1FK70345AK711TG2 | SIMOTICS S SYNCHRONOUS SERVOMOTOR 1FK7 COMPACT, 1.6 NM, 100 K, 6000 RPM, 0,63KW NATURAL COOLING, POWER/SIGNAL CONNECTORS CONNECTOR CAN BE ROTATED BY 270 DEG. RESOLVER 2-POLE (RESOLVER P=1); PLAIN SHAFT, TOLERANCE N; W/O HOLDING BRAKE DEGREE OF PROTECTION IP65 FLANGE ON DRIVE END IP67 | 1204 | TEM | 1 | MC | 3.703 | 1
1FK70345AK711TG3 | SIMOTICS S SYNCHRONOUS SERVOMOTOR 1FK7 COMPACT, 1.6 NM, 100 K, 6000 RPM, 0,63KW NATURAL COOLING, POWER/SIGNAL CONNECTORS CONNECTOR CAN BE ROTATED BY 270 DEG. RESOLVER 2-POLE (RESOLVER P=1); PLAIN SHAFT, TOLERANCE N; W/O HOLDING BRAKE DEGREE OF PROTECTION IP64; PAINT FINISH RAL7016 | 1152 | TEM | 1 | MC | 3.703 | 1
1FK70345AK711TG5 | SIMOTICS S SYNCHRONOUS SERVOMOTOR 1FK7 COMPACT, 1.6 NM, 100 K, 6000 RPM, 0,63KW NATURAL COOLING, POWER/SIGNAL CONNECTORS CONNECTOR CAN BE ROTATED BY 270 DEG. RESOLVER 2-POLE (RESOLVER P=1); PLAIN SHAFT, TOLERANCE N; W/O HOLDING BRAKE DEGREE OF PROTECTION IP65 AS FLANGE IP67; PAINT FINISH RAL7016 | 1254 | TEM | 1 | MC | 3.703 | 1
1FK70345AK711TG8 | SIMOTICS S SYNCHRONOUS SERVOMOTOR 1FK7 COMPACT, 1.6 NM, 100 K, 6000 RPM, 0,63KW NATURAL COOLING, POWER/SIGNAL CONNECTORS CONNECTOR CAN BE ROTATED BY 270 DEG. RESOLVER 2-POLE (RESOLVER P=1); PLAIN SHAFT, TOLERANCE N; W/O HOLDING BRAKE DEGREE OF PROTECTION IP65 IP67 D-END FLANGE; RAL7016 COATING; METALLIC RATING PLATE AT MOTOR | 1362 | TEM | 1 | MC | 3.703 | 1
1FK70345AK711TH0 | SIMOTICS S SYNCHRONOUS SERVOMOTOR 1FK7 COMPACT, 1.6 NM, 100 K, 6000 RPM, 0,63KW NATURAL COOLING, POWER/SIGNAL CONNECTORS CONNECTOR CAN BE ROTATED BY 270 DEG. RESOLVER 2-POLE (RESOLVER P=1); PLAIN SHAFT, TOLERANCE N; WITH HOLDING BRAKE DEGREE OF PROTECTION IP64 | 1338 | TEM | 1 | MC | 4.002 | 1
1FK70345AK711TH2 | SIMOTICS S SYNCHRONOUS SERVOMOTOR 1FK7 COMPACT, 1.6 NM, 100 K, 6000 RPM, 0,63KW NATURAL COOLING, POWER/SIGNAL CONNECTORS CONNECTOR CAN BE ROTATED BY 270 DEG. RESOLVER 2-POLE (RESOLVER P=1); PLAIN SHAFT, TOLERANCE N; WITH HOLDING BRAKE DEGREE OF PROTECTION IP65 FLANGE ON DRIVE END IP67 | 1440 | TEM | 1 | MC | 4.002 | 1
1FK70345AK711TH3 | SIMOTICS S SYNCHRONOUS SERVOMOTOR 1FK7 COMPACT, 1.6 NM, 100 K, 6000 RPM, 0,63KW NATURAL COOLING, POWER/SIGNAL CONNECTORS CONNECTOR CAN BE ROTATED BY 270 DEG. RESOLVER 2-POLE (RESOLVER P=1); PLAIN SHAFT, TOLERANCE N; WITH HOLDING BRAKE DEGREE OF PROTECTION IP64; PAINT FINISH RAL7016 | 1387 | TEM | 1 | MC | 4.002 | 1
1FK70345AK711TH5 | SIMOTICS S SYNCHRONOUS SERVOMOTOR 1FK7 COMPACT, 1.6 NM, 100 K, 6000 RPM, 0,63KW NATURAL COOLING, POWER/SIGNAL CONNECTORS CONNECTOR CAN BE ROTATED BY 270 DEG. RESOLVER 2-POLE (RESOLVER P=1); PLAIN SHAFT, TOLERANCE N; WITH HOLDING BRAKE DEGREE OF PROTECTION IP65 AS FLANGE IP67; PAINT FINISH RAL7016 | 1489 | TEM | 1 | MC | 4.002 | 1
1FK70345AK711TH8 | SIMOTICS S SYNCHRONOUS SERVOMOTOR 1FK7 COMPACT, 1.6 NM, 100 K, 6000 RPM, 0,63KW NATURAL COOLING, POWER/SIGNAL CONNECTORS CONNECTOR CAN BE ROTATED BY 270 DEG. RESOLVER 2-POLE (RESOLVER P=1); PLAIN SHAFT, TOLERANCE N; WITH HOLDING BRAKE DEGREE OF PROTECTION IP65 IP67 D-END FLANGE; RAL7016 COATING; METALLIC RATING PLATE AT MOTOR | 1597 | TEM | 1 | MC | 4.002 | 1
1FK70345AK711UA0 | SIMOTICS S SYNCHRONOUS SERVOMOTOR 1FK7 COMPACT, 1.6 NM, 100 K, 6000 RPM, 0,63KW NATURAL COOLING, POWER/SIGNAL CONNECTORS CONNECTOR CAN BE ROTATED BY 270 DEG. RESOLVER MULTI-POLE WITH DRIVE-CLIQ INTERFACE; SHAFT WITH FITTED KEY, TOLERANCE N; W/O HOLDING BRAKE DEGREE OF PROTECTION IP64 | 1458 | TEM | 1 | MC | 3.703 | 1
1FK70345AK711UA2 | SIMOTICS S SYNCHRONOUS SERVOMOTOR 1FK7 COMPACT, 1.6 NM, 100 K, 6000 RPM, 0,63KW NATURAL COOLING, POWER/SIGNAL CONNECTORS CONNECTOR CAN BE ROTATED BY 270 DEG. RESOLVER MULTI-POLE WITH DRIVE-CLIQ INTERFACE; SHAFT WITH FITTED KEY, TOLERANCE N; W/O HOLDING BRAKE DEGREE OF PROTECTION IP65 FLANGE ON DRIVE END IP67 | 1560 | TEM | 1 | MC | 3.703 | 1
1FK70345AK711UA3 | SIMOTICS S SYNCHRONOUS SERVOMOTOR 1FK7 COMPACT, 1.6 NM, 100 K, 6000 RPM, 0,63KW NATURAL COOLING, POWER/SIGNAL CONNECTORS CONNECTOR CAN BE ROTATED BY 270 DEG. RESOLVER MULTI-POLE WITH DRIVE-CLIQ INTERFACE; SHAFT WITH FITTED KEY, TOLERANCE N; W/O HOLDING BRAKE DEGREE OF PROTECTION IP64; PAINT FINISH RAL7016 | 1508 | TEM | 1 | MC | 3.703 | 1
1FK70345AK711UA5 | SIMOTICS S SYNCHRONOUS SERVOMOTOR 1FK7 COMPACT, 1.6 NM, 100 K, 6000 RPM, 0,63KW NATURAL COOLING, POWER/SIGNAL CONNECTORS CONNECTOR CAN BE ROTATED BY 270 DEG. RESOLVER MULTI-POLE WITH DRIVE-CLIQ INTERFACE; SHAFT WITH FITTED KEY, TOLERANCE N; W/O HOLDING BRAKE DEGREE OF PROTECTION IP65 AS FLANGE IP67; PAINT FINISH RAL7016 | 1609 | TEM | 1 | MC | 3.703 | 1
1FK70345AK711UA8 | SIMOTICS S SYNCHRONOUS SERVOMOTOR 1FK7 COMPACT, 1.6 NM, 100 K, 6000 RPM, 0,63KW NATURAL COOLING, POWER/SIGNAL CONNECTORS CONNECTOR CAN BE ROTATED BY 270 DEG. RESOLVER MULTI-POLE WITH DRIVE-CLIQ INTERFACE; SHAFT WITH FITTED KEY, TOLERANCE N; W/O HOLDING BRAKE DEGREE OF PROTECTION IP65 IP67 D-END FLANGE; RAL7016 COATING; METALLIC RATING PLATE AT MOTOR | 1718 | TEM | 1 | MC | 3.703 | 1
1FK70345AK711UB0 | SIMOTICS S SYNCHRONOUS SERVOMOTOR 1FK7 COMPACT, 1.6 NM, 100 K, 6000 RPM, 0,63KW NATURAL COOLING, POWER/SIGNAL CONNECTORS CONNECTOR CAN BE ROTATED BY 270 DEG. RESOLVER MULTI-POLE WITH DRIVE-CLIQ INTERFACE; SHAFT WITH FITTED KEY, TOLERANCE N; WITH HOLDING BRAKE DEGREE OF PROTECTION IP64 | 1696 | TEM | 1 | MC | 4.002 | 1
1FK70345AK711UB2 | SIMOTICS S SYNCHRONOUS SERVOMOTOR 1FK7 COMPACT, 1.6 NM, 100 K, 6000 RPM, 0,63KW NATURAL COOLING, POWER/SIGNAL CONNECTORS CONNECTOR CAN BE ROTATED BY 270 DEG. RESOLVER MULTI-POLE WITH DRIVE-CLIQ INTERFACE; SHAFT WITH FITTED KEY, TOLERANCE N; WITH HOLDING BRAKE DEGREE OF PROTECTION IP65 FLANGE ON DRIVE END IP67 | 1798 | TEM | 1 | MC | 4.002 | 1
1FK70345AK711UB3 | SIMOTICS S SYNCHRONOUS SERVOMOTOR 1FK7 COMPACT, 1.6 NM, 100 K, 6000 RPM, 0,63KW NATURAL COOLING, POWER/SIGNAL CONNECTORS CONNECTOR CAN BE ROTATED BY 270 DEG. RESOLVER MULTI-POLE WITH DRIVE-CLIQ INTERFACE; SHAFT WITH FITTED KEY, TOLERANCE N; WITH HOLDING BRAKE DEGREE OF PROTECTION IP64; PAINT FINISH RAL7016 | 1745 | TEM | 1 | MC | 4.002 | 1
1FK70345AK711UB5 | SIMOTICS S SYNCHRONOUS SERVOMOTOR 1FK7 COMPACT, 1.6 NM, 100 K, 6000 RPM, 0,63KW NATURAL COOLING, POWER/SIGNAL CONNECTORS CONNECTOR CAN BE ROTATED BY 270 DEG. RESOLVER MULTI-POLE WITH DRIVE-CLIQ INTERFACE; SHAFT WITH FITTED KEY, TOLERANCE N; WITH HOLDING BRAKE DEGREE OF PROTECTION IP65 AS FLANGE IP67; PAINT FINISH RAL7016 | 1847 | TEM | 1 | MC | 4.002 | 1
1FK70345AK711UB8 | SIMOTICS S SYNCHRONOUS SERVOMOTOR 1FK7 COMPACT, 1.6 NM, 100 K, 6000 RPM, 0,63KW NATURAL COOLING, POWER/SIGNAL CONNECTORS CONNECTOR CAN BE ROTATED BY 270 DEG. RESOLVER MULTI-POLE WITH DRIVE-CLIQ INTERFACE; SHAFT WITH FITTED KEY, TOLERANCE N; WITH HOLDING BRAKE DEGREE OF PROTECTION IP65 IP67 D-END FLANGE; RAL7016 COATING; METALLIC RATING PLATE AT MOTOR | 1955 | TEM | 1 | MC | 4.002 | 1
1FK70345AK711UG0 | SIMOTICS S SYNCHRONOUS SERVOMOTOR 1FK7 COMPACT, 1.6 NM, 100 K, 6000 RPM, 0,63KW NATURAL COOLING, POWER/SIGNAL CONNECTORS CONNECTOR CAN BE ROTATED BY 270 DEG. RESOLVER MULTI-POLE WITH DRIVE-CLIQ INTERFACE; PLAIN SHAFT, TOLERANCE N; W/O HOLDING BRAKE DEGREE OF PROTECTION IP64 | 1365 | TEM | 1 | MC | 3.703 | 1
1FK70345AK711UG2 | SIMOTICS S SYNCHRONOUS SERVOMOTOR 1FK7 COMPACT, 1.6 NM, 100 K, 6000 RPM, 0,63KW NATURAL COOLING, POWER/SIGNAL CONNECTORS CONNECTOR CAN BE ROTATED BY 270 DEG. RESOLVER MULTI-POLE WITH DRIVE-CLIQ INTERFACE; PLAIN SHAFT, TOLERANCE N; W/O HOLDING BRAKE DEGREE OF PROTECTION IP65 FLANGE ON DRIVE END IP67 | 1466 | TEM | 1 | MC | 3.703 | 1
1FK70345AK711UG3 | SIMOTICS S SYNCHRONOUS SERVOMOTOR 1FK7 COMPACT, 1.6 NM, 100 K, 6000 RPM, 0,63KW NATURAL COOLING, POWER/SIGNAL CONNECTORS CONNECTOR CAN BE ROTATED BY 270 DEG. RESOLVER MULTI-POLE WITH DRIVE-CLIQ INTERFACE; PLAIN SHAFT, TOLERANCE N; W/O HOLDING BRAKE DEGREE OF PROTECTION IP64; PAINT FINISH RAL7016 | 1414 | TEM | 1 | MC | 3.703 | 1
1FK70345AK711UG5 | SIMOTICS S SYNCHRONOUS SERVOMOTOR 1FK7 COMPACT, 1.6 NM, 100 K, 6000 RPM, 0,63KW NATURAL COOLING, POWER/SIGNAL CONNECTORS CONNECTOR CAN BE ROTATED BY 270 DEG. RESOLVER MULTI-POLE WITH DRIVE-CLIQ INTERFACE; PLAIN SHAFT, TOLERANCE N; W/O HOLDING BRAKE DEGREE OF PROTECTION IP65 AS FLANGE IP67; PAINT FINISH RAL7016 | 1515 | TEM | 1 | MC | 3.703 | 1
1FK70345AK711UG8 | SIMOTICS S SYNCHRONOUS SERVOMOTOR 1FK7 COMPACT, 1.6 NM, 100 K, 6000 RPM, 0,63KW NATURAL COOLING, POWER/SIGNAL CONNECTORS CONNECTOR CAN BE ROTATED BY 270 DEG. RESOLVER MULTI-POLE WITH DRIVE-CLIQ INTERFACE; PLAIN SHAFT, TOLERANCE N; W/O HOLDING BRAKE DEGREE OF PROTECTION IP65 IP67 D-END FLANGE; RAL7016 COATING; METALLIC RATING PLATE AT MOTOR | 1624 | TEM | 1 | MC | 3.703 | 1
1FK70345AK711UH0 | SIMOTICS S SYNCHRONOUS SERVOMOTOR 1FK7 COMPACT, 1.6 NM, 100 K, 6000 RPM, 0,63KW NATURAL COOLING, POWER/SIGNAL CONNECTORS CONNECTOR CAN BE ROTATED BY 270 DEG. RESOLVER MULTI-POLE WITH DRIVE-CLIQ INTERFACE; PLAIN SHAFT, TOLERANCE N; WITH HOLDING BRAKE DEGREE OF PROTECTION IP64 | 1600 | TEM | 1 | MC | 4.002 | 1
1FK70345AK711UH2 | SIMOTICS S SYNCHRONOUS SERVOMOTOR 1FK7 COMPACT, 1.6 NM, 100 K, 6000 RPM, 0,63KW NATURAL COOLING, POWER/SIGNAL CONNECTORS CONNECTOR CAN BE ROTATED BY 270 DEG. RESOLVER MULTI-POLE WITH DRIVE-CLIQ INTERFACE; PLAIN SHAFT, TOLERANCE N; WITH HOLDING BRAKE DEGREE OF PROTECTION IP65 FLANGE ON DRIVE END IP67 | 1701 | TEM | 1 | MC | 4.002 | 1
1FK70345AK711UH3 | SIMOTICS S SYNCHRONOUS SERVOMOTOR 1FK7 COMPACT, 1.6 NM, 100 K, 6000 RPM, 0,63KW NATURAL COOLING, POWER/SIGNAL CONNECTORS CONNECTOR CAN BE ROTATED BY 270 DEG. RESOLVER MULTI-POLE WITH DRIVE-CLIQ INTERFACE; PLAIN SHAFT, TOLERANCE N; WITH HOLDING BRAKE DEGREE OF PROTECTION IP64; PAINT FINISH RAL7016 | 1649 | TEM | 1 | MC | 4.002 | 1
1FK70345AK711UH5 | SIMOTICS S SYNCHRONOUS SERVOMOTOR 1FK7 COMPACT, 1.6 NM, 100 K, 6000 RPM, 0,63KW NATURAL COOLING, POWER/SIGNAL CONNECTORS CONNECTOR CAN BE ROTATED BY 270 DEG. RESOLVER MULTI-POLE WITH DRIVE-CLIQ INTERFACE; PLAIN SHAFT, TOLERANCE N; WITH HOLDING BRAKE DEGREE OF PROTECTION IP65 AS FLANGE IP67; PAINT FINISH RAL7016 | 1751 | TEM | 1 | MC | 4.002 | 1
1FK70345AK711UH8 | SIMOTICS S SYNCHRONOUS SERVOMOTOR 1FK7 COMPACT, 1.6 NM, 100 K, 6000 RPM, 0,63KW NATURAL COOLING, POWER/SIGNAL CONNECTORS CONNECTOR CAN BE ROTATED BY 270 DEG. RESOLVER MULTI-POLE WITH DRIVE-CLIQ INTERFACE; PLAIN SHAFT, TOLERANCE N; WITH HOLDING BRAKE DEGREE OF PROTECTION IP65 IP67 D-END FLANGE; RAL7016 COATING; METALLIC RATING PLATE AT MOTOR | 1859 | TEM | 1 | MC | 4.002 | 1
1FK70345AK711VA0 | SIMOTICS S SYNCHRONOUS SERVOMOTOR 1FK7 COMPACT, 1.6 NM, 100 K, 6000 RPM, 0,63KW NATURAL COOLING, POWER/SIGNAL CONNECTORS CONNECTOR CAN BE ROTATED BY 270 DEG. BASIC ABSOLUTE ENCODER 16 P/REV (ENCODER A-16) WITH DRIVE-CLIQ INTERFACE; PERFORMANCE REDUCTION BY 10% DUE TO ABSOLUTE ENCODER; SHAFT WITH FITTED KEY, TOLERANCE N; W/O HOLDING BRAKE DEGREE OF PROTECTION IP64 | 1934 | TEM | 1 | MC | 3.703 | 1
1FK70345AK711VA2 | SIMOTICS S SYNCHRONOUS SERVOMOTOR 1FK7 COMPACT, 1.6 NM, 100 K, 6000 RPM, 0,63KW NATURAL COOLING, POWER/SIGNAL CONNECTORS CONNECTOR CAN BE ROTATED BY 270 DEG. BASIC ABSOLUTE ENCODER 16 P/REV (ENCODER A-16) WITH DRIVE-CLIQ INTERFACE; PERFORMANCE REDUCTION BY 10% DUE TO ABSOLUTE ENCODER; SHAFT WITH FITTED KEY, TOLERANCE N; W/O HOLDING BRAKE DEGREE OF PROTECTION IP65 FLANGE ON DRIVE END IP67 | 2035 | TEM | 1 | MC | 3.703 | 1
1FK70345AK711VA3 | SIMOTICS S SYNCHRONOUS SERVOMOTOR 1FK7 COMPACT, 1.6 NM, 100 K, 6000 RPM, 0,63KW NATURAL COOLING, POWER/SIGNAL CONNECTORS CONNECTOR CAN BE ROTATED BY 270 DEG. BASIC ABSOLUTE ENCODER 16 P/REV (ENCODER A-16) WITH DRIVE-CLIQ INTERFACE; PERFORMANCE REDUCTION BY 10% DUE TO ABSOLUTE ENCODER; SHAFT WITH FITTED KEY, TOLERANCE N; W/O HOLDING BRAKE DEGREE OF PROTECTION IP64; PAINT FINISH RAL7016 | 1983 | TEM | 1 | MC | 3.703 | 1
1FK70345AK711VA5 | SIMOTICS S SYNCHRONOUS SERVOMOTOR 1FK7 COMPACT, 1.6 NM, 100 K, 6000 RPM, 0,63KW NATURAL COOLING, POWER/SIGNAL CONNECTORS CONNECTOR CAN BE ROTATED BY 270 DEG. BASIC ABSOLUTE ENCODER 16 P/REV (ENCODER A-16) WITH DRIVE-CLIQ INTERFACE; PERFORMANCE REDUCTION BY 10% DUE TO ABSOLUTE ENCODER; SHAFT WITH FITTED KEY, TOLERANCE N; W/O HOLDING BRAKE DEGREE OF PROTECTION IP65 AS FLANGE IP67; PAINT FINISH RAL7016 | 2085 | TEM | 1 | MC | 3.703 | 1
1FK70345AK711VA8 | SIMOTICS S SYNCHRONOUS SERVOMOTOR 1FK7 COMPACT, 1.6 NM, 100 K, 6000 RPM, 0,63KW NATURAL COOLING, POWER/SIGNAL CONNECTORS CONNECTOR CAN BE ROTATED BY 270 DEG. BASIC ABSOLUTE ENCODER 16 P/REV (ENCODER A-16) WITH DRIVE-CLIQ INTERFACE; PERFORMANCE REDUCTION BY 10% DUE TO ABSOLUTE ENCODER; SHAFT WITH FITTED KEY, TOLERANCE N; W/O HOLDING BRAKE DEGREE OF PROTECTION IP65 IP67 D-END FLANGE; RAL7016 COATING; METALLIC RATING PLATE AT MOTOR | 2193 | TEM | 1 | MC | 3.703 | 1
1FK70345AK711VB0 | SIMOTICS S SYNCHRONOUS SERVOMOTOR 1FK7 COMPACT, 1.6 NM, 100 K, 6000 RPM, 0,63KW NATURAL COOLING, POWER/SIGNAL CONNECTORS CONNECTOR CAN BE ROTATED BY 270 DEG. BASIC ABSOLUTE ENCODER 16 P/REV (ENCODER A-16) WITH DRIVE-CLIQ INTERFACE; PERFORMANCE REDUCTION BY 10% DUE TO ABSOLUTE ENCODER; SHAFT WITH FITTED KEY, TOLERANCE N; WITH HOLDING BRAKE DEGREE OF PROTECTION IP64 | 2172 | TEM | 1 | MC | 4.002 | 1
1FK70345AK711VB2 | SIMOTICS S SYNCHRONOUS SERVOMOTOR 1FK7 COMPACT, 1.6 NM, 100 K, 6000 RPM, 0,63KW NATURAL COOLING, POWER/SIGNAL CONNECTORS CONNECTOR CAN BE ROTATED BY 270 DEG. BASIC ABSOLUTE ENCODER 16 P/REV (ENCODER A-16) WITH DRIVE-CLIQ INTERFACE; PERFORMANCE REDUCTION BY 10% DUE TO ABSOLUTE ENCODER; SHAFT WITH FITTED KEY, TOLERANCE N; WITH HOLDING BRAKE DEGREE OF PROTECTION IP65 FLANGE ON DRIVE END IP67 | 2273 | TEM | 1 | MC | 4.002 | 1
1FK70345AK711VB3 | SIMOTICS S SYNCHRONOUS SERVOMOTOR 1FK7 COMPACT, 1.6 NM, 100 K, 6000 RPM, 0,63KW NATURAL COOLING, POWER/SIGNAL CONNECTORS CONNECTOR CAN BE ROTATED BY 270 DEG. BASIC ABSOLUTE ENCODER 16 P/REV (ENCODER A-16) WITH DRIVE-CLIQ INTERFACE; PERFORMANCE REDUCTION BY 10% DUE TO ABSOLUTE ENCODER; SHAFT WITH FITTED KEY, TOLERANCE N; WITH HOLDING BRAKE DEGREE OF PROTECTION IP64; PAINT FINISH RAL7016 | 2221 | TEM | 1 | MC | 4.002 | 1
1FK70345AK711VB5 | SIMOTICS S SYNCHRONOUS SERVOMOTOR 1FK7 COMPACT, 1.6 NM, 100 K, 6000 RPM, 0,63KW NATURAL COOLING, POWER/SIGNAL CONNECTORS CONNECTOR CAN BE ROTATED BY 270 DEG. BASIC ABSOLUTE ENCODER 16 P/REV (ENCODER A-16) WITH DRIVE-CLIQ INTERFACE; PERFORMANCE REDUCTION BY 10% DUE TO ABSOLUTE ENCODER; SHAFT WITH FITTED KEY, TOLERANCE N; WITH HOLDING BRAKE DEGREE OF PROTECTION IP65 AS FLANGE IP67; PAINT FINISH RAL7016 | 2322 | TEM | 1 | MC | 4.002 | 1
1FK70345AK711VB8 | SIMOTICS S SYNCHRONOUS SERVOMOTOR 1FK7 COMPACT, 1.6 NM, 100 K, 6000 RPM, 0,63KW NATURAL COOLING, POWER/SIGNAL CONNECTORS CONNECTOR CAN BE ROTATED BY 270 DEG. BASIC ABSOLUTE ENCODER 16 P/REV (ENCODER A-16) WITH DRIVE-CLIQ INTERFACE; PERFORMANCE REDUCTION BY 10% DUE TO ABSOLUTE ENCODER; SHAFT WITH FITTED KEY, TOLERANCE N; WITH HOLDING BRAKE DEGREE OF PROTECTION IP65 IP67 D-END FLANGE; RAL7016 COATING; METALLIC RATING PLATE AT MOTOR | 2431 | TEM | 1 | MC | 4.002 | 1
1FK70345AK711VG0 | SIMOTICS S SYNCHRONOUS SERVOMOTOR 1FK7 COMPACT, 1.6 NM, 100 K, 6000 RPM, 0,63KW NATURAL COOLING, POWER/SIGNAL CONNECTORS CONNECTOR CAN BE ROTATED BY 270 DEG. BASIC ABSOLUTE ENCODER 16 P/REV (ENCODER A-16) WITH DRIVE-CLIQ INTERFACE; PERFORMANCE REDUCTION BY 10% DUE TO ABSOLUTE ENCODER; PLAIN SHAFT, TOLERANCE N; W/O HOLDING BRAKE DEGREE OF PROTECTION IP64 | 1840 | TEM | 1 | MC | 3.703 | 1
1FK70345AK711VG2 | SIMOTICS S SYNCHRONOUS SERVOMOTOR 1FK7 COMPACT, 1.6 NM, 100 K, 6000 RPM, 0,63KW NATURAL COOLING, POWER/SIGNAL CONNECTORS CONNECTOR CAN BE ROTATED BY 270 DEG. BASIC ABSOLUTE ENCODER 16 P/REV (ENCODER A-16) WITH DRIVE-CLIQ INTERFACE; PERFORMANCE REDUCTION BY 10% DUE TO ABSOLUTE ENCODER; PLAIN SHAFT, TOLERANCE N; W/O HOLDING BRAKE DEGREE OF PROTECTION IP65 FLANGE ON DRIVE END IP67 | 1942 | TEM | 1 | MC | 3.703 | 1
1FK70345AK711VG3 | SIMOTICS S SYNCHRONOUS SERVOMOTOR 1FK7 COMPACT, 1.6 NM, 100 K, 6000 RPM, 0,63KW NATURAL COOLING, POWER/SIGNAL CONNECTORS CONNECTOR CAN BE ROTATED BY 270 DEG. BASIC ABSOLUTE ENCODER 16 P/REV (ENCODER A-16) WITH DRIVE-CLIQ INTERFACE; PERFORMANCE REDUCTION BY 10% DUE TO ABSOLUTE ENCODER; PLAIN SHAFT, TOLERANCE N; W/O HOLDING BRAKE DEGREE OF PROTECTION IP64; PAINT FINISH RAL7016 | 1889 | TEM | 1 | MC | 3.703 | 1
1FK70345AK711VG5 | SIMOTICS S SYNCHRONOUS SERVOMOTOR 1FK7 COMPACT, 1.6 NM, 100 K, 6000 RPM, 0,63KW NATURAL COOLING, POWER/SIGNAL CONNECTORS CONNECTOR CAN BE ROTATED BY 270 DEG. BASIC ABSOLUTE ENCODER 16 P/REV (ENCODER A-16) WITH DRIVE-CLIQ INTERFACE; PERFORMANCE REDUCTION BY 10% DUE TO ABSOLUTE ENCODER; PLAIN SHAFT, TOLERANCE N; W/O HOLDING BRAKE DEGREE OF PROTECTION IP65 AS FLANGE IP67; PAINT FINISH RAL7016 | 1991 | TEM | 1 | MC | 3.703 | 1
1FK70345AK711VG8 | SIMOTICS S SYNCHRONOUS SERVOMOTOR 1FK7 COMPACT, 1.6 NM, 100 K, 6000 RPM, 0,63KW NATURAL COOLING, POWER/SIGNAL CONNECTORS CONNECTOR CAN BE ROTATED BY 270 DEG. BASIC ABSOLUTE ENCODER 16 P/REV (ENCODER A-16) WITH DRIVE-CLIQ INTERFACE; PERFORMANCE REDUCTION BY 10% DUE TO ABSOLUTE ENCODER; PLAIN SHAFT, TOLERANCE N; W/O HOLDING BRAKE DEGREE OF PROTECTION IP65 IP67 D-END FLANGE; RAL7016 COATING; METALLIC RATING PLATE AT MOTOR | 2100 | TEM | 1 | MC | 3.703 | 1
1FK70345AK711VH0 | SIMOTICS S SYNCHRONOUS SERVOMOTOR 1FK7 COMPACT, 1.6 NM, 100 K, 6000 RPM, 0,63KW NATURAL COOLING, POWER/SIGNAL CONNECTORS CONNECTOR CAN BE ROTATED BY 270 DEG. BASIC ABSOLUTE ENCODER 16 P/REV (ENCODER A-16) WITH DRIVE-CLIQ INTERFACE; PERFORMANCE REDUCTION BY 10% DUE TO ABSOLUTE ENCODER; PLAIN SHAFT, TOLERANCE N; WITH HOLDING BRAKE DEGREE OF PROTECTION IP64 | 2075 | TEM | 1 | MC | 4.002 | 1
1FK70345AK711VH2 | SIMOTICS S SYNCHRONOUS SERVOMOTOR 1FK7 COMPACT, 1.6 NM, 100 K, 6000 RPM, 0,63KW NATURAL COOLING, POWER/SIGNAL CONNECTORS CONNECTOR CAN BE ROTATED BY 270 DEG. BASIC ABSOLUTE ENCODER 16 P/REV (ENCODER A-16) WITH DRIVE-CLIQ INTERFACE; PERFORMANCE REDUCTION BY 10% DUE TO ABSOLUTE ENCODER; PLAIN SHAFT, TOLERANCE N; WITH HOLDING BRAKE DEGREE OF PROTECTION IP65 FLANGE ON DRIVE END IP67 | 2177 | TEM | 1 | MC | 4.002 | 1
1FK70345AK711VH3 | SIMOTICS S SYNCHRONOUS SERVOMOTOR 1FK7 COMPACT, 1.6 NM, 100 K, 6000 RPM, 0,63KW NATURAL COOLING, POWER/SIGNAL CONNECTORS CONNECTOR CAN BE ROTATED BY 270 DEG. BASIC ABSOLUTE ENCODER 16 P/REV (ENCODER A-16) WITH DRIVE-CLIQ INTERFACE; PERFORMANCE REDUCTION BY 10% DUE TO ABSOLUTE ENCODER; PLAIN SHAFT, TOLERANCE N; WITH HOLDING BRAKE DEGREE OF PROTECTION IP64; PAINT FINISH RAL7016 | 2125 | TEM | 1 | MC | 4.002 | 1
1FK70345AK711VH5 | SIMOTICS S SYNCHRONOUS SERVOMOTOR 1FK7 COMPACT, 1.6 NM, 100 K, 6000 RPM, 0,63KW NATURAL COOLING, POWER/SIGNAL CONNECTORS CONNECTOR CAN BE ROTATED BY 270 DEG. BASIC ABSOLUTE ENCODER 16 P/REV (ENCODER A-16) WITH DRIVE-CLIQ INTERFACE; PERFORMANCE REDUCTION BY 10% DUE TO ABSOLUTE ENCODER; PLAIN SHAFT, TOLERANCE N; WITH HOLDING BRAKE DEGREE OF PROTECTION IP65 AS FLANGE IP67; PAINT FINISH RAL7016 | 2226 | TEM | 1 | MC | 4.002 | 1
1FK70345AK711VH8 | SIMOTICS S SYNCHRONOUS SERVOMOTOR 1FK7 COMPACT, 1.6 NM, 100 K, 6000 RPM, 0,63KW NATURAL COOLING, POWER/SIGNAL CONNECTORS CONNECTOR CAN BE ROTATED BY 270 DEG. BASIC ABSOLUTE ENCODER 16 P/REV (ENCODER A-16) WITH DRIVE-CLIQ INTERFACE; PERFORMANCE REDUCTION BY 10% DUE TO ABSOLUTE ENCODER; PLAIN SHAFT, TOLERANCE N; WITH HOLDING BRAKE DEGREE OF PROTECTION IP65 IP67 D-END FLANGE; RAL7016 COATING; METALLIC RATING PLATE AT MOTOR | 2335 | TEM | 1 | MC | 4.002 | 1
1FK70345AK718AB0 | SIMOTICS S-1FK7 SYNCHRON-SERVO-MOTOR 1FK7 COMPACT; NATURAL COOLING NN=6000U/MIN; UZK=600V; DESIGN IMB 5 UNCONNECT. CABLE END TOWARDS AS INCREM. ENCODER SIN/COS 1VSS 2048 S/R (ENCODER I-2048); SHAFT WITH FITTED KEY TOLERANCE N WITH HOLDING BRAKE DEGREE OF PROTECTION IP64; CUSTOM MADE MOTOR | 2335 | TEM | 1 | MC | 3.7 | 1
1FK70402AK711AA0 | SIMOTICS S SYNCHRONOUS MOTOR 1FK7-CT PN=0,69 KW; UZK=600V M0=1,6NM (100K); NN=6000RPM; NATURAL AIR COOLING, FRAME SIZE IMB 5 (IM V1, IM V3) FLANGE 1, WITH KTY TEMPERATURESENSOR POWER CONNECTOR ROTATABLE INCREMENTAL ENCODER SIN/COS 1VPP;2048 S/R W. C-AND D-SPUR (ENCODER IC2048S/R) SHAFT WITH FITTED KEY, TOLERANCE N; W/O HOLDING BRAKE PROTECTION CLASS IP64; | 1657 | TEM | 1 | MC | 3.201 | 1
1FK70402AK711AA1 | SIMOTICS S SYNCHRONOUS MOTOR 1FK7-CT PN=0,69 KW; UZK=600V M0=1,6NM (100K); NN=6000RPM; NATURAL AIR COOLING, FRAME SIZE IMB 5 (IM V1, IM V3) FLANGE 1, WITH KTY TEMPERATURESENSOR POWER CONNECTOR ROTATABLE INCREMENTAL ENCODER SIN/COS 1VPP;2048 S/R W. C-AND D-SPUR (ENCODER IC2048S/R) SHAFT WITH FITTED KEY, TOLERANCE N; W/O HOLDING BRAKE PROTECTION CLASS IP65, | 1750 | TEM | 1 | MC | 3.201 | 1
1FK70402AK711AA2 | SIMOTICS S SYNCHRONOUS MOTOR 1FK7-CT PN=0,69 KW; UZK=600V M0=1,6NM (100K); NN=6000RPM; NATURAL AIR COOLING, FRAME SIZE IMB 5 (IM V1, IM V3) FLANGE 1, WITH KTY TEMPERATURESENSOR POWER CONNECTOR ROTATABLE INCREMENTAL ENCODER SIN/COS 1VPP;2048 S/R W. C-AND D-SPUR (ENCODER IC2048S/R) SHAFT WITH FITTED KEY, TOLERANCE N; W/O HOLDING BRAKE PROTECTION CLASS IP65, FLANGE ON DRIVE END IP67; | 1750 | TEM | 1 | MC | 3.201 | 1
1FK70402AK711AB0 | SIMOTICS S SYNCHRONOUS MOTOR 1FK7-CT PN=0,69 KW; UZK=600V M0=1,6NM (100K); NN=6000RPM; NATURAL AIR COOLING, FRAME SIZE IMB 5 (IM V1, IM V3) FLANGE 1, WITH KTY TEMPERATURESENSOR POWER CONNECTOR ROTATABLE INCREMENTAL ENCODER SIN/COS 1VPP;2048 S/R W. C-AND D-SPUR (ENCODER IC2048S/R) SHAFT WITH FITTED KEY, TOLERANCE N; WITH HOLDING BRAKE PROTECTION CLASS IP64; | 1918 | TEM | 1 | MC | 3.5 | 1
1FK70402AK711AB1 | SIMOTICS S SYNCHRONOUS MOTOR 1FK7-CT PN=0,69 KW; UZK=600V M0=1,6NM (100K); NN=6000RPM; NATURAL AIR COOLING, FRAME SIZE IMB 5 (IM V1, IM V3) FLANGE 1, WITH KTY TEMPERATURESENSOR POWER CONNECTOR ROTATABLE INCREMENTAL ENCODER SIN/COS 1VPP;2048 S/R W. C-AND D-SPUR (ENCODER IC2048S/R) SHAFT WITH FITTED KEY, TOLERANCE N; WITH HOLDING BRAKE PROTECTION CLASS IP65, | 2011 | TEM | 1 | MC | 3.5 | 1
1FK70402AK711AB2 | SIMOTICS S SYNCHRONOUS MOTOR 1FK7-CT PN=0,69 KW; UZK=600V M0=1,6NM (100K); NN=6000RPM; NATURAL AIR COOLING, FRAME SIZE IMB 5 (IM V1, IM V3) FLANGE 1, WITH KTY TEMPERATURESENSOR POWER CONNECTOR ROTATABLE INCREMENTAL ENCODER SIN/COS 1VPP;2048 S/R W. C-AND D-SPUR (ENCODER IC2048S/R) SHAFT WITH FITTED KEY, TOLERANCE N; WITH HOLDING BRAKE PROTECTION CLASS IP65, FLANGE ON DRIVE END IP67; | 2011 | TEM | 1 | MC | 3.5 | 1
1FK70402AK711AG0 | SIMOTICS S SYNCHRONOUS MOTOR 1FK7-CT PN=0,69 KW; UZK=600V M0=1,6NM (100K); NN=6000RPM; NATURAL AIR COOLING, FRAME SIZE IMB 5 (IM V1, IM V3) FLANGE 1, WITH KTY TEMPERATURESENSOR POWER CONNECTOR ROTATABLE INCREMENTAL ENCODER SIN/COS 1VPP;2048 S/R W. C-AND D-SPUR (ENCODER IC2048S/R) PLAIN SHAFT, TOLERANCE N; W/O HOLDING BRAKE PROTECTION CLASS IP64; | 1571 | TEM | 1 | MC | 3.201 | 1
1FK70402AK711AG1 | SIMOTICS S SYNCHRONOUS MOTOR 1FK7-CT PN=0,69 KW; UZK=600V M0=1,6NM (100K); NN=6000RPM; NATURAL AIR COOLING, FRAME SIZE IMB 5 (IM V1, IM V3) FLANGE 1, WITH KTY TEMPERATURESENSOR POWER CONNECTOR ROTATABLE INCREMENTAL ENCODER SIN/COS 1VPP;2048 S/R W. C-AND D-SPUR (ENCODER IC2048S/R) PLAIN SHAFT, TOLERANCE N; W/O HOLDING BRAKE PROTECTION CLASS IP65, | 1664 | TEM | 1 | MC | 3.201 | 1
1FK70402AK711AG2 | SIMOTICS S SYNCHRONOUS MOTOR 1FK7-CT PN=0,69 KW; UZK=600V M0=1,6NM (100K); NN=6000RPM; NATURAL AIR COOLING, FRAME SIZE IMB 5 (IM V1, IM V3) FLANGE 1, WITH KTY TEMPERATURESENSOR POWER CONNECTOR ROTATABLE INCREMENTAL ENCODER SIN/COS 1VPP;2048 S/R W. C-AND D-SPUR (ENCODER IC2048S/R) PLAIN SHAFT, TOLERANCE N; W/O HOLDING BRAKE PROTECTION CLASS IP65, FLANGE ON DRIVE END IP67; | 1664 | TEM | 1 | MC | 3.201 | 1
1FK70402AK711AH0 | SIMOTICS S SYNCHRONOUS MOTOR 1FK7-CT PN=0,69 KW; UZK=600V M0=1,6NM (100K); NN=6000RPM; NATURAL AIR COOLING, FRAME SIZE IMB 5 (IM V1, IM V3) FLANGE 1, WITH KTY TEMPERATURESENSOR POWER CONNECTOR ROTATABLE INCREMENTAL ENCODER SIN/COS 1VPP;2048 S/R W. C-AND D-SPUR (ENCODER IC2048S/R) PLAIN SHAFT, TOLERANCE N; WITH HOLDING BRAKE PROTECTION CLASS IP64; | 1829 | TEM | 1 | MC | 3.5 | 1
1FK70402AK711AH1 | SIMOTICS S SYNCHRONOUS MOTOR 1FK7-CT PN=0,69 KW; UZK=600V M0=1,6NM (100K); NN=6000RPM; NATURAL AIR COOLING, FRAME SIZE IMB 5 (IM V1, IM V3) FLANGE 1, WITH KTY TEMPERATURESENSOR POWER CONNECTOR ROTATABLE INCREMENTAL ENCODER SIN/COS 1VPP;2048 S/R W. C-AND D-SPUR (ENCODER IC2048S/R) PLAIN SHAFT, TOLERANCE N; WITH HOLDING BRAKE PROTECTION CLASS IP65, | 1923 | TEM | 1 | MC | 3.5 | 1
1FK70402AK711AH2 | SIMOTICS S SYNCHRONOUS MOTOR 1FK7-CT PN=0,69 KW; UZK=600V M0=1,6NM (100K); NN=6000RPM; NATURAL AIR COOLING, FRAME SIZE IMB 5 (IM V1, IM V3) FLANGE 1, WITH KTY TEMPERATURESENSOR POWER CONNECTOR ROTATABLE INCREMENTAL ENCODER SIN/COS 1VPP;2048 S/R W. C-AND D-SPUR (ENCODER IC2048S/R) PLAIN SHAFT, TOLERANCE N; WITH HOLDING BRAKE PROTECTION CLASS IP65, FLANGE ON DRIVE END IP67; | 1923 | TEM | 1 | MC | 3.5 | 1
1FK70402AK711BA0 | SIMOTICS S SYNCHRONOUS MOTOR 1FK7-CT PN=0,69 KW; UZK=600V M0=1,6NM (100K); NN=6000RPM; NATURAL AIR COOLING, FRAME SIZE IMB 5 (IM V1, IM V3) FLANGE 1 POWER CONNECTOR ROTATABLE ABSOLUTE ENCODER SINGLETURN 24 BIT WITH DRIVE CLIQ INTERFACE (ENCODER AS24DQI) SHAFT WITH FITTED KEY, TOLERANCE N; W/O HOLDING BRAKE PROTECTION CLASS IP64; | 1898 | TEM | 1 | MC | 3.201 | 1
1FK70402AK711BA1 | SIMOTICS S SYNCHRONOUS MOTOR 1FK7-CT PN=0,69 KW; UZK=600V M0=1,6NM (100K); NN=6000RPM; NATURAL AIR COOLING, FRAME SIZE IMB 5 (IM V1, IM V3) FLANGE 1 POWER CONNECTOR ROTATABLE ABSOLUTE ENCODER SINGLETURN 24 BIT WITH DRIVE CLIQ INTERFACE (ENCODER AS24DQI) SHAFT WITH FITTED KEY, TOLERANCE N; W/O HOLDING BRAKE PROTECTION CLASS IP65, | 1991 | TEM | 1 | MC | 3.201 | 1
1FK70402AK711BA2 | SIMOTICS S SYNCHRONOUS MOTOR 1FK7-CT PN=0,69 KW; UZK=600V M0=1,6NM (100K); NN=6000RPM; NATURAL AIR COOLING, FRAME SIZE IMB 5 (IM V1, IM V3) FLANGE 1 POWER CONNECTOR ROTATABLE ABSOLUTE ENCODER SINGLETURN 24 BIT WITH DRIVE CLIQ INTERFACE (ENCODER AS24DQI) SHAFT WITH FITTED KEY, TOLERANCE N; W/O HOLDING BRAKE PROTECTION CLASS IP65, FLANGE ON DRIVE END IP67; | 1991 | TEM | 1 | MC | 3.201 | 1
1FK70402AK711BB0 | SIMOTICS S SYNCHRONOUS MOTOR 1FK7-CT PN=0,69 KW; UZK=600V M0=1,6NM (100K); NN=6000RPM; NATURAL AIR COOLING, FRAME SIZE IMB 5 (IM V1, IM V3) FLANGE 1 POWER CONNECTOR ROTATABLE ABSOLUTE ENCODER SINGLETURN 24 BIT WITH DRIVE CLIQ INTERFACE (ENCODER AS24DQI) SHAFT WITH FITTED KEY, TOLERANCE N; WITH HOLDING BRAKE PROTECTION CLASS IP64; | 2159 | TEM | 1 | MC | 3.5 | 1
1FK70402AK711BB1 | SIMOTICS S SYNCHRONOUS MOTOR 1FK7-CT PN=0,69 KW; UZK=600V M0=1,6NM (100K); NN=6000RPM; NATURAL AIR COOLING, FRAME SIZE IMB 5 (IM V1, IM V3) FLANGE 1 POWER CONNECTOR ROTATABLE ABSOLUTE ENCODER SINGLETURN 24 BIT WITH DRIVE CLIQ INTERFACE (ENCODER AS24DQI) SHAFT WITH FITTED KEY, TOLERANCE N; WITH HOLDING BRAKE PROTECTION CLASS IP65, | 2252 | TEM | 1 | MC | 3.5 | 1
1FK70402AK711BB2 | SIMOTICS S SYNCHRONOUS MOTOR 1FK7-CT PN=0,69 KW; UZK=600V M0=1,6NM (100K); NN=6000RPM; NATURAL AIR COOLING, FRAME SIZE IMB 5 (IM V1, IM V3) FLANGE 1 POWER CONNECTOR ROTATABLE ABSOLUTE ENCODER SINGLETURN 24 BIT WITH DRIVE CLIQ INTERFACE (ENCODER AS24DQI) SHAFT WITH FITTED KEY, TOLERANCE N; WITH HOLDING BRAKE PROTECTION CLASS IP65, FLANGE ON DRIVE END IP67; | 2252 | TEM | 1 | MC | 3.5 | 1
1FK70402AK711BG0 | SIMOTICS S SYNCHRONOUS MOTOR 1FK7-CT PN=0,69 KW; UZK=600V M0=1,6NM (100K); NN=6000RPM; NATURAL AIR COOLING, FRAME SIZE IMB 5 (IM V1, IM V3) FLANGE 1 POWER CONNECTOR ROTATABLE ABSOLUTE ENCODER SINGLETURN 24 BIT WITH DRIVE CLIQ INTERFACE (ENCODER AS24DQI) PLAIN SHAFT, TOLERANCE N; W/O HOLDING BRAKE PROTECTION CLASS IP64; | 1812 | TEM | 1 | MC | 3.201 | 1
1FK70402AK711BG1 | SIMOTICS S SYNCHRONOUS MOTOR 1FK7-CT PN=0,69 KW; UZK=600V M0=1,6NM (100K); NN=6000RPM; NATURAL AIR COOLING, FRAME SIZE IMB 5 (IM V1, IM V3) FLANGE 1 POWER CONNECTOR ROTATABLE ABSOLUTE ENCODER SINGLETURN 24 BIT WITH DRIVE CLIQ INTERFACE (ENCODER AS24DQI) PLAIN SHAFT, TOLERANCE N; W/O HOLDING BRAKE PROTECTION CLASS IP65, | 1905 | TEM | 1 | MC | 3.201 | 1
1FK70402AK711BG2 | SIMOTICS S SYNCHRONOUS MOTOR 1FK7-CT PN=0,69 KW; UZK=600V M0=1,6NM (100K); NN=6000RPM; NATURAL AIR COOLING, FRAME SIZE IMB 5 (IM V1, IM V3) FLANGE 1 POWER CONNECTOR ROTATABLE ABSOLUTE ENCODER SINGLETURN 24 BIT WITH DRIVE CLIQ INTERFACE (ENCODER AS24DQI) PLAIN SHAFT, TOLERANCE N; W/O HOLDING BRAKE PROTECTION CLASS IP65, FLANGE ON DRIVE END IP67; | 1905 | TEM | 1 | MC | 3.201 | 1
1FK70402AK711BH0 | SIMOTICS S SYNCHRONOUS MOTOR 1FK7-CT PN=0,69 KW; UZK=600V M0=1,6NM (100K); NN=6000RPM; NATURAL AIR COOLING, FRAME SIZE IMB 5 (IM V1, IM V3) FLANGE 1 POWER CONNECTOR ROTATABLE ABSOLUTE ENCODER SINGLETURN 24 BIT WITH DRIVE CLIQ INTERFACE (ENCODER AS24DQI) PLAIN SHAFT, TOLERANCE N; WITH HOLDING BRAKE PROTECTION CLASS IP64; | 2070 | TEM | 1 | MC | 3.5 | 1
1FK70402AK711BH1 | SIMOTICS S SYNCHRONOUS MOTOR 1FK7-CT PN=0,69 KW; UZK=600V M0=1,6NM (100K); NN=6000RPM; NATURAL AIR COOLING, FRAME SIZE IMB 5 (IM V1, IM V3) FLANGE 1 POWER CONNECTOR ROTATABLE ABSOLUTE ENCODER SINGLETURN 24 BIT WITH DRIVE CLIQ INTERFACE (ENCODER AS24DQI) PLAIN SHAFT, TOLERANCE N; WITH HOLDING BRAKE PROTECTION CLASS IP65, | 2164 | TEM | 1 | MC | 3.5 | 1
1FK70402AK711BH2 | SIMOTICS S SYNCHRONOUS MOTOR 1FK7-CT PN=0,69 KW; UZK=600V M0=1,6NM (100K); NN=6000RPM; NATURAL AIR COOLING, FRAME SIZE IMB 5 (IM V1, IM V3) FLANGE 1 POWER CONNECTOR ROTATABLE ABSOLUTE ENCODER SINGLETURN 24 BIT WITH DRIVE CLIQ INTERFACE (ENCODER AS24DQI) PLAIN SHAFT, TOLERANCE N; WITH HOLDING BRAKE PROTECTION CLASS IP65, FLANGE ON DRIVE END IP67; | 2164 | TEM | 1 | MC | 3.5 | 1
1FK70402AK711CA0 | SIMOTICS S SYNCHRONOUS MOTOR 1FK7-CT PN=0,69 KW; UZK=600V M0=1,6NM (100K); NN=6000RPM; NATURAL AIR COOLING, FRAME SIZE IMB 5 (IM V1, IM V3) FLANGE 1 POWER CONNECTOR ROTATABLE ABSOLUTE ENCODER 24 BIT + 12 BIT MULTITURN WITH DRIVE-CLIQ INTERFACE (ENCODER AM24DQI) SHAFT WITH FITTED KEY, TOLERANCE N; W/O HOLDING BRAKE PROTECTION CLASS IP64; | 2267 | TEM | 1 | MC | 3.201 | 1
1FK70402AK711CA1 | SIMOTICS S SYNCHRONOUS MOTOR 1FK7-CT PN=0,69 KW; UZK=600V M0=1,6NM (100K); NN=6000RPM; NATURAL AIR COOLING, FRAME SIZE IMB 5 (IM V1, IM V3) FLANGE 1 POWER CONNECTOR ROTATABLE ABSOLUTE ENCODER 24 BIT + 12 BIT MULTITURN WITH DRIVE-CLIQ INTERFACE (ENCODER AM24DQI) SHAFT WITH FITTED KEY, TOLERANCE N; W/O HOLDING BRAKE PROTECTION CLASS IP65, | 2361 | TEM | 1 | MC | 3.201 | 1
1FK70402AK711CA2 | SIMOTICS S SYNCHRONOUS MOTOR 1FK7-CT PN=0,69 KW; UZK=600V M0=1,6NM (100K); NN=6000RPM; NATURAL AIR COOLING, FRAME SIZE IMB 5 (IM V1, IM V3) FLANGE 1 POWER CONNECTOR ROTATABLE ABSOLUTE ENCODER 24 BIT + 12 BIT MULTITURN WITH DRIVE-CLIQ INTERFACE (ENCODER AM24DQI) SHAFT WITH FITTED KEY, TOLERANCE N; W/O HOLDING BRAKE PROTECTION CLASS IP65, FLANGE ON DRIVE END IP67; | 2361 | TEM | 1 | MC | 3.201 | 1
1FK70402AK711CB0 | SIMOTICS S SYNCHRONOUS MOTOR 1FK7-CT PN=0,69 KW; UZK=600V M0=1,6NM (100K); NN=6000RPM; NATURAL AIR COOLING, FRAME SIZE IMB 5 (IM V1, IM V3) FLANGE 1 POWER CONNECTOR ROTATABLE ABSOLUTE ENCODER 24 BIT + 12 BIT MULTITURN WITH DRIVE-CLIQ INTERFACE (ENCODER AM24DQI) SHAFT WITH FITTED KEY, TOLERANCE N; WITH HOLDING BRAKE PROTECTION CLASS IP64; | 2528 | TEM | 1 | MC | 3.5 | 1
1FK70402AK711CB1 | SIMOTICS S SYNCHRONOUS MOTOR 1FK7-CT PN=0,69 KW; UZK=600V M0=1,6NM (100K); NN=6000RPM; NATURAL AIR COOLING, FRAME SIZE IMB 5 (IM V1, IM V3) FLANGE 1 POWER CONNECTOR ROTATABLE ABSOLUTE ENCODER 24 BIT + 12 BIT MULTITURN WITH DRIVE-CLIQ INTERFACE (ENCODER AM24DQI) SHAFT WITH FITTED KEY, TOLERANCE N; WITH HOLDING BRAKE PROTECTION CLASS IP65, | 2621 | TEM | 1 | MC | 3.5 | 1
1FK70402AK711CB2 | SIMOTICS S SYNCHRONOUS MOTOR 1FK7-CT PN=0,69 KW; UZK=600V M0=1,6NM (100K); NN=6000RPM; NATURAL AIR COOLING, FRAME SIZE IMB 5 (IM V1, IM V3) FLANGE 1 POWER CONNECTOR ROTATABLE ABSOLUTE ENCODER 24 BIT + 12 BIT MULTITURN WITH DRIVE-CLIQ INTERFACE (ENCODER AM24DQI) SHAFT WITH FITTED KEY, TOLERANCE N; WITH HOLDING BRAKE PROTECTION CLASS IP65, FLANGE ON DRIVE END IP67; | 2621 | TEM | 1 | MC | 3.5 | 1
1FK70402AK711CG0 | SIMOTICS S SYNCHRONOUS MOTOR 1FK7-CT PN=0,69 KW; UZK=600V M0=1,6NM (100K); NN=6000RPM; NATURAL AIR COOLING, FRAME SIZE IMB 5 (IM V1, IM V3) FLANGE 1 POWER CONNECTOR ROTATABLE ABSOLUTE ENCODER 24 BIT + 12 BIT MULTITURN WITH DRIVE-CLIQ INTERFACE (ENCODER AM24DQI) PLAIN SHAFT, TOLERANCE N; W/O HOLDING BRAKE PROTECTION CLASS IP64; | 2181 | TEM | 1 | MC | 3.201 | 1
1FK70402AK711CG1 | SIMOTICS S SYNCHRONOUS MOTOR 1FK7-CT PN=0,69 KW; UZK=600V M0=1,6NM (100K); NN=6000RPM; NATURAL AIR COOLING, FRAME SIZE IMB 5 (IM V1, IM V3) FLANGE 1 POWER CONNECTOR ROTATABLE ABSOLUTE ENCODER 24 BIT + 12 BIT MULTITURN WITH DRIVE-CLIQ INTERFACE (ENCODER AM24DQI) PLAIN SHAFT, TOLERANCE N; W/O HOLDING BRAKE PROTECTION CLASS IP65, | 2274 | TEM | 1 | MC | 3.201 | 1
1FK70402AK711CG2 | SIMOTICS S SYNCHRONOUS MOTOR 1FK7-CT PN=0,69 KW; UZK=600V M0=1,6NM (100K); NN=6000RPM; NATURAL AIR COOLING, FRAME SIZE IMB 5 (IM V1, IM V3) FLANGE 1 POWER CONNECTOR ROTATABLE ABSOLUTE ENCODER 24 BIT + 12 BIT MULTITURN WITH DRIVE-CLIQ INTERFACE (ENCODER AM24DQI) PLAIN SHAFT, TOLERANCE N; W/O HOLDING BRAKE PROTECTION CLASS IP65, FLANGE ON DRIVE END IP67; | 2274 | TEM | 1 | MC | 3.201 | 1
1FK70402AK711CH0 | SIMOTICS S SYNCHRONOUS MOTOR 1FK7-CT PN=0,69 KW; UZK=600V M0=1,6NM (100K); NN=6000RPM; NATURAL AIR COOLING, FRAME SIZE IMB 5 (IM V1, IM V3) FLANGE 1 POWER CONNECTOR ROTATABLE ABSOLUTE ENCODER 24 BIT + 12 BIT MULTITURN WITH DRIVE-CLIQ INTERFACE (ENCODER AM24DQI) PLAIN SHAFT, TOLERANCE N; WITH HOLDING BRAKE PROTECTION CLASS IP64; | 2440 | TEM | 1 | MC | 3.5 | 1
1FK70402AK711CH1 | SIMOTICS S SYNCHRONOUS MOTOR 1FK7-CT PN=0,69 KW; UZK=600V M0=1,6NM (100K); NN=6000RPM; NATURAL AIR COOLING, FRAME SIZE IMB 5 (IM V1, IM V3) FLANGE 1 POWER CONNECTOR ROTATABLE ABSOLUTE ENCODER 24 BIT + 12 BIT MULTITURN WITH DRIVE-CLIQ INTERFACE (ENCODER AM24DQI) PLAIN SHAFT, TOLERANCE N; WITH HOLDING BRAKE PROTECTION CLASS IP65, | 2533 | TEM | 1 | MC | 3.5 | 1
1FK70402AK711CH2 | SIMOTICS S SYNCHRONOUS MOTOR 1FK7-CT PN=0,69 KW; UZK=600V M0=1,6NM (100K); NN=6000RPM; NATURAL AIR COOLING, FRAME SIZE IMB 5 (IM V1, IM V3) FLANGE 1 POWER CONNECTOR ROTATABLE ABSOLUTE ENCODER 24 BIT + 12 BIT MULTITURN WITH DRIVE-CLIQ INTERFACE (ENCODER AM24DQI) PLAIN SHAFT, TOLERANCE N; WITH HOLDING BRAKE PROTECTION CLASS IP65, FLANGE ON DRIVE END IP67; | 2533 | TEM | 1 | MC | 3.5 | 1
1FK70402AK711DB0 | SIMOTICS S SYNCHRONOUS MOTOR 1FK7-CT PN=0,69 KW; UZK=600V M0=1,6NM (100K); NN=6000RPM; NATURAL AIR COOLING, FRAME SIZE IMB 5 (IM V1, IM V3) FLANGE 1 POWER CONNECTOR ROTATABLE INCREMENTAL ENCODER 22 BIT WITH DRIVE-CLIQ INTERFACE (ENCODER IC22DQ) SHAFT WITH FITTED KEY, TOLERANCE N; WITH HOLDING BRAKE PROTECTION CLASS IP64; | 2239 | TEM | 1 | MC | 3.501 | 1
1FK70402AK711DG0 | SIMOTICS S SYNCHRONOUS MOTOR 1FK7-CT PN=0,69 KW; UZK=600V M0=1,6NM (100K); NN=6000RPM; NATURAL AIR COOLING, FRAME SIZE IMB 5 (IM V1, IM V3) FLANGE 1 POWER CONNECTOR ROTATABLE INCREMENTAL ENCODER 22 BIT WITH DRIVE-CLIQ INTERFACE (ENCODER IC22DQ) PLAIN SHAFT, TOLERANCE N; W/O HOLDING BRAKE PROTECTION CLASS IP64; | 1892 | TEM | 1 | MC | 3.202 | 1
1FK70402AK711DG1 | SIMOTICS S SYNCHRONOUS MOTOR 1FK7-CT PN=0,69 KW; UZK=600V M0=1,6NM (100K); NN=6000RPM; NATURAL AIR COOLING, FRAME SIZE IMB 5 (IM V1, IM V3) FLANGE 1 POWER CONNECTOR ROTATABLE INCREMENTAL ENCODER 22 BIT WITH DRIVE-CLIQ INTERFACE (ENCODER IC22DQ) PLAIN SHAFT, TOLERANCE N; W/O HOLDING BRAKE PROTECTION CLASS IP65, | 1985 | TEM | 1 | MC | 3.202 | 1
1FK70402AK711DH0 | SIMOTICS S SYNCHRONOUS MOTOR 1FK7-CT PN=0,69 KW; UZK=600V M0=1,6NM (100K); NN=6000RPM; NATURAL AIR COOLING, FRAME SIZE IMB 5 (IM V1, IM V3) FLANGE 1 POWER CONNECTOR ROTATABLE INCREMENTAL ENCODER 22 BIT WITH DRIVE-CLIQ INTERFACE (ENCODER IC22DQ) PLAIN SHAFT, TOLERANCE N; WITH HOLDING BRAKE PROTECTION CLASS IP64; | 2150 | TEM | 1 | MC | 3.501 | 1
1FK70402AK711DH1 | SIMOTICS S SYNCHRONOUS MOTOR 1FK7-CT PN=0,69 KW; UZK=600V M0=1,6NM (100K); NN=6000RPM; NATURAL AIR COOLING, FRAME SIZE IMB 5 (IM V1, IM V3) FLANGE 1 POWER CONNECTOR ROTATABLE INCREMENTAL ENCODER 22 BIT WITH DRIVE-CLIQ INTERFACE (ENCODER IC22DQ) PLAIN SHAFT, TOLERANCE N; WITH HOLDING BRAKE PROTECTION CLASS IP65, | 2244 | TEM | 1 | MC | 3.501 | 1
1FK70402AK711EA0 | SIMOTICS S SYNCHRONOUS MOTOR 1FK7-CT PN=0,69 KW; UZK=600V M0=1,6NM (100K); NN=6000RPM; NATURAL AIR COOLING, FRAME SIZE IMB 5 (IM V1, IM V3) FLANGE 1, WITH KTY TEMPERATURESENSOR POWER CONNECTOR ROTATABLE ABSOLUTE ENCODERR 2048 S/R + 4096 UMDREHUNGEN MULTITURN, WITH ENDAT-SCHNITTSTELLE (ENCODER AM2048S/R) SHAFT WITH FITTED KEY, TOLERANCE N; W/O HOLDING BRAKE PROTECTION CLASS IP64; | 2028 | TEM | 1 | MC | 3.201 | 1
1FK70402AK711EA1 | SIMOTICS S SYNCHRONOUS MOTOR 1FK7-CT PN=0,69 KW; UZK=600V M0=1,6NM (100K); NN=6000RPM; NATURAL AIR COOLING, FRAME SIZE IMB 5 (IM V1, IM V3) FLANGE 1, WITH KTY TEMPERATURESENSOR POWER CONNECTOR ROTATABLE ABSOLUTE ENCODERR 2048 S/R + 4096 UMDREHUNGEN MULTITURN, WITH ENDAT-SCHNITTSTELLE (ENCODER AM2048S/R) SHAFT WITH FITTED KEY, TOLERANCE N; W/O HOLDING BRAKE PROTECTION CLASS IP65, | 2122 | TEM | 1 | MC | 3.201 | 1
1FK70402AK711EA2 | SIMOTICS S SYNCHRONOUS MOTOR 1FK7-CT PN=0,69 KW; UZK=600V M0=1,6NM (100K); NN=6000RPM; NATURAL AIR COOLING, FRAME SIZE IMB 5 (IM V1, IM V3) FLANGE 1, WITH KTY TEMPERATURESENSOR POWER CONNECTOR ROTATABLE ABSOLUTE ENCODERR 2048 S/R + 4096 UMDREHUNGEN MULTITURN, WITH ENDAT-SCHNITTSTELLE (ENCODER AM2048S/R) SHAFT WITH FITTED KEY, TOLERANCE N; W/O HOLDING BRAKE PROTECTION CLASS IP65, FLANGE ON DRIVE END IP67; | 2122 | TEM | 1 | MC | 3.201 | 1
1FK70402AK711EB0 | SIMOTICS S SYNCHRONOUS MOTOR 1FK7-CT PN=0,69 KW; UZK=600V M0=1,6NM (100K); NN=6000RPM; NATURAL AIR COOLING, FRAME SIZE IMB 5 (IM V1, IM V3) FLANGE 1, WITH KTY TEMPERATURESENSOR POWER CONNECTOR ROTATABLE ABSOLUTE ENCODERR 2048 S/R + 4096 UMDREHUNGEN MULTITURN, WITH ENDAT-SCHNITTSTELLE (ENCODER AM2048S/R) SHAFT WITH FITTED KEY, TOLERANCE N; WITH HOLDING BRAKE PROTECTION CLASS IP64; | 2289 | TEM | 1 | MC | 3.5 | 1
1FK70402AK711EB1 | SIMOTICS S SYNCHRONOUS MOTOR 1FK7-CT PN=0,69 KW; UZK=600V M0=1,6NM (100K); NN=6000RPM; NATURAL AIR COOLING, FRAME SIZE IMB 5 (IM V1, IM V3) FLANGE 1, WITH KTY TEMPERATURESENSOR POWER CONNECTOR ROTATABLE ABSOLUTE ENCODERR 2048 S/R + 4096 UMDREHUNGEN MULTITURN, WITH ENDAT-SCHNITTSTELLE (ENCODER AM2048S/R) SHAFT WITH FITTED KEY, TOLERANCE N; WITH HOLDING BRAKE PROTECTION CLASS IP65, | 2383 | TEM | 1 | MC | 3.5 | 1
1FK70402AK711EB2 | SIMOTICS S SYNCHRONOUS MOTOR 1FK7-CT PN=0,69 KW; UZK=600V M0=1,6NM (100K); NN=6000RPM; NATURAL AIR COOLING, FRAME SIZE IMB 5 (IM V1, IM V3) FLANGE 1, WITH KTY TEMPERATURESENSOR POWER CONNECTOR ROTATABLE ABSOLUTE ENCODERR 2048 S/R + 4096 UMDREHUNGEN MULTITURN, WITH ENDAT-SCHNITTSTELLE (ENCODER AM2048S/R) SHAFT WITH FITTED KEY, TOLERANCE N; WITH HOLDING BRAKE PROTECTION CLASS IP65, FLANGE ON DRIVE END IP67; | 2383 | TEM | 1 | MC | 3.5 | 1
1FK70402AK711EG0 | SIMOTICS S SYNCHRONOUS MOTOR 1FK7-CT PN=0,69 KW; UZK=600V M0=1,6NM (100K); NN=6000RPM; NATURAL AIR COOLING, FRAME SIZE IMB 5 (IM V1, IM V3) FLANGE 1, WITH KTY TEMPERATURESENSOR POWER CONNECTOR ROTATABLE ABSOLUTE ENCODERR 2048 S/R + 4096 UMDREHUNGEN MULTITURN, WITH ENDAT-SCHNITTSTELLE (ENCODER AM2048S/R) PLAIN SHAFT, TOLERANCE N; W/O HOLDING BRAKE PROTECTION CLASS IP64; | 1942 | TEM | 1 | MC | 3.201 | 1
1FK70402AK711EG1 | SIMOTICS S SYNCHRONOUS MOTOR 1FK7-CT PN=0,69 KW; UZK=600V M0=1,6NM (100K); NN=6000RPM; NATURAL AIR COOLING, FRAME SIZE IMB 5 (IM V1, IM V3) FLANGE 1, WITH KTY TEMPERATURESENSOR POWER CONNECTOR ROTATABLE ABSOLUTE ENCODERR 2048 S/R + 4096 UMDREHUNGEN MULTITURN, WITH ENDAT-SCHNITTSTELLE (ENCODER AM2048S/R) PLAIN SHAFT, TOLERANCE N; W/O HOLDING BRAKE PROTECTION CLASS IP65, | 2036 | TEM | 1 | MC | 3.201 | 1
1FK70402AK711EG2 | SIMOTICS S SYNCHRONOUS MOTOR 1FK7-CT PN=0,69 KW; UZK=600V M0=1,6NM (100K); NN=6000RPM; NATURAL AIR COOLING, FRAME SIZE IMB 5 (IM V1, IM V3) FLANGE 1, WITH KTY TEMPERATURESENSOR POWER CONNECTOR ROTATABLE ABSOLUTE ENCODERR 2048 S/R + 4096 UMDREHUNGEN MULTITURN, WITH ENDAT-SCHNITTSTELLE (ENCODER AM2048S/R) PLAIN SHAFT, TOLERANCE N; W/O HOLDING BRAKE PROTECTION CLASS IP65, FLANGE ON DRIVE END IP67; | 2036 | TEM | 1 | MC | 3.201 | 1
1FK70402AK711EH0 | SIMOTICS S SYNCHRONOUS MOTOR 1FK7-CT PN=0,69 KW; UZK=600V M0=1,6NM (100K); NN=6000RPM; NATURAL AIR COOLING, FRAME SIZE IMB 5 (IM V1, IM V3) FLANGE 1, WITH KTY TEMPERATURESENSOR POWER CONNECTOR ROTATABLE ABSOLUTE ENCODERR 2048 S/R + 4096 UMDREHUNGEN MULTITURN, WITH ENDAT-SCHNITTSTELLE (ENCODER AM2048S/R) PLAIN SHAFT, TOLERANCE N; WITH HOLDING BRAKE PROTECTION CLASS IP64; | 2201 | TEM | 1 | MC | 3.5 | 1
1FK70402AK711EH1 | SIMOTICS S SYNCHRONOUS MOTOR 1FK7-CT PN=0,69 KW; UZK=600V M0=1,6NM (100K); NN=6000RPM; NATURAL AIR COOLING, FRAME SIZE IMB 5 (IM V1, IM V3) FLANGE 1, WITH KTY TEMPERATURESENSOR POWER CONNECTOR ROTATABLE ABSOLUTE ENCODERR 2048 S/R + 4096 UMDREHUNGEN MULTITURN, WITH ENDAT-SCHNITTSTELLE (ENCODER AM2048S/R) PLAIN SHAFT, TOLERANCE N; WITH HOLDING BRAKE PROTECTION CLASS IP65, | 2294 | TEM | 1 | MC | 3.5 | 1
1FK70402AK711EH2 | SIMOTICS S SYNCHRONOUS MOTOR 1FK7-CT PN=0,69 KW; UZK=600V M0=1,6NM (100K); NN=6000RPM; NATURAL AIR COOLING, FRAME SIZE IMB 5 (IM V1, IM V3) FLANGE 1, WITH KTY TEMPERATURESENSOR POWER CONNECTOR ROTATABLE ABSOLUTE ENCODERR 2048 S/R + 4096 UMDREHUNGEN MULTITURN, WITH ENDAT-SCHNITTSTELLE (ENCODER AM2048S/R) PLAIN SHAFT, TOLERANCE N; WITH HOLDING BRAKE PROTECTION CLASS IP65, FLANGE ON DRIVE END IP67; | 2294 | TEM | 1 | MC | 3.5 | 1
1FK70402AK711FB0 | SIMOTICS S SYNCHRONOUS MOTOR 1FK7-CT PN=0,69 KW; UZK=600V M0=1,6NM (100K); NN=6000RPM; NATURAL AIR COOLING, FRAME SIZE IMB 5 (IM V1, IM V3) FLANGE 1 POWER CONNECTOR ROTATABLE ABSOLUTE ENCODER 22BIT + 12 BIT MULTITURN, WITH DRIVE-CLIQ INTERFACE (ENCODER AM22DQ) SHAFT WITH FITTED KEY, TOLERANCE N; WITH HOLDING BRAKE PROTECTION CLASS IP64; | 2608 | TEM | 1 | MC | 3.5 | 1
1FK70402AK711FG2 | SIMOTICS S SYNCHRONOUS MOTOR 1FK7-CT PN=0,69 KW; UZK=600V M0=1,6NM (100K); NN=6000RPM; NATURAL AIR COOLING, FRAME SIZE IMB 5 (IM V1, IM V3) FLANGE 1 POWER CONNECTOR ROTATABLE ABSOLUTE ENCODER 22BIT + 12 BIT MULTITURN, WITH DRIVE-CLIQ INTERFACE (ENCODER AM22DQ) PLAIN SHAFT, TOLERANCE N; W/O HOLDING BRAKE PROTECTION CLASS IP65, FLANGE ON DRIVE END IP67; | 2354 | TEM | 1 | MC | 3.201 | 1
1FK70402AK711FH0 | SIMOTICS S SYNCHRONOUS MOTOR 1FK7-CT PN=0,69 KW; UZK=600V M0=1,6NM (100K); NN=6000RPM; NATURAL AIR COOLING, FRAME SIZE IMB 5 (IM V1, IM V3) FLANGE 1 POWER CONNECTOR ROTATABLE ABSOLUTE ENCODER 22BIT + 12 BIT MULTITURN, WITH DRIVE-CLIQ INTERFACE (ENCODER AM22DQ) PLAIN SHAFT, TOLERANCE N; WITH HOLDING BRAKE PROTECTION CLASS IP64; | 2520 | TEM | 1 | MC | 3.5 | 1
1FK70402AK711PA0 | SIMOTICS S SYNCHRONOUS MOTOR 1FK7-CT PN=0,69 KW; UZK=600V M0=1,6NM (100K); NN=6000RPM; NATURAL AIR COOLING, FRAME SIZE IMB 5 (IM V1, IM V3) FLANGE 1 POWER CONNECTOR ROTATABLE RESOLVER 2-POLE, WITH DRIVE CLIQ-INTERFACE SHAFT WITH FITTED KEY, TOLERANCE N; W/O HOLDING BRAKE PROTECTION CLASS IP64; | 1312 | TEM | 1 | MC | 3.301 | 1
1FK70402AK711PA1 | SIMOTICS S SYNCHRONOUS MOTOR 1FK7-CT PN=0,69 KW; UZK=600V M0=1,6NM (100K); NN=6000RPM; NATURAL AIR COOLING, FRAME SIZE IMB 5 (IM V1, IM V3) FLANGE 1 POWER CONNECTOR ROTATABLE RESOLVER 2-POLE, WITH DRIVE CLIQ-INTERFACE SHAFT WITH FITTED KEY, TOLERANCE N; W/O HOLDING BRAKE PROTECTION CLASS IP65, | 1405 | TEM | 1 | MC | 3.301 | 1
1FK70402AK711PA2 | SIMOTICS S SYNCHRONOUS MOTOR 1FK7-CT PN=0,69 KW; UZK=600V M0=1,6NM (100K); NN=6000RPM; NATURAL AIR COOLING, FRAME SIZE IMB 5 (IM V1, IM V3) FLANGE 1 POWER CONNECTOR ROTATABLE RESOLVER 2-POLE, WITH DRIVE CLIQ-INTERFACE SHAFT WITH FITTED KEY, TOLERANCE N; W/O HOLDING BRAKE PROTECTION CLASS IP65, FLANGE ON DRIVE END IP67; | 1405 | TEM | 1 | MC | 3.301 | 1
1FK70402AK711PB0 | SIMOTICS S SYNCHRONOUS MOTOR 1FK7-CT PN=0,69 KW; UZK=600V M0=1,6NM (100K); NN=6000RPM; NATURAL AIR COOLING, FRAME SIZE IMB 5 (IM V1, IM V3) FLANGE 1 POWER CONNECTOR ROTATABLE RESOLVER 2-POLE, WITH DRIVE CLIQ-INTERFACE SHAFT WITH FITTED KEY, TOLERANCE N; WITH HOLDING BRAKE PROTECTION CLASS IP64; | 1573 | TEM | 1 | MC | 3.6 | 1
1FK70402AK711PB1 | SIMOTICS S SYNCHRONOUS MOTOR 1FK7-CT PN=0,69 KW; UZK=600V M0=1,6NM (100K); NN=6000RPM; NATURAL AIR COOLING, FRAME SIZE IMB 5 (IM V1, IM V3) FLANGE 1 POWER CONNECTOR ROTATABLE RESOLVER 2-POLE, WITH DRIVE CLIQ-INTERFACE SHAFT WITH FITTED KEY, TOLERANCE N; WITH HOLDING BRAKE PROTECTION CLASS IP65, | 1666 | TEM | 1 | MC | 3.6 | 1
1FK70402AK711PB2 | SIMOTICS S SYNCHRONOUS MOTOR 1FK7-CT PN=0,69 KW; UZK=600V M0=1,6NM (100K); NN=6000RPM; NATURAL AIR COOLING, FRAME SIZE IMB 5 (IM V1, IM V3) FLANGE 1 POWER CONNECTOR ROTATABLE RESOLVER 2-POLE, WITH DRIVE CLIQ-INTERFACE SHAFT WITH FITTED KEY, TOLERANCE N; WITH HOLDING BRAKE PROTECTION CLASS IP65, FLANGE ON DRIVE END IP67; | 1666 | TEM | 1 | MC | 3.6 | 1
1FK70402AK711PG0 | SIMOTICS S SYNCHRONOUS MOTOR 1FK7-CT PN=0,69 KW; UZK=600V M0=1,6NM (100K); NN=6000RPM; NATURAL AIR COOLING, FRAME SIZE IMB 5 (IM V1, IM V3) FLANGE 1 POWER CONNECTOR ROTATABLE RESOLVER 2-POLE, WITH DRIVE CLIQ-INTERFACE PLAIN SHAFT, TOLERANCE N; W/O HOLDING BRAKE PROTECTION CLASS IP64; | 1226 | TEM | 1 | MC | 3.301 | 1
1FK70402AK711PG1 | SIMOTICS S SYNCHRONOUS MOTOR 1FK7-CT PN=0,69 KW; UZK=600V M0=1,6NM (100K); NN=6000RPM; NATURAL AIR COOLING, FRAME SIZE IMB 5 (IM V1, IM V3) FLANGE 1 POWER CONNECTOR ROTATABLE RESOLVER 2-POLE, WITH DRIVE CLIQ-INTERFACE PLAIN SHAFT, TOLERANCE N; W/O HOLDING BRAKE PROTECTION CLASS IP65, | 1319 | TEM | 1 | MC | 3.301 | 1
1FK70402AK711PG2 | SIMOTICS S SYNCHRONOUS MOTOR 1FK7-CT PN=0,69 KW; UZK=600V M0=1,6NM (100K); NN=6000RPM; NATURAL AIR COOLING, FRAME SIZE IMB 5 (IM V1, IM V3) FLANGE 1 POWER CONNECTOR ROTATABLE RESOLVER 2-POLE, WITH DRIVE CLIQ-INTERFACE PLAIN SHAFT, TOLERANCE N; W/O HOLDING BRAKE PROTECTION CLASS IP65, FLANGE ON DRIVE END IP67; | 1319 | TEM | 1 | MC | 3.301 | 1
1FK70402AK711PH0 | SIMOTICS S SYNCHRONOUS MOTOR 1FK7-CT PN=0,69 KW; UZK=600V M0=1,6NM (100K); NN=6000RPM; NATURAL AIR COOLING, FRAME SIZE IMB 5 (IM V1, IM V3) FLANGE 1 POWER CONNECTOR ROTATABLE RESOLVER 2-POLE, WITH DRIVE CLIQ-INTERFACE PLAIN SHAFT, TOLERANCE N; WITH HOLDING BRAKE PROTECTION CLASS IP64; | 1484 | TEM | 1 | MC | 3.6 | 1
1FK70402AK711PH1 | SIMOTICS S SYNCHRONOUS MOTOR 1FK7-CT PN=0,69 KW; UZK=600V M0=1,6NM (100K); NN=6000RPM; NATURAL AIR COOLING, FRAME SIZE IMB 5 (IM V1, IM V3) FLANGE 1 POWER CONNECTOR ROTATABLE RESOLVER 2-POLE, WITH DRIVE CLIQ-INTERFACE PLAIN SHAFT, TOLERANCE N; WITH HOLDING BRAKE PROTECTION CLASS IP65, | 1578 | TEM | 1 | MC | 3.6 | 1
1FK70402AK711PH2 | SIMOTICS S SYNCHRONOUS MOTOR 1FK7-CT PN=0,69 KW; UZK=600V M0=1,6NM (100K); NN=6000RPM; NATURAL AIR COOLING, FRAME SIZE IMB 5 (IM V1, IM V3) FLANGE 1 POWER CONNECTOR ROTATABLE RESOLVER 2-POLE, WITH DRIVE CLIQ-INTERFACE PLAIN SHAFT, TOLERANCE N; WITH HOLDING BRAKE PROTECTION CLASS IP65, FLANGE ON DRIVE END IP67; | 1578 | TEM | 1 | MC | 3.6 | 1
1FK70402AK711QA0 | SIMOTICS S SYNCHRONOUS MOTOR 1FK7-CT PN=0,69 KW; UZK=600V M0=1,6NM (100K); NN=6000RPM; NATURAL AIR COOLING, FRAME SIZE IMB 5 (IM V1, IM V3) FLANGE 1 POWER CONNECTOR ROTATABLE ABSOLUTE ENCODER SINGLETURN 20 BIT WITH DRIVE-CLIQ INTERFACE (ENCODER AS20DQI) SHAFT WITH FITTED KEY, TOLERANCE N; W/O HOLDING BRAKE PROTECTION CLASS IP64; | 1415 | TEM | 1 | MC | 3.201 | 1
1FK70402AK711QA1 | SIMOTICS S SYNCHRONOUS MOTOR 1FK7-CT PN=0,69 KW; UZK=600V M0=1,6NM (100K); NN=6000RPM; NATURAL AIR COOLING, FRAME SIZE IMB 5 (IM V1, IM V3) FLANGE 1 POWER CONNECTOR ROTATABLE ABSOLUTE ENCODER SINGLETURN 20 BIT WITH DRIVE-CLIQ INTERFACE (ENCODER AS20DQI) SHAFT WITH FITTED KEY, TOLERANCE N; W/O HOLDING BRAKE PROTECTION CLASS IP65, | 1508 | TEM | 1 | MC | 3.201 | 1
1FK70402AK711QA2 | SIMOTICS S SYNCHRONOUS MOTOR 1FK7-CT PN=0,69 KW; UZK=600V M0=1,6NM (100K); NN=6000RPM; NATURAL AIR COOLING, FRAME SIZE IMB 5 (IM V1, IM V3) FLANGE 1 POWER CONNECTOR ROTATABLE ABSOLUTE ENCODER SINGLETURN 20 BIT WITH DRIVE-CLIQ INTERFACE (ENCODER AS20DQI) SHAFT WITH FITTED KEY, TOLERANCE N; W/O HOLDING BRAKE PROTECTION CLASS IP65, FLANGE ON DRIVE END IP67; | 1508 | TEM | 1 | MC | 3.201 | 1
1FK70402AK711QB0 | SIMOTICS S SYNCHRONOUS MOTOR 1FK7-CT PN=0,69 KW; UZK=600V M0=1,6NM (100K); NN=6000RPM; NATURAL AIR COOLING, FRAME SIZE IMB 5 (IM V1, IM V3) FLANGE 1 POWER CONNECTOR ROTATABLE ABSOLUTE ENCODER SINGLETURN 20 BIT WITH DRIVE-CLIQ INTERFACE (ENCODER AS20DQI) SHAFT WITH FITTED KEY, TOLERANCE N; WITH HOLDING BRAKE PROTECTION CLASS IP64; | 1676 | TEM | 1 | MC | 3.5 | 1
1FK70402AK711QB1 | SIMOTICS S SYNCHRONOUS MOTOR 1FK7-CT PN=0,69 KW; UZK=600V M0=1,6NM (100K); NN=6000RPM; NATURAL AIR COOLING, FRAME SIZE IMB 5 (IM V1, IM V3) FLANGE 1 POWER CONNECTOR ROTATABLE ABSOLUTE ENCODER SINGLETURN 20 BIT WITH DRIVE-CLIQ INTERFACE (ENCODER AS20DQI) SHAFT WITH FITTED KEY, TOLERANCE N; WITH HOLDING BRAKE PROTECTION CLASS IP65, | 1769 | TEM | 1 | MC | 3.5 | 1
1FK70402AK711QB2 | SIMOTICS S SYNCHRONOUS MOTOR 1FK7-CT PN=0,69 KW; UZK=600V M0=1,6NM (100K); NN=6000RPM; NATURAL AIR COOLING, FRAME SIZE IMB 5 (IM V1, IM V3) FLANGE 1 POWER CONNECTOR ROTATABLE ABSOLUTE ENCODER SINGLETURN 20 BIT WITH DRIVE-CLIQ INTERFACE (ENCODER AS20DQI) SHAFT WITH FITTED KEY, TOLERANCE N; WITH HOLDING BRAKE PROTECTION CLASS IP65, FLANGE ON DRIVE END IP67; | 1769 | TEM | 1 | MC | 3.5 | 1
1FK70402AK711QG0 | SIMOTICS S SYNCHRONOUS MOTOR 1FK7-CT PN=0,69 KW; UZK=600V M0=1,6NM (100K); NN=6000RPM; NATURAL AIR COOLING, FRAME SIZE IMB 5 (IM V1, IM V3) FLANGE 1 POWER CONNECTOR ROTATABLE ABSOLUTE ENCODER SINGLETURN 20 BIT WITH DRIVE-CLIQ INTERFACE (ENCODER AS20DQI) PLAIN SHAFT, TOLERANCE N; W/O HOLDING BRAKE PROTECTION CLASS IP64; | 1329 | TEM | 1 | MC | 3.201 | 1
1FK70402AK711QG1 | SIMOTICS S SYNCHRONOUS MOTOR 1FK7-CT PN=0,69 KW; UZK=600V M0=1,6NM (100K); NN=6000RPM; NATURAL AIR COOLING, FRAME SIZE IMB 5 (IM V1, IM V3) FLANGE 1 POWER CONNECTOR ROTATABLE ABSOLUTE ENCODER SINGLETURN 20 BIT WITH DRIVE-CLIQ INTERFACE (ENCODER AS20DQI) PLAIN SHAFT, TOLERANCE N; W/O HOLDING BRAKE PROTECTION CLASS IP65, | 1422 | TEM | 1 | MC | 3.201 | 1
1FK70402AK711QG2 | SIMOTICS S SYNCHRONOUS MOTOR 1FK7-CT PN=0,69 KW; UZK=600V M0=1,6NM (100K); NN=6000RPM; NATURAL AIR COOLING, FRAME SIZE IMB 5 (IM V1, IM V3) FLANGE 1 POWER CONNECTOR ROTATABLE ABSOLUTE ENCODER SINGLETURN 20 BIT WITH DRIVE-CLIQ INTERFACE (ENCODER AS20DQI) PLAIN SHAFT, TOLERANCE N; W/O HOLDING BRAKE PROTECTION CLASS IP65, FLANGE ON DRIVE END IP67; | 1422 | TEM | 1 | MC | 3.201 | 1
1FK70402AK711QH0 | SIMOTICS S SYNCHRONOUS MOTOR 1FK7-CT PN=0,69 KW; UZK=600V M0=1,6NM (100K); NN=6000RPM; NATURAL AIR COOLING, FRAME SIZE IMB 5 (IM V1, IM V3) FLANGE 1 POWER CONNECTOR ROTATABLE ABSOLUTE ENCODER SINGLETURN 20 BIT WITH DRIVE-CLIQ INTERFACE (ENCODER AS20DQI) PLAIN SHAFT, TOLERANCE N; WITH HOLDING BRAKE PROTECTION CLASS IP64; | 1587 | TEM | 1 | MC | 3.5 | 1
1FK70402AK711QH1 | SIMOTICS S SYNCHRONOUS MOTOR 1FK7-CT PN=0,69 KW; UZK=600V M0=1,6NM (100K); NN=6000RPM; NATURAL AIR COOLING, FRAME SIZE IMB 5 (IM V1, IM V3) FLANGE 1 POWER CONNECTOR ROTATABLE ABSOLUTE ENCODER SINGLETURN 20 BIT WITH DRIVE-CLIQ INTERFACE (ENCODER AS20DQI) PLAIN SHAFT, TOLERANCE N; WITH HOLDING BRAKE PROTECTION CLASS IP65, | 1681 | TEM | 1 | MC | 3.5 | 1
1FK70402AK711QH2 | SIMOTICS S SYNCHRONOUS MOTOR 1FK7-CT PN=0,69 KW; UZK=600V M0=1,6NM (100K); NN=6000RPM; NATURAL AIR COOLING, FRAME SIZE IMB 5 (IM V1, IM V3) FLANGE 1 POWER CONNECTOR ROTATABLE ABSOLUTE ENCODER SINGLETURN 20 BIT WITH DRIVE-CLIQ INTERFACE (ENCODER AS20DQI) PLAIN SHAFT, TOLERANCE N; WITH HOLDING BRAKE PROTECTION CLASS IP65, FLANGE ON DRIVE END IP67; | 1681 | TEM | 1 | MC | 3.5 | 1
1FK70402AK711RA0 | SIMOTICS S SYNCHRONOUS MOTOR 1FK7-CT PN=0,69 KW; UZK=600V M0=1,6NM (100K); NN=6000RPM; NATURAL AIR COOLING, FRAME SIZE IMB 5 (IM V1, IM V3) FLANGE 1 POWER CONNECTOR ROTATABLE ABSOLUTE ENCODER 20 BIT + 12 BIT MULTITURN WITH DRIVE-CLIQ INTERFACE (ENCODER AM20DQI) SHAFT WITH FITTED KEY, TOLERANCE N; W/O HOLDING BRAKE PROTECTION CLASS IP64; | 1789 | TEM | 1 | MC | 3.201 | 1
1FK70402AK711RA1 | SIMOTICS S SYNCHRONOUS MOTOR 1FK7-CT PN=0,69 KW; UZK=600V M0=1,6NM (100K); NN=6000RPM; NATURAL AIR COOLING, FRAME SIZE IMB 5 (IM V1, IM V3) FLANGE 1 POWER CONNECTOR ROTATABLE ABSOLUTE ENCODER 20 BIT + 12 BIT MULTITURN WITH DRIVE-CLIQ INTERFACE (ENCODER AM20DQI) SHAFT WITH FITTED KEY, TOLERANCE N; W/O HOLDING BRAKE PROTECTION CLASS IP65, | 1882 | TEM | 1 | MC | 3.201 | 1
1FK70402AK711RA2 | SIMOTICS S SYNCHRONOUS MOTOR 1FK7-CT PN=0,69 KW; UZK=600V M0=1,6NM (100K); NN=6000RPM; NATURAL AIR COOLING, FRAME SIZE IMB 5 (IM V1, IM V3) FLANGE 1 POWER CONNECTOR ROTATABLE ABSOLUTE ENCODER 20 BIT + 12 BIT MULTITURN WITH DRIVE-CLIQ INTERFACE (ENCODER AM20DQI) SHAFT WITH FITTED KEY, TOLERANCE N; W/O HOLDING BRAKE PROTECTION CLASS IP65, FLANGE ON DRIVE END IP67; | 1882 | TEM | 1 | MC | 3.201 | 1
1FK70402AK711RB0 | SIMOTICS S SYNCHRONOUS MOTOR 1FK7-CT PN=0,69 KW; UZK=600V M0=1,6NM (100K); NN=6000RPM; NATURAL AIR COOLING, FRAME SIZE IMB 5 (IM V1, IM V3) FLANGE 1 POWER CONNECTOR ROTATABLE ABSOLUTE ENCODER 20 BIT + 12 BIT MULTITURN WITH DRIVE-CLIQ INTERFACE (ENCODER AM20DQI) SHAFT WITH FITTED KEY, TOLERANCE N; WITH HOLDING BRAKE PROTECTION CLASS IP64; | 2050 | TEM | 1 | MC | 3.5 | 1
1FK70402AK711RB1 | SIMOTICS S SYNCHRONOUS MOTOR 1FK7-CT PN=0,69 KW; UZK=600V M0=1,6NM (100K); NN=6000RPM; NATURAL AIR COOLING, FRAME SIZE IMB 5 (IM V1, IM V3) FLANGE 1 POWER CONNECTOR ROTATABLE ABSOLUTE ENCODER 20 BIT + 12 BIT MULTITURN WITH DRIVE-CLIQ INTERFACE (ENCODER AM20DQI) SHAFT WITH FITTED KEY, TOLERANCE N; WITH HOLDING BRAKE PROTECTION CLASS IP65, | 2143 | TEM | 1 | MC | 3.5 | 1
1FK70402AK711RB2 | SIMOTICS S SYNCHRONOUS MOTOR 1FK7-CT PN=0,69 KW; UZK=600V M0=1,6NM (100K); NN=6000RPM; NATURAL AIR COOLING, FRAME SIZE IMB 5 (IM V1, IM V3) FLANGE 1 POWER CONNECTOR ROTATABLE ABSOLUTE ENCODER 20 BIT + 12 BIT MULTITURN WITH DRIVE-CLIQ INTERFACE (ENCODER AM20DQI) SHAFT WITH FITTED KEY, TOLERANCE N; WITH HOLDING BRAKE PROTECTION CLASS IP65, FLANGE ON DRIVE END IP67; | 2143 | TEM | 1 | MC | 3.5 | 1
1FK70402AK711RG0 | SIMOTICS S SYNCHRONOUS MOTOR 1FK7-CT PN=0,69 KW; UZK=600V M0=1,6NM (100K); NN=6000RPM; NATURAL AIR COOLING, FRAME SIZE IMB 5 (IM V1, IM V3) FLANGE 1 POWER CONNECTOR ROTATABLE ABSOLUTE ENCODER 20 BIT + 12 BIT MULTITURN WITH DRIVE-CLIQ INTERFACE (ENCODER AM20DQI) PLAIN SHAFT, TOLERANCE N; W/O HOLDING BRAKE PROTECTION CLASS IP64; | 1703 | TEM | 1 | MC | 3.201 | 1
1FK70402AK711RG1 | SIMOTICS S SYNCHRONOUS MOTOR 1FK7-CT PN=0,69 KW; UZK=600V M0=1,6NM (100K); NN=6000RPM; NATURAL AIR COOLING, FRAME SIZE IMB 5 (IM V1, IM V3) FLANGE 1 POWER CONNECTOR ROTATABLE ABSOLUTE ENCODER 20 BIT + 12 BIT MULTITURN WITH DRIVE-CLIQ INTERFACE (ENCODER AM20DQI) PLAIN SHAFT, TOLERANCE N; W/O HOLDING BRAKE PROTECTION CLASS IP65, | 1796 | TEM | 1 | MC | 3.201 | 1
1FK70402AK711RG2 | SIMOTICS S SYNCHRONOUS MOTOR 1FK7-CT PN=0,69 KW; UZK=600V M0=1,6NM (100K); NN=6000RPM; NATURAL AIR COOLING, FRAME SIZE IMB 5 (IM V1, IM V3) FLANGE 1 POWER CONNECTOR ROTATABLE ABSOLUTE ENCODER 20 BIT + 12 BIT MULTITURN WITH DRIVE-CLIQ INTERFACE (ENCODER AM20DQI) PLAIN SHAFT, TOLERANCE N; W/O HOLDING BRAKE PROTECTION CLASS IP65, FLANGE ON DRIVE END IP67; | 1796 | TEM | 1 | MC | 3.201 | 1
1FK70402AK711RH0 | SIMOTICS S SYNCHRONOUS MOTOR 1FK7-CT PN=0,69 KW; UZK=600V M0=1,6NM (100K); NN=6000RPM; NATURAL AIR COOLING, FRAME SIZE IMB 5 (IM V1, IM V3) FLANGE 1 POWER CONNECTOR ROTATABLE ABSOLUTE ENCODER 20 BIT + 12 BIT MULTITURN WITH DRIVE-CLIQ INTERFACE (ENCODER AM20DQI) PLAIN SHAFT, TOLERANCE N; WITH HOLDING BRAKE PROTECTION CLASS IP64; | 1961 | TEM | 1 | MC | 3.5 | 1
1FK70402AK711RH1 | SIMOTICS S SYNCHRONOUS MOTOR 1FK7-CT PN=0,69 KW; UZK=600V M0=1,6NM (100K); NN=6000RPM; NATURAL AIR COOLING, FRAME SIZE IMB 5 (IM V1, IM V3) FLANGE 1 POWER CONNECTOR ROTATABLE ABSOLUTE ENCODER 20 BIT + 12 BIT MULTITURN WITH DRIVE-CLIQ INTERFACE (ENCODER AM20DQI) PLAIN SHAFT, TOLERANCE N; WITH HOLDING BRAKE PROTECTION CLASS IP65, | 2055 | TEM | 1 | MC | 3.5 | 1
1FK70402AK711RH2 | SIMOTICS S SYNCHRONOUS MOTOR 1FK7-CT PN=0,69 KW; UZK=600V M0=1,6NM (100K); NN=6000RPM; NATURAL AIR COOLING, FRAME SIZE IMB 5 (IM V1, IM V3) FLANGE 1 POWER CONNECTOR ROTATABLE ABSOLUTE ENCODER 20 BIT + 12 BIT MULTITURN WITH DRIVE-CLIQ INTERFACE (ENCODER AM20DQI) PLAIN SHAFT, TOLERANCE N; WITH HOLDING BRAKE PROTECTION CLASS IP65, FLANGE ON DRIVE END IP67; | 2055 | TEM | 1 | MC | 3.5 | 1
1FK70402AK711SA0 | SIMOTICS S SYNCHRONOUS MOTOR 1FK7-CT PN=0,69 KW; UZK=600V M0=1,6NM (100K); NN=6000RPM; NATURAL AIR COOLING, FRAME SIZE IMB 5 (IM V1, IM V3) FLANGE 1, WITH KTY TEMPERATURESENSOR POWER CONNECTOR ROTATABLE RESOLVER MULTI-POLE (RESOLVER P=4); SHAFT WITH FITTED KEY, TOLERANCE N; W/O HOLDING BRAKE PROTECTION CLASS IP64; | 1071 | TEM | 1 | MC | 3.202 | 1
1FK70402AK711SA1 | SIMOTICS S SYNCHRONOUS MOTOR 1FK7-CT PN=0,69 KW; UZK=600V M0=1,6NM (100K); NN=6000RPM; NATURAL AIR COOLING, FRAME SIZE IMB 5 (IM V1, IM V3) FLANGE 1, WITH KTY TEMPERATURESENSOR POWER CONNECTOR ROTATABLE RESOLVER MULTI-POLE (RESOLVER P=4); SHAFT WITH FITTED KEY, TOLERANCE N; W/O HOLDING BRAKE PROTECTION CLASS IP65, | 1164 | TEM | 1 | MC | 3.202 | 1
1FK70402AK711SA2 | SIMOTICS S SYNCHRONOUS MOTOR 1FK7-CT PN=0,69 KW; UZK=600V M0=1,6NM (100K); NN=6000RPM; NATURAL AIR COOLING, FRAME SIZE IMB 5 (IM V1, IM V3) FLANGE 1, WITH KTY TEMPERATURESENSOR POWER CONNECTOR ROTATABLE RESOLVER MULTI-POLE (RESOLVER P=4); SHAFT WITH FITTED KEY, TOLERANCE N; W/O HOLDING BRAKE PROTECTION CLASS IP65, FLANGE ON DRIVE END IP67; | 1164 | TEM | 1 | MC | 3.202 | 1
1FK70402AK711SB0 | SIMOTICS S SYNCHRONOUS MOTOR 1FK7-CT PN=0,69 KW; UZK=600V M0=1,6NM (100K); NN=6000RPM; NATURAL AIR COOLING, FRAME SIZE IMB 5 (IM V1, IM V3) FLANGE 1, WITH KTY TEMPERATURESENSOR POWER CONNECTOR ROTATABLE RESOLVER MULTI-POLE (RESOLVER P=4); SHAFT WITH FITTED KEY, TOLERANCE N; WITH HOLDING BRAKE PROTECTION CLASS IP64; | 1332 | TEM | 1 | MC | 3.501 | 1
1FK70402AK711SB1 | SIMOTICS S SYNCHRONOUS MOTOR 1FK7-CT PN=0,69 KW; UZK=600V M0=1,6NM (100K); NN=6000RPM; NATURAL AIR COOLING, FRAME SIZE IMB 5 (IM V1, IM V3) FLANGE 1, WITH KTY TEMPERATURESENSOR POWER CONNECTOR ROTATABLE RESOLVER MULTI-POLE (RESOLVER P=4); SHAFT WITH FITTED KEY, TOLERANCE N; WITH HOLDING BRAKE PROTECTION CLASS IP65, | 1425 | TEM | 1 | MC | 3.501 | 1
1FK70402AK711SB2 | SIMOTICS S SYNCHRONOUS MOTOR 1FK7-CT PN=0,69 KW; UZK=600V M0=1,6NM (100K); NN=6000RPM; NATURAL AIR COOLING, FRAME SIZE IMB 5 (IM V1, IM V3) FLANGE 1, WITH KTY TEMPERATURESENSOR POWER CONNECTOR ROTATABLE RESOLVER MULTI-POLE (RESOLVER P=4); SHAFT WITH FITTED KEY, TOLERANCE N; WITH HOLDING BRAKE PROTECTION CLASS IP65, FLANGE ON DRIVE END IP67; | 1425 | TEM | 1 | MC | 3.501 | 1
1FK70402AK711SG0 | SIMOTICS S SYNCHRONOUS MOTOR 1FK7-CT PN=0,69 KW; UZK=600V M0=1,6NM (100K); NN=6000RPM; NATURAL AIR COOLING, FRAME SIZE IMB 5 (IM V1, IM V3) FLANGE 1, WITH KTY TEMPERATURESENSOR POWER CONNECTOR ROTATABLE RESOLVER MULTI-POLE (RESOLVER P=4); PLAIN SHAFT, TOLERANCE N; W/O HOLDING BRAKE PROTECTION CLASS IP64; | 985 | TEM | 1 | MC | 3.202 | 1
1FK70402AK711SG1 | SIMOTICS S SYNCHRONOUS MOTOR 1FK7-CT PN=0,69 KW; UZK=600V M0=1,6NM (100K); NN=6000RPM; NATURAL AIR COOLING, FRAME SIZE IMB 5 (IM V1, IM V3) FLANGE 1, WITH KTY TEMPERATURESENSOR POWER CONNECTOR ROTATABLE RESOLVER MULTI-POLE (RESOLVER P=4); PLAIN SHAFT, TOLERANCE N; W/O HOLDING BRAKE PROTECTION CLASS IP65, | 1078 | TEM | 1 | MC | 3.202 | 1
1FK70402AK711SG2 | SIMOTICS S SYNCHRONOUS MOTOR 1FK7-CT PN=0,69 KW; UZK=600V M0=1,6NM (100K); NN=6000RPM; NATURAL AIR COOLING, FRAME SIZE IMB 5 (IM V1, IM V3) FLANGE 1, WITH KTY TEMPERATURESENSOR POWER CONNECTOR ROTATABLE RESOLVER MULTI-POLE (RESOLVER P=4); PLAIN SHAFT, TOLERANCE N; W/O HOLDING BRAKE PROTECTION CLASS IP65, FLANGE ON DRIVE END IP67; | 1078 | TEM | 1 | MC | 3.202 | 1
1FK70402AK711SH0 | SIMOTICS S SYNCHRONOUS MOTOR 1FK7-CT PN=0,69 KW; UZK=600V M0=1,6NM (100K); NN=6000RPM; NATURAL AIR COOLING, FRAME SIZE IMB 5 (IM V1, IM V3) FLANGE 1, WITH KTY TEMPERATURESENSOR POWER CONNECTOR ROTATABLE RESOLVER MULTI-POLE (RESOLVER P=4); PLAIN SHAFT, TOLERANCE N; WITH HOLDING BRAKE PROTECTION CLASS IP64; | 1243 | TEM | 1 | MC | 3.501 | 1
1FK70402AK711SH1 | SIMOTICS S SYNCHRONOUS MOTOR 1FK7-CT PN=0,69 KW; UZK=600V M0=1,6NM (100K); NN=6000RPM; NATURAL AIR COOLING, FRAME SIZE IMB 5 (IM V1, IM V3) FLANGE 1, WITH KTY TEMPERATURESENSOR POWER CONNECTOR ROTATABLE RESOLVER MULTI-POLE (RESOLVER P=4); PLAIN SHAFT, TOLERANCE N; WITH HOLDING BRAKE PROTECTION CLASS IP65, | 1337 | TEM | 1 | MC | 3.501 | 1
1FK70402AK711SH2 | SIMOTICS S SYNCHRONOUS MOTOR 1FK7-CT PN=0,69 KW; UZK=600V M0=1,6NM (100K); NN=6000RPM; NATURAL AIR COOLING, FRAME SIZE IMB 5 (IM V1, IM V3) FLANGE 1, WITH KTY TEMPERATURESENSOR POWER CONNECTOR ROTATABLE RESOLVER MULTI-POLE (RESOLVER P=4); PLAIN SHAFT, TOLERANCE N; WITH HOLDING BRAKE PROTECTION CLASS IP65, FLANGE ON DRIVE END IP67; | 1337 | TEM | 1 | MC | 3.501 | 1
1FK70402AK711TA0 | SIMOTICS S SYNCHRONOUS MOTOR 1FK7-CT PN=0,69 KW; UZK=600V M0=1,6NM (100K); NN=6000RPM; NATURAL AIR COOLING, FRAME SIZE IMB 5 (IM V1, IM V3) FLANGE 1, WITH KTY TEMPERATURESENSOR POWER CONNECTOR ROTATABLE RESOLVER 2-POLE (RESOLVER P=1); SHAFT WITH FITTED KEY, TOLERANCE N; W/O HOLDING BRAKE PROTECTION CLASS IP64; | 1071 | TEM | 1 | MC | 3.202 | 1
1FK70402AK711TA1 | SIMOTICS S SYNCHRONOUS MOTOR 1FK7-CT PN=0,69 KW; UZK=600V M0=1,6NM (100K); NN=6000RPM; NATURAL AIR COOLING, FRAME SIZE IMB 5 (IM V1, IM V3) FLANGE 1, WITH KTY TEMPERATURESENSOR POWER CONNECTOR ROTATABLE RESOLVER 2-POLE (RESOLVER P=1); SHAFT WITH FITTED KEY, TOLERANCE N; W/O HOLDING BRAKE PROTECTION CLASS IP65, | 1164 | TEM | 1 | MC | 3.202 | 1
1FK70402AK711TA2 | SIMOTICS S SYNCHRONOUS MOTOR 1FK7-CT PN=0,69 KW; UZK=600V M0=1,6NM (100K); NN=6000RPM; NATURAL AIR COOLING, FRAME SIZE IMB 5 (IM V1, IM V3) FLANGE 1, WITH KTY TEMPERATURESENSOR POWER CONNECTOR ROTATABLE RESOLVER 2-POLE (RESOLVER P=1); SHAFT WITH FITTED KEY, TOLERANCE N; W/O HOLDING BRAKE PROTECTION CLASS IP65, FLANGE ON DRIVE END IP67; | 1164 | TEM | 1 | MC | 3.202 | 1
1FK70402AK711TB0 | SIMOTICS S SYNCHRONOUS MOTOR 1FK7-CT PN=0,69 KW; UZK=600V M0=1,6NM (100K); NN=6000RPM; NATURAL AIR COOLING, FRAME SIZE IMB 5 (IM V1, IM V3) FLANGE 1, WITH KTY TEMPERATURESENSOR POWER CONNECTOR ROTATABLE RESOLVER 2-POLE (RESOLVER P=1); SHAFT WITH FITTED KEY, TOLERANCE N; WITH HOLDING BRAKE PROTECTION CLASS IP64; | 1332 | TEM | 1 | MC | 3.501 | 1
1FK70402AK711TB1 | SIMOTICS S SYNCHRONOUS MOTOR 1FK7-CT PN=0,69 KW; UZK=600V M0=1,6NM (100K); NN=6000RPM; NATURAL AIR COOLING, FRAME SIZE IMB 5 (IM V1, IM V3) FLANGE 1, WITH KTY TEMPERATURESENSOR POWER CONNECTOR ROTATABLE RESOLVER 2-POLE (RESOLVER P=1); SHAFT WITH FITTED KEY, TOLERANCE N; WITH HOLDING BRAKE PROTECTION CLASS IP65, | 1425 | TEM | 1 | MC | 3.501 | 1
1FK70402AK711TB2 | SIMOTICS S SYNCHRONOUS MOTOR 1FK7-CT PN=0,69 KW; UZK=600V M0=1,6NM (100K); NN=6000RPM; NATURAL AIR COOLING, FRAME SIZE IMB 5 (IM V1, IM V3) FLANGE 1, WITH KTY TEMPERATURESENSOR POWER CONNECTOR ROTATABLE RESOLVER 2-POLE (RESOLVER P=1); SHAFT WITH FITTED KEY, TOLERANCE N; WITH HOLDING BRAKE PROTECTION CLASS IP65, FLANGE ON DRIVE END IP67; | 1425 | TEM | 1 | MC | 3.501 | 1
1FK70402AK711TG0 | SIMOTICS S SYNCHRONOUS MOTOR 1FK7-CT PN=0,69 KW; UZK=600V M0=1,6NM (100K); NN=6000RPM; NATURAL AIR COOLING, FRAME SIZE IMB 5 (IM V1, IM V3) FLANGE 1, WITH KTY TEMPERATURESENSOR POWER CONNECTOR ROTATABLE RESOLVER 2-POLE (RESOLVER P=1); PLAIN SHAFT, TOLERANCE N; W/O HOLDING BRAKE PROTECTION CLASS IP64; | 985 | TEM | 1 | MC | 3.202 | 1
1FK70402AK711TG1 | SIMOTICS S SYNCHRONOUS MOTOR 1FK7-CT PN=0,69 KW; UZK=600V M0=1,6NM (100K); NN=6000RPM; NATURAL AIR COOLING, FRAME SIZE IMB 5 (IM V1, IM V3) FLANGE 1, WITH KTY TEMPERATURESENSOR POWER CONNECTOR ROTATABLE RESOLVER 2-POLE (RESOLVER P=1); PLAIN SHAFT, TOLERANCE N; W/O HOLDING BRAKE PROTECTION CLASS IP65, | 1078 | TEM | 1 | MC | 3.202 | 1
1FK70402AK711TG2 | SIMOTICS S SYNCHRONOUS MOTOR 1FK7-CT PN=0,69 KW; UZK=600V M0=1,6NM (100K); NN=6000RPM; NATURAL AIR COOLING, FRAME SIZE IMB 5 (IM V1, IM V3) FLANGE 1, WITH KTY TEMPERATURESENSOR POWER CONNECTOR ROTATABLE RESOLVER 2-POLE (RESOLVER P=1); PLAIN SHAFT, TOLERANCE N; W/O HOLDING BRAKE PROTECTION CLASS IP65, FLANGE ON DRIVE END IP67; | 1078 | TEM | 1 | MC | 3.202 | 1
1FK70402AK711TH0 | SIMOTICS S SYNCHRONOUS MOTOR 1FK7-CT PN=0,69 KW; UZK=600V M0=1,6NM (100K); NN=6000RPM; NATURAL AIR COOLING, FRAME SIZE IMB 5 (IM V1, IM V3) FLANGE 1, WITH KTY TEMPERATURESENSOR POWER CONNECTOR ROTATABLE RESOLVER 2-POLE (RESOLVER P=1); PLAIN SHAFT, TOLERANCE N; WITH HOLDING BRAKE PROTECTION CLASS IP64; | 1243 | TEM | 1 | MC | 3.501 | 1
1FK70402AK711TH1 | SIMOTICS S SYNCHRONOUS MOTOR 1FK7-CT PN=0,69 KW; UZK=600V M0=1,6NM (100K); NN=6000RPM; NATURAL AIR COOLING, FRAME SIZE IMB 5 (IM V1, IM V3) FLANGE 1, WITH KTY TEMPERATURESENSOR POWER CONNECTOR ROTATABLE RESOLVER 2-POLE (RESOLVER P=1); PLAIN SHAFT, TOLERANCE N; WITH HOLDING BRAKE PROTECTION CLASS IP65, | 1337 | TEM | 1 | MC | 3.501 | 1
1FK70402AK711TH2 | SIMOTICS S SYNCHRONOUS MOTOR 1FK7-CT PN=0,69 KW; UZK=600V M0=1,6NM (100K); NN=6000RPM; NATURAL AIR COOLING, FRAME SIZE IMB 5 (IM V1, IM V3) FLANGE 1, WITH KTY TEMPERATURESENSOR POWER CONNECTOR ROTATABLE RESOLVER 2-POLE (RESOLVER P=1); PLAIN SHAFT, TOLERANCE N; WITH HOLDING BRAKE PROTECTION CLASS IP65, FLANGE ON DRIVE END IP67; | 1337 | TEM | 1 | MC | 3.501 | 1
1FK70402AK711UA0 | SIMOTICS S SYNCHRONOUS MOTOR 1FK7-CT PN=0,69 KW; UZK=600V M0=1,6NM (100K); NN=6000RPM; NATURAL AIR COOLING, FRAME SIZE IMB 5 (IM V1, IM V3) FLANGE 1 POWER CONNECTOR ROTATABLE RESOLVER MULTI-POLE WITH DRIVE-CLIQ INTERFACE; SHAFT WITH FITTED KEY, TOLERANCE N; W/O HOLDING BRAKE PROTECTION CLASS IP64; | 1312 | TEM | 1 | MC | 3.202 | 1
1FK70402AK711UA1 | SIMOTICS S SYNCHRONOUS MOTOR 1FK7-CT PN=0,69 KW; UZK=600V M0=1,6NM (100K); NN=6000RPM; NATURAL AIR COOLING, FRAME SIZE IMB 5 (IM V1, IM V3) FLANGE 1 POWER CONNECTOR ROTATABLE RESOLVER MULTI-POLE WITH DRIVE-CLIQ INTERFACE; SHAFT WITH FITTED KEY, TOLERANCE N; W/O HOLDING BRAKE PROTECTION CLASS IP65, | 1405 | TEM | 1 | MC | 3.202 | 1
1FK70402AK711UA2 | SIMOTICS S SYNCHRONOUS MOTOR 1FK7-CT PN=0,69 KW; UZK=600V M0=1,6NM (100K); NN=6000RPM; NATURAL AIR COOLING, FRAME SIZE IMB 5 (IM V1, IM V3) FLANGE 1 POWER CONNECTOR ROTATABLE RESOLVER MULTI-POLE WITH DRIVE-CLIQ INTERFACE; SHAFT WITH FITTED KEY, TOLERANCE N; W/O HOLDING BRAKE PROTECTION CLASS IP65, FLANGE ON DRIVE END IP67; | 1405 | TEM | 1 | MC | 3.202 | 1
1FK70402AK711UB0 | SIMOTICS S SYNCHRONOUS MOTOR 1FK7-CT PN=0,69 KW; UZK=600V M0=1,6NM (100K); NN=6000RPM; NATURAL AIR COOLING, FRAME SIZE IMB 5 (IM V1, IM V3) FLANGE 1 POWER CONNECTOR ROTATABLE RESOLVER MULTI-POLE WITH DRIVE-CLIQ INTERFACE; SHAFT WITH FITTED KEY, TOLERANCE N; WITH HOLDING BRAKE PROTECTION CLASS IP64; | 1573 | TEM | 1 | MC | 3.501 | 1
1FK70402AK711UB1 | SIMOTICS S SYNCHRONOUS MOTOR 1FK7-CT PN=0,69 KW; UZK=600V M0=1,6NM (100K); NN=6000RPM; NATURAL AIR COOLING, FRAME SIZE IMB 5 (IM V1, IM V3) FLANGE 1 POWER CONNECTOR ROTATABLE RESOLVER MULTI-POLE WITH DRIVE-CLIQ INTERFACE; SHAFT WITH FITTED KEY, TOLERANCE N; WITH HOLDING BRAKE PROTECTION CLASS IP65, | 1666 | TEM | 1 | MC | 3.501 | 1
1FK70402AK711UB2 | SIMOTICS S SYNCHRONOUS MOTOR 1FK7-CT PN=0,69 KW; UZK=600V M0=1,6NM (100K); NN=6000RPM; NATURAL AIR COOLING, FRAME SIZE IMB 5 (IM V1, IM V3) FLANGE 1 POWER CONNECTOR ROTATABLE RESOLVER MULTI-POLE WITH DRIVE-CLIQ INTERFACE; SHAFT WITH FITTED KEY, TOLERANCE N; WITH HOLDING BRAKE PROTECTION CLASS IP65, FLANGE ON DRIVE END IP67; | 1666 | TEM | 1 | MC | 3.501 | 1
1FK70402AK711UG0 | SIMOTICS S SYNCHRONOUS MOTOR 1FK7-CT PN=0,69 KW; UZK=600V M0=1,6NM (100K); NN=6000RPM; NATURAL AIR COOLING, FRAME SIZE IMB 5 (IM V1, IM V3) FLANGE 1 POWER CONNECTOR ROTATABLE RESOLVER MULTI-POLE WITH DRIVE-CLIQ INTERFACE; PLAIN SHAFT, TOLERANCE N; W/O HOLDING BRAKE PROTECTION CLASS IP64; | 1226 | TEM | 1 | MC | 3.202 | 1
1FK70402AK711UG1 | SIMOTICS S SYNCHRONOUS MOTOR 1FK7-CT PN=0,69 KW; UZK=600V M0=1,6NM (100K); NN=6000RPM; NATURAL AIR COOLING, FRAME SIZE IMB 5 (IM V1, IM V3) FLANGE 1 POWER CONNECTOR ROTATABLE RESOLVER MULTI-POLE WITH DRIVE-CLIQ INTERFACE; PLAIN SHAFT, TOLERANCE N; W/O HOLDING BRAKE PROTECTION CLASS IP65, | 1319 | TEM | 1 | MC | 3.202 | 1
1FK70402AK711UG2 | SIMOTICS S SYNCHRONOUS MOTOR 1FK7-CT PN=0,69 KW; UZK=600V M0=1,6NM (100K); NN=6000RPM; NATURAL AIR COOLING, FRAME SIZE IMB 5 (IM V1, IM V3) FLANGE 1 POWER CONNECTOR ROTATABLE RESOLVER MULTI-POLE WITH DRIVE-CLIQ INTERFACE; PLAIN SHAFT, TOLERANCE N; W/O HOLDING BRAKE PROTECTION CLASS IP65, FLANGE ON DRIVE END IP67; | 1319 | TEM | 1 | MC | 3.202 | 1
1FK70402AK711UH0 | SIMOTICS S SYNCHRONOUS MOTOR 1FK7-CT PN=0,69 KW; UZK=600V M0=1,6NM (100K); NN=6000RPM; NATURAL AIR COOLING, FRAME SIZE IMB 5 (IM V1, IM V3) FLANGE 1 POWER CONNECTOR ROTATABLE RESOLVER MULTI-POLE WITH DRIVE-CLIQ INTERFACE; PLAIN SHAFT, TOLERANCE N; WITH HOLDING BRAKE PROTECTION CLASS IP64; | 1484 | TEM | 1 | MC | 3.501 | 1
1FK70402AK711UH1 | SIMOTICS S SYNCHRONOUS MOTOR 1FK7-CT PN=0,69 KW; UZK=600V M0=1,6NM (100K); NN=6000RPM; NATURAL AIR COOLING, FRAME SIZE IMB 5 (IM V1, IM V3) FLANGE 1 POWER CONNECTOR ROTATABLE RESOLVER MULTI-POLE WITH DRIVE-CLIQ INTERFACE; PLAIN SHAFT, TOLERANCE N; WITH HOLDING BRAKE PROTECTION CLASS IP65, | 1578 | TEM | 1 | MC | 3.501 | 1
1FK70402AK711UH2 | SIMOTICS S SYNCHRONOUS MOTOR 1FK7-CT PN=0,69 KW; UZK=600V M0=1,6NM (100K); NN=6000RPM; NATURAL AIR COOLING, FRAME SIZE IMB 5 (IM V1, IM V3) FLANGE 1 POWER CONNECTOR ROTATABLE RESOLVER MULTI-POLE WITH DRIVE-CLIQ INTERFACE; PLAIN SHAFT, TOLERANCE N; WITH HOLDING BRAKE PROTECTION CLASS IP65, FLANGE ON DRIVE END IP67; | 1578 | TEM | 1 | MC | 3.501 | 1
1FK70405AK711AA0 | SIMOTICS S SYNCHRONOUS SERVOMOTORS 1FK7 COMPACT 1.6 NM, 100 K, 6000 RPM 0.69KW, NATURAL AIR COOLING, IM B5 (IM V1, IM V3) POWER/SIGNAL CONNECTORS CONN. CAN BE ROTATED BY 270 DEGR., INCREM. ENCODER, SIN/COS 1 VPP 2048 P/REV (ENCODER I-2048); SHAFT WITH FITTED KEY, TOLERANCE N; W/O HOLDING BRAKE DEGREE OF PROTECTION IP64 | 1799 | TEM | 1 | MC | 3.503 | 1
1FK70405AK711AA2 | SIMOTICS S SYNCHRONOUS SERVOMOTORS 1FK7 COMPACT 1.6 NM, 100 K, 6000 RPM 0.69KW, NATURAL AIR COOLING, IM B5 (IM V1, IM V3) POWER/SIGNAL CONNECTORS CONN. CAN BE ROTATED BY 270 DEGR., INCREM. ENCODER, SIN/COS 1 VPP 2048 P/REV (ENCODER I-2048); SHAFT WITH FITTED KEY, TOLERANCE N; W/O HOLDING BRAKE DEGREE OF PROTECTION IP65 FLANGE ON DRIVE END IP67 | 1901 | TEM | 1 | MC | 3.503 | 1
1FK70405AK711AA3 | SIMOTICS S SYNCHRONOUS SERVOMOTORS 1FK7 COMPACT 1.6 NM, 100 K, 6000 RPM 0.69KW, NATURAL AIR COOLING, IM B5 (IM V1, IM V3) POWER/SIGNAL CONNECTORS CONN. CAN BE ROTATED BY 270 DEGR., INCREM. ENCODER, SIN/COS 1 VPP 2048 P/REV (ENCODER I-2048); SHAFT WITH FITTED KEY, TOLERANCE N; W/O HOLDING BRAKE DEGREE OF PROTECTION IP64; PAINT FINISH RAL7016 | 1849 | TEM | 1 | MC | 3.503 | 1
1FK70405AK711AA5 | SIMOTICS S SYNCHRONOUS SERVOMOTORS 1FK7 COMPACT 1.6 NM, 100 K, 6000 RPM 0.69KW, NATURAL AIR COOLING, IM B5 (IM V1, IM V3) POWER/SIGNAL CONNECTORS CONN. CAN BE ROTATED BY 270 DEGR., INCREM. ENCODER, SIN/COS 1 VPP 2048 P/REV (ENCODER I-2048); SHAFT WITH FITTED KEY, TOLERANCE N; W/O HOLDING BRAKE DEGREE OF PROTECTION IP65 AS FLANGE IP67; PAINT FINISH RAL7016 | 1950 | TEM | 1 | MC | 3.503 | 1
1FK70405AK711AA8 | SIMOTICS S SYNCHRONOUS SERVOMOTORS 1FK7 COMPACT 1.6 NM, 100 K, 6000 RPM 0.69KW, NATURAL AIR COOLING, IM B5 (IM V1, IM V3) POWER/SIGNAL CONNECTORS CONN. CAN BE ROTATED BY 270 DEGR., INCREM. ENCODER, SIN/COS 1 VPP 2048 P/REV (ENCODER I-2048); SHAFT WITH FITTED KEY, TOLERANCE N; W/O HOLDING BRAKE DEGREE OF PROTECTION IP65 IP67 D-END FLANGE; RAL7016 COATING; METALLIC RATING PLATE AT MOTOR | 2059 | TEM | 1 | MC | 3.503 | 1
1FK70405AK711AB0 | SIMOTICS S SYNCHRONOUS SERVOMOTORS 1FK7 COMPACT 1.6 NM, 100 K, 6000 RPM 0.69KW, NATURAL AIR COOLING, IM B5 (IM V1, IM V3) POWER/SIGNAL CONNECTORS CONN. CAN BE ROTATED BY 270 DEGR., INCREM. ENCODER, SIN/COS 1 VPP 2048 P/REV (ENCODER I-2048); SHAFT WITH FITTED KEY, TOLERANCE N; WITH HOLDING BRAKE DEGREE OF PROTECTION IP64 | 2083 | TEM | 1 | MC | 4.102 | 1
1FK70405AK711AB2 | SIMOTICS S SYNCHRONOUS SERVOMOTORS 1FK7 COMPACT 1.6 NM, 100 K, 6000 RPM 0.69KW, NATURAL AIR COOLING, IM B5 (IM V1, IM V3) POWER/SIGNAL CONNECTORS CONN. CAN BE ROTATED BY 270 DEGR., INCREM. ENCODER, SIN/COS 1 VPP 2048 P/REV (ENCODER I-2048); SHAFT WITH FITTED KEY, TOLERANCE N; WITH HOLDING BRAKE DEGREE OF PROTECTION IP65 FLANGE ON DRIVE END IP67 | 2184 | TEM | 1 | MC | 4.102 | 1
1FK70405AK711AB3 | SIMOTICS S SYNCHRONOUS SERVOMOTORS 1FK7 COMPACT 1.6 NM, 100 K, 6000 RPM 0.69KW, NATURAL AIR COOLING, IM B5 (IM V1, IM V3) POWER/SIGNAL CONNECTORS CONN. CAN BE ROTATED BY 270 DEGR., INCREM. ENCODER, SIN/COS 1 VPP 2048 P/REV (ENCODER I-2048); SHAFT WITH FITTED KEY, TOLERANCE N; WITH HOLDING BRAKE DEGREE OF PROTECTION IP64; PAINT FINISH RAL7016 | 2132 | TEM | 1 | MC | 4.102 | 1
1FK70405AK711AB5 | SIMOTICS S SYNCHRONOUS SERVOMOTORS 1FK7 COMPACT 1.6 NM, 100 K, 6000 RPM 0.69KW, NATURAL AIR COOLING, IM B5 (IM V1, IM V3) POWER/SIGNAL CONNECTORS CONN. CAN BE ROTATED BY 270 DEGR., INCREM. ENCODER, SIN/COS 1 VPP 2048 P/REV (ENCODER I-2048); SHAFT WITH FITTED KEY, TOLERANCE N; WITH HOLDING BRAKE DEGREE OF PROTECTION IP65 AS FLANGE IP67; PAINT FINISH RAL7016 | 2234 | TEM | 1 | MC | 4.102 | 1
1FK70405AK711AB8 | SIMOTICS S SYNCHRONOUS SERVOMOTORS 1FK7 COMPACT 1.6 NM, 100 K, 6000 RPM 0.69KW, NATURAL AIR COOLING, IM B5 (IM V1, IM V3) POWER/SIGNAL CONNECTORS CONN. CAN BE ROTATED BY 270 DEGR., INCREM. ENCODER, SIN/COS 1 VPP 2048 P/REV (ENCODER I-2048); SHAFT WITH FITTED KEY, TOLERANCE N; WITH HOLDING BRAKE DEGREE OF PROTECTION IP65 IP67 D-END FLANGE; RAL7016 COATING; METALLIC RATING PLATE AT MOTOR | 2342 | TEM | 1 | MC | 4.102 | 1
1FK70405AK711AG0 | SIMOTICS S SYNCHRONOUS SERVOMOTORS 1FK7 COMPACT 1.6 NM, 100 K, 6000 RPM 0.69KW, NATURAL AIR COOLING, IM B5 (IM V1, IM V3) POWER/SIGNAL CONNECTORS CONN. CAN BE ROTATED BY 270 DEGR., INCREM. ENCODER, SIN/COS 1 VPP 2048 P/REV (ENCODER I-2048); PLAIN SHAFT, TOLERANCE N; W/O HOLDING BRAKE DEGREE OF PROTECTION IP64 | 1706 | TEM | 1 | MC | 3.503 | 1
1FK70405AK711AG2 | SIMOTICS S SYNCHRONOUS SERVOMOTORS 1FK7 COMPACT 1.6 NM, 100 K, 6000 RPM 0.69KW, NATURAL AIR COOLING, IM B5 (IM V1, IM V3) POWER/SIGNAL CONNECTORS CONN. CAN BE ROTATED BY 270 DEGR., INCREM. ENCODER, SIN/COS 1 VPP 2048 P/REV (ENCODER I-2048); PLAIN SHAFT, TOLERANCE N; W/O HOLDING BRAKE DEGREE OF PROTECTION IP65 FLANGE ON DRIVE END IP67 | 1807 | TEM | 1 | MC | 3.503 | 1
1FK70405AK711AG3 | SIMOTICS S SYNCHRONOUS SERVOMOTORS 1FK7 COMPACT 1.6 NM, 100 K, 6000 RPM 0.69KW, NATURAL AIR COOLING, IM B5 (IM V1, IM V3) POWER/SIGNAL CONNECTORS CONN. CAN BE ROTATED BY 270 DEGR., INCREM. ENCODER, SIN/COS 1 VPP 2048 P/REV (ENCODER I-2048); PLAIN SHAFT, TOLERANCE N; W/O HOLDING BRAKE DEGREE OF PROTECTION IP64; PAINT FINISH RAL7016 | 1755 | TEM | 1 | MC | 3.503 | 1
1FK70405AK711AG5 | SIMOTICS S SYNCHRONOUS SERVOMOTORS 1FK7 COMPACT 1.6 NM, 100 K, 6000 RPM 0.69KW, NATURAL AIR COOLING, IM B5 (IM V1, IM V3) POWER/SIGNAL CONNECTORS CONN. CAN BE ROTATED BY 270 DEGR., INCREM. ENCODER, SIN/COS 1 VPP 2048 P/REV (ENCODER I-2048); PLAIN SHAFT, TOLERANCE N; W/O HOLDING BRAKE DEGREE OF PROTECTION IP65 AS FLANGE IP67; PAINT FINISH RAL7016 | 1856 | TEM | 1 | MC | 3.503 | 1
1FK70405AK711AG8 | SIMOTICS S SYNCHRONOUS SERVOMOTORS 1FK7 COMPACT 1.6 NM, 100 K, 6000 RPM 0.69KW, NATURAL AIR COOLING, IM B5 (IM V1, IM V3) POWER/SIGNAL CONNECTORS CONN. CAN BE ROTATED BY 270 DEGR., INCREM. ENCODER, SIN/COS 1 VPP 2048 P/REV (ENCODER I-2048); PLAIN SHAFT, TOLERANCE N; W/O HOLDING BRAKE DEGREE OF PROTECTION IP65 IP67 D-END FLANGE; RAL7016 COATING; METALLIC RATING PLATE AT MOTOR | 1965 | TEM | 1 | MC | 3.503 | 1
1FK70405AK711AH0 | SIMOTICS S SYNCHRONOUS SERVOMOTORS 1FK7 COMPACT 1.6 NM, 100 K, 6000 RPM 0.69KW, NATURAL AIR COOLING, IM B5 (IM V1, IM V3) POWER/SIGNAL CONNECTORS CONN. CAN BE ROTATED BY 270 DEGR., INCREM. ENCODER, SIN/COS 1 VPP 2048 P/REV (ENCODER I-2048); PLAIN SHAFT, TOLERANCE N; WITH HOLDING BRAKE DEGREE OF PROTECTION IP64 | 1987 | TEM | 1 | MC | 4.102 | 1
1FK70405AK711AH2 | SIMOTICS S SYNCHRONOUS SERVOMOTORS 1FK7 COMPACT 1.6 NM, 100 K, 6000 RPM 0.69KW, NATURAL AIR COOLING, IM B5 (IM V1, IM V3) POWER/SIGNAL CONNECTORS CONN. CAN BE ROTATED BY 270 DEGR., INCREM. ENCODER, SIN/COS 1 VPP 2048 P/REV (ENCODER I-2048); PLAIN SHAFT, TOLERANCE N; WITH HOLDING BRAKE DEGREE OF PROTECTION IP65 FLANGE ON DRIVE END IP67 | 2088 | TEM | 1 | MC | 4.102 | 1
1FK70405AK711AH3 | SIMOTICS S SYNCHRONOUS SERVOMOTORS 1FK7 COMPACT 1.6 NM, 100 K, 6000 RPM 0.69KW, NATURAL AIR COOLING, IM B5 (IM V1, IM V3) POWER/SIGNAL CONNECTORS CONN. CAN BE ROTATED BY 270 DEGR., INCREM. ENCODER, SIN/COS 1 VPP 2048 P/REV (ENCODER I-2048); PLAIN SHAFT, TOLERANCE N; WITH HOLDING BRAKE DEGREE OF PROTECTION IP64; PAINT FINISH RAL7016 | 2036 | TEM | 1 | MC | 4.102 | 1
1FK70405AK711AH5 | SIMOTICS S SYNCHRONOUS SERVOMOTORS 1FK7 COMPACT 1.6 NM, 100 K, 6000 RPM 0.69KW, NATURAL AIR COOLING, IM B5 (IM V1, IM V3) POWER/SIGNAL CONNECTORS CONN. CAN BE ROTATED BY 270 DEGR., INCREM. ENCODER, SIN/COS 1 VPP 2048 P/REV (ENCODER I-2048); PLAIN SHAFT, TOLERANCE N; WITH HOLDING BRAKE DEGREE OF PROTECTION IP65 AS FLANGE IP67; PAINT FINISH RAL7016 | 2137 | TEM | 1 | MC | 4.102 | 1
1FK70405AK711AH8 | SIMOTICS S SYNCHRONOUS SERVOMOTORS 1FK7 COMPACT 1.6 NM, 100 K, 6000 RPM 0.69KW, NATURAL AIR COOLING, IM B5 (IM V1, IM V3) POWER/SIGNAL CONNECTORS CONN. CAN BE ROTATED BY 270 DEGR., INCREM. ENCODER, SIN/COS 1 VPP 2048 P/REV (ENCODER I-2048); PLAIN SHAFT, TOLERANCE N; WITH HOLDING BRAKE DEGREE OF PROTECTION IP65 IP67 D-END FLANGE; RAL7016 COATING; METALLIC RATING PLATE AT MOTOR | 2246 | TEM | 1 | MC | 4.102 | 1
1FK70405AK711DA0 | SIMOTICS S SYNCHRONOUS SERVOMOTORS 1FK7 COMPACT 1.6 NM, 100 K, 6000 RPM 0.69KW, NATURAL AIR COOLING, IM B5 (IM V1, IM V3) POWER/SIGNAL CONNECTORS CONN. CAN BE ROTATED BY 270 DEGR., INCREMENTAL ENCODER 2048 P/REV (ENCODER I-2048) WITH DRIVE-CLIQ INTERFACE; SHAFT WITH FITTED KEY, TOLERANCE N; W/O HOLDING BRAKE DEGREE OF PROTECTION IP64 | 2061 | TEM | 1 | MC | 3.503 | 1
1FK70405AK711DA2 | SIMOTICS S SYNCHRONOUS SERVOMOTORS 1FK7 COMPACT 1.6 NM, 100 K, 6000 RPM 0.69KW, NATURAL AIR COOLING, IM B5 (IM V1, IM V3) POWER/SIGNAL CONNECTORS CONN. CAN BE ROTATED BY 270 DEGR., INCREMENTAL ENCODER 2048 P/REV (ENCODER I-2048) WITH DRIVE-CLIQ INTERFACE; SHAFT WITH FITTED KEY, TOLERANCE N; W/O HOLDING BRAKE DEGREE OF PROTECTION IP65 FLANGE ON DRIVE END IP67 | 2163 | TEM | 1 | MC | 3.503 | 1
1FK70405AK711DA3 | SIMOTICS S SYNCHRONOUS SERVOMOTORS 1FK7 COMPACT 1.6 NM, 100 K, 6000 RPM 0.69KW, NATURAL AIR COOLING, IM B5 (IM V1, IM V3) POWER/SIGNAL CONNECTORS CONN. CAN BE ROTATED BY 270 DEGR., INCREMENTAL ENCODER 2048 P/REV (ENCODER I-2048) WITH DRIVE-CLIQ INTERFACE; SHAFT WITH FITTED KEY, TOLERANCE N; W/O HOLDING BRAKE DEGREE OF PROTECTION IP64; PAINT FINISH RAL7016 | 2110 | TEM | 1 | MC | 3.503 | 1
1FK70405AK711DA5 | SIMOTICS S SYNCHRONOUS SERVOMOTORS 1FK7 COMPACT 1.6 NM, 100 K, 6000 RPM 0.69KW, NATURAL AIR COOLING, IM B5 (IM V1, IM V3) POWER/SIGNAL CONNECTORS CONN. CAN BE ROTATED BY 270 DEGR., INCREMENTAL ENCODER 2048 P/REV (ENCODER I-2048) WITH DRIVE-CLIQ INTERFACE; SHAFT WITH FITTED KEY, TOLERANCE N; W/O HOLDING BRAKE DEGREE OF PROTECTION IP65 AS FLANGE IP67; PAINT FINISH RAL7016 | 2212 | TEM | 1 | MC | 3.503 | 1
1FK70405AK711DA8 | SIMOTICS S SYNCHRONOUS SERVOMOTORS 1FK7 COMPACT 1.6 NM, 100 K, 6000 RPM 0.69KW, NATURAL AIR COOLING, IM B5 (IM V1, IM V3) POWER/SIGNAL CONNECTORS CONN. CAN BE ROTATED BY 270 DEGR., INCREMENTAL ENCODER 2048 P/REV (ENCODER I-2048) WITH DRIVE-CLIQ INTERFACE; SHAFT WITH FITTED KEY, TOLERANCE N; W/O HOLDING BRAKE DEGREE OF PROTECTION IP65 IP67 D-END FLANGE; RAL7016 COATING; METALLIC RATING PLATE AT MOTOR | 2320 | TEM | 1 | MC | 3.503 | 1
1FK70405AK711DB0 | SIMOTICS S SYNCHRONOUS SERVOMOTORS 1FK7 COMPACT 1.6 NM, 100 K, 6000 RPM 0.69KW, NATURAL AIR COOLING, IM B5 (IM V1, IM V3) POWER/SIGNAL CONNECTORS CONN. CAN BE ROTATED BY 270 DEGR., INCREMENTAL ENCODER 2048 P/REV (ENCODER I-2048) WITH DRIVE-CLIQ INTERFACE; SHAFT WITH FITTED KEY, TOLERANCE N; WITH HOLDING BRAKE DEGREE OF PROTECTION IP64 | 2345 | TEM | 1 | MC | 4.102 | 1
1FK70405AK711DB2 | SIMOTICS S SYNCHRONOUS SERVOMOTORS 1FK7 COMPACT 1.6 NM, 100 K, 6000 RPM 0.69KW, NATURAL AIR COOLING, IM B5 (IM V1, IM V3) POWER/SIGNAL CONNECTORS CONN. CAN BE ROTATED BY 270 DEGR., INCREMENTAL ENCODER 2048 P/REV (ENCODER I-2048) WITH DRIVE-CLIQ INTERFACE; SHAFT WITH FITTED KEY, TOLERANCE N; WITH HOLDING BRAKE DEGREE OF PROTECTION IP65 FLANGE ON DRIVE END IP67 | 2446 | TEM | 1 | MC | 4.102 | 1
1FK70405AK711DB3 | SIMOTICS S SYNCHRONOUS SERVOMOTORS 1FK7 COMPACT 1.6 NM, 100 K, 6000 RPM 0.69KW, NATURAL AIR COOLING, IM B5 (IM V1, IM V3) POWER/SIGNAL CONNECTORS CONN. CAN BE ROTATED BY 270 DEGR., INCREMENTAL ENCODER 2048 P/REV (ENCODER I-2048) WITH DRIVE-CLIQ INTERFACE; SHAFT WITH FITTED KEY, TOLERANCE N; WITH HOLDING BRAKE DEGREE OF PROTECTION IP64; PAINT FINISH RAL7016 | 2394 | TEM | 1 | MC | 4.102 | 1
1FK70405AK711DB5 | SIMOTICS S SYNCHRONOUS SERVOMOTORS 1FK7 COMPACT 1.6 NM, 100 K, 6000 RPM 0.69KW, NATURAL AIR COOLING, IM B5 (IM V1, IM V3) POWER/SIGNAL CONNECTORS CONN. CAN BE ROTATED BY 270 DEGR., INCREMENTAL ENCODER 2048 P/REV (ENCODER I-2048) WITH DRIVE-CLIQ INTERFACE; SHAFT WITH FITTED KEY, TOLERANCE N; WITH HOLDING BRAKE DEGREE OF PROTECTION IP65 AS FLANGE IP67; PAINT FINISH RAL7016 | 2495 | TEM | 1 | MC | 4.102 | 1
1FK70405AK711DB8 | SIMOTICS S SYNCHRONOUS SERVOMOTORS 1FK7 COMPACT 1.6 NM, 100 K, 6000 RPM 0.69KW, NATURAL AIR COOLING, IM B5 (IM V1, IM V3) POWER/SIGNAL CONNECTORS CONN. CAN BE ROTATED BY 270 DEGR., INCREMENTAL ENCODER 2048 P/REV (ENCODER I-2048) WITH DRIVE-CLIQ INTERFACE; SHAFT WITH FITTED KEY, TOLERANCE N; WITH HOLDING BRAKE DEGREE OF PROTECTION IP65 IP67 D-END FLANGE; RAL7016 COATING; METALLIC RATING PLATE AT MOTOR | 2604 | TEM | 1 | MC | 4.102 | 1
1FK70405AK711DG0 | SIMOTICS S SYNCHRONOUS SERVOMOTORS 1FK7 COMPACT 1.6 NM, 100 K, 6000 RPM 0.69KW, NATURAL AIR COOLING, IM B5 (IM V1, IM V3) POWER/SIGNAL CONNECTORS CONN. CAN BE ROTATED BY 270 DEGR., INCREMENTAL ENCODER 2048 P/REV (ENCODER I-2048) WITH DRIVE-CLIQ INTERFACE; PLAIN SHAFT, TOLERANCE N; W/O HOLDING BRAKE DEGREE OF PROTECTION IP64 | 1967 | TEM | 1 | MC | 3.503 | 1
1FK70405AK711DG2 | SIMOTICS S SYNCHRONOUS SERVOMOTORS 1FK7 COMPACT 1.6 NM, 100 K, 6000 RPM 0.69KW, NATURAL AIR COOLING, IM B5 (IM V1, IM V3) POWER/SIGNAL CONNECTORS CONN. CAN BE ROTATED BY 270 DEGR., INCREMENTAL ENCODER 2048 P/REV (ENCODER I-2048) WITH DRIVE-CLIQ INTERFACE; PLAIN SHAFT, TOLERANCE N; W/O HOLDING BRAKE DEGREE OF PROTECTION IP65 FLANGE ON DRIVE END IP67 | 2069 | TEM | 1 | MC | 3.503 | 1
1FK70405AK711DG3 | SIMOTICS S SYNCHRONOUS SERVOMOTORS 1FK7 COMPACT 1.6 NM, 100 K, 6000 RPM 0.69KW, NATURAL AIR COOLING, IM B5 (IM V1, IM V3) POWER/SIGNAL CONNECTORS CONN. CAN BE ROTATED BY 270 DEGR., INCREMENTAL ENCODER 2048 P/REV (ENCODER I-2048) WITH DRIVE-CLIQ INTERFACE; PLAIN SHAFT, TOLERANCE N; W/O HOLDING BRAKE DEGREE OF PROTECTION IP64; PAINT FINISH RAL7016 | 2017 | TEM | 1 | MC | 3.503 | 1
1FK70405AK711DG5 | SIMOTICS S SYNCHRONOUS SERVOMOTORS 1FK7 COMPACT 1.6 NM, 100 K, 6000 RPM 0.69KW, NATURAL AIR COOLING, IM B5 (IM V1, IM V3) POWER/SIGNAL CONNECTORS CONN. CAN BE ROTATED BY 270 DEGR., INCREMENTAL ENCODER 2048 P/REV (ENCODER I-2048) WITH DRIVE-CLIQ INTERFACE; PLAIN SHAFT, TOLERANCE N; W/O HOLDING BRAKE DEGREE OF PROTECTION IP65 AS FLANGE IP67; PAINT FINISH RAL7016 | 2118 | TEM | 1 | MC | 3.503 | 1
1FK70405AK711DG8 | SIMOTICS S SYNCHRONOUS SERVOMOTORS 1FK7 COMPACT 1.6 NM, 100 K, 6000 RPM 0.69KW, NATURAL AIR COOLING, IM B5 (IM V1, IM V3) POWER/SIGNAL CONNECTORS CONN. CAN BE ROTATED BY 270 DEGR., INCREMENTAL ENCODER 2048 P/REV (ENCODER I-2048) WITH DRIVE-CLIQ INTERFACE; PLAIN SHAFT, TOLERANCE N; W/O HOLDING BRAKE DEGREE OF PROTECTION IP65 IP67 D-END FLANGE; RAL7016 COATING; METALLIC RATING PLATE AT MOTOR | 2227 | TEM | 1 | MC | 3.503 | 1
1FK70405AK711DH0 | SIMOTICS S SYNCHRONOUS SERVOMOTORS 1FK7 COMPACT 1.6 NM, 100 K, 6000 RPM 0.69KW, NATURAL AIR COOLING, IM B5 (IM V1, IM V3) POWER/SIGNAL CONNECTORS CONN. CAN BE ROTATED BY 270 DEGR., INCREMENTAL ENCODER 2048 P/REV (ENCODER I-2048) WITH DRIVE-CLIQ INTERFACE; PLAIN SHAFT, TOLERANCE N; WITH HOLDING BRAKE DEGREE OF PROTECTION IP64 | 2248 | TEM | 1 | MC | 4.102 | 1
1FK70405AK711DH2 | SIMOTICS S SYNCHRONOUS SERVOMOTORS 1FK7 COMPACT 1.6 NM, 100 K, 6000 RPM 0.69KW, NATURAL AIR COOLING, IM B5 (IM V1, IM V3) POWER/SIGNAL CONNECTORS CONN. CAN BE ROTATED BY 270 DEGR., INCREMENTAL ENCODER 2048 P/REV (ENCODER I-2048) WITH DRIVE-CLIQ INTERFACE; PLAIN SHAFT, TOLERANCE N; WITH HOLDING BRAKE DEGREE OF PROTECTION IP65 FLANGE ON DRIVE END IP67 | 2350 | TEM | 1 | MC | 4.102 | 1
1FK70405AK711DH3 | SIMOTICS S SYNCHRONOUS SERVOMOTORS 1FK7 COMPACT 1.6 NM, 100 K, 6000 RPM 0.69KW, NATURAL AIR COOLING, IM B5 (IM V1, IM V3) POWER/SIGNAL CONNECTORS CONN. CAN BE ROTATED BY 270 DEGR., INCREMENTAL ENCODER 2048 P/REV (ENCODER I-2048) WITH DRIVE-CLIQ INTERFACE; PLAIN SHAFT, TOLERANCE N; WITH HOLDING BRAKE DEGREE OF PROTECTION IP64; PAINT FINISH RAL7016 | 2298 | TEM | 1 | MC | 4.102 | 1
1FK70405AK711DH5 | SIMOTICS S SYNCHRONOUS SERVOMOTORS 1FK7 COMPACT 1.6 NM, 100 K, 6000 RPM 0.69KW, NATURAL AIR COOLING, IM B5 (IM V1, IM V3) POWER/SIGNAL CONNECTORS CONN. CAN BE ROTATED BY 270 DEGR., INCREMENTAL ENCODER 2048 P/REV (ENCODER I-2048) WITH DRIVE-CLIQ INTERFACE; PLAIN SHAFT, TOLERANCE N; WITH HOLDING BRAKE DEGREE OF PROTECTION IP65 AS FLANGE IP67; PAINT FINISH RAL7016 | 2399 | TEM | 1 | MC | 4.102 | 1
1FK70405AK711DH8 | SIMOTICS S SYNCHRONOUS SERVOMOTORS 1FK7 COMPACT 1.6 NM, 100 K, 6000 RPM 0.69KW, NATURAL AIR COOLING, IM B5 (IM V1, IM V3) POWER/SIGNAL CONNECTORS CONN. CAN BE ROTATED BY 270 DEGR., INCREMENTAL ENCODER 2048 P/REV (ENCODER I-2048) WITH DRIVE-CLIQ INTERFACE; PLAIN SHAFT, TOLERANCE N; WITH HOLDING BRAKE DEGREE OF PROTECTION IP65 IP67 D-END FLANGE; RAL7016 COATING; METALLIC RATING PLATE AT MOTOR | 2508 | TEM | 1 | MC | 4.102 | 1
1FK70405AK711EA0 | SIMOTICS S SYNCHRONOUS SERVOMOTORS 1FK7 COMPACT 1.6 NM, 100 K, 6000 RPM 0.69KW, NATURAL AIR COOLING, IM B5 (IM V1, IM V3) POWER/SIGNAL CONNECTORS CONN. CAN BE ROTATED BY 270 DEGR., ABSOLUTE ENCODER ENDAT 2048 P/REV (ENCODER A-2048); PERFORMANCE REDUCTION BY 10% DUE TO ABSOLUTE ENCODER; SHAFT WITH FITTED KEY, TOLERANCE N; W/O HOLDING BRAKE DEGREE OF PROTECTION IP64 | 2203 | TEM | 1 | MC | 3.503 | 1
1FK70405AK711EA2 | SIMOTICS S SYNCHRONOUS SERVOMOTORS 1FK7 COMPACT 1.6 NM, 100 K, 6000 RPM 0.69KW, NATURAL AIR COOLING, IM B5 (IM V1, IM V3) POWER/SIGNAL CONNECTORS CONN. CAN BE ROTATED BY 270 DEGR., ABSOLUTE ENCODER ENDAT 2048 P/REV (ENCODER A-2048); PERFORMANCE REDUCTION BY 10% DUE TO ABSOLUTE ENCODER; SHAFT WITH FITTED KEY, TOLERANCE N; W/O HOLDING BRAKE DEGREE OF PROTECTION IP65 FLANGE ON DRIVE END IP67 | 2304 | TEM | 1 | MC | 3.503 | 1
1FK70405AK711EA3 | SIMOTICS S SYNCHRONOUS SERVOMOTORS 1FK7 COMPACT 1.6 NM, 100 K, 6000 RPM 0.69KW, NATURAL AIR COOLING, IM B5 (IM V1, IM V3) POWER/SIGNAL CONNECTORS CONN. CAN BE ROTATED BY 270 DEGR., ABSOLUTE ENCODER ENDAT 2048 P/REV (ENCODER A-2048); PERFORMANCE REDUCTION BY 10% DUE TO ABSOLUTE ENCODER; SHAFT WITH FITTED KEY, TOLERANCE N; W/O HOLDING BRAKE DEGREE OF PROTECTION IP64; PAINT FINISH RAL7016 | 2252 | TEM | 1 | MC | 3.503 | 1
1FK70405AK711EA5 | SIMOTICS S SYNCHRONOUS SERVOMOTORS 1FK7 COMPACT 1.6 NM, 100 K, 6000 RPM 0.69KW, NATURAL AIR COOLING, IM B5 (IM V1, IM V3) POWER/SIGNAL CONNECTORS CONN. CAN BE ROTATED BY 270 DEGR., ABSOLUTE ENCODER ENDAT 2048 P/REV (ENCODER A-2048); PERFORMANCE REDUCTION BY 10% DUE TO ABSOLUTE ENCODER; SHAFT WITH FITTED KEY, TOLERANCE N; W/O HOLDING BRAKE DEGREE OF PROTECTION IP65 AS FLANGE IP67; PAINT FINISH RAL7016 | 2354 | TEM | 1 | MC | 3.503 | 1
1FK70405AK711EA8 | SIMOTICS S SYNCHRONOUS SERVOMOTORS 1FK7 COMPACT 1.6 NM, 100 K, 6000 RPM 0.69KW, NATURAL AIR COOLING, IM B5 (IM V1, IM V3) POWER/SIGNAL CONNECTORS CONN. CAN BE ROTATED BY 270 DEGR., ABSOLUTE ENCODER ENDAT 2048 P/REV (ENCODER A-2048); PERFORMANCE REDUCTION BY 10% DUE TO ABSOLUTE ENCODER; SHAFT WITH FITTED KEY, TOLERANCE N; W/O HOLDING BRAKE DEGREE OF PROTECTION IP65 IP67 D-END FLANGE; RAL7016 COATING; METALLIC RATING PLATE AT MOTOR | 2462 | TEM | 1 | MC | 3.503 | 1
1FK70405AK711EB0 | SIMOTICS S SYNCHRONOUS SERVOMOTORS 1FK7 COMPACT 1.6 NM, 100 K, 6000 RPM 0.69KW, NATURAL AIR COOLING, IM B5 (IM V1, IM V3) POWER/SIGNAL CONNECTORS CONN. CAN BE ROTATED BY 270 DEGR., ABSOLUTE ENCODER ENDAT 2048 P/REV (ENCODER A-2048); PERFORMANCE REDUCTION BY 10% DUE TO ABSOLUTE ENCODER; SHAFT WITH FITTED KEY, TOLERANCE N; WITH HOLDING BRAKE DEGREE OF PROTECTION IP64 | 2486 | TEM | 1 | MC | 4.102 | 1
1FK70405AK711EB2 | SIMOTICS S SYNCHRONOUS SERVOMOTORS 1FK7 COMPACT 1.6 NM, 100 K, 6000 RPM 0.69KW, NATURAL AIR COOLING, IM B5 (IM V1, IM V3) POWER/SIGNAL CONNECTORS CONN. CAN BE ROTATED BY 270 DEGR., ABSOLUTE ENCODER ENDAT 2048 P/REV (ENCODER A-2048); PERFORMANCE REDUCTION BY 10% DUE TO ABSOLUTE ENCODER; SHAFT WITH FITTED KEY, TOLERANCE N; WITH HOLDING BRAKE DEGREE OF PROTECTION IP65 FLANGE ON DRIVE END IP67 | 2588 | TEM | 1 | MC | 4.102 | 1
1FK70405AK711EB3 | SIMOTICS S SYNCHRONOUS SERVOMOTORS 1FK7 COMPACT 1.6 NM, 100 K, 6000 RPM 0.69KW, NATURAL AIR COOLING, IM B5 (IM V1, IM V3) POWER/SIGNAL CONNECTORS CONN. CAN BE ROTATED BY 270 DEGR., ABSOLUTE ENCODER ENDAT 2048 P/REV (ENCODER A-2048); PERFORMANCE REDUCTION BY 10% DUE TO ABSOLUTE ENCODER; SHAFT WITH FITTED KEY, TOLERANCE N; WITH HOLDING BRAKE DEGREE OF PROTECTION IP64; PAINT FINISH RAL7016 | 2535 | TEM | 1 | MC | 4.102 | 1
1FK70405AK711EB5 | SIMOTICS S SYNCHRONOUS SERVOMOTORS 1FK7 COMPACT 1.6 NM, 100 K, 6000 RPM 0.69KW, NATURAL AIR COOLING, IM B5 (IM V1, IM V3) POWER/SIGNAL CONNECTORS CONN. CAN BE ROTATED BY 270 DEGR., ABSOLUTE ENCODER ENDAT 2048 P/REV (ENCODER A-2048); PERFORMANCE REDUCTION BY 10% DUE TO ABSOLUTE ENCODER; SHAFT WITH FITTED KEY, TOLERANCE N; WITH HOLDING BRAKE DEGREE OF PROTECTION IP65 AS FLANGE IP67; PAINT FINISH RAL7016 | 2637 | TEM | 1 | MC | 4.102 | 1
1FK70405AK711EB8 | SIMOTICS S SYNCHRONOUS SERVOMOTORS 1FK7 COMPACT 1.6 NM, 100 K, 6000 RPM 0.69KW, NATURAL AIR COOLING, IM B5 (IM V1, IM V3) POWER/SIGNAL CONNECTORS CONN. CAN BE ROTATED BY 270 DEGR., ABSOLUTE ENCODER ENDAT 2048 P/REV (ENCODER A-2048); PERFORMANCE REDUCTION BY 10% DUE TO ABSOLUTE ENCODER; SHAFT WITH FITTED KEY, TOLERANCE N; WITH HOLDING BRAKE DEGREE OF PROTECTION IP65 IP67 D-END FLANGE; RAL7016 COATING; METALLIC RATING PLATE AT MOTOR | 2746 | TEM | 1 | MC | 4.102 | 1
1FK70405AK711EG0 | SIMOTICS S SYNCHRONOUS SERVOMOTORS 1FK7 COMPACT 1.6 NM, 100 K, 6000 RPM 0.69KW, NATURAL AIR COOLING, IM B5 (IM V1, IM V3) POWER/SIGNAL CONNECTORS CONN. CAN BE ROTATED BY 270 DEGR., ABSOLUTE ENCODER ENDAT 2048 P/REV (ENCODER A-2048); PERFORMANCE REDUCTION BY 10% DUE TO ABSOLUTE ENCODER; PLAIN SHAFT, TOLERANCE N; W/O HOLDING BRAKE DEGREE OF PROTECTION IP64 | 2109 | TEM | 1 | MC | 3.503 | 1
1FK70405AK711EG2 | SIMOTICS S SYNCHRONOUS SERVOMOTORS 1FK7 COMPACT 1.6 NM, 100 K, 6000 RPM 0.69KW, NATURAL AIR COOLING, IM B5 (IM V1, IM V3) POWER/SIGNAL CONNECTORS CONN. CAN BE ROTATED BY 270 DEGR., ABSOLUTE ENCODER ENDAT 2048 P/REV (ENCODER A-2048); PERFORMANCE REDUCTION BY 10% DUE TO ABSOLUTE ENCODER; PLAIN SHAFT, TOLERANCE N; W/O HOLDING BRAKE DEGREE OF PROTECTION IP65 FLANGE ON DRIVE END IP67 | 2211 | TEM | 1 | MC | 3.503 | 1
1FK70405AK711EG3 | SIMOTICS S SYNCHRONOUS SERVOMOTORS 1FK7 COMPACT 1.6 NM, 100 K, 6000 RPM 0.69KW, NATURAL AIR COOLING, IM B5 (IM V1, IM V3) POWER/SIGNAL CONNECTORS CONN. CAN BE ROTATED BY 270 DEGR., ABSOLUTE ENCODER ENDAT 2048 P/REV (ENCODER A-2048); PERFORMANCE REDUCTION BY 10% DUE TO ABSOLUTE ENCODER; PLAIN SHAFT, TOLERANCE N; W/O HOLDING BRAKE DEGREE OF PROTECTION IP64; PAINT FINISH RAL7016 | 2158 | TEM | 1 | MC | 3.503 | 1
1FK70405AK711EG5 | SIMOTICS S SYNCHRONOUS SERVOMOTORS 1FK7 COMPACT 1.6 NM, 100 K, 6000 RPM 0.69KW, NATURAL AIR COOLING, IM B5 (IM V1, IM V3) POWER/SIGNAL CONNECTORS CONN. CAN BE ROTATED BY 270 DEGR., ABSOLUTE ENCODER ENDAT 2048 P/REV (ENCODER A-2048); PERFORMANCE REDUCTION BY 10% DUE TO ABSOLUTE ENCODER; PLAIN SHAFT, TOLERANCE N; W/O HOLDING BRAKE DEGREE OF PROTECTION IP65 AS FLANGE IP67; PAINT FINISH RAL7016 | 2260 | TEM | 1 | MC | 3.503 | 1
1FK70405AK711EG8 | SIMOTICS S SYNCHRONOUS SERVOMOTORS 1FK7 COMPACT 1.6 NM, 100 K, 6000 RPM 0.69KW, NATURAL AIR COOLING, IM B5 (IM V1, IM V3) POWER/SIGNAL CONNECTORS CONN. CAN BE ROTATED BY 270 DEGR., ABSOLUTE ENCODER ENDAT 2048 P/REV (ENCODER A-2048); PERFORMANCE REDUCTION BY 10% DUE TO ABSOLUTE ENCODER; PLAIN SHAFT, TOLERANCE N; W/O HOLDING BRAKE DEGREE OF PROTECTION IP65 IP67 D-END FLANGE; RAL7016 COATING; METALLIC RATING PLATE AT MOTOR | 2369 | TEM | 1 | MC | 3.503 | 1
1FK70405AK711EH0 | SIMOTICS S SYNCHRONOUS SERVOMOTORS 1FK7 COMPACT 1.6 NM, 100 K, 6000 RPM 0.69KW, NATURAL AIR COOLING, IM B5 (IM V1, IM V3) POWER/SIGNAL CONNECTORS CONN. CAN BE ROTATED BY 270 DEGR., ABSOLUTE ENCODER ENDAT 2048 P/REV (ENCODER A-2048); PERFORMANCE REDUCTION BY 10% DUE TO ABSOLUTE ENCODER; PLAIN SHAFT, TOLERANCE N; WITH HOLDING BRAKE DEGREE OF PROTECTION IP64 | 2390 | TEM | 1 | MC | 4.102 | 1
1FK70405AK711EH2 | SIMOTICS S SYNCHRONOUS SERVOMOTORS 1FK7 COMPACT 1.6 NM, 100 K, 6000 RPM 0.69KW, NATURAL AIR COOLING, IM B5 (IM V1, IM V3) POWER/SIGNAL CONNECTORS CONN. CAN BE ROTATED BY 270 DEGR., ABSOLUTE ENCODER ENDAT 2048 P/REV (ENCODER A-2048); PERFORMANCE REDUCTION BY 10% DUE TO ABSOLUTE ENCODER; PLAIN SHAFT, TOLERANCE N; WITH HOLDING BRAKE DEGREE OF PROTECTION IP65 FLANGE ON DRIVE END IP67 | 2492 | TEM | 1 | MC | 4.102 | 1
1FK70405AK711EH3 | SIMOTICS S SYNCHRONOUS SERVOMOTORS 1FK7 COMPACT 1.6 NM, 100 K, 6000 RPM 0.69KW, NATURAL AIR COOLING, IM B5 (IM V1, IM V3) POWER/SIGNAL CONNECTORS CONN. CAN BE ROTATED BY 270 DEGR., ABSOLUTE ENCODER ENDAT 2048 P/REV (ENCODER A-2048); PERFORMANCE REDUCTION BY 10% DUE TO ABSOLUTE ENCODER; PLAIN SHAFT, TOLERANCE N; WITH HOLDING BRAKE DEGREE OF PROTECTION IP64; PAINT FINISH RAL7016 | 2439 | TEM | 1 | MC | 4.102 | 1
1FK70405AK711EH5 | SIMOTICS S SYNCHRONOUS SERVOMOTORS 1FK7 COMPACT 1.6 NM, 100 K, 6000 RPM 0.69KW, NATURAL AIR COOLING, IM B5 (IM V1, IM V3) POWER/SIGNAL CONNECTORS CONN. CAN BE ROTATED BY 270 DEGR., ABSOLUTE ENCODER ENDAT 2048 P/REV (ENCODER A-2048); PERFORMANCE REDUCTION BY 10% DUE TO ABSOLUTE ENCODER; PLAIN SHAFT, TOLERANCE N; WITH HOLDING BRAKE DEGREE OF PROTECTION IP65 AS FLANGE IP67; PAINT FINISH RAL7016 | 2541 | TEM | 1 | MC | 4.102 | 1
1FK70405AK711EH8 | SIMOTICS S SYNCHRONOUS SERVOMOTORS 1FK7 COMPACT 1.6 NM, 100 K, 6000 RPM 0.69KW, NATURAL AIR COOLING, IM B5 (IM V1, IM V3) POWER/SIGNAL CONNECTORS CONN. CAN BE ROTATED BY 270 DEGR., ABSOLUTE ENCODER ENDAT 2048 P/REV (ENCODER A-2048); PERFORMANCE REDUCTION BY 10% DUE TO ABSOLUTE ENCODER; PLAIN SHAFT, TOLERANCE N; WITH HOLDING BRAKE DEGREE OF PROTECTION IP65 IP67 D-END FLANGE; RAL7016 COATING; METALLIC RATING PLATE AT MOTOR | 2650 | TEM | 1 | MC | 4.102 | 1
1FK70405AK711FA0 | SIMOTICS S SYNCHRONOUS SERVOMOTORS 1FK7 COMPACT 1.6 NM, 100 K, 6000 RPM 0.69KW, NATURAL AIR COOLING, IM B5 (IM V1, IM V3) POWER/SIGNAL CONNECTORS CONN. CAN BE ROTATED BY 270 DEGR., ABSOLUTE ENCODER 2048 P/REV (ENCODER A-2048) WITH DRIVE-CLIQ INTERFACE; PERFORMANCE REDUCTION BY 10% DUE TO ABSOLUTE ENCODER; SHAFT WITH FITTED KEY, TOLERANCE N; W/O HOLDING BRAKE DEGREE OF PROTECTION IP64 | 2462 | TEM | 1 | MC | 3.503 | 1
1FK70405AK711FA2 | SIMOTICS S SYNCHRONOUS SERVOMOTORS 1FK7 COMPACT 1.6 NM, 100 K, 6000 RPM 0.69KW, NATURAL AIR COOLING, IM B5 (IM V1, IM V3) POWER/SIGNAL CONNECTORS CONN. CAN BE ROTATED BY 270 DEGR., ABSOLUTE ENCODER 2048 P/REV (ENCODER A-2048) WITH DRIVE-CLIQ INTERFACE; PERFORMANCE REDUCTION BY 10% DUE TO ABSOLUTE ENCODER; SHAFT WITH FITTED KEY, TOLERANCE N; W/O HOLDING BRAKE DEGREE OF PROTECTION IP65 FLANGE ON DRIVE END IP67 | 2564 | TEM | 1 | MC | 3.503 | 1
1FK70405AK711FA3 | SIMOTICS S SYNCHRONOUS SERVOMOTORS 1FK7 COMPACT 1.6 NM, 100 K, 6000 RPM 0.69KW, NATURAL AIR COOLING, IM B5 (IM V1, IM V3) POWER/SIGNAL CONNECTORS CONN. CAN BE ROTATED BY 270 DEGR., ABSOLUTE ENCODER 2048 P/REV (ENCODER A-2048) WITH DRIVE-CLIQ INTERFACE; PERFORMANCE REDUCTION BY 10% DUE TO ABSOLUTE ENCODER; SHAFT WITH FITTED KEY, TOLERANCE N; W/O HOLDING BRAKE DEGREE OF PROTECTION IP64; PAINT FINISH RAL7016 | 2511 | TEM | 1 | MC | 3.503 | 1
1FK70405AK711FA5 | SIMOTICS S SYNCHRONOUS SERVOMOTORS 1FK7 COMPACT 1.6 NM, 100 K, 6000 RPM 0.69KW, NATURAL AIR COOLING, IM B5 (IM V1, IM V3) POWER/SIGNAL CONNECTORS CONN. CAN BE ROTATED BY 270 DEGR., ABSOLUTE ENCODER 2048 P/REV (ENCODER A-2048) WITH DRIVE-CLIQ INTERFACE; PERFORMANCE REDUCTION BY 10% DUE TO ABSOLUTE ENCODER; SHAFT WITH FITTED KEY, TOLERANCE N; W/O HOLDING BRAKE DEGREE OF PROTECTION IP65 AS FLANGE IP67; PAINT FINISH RAL7016 | 2613 | TEM | 1 | MC | 3.503 | 1
1FK70405AK711FA8 | SIMOTICS S SYNCHRONOUS SERVOMOTORS 1FK7 COMPACT 1.6 NM, 100 K, 6000 RPM 0.69KW, NATURAL AIR COOLING, IM B5 (IM V1, IM V3) POWER/SIGNAL CONNECTORS CONN. CAN BE ROTATED BY 270 DEGR., ABSOLUTE ENCODER 2048 P/REV (ENCODER A-2048) WITH DRIVE-CLIQ INTERFACE; PERFORMANCE REDUCTION BY 10% DUE TO ABSOLUTE ENCODER; SHAFT WITH FITTED KEY, TOLERANCE N; W/O HOLDING BRAKE DEGREE OF PROTECTION IP65 IP67 D-END FLANGE; RAL7016 COATING; METALLIC RATING PLATE AT MOTOR | 2722 | TEM | 1 | MC | 3.503 | 1
1FK70405AK711FB0 | SIMOTICS S SYNCHRONOUS SERVOMOTORS 1FK7 COMPACT 1.6 NM, 100 K, 6000 RPM 0.69KW, NATURAL AIR COOLING, IM B5 (IM V1, IM V3) POWER/SIGNAL CONNECTORS CONN. CAN BE ROTATED BY 270 DEGR., ABSOLUTE ENCODER 2048 P/REV (ENCODER A-2048) WITH DRIVE-CLIQ INTERFACE; PERFORMANCE REDUCTION BY 10% DUE TO ABSOLUTE ENCODER; SHAFT WITH FITTED KEY, TOLERANCE N; WITH HOLDING BRAKE DEGREE OF PROTECTION IP64 | 2746 | TEM | 1 | MC | 4.102 | 1
1FK70405AK711FB2 | SIMOTICS S SYNCHRONOUS SERVOMOTORS 1FK7 COMPACT 1.6 NM, 100 K, 6000 RPM 0.69KW, NATURAL AIR COOLING, IM B5 (IM V1, IM V3) POWER/SIGNAL CONNECTORS CONN. CAN BE ROTATED BY 270 DEGR., ABSOLUTE ENCODER 2048 P/REV (ENCODER A-2048) WITH DRIVE-CLIQ INTERFACE; PERFORMANCE REDUCTION BY 10% DUE TO ABSOLUTE ENCODER; SHAFT WITH FITTED KEY, TOLERANCE N; WITH HOLDING BRAKE DEGREE OF PROTECTION IP65 FLANGE ON DRIVE END IP67 | 2847 | TEM | 1 | MC | 4.102 | 1
1FK70405AK711FB3 | SIMOTICS S SYNCHRONOUS SERVOMOTORS 1FK7 COMPACT 1.6 NM, 100 K, 6000 RPM 0.69KW, NATURAL AIR COOLING, IM B5 (IM V1, IM V3) POWER/SIGNAL CONNECTORS CONN. CAN BE ROTATED BY 270 DEGR., ABSOLUTE ENCODER 2048 P/REV (ENCODER A-2048) WITH DRIVE-CLIQ INTERFACE; PERFORMANCE REDUCTION BY 10% DUE TO ABSOLUTE ENCODER; SHAFT WITH FITTED KEY, TOLERANCE N; WITH HOLDING BRAKE DEGREE OF PROTECTION IP64; PAINT FINISH RAL7016 | 2795 | TEM | 1 | MC | 4.102 | 1
1FK70405AK711FB5 | SIMOTICS S SYNCHRONOUS SERVOMOTORS 1FK7 COMPACT 1.6 NM, 100 K, 6000 RPM 0.69KW, NATURAL AIR COOLING, IM B5 (IM V1, IM V3) POWER/SIGNAL CONNECTORS CONN. CAN BE ROTATED BY 270 DEGR., ABSOLUTE ENCODER 2048 P/REV (ENCODER A-2048) WITH DRIVE-CLIQ INTERFACE; PERFORMANCE REDUCTION BY 10% DUE TO ABSOLUTE ENCODER; SHAFT WITH FITTED KEY, TOLERANCE N; WITH HOLDING BRAKE DEGREE OF PROTECTION IP65 AS FLANGE IP67; PAINT FINISH RAL7016 | 2896 | TEM | 1 | MC | 4.102 | 1
1FK70405AK711FB8 | SIMOTICS S SYNCHRONOUS SERVOMOTORS 1FK7 COMPACT 1.6 NM, 100 K, 6000 RPM 0.69KW, NATURAL AIR COOLING, IM B5 (IM V1, IM V3) POWER/SIGNAL CONNECTORS CONN. CAN BE ROTATED BY 270 DEGR., ABSOLUTE ENCODER 2048 P/REV (ENCODER A-2048) WITH DRIVE-CLIQ INTERFACE; PERFORMANCE REDUCTION BY 10% DUE TO ABSOLUTE ENCODER; SHAFT WITH FITTED KEY, TOLERANCE N; WITH HOLDING BRAKE DEGREE OF PROTECTION IP65 IP67 D-END FLANGE; RAL7016 COATING; METALLIC RATING PLATE AT MOTOR | 3005 | TEM | 1 | MC | 4.102 | 1
1FK70405AK711FG0 | SIMOTICS S SYNCHRONOUS SERVOMOTORS 1FK7 COMPACT 1.6 NM, 100 K, 6000 RPM 0.69KW, NATURAL AIR COOLING, IM B5 (IM V1, IM V3) POWER/SIGNAL CONNECTORS CONN. CAN BE ROTATED BY 270 DEGR., ABSOLUTE ENCODER 2048 P/REV (ENCODER A-2048) WITH DRIVE-CLIQ INTERFACE; PERFORMANCE REDUCTION BY 10% DUE TO ABSOLUTE ENCODER; PLAIN SHAFT, TOLERANCE N; W/O HOLDING BRAKE DEGREE OF PROTECTION IP64 | 2369 | TEM | 1 | MC | 3.503 | 1
1FK70405AK711FG2 | SIMOTICS S SYNCHRONOUS SERVOMOTORS 1FK7 COMPACT 1.6 NM, 100 K, 6000 RPM 0.69KW, NATURAL AIR COOLING, IM B5 (IM V1, IM V3) POWER/SIGNAL CONNECTORS CONN. CAN BE ROTATED BY 270 DEGR., ABSOLUTE ENCODER 2048 P/REV (ENCODER A-2048) WITH DRIVE-CLIQ INTERFACE; PERFORMANCE REDUCTION BY 10% DUE TO ABSOLUTE ENCODER; PLAIN SHAFT, TOLERANCE N; W/O HOLDING BRAKE DEGREE OF PROTECTION IP65 FLANGE ON DRIVE END IP67 | 2470 | TEM | 1 | MC | 3.503 | 1
1FK70405AK711FG3 | SIMOTICS S SYNCHRONOUS SERVOMOTORS 1FK7 COMPACT 1.6 NM, 100 K, 6000 RPM 0.69KW, NATURAL AIR COOLING, IM B5 (IM V1, IM V3) POWER/SIGNAL CONNECTORS CONN. CAN BE ROTATED BY 270 DEGR., ABSOLUTE ENCODER 2048 P/REV (ENCODER A-2048) WITH DRIVE-CLIQ INTERFACE; PERFORMANCE REDUCTION BY 10% DUE TO ABSOLUTE ENCODER; PLAIN SHAFT, TOLERANCE N; W/O HOLDING BRAKE DEGREE OF PROTECTION IP64; PAINT FINISH RAL7016 | 2418 | TEM | 1 | MC | 3.503 | 1
1FK70405AK711FG5 | SIMOTICS S SYNCHRONOUS SERVOMOTORS 1FK7 COMPACT 1.6 NM, 100 K, 6000 RPM 0.69KW, NATURAL AIR COOLING, IM B5 (IM V1, IM V3) POWER/SIGNAL CONNECTORS CONN. CAN BE ROTATED BY 270 DEGR., ABSOLUTE ENCODER 2048 P/REV (ENCODER A-2048) WITH DRIVE-CLIQ INTERFACE; PERFORMANCE REDUCTION BY 10% DUE TO ABSOLUTE ENCODER; PLAIN SHAFT, TOLERANCE N; W/O HOLDING BRAKE DEGREE OF PROTECTION IP65 AS FLANGE IP67; PAINT FINISH RAL7016 | 2519 | TEM | 1 | MC | 3.503 | 1
1FK70405AK711FG8 | SIMOTICS S SYNCHRONOUS SERVOMOTORS 1FK7 COMPACT 1.6 NM, 100 K, 6000 RPM 0.69KW, NATURAL AIR COOLING, IM B5 (IM V1, IM V3) POWER/SIGNAL CONNECTORS CONN. CAN BE ROTATED BY 270 DEGR., ABSOLUTE ENCODER 2048 P/REV (ENCODER A-2048) WITH DRIVE-CLIQ INTERFACE; PERFORMANCE REDUCTION BY 10% DUE TO ABSOLUTE ENCODER; PLAIN SHAFT, TOLERANCE N; W/O HOLDING BRAKE DEGREE OF PROTECTION IP65 IP67 D-END FLANGE; RAL7016 COATING; METALLIC RATING PLATE AT MOTOR | 2628 | TEM | 1 | MC | 3.503 | 1
1FK70405AK711FH0 | SIMOTICS S SYNCHRONOUS SERVOMOTORS 1FK7 COMPACT 1.6 NM, 100 K, 6000 RPM 0.69KW, NATURAL AIR COOLING, IM B5 (IM V1, IM V3) POWER/SIGNAL CONNECTORS CONN. CAN BE ROTATED BY 270 DEGR., ABSOLUTE ENCODER 2048 P/REV (ENCODER A-2048) WITH DRIVE-CLIQ INTERFACE; PERFORMANCE REDUCTION BY 10% DUE TO ABSOLUTE ENCODER; PLAIN SHAFT, TOLERANCE N; WITH HOLDING BRAKE DEGREE OF PROTECTION IP64 | 2649 | TEM | 1 | MC | 4.102 | 1
1FK70405AK711FH2 | SIMOTICS S SYNCHRONOUS SERVOMOTORS 1FK7 COMPACT 1.6 NM, 100 K, 6000 RPM 0.69KW, NATURAL AIR COOLING, IM B5 (IM V1, IM V3) POWER/SIGNAL CONNECTORS CONN. CAN BE ROTATED BY 270 DEGR., ABSOLUTE ENCODER 2048 P/REV (ENCODER A-2048) WITH DRIVE-CLIQ INTERFACE; PERFORMANCE REDUCTION BY 10% DUE TO ABSOLUTE ENCODER; PLAIN SHAFT, TOLERANCE N; WITH HOLDING BRAKE DEGREE OF PROTECTION IP65 FLANGE ON DRIVE END IP67 | 2751 | TEM | 1 | MC | 4.102 | 1
1FK70405AK711FH3 | SIMOTICS S SYNCHRONOUS SERVOMOTORS 1FK7 COMPACT 1.6 NM, 100 K, 6000 RPM 0.69KW, NATURAL AIR COOLING, IM B5 (IM V1, IM V3) POWER/SIGNAL CONNECTORS CONN. CAN BE ROTATED BY 270 DEGR., ABSOLUTE ENCODER 2048 P/REV (ENCODER A-2048) WITH DRIVE-CLIQ INTERFACE; PERFORMANCE REDUCTION BY 10% DUE TO ABSOLUTE ENCODER; PLAIN SHAFT, TOLERANCE N; WITH HOLDING BRAKE DEGREE OF PROTECTION IP64; PAINT FINISH RAL7016 | 2699 | TEM | 1 | MC | 4.102 | 1
1FK70405AK711FH5 | SIMOTICS S SYNCHRONOUS SERVOMOTORS 1FK7 COMPACT 1.6 NM, 100 K, 6000 RPM 0.69KW, NATURAL AIR COOLING, IM B5 (IM V1, IM V3) POWER/SIGNAL CONNECTORS CONN. CAN BE ROTATED BY 270 DEGR., ABSOLUTE ENCODER 2048 P/REV (ENCODER A-2048) WITH DRIVE-CLIQ INTERFACE; PERFORMANCE REDUCTION BY 10% DUE TO ABSOLUTE ENCODER; PLAIN SHAFT, TOLERANCE N; WITH HOLDING BRAKE DEGREE OF PROTECTION IP65 AS FLANGE IP67; PAINT FINISH RAL7016 | 2800 | TEM | 1 | MC | 4.102 | 1
1FK70405AK711FH8 | SIMOTICS S SYNCHRONOUS SERVOMOTORS 1FK7 COMPACT 1.6 NM, 100 K, 6000 RPM 0.69KW, NATURAL AIR COOLING, IM B5 (IM V1, IM V3) POWER/SIGNAL CONNECTORS CONN. CAN BE ROTATED BY 270 DEGR., ABSOLUTE ENCODER 2048 P/REV (ENCODER A-2048) WITH DRIVE-CLIQ INTERFACE; PERFORMANCE REDUCTION BY 10% DUE TO ABSOLUTE ENCODER; PLAIN SHAFT, TOLERANCE N; WITH HOLDING BRAKE DEGREE OF PROTECTION IP65 IP67 D-END FLANGE; RAL7016 COATING; METALLIC RATING PLATE AT MOTOR | 2909 | TEM | 1 | MC | 4.102 | 1
1FK70405AK711GA0 | SIMOTICS S SYNCHRONOUS SERVOMOTORS 1FK7 COMPACT 1.6 NM, 100 K, 6000 RPM 0.69KW, NATURAL AIR COOLING, IM B5 (IM V1, IM V3) POWER/SIGNAL CONNECTORS CONN. CAN BE ROTATED BY 270 DEGR., BASIC ABSOLUTE ENCODER 32 P/REV (ENCODER A-32); PERFORMANCE REDUCTION BY 10% DUE TO ABSOLUTE ENCODER; SHAFT WITH FITTED KEY, TOLERANCE N; W/O HOLDING BRAKE DEGREE OF PROTECTION IP64 | 1641 | TEM | 1 | MC | 3.503 | 1
1FK70405AK711GA2 | SIMOTICS S SYNCHRONOUS SERVOMOTORS 1FK7 COMPACT 1.6 NM, 100 K, 6000 RPM 0.69KW, NATURAL AIR COOLING, IM B5 (IM V1, IM V3) POWER/SIGNAL CONNECTORS CONN. CAN BE ROTATED BY 270 DEGR., BASIC ABSOLUTE ENCODER 32 P/REV (ENCODER A-32); PERFORMANCE REDUCTION BY 10% DUE TO ABSOLUTE ENCODER; SHAFT WITH FITTED KEY, TOLERANCE N; W/O HOLDING BRAKE DEGREE OF PROTECTION IP65 FLANGE ON DRIVE END IP67 | 1742 | TEM | 1 | MC | 3.503 | 1
1FK70405AK711GA3 | SIMOTICS S SYNCHRONOUS SERVOMOTORS 1FK7 COMPACT 1.6 NM, 100 K, 6000 RPM 0.69KW, NATURAL AIR COOLING, IM B5 (IM V1, IM V3) POWER/SIGNAL CONNECTORS CONN. CAN BE ROTATED BY 270 DEGR., BASIC ABSOLUTE ENCODER 32 P/REV (ENCODER A-32); PERFORMANCE REDUCTION BY 10% DUE TO ABSOLUTE ENCODER; SHAFT WITH FITTED KEY, TOLERANCE N; W/O HOLDING BRAKE DEGREE OF PROTECTION IP64; PAINT FINISH RAL7016 | 1690 | TEM | 1 | MC | 3.503 | 1
1FK70405AK711GA5 | SIMOTICS S SYNCHRONOUS SERVOMOTORS 1FK7 COMPACT 1.6 NM, 100 K, 6000 RPM 0.69KW, NATURAL AIR COOLING, IM B5 (IM V1, IM V3) POWER/SIGNAL CONNECTORS CONN. CAN BE ROTATED BY 270 DEGR., BASIC ABSOLUTE ENCODER 32 P/REV (ENCODER A-32); PERFORMANCE REDUCTION BY 10% DUE TO ABSOLUTE ENCODER; SHAFT WITH FITTED KEY, TOLERANCE N; W/O HOLDING BRAKE DEGREE OF PROTECTION IP65 AS FLANGE IP67; PAINT FINISH RAL7016 | 1792 | TEM | 1 | MC | 3.503 | 1
1FK70405AK711GA8 | SIMOTICS S SYNCHRONOUS SERVOMOTORS 1FK7 COMPACT 1.6 NM, 100 K, 6000 RPM 0.69KW, NATURAL AIR COOLING, IM B5 (IM V1, IM V3) POWER/SIGNAL CONNECTORS CONN. CAN BE ROTATED BY 270 DEGR., BASIC ABSOLUTE ENCODER 32 P/REV (ENCODER A-32); PERFORMANCE REDUCTION BY 10% DUE TO ABSOLUTE ENCODER; SHAFT WITH FITTED KEY, TOLERANCE N; W/O HOLDING BRAKE DEGREE OF PROTECTION IP65 IP67 D-END FLANGE; RAL7016 COATING; METALLIC RATING PLATE AT MOTOR | 1900 | TEM | 1 | MC | 3.503 | 1
1FK70405AK711GB0 | SIMOTICS S SYNCHRONOUS SERVOMOTORS 1FK7 COMPACT 1.6 NM, 100 K, 6000 RPM 0.69KW, NATURAL AIR COOLING, IM B5 (IM V1, IM V3) POWER/SIGNAL CONNECTORS CONN. CAN BE ROTATED BY 270 DEGR., BASIC ABSOLUTE ENCODER 32 P/REV (ENCODER A-32); PERFORMANCE REDUCTION BY 10% DUE TO ABSOLUTE ENCODER; SHAFT WITH FITTED KEY, TOLERANCE N; WITH HOLDING BRAKE DEGREE OF PROTECTION IP64 | 1924 | TEM | 1 | MC | 4.102 | 1
1FK70405AK711GB2 | SIMOTICS S SYNCHRONOUS SERVOMOTORS 1FK7 COMPACT 1.6 NM, 100 K, 6000 RPM 0.69KW, NATURAL AIR COOLING, IM B5 (IM V1, IM V3) POWER/SIGNAL CONNECTORS CONN. CAN BE ROTATED BY 270 DEGR., BASIC ABSOLUTE ENCODER 32 P/REV (ENCODER A-32); PERFORMANCE REDUCTION BY 10% DUE TO ABSOLUTE ENCODER; SHAFT WITH FITTED KEY, TOLERANCE N; WITH HOLDING BRAKE DEGREE OF PROTECTION IP65 FLANGE ON DRIVE END IP67 | 2026 | TEM | 1 | MC | 4.102 | 1
1FK70405AK711GB3 | SIMOTICS S SYNCHRONOUS SERVOMOTORS 1FK7 COMPACT 1.6 NM, 100 K, 6000 RPM 0.69KW, NATURAL AIR COOLING, IM B5 (IM V1, IM V3) POWER/SIGNAL CONNECTORS CONN. CAN BE ROTATED BY 270 DEGR., BASIC ABSOLUTE ENCODER 32 P/REV (ENCODER A-32); PERFORMANCE REDUCTION BY 10% DUE TO ABSOLUTE ENCODER; SHAFT WITH FITTED KEY, TOLERANCE N; WITH HOLDING BRAKE DEGREE OF PROTECTION IP64; PAINT FINISH RAL7016 | 1973 | TEM | 1 | MC | 4.102 | 1
1FK70405AK711GB5 | SIMOTICS S SYNCHRONOUS SERVOMOTORS 1FK7 COMPACT 1.6 NM, 100 K, 6000 RPM 0.69KW, NATURAL AIR COOLING, IM B5 (IM V1, IM V3) POWER/SIGNAL CONNECTORS CONN. CAN BE ROTATED BY 270 DEGR., BASIC ABSOLUTE ENCODER 32 P/REV (ENCODER A-32); PERFORMANCE REDUCTION BY 10% DUE TO ABSOLUTE ENCODER; SHAFT WITH FITTED KEY, TOLERANCE N; WITH HOLDING BRAKE DEGREE OF PROTECTION IP65 AS FLANGE IP67; PAINT FINISH RAL7016 | 2075 | TEM | 1 | MC | 4.102 | 1
1FK70405AK711GB8 | SIMOTICS S SYNCHRONOUS SERVOMOTORS 1FK7 COMPACT 1.6 NM, 100 K, 6000 RPM 0.69KW, NATURAL AIR COOLING, IM B5 (IM V1, IM V3) POWER/SIGNAL CONNECTORS CONN. CAN BE ROTATED BY 270 DEGR., BASIC ABSOLUTE ENCODER 32 P/REV (ENCODER A-32); PERFORMANCE REDUCTION BY 10% DUE TO ABSOLUTE ENCODER; SHAFT WITH FITTED KEY, TOLERANCE N; WITH HOLDING BRAKE DEGREE OF PROTECTION IP65 IP67 D-END FLANGE; RAL7016 COATING; METALLIC RATING PLATE AT MOTOR | 2184 | TEM | 1 | MC | 4.102 | 1
1FK70405AK711GG0 | SIMOTICS S SYNCHRONOUS SERVOMOTORS 1FK7 COMPACT 1.6 NM, 100 K, 6000 RPM 0.69KW, NATURAL AIR COOLING, IM B5 (IM V1, IM V3) POWER/SIGNAL CONNECTORS CONN. CAN BE ROTATED BY 270 DEGR., BASIC ABSOLUTE ENCODER 32 P/REV (ENCODER A-32); PERFORMANCE REDUCTION BY 10% DUE TO ABSOLUTE ENCODER; PLAIN SHAFT, TOLERANCE N; W/O HOLDING BRAKE DEGREE OF PROTECTION IP64 | 1547 | TEM | 1 | MC | 3.503 | 1
1FK70405AK711GG2 | SIMOTICS S SYNCHRONOUS SERVOMOTORS 1FK7 COMPACT 1.6 NM, 100 K, 6000 RPM 0.69KW, NATURAL AIR COOLING, IM B5 (IM V1, IM V3) POWER/SIGNAL CONNECTORS CONN. CAN BE ROTATED BY 270 DEGR., BASIC ABSOLUTE ENCODER 32 P/REV (ENCODER A-32); PERFORMANCE REDUCTION BY 10% DUE TO ABSOLUTE ENCODER; PLAIN SHAFT, TOLERANCE N; W/O HOLDING BRAKE DEGREE OF PROTECTION IP65 FLANGE ON DRIVE END IP67 | 1649 | TEM | 1 | MC | 3.503 | 1
1FK70405AK711GG3 | SIMOTICS S SYNCHRONOUS SERVOMOTORS 1FK7 COMPACT 1.6 NM, 100 K, 6000 RPM 0.69KW, NATURAL AIR COOLING, IM B5 (IM V1, IM V3) POWER/SIGNAL CONNECTORS CONN. CAN BE ROTATED BY 270 DEGR., BASIC ABSOLUTE ENCODER 32 P/REV (ENCODER A-32); PERFORMANCE REDUCTION BY 10% DUE TO ABSOLUTE ENCODER; PLAIN SHAFT, TOLERANCE N; W/O HOLDING BRAKE DEGREE OF PROTECTION IP64; PAINT FINISH RAL7016 | 1596 | TEM | 1 | MC | 3.503 | 1
1FK70405AK711GG5 | SIMOTICS S SYNCHRONOUS SERVOMOTORS 1FK7 COMPACT 1.6 NM, 100 K, 6000 RPM 0.69KW, NATURAL AIR COOLING, IM B5 (IM V1, IM V3) POWER/SIGNAL CONNECTORS CONN. CAN BE ROTATED BY 270 DEGR., BASIC ABSOLUTE ENCODER 32 P/REV (ENCODER A-32); PERFORMANCE REDUCTION BY 10% DUE TO ABSOLUTE ENCODER; PLAIN SHAFT, TOLERANCE N; W/O HOLDING BRAKE DEGREE OF PROTECTION IP65 AS FLANGE IP67; PAINT FINISH RAL7016 | 1698 | TEM | 1 | MC | 3.503 | 1
1FK70405AK711GG8 | SIMOTICS S SYNCHRONOUS SERVOMOTORS 1FK7 COMPACT 1.6 NM, 100 K, 6000 RPM 0.69KW, NATURAL AIR COOLING, IM B5 (IM V1, IM V3) POWER/SIGNAL CONNECTORS CONN. CAN BE ROTATED BY 270 DEGR., BASIC ABSOLUTE ENCODER 32 P/REV (ENCODER A-32); PERFORMANCE REDUCTION BY 10% DUE TO ABSOLUTE ENCODER; PLAIN SHAFT, TOLERANCE N; W/O HOLDING BRAKE DEGREE OF PROTECTION IP65 IP67 D-END FLANGE; RAL7016 COATING; METALLIC RATING PLATE AT MOTOR | 1807 | TEM | 1 | MC | 3.503 | 1
1FK70405AK711GH0 | SIMOTICS S SYNCHRONOUS SERVOMOTORS 1FK7 COMPACT 1.6 NM, 100 K, 6000 RPM 0.69KW, NATURAL AIR COOLING, IM B5 (IM V1, IM V3) POWER/SIGNAL CONNECTORS CONN. CAN BE ROTATED BY 270 DEGR., BASIC ABSOLUTE ENCODER 32 P/REV (ENCODER A-32); PERFORMANCE REDUCTION BY 10% DUE TO ABSOLUTE ENCODER; PLAIN SHAFT, TOLERANCE N; WITH HOLDING BRAKE DEGREE OF PROTECTION IP64 | 1828 | TEM | 1 | MC | 4.102 | 1
1FK70405AK711GH2 | SIMOTICS S SYNCHRONOUS SERVOMOTORS 1FK7 COMPACT 1.6 NM, 100 K, 6000 RPM 0.69KW, NATURAL AIR COOLING, IM B5 (IM V1, IM V3) POWER/SIGNAL CONNECTORS CONN. CAN BE ROTATED BY 270 DEGR., BASIC ABSOLUTE ENCODER 32 P/REV (ENCODER A-32); PERFORMANCE REDUCTION BY 10% DUE TO ABSOLUTE ENCODER; PLAIN SHAFT, TOLERANCE N; WITH HOLDING BRAKE DEGREE OF PROTECTION IP65 FLANGE ON DRIVE END IP67 | 1930 | TEM | 1 | MC | 4.102 | 1
1FK70405AK711GH3 | SIMOTICS S SYNCHRONOUS SERVOMOTORS 1FK7 COMPACT 1.6 NM, 100 K, 6000 RPM 0.69KW, NATURAL AIR COOLING, IM B5 (IM V1, IM V3) POWER/SIGNAL CONNECTORS CONN. CAN BE ROTATED BY 270 DEGR., BASIC ABSOLUTE ENCODER 32 P/REV (ENCODER A-32); PERFORMANCE REDUCTION BY 10% DUE TO ABSOLUTE ENCODER; PLAIN SHAFT, TOLERANCE N; WITH HOLDING BRAKE DEGREE OF PROTECTION IP64; PAINT FINISH RAL7016 | 1877 | TEM | 1 | MC | 4.102 | 1
1FK70405AK711GH5 | SIMOTICS S SYNCHRONOUS SERVOMOTORS 1FK7 COMPACT 1.6 NM, 100 K, 6000 RPM 0.69KW, NATURAL AIR COOLING, IM B5 (IM V1, IM V3) POWER/SIGNAL CONNECTORS CONN. CAN BE ROTATED BY 270 DEGR., BASIC ABSOLUTE ENCODER 32 P/REV (ENCODER A-32); PERFORMANCE REDUCTION BY 10% DUE TO ABSOLUTE ENCODER; PLAIN SHAFT, TOLERANCE N; WITH HOLDING BRAKE DEGREE OF PROTECTION IP65 AS FLANGE IP67; PAINT FINISH RAL7016 | 1979 | TEM | 1 | MC | 4.102 | 1
1FK70405AK711GH8 | SIMOTICS S SYNCHRONOUS SERVOMOTORS 1FK7 COMPACT 1.6 NM, 100 K, 6000 RPM 0.69KW, NATURAL AIR COOLING, IM B5 (IM V1, IM V3) POWER/SIGNAL CONNECTORS CONN. CAN BE ROTATED BY 270 DEGR., BASIC ABSOLUTE ENCODER 32 P/REV (ENCODER A-32); PERFORMANCE REDUCTION BY 10% DUE TO ABSOLUTE ENCODER; PLAIN SHAFT, TOLERANCE N; WITH HOLDING BRAKE DEGREE OF PROTECTION IP65 IP67 D-END FLANGE; RAL7016 COATING; METALLIC RATING PLATE AT MOTOR | 2088 | TEM | 1 | MC | 4.102 | 1
1FK70405AK711KA0 | SIMOTICS S SYNCHRONOUS SERVOMOTORS 1FK7 COMPACT 1.6 NM, 100 K, 6000 RPM 0.69KW, NATURAL AIR COOLING, IM B5 (IM V1, IM V3) POWER/SIGNAL CONNECTORS CONN. CAN BE ROTATED BY 270 DEGR., BASIC ABSOLUTE ENCODER 32 P/REV (ENCODER A-32) WITH DRIVE-CLIQ INTERFACE; PERFORMANCE REDUCTION BY 10% DUE TO ABSOLUTE ENCODER; SHAFT WITH FITTED KEY, TOLERANCE N; W/O HOLDING BRAKE DEGREE OF PROTECTION IP64 | 1900 | TEM | 1 | MC | 3.503 | 1
1FK70405AK711KA2 | SIMOTICS S SYNCHRONOUS SERVOMOTORS 1FK7 COMPACT 1.6 NM, 100 K, 6000 RPM 0.69KW, NATURAL AIR COOLING, IM B5 (IM V1, IM V3) POWER/SIGNAL CONNECTORS CONN. CAN BE ROTATED BY 270 DEGR., BASIC ABSOLUTE ENCODER 32 P/REV (ENCODER A-32) WITH DRIVE-CLIQ INTERFACE; PERFORMANCE REDUCTION BY 10% DUE TO ABSOLUTE ENCODER; SHAFT WITH FITTED KEY, TOLERANCE N; W/O HOLDING BRAKE DEGREE OF PROTECTION IP65 FLANGE ON DRIVE END IP67 | 2002 | TEM | 1 | MC | 3.503 | 1
1FK70405AK711KA3 | SIMOTICS S SYNCHRONOUS SERVOMOTORS 1FK7 COMPACT 1.6 NM, 100 K, 6000 RPM 0.69KW, NATURAL AIR COOLING, IM B5 (IM V1, IM V3) POWER/SIGNAL CONNECTORS CONN. CAN BE ROTATED BY 270 DEGR., BASIC ABSOLUTE ENCODER 32 P/REV (ENCODER A-32) WITH DRIVE-CLIQ INTERFACE; PERFORMANCE REDUCTION BY 10% DUE TO ABSOLUTE ENCODER; SHAFT WITH FITTED KEY, TOLERANCE N; W/O HOLDING BRAKE DEGREE OF PROTECTION IP64; PAINT FINISH RAL7016 | 1949 | TEM | 1 | MC | 3.503 | 1
1FK70405AK711KA5 | SIMOTICS S SYNCHRONOUS SERVOMOTORS 1FK7 COMPACT 1.6 NM, 100 K, 6000 RPM 0.69KW, NATURAL AIR COOLING, IM B5 (IM V1, IM V3) POWER/SIGNAL CONNECTORS CONN. CAN BE ROTATED BY 270 DEGR., BASIC ABSOLUTE ENCODER 32 P/REV (ENCODER A-32) WITH DRIVE-CLIQ INTERFACE; PERFORMANCE REDUCTION BY 10% DUE TO ABSOLUTE ENCODER; SHAFT WITH FITTED KEY, TOLERANCE N; W/O HOLDING BRAKE DEGREE OF PROTECTION IP65 AS FLANGE IP67; PAINT FINISH RAL7016 | 2051 | TEM | 1 | MC | 3.503 | 1
1FK70405AK711KA8 | SIMOTICS S SYNCHRONOUS SERVOMOTORS 1FK7 COMPACT 1.6 NM, 100 K, 6000 RPM 0.69KW, NATURAL AIR COOLING, IM B5 (IM V1, IM V3) POWER/SIGNAL CONNECTORS CONN. CAN BE ROTATED BY 270 DEGR., BASIC ABSOLUTE ENCODER 32 P/REV (ENCODER A-32) WITH DRIVE-CLIQ INTERFACE; PERFORMANCE REDUCTION BY 10% DUE TO ABSOLUTE ENCODER; SHAFT WITH FITTED KEY, TOLERANCE N; W/O HOLDING BRAKE DEGREE OF PROTECTION IP65 IP67 D-END FLANGE; RAL7016 COATING; METALLIC RATING PLATE AT MOTOR | 2160 | TEM | 1 | MC | 3.503 | 1
1FK70405AK711KB0 | SIMOTICS S SYNCHRONOUS SERVOMOTORS 1FK7 COMPACT 1.6 NM, 100 K, 6000 RPM 0.69KW, NATURAL AIR COOLING, IM B5 (IM V1, IM V3) POWER/SIGNAL CONNECTORS CONN. CAN BE ROTATED BY 270 DEGR., BASIC ABSOLUTE ENCODER 32 P/REV (ENCODER A-32) WITH DRIVE-CLIQ INTERFACE; PERFORMANCE REDUCTION BY 10% DUE TO ABSOLUTE ENCODER; SHAFT WITH FITTED KEY, TOLERANCE N; WITH HOLDING BRAKE DEGREE OF PROTECTION IP64 | 2184 | TEM | 1 | MC | 4.102 | 1
1FK70405AK711KB2 | SIMOTICS S SYNCHRONOUS SERVOMOTORS 1FK7 COMPACT 1.6 NM, 100 K, 6000 RPM 0.69KW, NATURAL AIR COOLING, IM B5 (IM V1, IM V3) POWER/SIGNAL CONNECTORS CONN. CAN BE ROTATED BY 270 DEGR., BASIC ABSOLUTE ENCODER 32 P/REV (ENCODER A-32) WITH DRIVE-CLIQ INTERFACE; PERFORMANCE REDUCTION BY 10% DUE TO ABSOLUTE ENCODER; SHAFT WITH FITTED KEY, TOLERANCE N; WITH HOLDING BRAKE DEGREE OF PROTECTION IP65 FLANGE ON DRIVE END IP67 | 2285 | TEM | 1 | MC | 4.102 | 1
1FK70405AK711KB3 | SIMOTICS S SYNCHRONOUS SERVOMOTORS 1FK7 COMPACT 1.6 NM, 100 K, 6000 RPM 0.69KW, NATURAL AIR COOLING, IM B5 (IM V1, IM V3) POWER/SIGNAL CONNECTORS CONN. CAN BE ROTATED BY 270 DEGR., BASIC ABSOLUTE ENCODER 32 P/REV (ENCODER A-32) WITH DRIVE-CLIQ INTERFACE; PERFORMANCE REDUCTION BY 10% DUE TO ABSOLUTE ENCODER; SHAFT WITH FITTED KEY, TOLERANCE N; WITH HOLDING BRAKE DEGREE OF PROTECTION IP64; PAINT FINISH RAL7016 | 2233 | TEM | 1 | MC | 4.102 | 1
1FK70405AK711KB5 | SIMOTICS S SYNCHRONOUS SERVOMOTORS 1FK7 COMPACT 1.6 NM, 100 K, 6000 RPM 0.69KW, NATURAL AIR COOLING, IM B5 (IM V1, IM V3) POWER/SIGNAL CONNECTORS CONN. CAN BE ROTATED BY 270 DEGR., BASIC ABSOLUTE ENCODER 32 P/REV (ENCODER A-32) WITH DRIVE-CLIQ INTERFACE; PERFORMANCE REDUCTION BY 10% DUE TO ABSOLUTE ENCODER; SHAFT WITH FITTED KEY, TOLERANCE N; WITH HOLDING BRAKE DEGREE OF PROTECTION IP65 AS FLANGE IP67; PAINT FINISH RAL7016 | 2334 | TEM | 1 | MC | 4.102 | 1
1FK70405AK711KB8 | SIMOTICS S SYNCHRONOUS SERVOMOTORS 1FK7 COMPACT 1.6 NM, 100 K, 6000 RPM 0.69KW, NATURAL AIR COOLING, IM B5 (IM V1, IM V3) POWER/SIGNAL CONNECTORS CONN. CAN BE ROTATED BY 270 DEGR., BASIC ABSOLUTE ENCODER 32 P/REV (ENCODER A-32) WITH DRIVE-CLIQ INTERFACE; PERFORMANCE REDUCTION BY 10% DUE TO ABSOLUTE ENCODER; SHAFT WITH FITTED KEY, TOLERANCE N; WITH HOLDING BRAKE DEGREE OF PROTECTION IP65 IP67 D-END FLANGE; RAL7016 COATING; METALLIC RATING PLATE AT MOTOR | 2443 | TEM | 1 | MC | 4.102 | 1
1FK70405AK711KG0 | SIMOTICS S SYNCHRONOUS SERVOMOTORS 1FK7 COMPACT 1.6 NM, 100 K, 6000 RPM 0.69KW, NATURAL AIR COOLING, IM B5 (IM V1, IM V3) POWER/SIGNAL CONNECTORS CONN. CAN BE ROTATED BY 270 DEGR., BASIC ABSOLUTE ENCODER 32 P/REV (ENCODER A-32) WITH DRIVE-CLIQ INTERFACE; PERFORMANCE REDUCTION BY 10% DUE TO ABSOLUTE ENCODER; PLAIN SHAFT, TOLERANCE N; W/O HOLDING BRAKE DEGREE OF PROTECTION IP64 | 1807 | TEM | 1 | MC | 3.503 | 1
1FK70405AK711KG2 | SIMOTICS S SYNCHRONOUS SERVOMOTORS 1FK7 COMPACT 1.6 NM, 100 K, 6000 RPM 0.69KW, NATURAL AIR COOLING, IM B5 (IM V1, IM V3) POWER/SIGNAL CONNECTORS CONN. CAN BE ROTATED BY 270 DEGR., BASIC ABSOLUTE ENCODER 32 P/REV (ENCODER A-32) WITH DRIVE-CLIQ INTERFACE; PERFORMANCE REDUCTION BY 10% DUE TO ABSOLUTE ENCODER; PLAIN SHAFT, TOLERANCE N; W/O HOLDING BRAKE DEGREE OF PROTECTION IP65 FLANGE ON DRIVE END IP67 | 1908 | TEM | 1 | MC | 3.503 | 1
1FK70405AK711KG3 | SIMOTICS S SYNCHRONOUS SERVOMOTORS 1FK7 COMPACT 1.6 NM, 100 K, 6000 RPM 0.69KW, NATURAL AIR COOLING, IM B5 (IM V1, IM V3) POWER/SIGNAL CONNECTORS CONN. CAN BE ROTATED BY 270 DEGR., BASIC ABSOLUTE ENCODER 32 P/REV (ENCODER A-32) WITH DRIVE-CLIQ INTERFACE; PERFORMANCE REDUCTION BY 10% DUE TO ABSOLUTE ENCODER; PLAIN SHAFT, TOLERANCE N; W/O HOLDING BRAKE DEGREE OF PROTECTION IP64; PAINT FINISH RAL7016 | 1856 | TEM | 1 | MC | 3.503 | 1
1FK70405AK711KG5 | SIMOTICS S SYNCHRONOUS SERVOMOTORS 1FK7 COMPACT 1.6 NM, 100 K, 6000 RPM 0.69KW, NATURAL AIR COOLING, IM B5 (IM V1, IM V3) POWER/SIGNAL CONNECTORS CONN. CAN BE ROTATED BY 270 DEGR., BASIC ABSOLUTE ENCODER 32 P/REV (ENCODER A-32) WITH DRIVE-CLIQ INTERFACE; PERFORMANCE REDUCTION BY 10% DUE TO ABSOLUTE ENCODER; PLAIN SHAFT, TOLERANCE N; W/O HOLDING BRAKE DEGREE OF PROTECTION IP65 AS FLANGE IP67; PAINT FINISH RAL7016 | 1957 | TEM | 1 | MC | 3.503 | 1
1FK70405AK711KG8 | SIMOTICS S SYNCHRONOUS SERVOMOTORS 1FK7 COMPACT 1.6 NM, 100 K, 6000 RPM 0.69KW, NATURAL AIR COOLING, IM B5 (IM V1, IM V3) POWER/SIGNAL CONNECTORS CONN. CAN BE ROTATED BY 270 DEGR., BASIC ABSOLUTE ENCODER 32 P/REV (ENCODER A-32) WITH DRIVE-CLIQ INTERFACE; PERFORMANCE REDUCTION BY 10% DUE TO ABSOLUTE ENCODER; PLAIN SHAFT, TOLERANCE N; W/O HOLDING BRAKE DEGREE OF PROTECTION IP65 IP67 D-END FLANGE; RAL7016 COATING; METALLIC RATING PLATE AT MOTOR | 2066 | TEM | 1 | MC | 3.503 | 1
1FK70405AK711KH0 | SIMOTICS S SYNCHRONOUS SERVOMOTORS 1FK7 COMPACT 1.6 NM, 100 K, 6000 RPM 0.69KW, NATURAL AIR COOLING, IM B5 (IM V1, IM V3) POWER/SIGNAL CONNECTORS CONN. CAN BE ROTATED BY 270 DEGR., BASIC ABSOLUTE ENCODER 32 P/REV (ENCODER A-32) WITH DRIVE-CLIQ INTERFACE; PERFORMANCE REDUCTION BY 10% DUE TO ABSOLUTE ENCODER; PLAIN SHAFT, TOLERANCE N; WITH HOLDING BRAKE DEGREE OF PROTECTION IP64 | 2088 | TEM | 1 | MC | 4.102 | 1
1FK70405AK711KH2 | SIMOTICS S SYNCHRONOUS SERVOMOTORS 1FK7 COMPACT 1.6 NM, 100 K, 6000 RPM 0.69KW, NATURAL AIR COOLING, IM B5 (IM V1, IM V3) POWER/SIGNAL CONNECTORS CONN. CAN BE ROTATED BY 270 DEGR., BASIC ABSOLUTE ENCODER 32 P/REV (ENCODER A-32) WITH DRIVE-CLIQ INTERFACE; PERFORMANCE REDUCTION BY 10% DUE TO ABSOLUTE ENCODER; PLAIN SHAFT, TOLERANCE N; WITH HOLDING BRAKE DEGREE OF PROTECTION IP65 FLANGE ON DRIVE END IP67 | 2189 | TEM | 1 | MC | 4.102 | 1
1FK70405AK711KH3 | SIMOTICS S SYNCHRONOUS SERVOMOTORS 1FK7 COMPACT 1.6 NM, 100 K, 6000 RPM 0.69KW, NATURAL AIR COOLING, IM B5 (IM V1, IM V3) POWER/SIGNAL CONNECTORS CONN. CAN BE ROTATED BY 270 DEGR., BASIC ABSOLUTE ENCODER 32 P/REV (ENCODER A-32) WITH DRIVE-CLIQ INTERFACE; PERFORMANCE REDUCTION BY 10% DUE TO ABSOLUTE ENCODER; PLAIN SHAFT, TOLERANCE N; WITH HOLDING BRAKE DEGREE OF PROTECTION IP64; PAINT FINISH RAL7016 | 2137 | TEM | 1 | MC | 4.102 | 1
1FK70405AK711KH5 | SIMOTICS S SYNCHRONOUS SERVOMOTORS 1FK7 COMPACT 1.6 NM, 100 K, 6000 RPM 0.69KW, NATURAL AIR COOLING, IM B5 (IM V1, IM V3) POWER/SIGNAL CONNECTORS CONN. CAN BE ROTATED BY 270 DEGR., BASIC ABSOLUTE ENCODER 32 P/REV (ENCODER A-32) WITH DRIVE-CLIQ INTERFACE; PERFORMANCE REDUCTION BY 10% DUE TO ABSOLUTE ENCODER; PLAIN SHAFT, TOLERANCE N; WITH HOLDING BRAKE DEGREE OF PROTECTION IP65 AS FLANGE IP67; PAINT FINISH RAL7016 | 2238 | TEM | 1 | MC | 4.102 | 1
1FK70405AK711KH8 | SIMOTICS S SYNCHRONOUS SERVOMOTORS 1FK7 COMPACT 1.6 NM, 100 K, 6000 RPM 0.69KW, NATURAL AIR COOLING, IM B5 (IM V1, IM V3) POWER/SIGNAL CONNECTORS CONN. CAN BE ROTATED BY 270 DEGR., BASIC ABSOLUTE ENCODER 32 P/REV (ENCODER A-32) WITH DRIVE-CLIQ INTERFACE; PERFORMANCE REDUCTION BY 10% DUE TO ABSOLUTE ENCODER; PLAIN SHAFT, TOLERANCE N; WITH HOLDING BRAKE DEGREE OF PROTECTION IP65 IP67 D-END FLANGE; RAL7016 COATING; METALLIC RATING PLATE AT MOTOR | 2347 | TEM | 1 | MC | 4.102 | 1
1FK70405AK711PA0 | SIMOTICS S SYNCHRONOUS SERVOMOTORS 1FK7 COMPACT 1.6 NM, 100 K, 6000 RPM 0.69KW, NATURAL AIR COOLING, IM B5 (IM V1, IM V3) POWER/SIGNAL CONNECTORS CONN. CAN BE ROTATED BY 270 DEGR., RESOLVER 2-POLE (RESOLVER P=1) WITH DRIVE-CLIQ INTERFACE; SHAFT WITH FITTED KEY, TOLERANCE N; W/O HOLDING BRAKE DEGREE OF PROTECTION IP64 | 1425 | TEM | 1 | MC | 3.503 | 1
1FK70405AK711PA2 | SIMOTICS S SYNCHRONOUS SERVOMOTORS 1FK7 COMPACT 1.6 NM, 100 K, 6000 RPM 0.69KW, NATURAL AIR COOLING, IM B5 (IM V1, IM V3) POWER/SIGNAL CONNECTORS CONN. CAN BE ROTATED BY 270 DEGR., RESOLVER 2-POLE (RESOLVER P=1) WITH DRIVE-CLIQ INTERFACE; SHAFT WITH FITTED KEY, TOLERANCE N; W/O HOLDING BRAKE DEGREE OF PROTECTION IP65 FLANGE ON DRIVE END IP67 | 1526 | TEM | 1 | MC | 3.503 | 1
1FK70405AK711PA3 | SIMOTICS S SYNCHRONOUS SERVOMOTORS 1FK7 COMPACT 1.6 NM, 100 K, 6000 RPM 0.69KW, NATURAL AIR COOLING, IM B5 (IM V1, IM V3) POWER/SIGNAL CONNECTORS CONN. CAN BE ROTATED BY 270 DEGR., RESOLVER 2-POLE (RESOLVER P=1) WITH DRIVE-CLIQ INTERFACE; SHAFT WITH FITTED KEY, TOLERANCE N; W/O HOLDING BRAKE DEGREE OF PROTECTION IP64; PAINT FINISH RAL7016 | 1474 | TEM | 1 | MC | 3.503 | 1
1FK70405AK711PA5 | SIMOTICS S SYNCHRONOUS SERVOMOTORS 1FK7 COMPACT 1.6 NM, 100 K, 6000 RPM 0.69KW, NATURAL AIR COOLING, IM B5 (IM V1, IM V3) POWER/SIGNAL CONNECTORS CONN. CAN BE ROTATED BY 270 DEGR., RESOLVER 2-POLE (RESOLVER P=1) WITH DRIVE-CLIQ INTERFACE; SHAFT WITH FITTED KEY, TOLERANCE N; W/O HOLDING BRAKE DEGREE OF PROTECTION IP65 AS FLANGE IP67; PAINT FINISH RAL7016 | 1576 | TEM | 1 | MC | 3.503 | 1
1FK70405AK711PA8 | SIMOTICS S SYNCHRONOUS SERVOMOTORS 1FK7 COMPACT 1.6 NM, 100 K, 6000 RPM 0.69KW, NATURAL AIR COOLING, IM B5 (IM V1, IM V3) POWER/SIGNAL CONNECTORS CONN. CAN BE ROTATED BY 270 DEGR., RESOLVER 2-POLE (RESOLVER P=1) WITH DRIVE-CLIQ INTERFACE; SHAFT WITH FITTED KEY, TOLERANCE N; W/O HOLDING BRAKE DEGREE OF PROTECTION IP65 IP67 D-END FLANGE; RAL7016 COATING; METALLIC RATING PLATE AT MOTOR | 1684 | TEM | 1 | MC | 3.503 | 1
1FK70405AK711PB0 | SIMOTICS S SYNCHRONOUS SERVOMOTORS 1FK7 COMPACT 1.6 NM, 100 K, 6000 RPM 0.69KW, NATURAL AIR COOLING, IM B5 (IM V1, IM V3) POWER/SIGNAL CONNECTORS CONN. CAN BE ROTATED BY 270 DEGR., RESOLVER 2-POLE (RESOLVER P=1) WITH DRIVE-CLIQ INTERFACE; SHAFT WITH FITTED KEY, TOLERANCE N; WITH HOLDING BRAKE DEGREE OF PROTECTION IP64 | 1708 | TEM | 1 | MC | 4.102 | 1
1FK70405AK711PB2 | SIMOTICS S SYNCHRONOUS SERVOMOTORS 1FK7 COMPACT 1.6 NM, 100 K, 6000 RPM 0.69KW, NATURAL AIR COOLING, IM B5 (IM V1, IM V3) POWER/SIGNAL CONNECTORS CONN. CAN BE ROTATED BY 270 DEGR., RESOLVER 2-POLE (RESOLVER P=1) WITH DRIVE-CLIQ INTERFACE; SHAFT WITH FITTED KEY, TOLERANCE N; WITH HOLDING BRAKE DEGREE OF PROTECTION IP65 FLANGE ON DRIVE END IP67 | 1810 | TEM | 1 | MC | 4.102 | 1
1FK70405AK711PB3 | SIMOTICS S SYNCHRONOUS SERVOMOTORS 1FK7 COMPACT 1.6 NM, 100 K, 6000 RPM 0.69KW, NATURAL AIR COOLING, IM B5 (IM V1, IM V3) POWER/SIGNAL CONNECTORS CONN. CAN BE ROTATED BY 270 DEGR., RESOLVER 2-POLE (RESOLVER P=1) WITH DRIVE-CLIQ INTERFACE; SHAFT WITH FITTED KEY, TOLERANCE N; WITH HOLDING BRAKE DEGREE OF PROTECTION IP64; PAINT FINISH RAL7016 | 1757 | TEM | 1 | MC | 4.102 | 1
1FK70405AK711PB5 | SIMOTICS S SYNCHRONOUS SERVOMOTORS 1FK7 COMPACT 1.6 NM, 100 K, 6000 RPM 0.69KW, NATURAL AIR COOLING, IM B5 (IM V1, IM V3) POWER/SIGNAL CONNECTORS CONN. CAN BE ROTATED BY 270 DEGR., RESOLVER 2-POLE (RESOLVER P=1) WITH DRIVE-CLIQ INTERFACE; SHAFT WITH FITTED KEY, TOLERANCE N; WITH HOLDING BRAKE DEGREE OF PROTECTION IP65 AS FLANGE IP67; PAINT FINISH RAL7016 | 1859 | TEM | 1 | MC | 4.102 | 1
1FK70405AK711PB8 | SIMOTICS S SYNCHRONOUS SERVOMOTORS 1FK7 COMPACT 1.6 NM, 100 K, 6000 RPM 0.69KW, NATURAL AIR COOLING, IM B5 (IM V1, IM V3) POWER/SIGNAL CONNECTORS CONN. CAN BE ROTATED BY 270 DEGR., RESOLVER 2-POLE (RESOLVER P=1) WITH DRIVE-CLIQ INTERFACE; SHAFT WITH FITTED KEY, TOLERANCE N; WITH HOLDING BRAKE DEGREE OF PROTECTION IP65 IP67 D-END FLANGE; RAL7016 COATING; METALLIC RATING PLATE AT MOTOR | 1967 | TEM | 1 | MC | 4.102 | 1
1FK70405AK711PG0 | SIMOTICS S SYNCHRONOUS SERVOMOTORS 1FK7 COMPACT 1.6 NM, 100 K, 6000 RPM 0.69KW, NATURAL AIR COOLING, IM B5 (IM V1, IM V3) POWER/SIGNAL CONNECTORS CONN. CAN BE ROTATED BY 270 DEGR., RESOLVER 2-POLE (RESOLVER P=1) WITH DRIVE-CLIQ INTERFACE; PLAIN SHAFT, TOLERANCE N; W/O HOLDING BRAKE DEGREE OF PROTECTION IP64 | 1331 | TEM | 1 | MC | 3.503 | 1
1FK70405AK711PG2 | SIMOTICS S SYNCHRONOUS SERVOMOTORS 1FK7 COMPACT 1.6 NM, 100 K, 6000 RPM 0.69KW, NATURAL AIR COOLING, IM B5 (IM V1, IM V3) POWER/SIGNAL CONNECTORS CONN. CAN BE ROTATED BY 270 DEGR., RESOLVER 2-POLE (RESOLVER P=1) WITH DRIVE-CLIQ INTERFACE; PLAIN SHAFT, TOLERANCE N; W/O HOLDING BRAKE DEGREE OF PROTECTION IP65 FLANGE ON DRIVE END IP67 | 1433 | TEM | 1 | MC | 3.503 | 1
1FK70405AK711PG3 | SIMOTICS S SYNCHRONOUS SERVOMOTORS 1FK7 COMPACT 1.6 NM, 100 K, 6000 RPM 0.69KW, NATURAL AIR COOLING, IM B5 (IM V1, IM V3) POWER/SIGNAL CONNECTORS CONN. CAN BE ROTATED BY 270 DEGR., RESOLVER 2-POLE (RESOLVER P=1) WITH DRIVE-CLIQ INTERFACE; PLAIN SHAFT, TOLERANCE N; W/O HOLDING BRAKE DEGREE OF PROTECTION IP64; PAINT FINISH RAL7016 | 1380 | TEM | 1 | MC | 3.503 | 1
1FK70405AK711PG5 | SIMOTICS S SYNCHRONOUS SERVOMOTORS 1FK7 COMPACT 1.6 NM, 100 K, 6000 RPM 0.69KW, NATURAL AIR COOLING, IM B5 (IM V1, IM V3) POWER/SIGNAL CONNECTORS CONN. CAN BE ROTATED BY 270 DEGR., RESOLVER 2-POLE (RESOLVER P=1) WITH DRIVE-CLIQ INTERFACE; PLAIN SHAFT, TOLERANCE N; W/O HOLDING BRAKE DEGREE OF PROTECTION IP65 AS FLANGE IP67; PAINT FINISH RAL7016 | 1482 | TEM | 1 | MC | 3.503 | 1
1FK70405AK711PG8 | SIMOTICS S SYNCHRONOUS SERVOMOTORS 1FK7 COMPACT 1.6 NM, 100 K, 6000 RPM 0.69KW, NATURAL AIR COOLING, IM B5 (IM V1, IM V3) POWER/SIGNAL CONNECTORS CONN. CAN BE ROTATED BY 270 DEGR., RESOLVER 2-POLE (RESOLVER P=1) WITH DRIVE-CLIQ INTERFACE; PLAIN SHAFT, TOLERANCE N; W/O HOLDING BRAKE DEGREE OF PROTECTION IP65 IP67 D-END FLANGE; RAL7016 COATING; METALLIC RATING PLATE AT MOTOR | 1590 | TEM | 1 | MC | 3.503 | 1
1FK70405AK711PH0 | SIMOTICS S SYNCHRONOUS SERVOMOTORS 1FK7 COMPACT 1.6 NM, 100 K, 6000 RPM 0.69KW, NATURAL AIR COOLING, IM B5 (IM V1, IM V3) POWER/SIGNAL CONNECTORS CONN. CAN BE ROTATED BY 270 DEGR., RESOLVER 2-POLE (RESOLVER P=1) WITH DRIVE-CLIQ INTERFACE; PLAIN SHAFT, TOLERANCE N; WITH HOLDING BRAKE DEGREE OF PROTECTION IP64 | 1612 | TEM | 1 | MC | 4.102 | 1
1FK70405AK711PH2 | SIMOTICS S SYNCHRONOUS SERVOMOTORS 1FK7 COMPACT 1.6 NM, 100 K, 6000 RPM 0.69KW, NATURAL AIR COOLING, IM B5 (IM V1, IM V3) POWER/SIGNAL CONNECTORS CONN. CAN BE ROTATED BY 270 DEGR., RESOLVER 2-POLE (RESOLVER P=1) WITH DRIVE-CLIQ INTERFACE; PLAIN SHAFT, TOLERANCE N; WITH HOLDING BRAKE DEGREE OF PROTECTION IP65 FLANGE ON DRIVE END IP67 | 1714 | TEM | 1 | MC | 4.102 | 1
1FK70405AK711PH3 | SIMOTICS S SYNCHRONOUS SERVOMOTORS 1FK7 COMPACT 1.6 NM, 100 K, 6000 RPM 0.69KW, NATURAL AIR COOLING, IM B5 (IM V1, IM V3) POWER/SIGNAL CONNECTORS CONN. CAN BE ROTATED BY 270 DEGR., RESOLVER 2-POLE (RESOLVER P=1) WITH DRIVE-CLIQ INTERFACE; PLAIN SHAFT, TOLERANCE N; WITH HOLDING BRAKE DEGREE OF PROTECTION IP64; PAINT FINISH RAL7016 | 1661 | TEM | 1 | MC | 4.102 | 1
1FK70405AK711PH5 | SIMOTICS S SYNCHRONOUS SERVOMOTORS 1FK7 COMPACT 1.6 NM, 100 K, 6000 RPM 0.69KW, NATURAL AIR COOLING, IM B5 (IM V1, IM V3) POWER/SIGNAL CONNECTORS CONN. CAN BE ROTATED BY 270 DEGR., RESOLVER 2-POLE (RESOLVER P=1) WITH DRIVE-CLIQ INTERFACE; PLAIN SHAFT, TOLERANCE N; WITH HOLDING BRAKE DEGREE OF PROTECTION IP65 AS FLANGE IP67; PAINT FINISH RAL7016 | 1763 | TEM | 1 | MC | 4.102 | 1
1FK70405AK711PH8 | SIMOTICS S SYNCHRONOUS SERVOMOTORS 1FK7 COMPACT 1.6 NM, 100 K, 6000 RPM 0.69KW, NATURAL AIR COOLING, IM B5 (IM V1, IM V3) POWER/SIGNAL CONNECTORS CONN. CAN BE ROTATED BY 270 DEGR., RESOLVER 2-POLE (RESOLVER P=1) WITH DRIVE-CLIQ INTERFACE; PLAIN SHAFT, TOLERANCE N; WITH HOLDING BRAKE DEGREE OF PROTECTION IP65 IP67 D-END FLANGE; RAL7016 COATING; METALLIC RATING PLATE AT MOTOR | 1871 | TEM | 1 | MC | 4.102 | 1
1FK70405AK711SA0 | SIMOTICS S SYNCHRONOUS SERVOMOTORS 1FK7 COMPACT 1.6 NM, 100 K, 6000 RPM 0.69KW, NATURAL AIR COOLING, IM B5 (IM V1, IM V3) POWER/SIGNAL CONNECTORS CONN. CAN BE ROTATED BY 270 DEGR., RESOLVER MULTI-POLE (RESOLVER P=4); SHAFT WITH FITTED KEY, TOLERANCE N; W/O HOLDING BRAKE DEGREE OF PROTECTION IP64 | 1163 | TEM | 1 | MC | 3.503 | 1
1FK70405AK711SA2 | SIMOTICS S SYNCHRONOUS SERVOMOTORS 1FK7 COMPACT 1.6 NM, 100 K, 6000 RPM 0.69KW, NATURAL AIR COOLING, IM B5 (IM V1, IM V3) POWER/SIGNAL CONNECTORS CONN. CAN BE ROTATED BY 270 DEGR., RESOLVER MULTI-POLE (RESOLVER P=4); SHAFT WITH FITTED KEY, TOLERANCE N; W/O HOLDING BRAKE DEGREE OF PROTECTION IP65 FLANGE ON DRIVE END IP67 | 1264 | TEM | 1 | MC | 3.503 | 1
1FK70405AK711SA3 | SIMOTICS S SYNCHRONOUS SERVOMOTORS 1FK7 COMPACT 1.6 NM, 100 K, 6000 RPM 0.69KW, NATURAL AIR COOLING, IM B5 (IM V1, IM V3) POWER/SIGNAL CONNECTORS CONN. CAN BE ROTATED BY 270 DEGR., RESOLVER MULTI-POLE (RESOLVER P=4); SHAFT WITH FITTED KEY, TOLERANCE N; W/O HOLDING BRAKE DEGREE OF PROTECTION IP64; PAINT FINISH RAL7016 | 1212 | TEM | 1 | MC | 3.503 | 1
1FK70405AK711SA5 | SIMOTICS S SYNCHRONOUS SERVOMOTORS 1FK7 COMPACT 1.6 NM, 100 K, 6000 RPM 0.69KW, NATURAL AIR COOLING, IM B5 (IM V1, IM V3) POWER/SIGNAL CONNECTORS CONN. CAN BE ROTATED BY 270 DEGR., RESOLVER MULTI-POLE (RESOLVER P=4); SHAFT WITH FITTED KEY, TOLERANCE N; W/O HOLDING BRAKE DEGREE OF PROTECTION IP65 AS FLANGE IP67; PAINT FINISH RAL7016 | 1314 | TEM | 1 | MC | 3.503 | 1
1FK70405AK711SA8 | SIMOTICS S SYNCHRONOUS SERVOMOTORS 1FK7 COMPACT 1.6 NM, 100 K, 6000 RPM 0.69KW, NATURAL AIR COOLING, IM B5 (IM V1, IM V3) POWER/SIGNAL CONNECTORS CONN. CAN BE ROTATED BY 270 DEGR., RESOLVER MULTI-POLE (RESOLVER P=4); SHAFT WITH FITTED KEY, TOLERANCE N; W/O HOLDING BRAKE DEGREE OF PROTECTION IP65 IP67 D-END FLANGE; RAL7016 COATING; METALLIC RATING PLATE AT MOTOR | 1422 | TEM | 1 | MC | 3.503 | 1
1FK70405AK711SB0 | SIMOTICS S SYNCHRONOUS SERVOMOTORS 1FK7 COMPACT 1.6 NM, 100 K, 6000 RPM 0.69KW, NATURAL AIR COOLING, IM B5 (IM V1, IM V3) POWER/SIGNAL CONNECTORS CONN. CAN BE ROTATED BY 270 DEGR., RESOLVER MULTI-POLE (RESOLVER P=4); SHAFT WITH FITTED KEY, TOLERANCE N; WITH HOLDING BRAKE DEGREE OF PROTECTION IP64 | 1446 | TEM | 1 | MC | 4.102 | 1
1FK70405AK711SB2 | SIMOTICS S SYNCHRONOUS SERVOMOTORS 1FK7 COMPACT 1.6 NM, 100 K, 6000 RPM 0.69KW, NATURAL AIR COOLING, IM B5 (IM V1, IM V3) POWER/SIGNAL CONNECTORS CONN. CAN BE ROTATED BY 270 DEGR., RESOLVER MULTI-POLE (RESOLVER P=4); SHAFT WITH FITTED KEY, TOLERANCE N; WITH HOLDING BRAKE DEGREE OF PROTECTION IP65 FLANGE ON DRIVE END IP67 | 1548 | TEM | 1 | MC | 4.102 | 1
1FK70405AK711SB3 | SIMOTICS S SYNCHRONOUS SERVOMOTORS 1FK7 COMPACT 1.6 NM, 100 K, 6000 RPM 0.69KW, NATURAL AIR COOLING, IM B5 (IM V1, IM V3) POWER/SIGNAL CONNECTORS CONN. CAN BE ROTATED BY 270 DEGR., RESOLVER MULTI-POLE (RESOLVER P=4); SHAFT WITH FITTED KEY, TOLERANCE N; WITH HOLDING BRAKE DEGREE OF PROTECTION IP64; PAINT FINISH RAL7016 | 1496 | TEM | 1 | MC | 4.102 | 1
1FK70405AK711SB5 | SIMOTICS S SYNCHRONOUS SERVOMOTORS 1FK7 COMPACT 1.6 NM, 100 K, 6000 RPM 0.69KW, NATURAL AIR COOLING, IM B5 (IM V1, IM V3) POWER/SIGNAL CONNECTORS CONN. CAN BE ROTATED BY 270 DEGR., RESOLVER MULTI-POLE (RESOLVER P=4); SHAFT WITH FITTED KEY, TOLERANCE N; WITH HOLDING BRAKE DEGREE OF PROTECTION IP65 AS FLANGE IP67; PAINT FINISH RAL7016 | 1597 | TEM | 1 | MC | 4.102 | 1
1FK70405AK711SB8 | SIMOTICS S SYNCHRONOUS SERVOMOTORS 1FK7 COMPACT 1.6 NM, 100 K, 6000 RPM 0.69KW, NATURAL AIR COOLING, IM B5 (IM V1, IM V3) POWER/SIGNAL CONNECTORS CONN. CAN BE ROTATED BY 270 DEGR., RESOLVER MULTI-POLE (RESOLVER P=4); SHAFT WITH FITTED KEY, TOLERANCE N; WITH HOLDING BRAKE DEGREE OF PROTECTION IP65 IP67 D-END FLANGE; RAL7016 COATING; METALLIC RATING PLATE AT MOTOR | 1706 | TEM | 1 | MC | 4.102 | 1
1FK70405AK711SG0 | SIMOTICS S SYNCHRONOUS SERVOMOTORS 1FK7 COMPACT 1.6 NM, 100 K, 6000 RPM 0.69KW, NATURAL AIR COOLING, IM B5 (IM V1, IM V3) POWER/SIGNAL CONNECTORS CONN. CAN BE ROTATED BY 270 DEGR., RESOLVER MULTI-POLE (RESOLVER P=4); PLAIN SHAFT, TOLERANCE N; W/O HOLDING BRAKE DEGREE OF PROTECTION IP64 | 1069 | TEM | 1 | MC | 3.503 | 1
1FK70405AK711SG2 | SIMOTICS S SYNCHRONOUS SERVOMOTORS 1FK7 COMPACT 1.6 NM, 100 K, 6000 RPM 0.69KW, NATURAL AIR COOLING, IM B5 (IM V1, IM V3) POWER/SIGNAL CONNECTORS CONN. CAN BE ROTATED BY 270 DEGR., RESOLVER MULTI-POLE (RESOLVER P=4); PLAIN SHAFT, TOLERANCE N; W/O HOLDING BRAKE DEGREE OF PROTECTION IP65 FLANGE ON DRIVE END IP67 | 1171 | TEM | 1 | MC | 3.503 | 1
1FK70405AK711SG3 | SIMOTICS S SYNCHRONOUS SERVOMOTORS 1FK7 COMPACT 1.6 NM, 100 K, 6000 RPM 0.69KW, NATURAL AIR COOLING, IM B5 (IM V1, IM V3) POWER/SIGNAL CONNECTORS CONN. CAN BE ROTATED BY 270 DEGR., RESOLVER MULTI-POLE (RESOLVER P=4); PLAIN SHAFT, TOLERANCE N; W/O HOLDING BRAKE DEGREE OF PROTECTION IP64; PAINT FINISH RAL7016 | 1118 | TEM | 1 | MC | 3.503 | 1
1FK70405AK711SG5 | SIMOTICS S SYNCHRONOUS SERVOMOTORS 1FK7 COMPACT 1.6 NM, 100 K, 6000 RPM 0.69KW, NATURAL AIR COOLING, IM B5 (IM V1, IM V3) POWER/SIGNAL CONNECTORS CONN. CAN BE ROTATED BY 270 DEGR., RESOLVER MULTI-POLE (RESOLVER P=4); PLAIN SHAFT, TOLERANCE N; W/O HOLDING BRAKE DEGREE OF PROTECTION IP65 AS FLANGE IP67; PAINT FINISH RAL7016 | 1220 | TEM | 1 | MC | 3.503 | 1
1FK70405AK711SG8 | SIMOTICS S SYNCHRONOUS SERVOMOTORS 1FK7 COMPACT 1.6 NM, 100 K, 6000 RPM 0.69KW, NATURAL AIR COOLING, IM B5 (IM V1, IM V3) POWER/SIGNAL CONNECTORS CONN. CAN BE ROTATED BY 270 DEGR., RESOLVER MULTI-POLE (RESOLVER P=4); PLAIN SHAFT, TOLERANCE N; W/O HOLDING BRAKE DEGREE OF PROTECTION IP65 IP67 D-END FLANGE; RAL7016 COATING; METALLIC RATING PLATE AT MOTOR | 1329 | TEM | 1 | MC | 3.503 | 1
1FK70405AK711SH0 | SIMOTICS S SYNCHRONOUS SERVOMOTORS 1FK7 COMPACT 1.6 NM, 100 K, 6000 RPM 0.69KW, NATURAL AIR COOLING, IM B5 (IM V1, IM V3) POWER/SIGNAL CONNECTORS CONN. CAN BE ROTATED BY 270 DEGR., RESOLVER MULTI-POLE (RESOLVER P=4); PLAIN SHAFT, TOLERANCE N; WITH HOLDING BRAKE DEGREE OF PROTECTION IP64 | 1350 | TEM | 1 | MC | 4.102 | 1
1FK70405AK711SH2 | SIMOTICS S SYNCHRONOUS SERVOMOTORS 1FK7 COMPACT 1.6 NM, 100 K, 6000 RPM 0.69KW, NATURAL AIR COOLING, IM B5 (IM V1, IM V3) POWER/SIGNAL CONNECTORS CONN. CAN BE ROTATED BY 270 DEGR., RESOLVER MULTI-POLE (RESOLVER P=4); PLAIN SHAFT, TOLERANCE N; WITH HOLDING BRAKE DEGREE OF PROTECTION IP65 FLANGE ON DRIVE END IP67 | 1452 | TEM | 1 | MC | 4.102 | 1
1FK70405AK711SH3 | SIMOTICS S SYNCHRONOUS SERVOMOTORS 1FK7 COMPACT 1.6 NM, 100 K, 6000 RPM 0.69KW, NATURAL AIR COOLING, IM B5 (IM V1, IM V3) POWER/SIGNAL CONNECTORS CONN. CAN BE ROTATED BY 270 DEGR., RESOLVER MULTI-POLE (RESOLVER P=4); PLAIN SHAFT, TOLERANCE N; WITH HOLDING BRAKE DEGREE OF PROTECTION IP64; PAINT FINISH RAL7016 | 1399 | TEM | 1 | MC | 4.102 | 1
1FK70405AK711SH5 | SIMOTICS S SYNCHRONOUS SERVOMOTORS 1FK7 COMPACT 1.6 NM, 100 K, 6000 RPM 0.69KW, NATURAL AIR COOLING, IM B5 (IM V1, IM V3) POWER/SIGNAL CONNECTORS CONN. CAN BE ROTATED BY 270 DEGR., RESOLVER MULTI-POLE (RESOLVER P=4); PLAIN SHAFT, TOLERANCE N; WITH HOLDING BRAKE DEGREE OF PROTECTION IP65 AS FLANGE IP67; PAINT FINISH RAL7016 | 1501 | TEM | 1 | MC | 4.102 | 1
1FK70405AK711SH8 | SIMOTICS S SYNCHRONOUS SERVOMOTORS 1FK7 COMPACT 1.6 NM, 100 K, 6000 RPM 0.69KW, NATURAL AIR COOLING, IM B5 (IM V1, IM V3) POWER/SIGNAL CONNECTORS CONN. CAN BE ROTATED BY 270 DEGR., RESOLVER MULTI-POLE (RESOLVER P=4); PLAIN SHAFT, TOLERANCE N; WITH HOLDING BRAKE DEGREE OF PROTECTION IP65 IP67 D-END FLANGE; RAL7016 COATING; METALLIC RATING PLATE AT MOTOR | 1610 | TEM | 1 | MC | 4.102 | 1
1FK70405AK711TA0 | SIMOTICS S SYNCHRONOUS SERVOMOTORS 1FK7 COMPACT 1.6 NM, 100 K, 6000 RPM 0.69KW, NATURAL AIR COOLING, IM B5 (IM V1, IM V3) POWER/SIGNAL CONNECTORS CONN. CAN BE ROTATED BY 270 DEGR., RESOLVER 2-POLE (RESOLVER P=1); SHAFT WITH FITTED KEY, TOLERANCE N; W/O HOLDING BRAKE DEGREE OF PROTECTION IP64 | 1163 | TEM | 1 | MC | 3.503 | 1
1FK70405AK711TA2 | SIMOTICS S SYNCHRONOUS SERVOMOTORS 1FK7 COMPACT 1.6 NM, 100 K, 6000 RPM 0.69KW, NATURAL AIR COOLING, IM B5 (IM V1, IM V3) POWER/SIGNAL CONNECTORS CONN. CAN BE ROTATED BY 270 DEGR., RESOLVER 2-POLE (RESOLVER P=1); SHAFT WITH FITTED KEY, TOLERANCE N; W/O HOLDING BRAKE DEGREE OF PROTECTION IP65 FLANGE ON DRIVE END IP67 | 1264 | TEM | 1 | MC | 3.503 | 1
1FK70405AK711TA3 | SIMOTICS S SYNCHRONOUS SERVOMOTORS 1FK7 COMPACT 1.6 NM, 100 K, 6000 RPM 0.69KW, NATURAL AIR COOLING, IM B5 (IM V1, IM V3) POWER/SIGNAL CONNECTORS CONN. CAN BE ROTATED BY 270 DEGR., RESOLVER 2-POLE (RESOLVER P=1); SHAFT WITH FITTED KEY, TOLERANCE N; W/O HOLDING BRAKE DEGREE OF PROTECTION IP64; PAINT FINISH RAL7016 | 1212 | TEM | 1 | MC | 3.503 | 1
1FK70405AK711TA5 | SIMOTICS S SYNCHRONOUS SERVOMOTORS 1FK7 COMPACT 1.6 NM, 100 K, 6000 RPM 0.69KW, NATURAL AIR COOLING, IM B5 (IM V1, IM V3) POWER/SIGNAL CONNECTORS CONN. CAN BE ROTATED BY 270 DEGR., RESOLVER 2-POLE (RESOLVER P=1); SHAFT WITH FITTED KEY, TOLERANCE N; W/O HOLDING BRAKE DEGREE OF PROTECTION IP65 AS FLANGE IP67; PAINT FINISH RAL7016 | 1314 | TEM | 1 | MC | 3.503 | 1
1FK70405AK711TA8 | SIMOTICS S SYNCHRONOUS SERVOMOTORS 1FK7 COMPACT 1.6 NM, 100 K, 6000 RPM 0.69KW, NATURAL AIR COOLING, IM B5 (IM V1, IM V3) POWER/SIGNAL CONNECTORS CONN. CAN BE ROTATED BY 270 DEGR., RESOLVER 2-POLE (RESOLVER P=1); SHAFT WITH FITTED KEY, TOLERANCE N; W/O HOLDING BRAKE DEGREE OF PROTECTION IP65 IP67 D-END FLANGE; RAL7016 COATING; METALLIC RATING PLATE AT MOTOR | 1422 | TEM | 1 | MC | 3.503 | 1
1FK70405AK711TB0 | SIMOTICS S SYNCHRONOUS SERVOMOTORS 1FK7 COMPACT 1.6 NM, 100 K, 6000 RPM 0.69KW, NATURAL AIR COOLING, IM B5 (IM V1, IM V3) POWER/SIGNAL CONNECTORS CONN. CAN BE ROTATED BY 270 DEGR., RESOLVER 2-POLE (RESOLVER P=1); SHAFT WITH FITTED KEY, TOLERANCE N; WITH HOLDING BRAKE DEGREE OF PROTECTION IP64 | 1446 | TEM | 1 | MC | 4.102 | 1
1FK70405AK711TB2 | SIMOTICS S SYNCHRONOUS SERVOMOTORS 1FK7 COMPACT 1.6 NM, 100 K, 6000 RPM 0.69KW, NATURAL AIR COOLING, IM B5 (IM V1, IM V3) POWER/SIGNAL CONNECTORS CONN. CAN BE ROTATED BY 270 DEGR., RESOLVER 2-POLE (RESOLVER P=1); SHAFT WITH FITTED KEY, TOLERANCE N; WITH HOLDING BRAKE DEGREE OF PROTECTION IP65 FLANGE ON DRIVE END IP67 | 1548 | TEM | 1 | MC | 4.102 | 1
1FK70405AK711TB3 | SIMOTICS S SYNCHRONOUS SERVOMOTORS 1FK7 COMPACT 1.6 NM, 100 K, 6000 RPM 0.69KW, NATURAL AIR COOLING, IM B5 (IM V1, IM V3) POWER/SIGNAL CONNECTORS CONN. CAN BE ROTATED BY 270 DEGR., RESOLVER 2-POLE (RESOLVER P=1); SHAFT WITH FITTED KEY, TOLERANCE N; WITH HOLDING BRAKE DEGREE OF PROTECTION IP64; PAINT FINISH RAL7016 | 1496 | TEM | 1 | MC | 4.102 | 1
1FK70405AK711TB5 | SIMOTICS S SYNCHRONOUS SERVOMOTORS 1FK7 COMPACT 1.6 NM, 100 K, 6000 RPM 0.69KW, NATURAL AIR COOLING, IM B5 (IM V1, IM V3) POWER/SIGNAL CONNECTORS CONN. CAN BE ROTATED BY 270 DEGR., RESOLVER 2-POLE (RESOLVER P=1); SHAFT WITH FITTED KEY, TOLERANCE N; WITH HOLDING BRAKE DEGREE OF PROTECTION IP65 AS FLANGE IP67; PAINT FINISH RAL7016 | 1597 | TEM | 1 | MC | 4.102 | 1
1FK70405AK711TB8 | SIMOTICS S SYNCHRONOUS SERVOMOTORS 1FK7 COMPACT 1.6 NM, 100 K, 6000 RPM 0.69KW, NATURAL AIR COOLING, IM B5 (IM V1, IM V3) POWER/SIGNAL CONNECTORS CONN. CAN BE ROTATED BY 270 DEGR., RESOLVER 2-POLE (RESOLVER P=1); SHAFT WITH FITTED KEY, TOLERANCE N; WITH HOLDING BRAKE DEGREE OF PROTECTION IP65 IP67 D-END FLANGE; RAL7016 COATING; METALLIC RATING PLATE AT MOTOR | 1706 | TEM | 1 | MC | 4.102 | 1
1FK70405AK711TG0 | SIMOTICS S SYNCHRONOUS SERVOMOTORS 1FK7 COMPACT 1.6 NM, 100 K, 6000 RPM 0.69KW, NATURAL AIR COOLING, IM B5 (IM V1, IM V3) POWER/SIGNAL CONNECTORS CONN. CAN BE ROTATED BY 270 DEGR., RESOLVER 2-POLE (RESOLVER P=1); PLAIN SHAFT, TOLERANCE N; W/O HOLDING BRAKE DEGREE OF PROTECTION IP64 | 1069 | TEM | 1 | MC | 3.503 | 1
1FK70405AK711TG2 | SIMOTICS S SYNCHRONOUS SERVOMOTORS 1FK7 COMPACT 1.6 NM, 100 K, 6000 RPM 0.69KW, NATURAL AIR COOLING, IM B5 (IM V1, IM V3) POWER/SIGNAL CONNECTORS CONN. CAN BE ROTATED BY 270 DEGR., RESOLVER 2-POLE (RESOLVER P=1); PLAIN SHAFT, TOLERANCE N; W/O HOLDING BRAKE DEGREE OF PROTECTION IP65 FLANGE ON DRIVE END IP67 | 1171 | TEM | 1 | MC | 3.503 | 1
1FK70405AK711TG3 | SIMOTICS S SYNCHRONOUS SERVOMOTORS 1FK7 COMPACT 1.6 NM, 100 K, 6000 RPM 0.69KW, NATURAL AIR COOLING, IM B5 (IM V1, IM V3) POWER/SIGNAL CONNECTORS CONN. CAN BE ROTATED BY 270 DEGR., RESOLVER 2-POLE (RESOLVER P=1); PLAIN SHAFT, TOLERANCE N; W/O HOLDING BRAKE DEGREE OF PROTECTION IP64; PAINT FINISH RAL7016 | 1118 | TEM | 1 | MC | 3.503 | 1
1FK70405AK711TG5 | SIMOTICS S SYNCHRONOUS SERVOMOTORS 1FK7 COMPACT 1.6 NM, 100 K, 6000 RPM 0.69KW, NATURAL AIR COOLING, IM B5 (IM V1, IM V3) POWER/SIGNAL CONNECTORS CONN. CAN BE ROTATED BY 270 DEGR., RESOLVER 2-POLE (RESOLVER P=1); PLAIN SHAFT, TOLERANCE N; W/O HOLDING BRAKE DEGREE OF PROTECTION IP65 AS FLANGE IP67; PAINT FINISH RAL7016 | 1220 | TEM | 1 | MC | 3.503 | 1
1FK70405AK711TG8 | SIMOTICS S SYNCHRONOUS SERVOMOTORS 1FK7 COMPACT 1.6 NM, 100 K, 6000 RPM 0.69KW, NATURAL AIR COOLING, IM B5 (IM V1, IM V3) POWER/SIGNAL CONNECTORS CONN. CAN BE ROTATED BY 270 DEGR., RESOLVER 2-POLE (RESOLVER P=1); PLAIN SHAFT, TOLERANCE N; W/O HOLDING BRAKE DEGREE OF PROTECTION IP65 IP67 D-END FLANGE; RAL7016 COATING; METALLIC RATING PLATE AT MOTOR | 1329 | TEM | 1 | MC | 3.503 | 1
1FK70405AK711TH0 | SIMOTICS S SYNCHRONOUS SERVOMOTORS 1FK7 COMPACT 1.6 NM, 100 K, 6000 RPM 0.69KW, NATURAL AIR COOLING, IM B5 (IM V1, IM V3) POWER/SIGNAL CONNECTORS CONN. CAN BE ROTATED BY 270 DEGR., RESOLVER 2-POLE (RESOLVER P=1); PLAIN SHAFT, TOLERANCE N; WITH HOLDING BRAKE DEGREE OF PROTECTION IP64 | 1350 | TEM | 1 | MC | 4.102 | 1
1FK70405AK711TH2 | SIMOTICS S SYNCHRONOUS SERVOMOTORS 1FK7 COMPACT 1.6 NM, 100 K, 6000 RPM 0.69KW, NATURAL AIR COOLING, IM B5 (IM V1, IM V3) POWER/SIGNAL CONNECTORS CONN. CAN BE ROTATED BY 270 DEGR., RESOLVER 2-POLE (RESOLVER P=1); PLAIN SHAFT, TOLERANCE N; WITH HOLDING BRAKE DEGREE OF PROTECTION IP65 FLANGE ON DRIVE END IP67 | 1452 | TEM | 1 | MC | 4.102 | 1
1FK70405AK711TH3 | SIMOTICS S SYNCHRONOUS SERVOMOTORS 1FK7 COMPACT 1.6 NM, 100 K, 6000 RPM 0.69KW, NATURAL AIR COOLING, IM B5 (IM V1, IM V3) POWER/SIGNAL CONNECTORS CONN. CAN BE ROTATED BY 270 DEGR., RESOLVER 2-POLE (RESOLVER P=1); PLAIN SHAFT, TOLERANCE N; WITH HOLDING BRAKE DEGREE OF PROTECTION IP64; PAINT FINISH RAL7016 | 1399 | TEM | 1 | MC | 4.102 | 1
1FK70405AK711TH5 | SIMOTICS S SYNCHRONOUS SERVOMOTORS 1FK7 COMPACT 1.6 NM, 100 K, 6000 RPM 0.69KW, NATURAL AIR COOLING, IM B5 (IM V1, IM V3) POWER/SIGNAL CONNECTORS CONN. CAN BE ROTATED BY 270 DEGR., RESOLVER 2-POLE (RESOLVER P=1); PLAIN SHAFT, TOLERANCE N; WITH HOLDING BRAKE DEGREE OF PROTECTION IP65 AS FLANGE IP67; PAINT FINISH RAL7016 | 1501 | TEM | 1 | MC | 4.102 | 1
1FK70405AK711TH8 | SIMOTICS S SYNCHRONOUS SERVOMOTORS 1FK7 COMPACT 1.6 NM, 100 K, 6000 RPM 0.69KW, NATURAL AIR COOLING, IM B5 (IM V1, IM V3) POWER/SIGNAL CONNECTORS CONN. CAN BE ROTATED BY 270 DEGR., RESOLVER 2-POLE (RESOLVER P=1); PLAIN SHAFT, TOLERANCE N; WITH HOLDING BRAKE DEGREE OF PROTECTION IP65 IP67 D-END FLANGE; RAL7016 COATING; METALLIC RATING PLATE AT MOTOR | 1610 | TEM | 1 | MC | 4.102 | 1
1FK70405AK711UA0 | SIMOTICS S SYNCHRONOUS SERVOMOTORS 1FK7 COMPACT 1.6 NM, 100 K, 6000 RPM 0.69KW, NATURAL AIR COOLING, IM B5 (IM V1, IM V3) POWER/SIGNAL CONNECTORS CONN. CAN BE ROTATED BY 270 DEGR., RESOLVER MULTI-POLE (RESOLVER P=4) WITH DRIVE-CLIQ INTERFACE; SHAFT WITH FITTED KEY, TOLERANCE N; W/O HOLDING BRAKE DEGREE OF PROTECTION IP64 | 1425 | TEM | 1 | MC | 3.503 | 1
1FK70405AK711UA2 | SIMOTICS S SYNCHRONOUS SERVOMOTORS 1FK7 COMPACT 1.6 NM, 100 K, 6000 RPM 0.69KW, NATURAL AIR COOLING, IM B5 (IM V1, IM V3) POWER/SIGNAL CONNECTORS CONN. CAN BE ROTATED BY 270 DEGR., RESOLVER MULTI-POLE (RESOLVER P=4) WITH DRIVE-CLIQ INTERFACE; SHAFT WITH FITTED KEY, TOLERANCE N; W/O HOLDING BRAKE DEGREE OF PROTECTION IP65 FLANGE ON DRIVE END IP67 | 1526 | TEM | 1 | MC | 3.503 | 1
1FK70405AK711UA3 | SIMOTICS S SYNCHRONOUS SERVOMOTORS 1FK7 COMPACT 1.6 NM, 100 K, 6000 RPM 0.69KW, NATURAL AIR COOLING, IM B5 (IM V1, IM V3) POWER/SIGNAL CONNECTORS CONN. CAN BE ROTATED BY 270 DEGR., RESOLVER MULTI-POLE (RESOLVER P=4) WITH DRIVE-CLIQ INTERFACE; SHAFT WITH FITTED KEY, TOLERANCE N; W/O HOLDING BRAKE DEGREE OF PROTECTION IP64; PAINT FINISH RAL7016 | 1474 | TEM | 1 | MC | 3.503 | 1
1FK70405AK711UA5 | SIMOTICS S SYNCHRONOUS SERVOMOTORS 1FK7 COMPACT 1.6 NM, 100 K, 6000 RPM 0.69KW, NATURAL AIR COOLING, IM B5 (IM V1, IM V3) POWER/SIGNAL CONNECTORS CONN. CAN BE ROTATED BY 270 DEGR., RESOLVER MULTI-POLE (RESOLVER P=4) WITH DRIVE-CLIQ INTERFACE; SHAFT WITH FITTED KEY, TOLERANCE N; W/O HOLDING BRAKE DEGREE OF PROTECTION IP65 AS FLANGE IP67; PAINT FINISH RAL7016 | 1576 | TEM | 1 | MC | 3.503 | 1
1FK70405AK711UA8 | SIMOTICS S SYNCHRONOUS SERVOMOTORS 1FK7 COMPACT 1.6 NM, 100 K, 6000 RPM 0.69KW, NATURAL AIR COOLING, IM B5 (IM V1, IM V3) POWER/SIGNAL CONNECTORS CONN. CAN BE ROTATED BY 270 DEGR., RESOLVER MULTI-POLE (RESOLVER P=4) WITH DRIVE-CLIQ INTERFACE; SHAFT WITH FITTED KEY, TOLERANCE N; W/O HOLDING BRAKE DEGREE OF PROTECTION IP65 IP67 D-END FLANGE; RAL7016 COATING; METALLIC RATING PLATE AT MOTOR | 1684 | TEM | 1 | MC | 3.503 | 1
1FK70405AK711UB0 | SIMOTICS S SYNCHRONOUS SERVOMOTORS 1FK7 COMPACT 1.6 NM, 100 K, 6000 RPM 0.69KW, NATURAL AIR COOLING, IM B5 (IM V1, IM V3) POWER/SIGNAL CONNECTORS CONN. CAN BE ROTATED BY 270 DEGR., RESOLVER MULTI-POLE (RESOLVER P=4) WITH DRIVE-CLIQ INTERFACE; SHAFT WITH FITTED KEY, TOLERANCE N; WITH HOLDING BRAKE DEGREE OF PROTECTION IP64 | 1708 | TEM | 1 | MC | 4.102 | 1
1FK70405AK711UB2 | SIMOTICS S SYNCHRONOUS SERVOMOTORS 1FK7 COMPACT 1.6 NM, 100 K, 6000 RPM 0.69KW, NATURAL AIR COOLING, IM B5 (IM V1, IM V3) POWER/SIGNAL CONNECTORS CONN. CAN BE ROTATED BY 270 DEGR., RESOLVER MULTI-POLE (RESOLVER P=4) WITH DRIVE-CLIQ INTERFACE; SHAFT WITH FITTED KEY, TOLERANCE N; WITH HOLDING BRAKE DEGREE OF PROTECTION IP65 FLANGE ON DRIVE END IP67 | 1810 | TEM | 1 | MC | 4.102 | 1
1FK70405AK711UB3 | SIMOTICS S SYNCHRONOUS SERVOMOTORS 1FK7 COMPACT 1.6 NM, 100 K, 6000 RPM 0.69KW, NATURAL AIR COOLING, IM B5 (IM V1, IM V3) POWER/SIGNAL CONNECTORS CONN. CAN BE ROTATED BY 270 DEGR., RESOLVER MULTI-POLE (RESOLVER P=4) WITH DRIVE-CLIQ INTERFACE; SHAFT WITH FITTED KEY, TOLERANCE N; WITH HOLDING BRAKE DEGREE OF PROTECTION IP64; PAINT FINISH RAL7016 | 1757 | TEM | 1 | MC | 4.102 | 1
1FK70405AK711UB5 | SIMOTICS S SYNCHRONOUS SERVOMOTORS 1FK7 COMPACT 1.6 NM, 100 K, 6000 RPM 0.69KW, NATURAL AIR COOLING, IM B5 (IM V1, IM V3) POWER/SIGNAL CONNECTORS CONN. CAN BE ROTATED BY 270 DEGR., RESOLVER MULTI-POLE (RESOLVER P=4) WITH DRIVE-CLIQ INTERFACE; SHAFT WITH FITTED KEY, TOLERANCE N; WITH HOLDING BRAKE DEGREE OF PROTECTION IP65 AS FLANGE IP67; PAINT FINISH RAL7016 | 1859 | TEM | 1 | MC | 4.102 | 1
1FK70405AK711UB8 | SIMOTICS S SYNCHRONOUS SERVOMOTORS 1FK7 COMPACT 1.6 NM, 100 K, 6000 RPM 0.69KW, NATURAL AIR COOLING, IM B5 (IM V1, IM V3) POWER/SIGNAL CONNECTORS CONN. CAN BE ROTATED BY 270 DEGR., RESOLVER MULTI-POLE (RESOLVER P=4) WITH DRIVE-CLIQ INTERFACE; SHAFT WITH FITTED KEY, TOLERANCE N; WITH HOLDING BRAKE DEGREE OF PROTECTION IP65 IP67 D-END FLANGE; RAL7016 COATING; METALLIC RATING PLATE AT MOTOR | 1967 | TEM | 1 | MC | 4.102 | 1
1FK70405AK711UG0 | SIMOTICS S SYNCHRONOUS SERVOMOTORS 1FK7 COMPACT 1.6 NM, 100 K, 6000 RPM 0.69KW, NATURAL AIR COOLING, IM B5 (IM V1, IM V3) POWER/SIGNAL CONNECTORS CONN. CAN BE ROTATED BY 270 DEGR., RESOLVER MULTI-POLE (RESOLVER P=4) WITH DRIVE-CLIQ INTERFACE; PLAIN SHAFT, TOLERANCE N; W/O HOLDING BRAKE DEGREE OF PROTECTION IP64 | 1331 | TEM | 1 | MC | 3.503 | 1
1FK70405AK711UG2 | SIMOTICS S SYNCHRONOUS SERVOMOTORS 1FK7 COMPACT 1.6 NM, 100 K, 6000 RPM 0.69KW, NATURAL AIR COOLING, IM B5 (IM V1, IM V3) POWER/SIGNAL CONNECTORS CONN. CAN BE ROTATED BY 270 DEGR., RESOLVER MULTI-POLE (RESOLVER P=4) WITH DRIVE-CLIQ INTERFACE; PLAIN SHAFT, TOLERANCE N; W/O HOLDING BRAKE DEGREE OF PROTECTION IP65 FLANGE ON DRIVE END IP67 | 1433 | TEM | 1 | MC | 3.503 | 1
1FK70405AK711UG3 | SIMOTICS S SYNCHRONOUS SERVOMOTORS 1FK7 COMPACT 1.6 NM, 100 K, 6000 RPM 0.69KW, NATURAL AIR COOLING, IM B5 (IM V1, IM V3) POWER/SIGNAL CONNECTORS CONN. CAN BE ROTATED BY 270 DEGR., RESOLVER MULTI-POLE (RESOLVER P=4) WITH DRIVE-CLIQ INTERFACE; PLAIN SHAFT, TOLERANCE N; W/O HOLDING BRAKE DEGREE OF PROTECTION IP64; PAINT FINISH RAL7016 | 1380 | TEM | 1 | MC | 3.503 | 1
1FK70405AK711UG5 | SIMOTICS S SYNCHRONOUS SERVOMOTORS 1FK7 COMPACT 1.6 NM, 100 K, 6000 RPM 0.69KW, NATURAL AIR COOLING, IM B5 (IM V1, IM V3) POWER/SIGNAL CONNECTORS CONN. CAN BE ROTATED BY 270 DEGR., RESOLVER MULTI-POLE (RESOLVER P=4) WITH DRIVE-CLIQ INTERFACE; PLAIN SHAFT, TOLERANCE N; W/O HOLDING BRAKE DEGREE OF PROTECTION IP65 AS FLANGE IP67; PAINT FINISH RAL7016 | 1482 | TEM | 1 | MC | 3.503 | 1
1FK70405AK711UG8 | SIMOTICS S SYNCHRONOUS SERVOMOTORS 1FK7 COMPACT 1.6 NM, 100 K, 6000 RPM 0.69KW, NATURAL AIR COOLING, IM B5 (IM V1, IM V3) POWER/SIGNAL CONNECTORS CONN. CAN BE ROTATED BY 270 DEGR., RESOLVER MULTI-POLE (RESOLVER P=4) WITH DRIVE-CLIQ INTERFACE; PLAIN SHAFT, TOLERANCE N; W/O HOLDING BRAKE DEGREE OF PROTECTION IP65 IP67 D-END FLANGE; RAL7016 COATING; METALLIC RATING PLATE AT MOTOR | 1590 | TEM | 1 | MC | 3.503 | 1
1FK70405AK711UH0 | SIMOTICS S SYNCHRONOUS SERVOMOTORS 1FK7 COMPACT 1.6 NM, 100 K, 6000 RPM 0.69KW, NATURAL AIR COOLING, IM B5 (IM V1, IM V3) POWER/SIGNAL CONNECTORS CONN. CAN BE ROTATED BY 270 DEGR., RESOLVER MULTI-POLE (RESOLVER P=4) WITH DRIVE-CLIQ INTERFACE; PLAIN SHAFT, TOLERANCE N; WITH HOLDING BRAKE DEGREE OF PROTECTION IP64 | 1612 | TEM | 1 | MC | 4.102 | 1
1FK70405AK711UH2 | SIMOTICS S SYNCHRONOUS SERVOMOTORS 1FK7 COMPACT 1.6 NM, 100 K, 6000 RPM 0.69KW, NATURAL AIR COOLING, IM B5 (IM V1, IM V3) POWER/SIGNAL CONNECTORS CONN. CAN BE ROTATED BY 270 DEGR., RESOLVER MULTI-POLE (RESOLVER P=4) WITH DRIVE-CLIQ INTERFACE; PLAIN SHAFT, TOLERANCE N; WITH HOLDING BRAKE DEGREE OF PROTECTION IP65 FLANGE ON DRIVE END IP67 | 1714 | TEM | 1 | MC | 4.102 | 1
1FK70405AK711UH3 | SIMOTICS S SYNCHRONOUS SERVOMOTORS 1FK7 COMPACT 1.6 NM, 100 K, 6000 RPM 0.69KW, NATURAL AIR COOLING, IM B5 (IM V1, IM V3) POWER/SIGNAL CONNECTORS CONN. CAN BE ROTATED BY 270 DEGR., RESOLVER MULTI-POLE (RESOLVER P=4) WITH DRIVE-CLIQ INTERFACE; PLAIN SHAFT, TOLERANCE N; WITH HOLDING BRAKE DEGREE OF PROTECTION IP64; PAINT FINISH RAL7016 | 1661 | TEM | 1 | MC | 4.102 | 1
1FK70405AK711UH5 | SIMOTICS S SYNCHRONOUS SERVOMOTORS 1FK7 COMPACT 1.6 NM, 100 K, 6000 RPM 0.69KW, NATURAL AIR COOLING, IM B5 (IM V1, IM V3) POWER/SIGNAL CONNECTORS CONN. CAN BE ROTATED BY 270 DEGR., RESOLVER MULTI-POLE (RESOLVER P=4) WITH DRIVE-CLIQ INTERFACE; PLAIN SHAFT, TOLERANCE N; WITH HOLDING BRAKE DEGREE OF PROTECTION IP65 AS FLANGE IP67; PAINT FINISH RAL7016 | 1763 | TEM | 1 | MC | 4.102 | 1
1FK70405AK711UH8 | SIMOTICS S SYNCHRONOUS SERVOMOTORS 1FK7 COMPACT 1.6 NM, 100 K, 6000 RPM 0.69KW, NATURAL AIR COOLING, IM B5 (IM V1, IM V3) POWER/SIGNAL CONNECTORS CONN. CAN BE ROTATED BY 270 DEGR., RESOLVER MULTI-POLE (RESOLVER P=4) WITH DRIVE-CLIQ INTERFACE; PLAIN SHAFT, TOLERANCE N; WITH HOLDING BRAKE DEGREE OF PROTECTION IP65 IP67 D-END FLANGE; RAL7016 COATING; METALLIC RATING PLATE AT MOTOR | 1871 | TEM | 1 | MC | 4.102 | 1
1FK70422AC711AA0 | SIMOTICS S SYNCHRONOUS MOTOR 1FK7-CT PN=0,59 KW; UZK=600V M0=3NM (100K); NN=2000RPM; NATURAL COOLING; FRAME SIZE IMB 5 (IM V1, IM V3) FLANGE 1, WITH KTY TEMPERATURESENSOR POWER CONNECTOR ROTATABLE INCREMENTAL ENCODER SIN/COS 1VPP;2048 S/R W. C-AND D-SPUR (ENCODER IC2048S/R) SHAFT WITH FITTED KEY, TOLERANCE N; W/O HOLDING BRAKE PROTECTION CLASS IP64; | 1721 | TEM | 1 | MC | 4.601 | 1
1FK70422AC711AA1 | SIMOTICS S SYNCHRONOUS MOTOR 1FK7-CT PN=0,59 KW; UZK=600V M0=3NM (100K); NN=2000RPM; NATURAL COOLING; FRAME SIZE IMB 5 (IM V1, IM V3) FLANGE 1, WITH KTY TEMPERATURESENSOR POWER CONNECTOR ROTATABLE INCREMENTAL ENCODER SIN/COS 1VPP;2048 S/R W. C-AND D-SPUR (ENCODER IC2048S/R) SHAFT WITH FITTED KEY, TOLERANCE N; W/O HOLDING BRAKE PROTECTION CLASS IP65, | 1814 | TEM | 1 | MC | 4.601 | 1
1FK70422AC711AA2 | SIMOTICS S SYNCHRONOUS MOTOR 1FK7-CT PN=0,59 KW; UZK=600V M0=3NM (100K); NN=2000RPM; NATURAL COOLING; FRAME SIZE IMB 5 (IM V1, IM V3) FLANGE 1, WITH KTY TEMPERATURESENSOR POWER CONNECTOR ROTATABLE INCREMENTAL ENCODER SIN/COS 1VPP;2048 S/R W. C-AND D-SPUR (ENCODER IC2048S/R) SHAFT WITH FITTED KEY, TOLERANCE N; W/O HOLDING BRAKE PROTECTION CLASS IP65, FLANGE ON DRIVE END IP67; | 1814 | TEM | 1 | MC | 4.601 | 1
1FK70422AC711AB0 | SIMOTICS S SYNCHRONOUS MOTOR 1FK7-CT PN=0,59 KW; UZK=600V M0=3NM (100K); NN=2000RPM; NATURAL COOLING; FRAME SIZE IMB 5 (IM V1, IM V3) FLANGE 1, WITH KTY TEMPERATURESENSOR POWER CONNECTOR ROTATABLE INCREMENTAL ENCODER SIN/COS 1VPP;2048 S/R W. C-AND D-SPUR (ENCODER IC2048S/R) SHAFT WITH FITTED KEY, TOLERANCE N; WITH HOLDING BRAKE PROTECTION CLASS IP64; | 1982 | TEM | 1 | MC | 4.9 | 1
1FK70422AC711AB1 | SIMOTICS S SYNCHRONOUS MOTOR 1FK7-CT PN=0,59 KW; UZK=600V M0=3NM (100K); NN=2000RPM; NATURAL COOLING; FRAME SIZE IMB 5 (IM V1, IM V3) FLANGE 1, WITH KTY TEMPERATURESENSOR POWER CONNECTOR ROTATABLE INCREMENTAL ENCODER SIN/COS 1VPP;2048 S/R W. C-AND D-SPUR (ENCODER IC2048S/R) SHAFT WITH FITTED KEY, TOLERANCE N; WITH HOLDING BRAKE PROTECTION CLASS IP65, | 2075 | TEM | 1 | MC | 4.9 | 1
1FK70422AC711AB2 | SIMOTICS S SYNCHRONOUS MOTOR 1FK7-CT PN=0,59 KW; UZK=600V M0=3NM (100K); NN=2000RPM; NATURAL COOLING; FRAME SIZE IMB 5 (IM V1, IM V3) FLANGE 1, WITH KTY TEMPERATURESENSOR POWER CONNECTOR ROTATABLE INCREMENTAL ENCODER SIN/COS 1VPP;2048 S/R W. C-AND D-SPUR (ENCODER IC2048S/R) SHAFT WITH FITTED KEY, TOLERANCE N; WITH HOLDING BRAKE PROTECTION CLASS IP65, FLANGE ON DRIVE END IP67; | 2075 | TEM | 1 | MC | 4.9 | 1
1FK70422AC711AG0 | SIMOTICS S SYNCHRONOUS MOTOR 1FK7-CT PN=0,59 KW; UZK=600V M0=3NM (100K); NN=2000RPM; NATURAL COOLING; FRAME SIZE IMB 5 (IM V1, IM V3) FLANGE 1, WITH KTY TEMPERATURESENSOR POWER CONNECTOR ROTATABLE INCREMENTAL ENCODER SIN/COS 1VPP;2048 S/R W. C-AND D-SPUR (ENCODER IC2048S/R) PLAIN SHAFT, TOLERANCE N; W/O HOLDING BRAKE PROTECTION CLASS IP64; | 1635 | TEM | 1 | MC | 4.601 | 1
1FK70422AC711AG1 | SIMOTICS S SYNCHRONOUS MOTOR 1FK7-CT PN=0,59 KW; UZK=600V M0=3NM (100K); NN=2000RPM; NATURAL COOLING; FRAME SIZE IMB 5 (IM V1, IM V3) FLANGE 1, WITH KTY TEMPERATURESENSOR POWER CONNECTOR ROTATABLE INCREMENTAL ENCODER SIN/COS 1VPP;2048 S/R W. C-AND D-SPUR (ENCODER IC2048S/R) PLAIN SHAFT, TOLERANCE N; W/O HOLDING BRAKE PROTECTION CLASS IP65, | 1728 | TEM | 1 | MC | 4.601 | 1
1FK70422AC711AG2 | SIMOTICS S SYNCHRONOUS MOTOR 1FK7-CT PN=0,59 KW; UZK=600V M0=3NM (100K); NN=2000RPM; NATURAL COOLING; FRAME SIZE IMB 5 (IM V1, IM V3) FLANGE 1, WITH KTY TEMPERATURESENSOR POWER CONNECTOR ROTATABLE INCREMENTAL ENCODER SIN/COS 1VPP;2048 S/R W. C-AND D-SPUR (ENCODER IC2048S/R) PLAIN SHAFT, TOLERANCE N; W/O HOLDING BRAKE PROTECTION CLASS IP65, FLANGE ON DRIVE END IP67; | 1728 | TEM | 1 | MC | 4.601 | 1
1FK70422AC711AH0 | SIMOTICS S SYNCHRONOUS MOTOR 1FK7-CT PN=0,59 KW; UZK=600V M0=3NM (100K); NN=2000RPM; NATURAL COOLING; FRAME SIZE IMB 5 (IM V1, IM V3) FLANGE 1, WITH KTY TEMPERATURESENSOR POWER CONNECTOR ROTATABLE INCREMENTAL ENCODER SIN/COS 1VPP;2048 S/R W. C-AND D-SPUR (ENCODER IC2048S/R) PLAIN SHAFT, TOLERANCE N; WITH HOLDING BRAKE PROTECTION CLASS IP64; | 1893 | TEM | 1 | MC | 4.9 | 1
1FK70422AC711AH1 | SIMOTICS S SYNCHRONOUS MOTOR 1FK7-CT PN=0,59 KW; UZK=600V M0=3NM (100K); NN=2000RPM; NATURAL COOLING; FRAME SIZE IMB 5 (IM V1, IM V3) FLANGE 1, WITH KTY TEMPERATURESENSOR POWER CONNECTOR ROTATABLE INCREMENTAL ENCODER SIN/COS 1VPP;2048 S/R W. C-AND D-SPUR (ENCODER IC2048S/R) PLAIN SHAFT, TOLERANCE N; WITH HOLDING BRAKE PROTECTION CLASS IP65, | 1987 | TEM | 1 | MC | 4.9 | 1
1FK70422AC711AH2 | SIMOTICS S SYNCHRONOUS MOTOR 1FK7-CT PN=0,59 KW; UZK=600V M0=3NM (100K); NN=2000RPM; NATURAL COOLING; FRAME SIZE IMB 5 (IM V1, IM V3) FLANGE 1, WITH KTY TEMPERATURESENSOR POWER CONNECTOR ROTATABLE INCREMENTAL ENCODER SIN/COS 1VPP;2048 S/R W. C-AND D-SPUR (ENCODER IC2048S/R) PLAIN SHAFT, TOLERANCE N; WITH HOLDING BRAKE PROTECTION CLASS IP65, FLANGE ON DRIVE END IP67; | 1987 | TEM | 1 | MC | 4.9 | 1
1FK70422AC711BA0 | SIMOTICS S SYNCHRONOUS MOTOR 1FK7-CT PN=0,59 KW; UZK=600V M0=3NM (100K); NN=2000RPM; NATURAL COOLING; FRAME SIZE IMB 5 (IM V1, IM V3) FLANGE 1 POWER CONNECTOR ROTATABLE ABSOLUTE ENCODER SINGLETURN 24 BIT WITH DRIVE CLIQ INTERFACE (ENCODER AS24DQI) SHAFT WITH FITTED KEY, TOLERANCE N; W/O HOLDING BRAKE PROTECTION CLASS IP64; | 1962 | TEM | 1 | MC | 4.601 | 1
1FK70422AC711BA1 | SIMOTICS S SYNCHRONOUS MOTOR 1FK7-CT PN=0,59 KW; UZK=600V M0=3NM (100K); NN=2000RPM; NATURAL COOLING; FRAME SIZE IMB 5 (IM V1, IM V3) FLANGE 1 POWER CONNECTOR ROTATABLE ABSOLUTE ENCODER SINGLETURN 24 BIT WITH DRIVE CLIQ INTERFACE (ENCODER AS24DQI) SHAFT WITH FITTED KEY, TOLERANCE N; W/O HOLDING BRAKE PROTECTION CLASS IP65, | 2055 | TEM | 1 | MC | 4.601 | 1
1FK70422AC711BA2 | SIMOTICS S SYNCHRONOUS MOTOR 1FK7-CT PN=0,59 KW; UZK=600V M0=3NM (100K); NN=2000RPM; NATURAL COOLING; FRAME SIZE IMB 5 (IM V1, IM V3) FLANGE 1 POWER CONNECTOR ROTATABLE ABSOLUTE ENCODER SINGLETURN 24 BIT WITH DRIVE CLIQ INTERFACE (ENCODER AS24DQI) SHAFT WITH FITTED KEY, TOLERANCE N; W/O HOLDING BRAKE PROTECTION CLASS IP65, FLANGE ON DRIVE END IP67; | 2055 | TEM | 1 | MC | 4.601 | 1
1FK70422AC711BB0 | SIMOTICS S SYNCHRONOUS MOTOR 1FK7-CT PN=0,59 KW; UZK=600V M0=3NM (100K); NN=2000RPM; NATURAL COOLING; FRAME SIZE IMB 5 (IM V1, IM V3) FLANGE 1 POWER CONNECTOR ROTATABLE ABSOLUTE ENCODER SINGLETURN 24 BIT WITH DRIVE CLIQ INTERFACE (ENCODER AS24DQI) SHAFT WITH FITTED KEY, TOLERANCE N; WITH HOLDING BRAKE PROTECTION CLASS IP64; | 2223 | TEM | 1 | MC | 4.9 | 1
1FK70422AC711BB1 | SIMOTICS S SYNCHRONOUS MOTOR 1FK7-CT PN=0,59 KW; UZK=600V M0=3NM (100K); NN=2000RPM; NATURAL COOLING; FRAME SIZE IMB 5 (IM V1, IM V3) FLANGE 1 POWER CONNECTOR ROTATABLE ABSOLUTE ENCODER SINGLETURN 24 BIT WITH DRIVE CLIQ INTERFACE (ENCODER AS24DQI) SHAFT WITH FITTED KEY, TOLERANCE N; WITH HOLDING BRAKE PROTECTION CLASS IP65, | 2316 | TEM | 1 | MC | 4.9 | 1
1FK70422AC711BB2 | SIMOTICS S SYNCHRONOUS MOTOR 1FK7-CT PN=0,59 KW; UZK=600V M0=3NM (100K); NN=2000RPM; NATURAL COOLING; FRAME SIZE IMB 5 (IM V1, IM V3) FLANGE 1 POWER CONNECTOR ROTATABLE ABSOLUTE ENCODER SINGLETURN 24 BIT WITH DRIVE CLIQ INTERFACE (ENCODER AS24DQI) SHAFT WITH FITTED KEY, TOLERANCE N; WITH HOLDING BRAKE PROTECTION CLASS IP65, FLANGE ON DRIVE END IP67; | 2316 | TEM | 1 | MC | 4.9 | 1
1FK70422AC711BG0 | SIMOTICS S SYNCHRONOUS MOTOR 1FK7-CT PN=0,59 KW; UZK=600V M0=3NM (100K); NN=2000RPM; NATURAL COOLING; FRAME SIZE IMB 5 (IM V1, IM V3) FLANGE 1 POWER CONNECTOR ROTATABLE ABSOLUTE ENCODER SINGLETURN 24 BIT WITH DRIVE CLIQ INTERFACE (ENCODER AS24DQI) PLAIN SHAFT, TOLERANCE N; W/O HOLDING BRAKE PROTECTION CLASS IP64; | 1876 | TEM | 1 | MC | 4.601 | 1
1FK70422AC711BG1 | SIMOTICS S SYNCHRONOUS MOTOR 1FK7-CT PN=0,59 KW; UZK=600V M0=3NM (100K); NN=2000RPM; NATURAL COOLING; FRAME SIZE IMB 5 (IM V1, IM V3) FLANGE 1 POWER CONNECTOR ROTATABLE ABSOLUTE ENCODER SINGLETURN 24 BIT WITH DRIVE CLIQ INTERFACE (ENCODER AS24DQI) PLAIN SHAFT, TOLERANCE N; W/O HOLDING BRAKE PROTECTION CLASS IP65, | 1969 | TEM | 1 | MC | 4.601 | 1
1FK70422AC711BG2 | SIMOTICS S SYNCHRONOUS MOTOR 1FK7-CT PN=0,59 KW; UZK=600V M0=3NM (100K); NN=2000RPM; NATURAL COOLING; FRAME SIZE IMB 5 (IM V1, IM V3) FLANGE 1 POWER CONNECTOR ROTATABLE ABSOLUTE ENCODER SINGLETURN 24 BIT WITH DRIVE CLIQ INTERFACE (ENCODER AS24DQI) PLAIN SHAFT, TOLERANCE N; W/O HOLDING BRAKE PROTECTION CLASS IP65, FLANGE ON DRIVE END IP67; | 1969 | TEM | 1 | MC | 4.601 | 1
1FK70422AC711BH0 | SIMOTICS S SYNCHRONOUS MOTOR 1FK7-CT PN=0,59 KW; UZK=600V M0=3NM (100K); NN=2000RPM; NATURAL COOLING; FRAME SIZE IMB 5 (IM V1, IM V3) FLANGE 1 POWER CONNECTOR ROTATABLE ABSOLUTE ENCODER SINGLETURN 24 BIT WITH DRIVE CLIQ INTERFACE (ENCODER AS24DQI) PLAIN SHAFT, TOLERANCE N; WITH HOLDING BRAKE PROTECTION CLASS IP64; | 2134 | TEM | 1 | MC | 4.9 | 1
1FK70422AC711BH1 | SIMOTICS S SYNCHRONOUS MOTOR 1FK7-CT PN=0,59 KW; UZK=600V M0=3NM (100K); NN=2000RPM; NATURAL COOLING; FRAME SIZE IMB 5 (IM V1, IM V3) FLANGE 1 POWER CONNECTOR ROTATABLE ABSOLUTE ENCODER SINGLETURN 24 BIT WITH DRIVE CLIQ INTERFACE (ENCODER AS24DQI) PLAIN SHAFT, TOLERANCE N; WITH HOLDING BRAKE PROTECTION CLASS IP65, | 2228 | TEM | 1 | MC | 4.9 | 1
1FK70422AC711BH2 | SIMOTICS S SYNCHRONOUS MOTOR 1FK7-CT PN=0,59 KW; UZK=600V M0=3NM (100K); NN=2000RPM; NATURAL COOLING; FRAME SIZE IMB 5 (IM V1, IM V3) FLANGE 1 POWER CONNECTOR ROTATABLE ABSOLUTE ENCODER SINGLETURN 24 BIT WITH DRIVE CLIQ INTERFACE (ENCODER AS24DQI) PLAIN SHAFT, TOLERANCE N; WITH HOLDING BRAKE PROTECTION CLASS IP65, FLANGE ON DRIVE END IP67; | 2228 | TEM | 1 | MC | 4.9 | 1
1FK70422AC711CA0 | SIMOTICS S SYNCHRONOUS MOTOR 1FK7-CT PN=0,59 KW; UZK=600V M0=3NM (100K); NN=2000RPM; NATURAL COOLING; FRAME SIZE IMB 5 (IM V1, IM V3) FLANGE 1 POWER CONNECTOR ROTATABLE ABSOLUTE ENCODER 24 BIT + 12 BIT MULTITURN WITH DRIVE-CLIQ INTERFACE (ENCODER AM24DQI) SHAFT WITH FITTED KEY, TOLERANCE N; W/O HOLDING BRAKE PROTECTION CLASS IP64; | 2331 | TEM | 1 | MC | 4.601 | 1
1FK70422AC711CA1 | SIMOTICS S SYNCHRONOUS MOTOR 1FK7-CT PN=0,59 KW; UZK=600V M0=3NM (100K); NN=2000RPM; NATURAL COOLING; FRAME SIZE IMB 5 (IM V1, IM V3) FLANGE 1 POWER CONNECTOR ROTATABLE ABSOLUTE ENCODER 24 BIT + 12 BIT MULTITURN WITH DRIVE-CLIQ INTERFACE (ENCODER AM24DQI) SHAFT WITH FITTED KEY, TOLERANCE N; W/O HOLDING BRAKE PROTECTION CLASS IP65, | 2425 | TEM | 1 | MC | 4.601 | 1
1FK70422AC711CA2 | SIMOTICS S SYNCHRONOUS MOTOR 1FK7-CT PN=0,59 KW; UZK=600V M0=3NM (100K); NN=2000RPM; NATURAL COOLING; FRAME SIZE IMB 5 (IM V1, IM V3) FLANGE 1 POWER CONNECTOR ROTATABLE ABSOLUTE ENCODER 24 BIT + 12 BIT MULTITURN WITH DRIVE-CLIQ INTERFACE (ENCODER AM24DQI) SHAFT WITH FITTED KEY, TOLERANCE N; W/O HOLDING BRAKE PROTECTION CLASS IP65, FLANGE ON DRIVE END IP67; | 2425 | TEM | 1 | MC | 4.601 | 1
1FK70422AC711CB0 | SIMOTICS S SYNCHRONOUS MOTOR 1FK7-CT PN=0,59 KW; UZK=600V M0=3NM (100K); NN=2000RPM; NATURAL COOLING; FRAME SIZE IMB 5 (IM V1, IM V3) FLANGE 1 POWER CONNECTOR ROTATABLE ABSOLUTE ENCODER 24 BIT + 12 BIT MULTITURN WITH DRIVE-CLIQ INTERFACE (ENCODER AM24DQI) SHAFT WITH FITTED KEY, TOLERANCE N; WITH HOLDING BRAKE PROTECTION CLASS IP64; | 2592 | TEM | 1 | MC | 4.9 | 1
1FK70422AC711CB1 | SIMOTICS S SYNCHRONOUS MOTOR 1FK7-CT PN=0,59 KW; UZK=600V M0=3NM (100K); NN=2000RPM; NATURAL COOLING; FRAME SIZE IMB 5 (IM V1, IM V3) FLANGE 1 POWER CONNECTOR ROTATABLE ABSOLUTE ENCODER 24 BIT + 12 BIT MULTITURN WITH DRIVE-CLIQ INTERFACE (ENCODER AM24DQI) SHAFT WITH FITTED KEY, TOLERANCE N; WITH HOLDING BRAKE PROTECTION CLASS IP65, | 2686 | TEM | 1 | MC | 4.9 | 1
1FK70422AC711CB2 | SIMOTICS S SYNCHRONOUS MOTOR 1FK7-CT PN=0,59 KW; UZK=600V M0=3NM (100K); NN=2000RPM; NATURAL COOLING; FRAME SIZE IMB 5 (IM V1, IM V3) FLANGE 1 POWER CONNECTOR ROTATABLE ABSOLUTE ENCODER 24 BIT + 12 BIT MULTITURN WITH DRIVE-CLIQ INTERFACE (ENCODER AM24DQI) SHAFT WITH FITTED KEY, TOLERANCE N; WITH HOLDING BRAKE PROTECTION CLASS IP65, FLANGE ON DRIVE END IP67; | 2686 | TEM | 1 | MC | 4.9 | 1
1FK70422AC711CG0 | SIMOTICS S SYNCHRONOUS MOTOR 1FK7-CT PN=0,59 KW; UZK=600V M0=3NM (100K); NN=2000RPM; NATURAL COOLING; FRAME SIZE IMB 5 (IM V1, IM V3) FLANGE 1 POWER CONNECTOR ROTATABLE ABSOLUTE ENCODER 24 BIT + 12 BIT MULTITURN WITH DRIVE-CLIQ INTERFACE (ENCODER AM24DQI) PLAIN SHAFT, TOLERANCE N; W/O HOLDING BRAKE PROTECTION CLASS IP64; | 2245 | TEM | 1 | MC | 4.601 | 1
1FK70422AC711CG1 | SIMOTICS S SYNCHRONOUS MOTOR 1FK7-CT PN=0,59 KW; UZK=600V M0=3NM (100K); NN=2000RPM; NATURAL COOLING; FRAME SIZE IMB 5 (IM V1, IM V3) FLANGE 1 POWER CONNECTOR ROTATABLE ABSOLUTE ENCODER 24 BIT + 12 BIT MULTITURN WITH DRIVE-CLIQ INTERFACE (ENCODER AM24DQI) PLAIN SHAFT, TOLERANCE N; W/O HOLDING BRAKE PROTECTION CLASS IP65, | 2338 | TEM | 1 | MC | 4.601 | 1
1FK70422AC711CG2 | SIMOTICS S SYNCHRONOUS MOTOR 1FK7-CT PN=0,59 KW; UZK=600V M0=3NM (100K); NN=2000RPM; NATURAL COOLING; FRAME SIZE IMB 5 (IM V1, IM V3) FLANGE 1 POWER CONNECTOR ROTATABLE ABSOLUTE ENCODER 24 BIT + 12 BIT MULTITURN WITH DRIVE-CLIQ INTERFACE (ENCODER AM24DQI) PLAIN SHAFT, TOLERANCE N; W/O HOLDING BRAKE PROTECTION CLASS IP65, FLANGE ON DRIVE END IP67; | 2338 | TEM | 1 | MC | 4.601 | 1
1FK70422AC711CH0 | SIMOTICS S SYNCHRONOUS MOTOR 1FK7-CT PN=0,59 KW; UZK=600V M0=3NM (100K); NN=2000RPM; NATURAL COOLING; FRAME SIZE IMB 5 (IM V1, IM V3) FLANGE 1 POWER CONNECTOR ROTATABLE ABSOLUTE ENCODER 24 BIT + 12 BIT MULTITURN WITH DRIVE-CLIQ INTERFACE (ENCODER AM24DQI) PLAIN SHAFT, TOLERANCE N; WITH HOLDING BRAKE PROTECTION CLASS IP64; | 2504 | TEM | 1 | MC | 4.9 | 1
1FK70422AC711CH1 | SIMOTICS S SYNCHRONOUS MOTOR 1FK7-CT PN=0,59 KW; UZK=600V M0=3NM (100K); NN=2000RPM; NATURAL COOLING; FRAME SIZE IMB 5 (IM V1, IM V3) FLANGE 1 POWER CONNECTOR ROTATABLE ABSOLUTE ENCODER 24 BIT + 12 BIT MULTITURN WITH DRIVE-CLIQ INTERFACE (ENCODER AM24DQI) PLAIN SHAFT, TOLERANCE N; WITH HOLDING BRAKE PROTECTION CLASS IP65, | 2597 | TEM | 1 | MC | 4.9 | 1
1FK70422AC711CH2 | SIMOTICS S SYNCHRONOUS MOTOR 1FK7-CT PN=0,59 KW; UZK=600V M0=3NM (100K); NN=2000RPM; NATURAL COOLING; FRAME SIZE IMB 5 (IM V1, IM V3) FLANGE 1 POWER CONNECTOR ROTATABLE ABSOLUTE ENCODER 24 BIT + 12 BIT MULTITURN WITH DRIVE-CLIQ INTERFACE (ENCODER AM24DQI) PLAIN SHAFT, TOLERANCE N; WITH HOLDING BRAKE PROTECTION CLASS IP65, FLANGE ON DRIVE END IP67; | 2597 | TEM | 1 | MC | 4.9 | 1
1FK70422AC711DA0 | SIMOTICS S SYNCHRONOUS MOTOR 1FK7-CT PN=0,59 KW; UZK=600V M0=3NM (100K); NN=2000RPM; NATURAL COOLING; FRAME SIZE IMB 5 (IM V1, IM V3) FLANGE 1 POWER CONNECTOR ROTATABLE INCREMENTAL ENCODER 22 BIT WITH DRIVE-CLIQ INTERFACE (ENCODER IC22DQ) SHAFT WITH FITTED KEY, TOLERANCE N; W/O HOLDING BRAKE PROTECTION CLASS IP64; | 2042 | TEM | 1 | MC | 4.602 | 1
1FK70422AC711DA1 | SIMOTICS S SYNCHRONOUS MOTOR 1FK7-CT PN=0,59 KW; UZK=600V M0=3NM (100K); NN=2000RPM; NATURAL COOLING; FRAME SIZE IMB 5 (IM V1, IM V3) FLANGE 1 POWER CONNECTOR ROTATABLE INCREMENTAL ENCODER 22 BIT WITH DRIVE-CLIQ INTERFACE (ENCODER IC22DQ) SHAFT WITH FITTED KEY, TOLERANCE N; W/O HOLDING BRAKE PROTECTION CLASS IP65, | 2136 | TEM | 1 | MC | 4.602 | 1
1FK70422AC711DA2 | SIMOTICS S SYNCHRONOUS MOTOR 1FK7-CT PN=0,59 KW; UZK=600V M0=3NM (100K); NN=2000RPM; NATURAL COOLING; FRAME SIZE IMB 5 (IM V1, IM V3) FLANGE 1 POWER CONNECTOR ROTATABLE INCREMENTAL ENCODER 22 BIT WITH DRIVE-CLIQ INTERFACE (ENCODER IC22DQ) SHAFT WITH FITTED KEY, TOLERANCE N; W/O HOLDING BRAKE PROTECTION CLASS IP65, FLANGE ON DRIVE END IP67; | 2136 | TEM | 1 | MC | 4.602 | 1
1FK70422AC711DB0 | SIMOTICS S SYNCHRONOUS MOTOR 1FK7-CT PN=0,59 KW; UZK=600V M0=3NM (100K); NN=2000RPM; NATURAL COOLING; FRAME SIZE IMB 5 (IM V1, IM V3) FLANGE 1 POWER CONNECTOR ROTATABLE INCREMENTAL ENCODER 22 BIT WITH DRIVE-CLIQ INTERFACE (ENCODER IC22DQ) SHAFT WITH FITTED KEY, TOLERANCE N; WITH HOLDING BRAKE PROTECTION CLASS IP64; | 2303 | TEM | 1 | MC | 4.901 | 1
1FK70422AC711DG0 | SIMOTICS S SYNCHRONOUS MOTOR 1FK7-CT PN=0,59 KW; UZK=600V M0=3NM (100K); NN=2000RPM; NATURAL COOLING; FRAME SIZE IMB 5 (IM V1, IM V3) FLANGE 1 POWER CONNECTOR ROTATABLE INCREMENTAL ENCODER 22 BIT WITH DRIVE-CLIQ INTERFACE (ENCODER IC22DQ) PLAIN SHAFT, TOLERANCE N; W/O HOLDING BRAKE PROTECTION CLASS IP64; | 1956 | TEM | 1 | MC | 4.602 | 1
1FK70422AC711DG2 | SIMOTICS S SYNCHRONOUS MOTOR 1FK7-CT PN=0,59 KW; UZK=600V M0=3NM (100K); NN=2000RPM; NATURAL COOLING; FRAME SIZE IMB 5 (IM V1, IM V3) FLANGE 1 POWER CONNECTOR ROTATABLE INCREMENTAL ENCODER 22 BIT WITH DRIVE-CLIQ INTERFACE (ENCODER IC22DQ) PLAIN SHAFT, TOLERANCE N; W/O HOLDING BRAKE PROTECTION CLASS IP65, FLANGE ON DRIVE END IP67; | 2049 | TEM | 1 | MC | 4.602 | 1
1FK70422AC711DH0 | SIMOTICS S SYNCHRONOUS MOTOR 1FK7-CT PN=0,59 KW; UZK=600V M0=3NM (100K); NN=2000RPM; NATURAL COOLING; FRAME SIZE IMB 5 (IM V1, IM V3) FLANGE 1 POWER CONNECTOR ROTATABLE INCREMENTAL ENCODER 22 BIT WITH DRIVE-CLIQ INTERFACE (ENCODER IC22DQ) PLAIN SHAFT, TOLERANCE N; WITH HOLDING BRAKE PROTECTION CLASS IP64; | 2215 | TEM | 1 | MC | 4.901 | 1
1FK70422AC711EA0 | SIMOTICS S SYNCHRONOUS MOTOR 1FK7-CT PN=0,59 KW; UZK=600V M0=3NM (100K); NN=2000RPM; NATURAL COOLING; FRAME SIZE IMB 5 (IM V1, IM V3) FLANGE 1, WITH KTY TEMPERATURESENSOR POWER CONNECTOR ROTATABLE ABSOLUTE ENCODERR 2048 S/R + 4096 UMDREHUNGEN MULTITURN, WITH ENDAT-SCHNITTSTELLE (ENCODER AM2048S/R) SHAFT WITH FITTED KEY, TOLERANCE N; W/O HOLDING BRAKE PROTECTION CLASS IP64; | 2092 | TEM | 1 | MC | 4.601 | 1
1FK70422AC711EA1 | SIMOTICS S SYNCHRONOUS MOTOR 1FK7-CT PN=0,59 KW; UZK=600V M0=3NM (100K); NN=2000RPM; NATURAL COOLING; FRAME SIZE IMB 5 (IM V1, IM V3) FLANGE 1, WITH KTY TEMPERATURESENSOR POWER CONNECTOR ROTATABLE ABSOLUTE ENCODERR 2048 S/R + 4096 UMDREHUNGEN MULTITURN, WITH ENDAT-SCHNITTSTELLE (ENCODER AM2048S/R) SHAFT WITH FITTED KEY, TOLERANCE N; W/O HOLDING BRAKE PROTECTION CLASS IP65, | 2186 | TEM | 1 | MC | 4.601 | 1
1FK70422AC711EA2 | SIMOTICS S SYNCHRONOUS MOTOR 1FK7-CT PN=0,59 KW; UZK=600V M0=3NM (100K); NN=2000RPM; NATURAL COOLING; FRAME SIZE IMB 5 (IM V1, IM V3) FLANGE 1, WITH KTY TEMPERATURESENSOR POWER CONNECTOR ROTATABLE ABSOLUTE ENCODERR 2048 S/R + 4096 UMDREHUNGEN MULTITURN, WITH ENDAT-SCHNITTSTELLE (ENCODER AM2048S/R) SHAFT WITH FITTED KEY, TOLERANCE N; W/O HOLDING BRAKE PROTECTION CLASS IP65, FLANGE ON DRIVE END IP67; | 2186 | TEM | 1 | MC | 4.601 | 1
1FK70422AC711EB0 | SIMOTICS S SYNCHRONOUS MOTOR 1FK7-CT PN=0,59 KW; UZK=600V M0=3NM (100K); NN=2000RPM; NATURAL COOLING; FRAME SIZE IMB 5 (IM V1, IM V3) FLANGE 1, WITH KTY TEMPERATURESENSOR POWER CONNECTOR ROTATABLE ABSOLUTE ENCODERR 2048 S/R + 4096 UMDREHUNGEN MULTITURN, WITH ENDAT-SCHNITTSTELLE (ENCODER AM2048S/R) SHAFT WITH FITTED KEY, TOLERANCE N; WITH HOLDING BRAKE PROTECTION CLASS IP64; | 2353 | TEM | 1 | MC | 4.9 | 1
1FK70422AC711EB1 | SIMOTICS S SYNCHRONOUS MOTOR 1FK7-CT PN=0,59 KW; UZK=600V M0=3NM (100K); NN=2000RPM; NATURAL COOLING; FRAME SIZE IMB 5 (IM V1, IM V3) FLANGE 1, WITH KTY TEMPERATURESENSOR POWER CONNECTOR ROTATABLE ABSOLUTE ENCODERR 2048 S/R + 4096 UMDREHUNGEN MULTITURN, WITH ENDAT-SCHNITTSTELLE (ENCODER AM2048S/R) SHAFT WITH FITTED KEY, TOLERANCE N; WITH HOLDING BRAKE PROTECTION CLASS IP65, | 2447 | TEM | 1 | MC | 4.9 | 1
1FK70422AC711EB2 | SIMOTICS S SYNCHRONOUS MOTOR 1FK7-CT PN=0,59 KW; UZK=600V M0=3NM (100K); NN=2000RPM; NATURAL COOLING; FRAME SIZE IMB 5 (IM V1, IM V3) FLANGE 1, WITH KTY TEMPERATURESENSOR POWER CONNECTOR ROTATABLE ABSOLUTE ENCODERR 2048 S/R + 4096 UMDREHUNGEN MULTITURN, WITH ENDAT-SCHNITTSTELLE (ENCODER AM2048S/R) SHAFT WITH FITTED KEY, TOLERANCE N; WITH HOLDING BRAKE PROTECTION CLASS IP65, FLANGE ON DRIVE END IP67; | 2447 | TEM | 1 | MC | 4.9 | 1
1FK70422AC711EG0 | SIMOTICS S SYNCHRONOUS MOTOR 1FK7-CT PN=0,59 KW; UZK=600V M0=3NM (100K); NN=2000RPM; NATURAL COOLING; FRAME SIZE IMB 5 (IM V1, IM V3) FLANGE 1, WITH KTY TEMPERATURESENSOR POWER CONNECTOR ROTATABLE ABSOLUTE ENCODERR 2048 S/R + 4096 UMDREHUNGEN MULTITURN, WITH ENDAT-SCHNITTSTELLE (ENCODER AM2048S/R) PLAIN SHAFT, TOLERANCE N; W/O HOLDING BRAKE PROTECTION CLASS IP64; | 2006 | TEM | 1 | MC | 4.601 | 1
1FK70422AC711EG1 | SIMOTICS S SYNCHRONOUS MOTOR 1FK7-CT PN=0,59 KW; UZK=600V M0=3NM (100K); NN=2000RPM; NATURAL COOLING; FRAME SIZE IMB 5 (IM V1, IM V3) FLANGE 1, WITH KTY TEMPERATURESENSOR POWER CONNECTOR ROTATABLE ABSOLUTE ENCODERR 2048 S/R + 4096 UMDREHUNGEN MULTITURN, WITH ENDAT-SCHNITTSTELLE (ENCODER AM2048S/R) PLAIN SHAFT, TOLERANCE N; W/O HOLDING BRAKE PROTECTION CLASS IP65, | 2100 | TEM | 1 | MC | 4.601 | 1
1FK70422AC711EG2 | SIMOTICS S SYNCHRONOUS MOTOR 1FK7-CT PN=0,59 KW; UZK=600V M0=3NM (100K); NN=2000RPM; NATURAL COOLING; FRAME SIZE IMB 5 (IM V1, IM V3) FLANGE 1, WITH KTY TEMPERATURESENSOR POWER CONNECTOR ROTATABLE ABSOLUTE ENCODERR 2048 S/R + 4096 UMDREHUNGEN MULTITURN, WITH ENDAT-SCHNITTSTELLE (ENCODER AM2048S/R) PLAIN SHAFT, TOLERANCE N; W/O HOLDING BRAKE PROTECTION CLASS IP65, FLANGE ON DRIVE END IP67; | 2100 | TEM | 1 | MC | 4.601 | 1
1FK70422AC711EH0 | SIMOTICS S SYNCHRONOUS MOTOR 1FK7-CT PN=0,59 KW; UZK=600V M0=3NM (100K); NN=2000RPM; NATURAL COOLING; FRAME SIZE IMB 5 (IM V1, IM V3) FLANGE 1, WITH KTY TEMPERATURESENSOR POWER CONNECTOR ROTATABLE ABSOLUTE ENCODERR 2048 S/R + 4096 UMDREHUNGEN MULTITURN, WITH ENDAT-SCHNITTSTELLE (ENCODER AM2048S/R) PLAIN SHAFT, TOLERANCE N; WITH HOLDING BRAKE PROTECTION CLASS IP64; | 2265 | TEM | 1 | MC | 4.9 | 1
1FK70422AC711EH1 | SIMOTICS S SYNCHRONOUS MOTOR 1FK7-CT PN=0,59 KW; UZK=600V M0=3NM (100K); NN=2000RPM; NATURAL COOLING; FRAME SIZE IMB 5 (IM V1, IM V3) FLANGE 1, WITH KTY TEMPERATURESENSOR POWER CONNECTOR ROTATABLE ABSOLUTE ENCODERR 2048 S/R + 4096 UMDREHUNGEN MULTITURN, WITH ENDAT-SCHNITTSTELLE (ENCODER AM2048S/R) PLAIN SHAFT, TOLERANCE N; WITH HOLDING BRAKE PROTECTION CLASS IP65, | 2358 | TEM | 1 | MC | 4.9 | 1
1FK70422AC711EH2 | SIMOTICS S SYNCHRONOUS MOTOR 1FK7-CT PN=0,59 KW; UZK=600V M0=3NM (100K); NN=2000RPM; NATURAL COOLING; FRAME SIZE IMB 5 (IM V1, IM V3) FLANGE 1, WITH KTY TEMPERATURESENSOR POWER CONNECTOR ROTATABLE ABSOLUTE ENCODERR 2048 S/R + 4096 UMDREHUNGEN MULTITURN, WITH ENDAT-SCHNITTSTELLE (ENCODER AM2048S/R) PLAIN SHAFT, TOLERANCE N; WITH HOLDING BRAKE PROTECTION CLASS IP65, FLANGE ON DRIVE END IP67; | 2358 | TEM | 1 | MC | 4.9 | 1
1FK70422AC711FA0 | SIMOTICS S SYNCHRONOUS MOTOR 1FK7-CT PN=0,59 KW; UZK=600V M0=3NM (100K); NN=2000RPM; NATURAL COOLING; FRAME SIZE IMB 5 (IM V1, IM V3) FLANGE 1 POWER CONNECTOR ROTATABLE ABSOLUTE ENCODER 22BIT + 12 BIT MULTITURN, WITH DRIVE-CLIQ INTERFACE (ENCODER AM22DQ) SHAFT WITH FITTED KEY, TOLERANCE N; W/O HOLDING BRAKE PROTECTION CLASS IP64; | 2411 | TEM | 1 | MC | 4.601 | 1
1FK70422AC711FA2 | SIMOTICS S SYNCHRONOUS MOTOR 1FK7-CT PN=0,59 KW; UZK=600V M0=3NM (100K); NN=2000RPM; NATURAL COOLING; FRAME SIZE IMB 5 (IM V1, IM V3) FLANGE 1 POWER CONNECTOR ROTATABLE ABSOLUTE ENCODER 22BIT + 12 BIT MULTITURN, WITH DRIVE-CLIQ INTERFACE (ENCODER AM22DQ) SHAFT WITH FITTED KEY, TOLERANCE N; W/O HOLDING BRAKE PROTECTION CLASS IP65, FLANGE ON DRIVE END IP67; | 2505 | TEM | 1 | MC | 4.601 | 1
1FK70422AC711FB0 | SIMOTICS S SYNCHRONOUS MOTOR 1FK7-CT PN=0,59 KW; UZK=600V M0=3NM (100K); NN=2000RPM; NATURAL COOLING; FRAME SIZE IMB 5 (IM V1, IM V3) FLANGE 1 POWER CONNECTOR ROTATABLE ABSOLUTE ENCODER 22BIT + 12 BIT MULTITURN, WITH DRIVE-CLIQ INTERFACE (ENCODER AM22DQ) SHAFT WITH FITTED KEY, TOLERANCE N; WITH HOLDING BRAKE PROTECTION CLASS IP64; | 2672 | TEM | 1 | MC | 4.9 | 1
1FK70422AC711FB1 | SIMOTICS S SYNCHRONOUS MOTOR 1FK7-CT PN=0,59 KW; UZK=600V M0=3NM (100K); NN=2000RPM; NATURAL COOLING; FRAME SIZE IMB 5 (IM V1, IM V3) FLANGE 1 POWER CONNECTOR ROTATABLE ABSOLUTE ENCODER 22BIT + 12 BIT MULTITURN, WITH DRIVE-CLIQ INTERFACE (ENCODER AM22DQ) SHAFT WITH FITTED KEY, TOLERANCE N; WITH HOLDING BRAKE PROTECTION CLASS IP65, | 2766 | TEM | 1 | MC | 4.9 | 1
1FK70422AC711FB2 | SIMOTICS S SYNCHRONOUS MOTOR 1FK7-CT PN=0,59 KW; UZK=600V M0=3NM (100K); NN=2000RPM; NATURAL COOLING; FRAME SIZE IMB 5 (IM V1, IM V3) FLANGE 1 POWER CONNECTOR ROTATABLE ABSOLUTE ENCODER 22BIT + 12 BIT MULTITURN, WITH DRIVE-CLIQ INTERFACE (ENCODER AM22DQ) SHAFT WITH FITTED KEY, TOLERANCE N; WITH HOLDING BRAKE PROTECTION CLASS IP65, FLANGE ON DRIVE END IP67; | 2766 | TEM | 1 | MC | 4.9 | 1
1FK70422AC711FG0 | SIMOTICS S SYNCHRONOUS MOTOR 1FK7-CT PN=0,59 KW; UZK=600V M0=3NM (100K); NN=2000RPM; NATURAL COOLING; FRAME SIZE IMB 5 (IM V1, IM V3) FLANGE 1 POWER CONNECTOR ROTATABLE ABSOLUTE ENCODER 22BIT + 12 BIT MULTITURN, WITH DRIVE-CLIQ INTERFACE (ENCODER AM22DQ) PLAIN SHAFT, TOLERANCE N; W/O HOLDING BRAKE PROTECTION CLASS IP64; | 2325 | TEM | 1 | MC | 4.601 | 1
1FK70422AC711FG1 | SIMOTICS S SYNCHRONOUS MOTOR 1FK7-CT PN=0,59 KW; UZK=600V M0=3NM (100K); NN=2000RPM; NATURAL COOLING; FRAME SIZE IMB 5 (IM V1, IM V3) FLANGE 1 POWER CONNECTOR ROTATABLE ABSOLUTE ENCODER 22BIT + 12 BIT MULTITURN, WITH DRIVE-CLIQ INTERFACE (ENCODER AM22DQ) PLAIN SHAFT, TOLERANCE N; W/O HOLDING BRAKE PROTECTION CLASS IP65, | 2419 | TEM | 1 | MC | 4.601 | 1
1FK70422AC711FH0 | SIMOTICS S SYNCHRONOUS MOTOR 1FK7-CT PN=0,59 KW; UZK=600V M0=3NM (100K); NN=2000RPM; NATURAL COOLING; FRAME SIZE IMB 5 (IM V1, IM V3) FLANGE 1 POWER CONNECTOR ROTATABLE ABSOLUTE ENCODER 22BIT + 12 BIT MULTITURN, WITH DRIVE-CLIQ INTERFACE (ENCODER AM22DQ) PLAIN SHAFT, TOLERANCE N; WITH HOLDING BRAKE PROTECTION CLASS IP64; | 2584 | TEM | 1 | MC | 4.9 | 1
1FK70422AC711FH2 | SIMOTICS S SYNCHRONOUS MOTOR 1FK7-CT PN=0,59 KW; UZK=600V M0=3NM (100K); NN=2000RPM; NATURAL COOLING; FRAME SIZE IMB 5 (IM V1, IM V3) FLANGE 1 POWER CONNECTOR ROTATABLE ABSOLUTE ENCODER 22BIT + 12 BIT MULTITURN, WITH DRIVE-CLIQ INTERFACE (ENCODER AM22DQ) PLAIN SHAFT, TOLERANCE N; WITH HOLDING BRAKE PROTECTION CLASS IP65, FLANGE ON DRIVE END IP67; | 2677 | TEM | 1 | MC | 4.9 | 1
1FK70422AC711KA0 | SIMOTICS S SYNCHRONOUS MOTOR 1FK7-CT PN=0,59 KW; UZK=600V M0=3NM (100K); NN=2000RPM; NATURAL COOLING; FRAME SIZE IMB 5 (IM V1, IM V3) FLANGE 1 POWER CONNECTOR ROTATABLE ABSOLUTE ENCODER 16BIT + 12BIT MULTITURN, WITH DRIVE-CLIQ INTERFACE (ENCODER AM16DQ) SHAFT WITH FITTED KEY, TOLERANCE N; W/O HOLDING BRAKE PROTECTION CLASS IP64; | 1894 | TEM | 1 | MC | 4.601 | 1
1FK70422AC711KA1 | SIMOTICS S SYNCHRONOUS MOTOR 1FK7-CT PN=0,59 KW; UZK=600V M0=3NM (100K); NN=2000RPM; NATURAL COOLING; FRAME SIZE IMB 5 (IM V1, IM V3) FLANGE 1 POWER CONNECTOR ROTATABLE ABSOLUTE ENCODER 16BIT + 12BIT MULTITURN, WITH DRIVE-CLIQ INTERFACE (ENCODER AM16DQ) SHAFT WITH FITTED KEY, TOLERANCE N; W/O HOLDING BRAKE PROTECTION CLASS IP65, | 1987 | TEM | 1 | MC | 4.601 | 1
1FK70422AC711KA2 | SIMOTICS S SYNCHRONOUS MOTOR 1FK7-CT PN=0,59 KW; UZK=600V M0=3NM (100K); NN=2000RPM; NATURAL COOLING; FRAME SIZE IMB 5 (IM V1, IM V3) FLANGE 1 POWER CONNECTOR ROTATABLE ABSOLUTE ENCODER 16BIT + 12BIT MULTITURN, WITH DRIVE-CLIQ INTERFACE (ENCODER AM16DQ) SHAFT WITH FITTED KEY, TOLERANCE N; W/O HOLDING BRAKE PROTECTION CLASS IP65, FLANGE ON DRIVE END IP67; | 1987 | TEM | 1 | MC | 4.601 | 1
1FK70422AC711KB0 | SIMOTICS S SYNCHRONOUS MOTOR 1FK7-CT PN=0,59 KW; UZK=600V M0=3NM (100K); NN=2000RPM; NATURAL COOLING; FRAME SIZE IMB 5 (IM V1, IM V3) FLANGE 1 POWER CONNECTOR ROTATABLE ABSOLUTE ENCODER 16BIT + 12BIT MULTITURN, WITH DRIVE-CLIQ INTERFACE (ENCODER AM16DQ) SHAFT WITH FITTED KEY, TOLERANCE N; WITH HOLDING BRAKE PROTECTION CLASS IP64; | 2155 | TEM | 1 | MC | 4.9 | 1
1FK70422AC711KB1 | SIMOTICS S SYNCHRONOUS MOTOR 1FK7-CT PN=0,59 KW; UZK=600V M0=3NM (100K); NN=2000RPM; NATURAL COOLING; FRAME SIZE IMB 5 (IM V1, IM V3) FLANGE 1 POWER CONNECTOR ROTATABLE ABSOLUTE ENCODER 16BIT + 12BIT MULTITURN, WITH DRIVE-CLIQ INTERFACE (ENCODER AM16DQ) SHAFT WITH FITTED KEY, TOLERANCE N; WITH HOLDING BRAKE PROTECTION CLASS IP65, | 2248 | TEM | 1 | MC | 4.9 | 1
1FK70422AC711KB2 | SIMOTICS S SYNCHRONOUS MOTOR 1FK7-CT PN=0,59 KW; UZK=600V M0=3NM (100K); NN=2000RPM; NATURAL COOLING; FRAME SIZE IMB 5 (IM V1, IM V3) FLANGE 1 POWER CONNECTOR ROTATABLE ABSOLUTE ENCODER 16BIT + 12BIT MULTITURN, WITH DRIVE-CLIQ INTERFACE (ENCODER AM16DQ) SHAFT WITH FITTED KEY, TOLERANCE N; WITH HOLDING BRAKE PROTECTION CLASS IP65, FLANGE ON DRIVE END IP67; | 2248 | TEM | 1 | MC | 4.9 | 1
1FK70422AC711KG0 | SIMOTICS S SYNCHRONOUS MOTOR 1FK7-CT PN=0,59 KW; UZK=600V M0=3NM (100K); NN=2000RPM; NATURAL COOLING; FRAME SIZE IMB 5 (IM V1, IM V3) FLANGE 1 POWER CONNECTOR ROTATABLE ABSOLUTE ENCODER 16BIT + 12BIT MULTITURN, WITH DRIVE-CLIQ INTERFACE (ENCODER AM16DQ) PLAIN SHAFT, TOLERANCE N; W/O HOLDING BRAKE PROTECTION CLASS IP64; | 1808 | TEM | 1 | MC | 4.601 | 1
1FK70422AC711KG1 | SIMOTICS S SYNCHRONOUS MOTOR 1FK7-CT PN=0,59 KW; UZK=600V M0=3NM (100K); NN=2000RPM; NATURAL COOLING; FRAME SIZE IMB 5 (IM V1, IM V3) FLANGE 1 POWER CONNECTOR ROTATABLE ABSOLUTE ENCODER 16BIT + 12BIT MULTITURN, WITH DRIVE-CLIQ INTERFACE (ENCODER AM16DQ) PLAIN SHAFT, TOLERANCE N; W/O HOLDING BRAKE PROTECTION CLASS IP65, | 1901 | TEM | 1 | MC | 4.601 | 1
1FK70422AC711KG2 | SIMOTICS S SYNCHRONOUS MOTOR 1FK7-CT PN=0,59 KW; UZK=600V M0=3NM (100K); NN=2000RPM; NATURAL COOLING; FRAME SIZE IMB 5 (IM V1, IM V3) FLANGE 1 POWER CONNECTOR ROTATABLE ABSOLUTE ENCODER 16BIT + 12BIT MULTITURN, WITH DRIVE-CLIQ INTERFACE (ENCODER AM16DQ) PLAIN SHAFT, TOLERANCE N; W/O HOLDING BRAKE PROTECTION CLASS IP65, FLANGE ON DRIVE END IP67; | 1901 | TEM | 1 | MC | 4.601 | 1
1FK70422AC711KH0 | SIMOTICS S SYNCHRONOUS MOTOR 1FK7-CT PN=0,59 KW; UZK=600V M0=3NM (100K); NN=2000RPM; NATURAL COOLING; FRAME SIZE IMB 5 (IM V1, IM V3) FLANGE 1 POWER CONNECTOR ROTATABLE ABSOLUTE ENCODER 16BIT + 12BIT MULTITURN, WITH DRIVE-CLIQ INTERFACE (ENCODER AM16DQ) PLAIN SHAFT, TOLERANCE N; WITH HOLDING BRAKE PROTECTION CLASS IP64; | 2066 | TEM | 1 | MC | 4.9 | 1
1FK70422AC711KH1 | SIMOTICS S SYNCHRONOUS MOTOR 1FK7-CT PN=0,59 KW; UZK=600V M0=3NM (100K); NN=2000RPM; NATURAL COOLING; FRAME SIZE IMB 5 (IM V1, IM V3) FLANGE 1 POWER CONNECTOR ROTATABLE ABSOLUTE ENCODER 16BIT + 12BIT MULTITURN, WITH DRIVE-CLIQ INTERFACE (ENCODER AM16DQ) PLAIN SHAFT, TOLERANCE N; WITH HOLDING BRAKE PROTECTION CLASS IP65, | 2160 | TEM | 1 | MC | 4.9 | 1
1FK70422AC711KH2 | SIMOTICS S SYNCHRONOUS MOTOR 1FK7-CT PN=0,59 KW; UZK=600V M0=3NM (100K); NN=2000RPM; NATURAL COOLING; FRAME SIZE IMB 5 (IM V1, IM V3) FLANGE 1 POWER CONNECTOR ROTATABLE ABSOLUTE ENCODER 16BIT + 12BIT MULTITURN, WITH DRIVE-CLIQ INTERFACE (ENCODER AM16DQ) PLAIN SHAFT, TOLERANCE N; WITH HOLDING BRAKE PROTECTION CLASS IP65, FLANGE ON DRIVE END IP67; | 2160 | TEM | 1 | MC | 4.9 | 1
1FK70422AC711PA0 | SIMOTICS S SYNCHRONOUS MOTOR 1FK7-CT PN=0,59 KW; UZK=600V M0=3NM (100K); NN=2000RPM; NATURAL COOLING; FRAME SIZE IMB 5 (IM V1, IM V3) FLANGE 1 POWER CONNECTOR ROTATABLE RESOLVER 2-POLE, WITH DRIVE CLIQ-INTERFACE SHAFT WITH FITTED KEY, TOLERANCE N; W/O HOLDING BRAKE PROTECTION CLASS IP64; | 1376 | TEM | 1 | MC | 4.701 | 1
1FK70422AC711PA1 | SIMOTICS S SYNCHRONOUS MOTOR 1FK7-CT PN=0,59 KW; UZK=600V M0=3NM (100K); NN=2000RPM; NATURAL COOLING; FRAME SIZE IMB 5 (IM V1, IM V3) FLANGE 1 POWER CONNECTOR ROTATABLE RESOLVER 2-POLE, WITH DRIVE CLIQ-INTERFACE SHAFT WITH FITTED KEY, TOLERANCE N; W/O HOLDING BRAKE PROTECTION CLASS IP65, | 1469 | TEM | 1 | MC | 4.701 | 1
1FK70422AC711PA2 | SIMOTICS S SYNCHRONOUS MOTOR 1FK7-CT PN=0,59 KW; UZK=600V M0=3NM (100K); NN=2000RPM; NATURAL COOLING; FRAME SIZE IMB 5 (IM V1, IM V3) FLANGE 1 POWER CONNECTOR ROTATABLE RESOLVER 2-POLE, WITH DRIVE CLIQ-INTERFACE SHAFT WITH FITTED KEY, TOLERANCE N; W/O HOLDING BRAKE PROTECTION CLASS IP65, FLANGE ON DRIVE END IP67; | 1469 | TEM | 1 | MC | 4.701 | 1
1FK70422AC711PB0 | SIMOTICS S SYNCHRONOUS MOTOR 1FK7-CT PN=0,59 KW; UZK=600V M0=3NM (100K); NN=2000RPM; NATURAL COOLING; FRAME SIZE IMB 5 (IM V1, IM V3) FLANGE 1 POWER CONNECTOR ROTATABLE RESOLVER 2-POLE, WITH DRIVE CLIQ-INTERFACE SHAFT WITH FITTED KEY, TOLERANCE N; WITH HOLDING BRAKE PROTECTION CLASS IP64; | 1637 | TEM | 1 | MC | 5 | 1
1FK70422AC711PB1 | SIMOTICS S SYNCHRONOUS MOTOR 1FK7-CT PN=0,59 KW; UZK=600V M0=3NM (100K); NN=2000RPM; NATURAL COOLING; FRAME SIZE IMB 5 (IM V1, IM V3) FLANGE 1 POWER CONNECTOR ROTATABLE RESOLVER 2-POLE, WITH DRIVE CLIQ-INTERFACE SHAFT WITH FITTED KEY, TOLERANCE N; WITH HOLDING BRAKE PROTECTION CLASS IP65, | 1730 | TEM | 1 | MC | 5 | 1
1FK70422AC711PB2 | SIMOTICS S SYNCHRONOUS MOTOR 1FK7-CT PN=0,59 KW; UZK=600V M0=3NM (100K); NN=2000RPM; NATURAL COOLING; FRAME SIZE IMB 5 (IM V1, IM V3) FLANGE 1 POWER CONNECTOR ROTATABLE RESOLVER 2-POLE, WITH DRIVE CLIQ-INTERFACE SHAFT WITH FITTED KEY, TOLERANCE N; WITH HOLDING BRAKE PROTECTION CLASS IP65, FLANGE ON DRIVE END IP67; | 1730 | TEM | 1 | MC | 5 | 1
1FK70422AC711PG0 | SIMOTICS S SYNCHRONOUS MOTOR 1FK7-CT PN=0,59 KW; UZK=600V M0=3NM (100K); NN=2000RPM; NATURAL COOLING; FRAME SIZE IMB 5 (IM V1, IM V3) FLANGE 1 POWER CONNECTOR ROTATABLE RESOLVER 2-POLE, WITH DRIVE CLIQ-INTERFACE PLAIN SHAFT, TOLERANCE N; W/O HOLDING BRAKE PROTECTION CLASS IP64; | 1290 | TEM | 1 | MC | 4.701 | 1
1FK70422AC711PG1 | SIMOTICS S SYNCHRONOUS MOTOR 1FK7-CT PN=0,59 KW; UZK=600V M0=3NM (100K); NN=2000RPM; NATURAL COOLING; FRAME SIZE IMB 5 (IM V1, IM V3) FLANGE 1 POWER CONNECTOR ROTATABLE RESOLVER 2-POLE, WITH DRIVE CLIQ-INTERFACE PLAIN SHAFT, TOLERANCE N; W/O HOLDING BRAKE PROTECTION CLASS IP65, | 1383 | TEM | 1 | MC | 4.701 | 1
1FK70422AC711PG2 | SIMOTICS S SYNCHRONOUS MOTOR 1FK7-CT PN=0,59 KW; UZK=600V M0=3NM (100K); NN=2000RPM; NATURAL COOLING; FRAME SIZE IMB 5 (IM V1, IM V3) FLANGE 1 POWER CONNECTOR ROTATABLE RESOLVER 2-POLE, WITH DRIVE CLIQ-INTERFACE PLAIN SHAFT, TOLERANCE N; W/O HOLDING BRAKE PROTECTION CLASS IP65, FLANGE ON DRIVE END IP67; | 1383 | TEM | 1 | MC | 4.701 | 1
1FK70422AC711PH0 | SIMOTICS S SYNCHRONOUS MOTOR 1FK7-CT PN=0,59 KW; UZK=600V M0=3NM (100K); NN=2000RPM; NATURAL COOLING; FRAME SIZE IMB 5 (IM V1, IM V3) FLANGE 1 POWER CONNECTOR ROTATABLE RESOLVER 2-POLE, WITH DRIVE CLIQ-INTERFACE PLAIN SHAFT, TOLERANCE N; WITH HOLDING BRAKE PROTECTION CLASS IP64; | 1548 | TEM | 1 | MC | 5 | 1
1FK70422AC711PH1 | SIMOTICS S SYNCHRONOUS MOTOR 1FK7-CT PN=0,59 KW; UZK=600V M0=3NM (100K); NN=2000RPM; NATURAL COOLING; FRAME SIZE IMB 5 (IM V1, IM V3) FLANGE 1 POWER CONNECTOR ROTATABLE RESOLVER 2-POLE, WITH DRIVE CLIQ-INTERFACE PLAIN SHAFT, TOLERANCE N; WITH HOLDING BRAKE PROTECTION CLASS IP65, | 1642 | TEM | 1 | MC | 5 | 1
1FK70422AC711PH2 | SIMOTICS S SYNCHRONOUS MOTOR 1FK7-CT PN=0,59 KW; UZK=600V M0=3NM (100K); NN=2000RPM; NATURAL COOLING; FRAME SIZE IMB 5 (IM V1, IM V3) FLANGE 1 POWER CONNECTOR ROTATABLE RESOLVER 2-POLE, WITH DRIVE CLIQ-INTERFACE PLAIN SHAFT, TOLERANCE N; WITH HOLDING BRAKE PROTECTION CLASS IP65, FLANGE ON DRIVE END IP67; | 1642 | TEM | 1 | MC | 5 | 1
1FK70422AC711QA0 | SIMOTICS S SYNCHRONOUS MOTOR 1FK7-CT PN=0,59 KW; UZK=600V M0=3NM (100K); NN=2000RPM; NATURAL COOLING; FRAME SIZE IMB 5 (IM V1, IM V3) FLANGE 1 POWER CONNECTOR ROTATABLE ABSOLUTE ENCODER SINGLETURN 20 BIT WITH DRIVE-CLIQ INTERFACE (ENCODER AS20DQI) SHAFT WITH FITTED KEY, TOLERANCE N; W/O HOLDING BRAKE PROTECTION CLASS IP64; | 1479 | TEM | 1 | MC | 4.601 | 1
1FK70422AC711QA1 | SIMOTICS S SYNCHRONOUS MOTOR 1FK7-CT PN=0,59 KW; UZK=600V M0=3NM (100K); NN=2000RPM; NATURAL COOLING; FRAME SIZE IMB 5 (IM V1, IM V3) FLANGE 1 POWER CONNECTOR ROTATABLE ABSOLUTE ENCODER SINGLETURN 20 BIT WITH DRIVE-CLIQ INTERFACE (ENCODER AS20DQI) SHAFT WITH FITTED KEY, TOLERANCE N; W/O HOLDING BRAKE PROTECTION CLASS IP65, | 1572 | TEM | 1 | MC | 4.601 | 1
1FK70422AC711QA2 | SIMOTICS S SYNCHRONOUS MOTOR 1FK7-CT PN=0,59 KW; UZK=600V M0=3NM (100K); NN=2000RPM; NATURAL COOLING; FRAME SIZE IMB 5 (IM V1, IM V3) FLANGE 1 POWER CONNECTOR ROTATABLE ABSOLUTE ENCODER SINGLETURN 20 BIT WITH DRIVE-CLIQ INTERFACE (ENCODER AS20DQI) SHAFT WITH FITTED KEY, TOLERANCE N; W/O HOLDING BRAKE PROTECTION CLASS IP65, FLANGE ON DRIVE END IP67; | 1572 | TEM | 1 | MC | 4.601 | 1
1FK70422AC711QB0 | SIMOTICS S SYNCHRONOUS MOTOR 1FK7-CT PN=0,59 KW; UZK=600V M0=3NM (100K); NN=2000RPM; NATURAL COOLING; FRAME SIZE IMB 5 (IM V1, IM V3) FLANGE 1 POWER CONNECTOR ROTATABLE ABSOLUTE ENCODER SINGLETURN 20 BIT WITH DRIVE-CLIQ INTERFACE (ENCODER AS20DQI) SHAFT WITH FITTED KEY, TOLERANCE N; WITH HOLDING BRAKE PROTECTION CLASS IP64; | 1740 | TEM | 1 | MC | 4.9 | 1
1FK70422AC711QB1 | SIMOTICS S SYNCHRONOUS MOTOR 1FK7-CT PN=0,59 KW; UZK=600V M0=3NM (100K); NN=2000RPM; NATURAL COOLING; FRAME SIZE IMB 5 (IM V1, IM V3) FLANGE 1 POWER CONNECTOR ROTATABLE ABSOLUTE ENCODER SINGLETURN 20 BIT WITH DRIVE-CLIQ INTERFACE (ENCODER AS20DQI) SHAFT WITH FITTED KEY, TOLERANCE N; WITH HOLDING BRAKE PROTECTION CLASS IP65, | 1833 | TEM | 1 | MC | 4.9 | 1
1FK70422AC711QB2 | SIMOTICS S SYNCHRONOUS MOTOR 1FK7-CT PN=0,59 KW; UZK=600V M0=3NM (100K); NN=2000RPM; NATURAL COOLING; FRAME SIZE IMB 5 (IM V1, IM V3) FLANGE 1 POWER CONNECTOR ROTATABLE ABSOLUTE ENCODER SINGLETURN 20 BIT WITH DRIVE-CLIQ INTERFACE (ENCODER AS20DQI) SHAFT WITH FITTED KEY, TOLERANCE N; WITH HOLDING BRAKE PROTECTION CLASS IP65, FLANGE ON DRIVE END IP67; | 1833 | TEM | 1 | MC | 4.9 | 1
1FK70422AC711QG0 | SIMOTICS S SYNCHRONOUS MOTOR 1FK7-CT PN=0,59 KW; UZK=600V M0=3NM (100K); NN=2000RPM; NATURAL COOLING; FRAME SIZE IMB 5 (IM V1, IM V3) FLANGE 1 POWER CONNECTOR ROTATABLE ABSOLUTE ENCODER SINGLETURN 20 BIT WITH DRIVE-CLIQ INTERFACE (ENCODER AS20DQI) PLAIN SHAFT, TOLERANCE N; W/O HOLDING BRAKE PROTECTION CLASS IP64; | 1393 | TEM | 1 | MC | 4.601 | 1
1FK70422AC711QG1 | SIMOTICS S SYNCHRONOUS MOTOR 1FK7-CT PN=0,59 KW; UZK=600V M0=3NM (100K); NN=2000RPM; NATURAL COOLING; FRAME SIZE IMB 5 (IM V1, IM V3) FLANGE 1 POWER CONNECTOR ROTATABLE ABSOLUTE ENCODER SINGLETURN 20 BIT WITH DRIVE-CLIQ INTERFACE (ENCODER AS20DQI) PLAIN SHAFT, TOLERANCE N; W/O HOLDING BRAKE PROTECTION CLASS IP65, | 1486 | TEM | 1 | MC | 4.601 | 1
1FK70422AC711QG2 | SIMOTICS S SYNCHRONOUS MOTOR 1FK7-CT PN=0,59 KW; UZK=600V M0=3NM (100K); NN=2000RPM; NATURAL COOLING; FRAME SIZE IMB 5 (IM V1, IM V3) FLANGE 1 POWER CONNECTOR ROTATABLE ABSOLUTE ENCODER SINGLETURN 20 BIT WITH DRIVE-CLIQ INTERFACE (ENCODER AS20DQI) PLAIN SHAFT, TOLERANCE N; W/O HOLDING BRAKE PROTECTION CLASS IP65, FLANGE ON DRIVE END IP67; | 1486 | TEM | 1 | MC | 4.601 | 1
1FK70422AC711QH0 | SIMOTICS S SYNCHRONOUS MOTOR 1FK7-CT PN=0,59 KW; UZK=600V M0=3NM (100K); NN=2000RPM; NATURAL COOLING; FRAME SIZE IMB 5 (IM V1, IM V3) FLANGE 1 POWER CONNECTOR ROTATABLE ABSOLUTE ENCODER SINGLETURN 20 BIT WITH DRIVE-CLIQ INTERFACE (ENCODER AS20DQI) PLAIN SHAFT, TOLERANCE N; WITH HOLDING BRAKE PROTECTION CLASS IP64; | 1651 | TEM | 1 | MC | 4.9 | 1
1FK70422AC711QH1 | SIMOTICS S SYNCHRONOUS MOTOR 1FK7-CT PN=0,59 KW; UZK=600V M0=3NM (100K); NN=2000RPM; NATURAL COOLING; FRAME SIZE IMB 5 (IM V1, IM V3) FLANGE 1 POWER CONNECTOR ROTATABLE ABSOLUTE ENCODER SINGLETURN 20 BIT WITH DRIVE-CLIQ INTERFACE (ENCODER AS20DQI) PLAIN SHAFT, TOLERANCE N; WITH HOLDING BRAKE PROTECTION CLASS IP65, | 1745 | TEM | 1 | MC | 4.9 | 1
1FK70422AC711QH2 | SIMOTICS S SYNCHRONOUS MOTOR 1FK7-CT PN=0,59 KW; UZK=600V M0=3NM (100K); NN=2000RPM; NATURAL COOLING; FRAME SIZE IMB 5 (IM V1, IM V3) FLANGE 1 POWER CONNECTOR ROTATABLE ABSOLUTE ENCODER SINGLETURN 20 BIT WITH DRIVE-CLIQ INTERFACE (ENCODER AS20DQI) PLAIN SHAFT, TOLERANCE N; WITH HOLDING BRAKE PROTECTION CLASS IP65, FLANGE ON DRIVE END IP67; | 1745 | TEM | 1 | MC | 4.9 | 1
1FK70422AC711RA0 | SIMOTICS S SYNCHRONOUS MOTOR 1FK7-CT PN=0,59 KW; UZK=600V M0=3NM (100K); NN=2000RPM; NATURAL COOLING; FRAME SIZE IMB 5 (IM V1, IM V3) FLANGE 1 POWER CONNECTOR ROTATABLE ABSOLUTE ENCODER 20 BIT + 12 BIT MULTITURN WITH DRIVE-CLIQ INTERFACE (ENCODER AM20DQI) SHAFT WITH FITTED KEY, TOLERANCE N; W/O HOLDING BRAKE PROTECTION CLASS IP64; | 1853 | TEM | 1 | MC | 4.601 | 1
1FK70422AC711RA1 | SIMOTICS S SYNCHRONOUS MOTOR 1FK7-CT PN=0,59 KW; UZK=600V M0=3NM (100K); NN=2000RPM; NATURAL COOLING; FRAME SIZE IMB 5 (IM V1, IM V3) FLANGE 1 POWER CONNECTOR ROTATABLE ABSOLUTE ENCODER 20 BIT + 12 BIT MULTITURN WITH DRIVE-CLIQ INTERFACE (ENCODER AM20DQI) SHAFT WITH FITTED KEY, TOLERANCE N; W/O HOLDING BRAKE PROTECTION CLASS IP65, | 1947 | TEM | 1 | MC | 4.601 | 1
1FK70422AC711RA2 | SIMOTICS S SYNCHRONOUS MOTOR 1FK7-CT PN=0,59 KW; UZK=600V M0=3NM (100K); NN=2000RPM; NATURAL COOLING; FRAME SIZE IMB 5 (IM V1, IM V3) FLANGE 1 POWER CONNECTOR ROTATABLE ABSOLUTE ENCODER 20 BIT + 12 BIT MULTITURN WITH DRIVE-CLIQ INTERFACE (ENCODER AM20DQI) SHAFT WITH FITTED KEY, TOLERANCE N; W/O HOLDING BRAKE PROTECTION CLASS IP65, FLANGE ON DRIVE END IP67; | 1947 | TEM | 1 | MC | 4.601 | 1
1FK70422AC711RB0 | SIMOTICS S SYNCHRONOUS MOTOR 1FK7-CT PN=0,59 KW; UZK=600V M0=3NM (100K); NN=2000RPM; NATURAL COOLING; FRAME SIZE IMB 5 (IM V1, IM V3) FLANGE 1 POWER CONNECTOR ROTATABLE ABSOLUTE ENCODER 20 BIT + 12 BIT MULTITURN WITH DRIVE-CLIQ INTERFACE (ENCODER AM20DQI) SHAFT WITH FITTED KEY, TOLERANCE N; WITH HOLDING BRAKE PROTECTION CLASS IP64; | 2114 | TEM | 1 | MC | 4.9 | 1
1FK70422AC711RB1 | SIMOTICS S SYNCHRONOUS MOTOR 1FK7-CT PN=0,59 KW; UZK=600V M0=3NM (100K); NN=2000RPM; NATURAL COOLING; FRAME SIZE IMB 5 (IM V1, IM V3) FLANGE 1 POWER CONNECTOR ROTATABLE ABSOLUTE ENCODER 20 BIT + 12 BIT MULTITURN WITH DRIVE-CLIQ INTERFACE (ENCODER AM20DQI) SHAFT WITH FITTED KEY, TOLERANCE N; WITH HOLDING BRAKE PROTECTION CLASS IP65, | 2207 | TEM | 1 | MC | 4.9 | 1
1FK70422AC711RB2 | SIMOTICS S SYNCHRONOUS MOTOR 1FK7-CT PN=0,59 KW; UZK=600V M0=3NM (100K); NN=2000RPM; NATURAL COOLING; FRAME SIZE IMB 5 (IM V1, IM V3) FLANGE 1 POWER CONNECTOR ROTATABLE ABSOLUTE ENCODER 20 BIT + 12 BIT MULTITURN WITH DRIVE-CLIQ INTERFACE (ENCODER AM20DQI) SHAFT WITH FITTED KEY, TOLERANCE N; WITH HOLDING BRAKE PROTECTION CLASS IP65, FLANGE ON DRIVE END IP67; | 2207 | TEM | 1 | MC | 4.9 | 1
1FK70422AC711RG0 | SIMOTICS S SYNCHRONOUS MOTOR 1FK7-CT PN=0,59 KW; UZK=600V M0=3NM (100K); NN=2000RPM; NATURAL COOLING; FRAME SIZE IMB 5 (IM V1, IM V3) FLANGE 1 POWER CONNECTOR ROTATABLE ABSOLUTE ENCODER 20 BIT + 12 BIT MULTITURN WITH DRIVE-CLIQ INTERFACE (ENCODER AM20DQI) PLAIN SHAFT, TOLERANCE N; W/O HOLDING BRAKE PROTECTION CLASS IP64; | 1767 | TEM | 1 | MC | 4.601 | 1
1FK70422AC711RG1 | SIMOTICS S SYNCHRONOUS MOTOR 1FK7-CT PN=0,59 KW; UZK=600V M0=3NM (100K); NN=2000RPM; NATURAL COOLING; FRAME SIZE IMB 5 (IM V1, IM V3) FLANGE 1 POWER CONNECTOR ROTATABLE ABSOLUTE ENCODER 20 BIT + 12 BIT MULTITURN WITH DRIVE-CLIQ INTERFACE (ENCODER AM20DQI) PLAIN SHAFT, TOLERANCE N; W/O HOLDING BRAKE PROTECTION CLASS IP65, | 1860 | TEM | 1 | MC | 4.601 | 1
1FK70422AC711RG2 | SIMOTICS S SYNCHRONOUS MOTOR 1FK7-CT PN=0,59 KW; UZK=600V M0=3NM (100K); NN=2000RPM; NATURAL COOLING; FRAME SIZE IMB 5 (IM V1, IM V3) FLANGE 1 POWER CONNECTOR ROTATABLE ABSOLUTE ENCODER 20 BIT + 12 BIT MULTITURN WITH DRIVE-CLIQ INTERFACE (ENCODER AM20DQI) PLAIN SHAFT, TOLERANCE N; W/O HOLDING BRAKE PROTECTION CLASS IP65, FLANGE ON DRIVE END IP67; | 1860 | TEM | 1 | MC | 4.601 | 1
1FK70422AC711RH0 | SIMOTICS S SYNCHRONOUS MOTOR 1FK7-CT PN=0,59 KW; UZK=600V M0=3NM (100K); NN=2000RPM; NATURAL COOLING; FRAME SIZE IMB 5 (IM V1, IM V3) FLANGE 1 POWER CONNECTOR ROTATABLE ABSOLUTE ENCODER 20 BIT + 12 BIT MULTITURN WITH DRIVE-CLIQ INTERFACE (ENCODER AM20DQI) PLAIN SHAFT, TOLERANCE N; WITH HOLDING BRAKE PROTECTION CLASS IP64; | 2026 | TEM | 1 | MC | 4.9 | 1
1FK70422AC711RH1 | SIMOTICS S SYNCHRONOUS MOTOR 1FK7-CT PN=0,59 KW; UZK=600V M0=3NM (100K); NN=2000RPM; NATURAL COOLING; FRAME SIZE IMB 5 (IM V1, IM V3) FLANGE 1 POWER CONNECTOR ROTATABLE ABSOLUTE ENCODER 20 BIT + 12 BIT MULTITURN WITH DRIVE-CLIQ INTERFACE (ENCODER AM20DQI) PLAIN SHAFT, TOLERANCE N; WITH HOLDING BRAKE PROTECTION CLASS IP65, | 2119 | TEM | 1 | MC | 4.9 | 1
1FK70422AC711RH2 | SIMOTICS S SYNCHRONOUS MOTOR 1FK7-CT PN=0,59 KW; UZK=600V M0=3NM (100K); NN=2000RPM; NATURAL COOLING; FRAME SIZE IMB 5 (IM V1, IM V3) FLANGE 1 POWER CONNECTOR ROTATABLE ABSOLUTE ENCODER 20 BIT + 12 BIT MULTITURN WITH DRIVE-CLIQ INTERFACE (ENCODER AM20DQI) PLAIN SHAFT, TOLERANCE N; WITH HOLDING BRAKE PROTECTION CLASS IP65, FLANGE ON DRIVE END IP67; | 2119 | TEM | 1 | MC | 4.9 | 1
1FK70422AC711SA0 | SIMOTICS S SYNCHRONOUS MOTOR 1FK7-CT PN=0,59 KW; UZK=600V M0=3NM (100K); NN=2000RPM; NATURAL COOLING; FRAME SIZE IMB 5 (IM V1, IM V3) FLANGE 1, WITH KTY TEMPERATURESENSOR POWER CONNECTOR ROTATABLE RESOLVER MULTI-POLE (RESOLVER P=4); SHAFT WITH FITTED KEY, TOLERANCE N; W/O HOLDING BRAKE PROTECTION CLASS IP64; | 1135 | TEM | 1 | MC | 4.602 | 1
1FK70422AC711SA1 | SIMOTICS S SYNCHRONOUS MOTOR 1FK7-CT PN=0,59 KW; UZK=600V M0=3NM (100K); NN=2000RPM; NATURAL COOLING; FRAME SIZE IMB 5 (IM V1, IM V3) FLANGE 1, WITH KTY TEMPERATURESENSOR POWER CONNECTOR ROTATABLE RESOLVER MULTI-POLE (RESOLVER P=4); SHAFT WITH FITTED KEY, TOLERANCE N; W/O HOLDING BRAKE PROTECTION CLASS IP65, | 1228 | TEM | 1 | MC | 4.602 | 1
1FK70422AC711SA2 | SIMOTICS S SYNCHRONOUS MOTOR 1FK7-CT PN=0,59 KW; UZK=600V M0=3NM (100K); NN=2000RPM; NATURAL COOLING; FRAME SIZE IMB 5 (IM V1, IM V3) FLANGE 1, WITH KTY TEMPERATURESENSOR POWER CONNECTOR ROTATABLE RESOLVER MULTI-POLE (RESOLVER P=4); SHAFT WITH FITTED KEY, TOLERANCE N; W/O HOLDING BRAKE PROTECTION CLASS IP65, FLANGE ON DRIVE END IP67; | 1228 | TEM | 1 | MC | 4.602 | 1
1FK70422AC711SB0 | SIMOTICS S SYNCHRONOUS MOTOR 1FK7-CT PN=0,59 KW; UZK=600V M0=3NM (100K); NN=2000RPM; NATURAL COOLING; FRAME SIZE IMB 5 (IM V1, IM V3) FLANGE 1, WITH KTY TEMPERATURESENSOR POWER CONNECTOR ROTATABLE RESOLVER MULTI-POLE (RESOLVER P=4); SHAFT WITH FITTED KEY, TOLERANCE N; WITH HOLDING BRAKE PROTECTION CLASS IP64; | 1396 | TEM | 1 | MC | 4.901 | 1
1FK70422AC711SB1 | SIMOTICS S SYNCHRONOUS MOTOR 1FK7-CT PN=0,59 KW; UZK=600V M0=3NM (100K); NN=2000RPM; NATURAL COOLING; FRAME SIZE IMB 5 (IM V1, IM V3) FLANGE 1, WITH KTY TEMPERATURESENSOR POWER CONNECTOR ROTATABLE RESOLVER MULTI-POLE (RESOLVER P=4); SHAFT WITH FITTED KEY, TOLERANCE N; WITH HOLDING BRAKE PROTECTION CLASS IP65, | 1489 | TEM | 1 | MC | 4.901 | 1
1FK70422AC711SB2 | SIMOTICS S SYNCHRONOUS MOTOR 1FK7-CT PN=0,59 KW; UZK=600V M0=3NM (100K); NN=2000RPM; NATURAL COOLING; FRAME SIZE IMB 5 (IM V1, IM V3) FLANGE 1, WITH KTY TEMPERATURESENSOR POWER CONNECTOR ROTATABLE RESOLVER MULTI-POLE (RESOLVER P=4); SHAFT WITH FITTED KEY, TOLERANCE N; WITH HOLDING BRAKE PROTECTION CLASS IP65, FLANGE ON DRIVE END IP67; | 1489 | TEM | 1 | MC | 4.901 | 1
1FK70422AC711SG0 | SIMOTICS S SYNCHRONOUS MOTOR 1FK7-CT PN=0,59 KW; UZK=600V M0=3NM (100K); NN=2000RPM; NATURAL COOLING; FRAME SIZE IMB 5 (IM V1, IM V3) FLANGE 1, WITH KTY TEMPERATURESENSOR POWER CONNECTOR ROTATABLE RESOLVER MULTI-POLE (RESOLVER P=4); PLAIN SHAFT, TOLERANCE N; W/O HOLDING BRAKE PROTECTION CLASS IP64; | 1049 | TEM | 1 | MC | 4.602 | 1
1FK70422AC711SG1 | SIMOTICS S SYNCHRONOUS MOTOR 1FK7-CT PN=0,59 KW; UZK=600V M0=3NM (100K); NN=2000RPM; NATURAL COOLING; FRAME SIZE IMB 5 (IM V1, IM V3) FLANGE 1, WITH KTY TEMPERATURESENSOR POWER CONNECTOR ROTATABLE RESOLVER MULTI-POLE (RESOLVER P=4); PLAIN SHAFT, TOLERANCE N; W/O HOLDING BRAKE PROTECTION CLASS IP65, | 1142 | TEM | 1 | MC | 4.602 | 1
1FK70422AC711SG2 | SIMOTICS S SYNCHRONOUS MOTOR 1FK7-CT PN=0,59 KW; UZK=600V M0=3NM (100K); NN=2000RPM; NATURAL COOLING; FRAME SIZE IMB 5 (IM V1, IM V3) FLANGE 1, WITH KTY TEMPERATURESENSOR POWER CONNECTOR ROTATABLE RESOLVER MULTI-POLE (RESOLVER P=4); PLAIN SHAFT, TOLERANCE N; W/O HOLDING BRAKE PROTECTION CLASS IP65, FLANGE ON DRIVE END IP67; | 1142 | TEM | 1 | MC | 4.602 | 1
1FK70422AC711SH0 | SIMOTICS S SYNCHRONOUS MOTOR 1FK7-CT PN=0,59 KW; UZK=600V M0=3NM (100K); NN=2000RPM; NATURAL COOLING; FRAME SIZE IMB 5 (IM V1, IM V3) FLANGE 1, WITH KTY TEMPERATURESENSOR POWER CONNECTOR ROTATABLE RESOLVER MULTI-POLE (RESOLVER P=4); PLAIN SHAFT, TOLERANCE N; WITH HOLDING BRAKE PROTECTION CLASS IP64; | 1307 | TEM | 1 | MC | 4.901 | 1
1FK70422AC711SH1 | SIMOTICS S SYNCHRONOUS MOTOR 1FK7-CT PN=0,59 KW; UZK=600V M0=3NM (100K); NN=2000RPM; NATURAL COOLING; FRAME SIZE IMB 5 (IM V1, IM V3) FLANGE 1, WITH KTY TEMPERATURESENSOR POWER CONNECTOR ROTATABLE RESOLVER MULTI-POLE (RESOLVER P=4); PLAIN SHAFT, TOLERANCE N; WITH HOLDING BRAKE PROTECTION CLASS IP65, | 1401 | TEM | 1 | MC | 4.901 | 1
1FK70422AC711SH2 | SIMOTICS S SYNCHRONOUS MOTOR 1FK7-CT PN=0,59 KW; UZK=600V M0=3NM (100K); NN=2000RPM; NATURAL COOLING; FRAME SIZE IMB 5 (IM V1, IM V3) FLANGE 1, WITH KTY TEMPERATURESENSOR POWER CONNECTOR ROTATABLE RESOLVER MULTI-POLE (RESOLVER P=4); PLAIN SHAFT, TOLERANCE N; WITH HOLDING BRAKE PROTECTION CLASS IP65, FLANGE ON DRIVE END IP67; | 1401 | TEM | 1 | MC | 4.901 | 1
1FK70422AC711TA0 | SIMOTICS S SYNCHRONOUS MOTOR 1FK7-CT PN=0,59 KW; UZK=600V M0=3NM (100K); NN=2000RPM; NATURAL COOLING; FRAME SIZE IMB 5 (IM V1, IM V3) FLANGE 1, WITH KTY TEMPERATURESENSOR POWER CONNECTOR ROTATABLE RESOLVER 2-POLE (RESOLVER P=1); SHAFT WITH FITTED KEY, TOLERANCE N; W/O HOLDING BRAKE PROTECTION CLASS IP64; | 1135 | TEM | 1 | MC | 4.602 | 1
1FK70422AC711TA1 | SIMOTICS S SYNCHRONOUS MOTOR 1FK7-CT PN=0,59 KW; UZK=600V M0=3NM (100K); NN=2000RPM; NATURAL COOLING; FRAME SIZE IMB 5 (IM V1, IM V3) FLANGE 1, WITH KTY TEMPERATURESENSOR POWER CONNECTOR ROTATABLE RESOLVER 2-POLE (RESOLVER P=1); SHAFT WITH FITTED KEY, TOLERANCE N; W/O HOLDING BRAKE PROTECTION CLASS IP65, | 1228 | TEM | 1 | MC | 4.602 | 1
1FK70422AC711TA2 | SIMOTICS S SYNCHRONOUS MOTOR 1FK7-CT PN=0,59 KW; UZK=600V M0=3NM (100K); NN=2000RPM; NATURAL COOLING; FRAME SIZE IMB 5 (IM V1, IM V3) FLANGE 1, WITH KTY TEMPERATURESENSOR POWER CONNECTOR ROTATABLE RESOLVER 2-POLE (RESOLVER P=1); SHAFT WITH FITTED KEY, TOLERANCE N; W/O HOLDING BRAKE PROTECTION CLASS IP65, FLANGE ON DRIVE END IP67; | 1228 | TEM | 1 | MC | 4.602 | 1
1FK70422AC711TB0 | SIMOTICS S SYNCHRONOUS MOTOR 1FK7-CT PN=0,59 KW; UZK=600V M0=3NM (100K); NN=2000RPM; NATURAL COOLING; FRAME SIZE IMB 5 (IM V1, IM V3) FLANGE 1, WITH KTY TEMPERATURESENSOR POWER CONNECTOR ROTATABLE RESOLVER 2-POLE (RESOLVER P=1); SHAFT WITH FITTED KEY, TOLERANCE N; WITH HOLDING BRAKE PROTECTION CLASS IP64; | 1396 | TEM | 1 | MC | 4.901 | 1
1FK70422AC711TB1 | SIMOTICS S SYNCHRONOUS MOTOR 1FK7-CT PN=0,59 KW; UZK=600V M0=3NM (100K); NN=2000RPM; NATURAL COOLING; FRAME SIZE IMB 5 (IM V1, IM V3) FLANGE 1, WITH KTY TEMPERATURESENSOR POWER CONNECTOR ROTATABLE RESOLVER 2-POLE (RESOLVER P=1); SHAFT WITH FITTED KEY, TOLERANCE N; WITH HOLDING BRAKE PROTECTION CLASS IP65, | 1489 | TEM | 1 | MC | 4.901 | 1
1FK70422AC711TB2 | SIMOTICS S SYNCHRONOUS MOTOR 1FK7-CT PN=0,59 KW; UZK=600V M0=3NM (100K); NN=2000RPM; NATURAL COOLING; FRAME SIZE IMB 5 (IM V1, IM V3) FLANGE 1, WITH KTY TEMPERATURESENSOR POWER CONNECTOR ROTATABLE RESOLVER 2-POLE (RESOLVER P=1); SHAFT WITH FITTED KEY, TOLERANCE N; WITH HOLDING BRAKE PROTECTION CLASS IP65, FLANGE ON DRIVE END IP67; | 1489 | TEM | 1 | MC | 4.901 | 1
1FK70422AC711TG0 | SIMOTICS S SYNCHRONOUS MOTOR 1FK7-CT PN=0,59 KW; UZK=600V M0=3NM (100K); NN=2000RPM; NATURAL COOLING; FRAME SIZE IMB 5 (IM V1, IM V3) FLANGE 1, WITH KTY TEMPERATURESENSOR POWER CONNECTOR ROTATABLE RESOLVER 2-POLE (RESOLVER P=1); PLAIN SHAFT, TOLERANCE N; W/O HOLDING BRAKE PROTECTION CLASS IP64; | 1049 | TEM | 1 | MC | 4.602 | 1
1FK70422AC711TG1 | SIMOTICS S SYNCHRONOUS MOTOR 1FK7-CT PN=0,59 KW; UZK=600V M0=3NM (100K); NN=2000RPM; NATURAL COOLING; FRAME SIZE IMB 5 (IM V1, IM V3) FLANGE 1, WITH KTY TEMPERATURESENSOR POWER CONNECTOR ROTATABLE RESOLVER 2-POLE (RESOLVER P=1); PLAIN SHAFT, TOLERANCE N; W/O HOLDING BRAKE PROTECTION CLASS IP65, | 1142 | TEM | 1 | MC | 4.602 | 1
1FK70422AC711TG2 | SIMOTICS S SYNCHRONOUS MOTOR 1FK7-CT PN=0,59 KW; UZK=600V M0=3NM (100K); NN=2000RPM; NATURAL COOLING; FRAME SIZE IMB 5 (IM V1, IM V3) FLANGE 1, WITH KTY TEMPERATURESENSOR POWER CONNECTOR ROTATABLE RESOLVER 2-POLE (RESOLVER P=1); PLAIN SHAFT, TOLERANCE N; W/O HOLDING BRAKE PROTECTION CLASS IP65, FLANGE ON DRIVE END IP67; | 1142 | TEM | 1 | MC | 4.602 | 1
1FK70422AC711TH0 | SIMOTICS S SYNCHRONOUS MOTOR 1FK7-CT PN=0,59 KW; UZK=600V M0=3NM (100K); NN=2000RPM; NATURAL COOLING; FRAME SIZE IMB 5 (IM V1, IM V3) FLANGE 1, WITH KTY TEMPERATURESENSOR POWER CONNECTOR ROTATABLE RESOLVER 2-POLE (RESOLVER P=1); PLAIN SHAFT, TOLERANCE N; WITH HOLDING BRAKE PROTECTION CLASS IP64; | 1307 | TEM | 1 | MC | 4.901 | 1
1FK70422AC711TH1 | SIMOTICS S SYNCHRONOUS MOTOR 1FK7-CT PN=0,59 KW; UZK=600V M0=3NM (100K); NN=2000RPM; NATURAL COOLING; FRAME SIZE IMB 5 (IM V1, IM V3) FLANGE 1, WITH KTY TEMPERATURESENSOR POWER CONNECTOR ROTATABLE RESOLVER 2-POLE (RESOLVER P=1); PLAIN SHAFT, TOLERANCE N; WITH HOLDING BRAKE PROTECTION CLASS IP65, | 1401 | TEM | 1 | MC | 4.901 | 1
1FK70422AC711TH2 | SIMOTICS S SYNCHRONOUS MOTOR 1FK7-CT PN=0,59 KW; UZK=600V M0=3NM (100K); NN=2000RPM; NATURAL COOLING; FRAME SIZE IMB 5 (IM V1, IM V3) FLANGE 1, WITH KTY TEMPERATURESENSOR POWER CONNECTOR ROTATABLE RESOLVER 2-POLE (RESOLVER P=1); PLAIN SHAFT, TOLERANCE N; WITH HOLDING BRAKE PROTECTION CLASS IP65, FLANGE ON DRIVE END IP67; | 1401 | TEM | 1 | MC | 4.901 | 1
1FK70422AC711UA0 | SIMOTICS S SYNCHRONOUS MOTOR 1FK7-CT PN=0,59 KW; UZK=600V M0=3NM (100K); NN=2000RPM; NATURAL COOLING; FRAME SIZE IMB 5 (IM V1, IM V3) FLANGE 1 POWER CONNECTOR ROTATABLE RESOLVER MULTI-POLE WITH DRIVE-CLIQ INTERFACE; SHAFT WITH FITTED KEY, TOLERANCE N; W/O HOLDING BRAKE PROTECTION CLASS IP64; | 1376 | TEM | 1 | MC | 4.602 | 1
1FK70422AC711UA1 | SIMOTICS S SYNCHRONOUS MOTOR 1FK7-CT PN=0,59 KW; UZK=600V M0=3NM (100K); NN=2000RPM; NATURAL COOLING; FRAME SIZE IMB 5 (IM V1, IM V3) FLANGE 1 POWER CONNECTOR ROTATABLE RESOLVER MULTI-POLE WITH DRIVE-CLIQ INTERFACE; SHAFT WITH FITTED KEY, TOLERANCE N; W/O HOLDING BRAKE PROTECTION CLASS IP65, | 1469 | TEM | 1 | MC | 4.602 | 1
1FK70422AC711UA2 | SIMOTICS S SYNCHRONOUS MOTOR 1FK7-CT PN=0,59 KW; UZK=600V M0=3NM (100K); NN=2000RPM; NATURAL COOLING; FRAME SIZE IMB 5 (IM V1, IM V3) FLANGE 1 POWER CONNECTOR ROTATABLE RESOLVER MULTI-POLE WITH DRIVE-CLIQ INTERFACE; SHAFT WITH FITTED KEY, TOLERANCE N; W/O HOLDING BRAKE PROTECTION CLASS IP65, FLANGE ON DRIVE END IP67; | 1469 | TEM | 1 | MC | 4.602 | 1
1FK70422AC711UB0 | SIMOTICS S SYNCHRONOUS MOTOR 1FK7-CT PN=0,59 KW; UZK=600V M0=3NM (100K); NN=2000RPM; NATURAL COOLING; FRAME SIZE IMB 5 (IM V1, IM V3) FLANGE 1 POWER CONNECTOR ROTATABLE RESOLVER MULTI-POLE WITH DRIVE-CLIQ INTERFACE; SHAFT WITH FITTED KEY, TOLERANCE N; WITH HOLDING BRAKE PROTECTION CLASS IP64; | 1637 | TEM | 1 | MC | 4.901 | 1
1FK70422AC711UB1 | SIMOTICS S SYNCHRONOUS MOTOR 1FK7-CT PN=0,59 KW; UZK=600V M0=3NM (100K); NN=2000RPM; NATURAL COOLING; FRAME SIZE IMB 5 (IM V1, IM V3) FLANGE 1 POWER CONNECTOR ROTATABLE RESOLVER MULTI-POLE WITH DRIVE-CLIQ INTERFACE; SHAFT WITH FITTED KEY, TOLERANCE N; WITH HOLDING BRAKE PROTECTION CLASS IP65, | 1730 | TEM | 1 | MC | 4.901 | 1
1FK70422AC711UB2 | SIMOTICS S SYNCHRONOUS MOTOR 1FK7-CT PN=0,59 KW; UZK=600V M0=3NM (100K); NN=2000RPM; NATURAL COOLING; FRAME SIZE IMB 5 (IM V1, IM V3) FLANGE 1 POWER CONNECTOR ROTATABLE RESOLVER MULTI-POLE WITH DRIVE-CLIQ INTERFACE; SHAFT WITH FITTED KEY, TOLERANCE N; WITH HOLDING BRAKE PROTECTION CLASS IP65, FLANGE ON DRIVE END IP67; | 1730 | TEM | 1 | MC | 4.901 | 1
1FK70422AC711UG0 | SIMOTICS S SYNCHRONOUS MOTOR 1FK7-CT PN=0,59 KW; UZK=600V M0=3NM (100K); NN=2000RPM; NATURAL COOLING; FRAME SIZE IMB 5 (IM V1, IM V3) FLANGE 1 POWER CONNECTOR ROTATABLE RESOLVER MULTI-POLE WITH DRIVE-CLIQ INTERFACE; PLAIN SHAFT, TOLERANCE N; W/O HOLDING BRAKE PROTECTION CLASS IP64; | 1290 | TEM | 1 | MC | 4.602 | 1
1FK70422AC711UG1 | SIMOTICS S SYNCHRONOUS MOTOR 1FK7-CT PN=0,59 KW; UZK=600V M0=3NM (100K); NN=2000RPM; NATURAL COOLING; FRAME SIZE IMB 5 (IM V1, IM V3) FLANGE 1 POWER CONNECTOR ROTATABLE RESOLVER MULTI-POLE WITH DRIVE-CLIQ INTERFACE; PLAIN SHAFT, TOLERANCE N; W/O HOLDING BRAKE PROTECTION CLASS IP65, | 1383 | TEM | 1 | MC | 4.602 | 1
1FK70422AC711UG2 | SIMOTICS S SYNCHRONOUS MOTOR 1FK7-CT PN=0,59 KW; UZK=600V M0=3NM (100K); NN=2000RPM; NATURAL COOLING; FRAME SIZE IMB 5 (IM V1, IM V3) FLANGE 1 POWER CONNECTOR ROTATABLE RESOLVER MULTI-POLE WITH DRIVE-CLIQ INTERFACE; PLAIN SHAFT, TOLERANCE N; W/O HOLDING BRAKE PROTECTION CLASS IP65, FLANGE ON DRIVE END IP67; | 1383 | TEM | 1 | MC | 4.602 | 1
1FK70422AC711UH0 | SIMOTICS S SYNCHRONOUS MOTOR 1FK7-CT PN=0,59 KW; UZK=600V M0=3NM (100K); NN=2000RPM; NATURAL COOLING; FRAME SIZE IMB 5 (IM V1, IM V3) FLANGE 1 POWER CONNECTOR ROTATABLE RESOLVER MULTI-POLE WITH DRIVE-CLIQ INTERFACE; PLAIN SHAFT, TOLERANCE N; WITH HOLDING BRAKE PROTECTION CLASS IP64; | 1548 | TEM | 1 | MC | 4.901 | 1
1FK70422AC711UH1 | SIMOTICS S SYNCHRONOUS MOTOR 1FK7-CT PN=0,59 KW; UZK=600V M0=3NM (100K); NN=2000RPM; NATURAL COOLING; FRAME SIZE IMB 5 (IM V1, IM V3) FLANGE 1 POWER CONNECTOR ROTATABLE RESOLVER MULTI-POLE WITH DRIVE-CLIQ INTERFACE; PLAIN SHAFT, TOLERANCE N; WITH HOLDING BRAKE PROTECTION CLASS IP65, | 1642 | TEM | 1 | MC | 4.901 | 1
1FK70422AC711UH2 | SIMOTICS S SYNCHRONOUS MOTOR 1FK7-CT PN=0,59 KW; UZK=600V M0=3NM (100K); NN=2000RPM; NATURAL COOLING; FRAME SIZE IMB 5 (IM V1, IM V3) FLANGE 1 POWER CONNECTOR ROTATABLE RESOLVER MULTI-POLE WITH DRIVE-CLIQ INTERFACE; PLAIN SHAFT, TOLERANCE N; WITH HOLDING BRAKE PROTECTION CLASS IP65, FLANGE ON DRIVE END IP67; | 1642 | TEM | 1 | MC | 4.901 | 1
1FK70422AF211AA0 | SIMOTICS S SYNCHRONOUS MOTOR 1FK7-CT PN=0,82 KW; UZK=300V M0=3NM (100K); NN=3000RPM; NATURAL AIR COOLING; FRAME SIZE IMB 5 (IM V1, IM V3) FLANGE 1, WITH KTY TEMPERATURESENSOR POWER CONNECTOR ROTATABLE INCREMENTAL ENCODER SIN/COS 1VPP;2048 S/R W. C-AND D-SPUR (ENCODER IC2048S/R) SHAFT WITH FITTED KEY, TOLERANCE N; W/O HOLDING BRAKE PROTECTION CLASS IP64; | 1721 | TEM | 1 | MC | 4.601 | 1
1FK70422AF211AA1 | SIMOTICS S SYNCHRONOUS MOTOR 1FK7-CT PN=0,82 KW; UZK=300V M0=3NM (100K); NN=3000RPM; NATURAL AIR COOLING; FRAME SIZE IMB 5 (IM V1, IM V3) FLANGE 1, WITH KTY TEMPERATURESENSOR POWER CONNECTOR ROTATABLE INCREMENTAL ENCODER SIN/COS 1VPP;2048 S/R W. C-AND D-SPUR (ENCODER IC2048S/R) SHAFT WITH FITTED KEY, TOLERANCE N; W/O HOLDING BRAKE PROTECTION CLASS IP65, | 1814 | TEM | 1 | MC | 4.601 | 1
1FK70422AF211AA2 | SIMOTICS S SYNCHRONOUS MOTOR 1FK7-CT PN=0,82 KW; UZK=300V M0=3NM (100K); NN=3000RPM; NATURAL AIR COOLING; FRAME SIZE IMB 5 (IM V1, IM V3) FLANGE 1, WITH KTY TEMPERATURESENSOR POWER CONNECTOR ROTATABLE INCREMENTAL ENCODER SIN/COS 1VPP;2048 S/R W. C-AND D-SPUR (ENCODER IC2048S/R) SHAFT WITH FITTED KEY, TOLERANCE N; W/O HOLDING BRAKE PROTECTION CLASS IP65, FLANGE ON DRIVE END IP67; | 1814 | TEM | 1 | MC | 4.601 | 1
1FK70422AF211AB0 | SIMOTICS S SYNCHRONOUS MOTOR 1FK7-CT PN=0,82 KW; UZK=300V M0=3NM (100K); NN=3000RPM; NATURAL AIR COOLING; FRAME SIZE IMB 5 (IM V1, IM V3) FLANGE 1, WITH KTY TEMPERATURESENSOR POWER CONNECTOR ROTATABLE INCREMENTAL ENCODER SIN/COS 1VPP;2048 S/R W. C-AND D-SPUR (ENCODER IC2048S/R) SHAFT WITH FITTED KEY, TOLERANCE N; WITH HOLDING BRAKE PROTECTION CLASS IP64; | 1982 | TEM | 1 | MC | 4.9 | 1
1FK70422AF211AB1 | SIMOTICS S SYNCHRONOUS MOTOR 1FK7-CT PN=0,82 KW; UZK=300V M0=3NM (100K); NN=3000RPM; NATURAL AIR COOLING; FRAME SIZE IMB 5 (IM V1, IM V3) FLANGE 1, WITH KTY TEMPERATURESENSOR POWER CONNECTOR ROTATABLE INCREMENTAL ENCODER SIN/COS 1VPP;2048 S/R W. C-AND D-SPUR (ENCODER IC2048S/R) SHAFT WITH FITTED KEY, TOLERANCE N; WITH HOLDING BRAKE PROTECTION CLASS IP65, | 2075 | TEM | 1 | MC | 4.9 | 1
1FK70422AF211AB2 | SIMOTICS S SYNCHRONOUS MOTOR 1FK7-CT PN=0,82 KW; UZK=300V M0=3NM (100K); NN=3000RPM; NATURAL AIR COOLING; FRAME SIZE IMB 5 (IM V1, IM V3) FLANGE 1, WITH KTY TEMPERATURESENSOR POWER CONNECTOR ROTATABLE INCREMENTAL ENCODER SIN/COS 1VPP;2048 S/R W. C-AND D-SPUR (ENCODER IC2048S/R) SHAFT WITH FITTED KEY, TOLERANCE N; WITH HOLDING BRAKE PROTECTION CLASS IP65, FLANGE ON DRIVE END IP67; | 2075 | TEM | 1 | MC | 4.9 | 1
1FK70422AF211AG0 | SIMOTICS S SYNCHRONOUS MOTOR 1FK7-CT PN=0,82 KW; UZK=300V M0=3NM (100K); NN=3000RPM; NATURAL AIR COOLING; FRAME SIZE IMB 5 (IM V1, IM V3) FLANGE 1, WITH KTY TEMPERATURESENSOR POWER CONNECTOR ROTATABLE INCREMENTAL ENCODER SIN/COS 1VPP;2048 S/R W. C-AND D-SPUR (ENCODER IC2048S/R) PLAIN SHAFT, TOLERANCE N; W/O HOLDING BRAKE PROTECTION CLASS IP64; | 1635 | TEM | 1 | MC | 4.601 | 1
1FK70422AF211AG1 | SIMOTICS S SYNCHRONOUS MOTOR 1FK7-CT PN=0,82 KW; UZK=300V M0=3NM (100K); NN=3000RPM; NATURAL AIR COOLING; FRAME SIZE IMB 5 (IM V1, IM V3) FLANGE 1, WITH KTY TEMPERATURESENSOR POWER CONNECTOR ROTATABLE INCREMENTAL ENCODER SIN/COS 1VPP;2048 S/R W. C-AND D-SPUR (ENCODER IC2048S/R) PLAIN SHAFT, TOLERANCE N; W/O HOLDING BRAKE PROTECTION CLASS IP65, | 1728 | TEM | 1 | MC | 4.601 | 1
1FK70422AF211AG2 | SIMOTICS S SYNCHRONOUS MOTOR 1FK7-CT PN=0,82 KW; UZK=300V M0=3NM (100K); NN=3000RPM; NATURAL AIR COOLING; FRAME SIZE IMB 5 (IM V1, IM V3) FLANGE 1, WITH KTY TEMPERATURESENSOR POWER CONNECTOR ROTATABLE INCREMENTAL ENCODER SIN/COS 1VPP;2048 S/R W. C-AND D-SPUR (ENCODER IC2048S/R) PLAIN SHAFT, TOLERANCE N; W/O HOLDING BRAKE PROTECTION CLASS IP65, FLANGE ON DRIVE END IP67; | 1728 | TEM | 1 | MC | 4.601 | 1
1FK70422AF211AH0 | SIMOTICS S SYNCHRONOUS MOTOR 1FK7-CT PN=0,82 KW; UZK=300V M0=3NM (100K); NN=3000RPM; NATURAL AIR COOLING; FRAME SIZE IMB 5 (IM V1, IM V3) FLANGE 1, WITH KTY TEMPERATURESENSOR POWER CONNECTOR ROTATABLE INCREMENTAL ENCODER SIN/COS 1VPP;2048 S/R W. C-AND D-SPUR (ENCODER IC2048S/R) PLAIN SHAFT, TOLERANCE N; WITH HOLDING BRAKE PROTECTION CLASS IP64; | 1893 | TEM | 1 | MC | 4.9 | 1
1FK70422AF211AH1 | SIMOTICS S SYNCHRONOUS MOTOR 1FK7-CT PN=0,82 KW; UZK=300V M0=3NM (100K); NN=3000RPM; NATURAL AIR COOLING; FRAME SIZE IMB 5 (IM V1, IM V3) FLANGE 1, WITH KTY TEMPERATURESENSOR POWER CONNECTOR ROTATABLE INCREMENTAL ENCODER SIN/COS 1VPP;2048 S/R W. C-AND D-SPUR (ENCODER IC2048S/R) PLAIN SHAFT, TOLERANCE N; WITH HOLDING BRAKE PROTECTION CLASS IP65, | 1987 | TEM | 1 | MC | 4.9 | 1
1FK70422AF211AH2 | SIMOTICS S SYNCHRONOUS MOTOR 1FK7-CT PN=0,82 KW; UZK=300V M0=3NM (100K); NN=3000RPM; NATURAL AIR COOLING; FRAME SIZE IMB 5 (IM V1, IM V3) FLANGE 1, WITH KTY TEMPERATURESENSOR POWER CONNECTOR ROTATABLE INCREMENTAL ENCODER SIN/COS 1VPP;2048 S/R W. C-AND D-SPUR (ENCODER IC2048S/R) PLAIN SHAFT, TOLERANCE N; WITH HOLDING BRAKE PROTECTION CLASS IP65, FLANGE ON DRIVE END IP67; | 1987 | TEM | 1 | MC | 4.9 | 1
1FK70422AF211BA0 | SIMOTICS S SYNCHRONOUS MOTOR 1FK7-CT PN=0,82 KW; UZK=300V M0=3NM (100K); NN=3000RPM; NATURAL AIR COOLING; FRAME SIZE IMB 5 (IM V1, IM V3) FLANGE 1 POWER CONNECTOR ROTATABLE ABSOLUTE ENCODER SINGLETURN 24 BIT WITH DRIVE CLIQ INTERFACE (ENCODER AS24DQI) SHAFT WITH FITTED KEY, TOLERANCE N; W/O HOLDING BRAKE PROTECTION CLASS IP64; | 1962 | TEM | 1 | MC | 4.601 | 1
1FK70422AF211BA1 | SIMOTICS S SYNCHRONOUS MOTOR 1FK7-CT PN=0,82 KW; UZK=300V M0=3NM (100K); NN=3000RPM; NATURAL AIR COOLING; FRAME SIZE IMB 5 (IM V1, IM V3) FLANGE 1 POWER CONNECTOR ROTATABLE ABSOLUTE ENCODER SINGLETURN 24 BIT WITH DRIVE CLIQ INTERFACE (ENCODER AS24DQI) SHAFT WITH FITTED KEY, TOLERANCE N; W/O HOLDING BRAKE PROTECTION CLASS IP65, | 2055 | TEM | 1 | MC | 4.601 | 1
1FK70422AF211BA2 | SIMOTICS S SYNCHRONOUS MOTOR 1FK7-CT PN=0,82 KW; UZK=300V M0=3NM (100K); NN=3000RPM; NATURAL AIR COOLING; FRAME SIZE IMB 5 (IM V1, IM V3) FLANGE 1 POWER CONNECTOR ROTATABLE ABSOLUTE ENCODER SINGLETURN 24 BIT WITH DRIVE CLIQ INTERFACE (ENCODER AS24DQI) SHAFT WITH FITTED KEY, TOLERANCE N; W/O HOLDING BRAKE PROTECTION CLASS IP65, FLANGE ON DRIVE END IP67; | 2055 | TEM | 1 | MC | 4.601 | 1
1FK70422AF211BB0 | SIMOTICS S SYNCHRONOUS MOTOR 1FK7-CT PN=0,82 KW; UZK=300V M0=3NM (100K); NN=3000RPM; NATURAL AIR COOLING; FRAME SIZE IMB 5 (IM V1, IM V3) FLANGE 1 POWER CONNECTOR ROTATABLE ABSOLUTE ENCODER SINGLETURN 24 BIT WITH DRIVE CLIQ INTERFACE (ENCODER AS24DQI) SHAFT WITH FITTED KEY, TOLERANCE N; WITH HOLDING BRAKE PROTECTION CLASS IP64; | 2223 | TEM | 1 | MC | 4.9 | 1
1FK70422AF211BB1 | SIMOTICS S SYNCHRONOUS MOTOR 1FK7-CT PN=0,82 KW; UZK=300V M0=3NM (100K); NN=3000RPM; NATURAL AIR COOLING; FRAME SIZE IMB 5 (IM V1, IM V3) FLANGE 1 POWER CONNECTOR ROTATABLE ABSOLUTE ENCODER SINGLETURN 24 BIT WITH DRIVE CLIQ INTERFACE (ENCODER AS24DQI) SHAFT WITH FITTED KEY, TOLERANCE N; WITH HOLDING BRAKE PROTECTION CLASS IP65, | 2316 | TEM | 1 | MC | 4.9 | 1
1FK70422AF211BB2 | SIMOTICS S SYNCHRONOUS MOTOR 1FK7-CT PN=0,82 KW; UZK=300V M0=3NM (100K); NN=3000RPM; NATURAL AIR COOLING; FRAME SIZE IMB 5 (IM V1, IM V3) FLANGE 1 POWER CONNECTOR ROTATABLE ABSOLUTE ENCODER SINGLETURN 24 BIT WITH DRIVE CLIQ INTERFACE (ENCODER AS24DQI) SHAFT WITH FITTED KEY, TOLERANCE N; WITH HOLDING BRAKE PROTECTION CLASS IP65, FLANGE ON DRIVE END IP67; | 2316 | TEM | 1 | MC | 4.9 | 1
1FK70422AF211BG0 | SIMOTICS S SYNCHRONOUS MOTOR 1FK7-CT PN=0,82 KW; UZK=300V M0=3NM (100K); NN=3000RPM; NATURAL AIR COOLING; FRAME SIZE IMB 5 (IM V1, IM V3) FLANGE 1 POWER CONNECTOR ROTATABLE ABSOLUTE ENCODER SINGLETURN 24 BIT WITH DRIVE CLIQ INTERFACE (ENCODER AS24DQI) PLAIN SHAFT, TOLERANCE N; W/O HOLDING BRAKE PROTECTION CLASS IP64; | 1876 | TEM | 1 | MC | 4.601 | 1
1FK70422AF211BG1 | SIMOTICS S SYNCHRONOUS MOTOR 1FK7-CT PN=0,82 KW; UZK=300V M0=3NM (100K); NN=3000RPM; NATURAL AIR COOLING; FRAME SIZE IMB 5 (IM V1, IM V3) FLANGE 1 POWER CONNECTOR ROTATABLE ABSOLUTE ENCODER SINGLETURN 24 BIT WITH DRIVE CLIQ INTERFACE (ENCODER AS24DQI) PLAIN SHAFT, TOLERANCE N; W/O HOLDING BRAKE PROTECTION CLASS IP65, | 1969 | TEM | 1 | MC | 4.601 | 1
1FK70422AF211BG2 | SIMOTICS S SYNCHRONOUS MOTOR 1FK7-CT PN=0,82 KW; UZK=300V M0=3NM (100K); NN=3000RPM; NATURAL AIR COOLING; FRAME SIZE IMB 5 (IM V1, IM V3) FLANGE 1 POWER CONNECTOR ROTATABLE ABSOLUTE ENCODER SINGLETURN 24 BIT WITH DRIVE CLIQ INTERFACE (ENCODER AS24DQI) PLAIN SHAFT, TOLERANCE N; W/O HOLDING BRAKE PROTECTION CLASS IP65, FLANGE ON DRIVE END IP67; | 1969 | TEM | 1 | MC | 4.601 | 1
1FK70422AF211BH0 | SIMOTICS S SYNCHRONOUS MOTOR 1FK7-CT PN=0,82 KW; UZK=300V M0=3NM (100K); NN=3000RPM; NATURAL AIR COOLING; FRAME SIZE IMB 5 (IM V1, IM V3) FLANGE 1 POWER CONNECTOR ROTATABLE ABSOLUTE ENCODER SINGLETURN 24 BIT WITH DRIVE CLIQ INTERFACE (ENCODER AS24DQI) PLAIN SHAFT, TOLERANCE N; WITH HOLDING BRAKE PROTECTION CLASS IP64; | 2134 | TEM | 1 | MC | 4.9 | 1
1FK70422AF211BH1 | SIMOTICS S SYNCHRONOUS MOTOR 1FK7-CT PN=0,82 KW; UZK=300V M0=3NM (100K); NN=3000RPM; NATURAL AIR COOLING; FRAME SIZE IMB 5 (IM V1, IM V3) FLANGE 1 POWER CONNECTOR ROTATABLE ABSOLUTE ENCODER SINGLETURN 24 BIT WITH DRIVE CLIQ INTERFACE (ENCODER AS24DQI) PLAIN SHAFT, TOLERANCE N; WITH HOLDING BRAKE PROTECTION CLASS IP65, | 2228 | TEM | 1 | MC | 4.9 | 1
1FK70422AF211BH2 | SIMOTICS S SYNCHRONOUS MOTOR 1FK7-CT PN=0,82 KW; UZK=300V M0=3NM (100K); NN=3000RPM; NATURAL AIR COOLING; FRAME SIZE IMB 5 (IM V1, IM V3) FLANGE 1 POWER CONNECTOR ROTATABLE ABSOLUTE ENCODER SINGLETURN 24 BIT WITH DRIVE CLIQ INTERFACE (ENCODER AS24DQI) PLAIN SHAFT, TOLERANCE N; WITH HOLDING BRAKE PROTECTION CLASS IP65, FLANGE ON DRIVE END IP67; | 2228 | TEM | 1 | MC | 4.9 | 1
1FK70422AF211CA0 | SIMOTICS S SYNCHRONOUS MOTOR 1FK7-CT PN=0,82 KW; UZK=300V M0=3NM (100K); NN=3000RPM; NATURAL AIR COOLING; FRAME SIZE IMB 5 (IM V1, IM V3) FLANGE 1 POWER CONNECTOR ROTATABLE ABSOLUTE ENCODER 24 BIT + 12 BIT MULTITURN WITH DRIVE-CLIQ INTERFACE (ENCODER AM24DQI) SHAFT WITH FITTED KEY, TOLERANCE N; W/O HOLDING BRAKE PROTECTION CLASS IP64; | 2331 | TEM | 1 | MC | 4.601 | 1
1FK70422AF211CA1 | SIMOTICS S SYNCHRONOUS MOTOR 1FK7-CT PN=0,82 KW; UZK=300V M0=3NM (100K); NN=3000RPM; NATURAL AIR COOLING; FRAME SIZE IMB 5 (IM V1, IM V3) FLANGE 1 POWER CONNECTOR ROTATABLE ABSOLUTE ENCODER 24 BIT + 12 BIT MULTITURN WITH DRIVE-CLIQ INTERFACE (ENCODER AM24DQI) SHAFT WITH FITTED KEY, TOLERANCE N; W/O HOLDING BRAKE PROTECTION CLASS IP65, | 2425 | TEM | 1 | MC | 4.601 | 1
1FK70422AF211CA2 | SIMOTICS S SYNCHRONOUS MOTOR 1FK7-CT PN=0,82 KW; UZK=300V M0=3NM (100K); NN=3000RPM; NATURAL AIR COOLING; FRAME SIZE IMB 5 (IM V1, IM V3) FLANGE 1 POWER CONNECTOR ROTATABLE ABSOLUTE ENCODER 24 BIT + 12 BIT MULTITURN WITH DRIVE-CLIQ INTERFACE (ENCODER AM24DQI) SHAFT WITH FITTED KEY, TOLERANCE N; W/O HOLDING BRAKE PROTECTION CLASS IP65, FLANGE ON DRIVE END IP67; | 2425 | TEM | 1 | MC | 4.601 | 1
1FK70422AF211CB0 | SIMOTICS S SYNCHRONOUS MOTOR 1FK7-CT PN=0,82 KW; UZK=300V M0=3NM (100K); NN=3000RPM; NATURAL AIR COOLING; FRAME SIZE IMB 5 (IM V1, IM V3) FLANGE 1 POWER CONNECTOR ROTATABLE ABSOLUTE ENCODER 24 BIT + 12 BIT MULTITURN WITH DRIVE-CLIQ INTERFACE (ENCODER AM24DQI) SHAFT WITH FITTED KEY, TOLERANCE N; WITH HOLDING BRAKE PROTECTION CLASS IP64; | 2592 | TEM | 1 | MC | 4.9 | 1
1FK70422AF211CB1 | SIMOTICS S SYNCHRONOUS MOTOR 1FK7-CT PN=0,82 KW; UZK=300V M0=3NM (100K); NN=3000RPM; NATURAL AIR COOLING; FRAME SIZE IMB 5 (IM V1, IM V3) FLANGE 1 POWER CONNECTOR ROTATABLE ABSOLUTE ENCODER 24 BIT + 12 BIT MULTITURN WITH DRIVE-CLIQ INTERFACE (ENCODER AM24DQI) SHAFT WITH FITTED KEY, TOLERANCE N; WITH HOLDING BRAKE PROTECTION CLASS IP65, | 2686 | TEM | 1 | MC | 4.9 | 1
1FK70422AF211CB2 | SIMOTICS S SYNCHRONOUS MOTOR 1FK7-CT PN=0,82 KW; UZK=300V M0=3NM (100K); NN=3000RPM; NATURAL AIR COOLING; FRAME SIZE IMB 5 (IM V1, IM V3) FLANGE 1 POWER CONNECTOR ROTATABLE ABSOLUTE ENCODER 24 BIT + 12 BIT MULTITURN WITH DRIVE-CLIQ INTERFACE (ENCODER AM24DQI) SHAFT WITH FITTED KEY, TOLERANCE N; WITH HOLDING BRAKE PROTECTION CLASS IP65, FLANGE ON DRIVE END IP67; | 2686 | TEM | 1 | MC | 4.9 | 1
1FK70422AF211CG0 | SIMOTICS S SYNCHRONOUS MOTOR 1FK7-CT PN=0,82 KW; UZK=300V M0=3NM (100K); NN=3000RPM; NATURAL AIR COOLING; FRAME SIZE IMB 5 (IM V1, IM V3) FLANGE 1 POWER CONNECTOR ROTATABLE ABSOLUTE ENCODER 24 BIT + 12 BIT MULTITURN WITH DRIVE-CLIQ INTERFACE (ENCODER AM24DQI) PLAIN SHAFT, TOLERANCE N; W/O HOLDING BRAKE PROTECTION CLASS IP64; | 2245 | TEM | 1 | MC | 4.601 | 1
1FK70422AF211CG1 | SIMOTICS S SYNCHRONOUS MOTOR 1FK7-CT PN=0,82 KW; UZK=300V M0=3NM (100K); NN=3000RPM; NATURAL AIR COOLING; FRAME SIZE IMB 5 (IM V1, IM V3) FLANGE 1 POWER CONNECTOR ROTATABLE ABSOLUTE ENCODER 24 BIT + 12 BIT MULTITURN WITH DRIVE-CLIQ INTERFACE (ENCODER AM24DQI) PLAIN SHAFT, TOLERANCE N; W/O HOLDING BRAKE PROTECTION CLASS IP65, | 2338 | TEM | 1 | MC | 4.601 | 1
1FK70422AF211CG2 | SIMOTICS S SYNCHRONOUS MOTOR 1FK7-CT PN=0,82 KW; UZK=300V M0=3NM (100K); NN=3000RPM; NATURAL AIR COOLING; FRAME SIZE IMB 5 (IM V1, IM V3) FLANGE 1 POWER CONNECTOR ROTATABLE ABSOLUTE ENCODER 24 BIT + 12 BIT MULTITURN WITH DRIVE-CLIQ INTERFACE (ENCODER AM24DQI) PLAIN SHAFT, TOLERANCE N; W/O HOLDING BRAKE PROTECTION CLASS IP65, FLANGE ON DRIVE END IP67; | 2338 | TEM | 1 | MC | 4.601 | 1
1FK70422AF211CH0 | SIMOTICS S SYNCHRONOUS MOTOR 1FK7-CT PN=0,82 KW; UZK=300V M0=3NM (100K); NN=3000RPM; NATURAL AIR COOLING; FRAME SIZE IMB 5 (IM V1, IM V3) FLANGE 1 POWER CONNECTOR ROTATABLE ABSOLUTE ENCODER 24 BIT + 12 BIT MULTITURN WITH DRIVE-CLIQ INTERFACE (ENCODER AM24DQI) PLAIN SHAFT, TOLERANCE N; WITH HOLDING BRAKE PROTECTION CLASS IP64; | 2504 | TEM | 1 | MC | 4.9 | 1
1FK70422AF211CH1 | SIMOTICS S SYNCHRONOUS MOTOR 1FK7-CT PN=0,82 KW; UZK=300V M0=3NM (100K); NN=3000RPM; NATURAL AIR COOLING; FRAME SIZE IMB 5 (IM V1, IM V3) FLANGE 1 POWER CONNECTOR ROTATABLE ABSOLUTE ENCODER 24 BIT + 12 BIT MULTITURN WITH DRIVE-CLIQ INTERFACE (ENCODER AM24DQI) PLAIN SHAFT, TOLERANCE N; WITH HOLDING BRAKE PROTECTION CLASS IP65, | 2597 | TEM | 1 | MC | 4.9 | 1
1FK70422AF211CH2 | SIMOTICS S SYNCHRONOUS MOTOR 1FK7-CT PN=0,82 KW; UZK=300V M0=3NM (100K); NN=3000RPM; NATURAL AIR COOLING; FRAME SIZE IMB 5 (IM V1, IM V3) FLANGE 1 POWER CONNECTOR ROTATABLE ABSOLUTE ENCODER 24 BIT + 12 BIT MULTITURN WITH DRIVE-CLIQ INTERFACE (ENCODER AM24DQI) PLAIN SHAFT, TOLERANCE N; WITH HOLDING BRAKE PROTECTION CLASS IP65, FLANGE ON DRIVE END IP67; | 2597 | TEM | 1 | MC | 4.9 | 1
1FK70422AF211DA0 | SIMOTICS S SYNCHRONOUS MOTOR 1FK7-CT PN=0,82 KW; UZK=300V M0=3NM (100K); NN=3000RPM; NATURAL AIR COOLING; FRAME SIZE IMB 5 (IM V1, IM V3) FLANGE 1 POWER CONNECTOR ROTATABLE INCREMENTAL ENCODER 22 BIT WITH DRIVE-CLIQ INTERFACE (ENCODER IC22DQ) SHAFT WITH FITTED KEY, TOLERANCE N; W/O HOLDING BRAKE PROTECTION CLASS IP64; | 2042 | TEM | 1 | MC | 4.602 | 1
1FK70422AF211DB0 | SIMOTICS S SYNCHRONOUS MOTOR 1FK7-CT PN=0,82 KW; UZK=300V M0=3NM (100K); NN=3000RPM; NATURAL AIR COOLING; FRAME SIZE IMB 5 (IM V1, IM V3) FLANGE 1 POWER CONNECTOR ROTATABLE INCREMENTAL ENCODER 22 BIT WITH DRIVE-CLIQ INTERFACE (ENCODER IC22DQ) SHAFT WITH FITTED KEY, TOLERANCE N; WITH HOLDING BRAKE PROTECTION CLASS IP64; | 2303 | TEM | 1 | MC | 4.901 | 1
1FK70422AF211DG0 | SIMOTICS S SYNCHRONOUS MOTOR 1FK7-CT PN=0,82 KW; UZK=300V M0=3NM (100K); NN=3000RPM; NATURAL AIR COOLING; FRAME SIZE IMB 5 (IM V1, IM V3) FLANGE 1 POWER CONNECTOR ROTATABLE INCREMENTAL ENCODER 22 BIT WITH DRIVE-CLIQ INTERFACE (ENCODER IC22DQ) PLAIN SHAFT, TOLERANCE N; W/O HOLDING BRAKE PROTECTION CLASS IP64; | 1956 | TEM | 1 | MC | 4.602 | 1
1FK70422AF211DH0 | SIMOTICS S SYNCHRONOUS MOTOR 1FK7-CT PN=0,82 KW; UZK=300V M0=3NM (100K); NN=3000RPM; NATURAL AIR COOLING; FRAME SIZE IMB 5 (IM V1, IM V3) FLANGE 1 POWER CONNECTOR ROTATABLE INCREMENTAL ENCODER 22 BIT WITH DRIVE-CLIQ INTERFACE (ENCODER IC22DQ) PLAIN SHAFT, TOLERANCE N; WITH HOLDING BRAKE PROTECTION CLASS IP64; | 2215 | TEM | 1 | MC | 4.901 | 1
1FK70422AF211EA0 | SIMOTICS S SYNCHRONOUS MOTOR 1FK7-CT PN=0,82 KW; UZK=300V M0=3NM (100K); NN=3000RPM; NATURAL AIR COOLING; FRAME SIZE IMB 5 (IM V1, IM V3) FLANGE 1, WITH KTY TEMPERATURESENSOR POWER CONNECTOR ROTATABLE ABSOLUTE ENCODERR 2048 S/R + 4096 UMDREHUNGEN MULTITURN, WITH ENDAT-SCHNITTSTELLE (ENCODER AM2048S/R) SHAFT WITH FITTED KEY, TOLERANCE N; W/O HOLDING BRAKE PROTECTION CLASS IP64; | 2092 | TEM | 1 | MC | 4.601 | 1
1FK70422AF211EA1 | SIMOTICS S SYNCHRONOUS MOTOR 1FK7-CT PN=0,82 KW; UZK=300V M0=3NM (100K); NN=3000RPM; NATURAL AIR COOLING; FRAME SIZE IMB 5 (IM V1, IM V3) FLANGE 1, WITH KTY TEMPERATURESENSOR POWER CONNECTOR ROTATABLE ABSOLUTE ENCODERR 2048 S/R + 4096 UMDREHUNGEN MULTITURN, WITH ENDAT-SCHNITTSTELLE (ENCODER AM2048S/R) SHAFT WITH FITTED KEY, TOLERANCE N; W/O HOLDING BRAKE PROTECTION CLASS IP65, | 2186 | TEM | 1 | MC | 4.601 | 1
1FK70422AF211EA2 | SIMOTICS S SYNCHRONOUS MOTOR 1FK7-CT PN=0,82 KW; UZK=300V M0=3NM (100K); NN=3000RPM; NATURAL AIR COOLING; FRAME SIZE IMB 5 (IM V1, IM V3) FLANGE 1, WITH KTY TEMPERATURESENSOR POWER CONNECTOR ROTATABLE ABSOLUTE ENCODERR 2048 S/R + 4096 UMDREHUNGEN MULTITURN, WITH ENDAT-SCHNITTSTELLE (ENCODER AM2048S/R) SHAFT WITH FITTED KEY, TOLERANCE N; W/O HOLDING BRAKE PROTECTION CLASS IP65, FLANGE ON DRIVE END IP67; | 2186 | TEM | 1 | MC | 4.601 | 1
1FK70422AF211EB0 | SIMOTICS S SYNCHRONOUS MOTOR 1FK7-CT PN=0,82 KW; UZK=300V M0=3NM (100K); NN=3000RPM; NATURAL AIR COOLING; FRAME SIZE IMB 5 (IM V1, IM V3) FLANGE 1, WITH KTY TEMPERATURESENSOR POWER CONNECTOR ROTATABLE ABSOLUTE ENCODERR 2048 S/R + 4096 UMDREHUNGEN MULTITURN, WITH ENDAT-SCHNITTSTELLE (ENCODER AM2048S/R) SHAFT WITH FITTED KEY, TOLERANCE N; WITH HOLDING BRAKE PROTECTION CLASS IP64; | 2353 | TEM | 1 | MC | 4.9 | 1
1FK70422AF211EB1 | SIMOTICS S SYNCHRONOUS MOTOR 1FK7-CT PN=0,82 KW; UZK=300V M0=3NM (100K); NN=3000RPM; NATURAL AIR COOLING; FRAME SIZE IMB 5 (IM V1, IM V3) FLANGE 1, WITH KTY TEMPERATURESENSOR POWER CONNECTOR ROTATABLE ABSOLUTE ENCODERR 2048 S/R + 4096 UMDREHUNGEN MULTITURN, WITH ENDAT-SCHNITTSTELLE (ENCODER AM2048S/R) SHAFT WITH FITTED KEY, TOLERANCE N; WITH HOLDING BRAKE PROTECTION CLASS IP65, | 2447 | TEM | 1 | MC | 4.9 | 1
1FK70422AF211EB2 | SIMOTICS S SYNCHRONOUS MOTOR 1FK7-CT PN=0,82 KW; UZK=300V M0=3NM (100K); NN=3000RPM; NATURAL AIR COOLING; FRAME SIZE IMB 5 (IM V1, IM V3) FLANGE 1, WITH KTY TEMPERATURESENSOR POWER CONNECTOR ROTATABLE ABSOLUTE ENCODERR 2048 S/R + 4096 UMDREHUNGEN MULTITURN, WITH ENDAT-SCHNITTSTELLE (ENCODER AM2048S/R) SHAFT WITH FITTED KEY, TOLERANCE N; WITH HOLDING BRAKE PROTECTION CLASS IP65, FLANGE ON DRIVE END IP67; | 2447 | TEM | 1 | MC | 4.9 | 1
1FK70422AF211EG0 | SIMOTICS S SYNCHRONOUS MOTOR 1FK7-CT PN=0,82 KW; UZK=300V M0=3NM (100K); NN=3000RPM; NATURAL AIR COOLING; FRAME SIZE IMB 5 (IM V1, IM V3) FLANGE 1, WITH KTY TEMPERATURESENSOR POWER CONNECTOR ROTATABLE ABSOLUTE ENCODERR 2048 S/R + 4096 UMDREHUNGEN MULTITURN, WITH ENDAT-SCHNITTSTELLE (ENCODER AM2048S/R) PLAIN SHAFT, TOLERANCE N; W/O HOLDING BRAKE PROTECTION CLASS IP64; | 2006 | TEM | 1 | MC | 4.601 | 1
1FK70422AF211EG1 | SIMOTICS S SYNCHRONOUS MOTOR 1FK7-CT PN=0,82 KW; UZK=300V M0=3NM (100K); NN=3000RPM; NATURAL AIR COOLING; FRAME SIZE IMB 5 (IM V1, IM V3) FLANGE 1, WITH KTY TEMPERATURESENSOR POWER CONNECTOR ROTATABLE ABSOLUTE ENCODERR 2048 S/R + 4096 UMDREHUNGEN MULTITURN, WITH ENDAT-SCHNITTSTELLE (ENCODER AM2048S/R) PLAIN SHAFT, TOLERANCE N; W/O HOLDING BRAKE PROTECTION CLASS IP65, | 2100 | TEM | 1 | MC | 4.601 | 1
1FK70422AF211EG2 | SIMOTICS S SYNCHRONOUS MOTOR 1FK7-CT PN=0,82 KW; UZK=300V M0=3NM (100K); NN=3000RPM; NATURAL AIR COOLING; FRAME SIZE IMB 5 (IM V1, IM V3) FLANGE 1, WITH KTY TEMPERATURESENSOR POWER CONNECTOR ROTATABLE ABSOLUTE ENCODERR 2048 S/R + 4096 UMDREHUNGEN MULTITURN, WITH ENDAT-SCHNITTSTELLE (ENCODER AM2048S/R) PLAIN SHAFT, TOLERANCE N; W/O HOLDING BRAKE PROTECTION CLASS IP65, FLANGE ON DRIVE END IP67; | 2100 | TEM | 1 | MC | 4.601 | 1
1FK70422AF211EH0 | SIMOTICS S SYNCHRONOUS MOTOR 1FK7-CT PN=0,82 KW; UZK=300V M0=3NM (100K); NN=3000RPM; NATURAL AIR COOLING; FRAME SIZE IMB 5 (IM V1, IM V3) FLANGE 1, WITH KTY TEMPERATURESENSOR POWER CONNECTOR ROTATABLE ABSOLUTE ENCODERR 2048 S/R + 4096 UMDREHUNGEN MULTITURN, WITH ENDAT-SCHNITTSTELLE (ENCODER AM2048S/R) PLAIN SHAFT, TOLERANCE N; WITH HOLDING BRAKE PROTECTION CLASS IP64; | 2265 | TEM | 1 | MC | 4.9 | 1
1FK70422AF211EH1 | SIMOTICS S SYNCHRONOUS MOTOR 1FK7-CT PN=0,82 KW; UZK=300V M0=3NM (100K); NN=3000RPM; NATURAL AIR COOLING; FRAME SIZE IMB 5 (IM V1, IM V3) FLANGE 1, WITH KTY TEMPERATURESENSOR POWER CONNECTOR ROTATABLE ABSOLUTE ENCODERR 2048 S/R + 4096 UMDREHUNGEN MULTITURN, WITH ENDAT-SCHNITTSTELLE (ENCODER AM2048S/R) PLAIN SHAFT, TOLERANCE N; WITH HOLDING BRAKE PROTECTION CLASS IP65, | 2358 | TEM | 1 | MC | 4.9 | 1
1FK70422AF211EH2 | SIMOTICS S SYNCHRONOUS MOTOR 1FK7-CT PN=0,82 KW; UZK=300V M0=3NM (100K); NN=3000RPM; NATURAL AIR COOLING; FRAME SIZE IMB 5 (IM V1, IM V3) FLANGE 1, WITH KTY TEMPERATURESENSOR POWER CONNECTOR ROTATABLE ABSOLUTE ENCODERR 2048 S/R + 4096 UMDREHUNGEN MULTITURN, WITH ENDAT-SCHNITTSTELLE (ENCODER AM2048S/R) PLAIN SHAFT, TOLERANCE N; WITH HOLDING BRAKE PROTECTION CLASS IP65, FLANGE ON DRIVE END IP67; | 2358 | TEM | 1 | MC | 4.9 | 1
1FK70422AF211FB1 | SIMOTICS S SYNCHRONOUS MOTOR 1FK7-CT PN=0,82 KW; UZK=300V M0=3NM (100K); NN=3000RPM; NATURAL AIR COOLING; FRAME SIZE IMB 5 (IM V1, IM V3) FLANGE 1 POWER CONNECTOR ROTATABLE ABSOLUTE ENCODER 22BIT + 12 BIT MULTITURN, WITH DRIVE-CLIQ INTERFACE (ENCODER AM22DQ) SHAFT WITH FITTED KEY, TOLERANCE N; WITH HOLDING BRAKE PROTECTION CLASS IP65, | 2766 | TEM | 1 | MC | 4.9 | 1
1FK70422AF211KA0 | SIMOTICS S SYNCHRONOUS MOTOR 1FK7-CT PN=0,82 KW; UZK=300V M0=3NM (100K); NN=3000RPM; NATURAL AIR COOLING; FRAME SIZE IMB 5 (IM V1, IM V3) FLANGE 1 POWER CONNECTOR ROTATABLE ABSOLUTE ENCODER 16BIT + 12BIT MULTITURN, WITH DRIVE-CLIQ INTERFACE (ENCODER AM16DQ) SHAFT WITH FITTED KEY, TOLERANCE N; W/O HOLDING BRAKE PROTECTION CLASS IP64; | 1894 | TEM | 1 | MC | 4.601 | 1
1FK70422AF211KA1 | SIMOTICS S SYNCHRONOUS MOTOR 1FK7-CT PN=0,82 KW; UZK=300V M0=3NM (100K); NN=3000RPM; NATURAL AIR COOLING; FRAME SIZE IMB 5 (IM V1, IM V3) FLANGE 1 POWER CONNECTOR ROTATABLE ABSOLUTE ENCODER 16BIT + 12BIT MULTITURN, WITH DRIVE-CLIQ INTERFACE (ENCODER AM16DQ) SHAFT WITH FITTED KEY, TOLERANCE N; W/O HOLDING BRAKE PROTECTION CLASS IP65, | 1987 | TEM | 1 | MC | 4.601 | 1
1FK70422AF211KA2 | SIMOTICS S SYNCHRONOUS MOTOR 1FK7-CT PN=0,82 KW; UZK=300V M0=3NM (100K); NN=3000RPM; NATURAL AIR COOLING; FRAME SIZE IMB 5 (IM V1, IM V3) FLANGE 1 POWER CONNECTOR ROTATABLE ABSOLUTE ENCODER 16BIT + 12BIT MULTITURN, WITH DRIVE-CLIQ INTERFACE (ENCODER AM16DQ) SHAFT WITH FITTED KEY, TOLERANCE N; W/O HOLDING BRAKE PROTECTION CLASS IP65, FLANGE ON DRIVE END IP67; | 1987 | TEM | 1 | MC | 4.601 | 1
1FK70422AF211KB0 | SIMOTICS S SYNCHRONOUS MOTOR 1FK7-CT PN=0,82 KW; UZK=300V M0=3NM (100K); NN=3000RPM; NATURAL AIR COOLING; FRAME SIZE IMB 5 (IM V1, IM V3) FLANGE 1 POWER CONNECTOR ROTATABLE ABSOLUTE ENCODER 16BIT + 12BIT MULTITURN, WITH DRIVE-CLIQ INTERFACE (ENCODER AM16DQ) SHAFT WITH FITTED KEY, TOLERANCE N; WITH HOLDING BRAKE PROTECTION CLASS IP64; | 2155 | TEM | 1 | MC | 4.9 | 1
1FK70422AF211KB1 | SIMOTICS S SYNCHRONOUS MOTOR 1FK7-CT PN=0,82 KW; UZK=300V M0=3NM (100K); NN=3000RPM; NATURAL AIR COOLING; FRAME SIZE IMB 5 (IM V1, IM V3) FLANGE 1 POWER CONNECTOR ROTATABLE ABSOLUTE ENCODER 16BIT + 12BIT MULTITURN, WITH DRIVE-CLIQ INTERFACE (ENCODER AM16DQ) SHAFT WITH FITTED KEY, TOLERANCE N; WITH HOLDING BRAKE PROTECTION CLASS IP65, | 2248 | TEM | 1 | MC | 4.9 | 1
1FK70422AF211KB2 | SIMOTICS S SYNCHRONOUS MOTOR 1FK7-CT PN=0,82 KW; UZK=300V M0=3NM (100K); NN=3000RPM; NATURAL AIR COOLING; FRAME SIZE IMB 5 (IM V1, IM V3) FLANGE 1 POWER CONNECTOR ROTATABLE ABSOLUTE ENCODER 16BIT + 12BIT MULTITURN, WITH DRIVE-CLIQ INTERFACE (ENCODER AM16DQ) SHAFT WITH FITTED KEY, TOLERANCE N; WITH HOLDING BRAKE PROTECTION CLASS IP65, FLANGE ON DRIVE END IP67; | 2248 | TEM | 1 | MC | 4.9 | 1
1FK70422AF211KG0 | SIMOTICS S SYNCHRONOUS MOTOR 1FK7-CT PN=0,82 KW; UZK=300V M0=3NM (100K); NN=3000RPM; NATURAL AIR COOLING; FRAME SIZE IMB 5 (IM V1, IM V3) FLANGE 1 POWER CONNECTOR ROTATABLE ABSOLUTE ENCODER 16BIT + 12BIT MULTITURN, WITH DRIVE-CLIQ INTERFACE (ENCODER AM16DQ) PLAIN SHAFT, TOLERANCE N; W/O HOLDING BRAKE PROTECTION CLASS IP64; | 1808 | TEM | 1 | MC | 4.601 | 1
1FK70422AF211KG1 | SIMOTICS S SYNCHRONOUS MOTOR 1FK7-CT PN=0,82 KW; UZK=300V M0=3NM (100K); NN=3000RPM; NATURAL AIR COOLING; FRAME SIZE IMB 5 (IM V1, IM V3) FLANGE 1 POWER CONNECTOR ROTATABLE ABSOLUTE ENCODER 16BIT + 12BIT MULTITURN, WITH DRIVE-CLIQ INTERFACE (ENCODER AM16DQ) PLAIN SHAFT, TOLERANCE N; W/O HOLDING BRAKE PROTECTION CLASS IP65, | 1901 | TEM | 1 | MC | 4.601 | 1
1FK70422AF211KG2 | SIMOTICS S SYNCHRONOUS MOTOR 1FK7-CT PN=0,82 KW; UZK=300V M0=3NM (100K); NN=3000RPM; NATURAL AIR COOLING; FRAME SIZE IMB 5 (IM V1, IM V3) FLANGE 1 POWER CONNECTOR ROTATABLE ABSOLUTE ENCODER 16BIT + 12BIT MULTITURN, WITH DRIVE-CLIQ INTERFACE (ENCODER AM16DQ) PLAIN SHAFT, TOLERANCE N; W/O HOLDING BRAKE PROTECTION CLASS IP65, FLANGE ON DRIVE END IP67; | 1901 | TEM | 1 | MC | 4.601 | 1
1FK70422AF211KH0 | SIMOTICS S SYNCHRONOUS MOTOR 1FK7-CT PN=0,82 KW; UZK=300V M0=3NM (100K); NN=3000RPM; NATURAL AIR COOLING; FRAME SIZE IMB 5 (IM V1, IM V3) FLANGE 1 POWER CONNECTOR ROTATABLE ABSOLUTE ENCODER 16BIT + 12BIT MULTITURN, WITH DRIVE-CLIQ INTERFACE (ENCODER AM16DQ) PLAIN SHAFT, TOLERANCE N; WITH HOLDING BRAKE PROTECTION CLASS IP64; | 2066 | TEM | 1 | MC | 4.9 | 1
1FK70422AF211KH1 | SIMOTICS S SYNCHRONOUS MOTOR 1FK7-CT PN=0,82 KW; UZK=300V M0=3NM (100K); NN=3000RPM; NATURAL AIR COOLING; FRAME SIZE IMB 5 (IM V1, IM V3) FLANGE 1 POWER CONNECTOR ROTATABLE ABSOLUTE ENCODER 16BIT + 12BIT MULTITURN, WITH DRIVE-CLIQ INTERFACE (ENCODER AM16DQ) PLAIN SHAFT, TOLERANCE N; WITH HOLDING BRAKE PROTECTION CLASS IP65, | 2160 | TEM | 1 | MC | 4.9 | 1
1FK70422AF211KH2 | SIMOTICS S SYNCHRONOUS MOTOR 1FK7-CT PN=0,82 KW; UZK=300V M0=3NM (100K); NN=3000RPM; NATURAL AIR COOLING; FRAME SIZE IMB 5 (IM V1, IM V3) FLANGE 1 POWER CONNECTOR ROTATABLE ABSOLUTE ENCODER 16BIT + 12BIT MULTITURN, WITH DRIVE-CLIQ INTERFACE (ENCODER AM16DQ) PLAIN SHAFT, TOLERANCE N; WITH HOLDING BRAKE PROTECTION CLASS IP65, FLANGE ON DRIVE END IP67; | 2160 | TEM | 1 | MC | 4.9 | 1
1FK70422AF211PA0 | SIMOTICS S SYNCHRONOUS MOTOR 1FK7-CT PN=0,82 KW; UZK=300V M0=3NM (100K); NN=3000RPM; NATURAL AIR COOLING; FRAME SIZE IMB 5 (IM V1, IM V3) FLANGE 1 POWER CONNECTOR ROTATABLE RESOLVER 2-POLE, WITH DRIVE CLIQ-INTERFACE SHAFT WITH FITTED KEY, TOLERANCE N; W/O HOLDING BRAKE PROTECTION CLASS IP64; | 1376 | TEM | 1 | MC | 4.701 | 1
1FK70422AF211PA1 | SIMOTICS S SYNCHRONOUS MOTOR 1FK7-CT PN=0,82 KW; UZK=300V M0=3NM (100K); NN=3000RPM; NATURAL AIR COOLING; FRAME SIZE IMB 5 (IM V1, IM V3) FLANGE 1 POWER CONNECTOR ROTATABLE RESOLVER 2-POLE, WITH DRIVE CLIQ-INTERFACE SHAFT WITH FITTED KEY, TOLERANCE N; W/O HOLDING BRAKE PROTECTION CLASS IP65, | 1469 | TEM | 1 | MC | 4.701 | 1
1FK70422AF211PA2 | SIMOTICS S SYNCHRONOUS MOTOR 1FK7-CT PN=0,82 KW; UZK=300V M0=3NM (100K); NN=3000RPM; NATURAL AIR COOLING; FRAME SIZE IMB 5 (IM V1, IM V3) FLANGE 1 POWER CONNECTOR ROTATABLE RESOLVER 2-POLE, WITH DRIVE CLIQ-INTERFACE SHAFT WITH FITTED KEY, TOLERANCE N; W/O HOLDING BRAKE PROTECTION CLASS IP65, FLANGE ON DRIVE END IP67; | 1469 | TEM | 1 | MC | 4.701 | 1
1FK70422AF211PB0 | SIMOTICS S SYNCHRONOUS MOTOR 1FK7-CT PN=0,82 KW; UZK=300V M0=3NM (100K); NN=3000RPM; NATURAL AIR COOLING; FRAME SIZE IMB 5 (IM V1, IM V3) FLANGE 1 POWER CONNECTOR ROTATABLE RESOLVER 2-POLE, WITH DRIVE CLIQ-INTERFACE SHAFT WITH FITTED KEY, TOLERANCE N; WITH HOLDING BRAKE PROTECTION CLASS IP64; | 1637 | TEM | 1 | MC | 5 | 1
1FK70422AF211PB1 | SIMOTICS S SYNCHRONOUS MOTOR 1FK7-CT PN=0,82 KW; UZK=300V M0=3NM (100K); NN=3000RPM; NATURAL AIR COOLING; FRAME SIZE IMB 5 (IM V1, IM V3) FLANGE 1 POWER CONNECTOR ROTATABLE RESOLVER 2-POLE, WITH DRIVE CLIQ-INTERFACE SHAFT WITH FITTED KEY, TOLERANCE N; WITH HOLDING BRAKE PROTECTION CLASS IP65, | 1730 | TEM | 1 | MC | 5 | 1
1FK70422AF211PB2 | SIMOTICS S SYNCHRONOUS MOTOR 1FK7-CT PN=0,82 KW; UZK=300V M0=3NM (100K); NN=3000RPM; NATURAL AIR COOLING; FRAME SIZE IMB 5 (IM V1, IM V3) FLANGE 1 POWER CONNECTOR ROTATABLE RESOLVER 2-POLE, WITH DRIVE CLIQ-INTERFACE SHAFT WITH FITTED KEY, TOLERANCE N; WITH HOLDING BRAKE PROTECTION CLASS IP65, FLANGE ON DRIVE END IP67; | 1730 | TEM | 1 | MC | 5 | 1
1FK70422AF211PG0 | SIMOTICS S SYNCHRONOUS MOTOR 1FK7-CT PN=0,82 KW; UZK=300V M0=3NM (100K); NN=3000RPM; NATURAL AIR COOLING; FRAME SIZE IMB 5 (IM V1, IM V3) FLANGE 1 POWER CONNECTOR ROTATABLE RESOLVER 2-POLE, WITH DRIVE CLIQ-INTERFACE PLAIN SHAFT, TOLERANCE N; W/O HOLDING BRAKE PROTECTION CLASS IP64; | 1290 | TEM | 1 | MC | 4.701 | 1
1FK70422AF211PG1 | SIMOTICS S SYNCHRONOUS MOTOR 1FK7-CT PN=0,82 KW; UZK=300V M0=3NM (100K); NN=3000RPM; NATURAL AIR COOLING; FRAME SIZE IMB 5 (IM V1, IM V3) FLANGE 1 POWER CONNECTOR ROTATABLE RESOLVER 2-POLE, WITH DRIVE CLIQ-INTERFACE PLAIN SHAFT, TOLERANCE N; W/O HOLDING BRAKE PROTECTION CLASS IP65, | 1383 | TEM | 1 | MC | 4.701 | 1
1FK70422AF211PG2 | SIMOTICS S SYNCHRONOUS MOTOR 1FK7-CT PN=0,82 KW; UZK=300V M0=3NM (100K); NN=3000RPM; NATURAL AIR COOLING; FRAME SIZE IMB 5 (IM V1, IM V3) FLANGE 1 POWER CONNECTOR ROTATABLE RESOLVER 2-POLE, WITH DRIVE CLIQ-INTERFACE PLAIN SHAFT, TOLERANCE N; W/O HOLDING BRAKE PROTECTION CLASS IP65, FLANGE ON DRIVE END IP67; | 1383 | TEM | 1 | MC | 4.701 | 1
1FK70422AF211PH0 | SIMOTICS S SYNCHRONOUS MOTOR 1FK7-CT PN=0,82 KW; UZK=300V M0=3NM (100K); NN=3000RPM; NATURAL AIR COOLING; FRAME SIZE IMB 5 (IM V1, IM V3) FLANGE 1 POWER CONNECTOR ROTATABLE RESOLVER 2-POLE, WITH DRIVE CLIQ-INTERFACE PLAIN SHAFT, TOLERANCE N; WITH HOLDING BRAKE PROTECTION CLASS IP64; | 1548 | TEM | 1 | MC | 5 | 1
1FK70422AF211PH1 | SIMOTICS S SYNCHRONOUS MOTOR 1FK7-CT PN=0,82 KW; UZK=300V M0=3NM (100K); NN=3000RPM; NATURAL AIR COOLING; FRAME SIZE IMB 5 (IM V1, IM V3) FLANGE 1 POWER CONNECTOR ROTATABLE RESOLVER 2-POLE, WITH DRIVE CLIQ-INTERFACE PLAIN SHAFT, TOLERANCE N; WITH HOLDING BRAKE PROTECTION CLASS IP65, | 1642 | TEM | 1 | MC | 5 | 1
1FK70422AF211PH2 | SIMOTICS S SYNCHRONOUS MOTOR 1FK7-CT PN=0,82 KW; UZK=300V M0=3NM (100K); NN=3000RPM; NATURAL AIR COOLING; FRAME SIZE IMB 5 (IM V1, IM V3) FLANGE 1 POWER CONNECTOR ROTATABLE RESOLVER 2-POLE, WITH DRIVE CLIQ-INTERFACE PLAIN SHAFT, TOLERANCE N; WITH HOLDING BRAKE PROTECTION CLASS IP65, FLANGE ON DRIVE END IP67; | 1642 | TEM | 1 | MC | 5 | 1
1FK70422AF211QA0 | SIMOTICS S SYNCHRONOUS MOTOR 1FK7-CT PN=0,82 KW; UZK=300V M0=3NM (100K); NN=3000RPM; NATURAL AIR COOLING; FRAME SIZE IMB 5 (IM V1, IM V3) FLANGE 1 POWER CONNECTOR ROTATABLE ABSOLUTE ENCODER SINGLETURN 20 BIT WITH DRIVE-CLIQ INTERFACE (ENCODER AS20DQI) SHAFT WITH FITTED KEY, TOLERANCE N; W/O HOLDING BRAKE PROTECTION CLASS IP64; | 1479 | TEM | 1 | MC | 4.601 | 1
1FK70422AF211QA1 | SIMOTICS S SYNCHRONOUS MOTOR 1FK7-CT PN=0,82 KW; UZK=300V M0=3NM (100K); NN=3000RPM; NATURAL AIR COOLING; FRAME SIZE IMB 5 (IM V1, IM V3) FLANGE 1 POWER CONNECTOR ROTATABLE ABSOLUTE ENCODER SINGLETURN 20 BIT WITH DRIVE-CLIQ INTERFACE (ENCODER AS20DQI) SHAFT WITH FITTED KEY, TOLERANCE N; W/O HOLDING BRAKE PROTECTION CLASS IP65, | 1572 | TEM | 1 | MC | 4.601 | 1
1FK70422AF211QA2 | SIMOTICS S SYNCHRONOUS MOTOR 1FK7-CT PN=0,82 KW; UZK=300V M0=3NM (100K); NN=3000RPM; NATURAL AIR COOLING; FRAME SIZE IMB 5 (IM V1, IM V3) FLANGE 1 POWER CONNECTOR ROTATABLE ABSOLUTE ENCODER SINGLETURN 20 BIT WITH DRIVE-CLIQ INTERFACE (ENCODER AS20DQI) SHAFT WITH FITTED KEY, TOLERANCE N; W/O HOLDING BRAKE PROTECTION CLASS IP65, FLANGE ON DRIVE END IP67; | 1572 | TEM | 1 | MC | 4.601 | 1
1FK70422AF211QB0 | SIMOTICS S SYNCHRONOUS MOTOR 1FK7-CT PN=0,82 KW; UZK=300V M0=3NM (100K); NN=3000RPM; NATURAL AIR COOLING; FRAME SIZE IMB 5 (IM V1, IM V3) FLANGE 1 POWER CONNECTOR ROTATABLE ABSOLUTE ENCODER SINGLETURN 20 BIT WITH DRIVE-CLIQ INTERFACE (ENCODER AS20DQI) SHAFT WITH FITTED KEY, TOLERANCE N; WITH HOLDING BRAKE PROTECTION CLASS IP64; | 1740 | TEM | 1 | MC | 4.9 | 1
1FK70422AF211QB1 | SIMOTICS S SYNCHRONOUS MOTOR 1FK7-CT PN=0,82 KW; UZK=300V M0=3NM (100K); NN=3000RPM; NATURAL AIR COOLING; FRAME SIZE IMB 5 (IM V1, IM V3) FLANGE 1 POWER CONNECTOR ROTATABLE ABSOLUTE ENCODER SINGLETURN 20 BIT WITH DRIVE-CLIQ INTERFACE (ENCODER AS20DQI) SHAFT WITH FITTED KEY, TOLERANCE N; WITH HOLDING BRAKE PROTECTION CLASS IP65, | 1833 | TEM | 1 | MC | 4.9 | 1
1FK70422AF211QB2 | SIMOTICS S SYNCHRONOUS MOTOR 1FK7-CT PN=0,82 KW; UZK=300V M0=3NM (100K); NN=3000RPM; NATURAL AIR COOLING; FRAME SIZE IMB 5 (IM V1, IM V3) FLANGE 1 POWER CONNECTOR ROTATABLE ABSOLUTE ENCODER SINGLETURN 20 BIT WITH DRIVE-CLIQ INTERFACE (ENCODER AS20DQI) SHAFT WITH FITTED KEY, TOLERANCE N; WITH HOLDING BRAKE PROTECTION CLASS IP65, FLANGE ON DRIVE END IP67; | 1833 | TEM | 1 | MC | 4.9 | 1
1FK70422AF211QG0 | SIMOTICS S SYNCHRONOUS MOTOR 1FK7-CT PN=0,82 KW; UZK=300V M0=3NM (100K); NN=3000RPM; NATURAL AIR COOLING; FRAME SIZE IMB 5 (IM V1, IM V3) FLANGE 1 POWER CONNECTOR ROTATABLE ABSOLUTE ENCODER SINGLETURN 20 BIT WITH DRIVE-CLIQ INTERFACE (ENCODER AS20DQI) PLAIN SHAFT, TOLERANCE N; W/O HOLDING BRAKE PROTECTION CLASS IP64; | 1393 | TEM | 1 | MC | 4.601 | 1
1FK70422AF211QG1 | SIMOTICS S SYNCHRONOUS MOTOR 1FK7-CT PN=0,82 KW; UZK=300V M0=3NM (100K); NN=3000RPM; NATURAL AIR COOLING; FRAME SIZE IMB 5 (IM V1, IM V3) FLANGE 1 POWER CONNECTOR ROTATABLE ABSOLUTE ENCODER SINGLETURN 20 BIT WITH DRIVE-CLIQ INTERFACE (ENCODER AS20DQI) PLAIN SHAFT, TOLERANCE N; W/O HOLDING BRAKE PROTECTION CLASS IP65, | 1486 | TEM | 1 | MC | 4.601 | 1
1FK70422AF211QG2 | SIMOTICS S SYNCHRONOUS MOTOR 1FK7-CT PN=0,82 KW; UZK=300V M0=3NM (100K); NN=3000RPM; NATURAL AIR COOLING; FRAME SIZE IMB 5 (IM V1, IM V3) FLANGE 1 POWER CONNECTOR ROTATABLE ABSOLUTE ENCODER SINGLETURN 20 BIT WITH DRIVE-CLIQ INTERFACE (ENCODER AS20DQI) PLAIN SHAFT, TOLERANCE N; W/O HOLDING BRAKE PROTECTION CLASS IP65, FLANGE ON DRIVE END IP67; | 1486 | TEM | 1 | MC | 4.601 | 1
1FK70422AF211QH0 | SIMOTICS S SYNCHRONOUS MOTOR 1FK7-CT PN=0,82 KW; UZK=300V M0=3NM (100K); NN=3000RPM; NATURAL AIR COOLING; FRAME SIZE IMB 5 (IM V1, IM V3) FLANGE 1 POWER CONNECTOR ROTATABLE ABSOLUTE ENCODER SINGLETURN 20 BIT WITH DRIVE-CLIQ INTERFACE (ENCODER AS20DQI) PLAIN SHAFT, TOLERANCE N; WITH HOLDING BRAKE PROTECTION CLASS IP64; | 1651 | TEM | 1 | MC | 4.9 | 1
1FK70422AF211QH1 | SIMOTICS S SYNCHRONOUS MOTOR 1FK7-CT PN=0,82 KW; UZK=300V M0=3NM (100K); NN=3000RPM; NATURAL AIR COOLING; FRAME SIZE IMB 5 (IM V1, IM V3) FLANGE 1 POWER CONNECTOR ROTATABLE ABSOLUTE ENCODER SINGLETURN 20 BIT WITH DRIVE-CLIQ INTERFACE (ENCODER AS20DQI) PLAIN SHAFT, TOLERANCE N; WITH HOLDING BRAKE PROTECTION CLASS IP65, | 1745 | TEM | 1 | MC | 4.9 | 1
1FK70422AF211QH2 | SIMOTICS S SYNCHRONOUS MOTOR 1FK7-CT PN=0,82 KW; UZK=300V M0=3NM (100K); NN=3000RPM; NATURAL AIR COOLING; FRAME SIZE IMB 5 (IM V1, IM V3) FLANGE 1 POWER CONNECTOR ROTATABLE ABSOLUTE ENCODER SINGLETURN 20 BIT WITH DRIVE-CLIQ INTERFACE (ENCODER AS20DQI) PLAIN SHAFT, TOLERANCE N; WITH HOLDING BRAKE PROTECTION CLASS IP65, FLANGE ON DRIVE END IP67; | 1745 | TEM | 1 | MC | 4.9 | 1
1FK70422AF211RA0 | SIMOTICS S SYNCHRONOUS MOTOR 1FK7-CT PN=0,82 KW; UZK=300V M0=3NM (100K); NN=3000RPM; NATURAL AIR COOLING; FRAME SIZE IMB 5 (IM V1, IM V3) FLANGE 1 POWER CONNECTOR ROTATABLE ABSOLUTE ENCODER 20 BIT + 12 BIT MULTITURN WITH DRIVE-CLIQ INTERFACE (ENCODER AM20DQI) SHAFT WITH FITTED KEY, TOLERANCE N; W/O HOLDING BRAKE PROTECTION CLASS IP64; | 1853 | TEM | 1 | MC | 4.601 | 1
1FK70422AF211RA1 | SIMOTICS S SYNCHRONOUS MOTOR 1FK7-CT PN=0,82 KW; UZK=300V M0=3NM (100K); NN=3000RPM; NATURAL AIR COOLING; FRAME SIZE IMB 5 (IM V1, IM V3) FLANGE 1 POWER CONNECTOR ROTATABLE ABSOLUTE ENCODER 20 BIT + 12 BIT MULTITURN WITH DRIVE-CLIQ INTERFACE (ENCODER AM20DQI) SHAFT WITH FITTED KEY, TOLERANCE N; W/O HOLDING BRAKE PROTECTION CLASS IP65, | 1947 | TEM | 1 | MC | 4.601 | 1
1FK70422AF211RA2 | SIMOTICS S SYNCHRONOUS MOTOR 1FK7-CT PN=0,82 KW; UZK=300V M0=3NM (100K); NN=3000RPM; NATURAL AIR COOLING; FRAME SIZE IMB 5 (IM V1, IM V3) FLANGE 1 POWER CONNECTOR ROTATABLE ABSOLUTE ENCODER 20 BIT + 12 BIT MULTITURN WITH DRIVE-CLIQ INTERFACE (ENCODER AM20DQI) SHAFT WITH FITTED KEY, TOLERANCE N; W/O HOLDING BRAKE PROTECTION CLASS IP65, FLANGE ON DRIVE END IP67; | 1947 | TEM | 1 | MC | 4.601 | 1
1FK70422AF211RB0 | SIMOTICS S SYNCHRONOUS MOTOR 1FK7-CT PN=0,82 KW; UZK=300V M0=3NM (100K); NN=3000RPM; NATURAL AIR COOLING; FRAME SIZE IMB 5 (IM V1, IM V3) FLANGE 1 POWER CONNECTOR ROTATABLE ABSOLUTE ENCODER 20 BIT + 12 BIT MULTITURN WITH DRIVE-CLIQ INTERFACE (ENCODER AM20DQI) SHAFT WITH FITTED KEY, TOLERANCE N; WITH HOLDING BRAKE PROTECTION CLASS IP64; | 2114 | TEM | 1 | MC | 4.9 | 1
1FK70422AF211RB1 | SIMOTICS S SYNCHRONOUS MOTOR 1FK7-CT PN=0,82 KW; UZK=300V M0=3NM (100K); NN=3000RPM; NATURAL AIR COOLING; FRAME SIZE IMB 5 (IM V1, IM V3) FLANGE 1 POWER CONNECTOR ROTATABLE ABSOLUTE ENCODER 20 BIT + 12 BIT MULTITURN WITH DRIVE-CLIQ INTERFACE (ENCODER AM20DQI) SHAFT WITH FITTED KEY, TOLERANCE N; WITH HOLDING BRAKE PROTECTION CLASS IP65, | 2207 | TEM | 1 | MC | 4.9 | 1
1FK70422AF211RB2 | SIMOTICS S SYNCHRONOUS MOTOR 1FK7-CT PN=0,82 KW; UZK=300V M0=3NM (100K); NN=3000RPM; NATURAL AIR COOLING; FRAME SIZE IMB 5 (IM V1, IM V3) FLANGE 1 POWER CONNECTOR ROTATABLE ABSOLUTE ENCODER 20 BIT + 12 BIT MULTITURN WITH DRIVE-CLIQ INTERFACE (ENCODER AM20DQI) SHAFT WITH FITTED KEY, TOLERANCE N; WITH HOLDING BRAKE PROTECTION CLASS IP65, FLANGE ON DRIVE END IP67; | 2207 | TEM | 1 | MC | 4.9 | 1
1FK70422AF211RG0 | SIMOTICS S SYNCHRONOUS MOTOR 1FK7-CT PN=0,82 KW; UZK=300V M0=3NM (100K); NN=3000RPM; NATURAL AIR COOLING; FRAME SIZE IMB 5 (IM V1, IM V3) FLANGE 1 POWER CONNECTOR ROTATABLE ABSOLUTE ENCODER 20 BIT + 12 BIT MULTITURN WITH DRIVE-CLIQ INTERFACE (ENCODER AM20DQI) PLAIN SHAFT, TOLERANCE N; W/O HOLDING BRAKE PROTECTION CLASS IP64; | 1767 | TEM | 1 | MC | 4.601 | 1
1FK70422AF211RG1 | SIMOTICS S SYNCHRONOUS MOTOR 1FK7-CT PN=0,82 KW; UZK=300V M0=3NM (100K); NN=3000RPM; NATURAL AIR COOLING; FRAME SIZE IMB 5 (IM V1, IM V3) FLANGE 1 POWER CONNECTOR ROTATABLE ABSOLUTE ENCODER 20 BIT + 12 BIT MULTITURN WITH DRIVE-CLIQ INTERFACE (ENCODER AM20DQI) PLAIN SHAFT, TOLERANCE N; W/O HOLDING BRAKE PROTECTION CLASS IP65, | 1860 | TEM | 1 | MC | 4.601 | 1
1FK70422AF211RG2 | SIMOTICS S SYNCHRONOUS MOTOR 1FK7-CT PN=0,82 KW; UZK=300V M0=3NM (100K); NN=3000RPM; NATURAL AIR COOLING; FRAME SIZE IMB 5 (IM V1, IM V3) FLANGE 1 POWER CONNECTOR ROTATABLE ABSOLUTE ENCODER 20 BIT + 12 BIT MULTITURN WITH DRIVE-CLIQ INTERFACE (ENCODER AM20DQI) PLAIN SHAFT, TOLERANCE N; W/O HOLDING BRAKE PROTECTION CLASS IP65, FLANGE ON DRIVE END IP67; | 1860 | TEM | 1 | MC | 4.601 | 1
1FK70422AF211RH0 | SIMOTICS S SYNCHRONOUS MOTOR 1FK7-CT PN=0,82 KW; UZK=300V M0=3NM (100K); NN=3000RPM; NATURAL AIR COOLING; FRAME SIZE IMB 5 (IM V1, IM V3) FLANGE 1 POWER CONNECTOR ROTATABLE ABSOLUTE ENCODER 20 BIT + 12 BIT MULTITURN WITH DRIVE-CLIQ INTERFACE (ENCODER AM20DQI) PLAIN SHAFT, TOLERANCE N; WITH HOLDING BRAKE PROTECTION CLASS IP64; | 2026 | TEM | 1 | MC | 4.9 | 1
1FK70422AF211RH1 | SIMOTICS S SYNCHRONOUS MOTOR 1FK7-CT PN=0,82 KW; UZK=300V M0=3NM (100K); NN=3000RPM; NATURAL AIR COOLING; FRAME SIZE IMB 5 (IM V1, IM V3) FLANGE 1 POWER CONNECTOR ROTATABLE ABSOLUTE ENCODER 20 BIT + 12 BIT MULTITURN WITH DRIVE-CLIQ INTERFACE (ENCODER AM20DQI) PLAIN SHAFT, TOLERANCE N; WITH HOLDING BRAKE PROTECTION CLASS IP65, | 2119 | TEM | 1 | MC | 4.9 | 1
1FK70422AF211RH2 | SIMOTICS S SYNCHRONOUS MOTOR 1FK7-CT PN=0,82 KW; UZK=300V M0=3NM (100K); NN=3000RPM; NATURAL AIR COOLING; FRAME SIZE IMB 5 (IM V1, IM V3) FLANGE 1 POWER CONNECTOR ROTATABLE ABSOLUTE ENCODER 20 BIT + 12 BIT MULTITURN WITH DRIVE-CLIQ INTERFACE (ENCODER AM20DQI) PLAIN SHAFT, TOLERANCE N; WITH HOLDING BRAKE PROTECTION CLASS IP65, FLANGE ON DRIVE END IP67; | 2119 | TEM | 1 | MC | 4.9 | 1
1FK70422AF211SA0 | SIMOTICS S SYNCHRONOUS MOTOR 1FK7-CT PN=0,82 KW; UZK=300V M0=3NM (100K); NN=3000RPM; NATURAL AIR COOLING; FRAME SIZE IMB 5 (IM V1, IM V3) FLANGE 1, WITH KTY TEMPERATURESENSOR POWER CONNECTOR ROTATABLE RESOLVER MULTI-POLE (RESOLVER P=4); SHAFT WITH FITTED KEY, TOLERANCE N; W/O HOLDING BRAKE PROTECTION CLASS IP64; | 1135 | TEM | 1 | MC | 4.602 | 1
1FK70422AF211SA1 | SIMOTICS S SYNCHRONOUS MOTOR 1FK7-CT PN=0,82 KW; UZK=300V M0=3NM (100K); NN=3000RPM; NATURAL AIR COOLING; FRAME SIZE IMB 5 (IM V1, IM V3) FLANGE 1, WITH KTY TEMPERATURESENSOR POWER CONNECTOR ROTATABLE RESOLVER MULTI-POLE (RESOLVER P=4); SHAFT WITH FITTED KEY, TOLERANCE N; W/O HOLDING BRAKE PROTECTION CLASS IP65, | 1228 | TEM | 1 | MC | 4.602 | 1
1FK70422AF211SA2 | SIMOTICS S SYNCHRONOUS MOTOR 1FK7-CT PN=0,82 KW; UZK=300V M0=3NM (100K); NN=3000RPM; NATURAL AIR COOLING; FRAME SIZE IMB 5 (IM V1, IM V3) FLANGE 1, WITH KTY TEMPERATURESENSOR POWER CONNECTOR ROTATABLE RESOLVER MULTI-POLE (RESOLVER P=4); SHAFT WITH FITTED KEY, TOLERANCE N; W/O HOLDING BRAKE PROTECTION CLASS IP65, FLANGE ON DRIVE END IP67; | 1228 | TEM | 1 | MC | 4.602 | 1
1FK70422AF211SB0 | SIMOTICS S SYNCHRONOUS MOTOR 1FK7-CT PN=0,82 KW; UZK=300V M0=3NM (100K); NN=3000RPM; NATURAL AIR COOLING; FRAME SIZE IMB 5 (IM V1, IM V3) FLANGE 1, WITH KTY TEMPERATURESENSOR POWER CONNECTOR ROTATABLE RESOLVER MULTI-POLE (RESOLVER P=4); SHAFT WITH FITTED KEY, TOLERANCE N; WITH HOLDING BRAKE PROTECTION CLASS IP64; | 1396 | TEM | 1 | MC | 4.901 | 1
1FK70422AF211SB1 | SIMOTICS S SYNCHRONOUS MOTOR 1FK7-CT PN=0,82 KW; UZK=300V M0=3NM (100K); NN=3000RPM; NATURAL AIR COOLING; FRAME SIZE IMB 5 (IM V1, IM V3) FLANGE 1, WITH KTY TEMPERATURESENSOR POWER CONNECTOR ROTATABLE RESOLVER MULTI-POLE (RESOLVER P=4); SHAFT WITH FITTED KEY, TOLERANCE N; WITH HOLDING BRAKE PROTECTION CLASS IP65, | 1489 | TEM | 1 | MC | 4.901 | 1
1FK70422AF211SB2 | SIMOTICS S SYNCHRONOUS MOTOR 1FK7-CT PN=0,82 KW; UZK=300V M0=3NM (100K); NN=3000RPM; NATURAL AIR COOLING; FRAME SIZE IMB 5 (IM V1, IM V3) FLANGE 1, WITH KTY TEMPERATURESENSOR POWER CONNECTOR ROTATABLE RESOLVER MULTI-POLE (RESOLVER P=4); SHAFT WITH FITTED KEY, TOLERANCE N; WITH HOLDING BRAKE PROTECTION CLASS IP65, FLANGE ON DRIVE END IP67; | 1489 | TEM | 1 | MC | 4.901 | 1
1FK70422AF211SG0 | SIMOTICS S SYNCHRONOUS MOTOR 1FK7-CT PN=0,82 KW; UZK=300V M0=3NM (100K); NN=3000RPM; NATURAL AIR COOLING; FRAME SIZE IMB 5 (IM V1, IM V3) FLANGE 1, WITH KTY TEMPERATURESENSOR POWER CONNECTOR ROTATABLE RESOLVER MULTI-POLE (RESOLVER P=4); PLAIN SHAFT, TOLERANCE N; W/O HOLDING BRAKE PROTECTION CLASS IP64; | 1049 | TEM | 1 | MC | 4.602 | 1
1FK70422AF211SG1 | SIMOTICS S SYNCHRONOUS MOTOR 1FK7-CT PN=0,82 KW; UZK=300V M0=3NM (100K); NN=3000RPM; NATURAL AIR COOLING; FRAME SIZE IMB 5 (IM V1, IM V3) FLANGE 1, WITH KTY TEMPERATURESENSOR POWER CONNECTOR ROTATABLE RESOLVER MULTI-POLE (RESOLVER P=4); PLAIN SHAFT, TOLERANCE N; W/O HOLDING BRAKE PROTECTION CLASS IP65, | 1142 | TEM | 1 | MC | 4.602 | 1
1FK70422AF211SG2 | SIMOTICS S SYNCHRONOUS MOTOR 1FK7-CT PN=0,82 KW; UZK=300V M0=3NM (100K); NN=3000RPM; NATURAL AIR COOLING; FRAME SIZE IMB 5 (IM V1, IM V3) FLANGE 1, WITH KTY TEMPERATURESENSOR POWER CONNECTOR ROTATABLE RESOLVER MULTI-POLE (RESOLVER P=4); PLAIN SHAFT, TOLERANCE N; W/O HOLDING BRAKE PROTECTION CLASS IP65, FLANGE ON DRIVE END IP67; | 1142 | TEM | 1 | MC | 4.602 | 1
1FK70422AF211SH0 | SIMOTICS S SYNCHRONOUS MOTOR 1FK7-CT PN=0,82 KW; UZK=300V M0=3NM (100K); NN=3000RPM; NATURAL AIR COOLING; FRAME SIZE IMB 5 (IM V1, IM V3) FLANGE 1, WITH KTY TEMPERATURESENSOR POWER CONNECTOR ROTATABLE RESOLVER MULTI-POLE (RESOLVER P=4); PLAIN SHAFT, TOLERANCE N; WITH HOLDING BRAKE PROTECTION CLASS IP64; | 1307 | TEM | 1 | MC | 4.901 | 1
1FK70422AF211SH1 | SIMOTICS S SYNCHRONOUS MOTOR 1FK7-CT PN=0,82 KW; UZK=300V M0=3NM (100K); NN=3000RPM; NATURAL AIR COOLING; FRAME SIZE IMB 5 (IM V1, IM V3) FLANGE 1, WITH KTY TEMPERATURESENSOR POWER CONNECTOR ROTATABLE RESOLVER MULTI-POLE (RESOLVER P=4); PLAIN SHAFT, TOLERANCE N; WITH HOLDING BRAKE PROTECTION CLASS IP65, | 1401 | TEM | 1 | MC | 4.901 | 1
1FK70422AF211SH2 | SIMOTICS S SYNCHRONOUS MOTOR 1FK7-CT PN=0,82 KW; UZK=300V M0=3NM (100K); NN=3000RPM; NATURAL AIR COOLING; FRAME SIZE IMB 5 (IM V1, IM V3) FLANGE 1, WITH KTY TEMPERATURESENSOR POWER CONNECTOR ROTATABLE RESOLVER MULTI-POLE (RESOLVER P=4); PLAIN SHAFT, TOLERANCE N; WITH HOLDING BRAKE PROTECTION CLASS IP65, FLANGE ON DRIVE END IP67; | 1401 | TEM | 1 | MC | 4.901 | 1
1FK70422AF211TA0 | SIMOTICS S SYNCHRONOUS MOTOR 1FK7-CT PN=0,82 KW; UZK=300V M0=3NM (100K); NN=3000RPM; NATURAL AIR COOLING; FRAME SIZE IMB 5 (IM V1, IM V3) FLANGE 1, WITH KTY TEMPERATURESENSOR POWER CONNECTOR ROTATABLE RESOLVER 2-POLE (RESOLVER P=1); SHAFT WITH FITTED KEY, TOLERANCE N; W/O HOLDING BRAKE PROTECTION CLASS IP64; | 1135 | TEM | 1 | MC | 4.602 | 1
1FK70422AF211TA1 | SIMOTICS S SYNCHRONOUS MOTOR 1FK7-CT PN=0,82 KW; UZK=300V M0=3NM (100K); NN=3000RPM; NATURAL AIR COOLING; FRAME SIZE IMB 5 (IM V1, IM V3) FLANGE 1, WITH KTY TEMPERATURESENSOR POWER CONNECTOR ROTATABLE RESOLVER 2-POLE (RESOLVER P=1); SHAFT WITH FITTED KEY, TOLERANCE N; W/O HOLDING BRAKE PROTECTION CLASS IP65, | 1228 | TEM | 1 | MC | 4.602 | 1
1FK70422AF211TA2 | SIMOTICS S SYNCHRONOUS MOTOR 1FK7-CT PN=0,82 KW; UZK=300V M0=3NM (100K); NN=3000RPM; NATURAL AIR COOLING; FRAME SIZE IMB 5 (IM V1, IM V3) FLANGE 1, WITH KTY TEMPERATURESENSOR POWER CONNECTOR ROTATABLE RESOLVER 2-POLE (RESOLVER P=1); SHAFT WITH FITTED KEY, TOLERANCE N; W/O HOLDING BRAKE PROTECTION CLASS IP65, FLANGE ON DRIVE END IP67; | 1228 | TEM | 1 | MC | 4.602 | 1
1FK70422AF211TB0 | SIMOTICS S SYNCHRONOUS MOTOR 1FK7-CT PN=0,82 KW; UZK=300V M0=3NM (100K); NN=3000RPM; NATURAL AIR COOLING; FRAME SIZE IMB 5 (IM V1, IM V3) FLANGE 1, WITH KTY TEMPERATURESENSOR POWER CONNECTOR ROTATABLE RESOLVER 2-POLE (RESOLVER P=1); SHAFT WITH FITTED KEY, TOLERANCE N; WITH HOLDING BRAKE PROTECTION CLASS IP64; | 1396 | TEM | 1 | MC | 4.901 | 1
1FK70422AF211TB1 | SIMOTICS S SYNCHRONOUS MOTOR 1FK7-CT PN=0,82 KW; UZK=300V M0=3NM (100K); NN=3000RPM; NATURAL AIR COOLING; FRAME SIZE IMB 5 (IM V1, IM V3) FLANGE 1, WITH KTY TEMPERATURESENSOR POWER CONNECTOR ROTATABLE RESOLVER 2-POLE (RESOLVER P=1); SHAFT WITH FITTED KEY, TOLERANCE N; WITH HOLDING BRAKE PROTECTION CLASS IP65, | 1489 | TEM | 1 | MC | 4.901 | 1
1FK70422AF211TB2 | SIMOTICS S SYNCHRONOUS MOTOR 1FK7-CT PN=0,82 KW; UZK=300V M0=3NM (100K); NN=3000RPM; NATURAL AIR COOLING; FRAME SIZE IMB 5 (IM V1, IM V3) FLANGE 1, WITH KTY TEMPERATURESENSOR POWER CONNECTOR ROTATABLE RESOLVER 2-POLE (RESOLVER P=1); SHAFT WITH FITTED KEY, TOLERANCE N; WITH HOLDING BRAKE PROTECTION CLASS IP65, FLANGE ON DRIVE END IP67; | 1489 | TEM | 1 | MC | 4.901 | 1
1FK70422AF211TG0 | SIMOTICS S SYNCHRONOUS MOTOR 1FK7-CT PN=0,82 KW; UZK=300V M0=3NM (100K); NN=3000RPM; NATURAL AIR COOLING; FRAME SIZE IMB 5 (IM V1, IM V3) FLANGE 1, WITH KTY TEMPERATURESENSOR POWER CONNECTOR ROTATABLE RESOLVER 2-POLE (RESOLVER P=1); PLAIN SHAFT, TOLERANCE N; W/O HOLDING BRAKE PROTECTION CLASS IP64; | 1049 | TEM | 1 | MC | 4.602 | 1
1FK70422AF211TG1 | SIMOTICS S SYNCHRONOUS MOTOR 1FK7-CT PN=0,82 KW; UZK=300V M0=3NM (100K); NN=3000RPM; NATURAL AIR COOLING; FRAME SIZE IMB 5 (IM V1, IM V3) FLANGE 1, WITH KTY TEMPERATURESENSOR POWER CONNECTOR ROTATABLE RESOLVER 2-POLE (RESOLVER P=1); PLAIN SHAFT, TOLERANCE N; W/O HOLDING BRAKE PROTECTION CLASS IP65, | 1142 | TEM | 1 | MC | 4.602 | 1
1FK70422AF211TG2 | SIMOTICS S SYNCHRONOUS MOTOR 1FK7-CT PN=0,82 KW; UZK=300V M0=3NM (100K); NN=3000RPM; NATURAL AIR COOLING; FRAME SIZE IMB 5 (IM V1, IM V3) FLANGE 1, WITH KTY TEMPERATURESENSOR POWER CONNECTOR ROTATABLE RESOLVER 2-POLE (RESOLVER P=1); PLAIN SHAFT, TOLERANCE N; W/O HOLDING BRAKE PROTECTION CLASS IP65, FLANGE ON DRIVE END IP67; | 1142 | TEM | 1 | MC | 4.602 | 1
1FK70422AF211TH0 | SIMOTICS S SYNCHRONOUS MOTOR 1FK7-CT PN=0,82 KW; UZK=300V M0=3NM (100K); NN=3000RPM; NATURAL AIR COOLING; FRAME SIZE IMB 5 (IM V1, IM V3) FLANGE 1, WITH KTY TEMPERATURESENSOR POWER CONNECTOR ROTATABLE RESOLVER 2-POLE (RESOLVER P=1); PLAIN SHAFT, TOLERANCE N; WITH HOLDING BRAKE PROTECTION CLASS IP64; | 1307 | TEM | 1 | MC | 4.901 | 1
1FK70422AF211TH1 | SIMOTICS S SYNCHRONOUS MOTOR 1FK7-CT PN=0,82 KW; UZK=300V M0=3NM (100K); NN=3000RPM; NATURAL AIR COOLING; FRAME SIZE IMB 5 (IM V1, IM V3) FLANGE 1, WITH KTY TEMPERATURESENSOR POWER CONNECTOR ROTATABLE RESOLVER 2-POLE (RESOLVER P=1); PLAIN SHAFT, TOLERANCE N; WITH HOLDING BRAKE PROTECTION CLASS IP65, | 1401 | TEM | 1 | MC | 4.901 | 1
1FK70422AF211TH2 | SIMOTICS S SYNCHRONOUS MOTOR 1FK7-CT PN=0,82 KW; UZK=300V M0=3NM (100K); NN=3000RPM; NATURAL AIR COOLING; FRAME SIZE IMB 5 (IM V1, IM V3) FLANGE 1, WITH KTY TEMPERATURESENSOR POWER CONNECTOR ROTATABLE RESOLVER 2-POLE (RESOLVER P=1); PLAIN SHAFT, TOLERANCE N; WITH HOLDING BRAKE PROTECTION CLASS IP65, FLANGE ON DRIVE END IP67; | 1401 | TEM | 1 | MC | 4.901 | 1
1FK70422AF211UA0 | SIMOTICS S SYNCHRONOUS MOTOR 1FK7-CT PN=0,82 KW; UZK=300V M0=3NM (100K); NN=3000RPM; NATURAL AIR COOLING; FRAME SIZE IMB 5 (IM V1, IM V3) FLANGE 1 POWER CONNECTOR ROTATABLE RESOLVER MULTI-POLE WITH DRIVE-CLIQ INTERFACE; SHAFT WITH FITTED KEY, TOLERANCE N; W/O HOLDING BRAKE PROTECTION CLASS IP64; | 1376 | TEM | 1 | MC | 4.602 | 1
1FK70422AF211UA1 | SIMOTICS S SYNCHRONOUS MOTOR 1FK7-CT PN=0,82 KW; UZK=300V M0=3NM (100K); NN=3000RPM; NATURAL AIR COOLING; FRAME SIZE IMB 5 (IM V1, IM V3) FLANGE 1 POWER CONNECTOR ROTATABLE RESOLVER MULTI-POLE WITH DRIVE-CLIQ INTERFACE; SHAFT WITH FITTED KEY, TOLERANCE N; W/O HOLDING BRAKE PROTECTION CLASS IP65, | 1469 | TEM | 1 | MC | 4.602 | 1
1FK70422AF211UA2 | SIMOTICS S SYNCHRONOUS MOTOR 1FK7-CT PN=0,82 KW; UZK=300V M0=3NM (100K); NN=3000RPM; NATURAL AIR COOLING; FRAME SIZE IMB 5 (IM V1, IM V3) FLANGE 1 POWER CONNECTOR ROTATABLE RESOLVER MULTI-POLE WITH DRIVE-CLIQ INTERFACE; SHAFT WITH FITTED KEY, TOLERANCE N; W/O HOLDING BRAKE PROTECTION CLASS IP65, FLANGE ON DRIVE END IP67; | 1469 | TEM | 1 | MC | 4.602 | 1
1FK70422AF211UB0 | SIMOTICS S SYNCHRONOUS MOTOR 1FK7-CT PN=0,82 KW; UZK=300V M0=3NM (100K); NN=3000RPM; NATURAL AIR COOLING; FRAME SIZE IMB 5 (IM V1, IM V3) FLANGE 1 POWER CONNECTOR ROTATABLE RESOLVER MULTI-POLE WITH DRIVE-CLIQ INTERFACE; SHAFT WITH FITTED KEY, TOLERANCE N; WITH HOLDING BRAKE PROTECTION CLASS IP64; | 1637 | TEM | 1 | MC | 4.901 | 1
1FK70422AF211UB1 | SIMOTICS S SYNCHRONOUS MOTOR 1FK7-CT PN=0,82 KW; UZK=300V M0=3NM (100K); NN=3000RPM; NATURAL AIR COOLING; FRAME SIZE IMB 5 (IM V1, IM V3) FLANGE 1 POWER CONNECTOR ROTATABLE RESOLVER MULTI-POLE WITH DRIVE-CLIQ INTERFACE; SHAFT WITH FITTED KEY, TOLERANCE N; WITH HOLDING BRAKE PROTECTION CLASS IP65, | 1730 | TEM | 1 | MC | 4.901 | 1
1FK70422AF211UB2 | SIMOTICS S SYNCHRONOUS MOTOR 1FK7-CT PN=0,82 KW; UZK=300V M0=3NM (100K); NN=3000RPM; NATURAL AIR COOLING; FRAME SIZE IMB 5 (IM V1, IM V3) FLANGE 1 POWER CONNECTOR ROTATABLE RESOLVER MULTI-POLE WITH DRIVE-CLIQ INTERFACE; SHAFT WITH FITTED KEY, TOLERANCE N; WITH HOLDING BRAKE PROTECTION CLASS IP65, FLANGE ON DRIVE END IP67; | 1730 | TEM | 1 | MC | 4.901 | 1
1FK70422AF211UG0 | SIMOTICS S SYNCHRONOUS MOTOR 1FK7-CT PN=0,82 KW; UZK=300V M0=3NM (100K); NN=3000RPM; NATURAL AIR COOLING; FRAME SIZE IMB 5 (IM V1, IM V3) FLANGE 1 POWER CONNECTOR ROTATABLE RESOLVER MULTI-POLE WITH DRIVE-CLIQ INTERFACE; PLAIN SHAFT, TOLERANCE N; W/O HOLDING BRAKE PROTECTION CLASS IP64; | 1290 | TEM | 1 | MC | 4.602 | 1
1FK70422AF211UG1 | SIMOTICS S SYNCHRONOUS MOTOR 1FK7-CT PN=0,82 KW; UZK=300V M0=3NM (100K); NN=3000RPM; NATURAL AIR COOLING; FRAME SIZE IMB 5 (IM V1, IM V3) FLANGE 1 POWER CONNECTOR ROTATABLE RESOLVER MULTI-POLE WITH DRIVE-CLIQ INTERFACE; PLAIN SHAFT, TOLERANCE N; W/O HOLDING BRAKE PROTECTION CLASS IP65, | 1383 | TEM | 1 | MC | 4.602 | 1
1FK70422AF211UG2 | SIMOTICS S SYNCHRONOUS MOTOR 1FK7-CT PN=0,82 KW; UZK=300V M0=3NM (100K); NN=3000RPM; NATURAL AIR COOLING; FRAME SIZE IMB 5 (IM V1, IM V3) FLANGE 1 POWER CONNECTOR ROTATABLE RESOLVER MULTI-POLE WITH DRIVE-CLIQ INTERFACE; PLAIN SHAFT, TOLERANCE N; W/O HOLDING BRAKE PROTECTION CLASS IP65, FLANGE ON DRIVE END IP67; | 1383 | TEM | 1 | MC | 4.602 | 1
1FK70422AF211UH0 | SIMOTICS S SYNCHRONOUS MOTOR 1FK7-CT PN=0,82 KW; UZK=300V M0=3NM (100K); NN=3000RPM; NATURAL AIR COOLING; FRAME SIZE IMB 5 (IM V1, IM V3) FLANGE 1 POWER CONNECTOR ROTATABLE RESOLVER MULTI-POLE WITH DRIVE-CLIQ INTERFACE; PLAIN SHAFT, TOLERANCE N; WITH HOLDING BRAKE PROTECTION CLASS IP64; | 1548 | TEM | 1 | MC | 4.901 | 1
1FK70422AF211UH1 | SIMOTICS S SYNCHRONOUS MOTOR 1FK7-CT PN=0,82 KW; UZK=300V M0=3NM (100K); NN=3000RPM; NATURAL AIR COOLING; FRAME SIZE IMB 5 (IM V1, IM V3) FLANGE 1 POWER CONNECTOR ROTATABLE RESOLVER MULTI-POLE WITH DRIVE-CLIQ INTERFACE; PLAIN SHAFT, TOLERANCE N; WITH HOLDING BRAKE PROTECTION CLASS IP65, | 1642 | TEM | 1 | MC | 4.901 | 1
1FK70422AF211UH2 | SIMOTICS S SYNCHRONOUS MOTOR 1FK7-CT PN=0,82 KW; UZK=300V M0=3NM (100K); NN=3000RPM; NATURAL AIR COOLING; FRAME SIZE IMB 5 (IM V1, IM V3) FLANGE 1 POWER CONNECTOR ROTATABLE RESOLVER MULTI-POLE WITH DRIVE-CLIQ INTERFACE; PLAIN SHAFT, TOLERANCE N; WITH HOLDING BRAKE PROTECTION CLASS IP65, FLANGE ON DRIVE END IP67; | 1642 | TEM | 1 | MC | 4.901 | 1
1FK70422AF711AA0 | SIMOTICS S SIMOTICS S-1FK7 SYNCHRONOUS MOTOR 1FK7-CT PN=0,82 KW; UZK=600V M0=3NM (100K); NN=3000RPM; NATURAL AIR COOLING, FRAME SIZE IMB 5 (IM V1, IM V3) FLANGE 1, WITH KTY TEMPERATURESENSOR POWER CONNECTOR ROTATABLE INCREMENTAL ENCODER SIN/COS 1VPP;2048 S/R W. C-AND D-SPUR (ENCODER IC2048S/R) SHAFT WITH FITTED KEY, TOLERANCE N; W/O HOLDING BRAKE PROTECTION CLASS IP64; | 1721 | TEM | 1 | MC | 4.601 | 1
1FK70422AF711AA1 | SIMOTICS S SIMOTICS S-1FK7 SYNCHRONOUS MOTOR 1FK7-CT PN=0,82 KW; UZK=600V M0=3NM (100K); NN=3000RPM; NATURAL AIR COOLING, FRAME SIZE IMB 5 (IM V1, IM V3) FLANGE 1, WITH KTY TEMPERATURESENSOR POWER CONNECTOR ROTATABLE INCREMENTAL ENCODER SIN/COS 1VPP;2048 S/R W. C-AND D-SPUR (ENCODER IC2048S/R) SHAFT WITH FITTED KEY, TOLERANCE N; W/O HOLDING BRAKE PROTECTION CLASS IP65, | 1814 | TEM | 1 | MC | 4.601 | 1
1FK70422AF711AA2 | SIMOTICS S SIMOTICS S-1FK7 SYNCHRONOUS MOTOR 1FK7-CT PN=0,82 KW; UZK=600V M0=3NM (100K); NN=3000RPM; NATURAL AIR COOLING, FRAME SIZE IMB 5 (IM V1, IM V3) FLANGE 1, WITH KTY TEMPERATURESENSOR POWER CONNECTOR ROTATABLE INCREMENTAL ENCODER SIN/COS 1VPP;2048 S/R W. C-AND D-SPUR (ENCODER IC2048S/R) SHAFT WITH FITTED KEY, TOLERANCE N; W/O HOLDING BRAKE PROTECTION CLASS IP65, FLANGE ON DRIVE END IP67; | 1814 | TEM | 1 | MC | 4.601 | 1
1FK70422AF711AB0 | SIMOTICS S SIMOTICS S-1FK7 SYNCHRONOUS MOTOR 1FK7-CT PN=0,82 KW; UZK=600V M0=3NM (100K); NN=3000RPM; NATURAL AIR COOLING, FRAME SIZE IMB 5 (IM V1, IM V3) FLANGE 1, WITH KTY TEMPERATURESENSOR POWER CONNECTOR ROTATABLE INCREMENTAL ENCODER SIN/COS 1VPP;2048 S/R W. C-AND D-SPUR (ENCODER IC2048S/R) SHAFT WITH FITTED KEY, TOLERANCE N; WITH HOLDING BRAKE PROTECTION CLASS IP64; | 1982 | TEM | 1 | MC | 4.9 | 1
1FK70422AF711AB1 | SIMOTICS S SIMOTICS S-1FK7 SYNCHRONOUS MOTOR 1FK7-CT PN=0,82 KW; UZK=600V M0=3NM (100K); NN=3000RPM; NATURAL AIR COOLING, FRAME SIZE IMB 5 (IM V1, IM V3) FLANGE 1, WITH KTY TEMPERATURESENSOR POWER CONNECTOR ROTATABLE INCREMENTAL ENCODER SIN/COS 1VPP;2048 S/R W. C-AND D-SPUR (ENCODER IC2048S/R) SHAFT WITH FITTED KEY, TOLERANCE N; WITH HOLDING BRAKE PROTECTION CLASS IP65, | 2075 | TEM | 1 | MC | 4.9 | 1
1FK70422AF711AB2 | SIMOTICS S SIMOTICS S-1FK7 SYNCHRONOUS MOTOR 1FK7-CT PN=0,82 KW; UZK=600V M0=3NM (100K); NN=3000RPM; NATURAL AIR COOLING, FRAME SIZE IMB 5 (IM V1, IM V3) FLANGE 1, WITH KTY TEMPERATURESENSOR POWER CONNECTOR ROTATABLE INCREMENTAL ENCODER SIN/COS 1VPP;2048 S/R W. C-AND D-SPUR (ENCODER IC2048S/R) SHAFT WITH FITTED KEY, TOLERANCE N; WITH HOLDING BRAKE PROTECTION CLASS IP65, FLANGE ON DRIVE END IP67; | 2075 | TEM | 1 | MC | 4.9 | 1
1FK70422AF711AG0 | SIMOTICS S SIMOTICS S-1FK7 SYNCHRONOUS MOTOR 1FK7-CT PN=0,82 KW; UZK=600V M0=3NM (100K); NN=3000RPM; NATURAL AIR COOLING, FRAME SIZE IMB 5 (IM V1, IM V3) FLANGE 1, WITH KTY TEMPERATURESENSOR POWER CONNECTOR ROTATABLE INCREMENTAL ENCODER SIN/COS 1VPP;2048 S/R W. C-AND D-SPUR (ENCODER IC2048S/R) PLAIN SHAFT, TOLERANCE N; W/O HOLDING BRAKE PROTECTION CLASS IP64; | 1635 | TEM | 1 | MC | 4.601 | 1
1FK70422AF711AG1 | SIMOTICS S SIMOTICS S-1FK7 SYNCHRONOUS MOTOR 1FK7-CT PN=0,82 KW; UZK=600V M0=3NM (100K); NN=3000RPM; NATURAL AIR COOLING, FRAME SIZE IMB 5 (IM V1, IM V3) FLANGE 1, WITH KTY TEMPERATURESENSOR POWER CONNECTOR ROTATABLE INCREMENTAL ENCODER SIN/COS 1VPP;2048 S/R W. C-AND D-SPUR (ENCODER IC2048S/R) PLAIN SHAFT, TOLERANCE N; W/O HOLDING BRAKE PROTECTION CLASS IP65, | 1728 | TEM | 1 | MC | 4.601 | 1
1FK70422AF711AG2 | SIMOTICS S SIMOTICS S-1FK7 SYNCHRONOUS MOTOR 1FK7-CT PN=0,82 KW; UZK=600V M0=3NM (100K); NN=3000RPM; NATURAL AIR COOLING, FRAME SIZE IMB 5 (IM V1, IM V3) FLANGE 1, WITH KTY TEMPERATURESENSOR POWER CONNECTOR ROTATABLE INCREMENTAL ENCODER SIN/COS 1VPP;2048 S/R W. C-AND D-SPUR (ENCODER IC2048S/R) PLAIN SHAFT, TOLERANCE N; W/O HOLDING BRAKE PROTECTION CLASS IP65, FLANGE ON DRIVE END IP67; | 1728 | TEM | 1 | MC | 4.601 | 1
1FK70422AF711AH0 | SIMOTICS S SIMOTICS S-1FK7 SYNCHRONOUS MOTOR 1FK7-CT PN=0,82 KW; UZK=600V M0=3NM (100K); NN=3000RPM; NATURAL AIR COOLING, FRAME SIZE IMB 5 (IM V1, IM V3) FLANGE 1, WITH KTY TEMPERATURESENSOR POWER CONNECTOR ROTATABLE INCREMENTAL ENCODER SIN/COS 1VPP;2048 S/R W. C-AND D-SPUR (ENCODER IC2048S/R) PLAIN SHAFT, TOLERANCE N; WITH HOLDING BRAKE PROTECTION CLASS IP64; | 1893 | TEM | 1 | MC | 4.9 | 1
1FK70422AF711AH1 | SIMOTICS S SIMOTICS S-1FK7 SYNCHRONOUS MOTOR 1FK7-CT PN=0,82 KW; UZK=600V M0=3NM (100K); NN=3000RPM; NATURAL AIR COOLING, FRAME SIZE IMB 5 (IM V1, IM V3) FLANGE 1, WITH KTY TEMPERATURESENSOR POWER CONNECTOR ROTATABLE INCREMENTAL ENCODER SIN/COS 1VPP;2048 S/R W. C-AND D-SPUR (ENCODER IC2048S/R) PLAIN SHAFT, TOLERANCE N; WITH HOLDING BRAKE PROTECTION CLASS IP65, | 1987 | TEM | 1 | MC | 4.9 | 1
1FK70422AF711AH2 | SIMOTICS S SIMOTICS S-1FK7 SYNCHRONOUS MOTOR 1FK7-CT PN=0,82 KW; UZK=600V M0=3NM (100K); NN=3000RPM; NATURAL AIR COOLING, FRAME SIZE IMB 5 (IM V1, IM V3) FLANGE 1, WITH KTY TEMPERATURESENSOR POWER CONNECTOR ROTATABLE INCREMENTAL ENCODER SIN/COS 1VPP;2048 S/R W. C-AND D-SPUR (ENCODER IC2048S/R) PLAIN SHAFT, TOLERANCE N; WITH HOLDING BRAKE PROTECTION CLASS IP65, FLANGE ON DRIVE END IP67; | 1987 | TEM | 1 | MC | 4.9 | 1
1FK70422AF711BA0 | SIMOTICS S SIMOTICS S-1FK7 SYNCHRONOUS MOTOR 1FK7-CT PN=0,82 KW; UZK=600V M0=3NM (100K); NN=3000RPM; NATURAL AIR COOLING, FRAME SIZE IMB 5 (IM V1, IM V3) FLANGE 1 POWER CONNECTOR ROTATABLE ABSOLUTE ENCODER SINGLETURN 24 BIT WITH DRIVE CLIQ INTERFACE (ENCODER AS24DQI) SHAFT WITH FITTED KEY, TOLERANCE N; W/O HOLDING BRAKE PROTECTION CLASS IP64; | 1962 | TEM | 1 | MC | 4.601 | 1
1FK70422AF711BA1 | SIMOTICS S SIMOTICS S-1FK7 SYNCHRONOUS MOTOR 1FK7-CT PN=0,82 KW; UZK=600V M0=3NM (100K); NN=3000RPM; NATURAL AIR COOLING, FRAME SIZE IMB 5 (IM V1, IM V3) FLANGE 1 POWER CONNECTOR ROTATABLE ABSOLUTE ENCODER SINGLETURN 24 BIT WITH DRIVE CLIQ INTERFACE (ENCODER AS24DQI) SHAFT WITH FITTED KEY, TOLERANCE N; W/O HOLDING BRAKE PROTECTION CLASS IP65, | 2055 | TEM | 1 | MC | 4.601 | 1
1FK70422AF711BA2 | SIMOTICS S SIMOTICS S-1FK7 SYNCHRONOUS MOTOR 1FK7-CT PN=0,82 KW; UZK=600V M0=3NM (100K); NN=3000RPM; NATURAL AIR COOLING, FRAME SIZE IMB 5 (IM V1, IM V3) FLANGE 1 POWER CONNECTOR ROTATABLE ABSOLUTE ENCODER SINGLETURN 24 BIT WITH DRIVE CLIQ INTERFACE (ENCODER AS24DQI) SHAFT WITH FITTED KEY, TOLERANCE N; W/O HOLDING BRAKE PROTECTION CLASS IP65, FLANGE ON DRIVE END IP67; | 2055 | TEM | 1 | MC | 4.601 | 1
1FK70422AF711BB0 | SIMOTICS S SIMOTICS S-1FK7 SYNCHRONOUS MOTOR 1FK7-CT PN=0,82 KW; UZK=600V M0=3NM (100K); NN=3000RPM; NATURAL AIR COOLING, FRAME SIZE IMB 5 (IM V1, IM V3) FLANGE 1 POWER CONNECTOR ROTATABLE ABSOLUTE ENCODER SINGLETURN 24 BIT WITH DRIVE CLIQ INTERFACE (ENCODER AS24DQI) SHAFT WITH FITTED KEY, TOLERANCE N; WITH HOLDING BRAKE PROTECTION CLASS IP64; | 2223 | TEM | 1 | MC | 4.9 | 1
1FK70422AF711BB1 | SIMOTICS S SIMOTICS S-1FK7 SYNCHRONOUS MOTOR 1FK7-CT PN=0,82 KW; UZK=600V M0=3NM (100K); NN=3000RPM; NATURAL AIR COOLING, FRAME SIZE IMB 5 (IM V1, IM V3) FLANGE 1 POWER CONNECTOR ROTATABLE ABSOLUTE ENCODER SINGLETURN 24 BIT WITH DRIVE CLIQ INTERFACE (ENCODER AS24DQI) SHAFT WITH FITTED KEY, TOLERANCE N; WITH HOLDING BRAKE PROTECTION CLASS IP65, | 2316 | TEM | 1 | MC | 4.9 | 1
1FK70422AF711BB2 | SIMOTICS S SIMOTICS S-1FK7 SYNCHRONOUS MOTOR 1FK7-CT PN=0,82 KW; UZK=600V M0=3NM (100K); NN=3000RPM; NATURAL AIR COOLING, FRAME SIZE IMB 5 (IM V1, IM V3) FLANGE 1 POWER CONNECTOR ROTATABLE ABSOLUTE ENCODER SINGLETURN 24 BIT WITH DRIVE CLIQ INTERFACE (ENCODER AS24DQI) SHAFT WITH FITTED KEY, TOLERANCE N; WITH HOLDING BRAKE PROTECTION CLASS IP65, FLANGE ON DRIVE END IP67; | 2316 | TEM | 1 | MC | 4.9 | 1
1FK70422AF711BG0 | SIMOTICS S SIMOTICS S-1FK7 SYNCHRONOUS MOTOR 1FK7-CT PN=0,82 KW; UZK=600V M0=3NM (100K); NN=3000RPM; NATURAL AIR COOLING, FRAME SIZE IMB 5 (IM V1, IM V3) FLANGE 1 POWER CONNECTOR ROTATABLE ABSOLUTE ENCODER SINGLETURN 24 BIT WITH DRIVE CLIQ INTERFACE (ENCODER AS24DQI) PLAIN SHAFT, TOLERANCE N; W/O HOLDING BRAKE PROTECTION CLASS IP64; | 1876 | TEM | 1 | MC | 4.601 | 1
1FK70422AF711BG1 | SIMOTICS S SIMOTICS S-1FK7 SYNCHRONOUS MOTOR 1FK7-CT PN=0,82 KW; UZK=600V M0=3NM (100K); NN=3000RPM; NATURAL AIR COOLING, FRAME SIZE IMB 5 (IM V1, IM V3) FLANGE 1 POWER CONNECTOR ROTATABLE ABSOLUTE ENCODER SINGLETURN 24 BIT WITH DRIVE CLIQ INTERFACE (ENCODER AS24DQI) PLAIN SHAFT, TOLERANCE N; W/O HOLDING BRAKE PROTECTION CLASS IP65, | 1969 | TEM | 1 | MC | 4.601 | 1
1FK70422AF711BG2 | SIMOTICS S SIMOTICS S-1FK7 SYNCHRONOUS MOTOR 1FK7-CT PN=0,82 KW; UZK=600V M0=3NM (100K); NN=3000RPM; NATURAL AIR COOLING, FRAME SIZE IMB 5 (IM V1, IM V3) FLANGE 1 POWER CONNECTOR ROTATABLE ABSOLUTE ENCODER SINGLETURN 24 BIT WITH DRIVE CLIQ INTERFACE (ENCODER AS24DQI) PLAIN SHAFT, TOLERANCE N; W/O HOLDING BRAKE PROTECTION CLASS IP65, FLANGE ON DRIVE END IP67; | 1969 | TEM | 1 | MC | 4.601 | 1
1FK70422AF711BH0 | SIMOTICS S SIMOTICS S-1FK7 SYNCHRONOUS MOTOR 1FK7-CT PN=0,82 KW; UZK=600V M0=3NM (100K); NN=3000RPM; NATURAL AIR COOLING, FRAME SIZE IMB 5 (IM V1, IM V3) FLANGE 1 POWER CONNECTOR ROTATABLE ABSOLUTE ENCODER SINGLETURN 24 BIT WITH DRIVE CLIQ INTERFACE (ENCODER AS24DQI) PLAIN SHAFT, TOLERANCE N; WITH HOLDING BRAKE PROTECTION CLASS IP64; | 2134 | TEM | 1 | MC | 4.9 | 1
1FK70422AF711BH1 | SIMOTICS S SIMOTICS S-1FK7 SYNCHRONOUS MOTOR 1FK7-CT PN=0,82 KW; UZK=600V M0=3NM (100K); NN=3000RPM; NATURAL AIR COOLING, FRAME SIZE IMB 5 (IM V1, IM V3) FLANGE 1 POWER CONNECTOR ROTATABLE ABSOLUTE ENCODER SINGLETURN 24 BIT WITH DRIVE CLIQ INTERFACE (ENCODER AS24DQI) PLAIN SHAFT, TOLERANCE N; WITH HOLDING BRAKE PROTECTION CLASS IP65, | 2228 | TEM | 1 | MC | 4.9 | 1
1FK70422AF711BH2 | SIMOTICS S SIMOTICS S-1FK7 SYNCHRONOUS MOTOR 1FK7-CT PN=0,82 KW; UZK=600V M0=3NM (100K); NN=3000RPM; NATURAL AIR COOLING, FRAME SIZE IMB 5 (IM V1, IM V3) FLANGE 1 POWER CONNECTOR ROTATABLE ABSOLUTE ENCODER SINGLETURN 24 BIT WITH DRIVE CLIQ INTERFACE (ENCODER AS24DQI) PLAIN SHAFT, TOLERANCE N; WITH HOLDING BRAKE PROTECTION CLASS IP65, FLANGE ON DRIVE END IP67; | 2228 | TEM | 1 | MC | 4.9 | 1
1FK70422AF711CA0 | SIMOTICS S SIMOTICS S-1FK7 SYNCHRONOUS MOTOR 1FK7-CT PN=0,82 KW; UZK=600V M0=3NM (100K); NN=3000RPM; NATURAL AIR COOLING, FRAME SIZE IMB 5 (IM V1, IM V3) FLANGE 1 POWER CONNECTOR ROTATABLE ABSOLUTE ENCODER 24 BIT + 12 BIT MULTITURN WITH DRIVE-CLIQ INTERFACE (ENCODER AM24DQI) SHAFT WITH FITTED KEY, TOLERANCE N; W/O HOLDING BRAKE PROTECTION CLASS IP64; | 2331 | TEM | 1 | MC | 4.601 | 1
1FK70422AF711CA1 | SIMOTICS S SIMOTICS S-1FK7 SYNCHRONOUS MOTOR 1FK7-CT PN=0,82 KW; UZK=600V M0=3NM (100K); NN=3000RPM; NATURAL AIR COOLING, FRAME SIZE IMB 5 (IM V1, IM V3) FLANGE 1 POWER CONNECTOR ROTATABLE ABSOLUTE ENCODER 24 BIT + 12 BIT MULTITURN WITH DRIVE-CLIQ INTERFACE (ENCODER AM24DQI) SHAFT WITH FITTED KEY, TOLERANCE N; W/O HOLDING BRAKE PROTECTION CLASS IP65, | 2425 | TEM | 1 | MC | 4.601 | 1
1FK70422AF711CA2 | SIMOTICS S SIMOTICS S-1FK7 SYNCHRONOUS MOTOR 1FK7-CT PN=0,82 KW; UZK=600V M0=3NM (100K); NN=3000RPM; NATURAL AIR COOLING, FRAME SIZE IMB 5 (IM V1, IM V3) FLANGE 1 POWER CONNECTOR ROTATABLE ABSOLUTE ENCODER 24 BIT + 12 BIT MULTITURN WITH DRIVE-CLIQ INTERFACE (ENCODER AM24DQI) SHAFT WITH FITTED KEY, TOLERANCE N; W/O HOLDING BRAKE PROTECTION CLASS IP65, FLANGE ON DRIVE END IP67; | 2425 | TEM | 1 | MC | 4.601 | 1
1FK70422AF711CB0 | SIMOTICS S SIMOTICS S-1FK7 SYNCHRONOUS MOTOR 1FK7-CT PN=0,82 KW; UZK=600V M0=3NM (100K); NN=3000RPM; NATURAL AIR COOLING, FRAME SIZE IMB 5 (IM V1, IM V3) FLANGE 1 POWER CONNECTOR ROTATABLE ABSOLUTE ENCODER 24 BIT + 12 BIT MULTITURN WITH DRIVE-CLIQ INTERFACE (ENCODER AM24DQI) SHAFT WITH FITTED KEY, TOLERANCE N; WITH HOLDING BRAKE PROTECTION CLASS IP64; | 2592 | TEM | 1 | MC | 4.9 | 1
1FK70422AF711CB1 | SIMOTICS S SIMOTICS S-1FK7 SYNCHRONOUS MOTOR 1FK7-CT PN=0,82 KW; UZK=600V M0=3NM (100K); NN=3000RPM; NATURAL AIR COOLING, FRAME SIZE IMB 5 (IM V1, IM V3) FLANGE 1 POWER CONNECTOR ROTATABLE ABSOLUTE ENCODER 24 BIT + 12 BIT MULTITURN WITH DRIVE-CLIQ INTERFACE (ENCODER AM24DQI) SHAFT WITH FITTED KEY, TOLERANCE N; WITH HOLDING BRAKE PROTECTION CLASS IP65, | 2686 | TEM | 1 | MC | 4.9 | 1
1FK70422AF711CB2 | SIMOTICS S SIMOTICS S-1FK7 SYNCHRONOUS MOTOR 1FK7-CT PN=0,82 KW; UZK=600V M0=3NM (100K); NN=3000RPM; NATURAL AIR COOLING, FRAME SIZE IMB 5 (IM V1, IM V3) FLANGE 1 POWER CONNECTOR ROTATABLE ABSOLUTE ENCODER 24 BIT + 12 BIT MULTITURN WITH DRIVE-CLIQ INTERFACE (ENCODER AM24DQI) SHAFT WITH FITTED KEY, TOLERANCE N; WITH HOLDING BRAKE PROTECTION CLASS IP65, FLANGE ON DRIVE END IP67; | 2686 | TEM | 1 | MC | 4.9 | 1
1FK70422AF711CG0 | SIMOTICS S SIMOTICS S-1FK7 SYNCHRONOUS MOTOR 1FK7-CT PN=0,82 KW; UZK=600V M0=3NM (100K); NN=3000RPM; NATURAL AIR COOLING, FRAME SIZE IMB 5 (IM V1, IM V3) FLANGE 1 POWER CONNECTOR ROTATABLE ABSOLUTE ENCODER 24 BIT + 12 BIT MULTITURN WITH DRIVE-CLIQ INTERFACE (ENCODER AM24DQI) PLAIN SHAFT, TOLERANCE N; W/O HOLDING BRAKE PROTECTION CLASS IP64; | 2245 | TEM | 1 | MC | 4.601 | 1
1FK70422AF711CG1 | SIMOTICS S SIMOTICS S-1FK7 SYNCHRONOUS MOTOR 1FK7-CT PN=0,82 KW; UZK=600V M0=3NM (100K); NN=3000RPM; NATURAL AIR COOLING, FRAME SIZE IMB 5 (IM V1, IM V3) FLANGE 1 POWER CONNECTOR ROTATABLE ABSOLUTE ENCODER 24 BIT + 12 BIT MULTITURN WITH DRIVE-CLIQ INTERFACE (ENCODER AM24DQI) PLAIN SHAFT, TOLERANCE N; W/O HOLDING BRAKE PROTECTION CLASS IP65, | 2338 | TEM | 1 | MC | 4.601 | 1
1FK70422AF711CG2 | SIMOTICS S SIMOTICS S-1FK7 SYNCHRONOUS MOTOR 1FK7-CT PN=0,82 KW; UZK=600V M0=3NM (100K); NN=3000RPM; NATURAL AIR COOLING, FRAME SIZE IMB 5 (IM V1, IM V3) FLANGE 1 POWER CONNECTOR ROTATABLE ABSOLUTE ENCODER 24 BIT + 12 BIT MULTITURN WITH DRIVE-CLIQ INTERFACE (ENCODER AM24DQI) PLAIN SHAFT, TOLERANCE N; W/O HOLDING BRAKE PROTECTION CLASS IP65, FLANGE ON DRIVE END IP67; | 2338 | TEM | 1 | MC | 4.601 | 1
1FK70422AF711CH0 | SIMOTICS S SIMOTICS S-1FK7 SYNCHRONOUS MOTOR 1FK7-CT PN=0,82 KW; UZK=600V M0=3NM (100K); NN=3000RPM; NATURAL AIR COOLING, FRAME SIZE IMB 5 (IM V1, IM V3) FLANGE 1 POWER CONNECTOR ROTATABLE ABSOLUTE ENCODER 24 BIT + 12 BIT MULTITURN WITH DRIVE-CLIQ INTERFACE (ENCODER AM24DQI) PLAIN SHAFT, TOLERANCE N; WITH HOLDING BRAKE PROTECTION CLASS IP64; | 2504 | TEM | 1 | MC | 4.9 | 1
1FK70422AF711CH1 | SIMOTICS S SIMOTICS S-1FK7 SYNCHRONOUS MOTOR 1FK7-CT PN=0,82 KW; UZK=600V M0=3NM (100K); NN=3000RPM; NATURAL AIR COOLING, FRAME SIZE IMB 5 (IM V1, IM V3) FLANGE 1 POWER CONNECTOR ROTATABLE ABSOLUTE ENCODER 24 BIT + 12 BIT MULTITURN WITH DRIVE-CLIQ INTERFACE (ENCODER AM24DQI) PLAIN SHAFT, TOLERANCE N; WITH HOLDING BRAKE PROTECTION CLASS IP65, | 2597 | TEM | 1 | MC | 4.9 | 1
1FK70422AF711CH2 | SIMOTICS S SIMOTICS S-1FK7 SYNCHRONOUS MOTOR 1FK7-CT PN=0,82 KW; UZK=600V M0=3NM (100K); NN=3000RPM; NATURAL AIR COOLING, FRAME SIZE IMB 5 (IM V1, IM V3) FLANGE 1 POWER CONNECTOR ROTATABLE ABSOLUTE ENCODER 24 BIT + 12 BIT MULTITURN WITH DRIVE-CLIQ INTERFACE (ENCODER AM24DQI) PLAIN SHAFT, TOLERANCE N; WITH HOLDING BRAKE PROTECTION CLASS IP65, FLANGE ON DRIVE END IP67; | 2597 | TEM | 1 | MC | 4.9 | 1
1FK70422AF711DA0 | SIMOTICS S SIMOTICS S-1FK7 SYNCHRONOUS MOTOR 1FK7-CT PN=0,82 KW; UZK=600V M0=3NM (100K); NN=3000RPM; NATURAL AIR COOLING, FRAME SIZE IMB 5 (IM V1, IM V3) FLANGE 1 POWER CONNECTOR ROTATABLE INCREMENTAL ENCODER 22 BIT WITH DRIVE-CLIQ INTERFACE (ENCODER IC22DQ) SHAFT WITH FITTED KEY, TOLERANCE N; W/O HOLDING BRAKE PROTECTION CLASS IP64; | 2042 | TEM | 1 | MC | 4.602 | 1
1FK70422AF711DA2 | SIMOTICS S SIMOTICS S-1FK7 SYNCHRONOUS MOTOR 1FK7-CT PN=0,82 KW; UZK=600V M0=3NM (100K); NN=3000RPM; NATURAL AIR COOLING, FRAME SIZE IMB 5 (IM V1, IM V3) FLANGE 1 POWER CONNECTOR ROTATABLE INCREMENTAL ENCODER 22 BIT WITH DRIVE-CLIQ INTERFACE (ENCODER IC22DQ) SHAFT WITH FITTED KEY, TOLERANCE N; W/O HOLDING BRAKE PROTECTION CLASS IP65, FLANGE ON DRIVE END IP67; | 2136 | TEM | 1 | MC | 4.602 | 1
1FK70422AF711DB0 | SIMOTICS S SIMOTICS S-1FK7 SYNCHRONOUS MOTOR 1FK7-CT PN=0,82 KW; UZK=600V M0=3NM (100K); NN=3000RPM; NATURAL AIR COOLING, FRAME SIZE IMB 5 (IM V1, IM V3) FLANGE 1 POWER CONNECTOR ROTATABLE INCREMENTAL ENCODER 22 BIT WITH DRIVE-CLIQ INTERFACE (ENCODER IC22DQ) SHAFT WITH FITTED KEY, TOLERANCE N; WITH HOLDING BRAKE PROTECTION CLASS IP64; | 2303 | TEM | 1 | MC | 4.901 | 1
1FK70422AF711DB1 | SIMOTICS S SIMOTICS S-1FK7 SYNCHRONOUS MOTOR 1FK7-CT PN=0,82 KW; UZK=600V M0=3NM (100K); NN=3000RPM; NATURAL AIR COOLING, FRAME SIZE IMB 5 (IM V1, IM V3) FLANGE 1 POWER CONNECTOR ROTATABLE INCREMENTAL ENCODER 22 BIT WITH DRIVE-CLIQ INTERFACE (ENCODER IC22DQ) SHAFT WITH FITTED KEY, TOLERANCE N; WITH HOLDING BRAKE PROTECTION CLASS IP65, | 2397 | TEM | 1 | MC | 4.901 | 1
1FK70422AF711DB2 | SIMOTICS S SIMOTICS S-1FK7 SYNCHRONOUS MOTOR 1FK7-CT PN=0,82 KW; UZK=600V M0=3NM (100K); NN=3000RPM; NATURAL AIR COOLING, FRAME SIZE IMB 5 (IM V1, IM V3) FLANGE 1 POWER CONNECTOR ROTATABLE INCREMENTAL ENCODER 22 BIT WITH DRIVE-CLIQ INTERFACE (ENCODER IC22DQ) SHAFT WITH FITTED KEY, TOLERANCE N; WITH HOLDING BRAKE PROTECTION CLASS IP65, FLANGE ON DRIVE END IP67; | 2397 | TEM | 1 | MC | 4.901 | 1
1FK70422AF711DG0 | SIMOTICS S SIMOTICS S-1FK7 SYNCHRONOUS MOTOR 1FK7-CT PN=0,82 KW; UZK=600V M0=3NM (100K); NN=3000RPM; NATURAL AIR COOLING, FRAME SIZE IMB 5 (IM V1, IM V3) FLANGE 1 POWER CONNECTOR ROTATABLE INCREMENTAL ENCODER 22 BIT WITH DRIVE-CLIQ INTERFACE (ENCODER IC22DQ) PLAIN SHAFT, TOLERANCE N; W/O HOLDING BRAKE PROTECTION CLASS IP64; | 1956 | TEM | 1 | MC | 4.602 | 1
1FK70422AF711DG1 | SIMOTICS S SIMOTICS S-1FK7 SYNCHRONOUS MOTOR 1FK7-CT PN=0,82 KW; UZK=600V M0=3NM (100K); NN=3000RPM; NATURAL AIR COOLING, FRAME SIZE IMB 5 (IM V1, IM V3) FLANGE 1 POWER CONNECTOR ROTATABLE INCREMENTAL ENCODER 22 BIT WITH DRIVE-CLIQ INTERFACE (ENCODER IC22DQ) PLAIN SHAFT, TOLERANCE N; W/O HOLDING BRAKE PROTECTION CLASS IP65, | 2049 | TEM | 1 | MC | 4.602 | 1
1FK70422AF711DG2 | SIMOTICS S SIMOTICS S-1FK7 SYNCHRONOUS MOTOR 1FK7-CT PN=0,82 KW; UZK=600V M0=3NM (100K); NN=3000RPM; NATURAL AIR COOLING, FRAME SIZE IMB 5 (IM V1, IM V3) FLANGE 1 POWER CONNECTOR ROTATABLE INCREMENTAL ENCODER 22 BIT WITH DRIVE-CLIQ INTERFACE (ENCODER IC22DQ) PLAIN SHAFT, TOLERANCE N; W/O HOLDING BRAKE PROTECTION CLASS IP65, FLANGE ON DRIVE END IP67; | 2049 | TEM | 1 | MC | 4.602 | 1
1FK70422AF711DH0 | SIMOTICS S SIMOTICS S-1FK7 SYNCHRONOUS MOTOR 1FK7-CT PN=0,82 KW; UZK=600V M0=3NM (100K); NN=3000RPM; NATURAL AIR COOLING, FRAME SIZE IMB 5 (IM V1, IM V3) FLANGE 1 POWER CONNECTOR ROTATABLE INCREMENTAL ENCODER 22 BIT WITH DRIVE-CLIQ INTERFACE (ENCODER IC22DQ) PLAIN SHAFT, TOLERANCE N; WITH HOLDING BRAKE PROTECTION CLASS IP64; | 2215 | TEM | 1 | MC | 4.901 | 1
1FK70422AF711EA0 | SIMOTICS S SIMOTICS S-1FK7 SYNCHRONOUS MOTOR 1FK7-CT PN=0,82 KW; UZK=600V M0=3NM (100K); NN=3000RPM; NATURAL AIR COOLING, FRAME SIZE IMB 5 (IM V1, IM V3) FLANGE 1, WITH KTY TEMPERATURESENSOR POWER CONNECTOR ROTATABLE ABSOLUTE ENCODERR 2048 S/R + 4096 UMDREHUNGEN MULTITURN, WITH ENDAT-SCHNITTSTELLE (ENCODER AM2048S/R) SHAFT WITH FITTED KEY, TOLERANCE N; W/O HOLDING BRAKE PROTECTION CLASS IP64; | 2092 | TEM | 1 | MC | 4.601 | 1
1FK70422AF711EA1 | SIMOTICS S SIMOTICS S-1FK7 SYNCHRONOUS MOTOR 1FK7-CT PN=0,82 KW; UZK=600V M0=3NM (100K); NN=3000RPM; NATURAL AIR COOLING, FRAME SIZE IMB 5 (IM V1, IM V3) FLANGE 1, WITH KTY TEMPERATURESENSOR POWER CONNECTOR ROTATABLE ABSOLUTE ENCODERR 2048 S/R + 4096 UMDREHUNGEN MULTITURN, WITH ENDAT-SCHNITTSTELLE (ENCODER AM2048S/R) SHAFT WITH FITTED KEY, TOLERANCE N; W/O HOLDING BRAKE PROTECTION CLASS IP65, | 2186 | TEM | 1 | MC | 4.601 | 1
1FK70422AF711EA2 | SIMOTICS S SIMOTICS S-1FK7 SYNCHRONOUS MOTOR 1FK7-CT PN=0,82 KW; UZK=600V M0=3NM (100K); NN=3000RPM; NATURAL AIR COOLING, FRAME SIZE IMB 5 (IM V1, IM V3) FLANGE 1, WITH KTY TEMPERATURESENSOR POWER CONNECTOR ROTATABLE ABSOLUTE ENCODERR 2048 S/R + 4096 UMDREHUNGEN MULTITURN, WITH ENDAT-SCHNITTSTELLE (ENCODER AM2048S/R) SHAFT WITH FITTED KEY, TOLERANCE N; W/O HOLDING BRAKE PROTECTION CLASS IP65, FLANGE ON DRIVE END IP67; | 2186 | TEM | 1 | MC | 4.601 | 1
1FK70422AF711EB0 | SIMOTICS S SIMOTICS S-1FK7 SYNCHRONOUS MOTOR 1FK7-CT PN=0,82 KW; UZK=600V M0=3NM (100K); NN=3000RPM; NATURAL AIR COOLING, FRAME SIZE IMB 5 (IM V1, IM V3) FLANGE 1, WITH KTY TEMPERATURESENSOR POWER CONNECTOR ROTATABLE ABSOLUTE ENCODERR 2048 S/R + 4096 UMDREHUNGEN MULTITURN, WITH ENDAT-SCHNITTSTELLE (ENCODER AM2048S/R) SHAFT WITH FITTED KEY, TOLERANCE N; WITH HOLDING BRAKE PROTECTION CLASS IP64; | 2353 | TEM | 1 | MC | 4.9 | 1
1FK70422AF711EB1 | SIMOTICS S SIMOTICS S-1FK7 SYNCHRONOUS MOTOR 1FK7-CT PN=0,82 KW; UZK=600V M0=3NM (100K); NN=3000RPM; NATURAL AIR COOLING, FRAME SIZE IMB 5 (IM V1, IM V3) FLANGE 1, WITH KTY TEMPERATURESENSOR POWER CONNECTOR ROTATABLE ABSOLUTE ENCODERR 2048 S/R + 4096 UMDREHUNGEN MULTITURN, WITH ENDAT-SCHNITTSTELLE (ENCODER AM2048S/R) SHAFT WITH FITTED KEY, TOLERANCE N; WITH HOLDING BRAKE PROTECTION CLASS IP65, | 2447 | TEM | 1 | MC | 4.9 | 1
1FK70422AF711EB2 | SIMOTICS S SIMOTICS S-1FK7 SYNCHRONOUS MOTOR 1FK7-CT PN=0,82 KW; UZK=600V M0=3NM (100K); NN=3000RPM; NATURAL AIR COOLING, FRAME SIZE IMB 5 (IM V1, IM V3) FLANGE 1, WITH KTY TEMPERATURESENSOR POWER CONNECTOR ROTATABLE ABSOLUTE ENCODERR 2048 S/R + 4096 UMDREHUNGEN MULTITURN, WITH ENDAT-SCHNITTSTELLE (ENCODER AM2048S/R) SHAFT WITH FITTED KEY, TOLERANCE N; WITH HOLDING BRAKE PROTECTION CLASS IP65, FLANGE ON DRIVE END IP67; | 2447 | TEM | 1 | MC | 4.9 | 1
1FK70422AF711EG0 | SIMOTICS S SIMOTICS S-1FK7 SYNCHRONOUS MOTOR 1FK7-CT PN=0,82 KW; UZK=600V M0=3NM (100K); NN=3000RPM; NATURAL AIR COOLING, FRAME SIZE IMB 5 (IM V1, IM V3) FLANGE 1, WITH KTY TEMPERATURESENSOR POWER CONNECTOR ROTATABLE ABSOLUTE ENCODERR 2048 S/R + 4096 UMDREHUNGEN MULTITURN, WITH ENDAT-SCHNITTSTELLE (ENCODER AM2048S/R) PLAIN SHAFT, TOLERANCE N; W/O HOLDING BRAKE PROTECTION CLASS IP64; | 2006 | TEM | 1 | MC | 4.601 | 1
1FK70422AF711EG1 | SIMOTICS S SIMOTICS S-1FK7 SYNCHRONOUS MOTOR 1FK7-CT PN=0,82 KW; UZK=600V M0=3NM (100K); NN=3000RPM; NATURAL AIR COOLING, FRAME SIZE IMB 5 (IM V1, IM V3) FLANGE 1, WITH KTY TEMPERATURESENSOR POWER CONNECTOR ROTATABLE ABSOLUTE ENCODERR 2048 S/R + 4096 UMDREHUNGEN MULTITURN, WITH ENDAT-SCHNITTSTELLE (ENCODER AM2048S/R) PLAIN SHAFT, TOLERANCE N; W/O HOLDING BRAKE PROTECTION CLASS IP65, | 2100 | TEM | 1 | MC | 4.601 | 1
1FK70422AF711EG2 | SIMOTICS S SIMOTICS S-1FK7 SYNCHRONOUS MOTOR 1FK7-CT PN=0,82 KW; UZK=600V M0=3NM (100K); NN=3000RPM; NATURAL AIR COOLING, FRAME SIZE IMB 5 (IM V1, IM V3) FLANGE 1, WITH KTY TEMPERATURESENSOR POWER CONNECTOR ROTATABLE ABSOLUTE ENCODERR 2048 S/R + 4096 UMDREHUNGEN MULTITURN, WITH ENDAT-SCHNITTSTELLE (ENCODER AM2048S/R) PLAIN SHAFT, TOLERANCE N; W/O HOLDING BRAKE PROTECTION CLASS IP65, FLANGE ON DRIVE END IP67; | 2100 | TEM | 1 | MC | 4.601 | 1
1FK70422AF711EH0 | SIMOTICS S SIMOTICS S-1FK7 SYNCHRONOUS MOTOR 1FK7-CT PN=0,82 KW; UZK=600V M0=3NM (100K); NN=3000RPM; NATURAL AIR COOLING, FRAME SIZE IMB 5 (IM V1, IM V3) FLANGE 1, WITH KTY TEMPERATURESENSOR POWER CONNECTOR ROTATABLE ABSOLUTE ENCODERR 2048 S/R + 4096 UMDREHUNGEN MULTITURN, WITH ENDAT-SCHNITTSTELLE (ENCODER AM2048S/R) PLAIN SHAFT, TOLERANCE N; WITH HOLDING BRAKE PROTECTION CLASS IP64; | 2265 | TEM | 1 | MC | 4.9 | 1
1FK70422AF711EH1 | SIMOTICS S SIMOTICS S-1FK7 SYNCHRONOUS MOTOR 1FK7-CT PN=0,82 KW; UZK=600V M0=3NM (100K); NN=3000RPM; NATURAL AIR COOLING, FRAME SIZE IMB 5 (IM V1, IM V3) FLANGE 1, WITH KTY TEMPERATURESENSOR POWER CONNECTOR ROTATABLE ABSOLUTE ENCODERR 2048 S/R + 4096 UMDREHUNGEN MULTITURN, WITH ENDAT-SCHNITTSTELLE (ENCODER AM2048S/R) PLAIN SHAFT, TOLERANCE N; WITH HOLDING BRAKE PROTECTION CLASS IP65, | 2358 | TEM | 1 | MC | 4.9 | 1
1FK70422AF711EH2 | SIMOTICS S SIMOTICS S-1FK7 SYNCHRONOUS MOTOR 1FK7-CT PN=0,82 KW; UZK=600V M0=3NM (100K); NN=3000RPM; NATURAL AIR COOLING, FRAME SIZE IMB 5 (IM V1, IM V3) FLANGE 1, WITH KTY TEMPERATURESENSOR POWER CONNECTOR ROTATABLE ABSOLUTE ENCODERR 2048 S/R + 4096 UMDREHUNGEN MULTITURN, WITH ENDAT-SCHNITTSTELLE (ENCODER AM2048S/R) PLAIN SHAFT, TOLERANCE N; WITH HOLDING BRAKE PROTECTION CLASS IP65, FLANGE ON DRIVE END IP67; | 2358 | TEM | 1 | MC | 4.9 | 1
1FK70422AF711FA0 | SIMOTICS S SIMOTICS S-1FK7 SYNCHRONOUS MOTOR 1FK7-CT PN=0,82 KW; UZK=600V M0=3NM (100K); NN=3000RPM; NATURAL AIR COOLING, FRAME SIZE IMB 5 (IM V1, IM V3) FLANGE 1 POWER CONNECTOR ROTATABLE ABSOLUTE ENCODER 22BIT + 12 BIT MULTITURN, WITH DRIVE-CLIQ INTERFACE (ENCODER AM22DQ) SHAFT WITH FITTED KEY, TOLERANCE N; W/O HOLDING BRAKE PROTECTION CLASS IP64; | 2411 | TEM | 1 | MC | 4.601 | 1
1FK70422AF711FA2 | SIMOTICS S SIMOTICS S-1FK7 SYNCHRONOUS MOTOR 1FK7-CT PN=0,82 KW; UZK=600V M0=3NM (100K); NN=3000RPM; NATURAL AIR COOLING, FRAME SIZE IMB 5 (IM V1, IM V3) FLANGE 1 POWER CONNECTOR ROTATABLE ABSOLUTE ENCODER 22BIT + 12 BIT MULTITURN, WITH DRIVE-CLIQ INTERFACE (ENCODER AM22DQ) SHAFT WITH FITTED KEY, TOLERANCE N; W/O HOLDING BRAKE PROTECTION CLASS IP65, FLANGE ON DRIVE END IP67; | 2505 | TEM | 1 | MC | 4.601 | 1
1FK70422AF711FB0 | SIMOTICS S SIMOTICS S-1FK7 SYNCHRONOUS MOTOR 1FK7-CT PN=0,82 KW; UZK=600V M0=3NM (100K); NN=3000RPM; NATURAL AIR COOLING, FRAME SIZE IMB 5 (IM V1, IM V3) FLANGE 1 POWER CONNECTOR ROTATABLE ABSOLUTE ENCODER 22BIT + 12 BIT MULTITURN, WITH DRIVE-CLIQ INTERFACE (ENCODER AM22DQ) SHAFT WITH FITTED KEY, TOLERANCE N; WITH HOLDING BRAKE PROTECTION CLASS IP64; | 2672 | TEM | 1 | MC | 4.9 | 1
1FK70422AF711FB2 | SIMOTICS S SIMOTICS S-1FK7 SYNCHRONOUS MOTOR 1FK7-CT PN=0,82 KW; UZK=600V M0=3NM (100K); NN=3000RPM; NATURAL AIR COOLING, FRAME SIZE IMB 5 (IM V1, IM V3) FLANGE 1 POWER CONNECTOR ROTATABLE ABSOLUTE ENCODER 22BIT + 12 BIT MULTITURN, WITH DRIVE-CLIQ INTERFACE (ENCODER AM22DQ) SHAFT WITH FITTED KEY, TOLERANCE N; WITH HOLDING BRAKE PROTECTION CLASS IP65, FLANGE ON DRIVE END IP67; | 2766 | TEM | 1 | MC | 4.9 | 1
1FK70422AF711FG0 | SIMOTICS S SIMOTICS S-1FK7 SYNCHRONOUS MOTOR 1FK7-CT PN=0,82 KW; UZK=600V M0=3NM (100K); NN=3000RPM; NATURAL AIR COOLING, FRAME SIZE IMB 5 (IM V1, IM V3) FLANGE 1 POWER CONNECTOR ROTATABLE ABSOLUTE ENCODER 22BIT + 12 BIT MULTITURN, WITH DRIVE-CLIQ INTERFACE (ENCODER AM22DQ) PLAIN SHAFT, TOLERANCE N; W/O HOLDING BRAKE PROTECTION CLASS IP64; | 2325 | TEM | 1 | MC | 4.601 | 1
1FK70422AF711FG1 | SIMOTICS S SIMOTICS S-1FK7 SYNCHRONOUS MOTOR 1FK7-CT PN=0,82 KW; UZK=600V M0=3NM (100K); NN=3000RPM; NATURAL AIR COOLING, FRAME SIZE IMB 5 (IM V1, IM V3) FLANGE 1 POWER CONNECTOR ROTATABLE ABSOLUTE ENCODER 22BIT + 12 BIT MULTITURN, WITH DRIVE-CLIQ INTERFACE (ENCODER AM22DQ) PLAIN SHAFT, TOLERANCE N; W/O HOLDING BRAKE PROTECTION CLASS IP65, | 2419 | TEM | 1 | MC | 4.601 | 1
1FK70422AF711FG2 | SIMOTICS S SIMOTICS S-1FK7 SYNCHRONOUS MOTOR 1FK7-CT PN=0,82 KW; UZK=600V M0=3NM (100K); NN=3000RPM; NATURAL AIR COOLING, FRAME SIZE IMB 5 (IM V1, IM V3) FLANGE 1 POWER CONNECTOR ROTATABLE ABSOLUTE ENCODER 22BIT + 12 BIT MULTITURN, WITH DRIVE-CLIQ INTERFACE (ENCODER AM22DQ) PLAIN SHAFT, TOLERANCE N; W/O HOLDING BRAKE PROTECTION CLASS IP65, FLANGE ON DRIVE END IP67; | 2419 | TEM | 1 | MC | 4.601 | 1
1FK70422AF711FH0 | SIMOTICS S SIMOTICS S-1FK7 SYNCHRONOUS MOTOR 1FK7-CT PN=0,82 KW; UZK=600V M0=3NM (100K); NN=3000RPM; NATURAL AIR COOLING, FRAME SIZE IMB 5 (IM V1, IM V3) FLANGE 1 POWER CONNECTOR ROTATABLE ABSOLUTE ENCODER 22BIT + 12 BIT MULTITURN, WITH DRIVE-CLIQ INTERFACE (ENCODER AM22DQ) PLAIN SHAFT, TOLERANCE N; WITH HOLDING BRAKE PROTECTION CLASS IP64; | 2584 | TEM | 1 | MC | 4.9 | 1
1FK70422AF711FH1 | SIMOTICS S SIMOTICS S-1FK7 SYNCHRONOUS MOTOR 1FK7-CT PN=0,82 KW; UZK=600V M0=3NM (100K); NN=3000RPM; NATURAL AIR COOLING, FRAME SIZE IMB 5 (IM V1, IM V3) FLANGE 1 POWER CONNECTOR ROTATABLE ABSOLUTE ENCODER 22BIT + 12 BIT MULTITURN, WITH DRIVE-CLIQ INTERFACE (ENCODER AM22DQ) PLAIN SHAFT, TOLERANCE N; WITH HOLDING BRAKE PROTECTION CLASS IP65, | 2677 | TEM | 1 | MC | 4.9 | 1
1FK70422AF711FH2 | SIMOTICS S SIMOTICS S-1FK7 SYNCHRONOUS MOTOR 1FK7-CT PN=0,82 KW; UZK=600V M0=3NM (100K); NN=3000RPM; NATURAL AIR COOLING, FRAME SIZE IMB 5 (IM V1, IM V3) FLANGE 1 POWER CONNECTOR ROTATABLE ABSOLUTE ENCODER 22BIT + 12 BIT MULTITURN, WITH DRIVE-CLIQ INTERFACE (ENCODER AM22DQ) PLAIN SHAFT, TOLERANCE N; WITH HOLDING BRAKE PROTECTION CLASS IP65, FLANGE ON DRIVE END IP67; | 2677 | TEM | 1 | MC | 4.9 | 1
1FK70422AF711GA0 | SIMOTICS S SIMOTICS S-1FK7 SYNCHRONOUS MOTOR 1FK7-CT PN=0,82 KW; UZK=600V M0=3NM (100K); NN=3000RPM; NATURAL AIR COOLING, FRAME SIZE IMB 5 (IM V1, IM V3) FLANGE 1, WITH KTY TEMPERATURESENSOR POWER CONNECTOR ROTATABLE ABSOLUTE ENCODER 32 S/R SINGLETURN, 4096 ROTATION MULTITURN, WITH ENDAT- INTERFACE (ENCODER AM32S/R) SHAFT WITH FITTED KEY, TOLERANCE N; W/O HOLDING BRAKE PROTECTION CLASS IP64; | 1575 | TEM | 1 | MC | 4.601 | 1
1FK70422AF711GA2 | SIMOTICS S SIMOTICS S-1FK7 SYNCHRONOUS MOTOR 1FK7-CT PN=0,82 KW; UZK=600V M0=3NM (100K); NN=3000RPM; NATURAL AIR COOLING, FRAME SIZE IMB 5 (IM V1, IM V3) FLANGE 1, WITH KTY TEMPERATURESENSOR POWER CONNECTOR ROTATABLE ABSOLUTE ENCODER 32 S/R SINGLETURN, 4096 ROTATION MULTITURN, WITH ENDAT- INTERFACE (ENCODER AM32S/R) SHAFT WITH FITTED KEY, TOLERANCE N; W/O HOLDING BRAKE PROTECTION CLASS IP65, FLANGE ON DRIVE END IP67; | 1668 | TEM | 1 | MC | 4.601 | 1
1FK70422AF711GB0 | SIMOTICS S SIMOTICS S-1FK7 SYNCHRONOUS MOTOR 1FK7-CT PN=0,82 KW; UZK=600V M0=3NM (100K); NN=3000RPM; NATURAL AIR COOLING, FRAME SIZE IMB 5 (IM V1, IM V3) FLANGE 1, WITH KTY TEMPERATURESENSOR POWER CONNECTOR ROTATABLE ABSOLUTE ENCODER 32 S/R SINGLETURN, 4096 ROTATION MULTITURN, WITH ENDAT- INTERFACE (ENCODER AM32S/R) SHAFT WITH FITTED KEY, TOLERANCE N; WITH HOLDING BRAKE PROTECTION CLASS IP64; | 1836 | TEM | 1 | MC | 4.9 | 1
1FK70422AF711GG0 | SIMOTICS S SIMOTICS S-1FK7 SYNCHRONOUS MOTOR 1FK7-CT PN=0,82 KW; UZK=600V M0=3NM (100K); NN=3000RPM; NATURAL AIR COOLING, FRAME SIZE IMB 5 (IM V1, IM V3) FLANGE 1, WITH KTY TEMPERATURESENSOR POWER CONNECTOR ROTATABLE ABSOLUTE ENCODER 32 S/R SINGLETURN, 4096 ROTATION MULTITURN, WITH ENDAT- INTERFACE (ENCODER AM32S/R) PLAIN SHAFT, TOLERANCE N; W/O HOLDING BRAKE PROTECTION CLASS IP64; | 1489 | TEM | 1 | MC | 4.601 | 1
1FK70422AF711GH0 | SIMOTICS S SIMOTICS S-1FK7 SYNCHRONOUS MOTOR 1FK7-CT PN=0,82 KW; UZK=600V M0=3NM (100K); NN=3000RPM; NATURAL AIR COOLING, FRAME SIZE IMB 5 (IM V1, IM V3) FLANGE 1, WITH KTY TEMPERATURESENSOR POWER CONNECTOR ROTATABLE ABSOLUTE ENCODER 32 S/R SINGLETURN, 4096 ROTATION MULTITURN, WITH ENDAT- INTERFACE (ENCODER AM32S/R) PLAIN SHAFT, TOLERANCE N; WITH HOLDING BRAKE PROTECTION CLASS IP64; | 1747 | TEM | 1 | MC | 4.9 | 1
1FK70422AF711GH2 | SIMOTICS S SIMOTICS S-1FK7 SYNCHRONOUS MOTOR 1FK7-CT PN=0,82 KW; UZK=600V M0=3NM (100K); NN=3000RPM; NATURAL AIR COOLING, FRAME SIZE IMB 5 (IM V1, IM V3) FLANGE 1, WITH KTY TEMPERATURESENSOR POWER CONNECTOR ROTATABLE ABSOLUTE ENCODER 32 S/R SINGLETURN, 4096 ROTATION MULTITURN, WITH ENDAT- INTERFACE (ENCODER AM32S/R) PLAIN SHAFT, TOLERANCE N; WITH HOLDING BRAKE PROTECTION CLASS IP65, FLANGE ON DRIVE END IP67; | 1841 | TEM | 1 | MC | 4.9 | 1
1FK70422AF711KA0 | SIMOTICS S SIMOTICS S-1FK7 SYNCHRONOUS MOTOR 1FK7-CT PN=0,82 KW; UZK=600V M0=3NM (100K); NN=3000RPM; NATURAL AIR COOLING, FRAME SIZE IMB 5 (IM V1, IM V3) FLANGE 1 POWER CONNECTOR ROTATABLE ABSOLUTE ENCODER 16BIT + 12BIT MULTITURN, WITH DRIVE-CLIQ INTERFACE (ENCODER AM16DQ) SHAFT WITH FITTED KEY, TOLERANCE N; W/O HOLDING BRAKE PROTECTION CLASS IP64; | 1894 | TEM | 1 | MC | 4.601 | 1
1FK70422AF711KA1 | SIMOTICS S SIMOTICS S-1FK7 SYNCHRONOUS MOTOR 1FK7-CT PN=0,82 KW; UZK=600V M0=3NM (100K); NN=3000RPM; NATURAL AIR COOLING, FRAME SIZE IMB 5 (IM V1, IM V3) FLANGE 1 POWER CONNECTOR ROTATABLE ABSOLUTE ENCODER 16BIT + 12BIT MULTITURN, WITH DRIVE-CLIQ INTERFACE (ENCODER AM16DQ) SHAFT WITH FITTED KEY, TOLERANCE N; W/O HOLDING BRAKE PROTECTION CLASS IP65, | 1987 | TEM | 1 | MC | 4.601 | 1
1FK70422AF711KA2 | SIMOTICS S SIMOTICS S-1FK7 SYNCHRONOUS MOTOR 1FK7-CT PN=0,82 KW; UZK=600V M0=3NM (100K); NN=3000RPM; NATURAL AIR COOLING, FRAME SIZE IMB 5 (IM V1, IM V3) FLANGE 1 POWER CONNECTOR ROTATABLE ABSOLUTE ENCODER 16BIT + 12BIT MULTITURN, WITH DRIVE-CLIQ INTERFACE (ENCODER AM16DQ) SHAFT WITH FITTED KEY, TOLERANCE N; W/O HOLDING BRAKE PROTECTION CLASS IP65, FLANGE ON DRIVE END IP67; | 1987 | TEM | 1 | MC | 4.601 | 1
1FK70422AF711KB0 | SIMOTICS S SIMOTICS S-1FK7 SYNCHRONOUS MOTOR 1FK7-CT PN=0,82 KW; UZK=600V M0=3NM (100K); NN=3000RPM; NATURAL AIR COOLING, FRAME SIZE IMB 5 (IM V1, IM V3) FLANGE 1 POWER CONNECTOR ROTATABLE ABSOLUTE ENCODER 16BIT + 12BIT MULTITURN, WITH DRIVE-CLIQ INTERFACE (ENCODER AM16DQ) SHAFT WITH FITTED KEY, TOLERANCE N; WITH HOLDING BRAKE PROTECTION CLASS IP64; | 2155 | TEM | 1 | MC | 4.9 | 1
1FK70422AF711KB1 | SIMOTICS S SIMOTICS S-1FK7 SYNCHRONOUS MOTOR 1FK7-CT PN=0,82 KW; UZK=600V M0=3NM (100K); NN=3000RPM; NATURAL AIR COOLING, FRAME SIZE IMB 5 (IM V1, IM V3) FLANGE 1 POWER CONNECTOR ROTATABLE ABSOLUTE ENCODER 16BIT + 12BIT MULTITURN, WITH DRIVE-CLIQ INTERFACE (ENCODER AM16DQ) SHAFT WITH FITTED KEY, TOLERANCE N; WITH HOLDING BRAKE PROTECTION CLASS IP65, | 2248 | TEM | 1 | MC | 4.9 | 1
1FK70422AF711KB2 | SIMOTICS S SIMOTICS S-1FK7 SYNCHRONOUS MOTOR 1FK7-CT PN=0,82 KW; UZK=600V M0=3NM (100K); NN=3000RPM; NATURAL AIR COOLING, FRAME SIZE IMB 5 (IM V1, IM V3) FLANGE 1 POWER CONNECTOR ROTATABLE ABSOLUTE ENCODER 16BIT + 12BIT MULTITURN, WITH DRIVE-CLIQ INTERFACE (ENCODER AM16DQ) SHAFT WITH FITTED KEY, TOLERANCE N; WITH HOLDING BRAKE PROTECTION CLASS IP65, FLANGE ON DRIVE END IP67; | 2248 | TEM | 1 | MC | 4.9 | 1
1FK70422AF711KG0 | SIMOTICS S SIMOTICS S-1FK7 SYNCHRONOUS MOTOR 1FK7-CT PN=0,82 KW; UZK=600V M0=3NM (100K); NN=3000RPM; NATURAL AIR COOLING, FRAME SIZE IMB 5 (IM V1, IM V3) FLANGE 1 POWER CONNECTOR ROTATABLE ABSOLUTE ENCODER 16BIT + 12BIT MULTITURN, WITH DRIVE-CLIQ INTERFACE (ENCODER AM16DQ) PLAIN SHAFT, TOLERANCE N; W/O HOLDING BRAKE PROTECTION CLASS IP64; | 1808 | TEM | 1 | MC | 4.601 | 1
1FK70422AF711KG1 | SIMOTICS S SIMOTICS S-1FK7 SYNCHRONOUS MOTOR 1FK7-CT PN=0,82 KW; UZK=600V M0=3NM (100K); NN=3000RPM; NATURAL AIR COOLING, FRAME SIZE IMB 5 (IM V1, IM V3) FLANGE 1 POWER CONNECTOR ROTATABLE ABSOLUTE ENCODER 16BIT + 12BIT MULTITURN, WITH DRIVE-CLIQ INTERFACE (ENCODER AM16DQ) PLAIN SHAFT, TOLERANCE N; W/O HOLDING BRAKE PROTECTION CLASS IP65, | 1901 | TEM | 1 | MC | 4.601 | 1
1FK70422AF711KG2 | SIMOTICS S SIMOTICS S-1FK7 SYNCHRONOUS MOTOR 1FK7-CT PN=0,82 KW; UZK=600V M0=3NM (100K); NN=3000RPM; NATURAL AIR COOLING, FRAME SIZE IMB 5 (IM V1, IM V3) FLANGE 1 POWER CONNECTOR ROTATABLE ABSOLUTE ENCODER 16BIT + 12BIT MULTITURN, WITH DRIVE-CLIQ INTERFACE (ENCODER AM16DQ) PLAIN SHAFT, TOLERANCE N; W/O HOLDING BRAKE PROTECTION CLASS IP65, FLANGE ON DRIVE END IP67; | 1901 | TEM | 1 | MC | 4.601 | 1
1FK70422AF711KH0 | SIMOTICS S SIMOTICS S-1FK7 SYNCHRONOUS MOTOR 1FK7-CT PN=0,82 KW; UZK=600V M0=3NM (100K); NN=3000RPM; NATURAL AIR COOLING, FRAME SIZE IMB 5 (IM V1, IM V3) FLANGE 1 POWER CONNECTOR ROTATABLE ABSOLUTE ENCODER 16BIT + 12BIT MULTITURN, WITH DRIVE-CLIQ INTERFACE (ENCODER AM16DQ) PLAIN SHAFT, TOLERANCE N; WITH HOLDING BRAKE PROTECTION CLASS IP64; | 2066 | TEM | 1 | MC | 4.9 | 1
1FK70422AF711KH1 | SIMOTICS S SIMOTICS S-1FK7 SYNCHRONOUS MOTOR 1FK7-CT PN=0,82 KW; UZK=600V M0=3NM (100K); NN=3000RPM; NATURAL AIR COOLING, FRAME SIZE IMB 5 (IM V1, IM V3) FLANGE 1 POWER CONNECTOR ROTATABLE ABSOLUTE ENCODER 16BIT + 12BIT MULTITURN, WITH DRIVE-CLIQ INTERFACE (ENCODER AM16DQ) PLAIN SHAFT, TOLERANCE N; WITH HOLDING BRAKE PROTECTION CLASS IP65, | 2160 | TEM | 1 | MC | 4.9 | 1
1FK70422AF711KH2 | SIMOTICS S SIMOTICS S-1FK7 SYNCHRONOUS MOTOR 1FK7-CT PN=0,82 KW; UZK=600V M0=3NM (100K); NN=3000RPM; NATURAL AIR COOLING, FRAME SIZE IMB 5 (IM V1, IM V3) FLANGE 1 POWER CONNECTOR ROTATABLE ABSOLUTE ENCODER 16BIT + 12BIT MULTITURN, WITH DRIVE-CLIQ INTERFACE (ENCODER AM16DQ) PLAIN SHAFT, TOLERANCE N; WITH HOLDING BRAKE PROTECTION CLASS IP65, FLANGE ON DRIVE END IP67; | 2160 | TEM | 1 | MC | 4.9 | 1
1FK70422AF711PA0 | SIMOTICS S SIMOTICS S-1FK7 SYNCHRONOUS MOTOR 1FK7-CT PN=0,82 KW; UZK=600V M0=3NM (100K); NN=3000RPM; NATURAL AIR COOLING, FRAME SIZE IMB 5 (IM V1, IM V3) FLANGE 1 POWER CONNECTOR ROTATABLE RESOLVER 2-POLE, WITH DRIVE CLIQ-INTERFACE SHAFT WITH FITTED KEY, TOLERANCE N; W/O HOLDING BRAKE PROTECTION CLASS IP64; | 1376 | TEM | 1 | MC | 4.701 | 1
1FK70422AF711PA1 | SIMOTICS S SIMOTICS S-1FK7 SYNCHRONOUS MOTOR 1FK7-CT PN=0,82 KW; UZK=600V M0=3NM (100K); NN=3000RPM; NATURAL AIR COOLING, FRAME SIZE IMB 5 (IM V1, IM V3) FLANGE 1 POWER CONNECTOR ROTATABLE RESOLVER 2-POLE, WITH DRIVE CLIQ-INTERFACE SHAFT WITH FITTED KEY, TOLERANCE N; W/O HOLDING BRAKE PROTECTION CLASS IP65, | 1469 | TEM | 1 | MC | 4.701 | 1
1FK70422AF711PA2 | SIMOTICS S SIMOTICS S-1FK7 SYNCHRONOUS MOTOR 1FK7-CT PN=0,82 KW; UZK=600V M0=3NM (100K); NN=3000RPM; NATURAL AIR COOLING, FRAME SIZE IMB 5 (IM V1, IM V3) FLANGE 1 POWER CONNECTOR ROTATABLE RESOLVER 2-POLE, WITH DRIVE CLIQ-INTERFACE SHAFT WITH FITTED KEY, TOLERANCE N; W/O HOLDING BRAKE PROTECTION CLASS IP65, FLANGE ON DRIVE END IP67; | 1469 | TEM | 1 | MC | 4.701 | 1
1FK70422AF711PB0 | SIMOTICS S SIMOTICS S-1FK7 SYNCHRONOUS MOTOR 1FK7-CT PN=0,82 KW; UZK=600V M0=3NM (100K); NN=3000RPM; NATURAL AIR COOLING, FRAME SIZE IMB 5 (IM V1, IM V3) FLANGE 1 POWER CONNECTOR ROTATABLE RESOLVER 2-POLE, WITH DRIVE CLIQ-INTERFACE SHAFT WITH FITTED KEY, TOLERANCE N; WITH HOLDING BRAKE PROTECTION CLASS IP64; | 1637 | TEM | 1 | MC | 5 | 1
1FK70422AF711PB1 | SIMOTICS S SIMOTICS S-1FK7 SYNCHRONOUS MOTOR 1FK7-CT PN=0,82 KW; UZK=600V M0=3NM (100K); NN=3000RPM; NATURAL AIR COOLING, FRAME SIZE IMB 5 (IM V1, IM V3) FLANGE 1 POWER CONNECTOR ROTATABLE RESOLVER 2-POLE, WITH DRIVE CLIQ-INTERFACE SHAFT WITH FITTED KEY, TOLERANCE N; WITH HOLDING BRAKE PROTECTION CLASS IP65, | 1730 | TEM | 1 | MC | 5 | 1
1FK70422AF711PB2 | SIMOTICS S SIMOTICS S-1FK7 SYNCHRONOUS MOTOR 1FK7-CT PN=0,82 KW; UZK=600V M0=3NM (100K); NN=3000RPM; NATURAL AIR COOLING, FRAME SIZE IMB 5 (IM V1, IM V3) FLANGE 1 POWER CONNECTOR ROTATABLE RESOLVER 2-POLE, WITH DRIVE CLIQ-INTERFACE SHAFT WITH FITTED KEY, TOLERANCE N; WITH HOLDING BRAKE PROTECTION CLASS IP65, FLANGE ON DRIVE END IP67; | 1730 | TEM | 1 | MC | 5 | 1
1FK70422AF711PG0 | SIMOTICS S SIMOTICS S-1FK7 SYNCHRONOUS MOTOR 1FK7-CT PN=0,82 KW; UZK=600V M0=3NM (100K); NN=3000RPM; NATURAL AIR COOLING, FRAME SIZE IMB 5 (IM V1, IM V3) FLANGE 1 POWER CONNECTOR ROTATABLE RESOLVER 2-POLE, WITH DRIVE CLIQ-INTERFACE PLAIN SHAFT, TOLERANCE N; W/O HOLDING BRAKE PROTECTION CLASS IP64; | 1290 | TEM | 1 | MC | 4.701 | 1
1FK70422AF711PG1 | SIMOTICS S SIMOTICS S-1FK7 SYNCHRONOUS MOTOR 1FK7-CT PN=0,82 KW; UZK=600V M0=3NM (100K); NN=3000RPM; NATURAL AIR COOLING, FRAME SIZE IMB 5 (IM V1, IM V3) FLANGE 1 POWER CONNECTOR ROTATABLE RESOLVER 2-POLE, WITH DRIVE CLIQ-INTERFACE PLAIN SHAFT, TOLERANCE N; W/O HOLDING BRAKE PROTECTION CLASS IP65, | 1383 | TEM | 1 | MC | 4.701 | 1
1FK70422AF711PG2 | SIMOTICS S SIMOTICS S-1FK7 SYNCHRONOUS MOTOR 1FK7-CT PN=0,82 KW; UZK=600V M0=3NM (100K); NN=3000RPM; NATURAL AIR COOLING, FRAME SIZE IMB 5 (IM V1, IM V3) FLANGE 1 POWER CONNECTOR ROTATABLE RESOLVER 2-POLE, WITH DRIVE CLIQ-INTERFACE PLAIN SHAFT, TOLERANCE N; W/O HOLDING BRAKE PROTECTION CLASS IP65, FLANGE ON DRIVE END IP67; | 1383 | TEM | 1 | MC | 4.701 | 1
1FK70422AF711PH0 | SIMOTICS S SIMOTICS S-1FK7 SYNCHRONOUS MOTOR 1FK7-CT PN=0,82 KW; UZK=600V M0=3NM (100K); NN=3000RPM; NATURAL AIR COOLING, FRAME SIZE IMB 5 (IM V1, IM V3) FLANGE 1 POWER CONNECTOR ROTATABLE RESOLVER 2-POLE, WITH DRIVE CLIQ-INTERFACE PLAIN SHAFT, TOLERANCE N; WITH HOLDING BRAKE PROTECTION CLASS IP64; | 1548 | TEM | 1 | MC | 5 | 1
1FK70422AF711PH1 | SIMOTICS S SIMOTICS S-1FK7 SYNCHRONOUS MOTOR 1FK7-CT PN=0,82 KW; UZK=600V M0=3NM (100K); NN=3000RPM; NATURAL AIR COOLING, FRAME SIZE IMB 5 (IM V1, IM V3) FLANGE 1 POWER CONNECTOR ROTATABLE RESOLVER 2-POLE, WITH DRIVE CLIQ-INTERFACE PLAIN SHAFT, TOLERANCE N; WITH HOLDING BRAKE PROTECTION CLASS IP65, | 1642 | TEM | 1 | MC | 5 | 1
1FK70422AF711PH2 | SIMOTICS S SIMOTICS S-1FK7 SYNCHRONOUS MOTOR 1FK7-CT PN=0,82 KW; UZK=600V M0=3NM (100K); NN=3000RPM; NATURAL AIR COOLING, FRAME SIZE IMB 5 (IM V1, IM V3) FLANGE 1 POWER CONNECTOR ROTATABLE RESOLVER 2-POLE, WITH DRIVE CLIQ-INTERFACE PLAIN SHAFT, TOLERANCE N; WITH HOLDING BRAKE PROTECTION CLASS IP65, FLANGE ON DRIVE END IP67; | 1642 | TEM | 1 | MC | 5 | 1
1FK70422AF711QA0 | SIMOTICS S SIMOTICS S-1FK7 SYNCHRONOUS MOTOR 1FK7-CT PN=0,82 KW; UZK=600V M0=3NM (100K); NN=3000RPM; NATURAL AIR COOLING, FRAME SIZE IMB 5 (IM V1, IM V3) FLANGE 1 POWER CONNECTOR ROTATABLE ABSOLUTE ENCODER SINGLETURN 20 BIT WITH DRIVE-CLIQ INTERFACE (ENCODER AS20DQI) SHAFT WITH FITTED KEY, TOLERANCE N; W/O HOLDING BRAKE PROTECTION CLASS IP64; | 1479 | TEM | 1 | MC | 4.601 | 1
1FK70422AF711QA1 | SIMOTICS S SIMOTICS S-1FK7 SYNCHRONOUS MOTOR 1FK7-CT PN=0,82 KW; UZK=600V M0=3NM (100K); NN=3000RPM; NATURAL AIR COOLING, FRAME SIZE IMB 5 (IM V1, IM V3) FLANGE 1 POWER CONNECTOR ROTATABLE ABSOLUTE ENCODER SINGLETURN 20 BIT WITH DRIVE-CLIQ INTERFACE (ENCODER AS20DQI) SHAFT WITH FITTED KEY, TOLERANCE N; W/O HOLDING BRAKE PROTECTION CLASS IP65, | 1572 | TEM | 1 | MC | 4.601 | 1
1FK70422AF711QA2 | SIMOTICS S SIMOTICS S-1FK7 SYNCHRONOUS MOTOR 1FK7-CT PN=0,82 KW; UZK=600V M0=3NM (100K); NN=3000RPM; NATURAL AIR COOLING, FRAME SIZE IMB 5 (IM V1, IM V3) FLANGE 1 POWER CONNECTOR ROTATABLE ABSOLUTE ENCODER SINGLETURN 20 BIT WITH DRIVE-CLIQ INTERFACE (ENCODER AS20DQI) SHAFT WITH FITTED KEY, TOLERANCE N; W/O HOLDING BRAKE PROTECTION CLASS IP65, FLANGE ON DRIVE END IP67; | 1572 | TEM | 1 | MC | 4.601 | 1
1FK70422AF711QB0 | SIMOTICS S SIMOTICS S-1FK7 SYNCHRONOUS MOTOR 1FK7-CT PN=0,82 KW; UZK=600V M0=3NM (100K); NN=3000RPM; NATURAL AIR COOLING, FRAME SIZE IMB 5 (IM V1, IM V3) FLANGE 1 POWER CONNECTOR ROTATABLE ABSOLUTE ENCODER SINGLETURN 20 BIT WITH DRIVE-CLIQ INTERFACE (ENCODER AS20DQI) SHAFT WITH FITTED KEY, TOLERANCE N; WITH HOLDING BRAKE PROTECTION CLASS IP64; | 1740 | TEM | 1 | MC | 4.9 | 1
1FK70422AF711QB1 | SIMOTICS S SIMOTICS S-1FK7 SYNCHRONOUS MOTOR 1FK7-CT PN=0,82 KW; UZK=600V M0=3NM (100K); NN=3000RPM; NATURAL AIR COOLING, FRAME SIZE IMB 5 (IM V1, IM V3) FLANGE 1 POWER CONNECTOR ROTATABLE ABSOLUTE ENCODER SINGLETURN 20 BIT WITH DRIVE-CLIQ INTERFACE (ENCODER AS20DQI) SHAFT WITH FITTED KEY, TOLERANCE N; WITH HOLDING BRAKE PROTECTION CLASS IP65, | 1833 | TEM | 1 | MC | 4.9 | 1
1FK70422AF711QB2 | SIMOTICS S SIMOTICS S-1FK7 SYNCHRONOUS MOTOR 1FK7-CT PN=0,82 KW; UZK=600V M0=3NM (100K); NN=3000RPM; NATURAL AIR COOLING, FRAME SIZE IMB 5 (IM V1, IM V3) FLANGE 1 POWER CONNECTOR ROTATABLE ABSOLUTE ENCODER SINGLETURN 20 BIT WITH DRIVE-CLIQ INTERFACE (ENCODER AS20DQI) SHAFT WITH FITTED KEY, TOLERANCE N; WITH HOLDING BRAKE PROTECTION CLASS IP65, FLANGE ON DRIVE END IP67; | 1833 | TEM | 1 | MC | 4.9 | 1
1FK70422AF711QG0 | SIMOTICS S SIMOTICS S-1FK7 SYNCHRONOUS MOTOR 1FK7-CT PN=0,82 KW; UZK=600V M0=3NM (100K); NN=3000RPM; NATURAL AIR COOLING, FRAME SIZE IMB 5 (IM V1, IM V3) FLANGE 1 POWER CONNECTOR ROTATABLE ABSOLUTE ENCODER SINGLETURN 20 BIT WITH DRIVE-CLIQ INTERFACE (ENCODER AS20DQI) PLAIN SHAFT, TOLERANCE N; W/O HOLDING BRAKE PROTECTION CLASS IP64; | 1393 | TEM | 1 | MC | 4.601 | 1
1FK70422AF711QG1 | SIMOTICS S SIMOTICS S-1FK7 SYNCHRONOUS MOTOR 1FK7-CT PN=0,82 KW; UZK=600V M0=3NM (100K); NN=3000RPM; NATURAL AIR COOLING, FRAME SIZE IMB 5 (IM V1, IM V3) FLANGE 1 POWER CONNECTOR ROTATABLE ABSOLUTE ENCODER SINGLETURN 20 BIT WITH DRIVE-CLIQ INTERFACE (ENCODER AS20DQI) PLAIN SHAFT, TOLERANCE N; W/O HOLDING BRAKE PROTECTION CLASS IP65, | 1486 | TEM | 1 | MC | 4.601 | 1
1FK70422AF711QG2 | SIMOTICS S SIMOTICS S-1FK7 SYNCHRONOUS MOTOR 1FK7-CT PN=0,82 KW; UZK=600V M0=3NM (100K); NN=3000RPM; NATURAL AIR COOLING, FRAME SIZE IMB 5 (IM V1, IM V3) FLANGE 1 POWER CONNECTOR ROTATABLE ABSOLUTE ENCODER SINGLETURN 20 BIT WITH DRIVE-CLIQ INTERFACE (ENCODER AS20DQI) PLAIN SHAFT, TOLERANCE N; W/O HOLDING BRAKE PROTECTION CLASS IP65, FLANGE ON DRIVE END IP67; | 1486 | TEM | 1 | MC | 4.601 | 1
1FK70422AF711QH0 | SIMOTICS S SIMOTICS S-1FK7 SYNCHRONOUS MOTOR 1FK7-CT PN=0,82 KW; UZK=600V M0=3NM (100K); NN=3000RPM; NATURAL AIR COOLING, FRAME SIZE IMB 5 (IM V1, IM V3) FLANGE 1 POWER CONNECTOR ROTATABLE ABSOLUTE ENCODER SINGLETURN 20 BIT WITH DRIVE-CLIQ INTERFACE (ENCODER AS20DQI) PLAIN SHAFT, TOLERANCE N; WITH HOLDING BRAKE PROTECTION CLASS IP64; | 1651 | TEM | 1 | MC | 4.9 | 1
1FK70422AF711QH1 | SIMOTICS S SIMOTICS S-1FK7 SYNCHRONOUS MOTOR 1FK7-CT PN=0,82 KW; UZK=600V M0=3NM (100K); NN=3000RPM; NATURAL AIR COOLING, FRAME SIZE IMB 5 (IM V1, IM V3) FLANGE 1 POWER CONNECTOR ROTATABLE ABSOLUTE ENCODER SINGLETURN 20 BIT WITH DRIVE-CLIQ INTERFACE (ENCODER AS20DQI) PLAIN SHAFT, TOLERANCE N; WITH HOLDING BRAKE PROTECTION CLASS IP65, | 1745 | TEM | 1 | MC | 4.9 | 1
1FK70422AF711QH2 | SIMOTICS S SIMOTICS S-1FK7 SYNCHRONOUS MOTOR 1FK7-CT PN=0,82 KW; UZK=600V M0=3NM (100K); NN=3000RPM; NATURAL AIR COOLING, FRAME SIZE IMB 5 (IM V1, IM V3) FLANGE 1 POWER CONNECTOR ROTATABLE ABSOLUTE ENCODER SINGLETURN 20 BIT WITH DRIVE-CLIQ INTERFACE (ENCODER AS20DQI) PLAIN SHAFT, TOLERANCE N; WITH HOLDING BRAKE PROTECTION CLASS IP65, FLANGE ON DRIVE END IP67; | 1745 | TEM | 1 | MC | 4.9 | 1
1FK70422AF711RA0 | SIMOTICS S SIMOTICS S-1FK7 SYNCHRONOUS MOTOR 1FK7-CT PN=0,82 KW; UZK=600V M0=3NM (100K); NN=3000RPM; NATURAL AIR COOLING, FRAME SIZE IMB 5 (IM V1, IM V3) FLANGE 1 POWER CONNECTOR ROTATABLE ABSOLUTE ENCODER 20 BIT + 12 BIT MULTITURN WITH DRIVE-CLIQ INTERFACE (ENCODER AM20DQI) SHAFT WITH FITTED KEY, TOLERANCE N; W/O HOLDING BRAKE PROTECTION CLASS IP64; | 1853 | TEM | 1 | MC | 4.601 | 1
1FK70422AF711RA1 | SIMOTICS S SIMOTICS S-1FK7 SYNCHRONOUS MOTOR 1FK7-CT PN=0,82 KW; UZK=600V M0=3NM (100K); NN=3000RPM; NATURAL AIR COOLING, FRAME SIZE IMB 5 (IM V1, IM V3) FLANGE 1 POWER CONNECTOR ROTATABLE ABSOLUTE ENCODER 20 BIT + 12 BIT MULTITURN WITH DRIVE-CLIQ INTERFACE (ENCODER AM20DQI) SHAFT WITH FITTED KEY, TOLERANCE N; W/O HOLDING BRAKE PROTECTION CLASS IP65, | 1947 | TEM | 1 | MC | 4.601 | 1
1FK70422AF711RA2 | SIMOTICS S SIMOTICS S-1FK7 SYNCHRONOUS MOTOR 1FK7-CT PN=0,82 KW; UZK=600V M0=3NM (100K); NN=3000RPM; NATURAL AIR COOLING, FRAME SIZE IMB 5 (IM V1, IM V3) FLANGE 1 POWER CONNECTOR ROTATABLE ABSOLUTE ENCODER 20 BIT + 12 BIT MULTITURN WITH DRIVE-CLIQ INTERFACE (ENCODER AM20DQI) SHAFT WITH FITTED KEY, TOLERANCE N; W/O HOLDING BRAKE PROTECTION CLASS IP65, FLANGE ON DRIVE END IP67; | 1947 | TEM | 1 | MC | 4.601 | 1
1FK70422AF711RB0 | SIMOTICS S SIMOTICS S-1FK7 SYNCHRONOUS MOTOR 1FK7-CT PN=0,82 KW; UZK=600V M0=3NM (100K); NN=3000RPM; NATURAL AIR COOLING, FRAME SIZE IMB 5 (IM V1, IM V3) FLANGE 1 POWER CONNECTOR ROTATABLE ABSOLUTE ENCODER 20 BIT + 12 BIT MULTITURN WITH DRIVE-CLIQ INTERFACE (ENCODER AM20DQI) SHAFT WITH FITTED KEY, TOLERANCE N; WITH HOLDING BRAKE PROTECTION CLASS IP64; | 2114 | TEM | 1 | MC | 4.9 | 1
1FK70422AF711RB1 | SIMOTICS S SIMOTICS S-1FK7 SYNCHRONOUS MOTOR 1FK7-CT PN=0,82 KW; UZK=600V M0=3NM (100K); NN=3000RPM; NATURAL AIR COOLING, FRAME SIZE IMB 5 (IM V1, IM V3) FLANGE 1 POWER CONNECTOR ROTATABLE ABSOLUTE ENCODER 20 BIT + 12 BIT MULTITURN WITH DRIVE-CLIQ INTERFACE (ENCODER AM20DQI) SHAFT WITH FITTED KEY, TOLERANCE N; WITH HOLDING BRAKE PROTECTION CLASS IP65, | 2207 | TEM | 1 | MC | 4.9 | 1
1FK70422AF711RB2 | SIMOTICS S SIMOTICS S-1FK7 SYNCHRONOUS MOTOR 1FK7-CT PN=0,82 KW; UZK=600V M0=3NM (100K); NN=3000RPM; NATURAL AIR COOLING, FRAME SIZE IMB 5 (IM V1, IM V3) FLANGE 1 POWER CONNECTOR ROTATABLE ABSOLUTE ENCODER 20 BIT + 12 BIT MULTITURN WITH DRIVE-CLIQ INTERFACE (ENCODER AM20DQI) SHAFT WITH FITTED KEY, TOLERANCE N; WITH HOLDING BRAKE PROTECTION CLASS IP65, FLANGE ON DRIVE END IP67; | 2207 | TEM | 1 | MC | 4.9 | 1
1FK70422AF711RG0 | SIMOTICS S SIMOTICS S-1FK7 SYNCHRONOUS MOTOR 1FK7-CT PN=0,82 KW; UZK=600V M0=3NM (100K); NN=3000RPM; NATURAL AIR COOLING, FRAME SIZE IMB 5 (IM V1, IM V3) FLANGE 1 POWER CONNECTOR ROTATABLE ABSOLUTE ENCODER 20 BIT + 12 BIT MULTITURN WITH DRIVE-CLIQ INTERFACE (ENCODER AM20DQI) PLAIN SHAFT, TOLERANCE N; W/O HOLDING BRAKE PROTECTION CLASS IP64; | 1767 | TEM | 1 | MC | 4.601 | 1
1FK70422AF711RG1 | SIMOTICS S SIMOTICS S-1FK7 SYNCHRONOUS MOTOR 1FK7-CT PN=0,82 KW; UZK=600V M0=3NM (100K); NN=3000RPM; NATURAL AIR COOLING, FRAME SIZE IMB 5 (IM V1, IM V3) FLANGE 1 POWER CONNECTOR ROTATABLE ABSOLUTE ENCODER 20 BIT + 12 BIT MULTITURN WITH DRIVE-CLIQ INTERFACE (ENCODER AM20DQI) PLAIN SHAFT, TOLERANCE N; W/O HOLDING BRAKE PROTECTION CLASS IP65, | 1860 | TEM | 1 | MC | 4.601 | 1
1FK70422AF711RG2 | SIMOTICS S SIMOTICS S-1FK7 SYNCHRONOUS MOTOR 1FK7-CT PN=0,82 KW; UZK=600V M0=3NM (100K); NN=3000RPM; NATURAL AIR COOLING, FRAME SIZE IMB 5 (IM V1, IM V3) FLANGE 1 POWER CONNECTOR ROTATABLE ABSOLUTE ENCODER 20 BIT + 12 BIT MULTITURN WITH DRIVE-CLIQ INTERFACE (ENCODER AM20DQI) PLAIN SHAFT, TOLERANCE N; W/O HOLDING BRAKE PROTECTION CLASS IP65, FLANGE ON DRIVE END IP67; | 1860 | TEM | 1 | MC | 4.601 | 1
1FK70422AF711RH0 | SIMOTICS S SIMOTICS S-1FK7 SYNCHRONOUS MOTOR 1FK7-CT PN=0,82 KW; UZK=600V M0=3NM (100K); NN=3000RPM; NATURAL AIR COOLING, FRAME SIZE IMB 5 (IM V1, IM V3) FLANGE 1 POWER CONNECTOR ROTATABLE ABSOLUTE ENCODER 20 BIT + 12 BIT MULTITURN WITH DRIVE-CLIQ INTERFACE (ENCODER AM20DQI) PLAIN SHAFT, TOLERANCE N; WITH HOLDING BRAKE PROTECTION CLASS IP64; | 2026 | TEM | 1 | MC | 4.9 | 1
1FK70422AF711RH1 | SIMOTICS S SIMOTICS S-1FK7 SYNCHRONOUS MOTOR 1FK7-CT PN=0,82 KW; UZK=600V M0=3NM (100K); NN=3000RPM; NATURAL AIR COOLING, FRAME SIZE IMB 5 (IM V1, IM V3) FLANGE 1 POWER CONNECTOR ROTATABLE ABSOLUTE ENCODER 20 BIT + 12 BIT MULTITURN WITH DRIVE-CLIQ INTERFACE (ENCODER AM20DQI) PLAIN SHAFT, TOLERANCE N; WITH HOLDING BRAKE PROTECTION CLASS IP65, | 2119 | TEM | 1 | MC | 4.9 | 1
1FK70422AF711RH2 | SIMOTICS S SIMOTICS S-1FK7 SYNCHRONOUS MOTOR 1FK7-CT PN=0,82 KW; UZK=600V M0=3NM (100K); NN=3000RPM; NATURAL AIR COOLING, FRAME SIZE IMB 5 (IM V1, IM V3) FLANGE 1 POWER CONNECTOR ROTATABLE ABSOLUTE ENCODER 20 BIT + 12 BIT MULTITURN WITH DRIVE-CLIQ INTERFACE (ENCODER AM20DQI) PLAIN SHAFT, TOLERANCE N; WITH HOLDING BRAKE PROTECTION CLASS IP65, FLANGE ON DRIVE END IP67; | 2119 | TEM | 1 | MC | 4.9 | 1
1FK70422AF711SA0 | SIMOTICS S SIMOTICS S-1FK7 SYNCHRONOUS MOTOR 1FK7-CT PN=0,82 KW; UZK=600V M0=3NM (100K); NN=3000RPM; NATURAL AIR COOLING, FRAME SIZE IMB 5 (IM V1, IM V3) FLANGE 1, WITH KTY TEMPERATURESENSOR POWER CONNECTOR ROTATABLE RESOLVER MULTI-POLE (RESOLVER P=4); SHAFT WITH FITTED KEY, TOLERANCE N; W/O HOLDING BRAKE PROTECTION CLASS IP64; | 1135 | TEM | 1 | MC | 4.602 | 1
1FK70422AF711SA1 | SIMOTICS S SIMOTICS S-1FK7 SYNCHRONOUS MOTOR 1FK7-CT PN=0,82 KW; UZK=600V M0=3NM (100K); NN=3000RPM; NATURAL AIR COOLING, FRAME SIZE IMB 5 (IM V1, IM V3) FLANGE 1, WITH KTY TEMPERATURESENSOR POWER CONNECTOR ROTATABLE RESOLVER MULTI-POLE (RESOLVER P=4); SHAFT WITH FITTED KEY, TOLERANCE N; W/O HOLDING BRAKE PROTECTION CLASS IP65, | 1228 | TEM | 1 | MC | 4.602 | 1
1FK70422AF711SA2 | SIMOTICS S SIMOTICS S-1FK7 SYNCHRONOUS MOTOR 1FK7-CT PN=0,82 KW; UZK=600V M0=3NM (100K); NN=3000RPM; NATURAL AIR COOLING, FRAME SIZE IMB 5 (IM V1, IM V3) FLANGE 1, WITH KTY TEMPERATURESENSOR POWER CONNECTOR ROTATABLE RESOLVER MULTI-POLE (RESOLVER P=4); SHAFT WITH FITTED KEY, TOLERANCE N; W/O HOLDING BRAKE PROTECTION CLASS IP65, FLANGE ON DRIVE END IP67; | 1228 | TEM | 1 | MC | 4.602 | 1
1FK70422AF711SB0 | SIMOTICS S SIMOTICS S-1FK7 SYNCHRONOUS MOTOR 1FK7-CT PN=0,82 KW; UZK=600V M0=3NM (100K); NN=3000RPM; NATURAL AIR COOLING, FRAME SIZE IMB 5 (IM V1, IM V3) FLANGE 1, WITH KTY TEMPERATURESENSOR POWER CONNECTOR ROTATABLE RESOLVER MULTI-POLE (RESOLVER P=4); SHAFT WITH FITTED KEY, TOLERANCE N; WITH HOLDING BRAKE PROTECTION CLASS IP64; | 1396 | TEM | 1 | MC | 4.901 | 1
1FK70422AF711SB1 | SIMOTICS S SIMOTICS S-1FK7 SYNCHRONOUS MOTOR 1FK7-CT PN=0,82 KW; UZK=600V M0=3NM (100K); NN=3000RPM; NATURAL AIR COOLING, FRAME SIZE IMB 5 (IM V1, IM V3) FLANGE 1, WITH KTY TEMPERATURESENSOR POWER CONNECTOR ROTATABLE RESOLVER MULTI-POLE (RESOLVER P=4); SHAFT WITH FITTED KEY, TOLERANCE N; WITH HOLDING BRAKE PROTECTION CLASS IP65, | 1489 | TEM | 1 | MC | 4.901 | 1
1FK70422AF711SB2 | SIMOTICS S SIMOTICS S-1FK7 SYNCHRONOUS MOTOR 1FK7-CT PN=0,82 KW; UZK=600V M0=3NM (100K); NN=3000RPM; NATURAL AIR COOLING, FRAME SIZE IMB 5 (IM V1, IM V3) FLANGE 1, WITH KTY TEMPERATURESENSOR POWER CONNECTOR ROTATABLE RESOLVER MULTI-POLE (RESOLVER P=4); SHAFT WITH FITTED KEY, TOLERANCE N; WITH HOLDING BRAKE PROTECTION CLASS IP65, FLANGE ON DRIVE END IP67; | 1489 | TEM | 1 | MC | 4.901 | 1
1FK70422AF711SG0 | SIMOTICS S SIMOTICS S-1FK7 SYNCHRONOUS MOTOR 1FK7-CT PN=0,82 KW; UZK=600V M0=3NM (100K); NN=3000RPM; NATURAL AIR COOLING, FRAME SIZE IMB 5 (IM V1, IM V3) FLANGE 1, WITH KTY TEMPERATURESENSOR POWER CONNECTOR ROTATABLE RESOLVER MULTI-POLE (RESOLVER P=4); PLAIN SHAFT, TOLERANCE N; W/O HOLDING BRAKE PROTECTION CLASS IP64; | 1049 | TEM | 1 | MC | 4.602 | 1
1FK70422AF711SG1 | SIMOTICS S SIMOTICS S-1FK7 SYNCHRONOUS MOTOR 1FK7-CT PN=0,82 KW; UZK=600V M0=3NM (100K); NN=3000RPM; NATURAL AIR COOLING, FRAME SIZE IMB 5 (IM V1, IM V3) FLANGE 1, WITH KTY TEMPERATURESENSOR POWER CONNECTOR ROTATABLE RESOLVER MULTI-POLE (RESOLVER P=4); PLAIN SHAFT, TOLERANCE N; W/O HOLDING BRAKE PROTECTION CLASS IP65, | 1142 | TEM | 1 | MC | 4.602 | 1
1FK70422AF711SG2 | SIMOTICS S SIMOTICS S-1FK7 SYNCHRONOUS MOTOR 1FK7-CT PN=0,82 KW; UZK=600V M0=3NM (100K); NN=3000RPM; NATURAL AIR COOLING, FRAME SIZE IMB 5 (IM V1, IM V3) FLANGE 1, WITH KTY TEMPERATURESENSOR POWER CONNECTOR ROTATABLE RESOLVER MULTI-POLE (RESOLVER P=4); PLAIN SHAFT, TOLERANCE N; W/O HOLDING BRAKE PROTECTION CLASS IP65, FLANGE ON DRIVE END IP67; | 1142 | TEM | 1 | MC | 4.602 | 1
1FK70422AF711SH0 | SIMOTICS S SIMOTICS S-1FK7 SYNCHRONOUS MOTOR 1FK7-CT PN=0,82 KW; UZK=600V M0=3NM (100K); NN=3000RPM; NATURAL AIR COOLING, FRAME SIZE IMB 5 (IM V1, IM V3) FLANGE 1, WITH KTY TEMPERATURESENSOR POWER CONNECTOR ROTATABLE RESOLVER MULTI-POLE (RESOLVER P=4); PLAIN SHAFT, TOLERANCE N; WITH HOLDING BRAKE PROTECTION CLASS IP64; | 1307 | TEM | 1 | MC | 4.901 | 1
1FK70422AF711SH1 | SIMOTICS S SIMOTICS S-1FK7 SYNCHRONOUS MOTOR 1FK7-CT PN=0,82 KW; UZK=600V M0=3NM (100K); NN=3000RPM; NATURAL AIR COOLING, FRAME SIZE IMB 5 (IM V1, IM V3) FLANGE 1, WITH KTY TEMPERATURESENSOR POWER CONNECTOR ROTATABLE RESOLVER MULTI-POLE (RESOLVER P=4); PLAIN SHAFT, TOLERANCE N; WITH HOLDING BRAKE PROTECTION CLASS IP65, | 1401 | TEM | 1 | MC | 4.901 | 1
1FK70422AF711SH2 | SIMOTICS S SIMOTICS S-1FK7 SYNCHRONOUS MOTOR 1FK7-CT PN=0,82 KW; UZK=600V M0=3NM (100K); NN=3000RPM; NATURAL AIR COOLING, FRAME SIZE IMB 5 (IM V1, IM V3) FLANGE 1, WITH KTY TEMPERATURESENSOR POWER CONNECTOR ROTATABLE RESOLVER MULTI-POLE (RESOLVER P=4); PLAIN SHAFT, TOLERANCE N; WITH HOLDING BRAKE PROTECTION CLASS IP65, FLANGE ON DRIVE END IP67; | 1401 | TEM | 1 | MC | 4.901 | 1
1FK70422AF711TA0 | SIMOTICS S SIMOTICS S-1FK7 SYNCHRONOUS MOTOR 1FK7-CT PN=0,82 KW; UZK=600V M0=3NM (100K); NN=3000RPM; NATURAL AIR COOLING, FRAME SIZE IMB 5 (IM V1, IM V3) FLANGE 1, WITH KTY TEMPERATURESENSOR POWER CONNECTOR ROTATABLE RESOLVER 2-POLE (RESOLVER P=1); SHAFT WITH FITTED KEY, TOLERANCE N; W/O HOLDING BRAKE PROTECTION CLASS IP64; | 1135 | TEM | 1 | MC | 4.602 | 1
1FK70422AF711TA1 | SIMOTICS S SIMOTICS S-1FK7 SYNCHRONOUS MOTOR 1FK7-CT PN=0,82 KW; UZK=600V M0=3NM (100K); NN=3000RPM; NATURAL AIR COOLING, FRAME SIZE IMB 5 (IM V1, IM V3) FLANGE 1, WITH KTY TEMPERATURESENSOR POWER CONNECTOR ROTATABLE RESOLVER 2-POLE (RESOLVER P=1); SHAFT WITH FITTED KEY, TOLERANCE N; W/O HOLDING BRAKE PROTECTION CLASS IP65, | 1228 | TEM | 1 | MC | 4.602 | 1
1FK70422AF711TA2 | SIMOTICS S SIMOTICS S-1FK7 SYNCHRONOUS MOTOR 1FK7-CT PN=0,82 KW; UZK=600V M0=3NM (100K); NN=3000RPM; NATURAL AIR COOLING, FRAME SIZE IMB 5 (IM V1, IM V3) FLANGE 1, WITH KTY TEMPERATURESENSOR POWER CONNECTOR ROTATABLE RESOLVER 2-POLE (RESOLVER P=1); SHAFT WITH FITTED KEY, TOLERANCE N; W/O HOLDING BRAKE PROTECTION CLASS IP65, FLANGE ON DRIVE END IP67; | 1228 | TEM | 1 | MC | 4.602 | 1
1FK70422AF711TB0 | SIMOTICS S SIMOTICS S-1FK7 SYNCHRONOUS MOTOR 1FK7-CT PN=0,82 KW; UZK=600V M0=3NM (100K); NN=3000RPM; NATURAL AIR COOLING, FRAME SIZE IMB 5 (IM V1, IM V3) FLANGE 1, WITH KTY TEMPERATURESENSOR POWER CONNECTOR ROTATABLE RESOLVER 2-POLE (RESOLVER P=1); SHAFT WITH FITTED KEY, TOLERANCE N; WITH HOLDING BRAKE PROTECTION CLASS IP64; | 1396 | TEM | 1 | MC | 4.901 | 1
1FK70422AF711TB1 | SIMOTICS S SIMOTICS S-1FK7 SYNCHRONOUS MOTOR 1FK7-CT PN=0,82 KW; UZK=600V M0=3NM (100K); NN=3000RPM; NATURAL AIR COOLING, FRAME SIZE IMB 5 (IM V1, IM V3) FLANGE 1, WITH KTY TEMPERATURESENSOR POWER CONNECTOR ROTATABLE RESOLVER 2-POLE (RESOLVER P=1); SHAFT WITH FITTED KEY, TOLERANCE N; WITH HOLDING BRAKE PROTECTION CLASS IP65, | 1489 | TEM | 1 | MC | 4.901 | 1
1FK70422AF711TB2 | SIMOTICS S SIMOTICS S-1FK7 SYNCHRONOUS MOTOR 1FK7-CT PN=0,82 KW; UZK=600V M0=3NM (100K); NN=3000RPM; NATURAL AIR COOLING, FRAME SIZE IMB 5 (IM V1, IM V3) FLANGE 1, WITH KTY TEMPERATURESENSOR POWER CONNECTOR ROTATABLE RESOLVER 2-POLE (RESOLVER P=1); SHAFT WITH FITTED KEY, TOLERANCE N; WITH HOLDING BRAKE PROTECTION CLASS IP65, FLANGE ON DRIVE END IP67; | 1489 | TEM | 1 | MC | 4.901 | 1
1FK70422AF711TG0 | SIMOTICS S SIMOTICS S-1FK7 SYNCHRONOUS MOTOR 1FK7-CT PN=0,82 KW; UZK=600V M0=3NM (100K); NN=3000RPM; NATURAL AIR COOLING, FRAME SIZE IMB 5 (IM V1, IM V3) FLANGE 1, WITH KTY TEMPERATURESENSOR POWER CONNECTOR ROTATABLE RESOLVER 2-POLE (RESOLVER P=1); PLAIN SHAFT, TOLERANCE N; W/O HOLDING BRAKE PROTECTION CLASS IP64; | 1049 | TEM | 1 | MC | 4.602 | 1
1FK70422AF711TG1 | SIMOTICS S SIMOTICS S-1FK7 SYNCHRONOUS MOTOR 1FK7-CT PN=0,82 KW; UZK=600V M0=3NM (100K); NN=3000RPM; NATURAL AIR COOLING, FRAME SIZE IMB 5 (IM V1, IM V3) FLANGE 1, WITH KTY TEMPERATURESENSOR POWER CONNECTOR ROTATABLE RESOLVER 2-POLE (RESOLVER P=1); PLAIN SHAFT, TOLERANCE N; W/O HOLDING BRAKE PROTECTION CLASS IP65, | 1142 | TEM | 1 | MC | 4.602 | 1
1FK70422AF711TG2 | SIMOTICS S SIMOTICS S-1FK7 SYNCHRONOUS MOTOR 1FK7-CT PN=0,82 KW; UZK=600V M0=3NM (100K); NN=3000RPM; NATURAL AIR COOLING, FRAME SIZE IMB 5 (IM V1, IM V3) FLANGE 1, WITH KTY TEMPERATURESENSOR POWER CONNECTOR ROTATABLE RESOLVER 2-POLE (RESOLVER P=1); PLAIN SHAFT, TOLERANCE N; W/O HOLDING BRAKE PROTECTION CLASS IP65, FLANGE ON DRIVE END IP67; | 1142 | TEM | 1 | MC | 4.602 | 1
1FK70422AF711TH0 | SIMOTICS S SIMOTICS S-1FK7 SYNCHRONOUS MOTOR 1FK7-CT PN=0,82 KW; UZK=600V M0=3NM (100K); NN=3000RPM; NATURAL AIR COOLING, FRAME SIZE IMB 5 (IM V1, IM V3) FLANGE 1, WITH KTY TEMPERATURESENSOR POWER CONNECTOR ROTATABLE RESOLVER 2-POLE (RESOLVER P=1); PLAIN SHAFT, TOLERANCE N; WITH HOLDING BRAKE PROTECTION CLASS IP64; | 1307 | TEM | 1 | MC | 4.901 | 1
1FK70422AF711TH1 | SIMOTICS S SIMOTICS S-1FK7 SYNCHRONOUS MOTOR 1FK7-CT PN=0,82 KW; UZK=600V M0=3NM (100K); NN=3000RPM; NATURAL AIR COOLING, FRAME SIZE IMB 5 (IM V1, IM V3) FLANGE 1, WITH KTY TEMPERATURESENSOR POWER CONNECTOR ROTATABLE RESOLVER 2-POLE (RESOLVER P=1); PLAIN SHAFT, TOLERANCE N; WITH HOLDING BRAKE PROTECTION CLASS IP65, | 1401 | TEM | 1 | MC | 4.901 | 1
1FK70422AF711TH2 | SIMOTICS S SIMOTICS S-1FK7 SYNCHRONOUS MOTOR 1FK7-CT PN=0,82 KW; UZK=600V M0=3NM (100K); NN=3000RPM; NATURAL AIR COOLING, FRAME SIZE IMB 5 (IM V1, IM V3) FLANGE 1, WITH KTY TEMPERATURESENSOR POWER CONNECTOR ROTATABLE RESOLVER 2-POLE (RESOLVER P=1); PLAIN SHAFT, TOLERANCE N; WITH HOLDING BRAKE PROTECTION CLASS IP65, FLANGE ON DRIVE END IP67; | 1401 | TEM | 1 | MC | 4.901 | 1
1FK70422AF711UA0 | SIMOTICS S SIMOTICS S-1FK7 SYNCHRONOUS MOTOR 1FK7-CT PN=0,82 KW; UZK=600V M0=3NM (100K); NN=3000RPM; NATURAL AIR COOLING, FRAME SIZE IMB 5 (IM V1, IM V3) FLANGE 1 POWER CONNECTOR ROTATABLE RESOLVER MULTI-POLE WITH DRIVE-CLIQ INTERFACE; SHAFT WITH FITTED KEY, TOLERANCE N; W/O HOLDING BRAKE PROTECTION CLASS IP64; | 1376 | TEM | 1 | MC | 4.602 | 1
1FK70422AF711UA1 | SIMOTICS S SIMOTICS S-1FK7 SYNCHRONOUS MOTOR 1FK7-CT PN=0,82 KW; UZK=600V M0=3NM (100K); NN=3000RPM; NATURAL AIR COOLING, FRAME SIZE IMB 5 (IM V1, IM V3) FLANGE 1 POWER CONNECTOR ROTATABLE RESOLVER MULTI-POLE WITH DRIVE-CLIQ INTERFACE; SHAFT WITH FITTED KEY, TOLERANCE N; W/O HOLDING BRAKE PROTECTION CLASS IP65, | 1469 | TEM | 1 | MC | 4.602 | 1
1FK70422AF711UA2 | SIMOTICS S SIMOTICS S-1FK7 SYNCHRONOUS MOTOR 1FK7-CT PN=0,82 KW; UZK=600V M0=3NM (100K); NN=3000RPM; NATURAL AIR COOLING, FRAME SIZE IMB 5 (IM V1, IM V3) FLANGE 1 POWER CONNECTOR ROTATABLE RESOLVER MULTI-POLE WITH DRIVE-CLIQ INTERFACE; SHAFT WITH FITTED KEY, TOLERANCE N; W/O HOLDING BRAKE PROTECTION CLASS IP65, FLANGE ON DRIVE END IP67; | 1469 | TEM | 1 | MC | 4.602 | 1
1FK70422AF711UB0 | SIMOTICS S SIMOTICS S-1FK7 SYNCHRONOUS MOTOR 1FK7-CT PN=0,82 KW; UZK=600V M0=3NM (100K); NN=3000RPM; NATURAL AIR COOLING, FRAME SIZE IMB 5 (IM V1, IM V3) FLANGE 1 POWER CONNECTOR ROTATABLE RESOLVER MULTI-POLE WITH DRIVE-CLIQ INTERFACE; SHAFT WITH FITTED KEY, TOLERANCE N; WITH HOLDING BRAKE PROTECTION CLASS IP64; | 1637 | TEM | 1 | MC | 4.901 | 1
1FK70422AF711UB1 | SIMOTICS S SIMOTICS S-1FK7 SYNCHRONOUS MOTOR 1FK7-CT PN=0,82 KW; UZK=600V M0=3NM (100K); NN=3000RPM; NATURAL AIR COOLING, FRAME SIZE IMB 5 (IM V1, IM V3) FLANGE 1 POWER CONNECTOR ROTATABLE RESOLVER MULTI-POLE WITH DRIVE-CLIQ INTERFACE; SHAFT WITH FITTED KEY, TOLERANCE N; WITH HOLDING BRAKE PROTECTION CLASS IP65, | 1730 | TEM | 1 | MC | 4.901 | 1
1FK70422AF711UB2 | SIMOTICS S SIMOTICS S-1FK7 SYNCHRONOUS MOTOR 1FK7-CT PN=0,82 KW; UZK=600V M0=3NM (100K); NN=3000RPM; NATURAL AIR COOLING, FRAME SIZE IMB 5 (IM V1, IM V3) FLANGE 1 POWER CONNECTOR ROTATABLE RESOLVER MULTI-POLE WITH DRIVE-CLIQ INTERFACE; SHAFT WITH FITTED KEY, TOLERANCE N; WITH HOLDING BRAKE PROTECTION CLASS IP65, FLANGE ON DRIVE END IP67; | 1730 | TEM | 1 | MC | 4.901 | 1
1FK70422AF711UG0 | SIMOTICS S SIMOTICS S-1FK7 SYNCHRONOUS MOTOR 1FK7-CT PN=0,82 KW; UZK=600V M0=3NM (100K); NN=3000RPM; NATURAL AIR COOLING, FRAME SIZE IMB 5 (IM V1, IM V3) FLANGE 1 POWER CONNECTOR ROTATABLE RESOLVER MULTI-POLE WITH DRIVE-CLIQ INTERFACE; PLAIN SHAFT, TOLERANCE N; W/O HOLDING BRAKE PROTECTION CLASS IP64; | 1290 | TEM | 1 | MC | 4.602 | 1
1FK70422AF711UG1 | SIMOTICS S SIMOTICS S-1FK7 SYNCHRONOUS MOTOR 1FK7-CT PN=0,82 KW; UZK=600V M0=3NM (100K); NN=3000RPM; NATURAL AIR COOLING, FRAME SIZE IMB 5 (IM V1, IM V3) FLANGE 1 POWER CONNECTOR ROTATABLE RESOLVER MULTI-POLE WITH DRIVE-CLIQ INTERFACE; PLAIN SHAFT, TOLERANCE N; W/O HOLDING BRAKE PROTECTION CLASS IP65, | 1383 | TEM | 1 | MC | 4.602 | 1
1FK70422AF711UG2 | SIMOTICS S SIMOTICS S-1FK7 SYNCHRONOUS MOTOR 1FK7-CT PN=0,82 KW; UZK=600V M0=3NM (100K); NN=3000RPM; NATURAL AIR COOLING, FRAME SIZE IMB 5 (IM V1, IM V3) FLANGE 1 POWER CONNECTOR ROTATABLE RESOLVER MULTI-POLE WITH DRIVE-CLIQ INTERFACE; PLAIN SHAFT, TOLERANCE N; W/O HOLDING BRAKE PROTECTION CLASS IP65, FLANGE ON DRIVE END IP67; | 1383 | TEM | 1 | MC | 4.602 | 1
1FK70422AF711UH0 | SIMOTICS S SIMOTICS S-1FK7 SYNCHRONOUS MOTOR 1FK7-CT PN=0,82 KW; UZK=600V M0=3NM (100K); NN=3000RPM; NATURAL AIR COOLING, FRAME SIZE IMB 5 (IM V1, IM V3) FLANGE 1 POWER CONNECTOR ROTATABLE RESOLVER MULTI-POLE WITH DRIVE-CLIQ INTERFACE; PLAIN SHAFT, TOLERANCE N; WITH HOLDING BRAKE PROTECTION CLASS IP64; | 1548 | TEM | 1 | MC | 4.901 | 1
1FK70422AF711UH1 | SIMOTICS S SIMOTICS S-1FK7 SYNCHRONOUS MOTOR 1FK7-CT PN=0,82 KW; UZK=600V M0=3NM (100K); NN=3000RPM; NATURAL AIR COOLING, FRAME SIZE IMB 5 (IM V1, IM V3) FLANGE 1 POWER CONNECTOR ROTATABLE RESOLVER MULTI-POLE WITH DRIVE-CLIQ INTERFACE; PLAIN SHAFT, TOLERANCE N; WITH HOLDING BRAKE PROTECTION CLASS IP65, | 1642 | TEM | 1 | MC | 4.901 | 1
1FK70422AF711UH2 | SIMOTICS S SIMOTICS S-1FK7 SYNCHRONOUS MOTOR 1FK7-CT PN=0,82 KW; UZK=600V M0=3NM (100K); NN=3000RPM; NATURAL AIR COOLING, FRAME SIZE IMB 5 (IM V1, IM V3) FLANGE 1 POWER CONNECTOR ROTATABLE RESOLVER MULTI-POLE WITH DRIVE-CLIQ INTERFACE; PLAIN SHAFT, TOLERANCE N; WITH HOLDING BRAKE PROTECTION CLASS IP65, FLANGE ON DRIVE END IP67; | 1642 | TEM | 1 | MC | 4.901 | 1
1FK70422AF711WA2 | SIMOTICS S SIMOTICS S-1FK7 SYNCHRONOUS MOTOR 1FK7-CT PN=0,82 KW; UZK=600V M0=3NM (100K); NN=3000RPM; NATURAL AIR COOLING, FRAME SIZE IMB 5 (IM V1, IM V3) FLANGE 1 POWER CONNECTOR ROTATABLE WITHOUT ENCODER ATTENTION: NO GENERAL RELEASE FOR DELIVERY! RELEASE TO BE VERIFIED FOR EACH APPLICATION. PLEASE OBSERVE PRODIS NOTE ID: 98799415. THIS PRODIS NOTE DESCRIBES THE PROCESS FOR INQUIRIES CONCERNING THIS KIND OF MOTOR. SHAFT WITH FITTED KEY, TOLERANCE N; W/O HOLDING BRAKE PROTECTION CLASS IP65, FLANGE ON DRIVE END IP67; | 1172 | TEM | 1 | MC | 4.601 | 1
1FK70422AF711WG0 | SIMOTICS S SIMOTICS S-1FK7 SYNCHRONOUS MOTOR 1FK7-CT PN=0,82 KW; UZK=600V M0=3NM (100K); NN=3000RPM; NATURAL AIR COOLING, FRAME SIZE IMB 5 (IM V1, IM V3) FLANGE 1 POWER CONNECTOR ROTATABLE WITHOUT ENCODER ATTENTION: NO GENERAL RELEASE FOR DELIVERY! RELEASE TO BE VERIFIED FOR EACH APPLICATION. PLEASE OBSERVE PRODIS NOTE ID: 98799415. THIS PRODIS NOTE DESCRIBES THE PROCESS FOR INQUIRIES CONCERNING THIS KIND OF MOTOR. PLAIN SHAFT, TOLERANCE N; W/O HOLDING BRAKE PROTECTION CLASS IP64; | 992 | TEM | 1 | MC | 4.601 | 1
1FK70422AK711AA0 | SIMOTICS S SYNCHRONOUS MOTOR 1FK7-CT PN=0,94 KW; UZK=600V M0=3NM (100K); NN=6000RPM; NATURAL AIR COOLING, FRAME SIZE IMB 5 (IM V1, IM V3) FLANGE 1, WITH KTY TEMPERATURESENSOR POWER CONNECTOR ROTATABLE INCREMENTAL ENCODER SIN/COS 1VPP;2048 S/R W. C-AND D-SPUR (ENCODER IC2048S/R) SHAFT WITH FITTED KEY, TOLERANCE N; W/O HOLDING BRAKE PROTECTION CLASS IP64; | 1721 | TEM | 1 | MC | 4.601 | 1
1FK70422AK711AA1 | SIMOTICS S SYNCHRONOUS MOTOR 1FK7-CT PN=0,94 KW; UZK=600V M0=3NM (100K); NN=6000RPM; NATURAL AIR COOLING, FRAME SIZE IMB 5 (IM V1, IM V3) FLANGE 1, WITH KTY TEMPERATURESENSOR POWER CONNECTOR ROTATABLE INCREMENTAL ENCODER SIN/COS 1VPP;2048 S/R W. C-AND D-SPUR (ENCODER IC2048S/R) SHAFT WITH FITTED KEY, TOLERANCE N; W/O HOLDING BRAKE PROTECTION CLASS IP65, | 1814 | TEM | 1 | MC | 4.601 | 1
1FK70422AK711AA2 | SIMOTICS S SYNCHRONOUS MOTOR 1FK7-CT PN=0,94 KW; UZK=600V M0=3NM (100K); NN=6000RPM; NATURAL AIR COOLING, FRAME SIZE IMB 5 (IM V1, IM V3) FLANGE 1, WITH KTY TEMPERATURESENSOR POWER CONNECTOR ROTATABLE INCREMENTAL ENCODER SIN/COS 1VPP;2048 S/R W. C-AND D-SPUR (ENCODER IC2048S/R) SHAFT WITH FITTED KEY, TOLERANCE N; W/O HOLDING BRAKE PROTECTION CLASS IP65, FLANGE ON DRIVE END IP67; | 1814 | TEM | 1 | MC | 4.601 | 1
1FK70422AK711AB0 | SIMOTICS S SYNCHRONOUS MOTOR 1FK7-CT PN=0,94 KW; UZK=600V M0=3NM (100K); NN=6000RPM; NATURAL AIR COOLING, FRAME SIZE IMB 5 (IM V1, IM V3) FLANGE 1, WITH KTY TEMPERATURESENSOR POWER CONNECTOR ROTATABLE INCREMENTAL ENCODER SIN/COS 1VPP;2048 S/R W. C-AND D-SPUR (ENCODER IC2048S/R) SHAFT WITH FITTED KEY, TOLERANCE N; WITH HOLDING BRAKE PROTECTION CLASS IP64; | 1982 | TEM | 1 | MC | 4.9 | 1
1FK70422AK711AB1 | SIMOTICS S SYNCHRONOUS MOTOR 1FK7-CT PN=0,94 KW; UZK=600V M0=3NM (100K); NN=6000RPM; NATURAL AIR COOLING, FRAME SIZE IMB 5 (IM V1, IM V3) FLANGE 1, WITH KTY TEMPERATURESENSOR POWER CONNECTOR ROTATABLE INCREMENTAL ENCODER SIN/COS 1VPP;2048 S/R W. C-AND D-SPUR (ENCODER IC2048S/R) SHAFT WITH FITTED KEY, TOLERANCE N; WITH HOLDING BRAKE PROTECTION CLASS IP65, | 2075 | TEM | 1 | MC | 4.9 | 1
1FK70422AK711AB2 | SIMOTICS S SYNCHRONOUS MOTOR 1FK7-CT PN=0,94 KW; UZK=600V M0=3NM (100K); NN=6000RPM; NATURAL AIR COOLING, FRAME SIZE IMB 5 (IM V1, IM V3) FLANGE 1, WITH KTY TEMPERATURESENSOR POWER CONNECTOR ROTATABLE INCREMENTAL ENCODER SIN/COS 1VPP;2048 S/R W. C-AND D-SPUR (ENCODER IC2048S/R) SHAFT WITH FITTED KEY, TOLERANCE N; WITH HOLDING BRAKE PROTECTION CLASS IP65, FLANGE ON DRIVE END IP67; | 2075 | TEM | 1 | MC | 4.9 | 1
1FK70422AK711AG0 | SIMOTICS S SYNCHRONOUS MOTOR 1FK7-CT PN=0,94 KW; UZK=600V M0=3NM (100K); NN=6000RPM; NATURAL AIR COOLING, FRAME SIZE IMB 5 (IM V1, IM V3) FLANGE 1, WITH KTY TEMPERATURESENSOR POWER CONNECTOR ROTATABLE INCREMENTAL ENCODER SIN/COS 1VPP;2048 S/R W. C-AND D-SPUR (ENCODER IC2048S/R) PLAIN SHAFT, TOLERANCE N; W/O HOLDING BRAKE PROTECTION CLASS IP64; | 1635 | TEM | 1 | MC | 4.601 | 1
1FK70422AK711AG1 | SIMOTICS S SYNCHRONOUS MOTOR 1FK7-CT PN=0,94 KW; UZK=600V M0=3NM (100K); NN=6000RPM; NATURAL AIR COOLING, FRAME SIZE IMB 5 (IM V1, IM V3) FLANGE 1, WITH KTY TEMPERATURESENSOR POWER CONNECTOR ROTATABLE INCREMENTAL ENCODER SIN/COS 1VPP;2048 S/R W. C-AND D-SPUR (ENCODER IC2048S/R) PLAIN SHAFT, TOLERANCE N; W/O HOLDING BRAKE PROTECTION CLASS IP65, | 1728 | TEM | 1 | MC | 4.601 | 1
1FK70422AK711AG2 | SIMOTICS S SYNCHRONOUS MOTOR 1FK7-CT PN=0,94 KW; UZK=600V M0=3NM (100K); NN=6000RPM; NATURAL AIR COOLING, FRAME SIZE IMB 5 (IM V1, IM V3) FLANGE 1, WITH KTY TEMPERATURESENSOR POWER CONNECTOR ROTATABLE INCREMENTAL ENCODER SIN/COS 1VPP;2048 S/R W. C-AND D-SPUR (ENCODER IC2048S/R) PLAIN SHAFT, TOLERANCE N; W/O HOLDING BRAKE PROTECTION CLASS IP65, FLANGE ON DRIVE END IP67; | 1728 | TEM | 1 | MC | 4.601 | 1
1FK70422AK711AH0 | SIMOTICS S SYNCHRONOUS MOTOR 1FK7-CT PN=0,94 KW; UZK=600V M0=3NM (100K); NN=6000RPM; NATURAL AIR COOLING, FRAME SIZE IMB 5 (IM V1, IM V3) FLANGE 1, WITH KTY TEMPERATURESENSOR POWER CONNECTOR ROTATABLE INCREMENTAL ENCODER SIN/COS 1VPP;2048 S/R W. C-AND D-SPUR (ENCODER IC2048S/R) PLAIN SHAFT, TOLERANCE N; WITH HOLDING BRAKE PROTECTION CLASS IP64; | 1893 | TEM | 1 | MC | 4.9 | 1
1FK70422AK711AH1 | SIMOTICS S SYNCHRONOUS MOTOR 1FK7-CT PN=0,94 KW; UZK=600V M0=3NM (100K); NN=6000RPM; NATURAL AIR COOLING, FRAME SIZE IMB 5 (IM V1, IM V3) FLANGE 1, WITH KTY TEMPERATURESENSOR POWER CONNECTOR ROTATABLE INCREMENTAL ENCODER SIN/COS 1VPP;2048 S/R W. C-AND D-SPUR (ENCODER IC2048S/R) PLAIN SHAFT, TOLERANCE N; WITH HOLDING BRAKE PROTECTION CLASS IP65, | 1987 | TEM | 1 | MC | 4.9 | 1
1FK70422AK711AH2 | SIMOTICS S SYNCHRONOUS MOTOR 1FK7-CT PN=0,94 KW; UZK=600V M0=3NM (100K); NN=6000RPM; NATURAL AIR COOLING, FRAME SIZE IMB 5 (IM V1, IM V3) FLANGE 1, WITH KTY TEMPERATURESENSOR POWER CONNECTOR ROTATABLE INCREMENTAL ENCODER SIN/COS 1VPP;2048 S/R W. C-AND D-SPUR (ENCODER IC2048S/R) PLAIN SHAFT, TOLERANCE N; WITH HOLDING BRAKE PROTECTION CLASS IP65, FLANGE ON DRIVE END IP67; | 1987 | TEM | 1 | MC | 4.9 | 1
1FK70422AK711BA0 | SIMOTICS S SYNCHRONOUS MOTOR 1FK7-CT PN=0,94 KW; UZK=600V M0=3NM (100K); NN=6000RPM; NATURAL AIR COOLING, FRAME SIZE IMB 5 (IM V1, IM V3) FLANGE 1 POWER CONNECTOR ROTATABLE ABSOLUTE ENCODER SINGLETURN 24 BIT WITH DRIVE CLIQ INTERFACE (ENCODER AS24DQI) SHAFT WITH FITTED KEY, TOLERANCE N; W/O HOLDING BRAKE PROTECTION CLASS IP64; | 1962 | TEM | 1 | MC | 4.601 | 1
1FK70422AK711BA1 | SIMOTICS S SYNCHRONOUS MOTOR 1FK7-CT PN=0,94 KW; UZK=600V M0=3NM (100K); NN=6000RPM; NATURAL AIR COOLING, FRAME SIZE IMB 5 (IM V1, IM V3) FLANGE 1 POWER CONNECTOR ROTATABLE ABSOLUTE ENCODER SINGLETURN 24 BIT WITH DRIVE CLIQ INTERFACE (ENCODER AS24DQI) SHAFT WITH FITTED KEY, TOLERANCE N; W/O HOLDING BRAKE PROTECTION CLASS IP65, | 2055 | TEM | 1 | MC | 4.601 | 1
1FK70422AK711BA2 | SIMOTICS S SYNCHRONOUS MOTOR 1FK7-CT PN=0,94 KW; UZK=600V M0=3NM (100K); NN=6000RPM; NATURAL AIR COOLING, FRAME SIZE IMB 5 (IM V1, IM V3) FLANGE 1 POWER CONNECTOR ROTATABLE ABSOLUTE ENCODER SINGLETURN 24 BIT WITH DRIVE CLIQ INTERFACE (ENCODER AS24DQI) SHAFT WITH FITTED KEY, TOLERANCE N; W/O HOLDING BRAKE PROTECTION CLASS IP65, FLANGE ON DRIVE END IP67; | 2055 | TEM | 1 | MC | 4.601 | 1
1FK70422AK711BB0 | SIMOTICS S SYNCHRONOUS MOTOR 1FK7-CT PN=0,94 KW; UZK=600V M0=3NM (100K); NN=6000RPM; NATURAL AIR COOLING, FRAME SIZE IMB 5 (IM V1, IM V3) FLANGE 1 POWER CONNECTOR ROTATABLE ABSOLUTE ENCODER SINGLETURN 24 BIT WITH DRIVE CLIQ INTERFACE (ENCODER AS24DQI) SHAFT WITH FITTED KEY, TOLERANCE N; WITH HOLDING BRAKE PROTECTION CLASS IP64; | 2223 | TEM | 1 | MC | 4.9 | 1
1FK70422AK711BB1 | SIMOTICS S SYNCHRONOUS MOTOR 1FK7-CT PN=0,94 KW; UZK=600V M0=3NM (100K); NN=6000RPM; NATURAL AIR COOLING, FRAME SIZE IMB 5 (IM V1, IM V3) FLANGE 1 POWER CONNECTOR ROTATABLE ABSOLUTE ENCODER SINGLETURN 24 BIT WITH DRIVE CLIQ INTERFACE (ENCODER AS24DQI) SHAFT WITH FITTED KEY, TOLERANCE N; WITH HOLDING BRAKE PROTECTION CLASS IP65, | 2316 | TEM | 1 | MC | 4.9 | 1
1FK70422AK711BB2 | SIMOTICS S SYNCHRONOUS MOTOR 1FK7-CT PN=0,94 KW; UZK=600V M0=3NM (100K); NN=6000RPM; NATURAL AIR COOLING, FRAME SIZE IMB 5 (IM V1, IM V3) FLANGE 1 POWER CONNECTOR ROTATABLE ABSOLUTE ENCODER SINGLETURN 24 BIT WITH DRIVE CLIQ INTERFACE (ENCODER AS24DQI) SHAFT WITH FITTED KEY, TOLERANCE N; WITH HOLDING BRAKE PROTECTION CLASS IP65, FLANGE ON DRIVE END IP67; | 2316 | TEM | 1 | MC | 4.9 | 1
1FK70422AK711BG0 | SIMOTICS S SYNCHRONOUS MOTOR 1FK7-CT PN=0,94 KW; UZK=600V M0=3NM (100K); NN=6000RPM; NATURAL AIR COOLING, FRAME SIZE IMB 5 (IM V1, IM V3) FLANGE 1 POWER CONNECTOR ROTATABLE ABSOLUTE ENCODER SINGLETURN 24 BIT WITH DRIVE CLIQ INTERFACE (ENCODER AS24DQI) PLAIN SHAFT, TOLERANCE N; W/O HOLDING BRAKE PROTECTION CLASS IP64; | 1876 | TEM | 1 | MC | 4.601 | 1
1FK70422AK711BG1 | SIMOTICS S SYNCHRONOUS MOTOR 1FK7-CT PN=0,94 KW; UZK=600V M0=3NM (100K); NN=6000RPM; NATURAL AIR COOLING, FRAME SIZE IMB 5 (IM V1, IM V3) FLANGE 1 POWER CONNECTOR ROTATABLE ABSOLUTE ENCODER SINGLETURN 24 BIT WITH DRIVE CLIQ INTERFACE (ENCODER AS24DQI) PLAIN SHAFT, TOLERANCE N; W/O HOLDING BRAKE PROTECTION CLASS IP65, | 1969 | TEM | 1 | MC | 4.601 | 1
1FK70422AK711BG2 | SIMOTICS S SYNCHRONOUS MOTOR 1FK7-CT PN=0,94 KW; UZK=600V M0=3NM (100K); NN=6000RPM; NATURAL AIR COOLING, FRAME SIZE IMB 5 (IM V1, IM V3) FLANGE 1 POWER CONNECTOR ROTATABLE ABSOLUTE ENCODER SINGLETURN 24 BIT WITH DRIVE CLIQ INTERFACE (ENCODER AS24DQI) PLAIN SHAFT, TOLERANCE N; W/O HOLDING BRAKE PROTECTION CLASS IP65, FLANGE ON DRIVE END IP67; | 1969 | TEM | 1 | MC | 4.601 | 1
1FK70422AK711BH0 | SIMOTICS S SYNCHRONOUS MOTOR 1FK7-CT PN=0,94 KW; UZK=600V M0=3NM (100K); NN=6000RPM; NATURAL AIR COOLING, FRAME SIZE IMB 5 (IM V1, IM V3) FLANGE 1 POWER CONNECTOR ROTATABLE ABSOLUTE ENCODER SINGLETURN 24 BIT WITH DRIVE CLIQ INTERFACE (ENCODER AS24DQI) PLAIN SHAFT, TOLERANCE N; WITH HOLDING BRAKE PROTECTION CLASS IP64; | 2134 | TEM | 1 | MC | 4.9 | 1
1FK70422AK711BH1 | SIMOTICS S SYNCHRONOUS MOTOR 1FK7-CT PN=0,94 KW; UZK=600V M0=3NM (100K); NN=6000RPM; NATURAL AIR COOLING, FRAME SIZE IMB 5 (IM V1, IM V3) FLANGE 1 POWER CONNECTOR ROTATABLE ABSOLUTE ENCODER SINGLETURN 24 BIT WITH DRIVE CLIQ INTERFACE (ENCODER AS24DQI) PLAIN SHAFT, TOLERANCE N; WITH HOLDING BRAKE PROTECTION CLASS IP65, | 2228 | TEM | 1 | MC | 4.9 | 1
1FK70422AK711BH2 | SIMOTICS S SYNCHRONOUS MOTOR 1FK7-CT PN=0,94 KW; UZK=600V M0=3NM (100K); NN=6000RPM; NATURAL AIR COOLING, FRAME SIZE IMB 5 (IM V1, IM V3) FLANGE 1 POWER CONNECTOR ROTATABLE ABSOLUTE ENCODER SINGLETURN 24 BIT WITH DRIVE CLIQ INTERFACE (ENCODER AS24DQI) PLAIN SHAFT, TOLERANCE N; WITH HOLDING BRAKE PROTECTION CLASS IP65, FLANGE ON DRIVE END IP67; | 2228 | TEM | 1 | MC | 4.9 | 1
1FK70422AK711CA0 | SIMOTICS S SYNCHRONOUS MOTOR 1FK7-CT PN=0,94 KW; UZK=600V M0=3NM (100K); NN=6000RPM; NATURAL AIR COOLING, FRAME SIZE IMB 5 (IM V1, IM V3) FLANGE 1 POWER CONNECTOR ROTATABLE ABSOLUTE ENCODER 24 BIT + 12 BIT MULTITURN WITH DRIVE-CLIQ INTERFACE (ENCODER AM24DQI) SHAFT WITH FITTED KEY, TOLERANCE N; W/O HOLDING BRAKE PROTECTION CLASS IP64; | 2331 | TEM | 1 | MC | 4.601 | 1
1FK70422AK711CA1 | SIMOTICS S SYNCHRONOUS MOTOR 1FK7-CT PN=0,94 KW; UZK=600V M0=3NM (100K); NN=6000RPM; NATURAL AIR COOLING, FRAME SIZE IMB 5 (IM V1, IM V3) FLANGE 1 POWER CONNECTOR ROTATABLE ABSOLUTE ENCODER 24 BIT + 12 BIT MULTITURN WITH DRIVE-CLIQ INTERFACE (ENCODER AM24DQI) SHAFT WITH FITTED KEY, TOLERANCE N; W/O HOLDING BRAKE PROTECTION CLASS IP65, | 2425 | TEM | 1 | MC | 4.601 | 1
1FK70422AK711CA2 | SIMOTICS S SYNCHRONOUS MOTOR 1FK7-CT PN=0,94 KW; UZK=600V M0=3NM (100K); NN=6000RPM; NATURAL AIR COOLING, FRAME SIZE IMB 5 (IM V1, IM V3) FLANGE 1 POWER CONNECTOR ROTATABLE ABSOLUTE ENCODER 24 BIT + 12 BIT MULTITURN WITH DRIVE-CLIQ INTERFACE (ENCODER AM24DQI) SHAFT WITH FITTED KEY, TOLERANCE N; W/O HOLDING BRAKE PROTECTION CLASS IP65, FLANGE ON DRIVE END IP67; | 2425 | TEM | 1 | MC | 4.601 | 1
1FK70422AK711CB0 | SIMOTICS S SYNCHRONOUS MOTOR 1FK7-CT PN=0,94 KW; UZK=600V M0=3NM (100K); NN=6000RPM; NATURAL AIR COOLING, FRAME SIZE IMB 5 (IM V1, IM V3) FLANGE 1 POWER CONNECTOR ROTATABLE ABSOLUTE ENCODER 24 BIT + 12 BIT MULTITURN WITH DRIVE-CLIQ INTERFACE (ENCODER AM24DQI) SHAFT WITH FITTED KEY, TOLERANCE N; WITH HOLDING BRAKE PROTECTION CLASS IP64; | 2592 | TEM | 1 | MC | 4.9 | 1
1FK70422AK711CB1 | SIMOTICS S SYNCHRONOUS MOTOR 1FK7-CT PN=0,94 KW; UZK=600V M0=3NM (100K); NN=6000RPM; NATURAL AIR COOLING, FRAME SIZE IMB 5 (IM V1, IM V3) FLANGE 1 POWER CONNECTOR ROTATABLE ABSOLUTE ENCODER 24 BIT + 12 BIT MULTITURN WITH DRIVE-CLIQ INTERFACE (ENCODER AM24DQI) SHAFT WITH FITTED KEY, TOLERANCE N; WITH HOLDING BRAKE PROTECTION CLASS IP65, | 2686 | TEM | 1 | MC | 4.9 | 1
1FK70422AK711CB2 | SIMOTICS S SYNCHRONOUS MOTOR 1FK7-CT PN=0,94 KW; UZK=600V M0=3NM (100K); NN=6000RPM; NATURAL AIR COOLING, FRAME SIZE IMB 5 (IM V1, IM V3) FLANGE 1 POWER CONNECTOR ROTATABLE ABSOLUTE ENCODER 24 BIT + 12 BIT MULTITURN WITH DRIVE-CLIQ INTERFACE (ENCODER AM24DQI) SHAFT WITH FITTED KEY, TOLERANCE N; WITH HOLDING BRAKE PROTECTION CLASS IP65, FLANGE ON DRIVE END IP67; | 2686 | TEM | 1 | MC | 4.9 | 1
1FK70422AK711CG0 | SIMOTICS S SYNCHRONOUS MOTOR 1FK7-CT PN=0,94 KW; UZK=600V M0=3NM (100K); NN=6000RPM; NATURAL AIR COOLING, FRAME SIZE IMB 5 (IM V1, IM V3) FLANGE 1 POWER CONNECTOR ROTATABLE ABSOLUTE ENCODER 24 BIT + 12 BIT MULTITURN WITH DRIVE-CLIQ INTERFACE (ENCODER AM24DQI) PLAIN SHAFT, TOLERANCE N; W/O HOLDING BRAKE PROTECTION CLASS IP64; | 2245 | TEM | 1 | MC | 4.601 | 1
1FK70422AK711CG1 | SIMOTICS S SYNCHRONOUS MOTOR 1FK7-CT PN=0,94 KW; UZK=600V M0=3NM (100K); NN=6000RPM; NATURAL AIR COOLING, FRAME SIZE IMB 5 (IM V1, IM V3) FLANGE 1 POWER CONNECTOR ROTATABLE ABSOLUTE ENCODER 24 BIT + 12 BIT MULTITURN WITH DRIVE-CLIQ INTERFACE (ENCODER AM24DQI) PLAIN SHAFT, TOLERANCE N; W/O HOLDING BRAKE PROTECTION CLASS IP65, | 2338 | TEM | 1 | MC | 4.601 | 1
1FK70422AK711CG2 | SIMOTICS S SYNCHRONOUS MOTOR 1FK7-CT PN=0,94 KW; UZK=600V M0=3NM (100K); NN=6000RPM; NATURAL AIR COOLING, FRAME SIZE IMB 5 (IM V1, IM V3) FLANGE 1 POWER CONNECTOR ROTATABLE ABSOLUTE ENCODER 24 BIT + 12 BIT MULTITURN WITH DRIVE-CLIQ INTERFACE (ENCODER AM24DQI) PLAIN SHAFT, TOLERANCE N; W/O HOLDING BRAKE PROTECTION CLASS IP65, FLANGE ON DRIVE END IP67; | 2338 | TEM | 1 | MC | 4.601 | 1
1FK70422AK711CH0 | SIMOTICS S SYNCHRONOUS MOTOR 1FK7-CT PN=0,94 KW; UZK=600V M0=3NM (100K); NN=6000RPM; NATURAL AIR COOLING, FRAME SIZE IMB 5 (IM V1, IM V3) FLANGE 1 POWER CONNECTOR ROTATABLE ABSOLUTE ENCODER 24 BIT + 12 BIT MULTITURN WITH DRIVE-CLIQ INTERFACE (ENCODER AM24DQI) PLAIN SHAFT, TOLERANCE N; WITH HOLDING BRAKE PROTECTION CLASS IP64; | 2504 | TEM | 1 | MC | 4.9 | 1
1FK70422AK711CH1 | SIMOTICS S SYNCHRONOUS MOTOR 1FK7-CT PN=0,94 KW; UZK=600V M0=3NM (100K); NN=6000RPM; NATURAL AIR COOLING, FRAME SIZE IMB 5 (IM V1, IM V3) FLANGE 1 POWER CONNECTOR ROTATABLE ABSOLUTE ENCODER 24 BIT + 12 BIT MULTITURN WITH DRIVE-CLIQ INTERFACE (ENCODER AM24DQI) PLAIN SHAFT, TOLERANCE N; WITH HOLDING BRAKE PROTECTION CLASS IP65, | 2597 | TEM | 1 | MC | 4.9 | 1
1FK70422AK711CH2 | SIMOTICS S SYNCHRONOUS MOTOR 1FK7-CT PN=0,94 KW; UZK=600V M0=3NM (100K); NN=6000RPM; NATURAL AIR COOLING, FRAME SIZE IMB 5 (IM V1, IM V3) FLANGE 1 POWER CONNECTOR ROTATABLE ABSOLUTE ENCODER 24 BIT + 12 BIT MULTITURN WITH DRIVE-CLIQ INTERFACE (ENCODER AM24DQI) PLAIN SHAFT, TOLERANCE N; WITH HOLDING BRAKE PROTECTION CLASS IP65, FLANGE ON DRIVE END IP67; | 2597 | TEM | 1 | MC | 4.9 | 1
1FK70422AK711DA0 | SIMOTICS S SYNCHRONOUS MOTOR 1FK7-CT PN=0,94 KW; UZK=600V M0=3NM (100K); NN=6000RPM; NATURAL AIR COOLING, FRAME SIZE IMB 5 (IM V1, IM V3) FLANGE 1 POWER CONNECTOR ROTATABLE INCREMENTAL ENCODER 22 BIT WITH DRIVE-CLIQ INTERFACE (ENCODER IC22DQ) SHAFT WITH FITTED KEY, TOLERANCE N; W/O HOLDING BRAKE PROTECTION CLASS IP64; | 2042 | TEM | 1 | MC | 4.602 | 1
1FK70422AK711DA2 | SIMOTICS S SYNCHRONOUS MOTOR 1FK7-CT PN=0,94 KW; UZK=600V M0=3NM (100K); NN=6000RPM; NATURAL AIR COOLING, FRAME SIZE IMB 5 (IM V1, IM V3) FLANGE 1 POWER CONNECTOR ROTATABLE INCREMENTAL ENCODER 22 BIT WITH DRIVE-CLIQ INTERFACE (ENCODER IC22DQ) SHAFT WITH FITTED KEY, TOLERANCE N; W/O HOLDING BRAKE PROTECTION CLASS IP65, FLANGE ON DRIVE END IP67; | 2136 | TEM | 1 | MC | 4.602 | 1
1FK70422AK711DB2 | SIMOTICS S SYNCHRONOUS MOTOR 1FK7-CT PN=0,94 KW; UZK=600V M0=3NM (100K); NN=6000RPM; NATURAL AIR COOLING, FRAME SIZE IMB 5 (IM V1, IM V3) FLANGE 1 POWER CONNECTOR ROTATABLE INCREMENTAL ENCODER 22 BIT WITH DRIVE-CLIQ INTERFACE (ENCODER IC22DQ) SHAFT WITH FITTED KEY, TOLERANCE N; WITH HOLDING BRAKE PROTECTION CLASS IP65, FLANGE ON DRIVE END IP67; | 2397 | TEM | 1 | MC | 4.901 | 1
1FK70422AK711DG0 | SIMOTICS S SYNCHRONOUS MOTOR 1FK7-CT PN=0,94 KW; UZK=600V M0=3NM (100K); NN=6000RPM; NATURAL AIR COOLING, FRAME SIZE IMB 5 (IM V1, IM V3) FLANGE 1 POWER CONNECTOR ROTATABLE INCREMENTAL ENCODER 22 BIT WITH DRIVE-CLIQ INTERFACE (ENCODER IC22DQ) PLAIN SHAFT, TOLERANCE N; W/O HOLDING BRAKE PROTECTION CLASS IP64; | 1956 | TEM | 1 | MC | 4.602 | 1
1FK70422AK711DG2 | SIMOTICS S SYNCHRONOUS MOTOR 1FK7-CT PN=0,94 KW; UZK=600V M0=3NM (100K); NN=6000RPM; NATURAL AIR COOLING, FRAME SIZE IMB 5 (IM V1, IM V3) FLANGE 1 POWER CONNECTOR ROTATABLE INCREMENTAL ENCODER 22 BIT WITH DRIVE-CLIQ INTERFACE (ENCODER IC22DQ) PLAIN SHAFT, TOLERANCE N; W/O HOLDING BRAKE PROTECTION CLASS IP65, FLANGE ON DRIVE END IP67; | 2049 | TEM | 1 | MC | 4.602 | 1
1FK70422AK711DH0 | SIMOTICS S SYNCHRONOUS MOTOR 1FK7-CT PN=0,94 KW; UZK=600V M0=3NM (100K); NN=6000RPM; NATURAL AIR COOLING, FRAME SIZE IMB 5 (IM V1, IM V3) FLANGE 1 POWER CONNECTOR ROTATABLE INCREMENTAL ENCODER 22 BIT WITH DRIVE-CLIQ INTERFACE (ENCODER IC22DQ) PLAIN SHAFT, TOLERANCE N; WITH HOLDING BRAKE PROTECTION CLASS IP64; | 2215 | TEM | 1 | MC | 4.901 | 1
1FK70422AK711EA0 | SIMOTICS S SYNCHRONOUS MOTOR 1FK7-CT PN=0,94 KW; UZK=600V M0=3NM (100K); NN=6000RPM; NATURAL AIR COOLING, FRAME SIZE IMB 5 (IM V1, IM V3) FLANGE 1, WITH KTY TEMPERATURESENSOR POWER CONNECTOR ROTATABLE ABSOLUTE ENCODERR 2048 S/R + 4096 UMDREHUNGEN MULTITURN, WITH ENDAT-SCHNITTSTELLE (ENCODER AM2048S/R) SHAFT WITH FITTED KEY, TOLERANCE N; W/O HOLDING BRAKE PROTECTION CLASS IP64; | 2092 | TEM | 1 | MC | 4.601 | 1
1FK70422AK711EA1 | SIMOTICS S SYNCHRONOUS MOTOR 1FK7-CT PN=0,94 KW; UZK=600V M0=3NM (100K); NN=6000RPM; NATURAL AIR COOLING, FRAME SIZE IMB 5 (IM V1, IM V3) FLANGE 1, WITH KTY TEMPERATURESENSOR POWER CONNECTOR ROTATABLE ABSOLUTE ENCODERR 2048 S/R + 4096 UMDREHUNGEN MULTITURN, WITH ENDAT-SCHNITTSTELLE (ENCODER AM2048S/R) SHAFT WITH FITTED KEY, TOLERANCE N; W/O HOLDING BRAKE PROTECTION CLASS IP65, | 2186 | TEM | 1 | MC | 4.601 | 1
1FK70422AK711EA2 | SIMOTICS S SYNCHRONOUS MOTOR 1FK7-CT PN=0,94 KW; UZK=600V M0=3NM (100K); NN=6000RPM; NATURAL AIR COOLING, FRAME SIZE IMB 5 (IM V1, IM V3) FLANGE 1, WITH KTY TEMPERATURESENSOR POWER CONNECTOR ROTATABLE ABSOLUTE ENCODERR 2048 S/R + 4096 UMDREHUNGEN MULTITURN, WITH ENDAT-SCHNITTSTELLE (ENCODER AM2048S/R) SHAFT WITH FITTED KEY, TOLERANCE N; W/O HOLDING BRAKE PROTECTION CLASS IP65, FLANGE ON DRIVE END IP67; | 2186 | TEM | 1 | MC | 4.601 | 1
1FK70422AK711EB0 | SIMOTICS S SYNCHRONOUS MOTOR 1FK7-CT PN=0,94 KW; UZK=600V M0=3NM (100K); NN=6000RPM; NATURAL AIR COOLING, FRAME SIZE IMB 5 (IM V1, IM V3) FLANGE 1, WITH KTY TEMPERATURESENSOR POWER CONNECTOR ROTATABLE ABSOLUTE ENCODERR 2048 S/R + 4096 UMDREHUNGEN MULTITURN, WITH ENDAT-SCHNITTSTELLE (ENCODER AM2048S/R) SHAFT WITH FITTED KEY, TOLERANCE N; WITH HOLDING BRAKE PROTECTION CLASS IP64; | 2353 | TEM | 1 | MC | 4.9 | 1
1FK70422AK711EB1 | SIMOTICS S SYNCHRONOUS MOTOR 1FK7-CT PN=0,94 KW; UZK=600V M0=3NM (100K); NN=6000RPM; NATURAL AIR COOLING, FRAME SIZE IMB 5 (IM V1, IM V3) FLANGE 1, WITH KTY TEMPERATURESENSOR POWER CONNECTOR ROTATABLE ABSOLUTE ENCODERR 2048 S/R + 4096 UMDREHUNGEN MULTITURN, WITH ENDAT-SCHNITTSTELLE (ENCODER AM2048S/R) SHAFT WITH FITTED KEY, TOLERANCE N; WITH HOLDING BRAKE PROTECTION CLASS IP65, | 2447 | TEM | 1 | MC | 4.9 | 1
1FK70422AK711EB2 | SIMOTICS S SYNCHRONOUS MOTOR 1FK7-CT PN=0,94 KW; UZK=600V M0=3NM (100K); NN=6000RPM; NATURAL AIR COOLING, FRAME SIZE IMB 5 (IM V1, IM V3) FLANGE 1, WITH KTY TEMPERATURESENSOR POWER CONNECTOR ROTATABLE ABSOLUTE ENCODERR 2048 S/R + 4096 UMDREHUNGEN MULTITURN, WITH ENDAT-SCHNITTSTELLE (ENCODER AM2048S/R) SHAFT WITH FITTED KEY, TOLERANCE N; WITH HOLDING BRAKE PROTECTION CLASS IP65, FLANGE ON DRIVE END IP67; | 2447 | TEM | 1 | MC | 4.9 | 1
1FK70422AK711EG0 | SIMOTICS S SYNCHRONOUS MOTOR 1FK7-CT PN=0,94 KW; UZK=600V M0=3NM (100K); NN=6000RPM; NATURAL AIR COOLING, FRAME SIZE IMB 5 (IM V1, IM V3) FLANGE 1, WITH KTY TEMPERATURESENSOR POWER CONNECTOR ROTATABLE ABSOLUTE ENCODERR 2048 S/R + 4096 UMDREHUNGEN MULTITURN, WITH ENDAT-SCHNITTSTELLE (ENCODER AM2048S/R) PLAIN SHAFT, TOLERANCE N; W/O HOLDING BRAKE PROTECTION CLASS IP64; | 2006 | TEM | 1 | MC | 4.601 | 1
1FK70422AK711EG1 | SIMOTICS S SYNCHRONOUS MOTOR 1FK7-CT PN=0,94 KW; UZK=600V M0=3NM (100K); NN=6000RPM; NATURAL AIR COOLING, FRAME SIZE IMB 5 (IM V1, IM V3) FLANGE 1, WITH KTY TEMPERATURESENSOR POWER CONNECTOR ROTATABLE ABSOLUTE ENCODERR 2048 S/R + 4096 UMDREHUNGEN MULTITURN, WITH ENDAT-SCHNITTSTELLE (ENCODER AM2048S/R) PLAIN SHAFT, TOLERANCE N; W/O HOLDING BRAKE PROTECTION CLASS IP65, | 2100 | TEM | 1 | MC | 4.601 | 1
1FK70422AK711EG2 | SIMOTICS S SYNCHRONOUS MOTOR 1FK7-CT PN=0,94 KW; UZK=600V M0=3NM (100K); NN=6000RPM; NATURAL AIR COOLING, FRAME SIZE IMB 5 (IM V1, IM V3) FLANGE 1, WITH KTY TEMPERATURESENSOR POWER CONNECTOR ROTATABLE ABSOLUTE ENCODERR 2048 S/R + 4096 UMDREHUNGEN MULTITURN, WITH ENDAT-SCHNITTSTELLE (ENCODER AM2048S/R) PLAIN SHAFT, TOLERANCE N; W/O HOLDING BRAKE PROTECTION CLASS IP65, FLANGE ON DRIVE END IP67; | 2100 | TEM | 1 | MC | 4.601 | 1
1FK70422AK711EH0 | SIMOTICS S SYNCHRONOUS MOTOR 1FK7-CT PN=0,94 KW; UZK=600V M0=3NM (100K); NN=6000RPM; NATURAL AIR COOLING, FRAME SIZE IMB 5 (IM V1, IM V3) FLANGE 1, WITH KTY TEMPERATURESENSOR POWER CONNECTOR ROTATABLE ABSOLUTE ENCODERR 2048 S/R + 4096 UMDREHUNGEN MULTITURN, WITH ENDAT-SCHNITTSTELLE (ENCODER AM2048S/R) PLAIN SHAFT, TOLERANCE N; WITH HOLDING BRAKE PROTECTION CLASS IP64; | 2265 | TEM | 1 | MC | 4.9 | 1
1FK70422AK711EH1 | SIMOTICS S SYNCHRONOUS MOTOR 1FK7-CT PN=0,94 KW; UZK=600V M0=3NM (100K); NN=6000RPM; NATURAL AIR COOLING, FRAME SIZE IMB 5 (IM V1, IM V3) FLANGE 1, WITH KTY TEMPERATURESENSOR POWER CONNECTOR ROTATABLE ABSOLUTE ENCODERR 2048 S/R + 4096 UMDREHUNGEN MULTITURN, WITH ENDAT-SCHNITTSTELLE (ENCODER AM2048S/R) PLAIN SHAFT, TOLERANCE N; WITH HOLDING BRAKE PROTECTION CLASS IP65, | 2358 | TEM | 1 | MC | 4.9 | 1
1FK70422AK711EH2 | SIMOTICS S SYNCHRONOUS MOTOR 1FK7-CT PN=0,94 KW; UZK=600V M0=3NM (100K); NN=6000RPM; NATURAL AIR COOLING, FRAME SIZE IMB 5 (IM V1, IM V3) FLANGE 1, WITH KTY TEMPERATURESENSOR POWER CONNECTOR ROTATABLE ABSOLUTE ENCODERR 2048 S/R + 4096 UMDREHUNGEN MULTITURN, WITH ENDAT-SCHNITTSTELLE (ENCODER AM2048S/R) PLAIN SHAFT, TOLERANCE N; WITH HOLDING BRAKE PROTECTION CLASS IP65, FLANGE ON DRIVE END IP67; | 2358 | TEM | 1 | MC | 4.9 | 1
1FK70422AK711FA0 | SIMOTICS S SYNCHRONOUS MOTOR 1FK7-CT PN=0,94 KW; UZK=600V M0=3NM (100K); NN=6000RPM; NATURAL AIR COOLING, FRAME SIZE IMB 5 (IM V1, IM V3) FLANGE 1 POWER CONNECTOR ROTATABLE ABSOLUTE ENCODER 22BIT + 12 BIT MULTITURN, WITH DRIVE-CLIQ INTERFACE (ENCODER AM22DQ) SHAFT WITH FITTED KEY, TOLERANCE N; W/O HOLDING BRAKE PROTECTION CLASS IP64; | 2411 | TEM | 1 | MC | 4.601 | 1
1FK70422AK711FB0 | SIMOTICS S SYNCHRONOUS MOTOR 1FK7-CT PN=0,94 KW; UZK=600V M0=3NM (100K); NN=6000RPM; NATURAL AIR COOLING, FRAME SIZE IMB 5 (IM V1, IM V3) FLANGE 1 POWER CONNECTOR ROTATABLE ABSOLUTE ENCODER 22BIT + 12 BIT MULTITURN, WITH DRIVE-CLIQ INTERFACE (ENCODER AM22DQ) SHAFT WITH FITTED KEY, TOLERANCE N; WITH HOLDING BRAKE PROTECTION CLASS IP64; | 2672 | TEM | 1 | MC | 4.9 | 1
1FK70422AK711FG0 | SIMOTICS S SYNCHRONOUS MOTOR 1FK7-CT PN=0,94 KW; UZK=600V M0=3NM (100K); NN=6000RPM; NATURAL AIR COOLING, FRAME SIZE IMB 5 (IM V1, IM V3) FLANGE 1 POWER CONNECTOR ROTATABLE ABSOLUTE ENCODER 22BIT + 12 BIT MULTITURN, WITH DRIVE-CLIQ INTERFACE (ENCODER AM22DQ) PLAIN SHAFT, TOLERANCE N; W/O HOLDING BRAKE PROTECTION CLASS IP64; | 2325 | TEM | 1 | MC | 4.601 | 1
1FK70422AK711FG2 | SIMOTICS S SYNCHRONOUS MOTOR 1FK7-CT PN=0,94 KW; UZK=600V M0=3NM (100K); NN=6000RPM; NATURAL AIR COOLING, FRAME SIZE IMB 5 (IM V1, IM V3) FLANGE 1 POWER CONNECTOR ROTATABLE ABSOLUTE ENCODER 22BIT + 12 BIT MULTITURN, WITH DRIVE-CLIQ INTERFACE (ENCODER AM22DQ) PLAIN SHAFT, TOLERANCE N; W/O HOLDING BRAKE PROTECTION CLASS IP65, FLANGE ON DRIVE END IP67; | 2419 | TEM | 1 | MC | 4.601 | 1
1FK70422AK711FH0 | SIMOTICS S SYNCHRONOUS MOTOR 1FK7-CT PN=0,94 KW; UZK=600V M0=3NM (100K); NN=6000RPM; NATURAL AIR COOLING, FRAME SIZE IMB 5 (IM V1, IM V3) FLANGE 1 POWER CONNECTOR ROTATABLE ABSOLUTE ENCODER 22BIT + 12 BIT MULTITURN, WITH DRIVE-CLIQ INTERFACE (ENCODER AM22DQ) PLAIN SHAFT, TOLERANCE N; WITH HOLDING BRAKE PROTECTION CLASS IP64; | 2584 | TEM | 1 | MC | 4.9 | 1
1FK70422AK711FH1 | SIMOTICS S SYNCHRONOUS MOTOR 1FK7-CT PN=0,94 KW; UZK=600V M0=3NM (100K); NN=6000RPM; NATURAL AIR COOLING, FRAME SIZE IMB 5 (IM V1, IM V3) FLANGE 1 POWER CONNECTOR ROTATABLE ABSOLUTE ENCODER 22BIT + 12 BIT MULTITURN, WITH DRIVE-CLIQ INTERFACE (ENCODER AM22DQ) PLAIN SHAFT, TOLERANCE N; WITH HOLDING BRAKE PROTECTION CLASS IP65, | 2677 | TEM | 1 | MC | 4.9 | 1
1FK70422AK711FH2 | SIMOTICS S SYNCHRONOUS MOTOR 1FK7-CT PN=0,94 KW; UZK=600V M0=3NM (100K); NN=6000RPM; NATURAL AIR COOLING, FRAME SIZE IMB 5 (IM V1, IM V3) FLANGE 1 POWER CONNECTOR ROTATABLE ABSOLUTE ENCODER 22BIT + 12 BIT MULTITURN, WITH DRIVE-CLIQ INTERFACE (ENCODER AM22DQ) PLAIN SHAFT, TOLERANCE N; WITH HOLDING BRAKE PROTECTION CLASS IP65, FLANGE ON DRIVE END IP67; | 2677 | TEM | 1 | MC | 4.9 | 1
1FK70422AK711GG0 | SIMOTICS S SYNCHRONOUS MOTOR 1FK7-CT PN=0,94 KW; UZK=600V M0=3NM (100K); NN=6000RPM; NATURAL AIR COOLING, FRAME SIZE IMB 5 (IM V1, IM V3) FLANGE 1, WITH KTY TEMPERATURESENSOR POWER CONNECTOR ROTATABLE ABSOLUTE ENCODER 32 S/R SINGLETURN, 4096 ROTATION MULTITURN, WITH ENDAT- INTERFACE (ENCODER AM32S/R) PLAIN SHAFT, TOLERANCE N; W/O HOLDING BRAKE PROTECTION CLASS IP64; | 1489 | TEM | 1 | MC | 4.601 | 1
1FK70422AK711KG2 | SIMOTICS S SYNCHRONOUS MOTOR 1FK7-CT PN=0,94 KW; UZK=600V M0=3NM (100K); NN=6000RPM; NATURAL AIR COOLING, FRAME SIZE IMB 5 (IM V1, IM V3) FLANGE 1 POWER CONNECTOR ROTATABLE ABSOLUTE ENCODER 16BIT + 12BIT MULTITURN, WITH DRIVE-CLIQ INTERFACE (ENCODER AM16DQ) PLAIN SHAFT, TOLERANCE N; W/O HOLDING BRAKE PROTECTION CLASS IP65, FLANGE ON DRIVE END IP67; | 1901 | TEM | 1 | MC | 4.601 | 1
1FK70422AK711PA0 | SIMOTICS S SYNCHRONOUS MOTOR 1FK7-CT PN=0,94 KW; UZK=600V M0=3NM (100K); NN=6000RPM; NATURAL AIR COOLING, FRAME SIZE IMB 5 (IM V1, IM V3) FLANGE 1 POWER CONNECTOR ROTATABLE RESOLVER 2-POLE, WITH DRIVE CLIQ-INTERFACE SHAFT WITH FITTED KEY, TOLERANCE N; W/O HOLDING BRAKE PROTECTION CLASS IP64; | 1376 | TEM | 1 | MC | 4.701 | 1
1FK70422AK711PA1 | SIMOTICS S SYNCHRONOUS MOTOR 1FK7-CT PN=0,94 KW; UZK=600V M0=3NM (100K); NN=6000RPM; NATURAL AIR COOLING, FRAME SIZE IMB 5 (IM V1, IM V3) FLANGE 1 POWER CONNECTOR ROTATABLE RESOLVER 2-POLE, WITH DRIVE CLIQ-INTERFACE SHAFT WITH FITTED KEY, TOLERANCE N; W/O HOLDING BRAKE PROTECTION CLASS IP65, | 1469 | TEM | 1 | MC | 4.701 | 1
1FK70422AK711PA2 | SIMOTICS S SYNCHRONOUS MOTOR 1FK7-CT PN=0,94 KW; UZK=600V M0=3NM (100K); NN=6000RPM; NATURAL AIR COOLING, FRAME SIZE IMB 5 (IM V1, IM V3) FLANGE 1 POWER CONNECTOR ROTATABLE RESOLVER 2-POLE, WITH DRIVE CLIQ-INTERFACE SHAFT WITH FITTED KEY, TOLERANCE N; W/O HOLDING BRAKE PROTECTION CLASS IP65, FLANGE ON DRIVE END IP67; | 1469 | TEM | 1 | MC | 4.701 | 1
1FK70422AK711PB0 | SIMOTICS S SYNCHRONOUS MOTOR 1FK7-CT PN=0,94 KW; UZK=600V M0=3NM (100K); NN=6000RPM; NATURAL AIR COOLING, FRAME SIZE IMB 5 (IM V1, IM V3) FLANGE 1 POWER CONNECTOR ROTATABLE RESOLVER 2-POLE, WITH DRIVE CLIQ-INTERFACE SHAFT WITH FITTED KEY, TOLERANCE N; WITH HOLDING BRAKE PROTECTION CLASS IP64; | 1637 | TEM | 1 | MC | 5 | 1
1FK70422AK711PB1 | SIMOTICS S SYNCHRONOUS MOTOR 1FK7-CT PN=0,94 KW; UZK=600V M0=3NM (100K); NN=6000RPM; NATURAL AIR COOLING, FRAME SIZE IMB 5 (IM V1, IM V3) FLANGE 1 POWER CONNECTOR ROTATABLE RESOLVER 2-POLE, WITH DRIVE CLIQ-INTERFACE SHAFT WITH FITTED KEY, TOLERANCE N; WITH HOLDING BRAKE PROTECTION CLASS IP65, | 1730 | TEM | 1 | MC | 5 | 1
1FK70422AK711PB2 | SIMOTICS S SYNCHRONOUS MOTOR 1FK7-CT PN=0,94 KW; UZK=600V M0=3NM (100K); NN=6000RPM; NATURAL AIR COOLING, FRAME SIZE IMB 5 (IM V1, IM V3) FLANGE 1 POWER CONNECTOR ROTATABLE RESOLVER 2-POLE, WITH DRIVE CLIQ-INTERFACE SHAFT WITH FITTED KEY, TOLERANCE N; WITH HOLDING BRAKE PROTECTION CLASS IP65, FLANGE ON DRIVE END IP67; | 1730 | TEM | 1 | MC | 5 | 1
1FK70422AK711PG0 | SIMOTICS S SYNCHRONOUS MOTOR 1FK7-CT PN=0,94 KW; UZK=600V M0=3NM (100K); NN=6000RPM; NATURAL AIR COOLING, FRAME SIZE IMB 5 (IM V1, IM V3) FLANGE 1 POWER CONNECTOR ROTATABLE RESOLVER 2-POLE, WITH DRIVE CLIQ-INTERFACE PLAIN SHAFT, TOLERANCE N; W/O HOLDING BRAKE PROTECTION CLASS IP64; | 1290 | TEM | 1 | MC | 4.701 | 1
1FK70422AK711PG1 | SIMOTICS S SYNCHRONOUS MOTOR 1FK7-CT PN=0,94 KW; UZK=600V M0=3NM (100K); NN=6000RPM; NATURAL AIR COOLING, FRAME SIZE IMB 5 (IM V1, IM V3) FLANGE 1 POWER CONNECTOR ROTATABLE RESOLVER 2-POLE, WITH DRIVE CLIQ-INTERFACE PLAIN SHAFT, TOLERANCE N; W/O HOLDING BRAKE PROTECTION CLASS IP65, | 1383 | TEM | 1 | MC | 4.701 | 1
1FK70422AK711PG2 | SIMOTICS S SYNCHRONOUS MOTOR 1FK7-CT PN=0,94 KW; UZK=600V M0=3NM (100K); NN=6000RPM; NATURAL AIR COOLING, FRAME SIZE IMB 5 (IM V1, IM V3) FLANGE 1 POWER CONNECTOR ROTATABLE RESOLVER 2-POLE, WITH DRIVE CLIQ-INTERFACE PLAIN SHAFT, TOLERANCE N; W/O HOLDING BRAKE PROTECTION CLASS IP65, FLANGE ON DRIVE END IP67; | 1383 | TEM | 1 | MC | 4.701 | 1
1FK70422AK711PH0 | SIMOTICS S SYNCHRONOUS MOTOR 1FK7-CT PN=0,94 KW; UZK=600V M0=3NM (100K); NN=6000RPM; NATURAL AIR COOLING, FRAME SIZE IMB 5 (IM V1, IM V3) FLANGE 1 POWER CONNECTOR ROTATABLE RESOLVER 2-POLE, WITH DRIVE CLIQ-INTERFACE PLAIN SHAFT, TOLERANCE N; WITH HOLDING BRAKE PROTECTION CLASS IP64; | 1548 | TEM | 1 | MC | 5 | 1
1FK70422AK711PH1 | SIMOTICS S SYNCHRONOUS MOTOR 1FK7-CT PN=0,94 KW; UZK=600V M0=3NM (100K); NN=6000RPM; NATURAL AIR COOLING, FRAME SIZE IMB 5 (IM V1, IM V3) FLANGE 1 POWER CONNECTOR ROTATABLE RESOLVER 2-POLE, WITH DRIVE CLIQ-INTERFACE PLAIN SHAFT, TOLERANCE N; WITH HOLDING BRAKE PROTECTION CLASS IP65, | 1642 | TEM | 1 | MC | 5 | 1
1FK70422AK711PH2 | SIMOTICS S SYNCHRONOUS MOTOR 1FK7-CT PN=0,94 KW; UZK=600V M0=3NM (100K); NN=6000RPM; NATURAL AIR COOLING, FRAME SIZE IMB 5 (IM V1, IM V3) FLANGE 1 POWER CONNECTOR ROTATABLE RESOLVER 2-POLE, WITH DRIVE CLIQ-INTERFACE PLAIN SHAFT, TOLERANCE N; WITH HOLDING BRAKE PROTECTION CLASS IP65, FLANGE ON DRIVE END IP67; | 1642 | TEM | 1 | MC | 5 | 1
1FK70422AK711QA0 | SIMOTICS S SYNCHRONOUS MOTOR 1FK7-CT PN=0,94 KW; UZK=600V M0=3NM (100K); NN=6000RPM; NATURAL AIR COOLING, FRAME SIZE IMB 5 (IM V1, IM V3) FLANGE 1 POWER CONNECTOR ROTATABLE ABSOLUTE ENCODER SINGLETURN 20 BIT WITH DRIVE-CLIQ INTERFACE (ENCODER AS20DQI) SHAFT WITH FITTED KEY, TOLERANCE N; W/O HOLDING BRAKE PROTECTION CLASS IP64; | 1479 | TEM | 1 | MC | 4.601 | 1
1FK70422AK711QA1 | SIMOTICS S SYNCHRONOUS MOTOR 1FK7-CT PN=0,94 KW; UZK=600V M0=3NM (100K); NN=6000RPM; NATURAL AIR COOLING, FRAME SIZE IMB 5 (IM V1, IM V3) FLANGE 1 POWER CONNECTOR ROTATABLE ABSOLUTE ENCODER SINGLETURN 20 BIT WITH DRIVE-CLIQ INTERFACE (ENCODER AS20DQI) SHAFT WITH FITTED KEY, TOLERANCE N; W/O HOLDING BRAKE PROTECTION CLASS IP65, | 1572 | TEM | 1 | MC | 4.601 | 1
1FK70422AK711QA2 | SIMOTICS S SYNCHRONOUS MOTOR 1FK7-CT PN=0,94 KW; UZK=600V M0=3NM (100K); NN=6000RPM; NATURAL AIR COOLING, FRAME SIZE IMB 5 (IM V1, IM V3) FLANGE 1 POWER CONNECTOR ROTATABLE ABSOLUTE ENCODER SINGLETURN 20 BIT WITH DRIVE-CLIQ INTERFACE (ENCODER AS20DQI) SHAFT WITH FITTED KEY, TOLERANCE N; W/O HOLDING BRAKE PROTECTION CLASS IP65, FLANGE ON DRIVE END IP67; | 1572 | TEM | 1 | MC | 4.601 | 1
1FK70422AK711QB0 | SIMOTICS S SYNCHRONOUS MOTOR 1FK7-CT PN=0,94 KW; UZK=600V M0=3NM (100K); NN=6000RPM; NATURAL AIR COOLING, FRAME SIZE IMB 5 (IM V1, IM V3) FLANGE 1 POWER CONNECTOR ROTATABLE ABSOLUTE ENCODER SINGLETURN 20 BIT WITH DRIVE-CLIQ INTERFACE (ENCODER AS20DQI) SHAFT WITH FITTED KEY, TOLERANCE N; WITH HOLDING BRAKE PROTECTION CLASS IP64; | 1740 | TEM | 1 | MC | 4.9 | 1
1FK70422AK711QB1 | SIMOTICS S SYNCHRONOUS MOTOR 1FK7-CT PN=0,94 KW; UZK=600V M0=3NM (100K); NN=6000RPM; NATURAL AIR COOLING, FRAME SIZE IMB 5 (IM V1, IM V3) FLANGE 1 POWER CONNECTOR ROTATABLE ABSOLUTE ENCODER SINGLETURN 20 BIT WITH DRIVE-CLIQ INTERFACE (ENCODER AS20DQI) SHAFT WITH FITTED KEY, TOLERANCE N; WITH HOLDING BRAKE PROTECTION CLASS IP65, | 1833 | TEM | 1 | MC | 4.9 | 1
1FK70422AK711QB2 | SIMOTICS S SYNCHRONOUS MOTOR 1FK7-CT PN=0,94 KW; UZK=600V M0=3NM (100K); NN=6000RPM; NATURAL AIR COOLING, FRAME SIZE IMB 5 (IM V1, IM V3) FLANGE 1 POWER CONNECTOR ROTATABLE ABSOLUTE ENCODER SINGLETURN 20 BIT WITH DRIVE-CLIQ INTERFACE (ENCODER AS20DQI) SHAFT WITH FITTED KEY, TOLERANCE N; WITH HOLDING BRAKE PROTECTION CLASS IP65, FLANGE ON DRIVE END IP67; | 1833 | TEM | 1 | MC | 4.9 | 1
1FK70422AK711QG0 | SIMOTICS S SYNCHRONOUS MOTOR 1FK7-CT PN=0,94 KW; UZK=600V M0=3NM (100K); NN=6000RPM; NATURAL AIR COOLING, FRAME SIZE IMB 5 (IM V1, IM V3) FLANGE 1 POWER CONNECTOR ROTATABLE ABSOLUTE ENCODER SINGLETURN 20 BIT WITH DRIVE-CLIQ INTERFACE (ENCODER AS20DQI) PLAIN SHAFT, TOLERANCE N; W/O HOLDING BRAKE PROTECTION CLASS IP64; | 1393 | TEM | 1 | MC | 4.601 | 1
1FK70422AK711QG1 | SIMOTICS S SYNCHRONOUS MOTOR 1FK7-CT PN=0,94 KW; UZK=600V M0=3NM (100K); NN=6000RPM; NATURAL AIR COOLING, FRAME SIZE IMB 5 (IM V1, IM V3) FLANGE 1 POWER CONNECTOR ROTATABLE ABSOLUTE ENCODER SINGLETURN 20 BIT WITH DRIVE-CLIQ INTERFACE (ENCODER AS20DQI) PLAIN SHAFT, TOLERANCE N; W/O HOLDING BRAKE PROTECTION CLASS IP65, | 1486 | TEM | 1 | MC | 4.601 | 1
1FK70422AK711QG2 | SIMOTICS S SYNCHRONOUS MOTOR 1FK7-CT PN=0,94 KW; UZK=600V M0=3NM (100K); NN=6000RPM; NATURAL AIR COOLING, FRAME SIZE IMB 5 (IM V1, IM V3) FLANGE 1 POWER CONNECTOR ROTATABLE ABSOLUTE ENCODER SINGLETURN 20 BIT WITH DRIVE-CLIQ INTERFACE (ENCODER AS20DQI) PLAIN SHAFT, TOLERANCE N; W/O HOLDING BRAKE PROTECTION CLASS IP65, FLANGE ON DRIVE END IP67; | 1486 | TEM | 1 | MC | 4.601 | 1
1FK70422AK711QH0 | SIMOTICS S SYNCHRONOUS MOTOR 1FK7-CT PN=0,94 KW; UZK=600V M0=3NM (100K); NN=6000RPM; NATURAL AIR COOLING, FRAME SIZE IMB 5 (IM V1, IM V3) FLANGE 1 POWER CONNECTOR ROTATABLE ABSOLUTE ENCODER SINGLETURN 20 BIT WITH DRIVE-CLIQ INTERFACE (ENCODER AS20DQI) PLAIN SHAFT, TOLERANCE N; WITH HOLDING BRAKE PROTECTION CLASS IP64; | 1651 | TEM | 1 | MC | 4.9 | 1
1FK70422AK711QH1 | SIMOTICS S SYNCHRONOUS MOTOR 1FK7-CT PN=0,94 KW; UZK=600V M0=3NM (100K); NN=6000RPM; NATURAL AIR COOLING, FRAME SIZE IMB 5 (IM V1, IM V3) FLANGE 1 POWER CONNECTOR ROTATABLE ABSOLUTE ENCODER SINGLETURN 20 BIT WITH DRIVE-CLIQ INTERFACE (ENCODER AS20DQI) PLAIN SHAFT, TOLERANCE N; WITH HOLDING BRAKE PROTECTION CLASS IP65, | 1745 | TEM | 1 | MC | 4.9 | 1
1FK70422AK711QH2 | SIMOTICS S SYNCHRONOUS MOTOR 1FK7-CT PN=0,94 KW; UZK=600V M0=3NM (100K); NN=6000RPM; NATURAL AIR COOLING, FRAME SIZE IMB 5 (IM V1, IM V3) FLANGE 1 POWER CONNECTOR ROTATABLE ABSOLUTE ENCODER SINGLETURN 20 BIT WITH DRIVE-CLIQ INTERFACE (ENCODER AS20DQI) PLAIN SHAFT, TOLERANCE N; WITH HOLDING BRAKE PROTECTION CLASS IP65, FLANGE ON DRIVE END IP67; | 1745 | TEM | 1 | MC | 4.9 | 1
1FK70422AK711RA0 | SIMOTICS S SYNCHRONOUS MOTOR 1FK7-CT PN=0,94 KW; UZK=600V M0=3NM (100K); NN=6000RPM; NATURAL AIR COOLING, FRAME SIZE IMB 5 (IM V1, IM V3) FLANGE 1 POWER CONNECTOR ROTATABLE ABSOLUTE ENCODER 20 BIT + 12 BIT MULTITURN WITH DRIVE-CLIQ INTERFACE (ENCODER AM20DQI) SHAFT WITH FITTED KEY, TOLERANCE N; W/O HOLDING BRAKE PROTECTION CLASS IP64; | 1853 | TEM | 1 | MC | 4.601 | 1
1FK70422AK711RA1 | SIMOTICS S SYNCHRONOUS MOTOR 1FK7-CT PN=0,94 KW; UZK=600V M0=3NM (100K); NN=6000RPM; NATURAL AIR COOLING, FRAME SIZE IMB 5 (IM V1, IM V3) FLANGE 1 POWER CONNECTOR ROTATABLE ABSOLUTE ENCODER 20 BIT + 12 BIT MULTITURN WITH DRIVE-CLIQ INTERFACE (ENCODER AM20DQI) SHAFT WITH FITTED KEY, TOLERANCE N; W/O HOLDING BRAKE PROTECTION CLASS IP65, | 1947 | TEM | 1 | MC | 4.601 | 1
1FK70422AK711RA2 | SIMOTICS S SYNCHRONOUS MOTOR 1FK7-CT PN=0,94 KW; UZK=600V M0=3NM (100K); NN=6000RPM; NATURAL AIR COOLING, FRAME SIZE IMB 5 (IM V1, IM V3) FLANGE 1 POWER CONNECTOR ROTATABLE ABSOLUTE ENCODER 20 BIT + 12 BIT MULTITURN WITH DRIVE-CLIQ INTERFACE (ENCODER AM20DQI) SHAFT WITH FITTED KEY, TOLERANCE N; W/O HOLDING BRAKE PROTECTION CLASS IP65, FLANGE ON DRIVE END IP67; | 1947 | TEM | 1 | MC | 4.601 | 1
1FK70422AK711RB0 | SIMOTICS S SYNCHRONOUS MOTOR 1FK7-CT PN=0,94 KW; UZK=600V M0=3NM (100K); NN=6000RPM; NATURAL AIR COOLING, FRAME SIZE IMB 5 (IM V1, IM V3) FLANGE 1 POWER CONNECTOR ROTATABLE ABSOLUTE ENCODER 20 BIT + 12 BIT MULTITURN WITH DRIVE-CLIQ INTERFACE (ENCODER AM20DQI) SHAFT WITH FITTED KEY, TOLERANCE N; WITH HOLDING BRAKE PROTECTION CLASS IP64; | 2114 | TEM | 1 | MC | 4.9 | 1
1FK70422AK711RB1 | SIMOTICS S SYNCHRONOUS MOTOR 1FK7-CT PN=0,94 KW; UZK=600V M0=3NM (100K); NN=6000RPM; NATURAL AIR COOLING, FRAME SIZE IMB 5 (IM V1, IM V3) FLANGE 1 POWER CONNECTOR ROTATABLE ABSOLUTE ENCODER 20 BIT + 12 BIT MULTITURN WITH DRIVE-CLIQ INTERFACE (ENCODER AM20DQI) SHAFT WITH FITTED KEY, TOLERANCE N; WITH HOLDING BRAKE PROTECTION CLASS IP65, | 2207 | TEM | 1 | MC | 4.9 | 1
1FK70422AK711RB2 | SIMOTICS S SYNCHRONOUS MOTOR 1FK7-CT PN=0,94 KW; UZK=600V M0=3NM (100K); NN=6000RPM; NATURAL AIR COOLING, FRAME SIZE IMB 5 (IM V1, IM V3) FLANGE 1 POWER CONNECTOR ROTATABLE ABSOLUTE ENCODER 20 BIT + 12 BIT MULTITURN WITH DRIVE-CLIQ INTERFACE (ENCODER AM20DQI) SHAFT WITH FITTED KEY, TOLERANCE N; WITH HOLDING BRAKE PROTECTION CLASS IP65, FLANGE ON DRIVE END IP67; | 2207 | TEM | 1 | MC | 4.9 | 1
1FK70422AK711RG0 | SIMOTICS S SYNCHRONOUS MOTOR 1FK7-CT PN=0,94 KW; UZK=600V M0=3NM (100K); NN=6000RPM; NATURAL AIR COOLING, FRAME SIZE IMB 5 (IM V1, IM V3) FLANGE 1 POWER CONNECTOR ROTATABLE ABSOLUTE ENCODER 20 BIT + 12 BIT MULTITURN WITH DRIVE-CLIQ INTERFACE (ENCODER AM20DQI) PLAIN SHAFT, TOLERANCE N; W/O HOLDING BRAKE PROTECTION CLASS IP64; | 1767 | TEM | 1 | MC | 4.601 | 1
1FK70422AK711RG1 | SIMOTICS S SYNCHRONOUS MOTOR 1FK7-CT PN=0,94 KW; UZK=600V M0=3NM (100K); NN=6000RPM; NATURAL AIR COOLING, FRAME SIZE IMB 5 (IM V1, IM V3) FLANGE 1 POWER CONNECTOR ROTATABLE ABSOLUTE ENCODER 20 BIT + 12 BIT MULTITURN WITH DRIVE-CLIQ INTERFACE (ENCODER AM20DQI) PLAIN SHAFT, TOLERANCE N; W/O HOLDING BRAKE PROTECTION CLASS IP65, | 1860 | TEM | 1 | MC | 4.601 | 1
1FK70422AK711RG2 | SIMOTICS S SYNCHRONOUS MOTOR 1FK7-CT PN=0,94 KW; UZK=600V M0=3NM (100K); NN=6000RPM; NATURAL AIR COOLING, FRAME SIZE IMB 5 (IM V1, IM V3) FLANGE 1 POWER CONNECTOR ROTATABLE ABSOLUTE ENCODER 20 BIT + 12 BIT MULTITURN WITH DRIVE-CLIQ INTERFACE (ENCODER AM20DQI) PLAIN SHAFT, TOLERANCE N; W/O HOLDING BRAKE PROTECTION CLASS IP65, FLANGE ON DRIVE END IP67; | 1860 | TEM | 1 | MC | 4.601 | 1
1FK70422AK711RH0 | SIMOTICS S SYNCHRONOUS MOTOR 1FK7-CT PN=0,94 KW; UZK=600V M0=3NM (100K); NN=6000RPM; NATURAL AIR COOLING, FRAME SIZE IMB 5 (IM V1, IM V3) FLANGE 1 POWER CONNECTOR ROTATABLE ABSOLUTE ENCODER 20 BIT + 12 BIT MULTITURN WITH DRIVE-CLIQ INTERFACE (ENCODER AM20DQI) PLAIN SHAFT, TOLERANCE N; WITH HOLDING BRAKE PROTECTION CLASS IP64; | 2026 | TEM | 1 | MC | 4.9 | 1
1FK70422AK711RH1 | SIMOTICS S SYNCHRONOUS MOTOR 1FK7-CT PN=0,94 KW; UZK=600V M0=3NM (100K); NN=6000RPM; NATURAL AIR COOLING, FRAME SIZE IMB 5 (IM V1, IM V3) FLANGE 1 POWER CONNECTOR ROTATABLE ABSOLUTE ENCODER 20 BIT + 12 BIT MULTITURN WITH DRIVE-CLIQ INTERFACE (ENCODER AM20DQI) PLAIN SHAFT, TOLERANCE N; WITH HOLDING BRAKE PROTECTION CLASS IP65, | 2119 | TEM | 1 | MC | 4.9 | 1
1FK70422AK711RH2 | SIMOTICS S SYNCHRONOUS MOTOR 1FK7-CT PN=0,94 KW; UZK=600V M0=3NM (100K); NN=6000RPM; NATURAL AIR COOLING, FRAME SIZE IMB 5 (IM V1, IM V3) FLANGE 1 POWER CONNECTOR ROTATABLE ABSOLUTE ENCODER 20 BIT + 12 BIT MULTITURN WITH DRIVE-CLIQ INTERFACE (ENCODER AM20DQI) PLAIN SHAFT, TOLERANCE N; WITH HOLDING BRAKE PROTECTION CLASS IP65, FLANGE ON DRIVE END IP67; | 2119 | TEM | 1 | MC | 4.9 | 1
1FK70422AK711SA0 | SIMOTICS S SYNCHRONOUS MOTOR 1FK7-CT PN=0,94 KW; UZK=600V M0=3NM (100K); NN=6000RPM; NATURAL AIR COOLING, FRAME SIZE IMB 5 (IM V1, IM V3) FLANGE 1, WITH KTY TEMPERATURESENSOR POWER CONNECTOR ROTATABLE RESOLVER MULTI-POLE (RESOLVER P=4); SHAFT WITH FITTED KEY, TOLERANCE N; W/O HOLDING BRAKE PROTECTION CLASS IP64; | 1135 | TEM | 1 | MC | 4.602 | 1
1FK70422AK711SA1 | SIMOTICS S SYNCHRONOUS MOTOR 1FK7-CT PN=0,94 KW; UZK=600V M0=3NM (100K); NN=6000RPM; NATURAL AIR COOLING, FRAME SIZE IMB 5 (IM V1, IM V3) FLANGE 1, WITH KTY TEMPERATURESENSOR POWER CONNECTOR ROTATABLE RESOLVER MULTI-POLE (RESOLVER P=4); SHAFT WITH FITTED KEY, TOLERANCE N; W/O HOLDING BRAKE PROTECTION CLASS IP65, | 1228 | TEM | 1 | MC | 4.602 | 1
1FK70422AK711SA2 | SIMOTICS S SYNCHRONOUS MOTOR 1FK7-CT PN=0,94 KW; UZK=600V M0=3NM (100K); NN=6000RPM; NATURAL AIR COOLING, FRAME SIZE IMB 5 (IM V1, IM V3) FLANGE 1, WITH KTY TEMPERATURESENSOR POWER CONNECTOR ROTATABLE RESOLVER MULTI-POLE (RESOLVER P=4); SHAFT WITH FITTED KEY, TOLERANCE N; W/O HOLDING BRAKE PROTECTION CLASS IP65, FLANGE ON DRIVE END IP67; | 1228 | TEM | 1 | MC | 4.602 | 1
1FK70422AK711SB0 | SIMOTICS S SYNCHRONOUS MOTOR 1FK7-CT PN=0,94 KW; UZK=600V M0=3NM (100K); NN=6000RPM; NATURAL AIR COOLING, FRAME SIZE IMB 5 (IM V1, IM V3) FLANGE 1, WITH KTY TEMPERATURESENSOR POWER CONNECTOR ROTATABLE RESOLVER MULTI-POLE (RESOLVER P=4); SHAFT WITH FITTED KEY, TOLERANCE N; WITH HOLDING BRAKE PROTECTION CLASS IP64; | 1396 | TEM | 1 | MC | 4.901 | 1
1FK70422AK711SB1 | SIMOTICS S SYNCHRONOUS MOTOR 1FK7-CT PN=0,94 KW; UZK=600V M0=3NM (100K); NN=6000RPM; NATURAL AIR COOLING, FRAME SIZE IMB 5 (IM V1, IM V3) FLANGE 1, WITH KTY TEMPERATURESENSOR POWER CONNECTOR ROTATABLE RESOLVER MULTI-POLE (RESOLVER P=4); SHAFT WITH FITTED KEY, TOLERANCE N; WITH HOLDING BRAKE PROTECTION CLASS IP65, | 1489 | TEM | 1 | MC | 4.901 | 1
1FK70422AK711SB2 | SIMOTICS S SYNCHRONOUS MOTOR 1FK7-CT PN=0,94 KW; UZK=600V M0=3NM (100K); NN=6000RPM; NATURAL AIR COOLING, FRAME SIZE IMB 5 (IM V1, IM V3) FLANGE 1, WITH KTY TEMPERATURESENSOR POWER CONNECTOR ROTATABLE RESOLVER MULTI-POLE (RESOLVER P=4); SHAFT WITH FITTED KEY, TOLERANCE N; WITH HOLDING BRAKE PROTECTION CLASS IP65, FLANGE ON DRIVE END IP67; | 1489 | TEM | 1 | MC | 4.901 | 1
1FK70422AK711SG0 | SIMOTICS S SYNCHRONOUS MOTOR 1FK7-CT PN=0,94 KW; UZK=600V M0=3NM (100K); NN=6000RPM; NATURAL AIR COOLING, FRAME SIZE IMB 5 (IM V1, IM V3) FLANGE 1, WITH KTY TEMPERATURESENSOR POWER CONNECTOR ROTATABLE RESOLVER MULTI-POLE (RESOLVER P=4); PLAIN SHAFT, TOLERANCE N; W/O HOLDING BRAKE PROTECTION CLASS IP64; | 1049 | TEM | 1 | MC | 4.602 | 1
1FK70422AK711SG1 | SIMOTICS S SYNCHRONOUS MOTOR 1FK7-CT PN=0,94 KW; UZK=600V M0=3NM (100K); NN=6000RPM; NATURAL AIR COOLING, FRAME SIZE IMB 5 (IM V1, IM V3) FLANGE 1, WITH KTY TEMPERATURESENSOR POWER CONNECTOR ROTATABLE RESOLVER MULTI-POLE (RESOLVER P=4); PLAIN SHAFT, TOLERANCE N; W/O HOLDING BRAKE PROTECTION CLASS IP65, | 1142 | TEM | 1 | MC | 4.602 | 1
1FK70422AK711SG2 | SIMOTICS S SYNCHRONOUS MOTOR 1FK7-CT PN=0,94 KW; UZK=600V M0=3NM (100K); NN=6000RPM; NATURAL AIR COOLING, FRAME SIZE IMB 5 (IM V1, IM V3) FLANGE 1, WITH KTY TEMPERATURESENSOR POWER CONNECTOR ROTATABLE RESOLVER MULTI-POLE (RESOLVER P=4); PLAIN SHAFT, TOLERANCE N; W/O HOLDING BRAKE PROTECTION CLASS IP65, FLANGE ON DRIVE END IP67; | 1142 | TEM | 1 | MC | 4.602 | 1
1FK70422AK711SH0 | SIMOTICS S SYNCHRONOUS MOTOR 1FK7-CT PN=0,94 KW; UZK=600V M0=3NM (100K); NN=6000RPM; NATURAL AIR COOLING, FRAME SIZE IMB 5 (IM V1, IM V3) FLANGE 1, WITH KTY TEMPERATURESENSOR POWER CONNECTOR ROTATABLE RESOLVER MULTI-POLE (RESOLVER P=4); PLAIN SHAFT, TOLERANCE N; WITH HOLDING BRAKE PROTECTION CLASS IP64; | 1307 | TEM | 1 | MC | 4.901 | 1
1FK70422AK711SH1 | SIMOTICS S SYNCHRONOUS MOTOR 1FK7-CT PN=0,94 KW; UZK=600V M0=3NM (100K); NN=6000RPM; NATURAL AIR COOLING, FRAME SIZE IMB 5 (IM V1, IM V3) FLANGE 1, WITH KTY TEMPERATURESENSOR POWER CONNECTOR ROTATABLE RESOLVER MULTI-POLE (RESOLVER P=4); PLAIN SHAFT, TOLERANCE N; WITH HOLDING BRAKE PROTECTION CLASS IP65, | 1401 | TEM | 1 | MC | 4.901 | 1
1FK70422AK711SH2 | SIMOTICS S SYNCHRONOUS MOTOR 1FK7-CT PN=0,94 KW; UZK=600V M0=3NM (100K); NN=6000RPM; NATURAL AIR COOLING, FRAME SIZE IMB 5 (IM V1, IM V3) FLANGE 1, WITH KTY TEMPERATURESENSOR POWER CONNECTOR ROTATABLE RESOLVER MULTI-POLE (RESOLVER P=4); PLAIN SHAFT, TOLERANCE N; WITH HOLDING BRAKE PROTECTION CLASS IP65, FLANGE ON DRIVE END IP67; | 1401 | TEM | 1 | MC | 4.901 | 1
1FK70422AK711TA0 | SIMOTICS S SYNCHRONOUS MOTOR 1FK7-CT PN=0,94 KW; UZK=600V M0=3NM (100K); NN=6000RPM; NATURAL AIR COOLING, FRAME SIZE IMB 5 (IM V1, IM V3) FLANGE 1, WITH KTY TEMPERATURESENSOR POWER CONNECTOR ROTATABLE RESOLVER 2-POLE (RESOLVER P=1); SHAFT WITH FITTED KEY, TOLERANCE N; W/O HOLDING BRAKE PROTECTION CLASS IP64; | 1135 | TEM | 1 | MC | 4.602 | 1
1FK70422AK711TA1 | SIMOTICS S SYNCHRONOUS MOTOR 1FK7-CT PN=0,94 KW; UZK=600V M0=3NM (100K); NN=6000RPM; NATURAL AIR COOLING, FRAME SIZE IMB 5 (IM V1, IM V3) FLANGE 1, WITH KTY TEMPERATURESENSOR POWER CONNECTOR ROTATABLE RESOLVER 2-POLE (RESOLVER P=1); SHAFT WITH FITTED KEY, TOLERANCE N; W/O HOLDING BRAKE PROTECTION CLASS IP65, | 1228 | TEM | 1 | MC | 4.602 | 1
1FK70422AK711TA2 | SIMOTICS S SYNCHRONOUS MOTOR 1FK7-CT PN=0,94 KW; UZK=600V M0=3NM (100K); NN=6000RPM; NATURAL AIR COOLING, FRAME SIZE IMB 5 (IM V1, IM V3) FLANGE 1, WITH KTY TEMPERATURESENSOR POWER CONNECTOR ROTATABLE RESOLVER 2-POLE (RESOLVER P=1); SHAFT WITH FITTED KEY, TOLERANCE N; W/O HOLDING BRAKE PROTECTION CLASS IP65, FLANGE ON DRIVE END IP67; | 1228 | TEM | 1 | MC | 4.602 | 1
1FK70422AK711TB0 | SIMOTICS S SYNCHRONOUS MOTOR 1FK7-CT PN=0,94 KW; UZK=600V M0=3NM (100K); NN=6000RPM; NATURAL AIR COOLING, FRAME SIZE IMB 5 (IM V1, IM V3) FLANGE 1, WITH KTY TEMPERATURESENSOR POWER CONNECTOR ROTATABLE RESOLVER 2-POLE (RESOLVER P=1); SHAFT WITH FITTED KEY, TOLERANCE N; WITH HOLDING BRAKE PROTECTION CLASS IP64; | 1396 | TEM | 1 | MC | 4.901 | 1
1FK70422AK711TB1 | SIMOTICS S SYNCHRONOUS MOTOR 1FK7-CT PN=0,94 KW; UZK=600V M0=3NM (100K); NN=6000RPM; NATURAL AIR COOLING, FRAME SIZE IMB 5 (IM V1, IM V3) FLANGE 1, WITH KTY TEMPERATURESENSOR POWER CONNECTOR ROTATABLE RESOLVER 2-POLE (RESOLVER P=1); SHAFT WITH FITTED KEY, TOLERANCE N; WITH HOLDING BRAKE PROTECTION CLASS IP65, | 1489 | TEM | 1 | MC | 4.901 | 1
1FK70422AK711TB2 | SIMOTICS S SYNCHRONOUS MOTOR 1FK7-CT PN=0,94 KW; UZK=600V M0=3NM (100K); NN=6000RPM; NATURAL AIR COOLING, FRAME SIZE IMB 5 (IM V1, IM V3) FLANGE 1, WITH KTY TEMPERATURESENSOR POWER CONNECTOR ROTATABLE RESOLVER 2-POLE (RESOLVER P=1); SHAFT WITH FITTED KEY, TOLERANCE N; WITH HOLDING BRAKE PROTECTION CLASS IP65, FLANGE ON DRIVE END IP67; | 1489 | TEM | 1 | MC | 4.901 | 1
1FK70422AK711TG0 | SIMOTICS S SYNCHRONOUS MOTOR 1FK7-CT PN=0,94 KW; UZK=600V M0=3NM (100K); NN=6000RPM; NATURAL AIR COOLING, FRAME SIZE IMB 5 (IM V1, IM V3) FLANGE 1, WITH KTY TEMPERATURESENSOR POWER CONNECTOR ROTATABLE RESOLVER 2-POLE (RESOLVER P=1); PLAIN SHAFT, TOLERANCE N; W/O HOLDING BRAKE PROTECTION CLASS IP64; | 1049 | TEM | 1 | MC | 4.602 | 1
1FK70422AK711TG1 | SIMOTICS S SYNCHRONOUS MOTOR 1FK7-CT PN=0,94 KW; UZK=600V M0=3NM (100K); NN=6000RPM; NATURAL AIR COOLING, FRAME SIZE IMB 5 (IM V1, IM V3) FLANGE 1, WITH KTY TEMPERATURESENSOR POWER CONNECTOR ROTATABLE RESOLVER 2-POLE (RESOLVER P=1); PLAIN SHAFT, TOLERANCE N; W/O HOLDING BRAKE PROTECTION CLASS IP65, | 1142 | TEM | 1 | MC | 4.602 | 1
1FK70422AK711TG2 | SIMOTICS S SYNCHRONOUS MOTOR 1FK7-CT PN=0,94 KW; UZK=600V M0=3NM (100K); NN=6000RPM; NATURAL AIR COOLING, FRAME SIZE IMB 5 (IM V1, IM V3) FLANGE 1, WITH KTY TEMPERATURESENSOR POWER CONNECTOR ROTATABLE RESOLVER 2-POLE (RESOLVER P=1); PLAIN SHAFT, TOLERANCE N; W/O HOLDING BRAKE PROTECTION CLASS IP65, FLANGE ON DRIVE END IP67; | 1142 | TEM | 1 | MC | 4.602 | 1
1FK70422AK711TH0 | SIMOTICS S SYNCHRONOUS MOTOR 1FK7-CT PN=0,94 KW; UZK=600V M0=3NM (100K); NN=6000RPM; NATURAL AIR COOLING, FRAME SIZE IMB 5 (IM V1, IM V3) FLANGE 1, WITH KTY TEMPERATURESENSOR POWER CONNECTOR ROTATABLE RESOLVER 2-POLE (RESOLVER P=1); PLAIN SHAFT, TOLERANCE N; WITH HOLDING BRAKE PROTECTION CLASS IP64; | 1307 | TEM | 1 | MC | 4.901 | 1
1FK70422AK711TH1 | SIMOTICS S SYNCHRONOUS MOTOR 1FK7-CT PN=0,94 KW; UZK=600V M0=3NM (100K); NN=6000RPM; NATURAL AIR COOLING, FRAME SIZE IMB 5 (IM V1, IM V3) FLANGE 1, WITH KTY TEMPERATURESENSOR POWER CONNECTOR ROTATABLE RESOLVER 2-POLE (RESOLVER P=1); PLAIN SHAFT, TOLERANCE N; WITH HOLDING BRAKE PROTECTION CLASS IP65, | 1401 | TEM | 1 | MC | 4.901 | 1
1FK70422AK711TH2 | SIMOTICS S SYNCHRONOUS MOTOR 1FK7-CT PN=0,94 KW; UZK=600V M0=3NM (100K); NN=6000RPM; NATURAL AIR COOLING, FRAME SIZE IMB 5 (IM V1, IM V3) FLANGE 1, WITH KTY TEMPERATURESENSOR POWER CONNECTOR ROTATABLE RESOLVER 2-POLE (RESOLVER P=1); PLAIN SHAFT, TOLERANCE N; WITH HOLDING BRAKE PROTECTION CLASS IP65, FLANGE ON DRIVE END IP67; | 1401 | TEM | 1 | MC | 4.901 | 1
1FK70422AK711UA0 | SIMOTICS S SYNCHRONOUS MOTOR 1FK7-CT PN=0,94 KW; UZK=600V M0=3NM (100K); NN=6000RPM; NATURAL AIR COOLING, FRAME SIZE IMB 5 (IM V1, IM V3) FLANGE 1 POWER CONNECTOR ROTATABLE RESOLVER MULTI-POLE WITH DRIVE-CLIQ INTERFACE; SHAFT WITH FITTED KEY, TOLERANCE N; W/O HOLDING BRAKE PROTECTION CLASS IP64; | 1376 | TEM | 1 | MC | 4.602 | 1
1FK70422AK711UA1 | SIMOTICS S SYNCHRONOUS MOTOR 1FK7-CT PN=0,94 KW; UZK=600V M0=3NM (100K); NN=6000RPM; NATURAL AIR COOLING, FRAME SIZE IMB 5 (IM V1, IM V3) FLANGE 1 POWER CONNECTOR ROTATABLE RESOLVER MULTI-POLE WITH DRIVE-CLIQ INTERFACE; SHAFT WITH FITTED KEY, TOLERANCE N; W/O HOLDING BRAKE PROTECTION CLASS IP65, | 1469 | TEM | 1 | MC | 4.602 | 1
1FK70422AK711UA2 | SIMOTICS S SYNCHRONOUS MOTOR 1FK7-CT PN=0,94 KW; UZK=600V M0=3NM (100K); NN=6000RPM; NATURAL AIR COOLING, FRAME SIZE IMB 5 (IM V1, IM V3) FLANGE 1 POWER CONNECTOR ROTATABLE RESOLVER MULTI-POLE WITH DRIVE-CLIQ INTERFACE; SHAFT WITH FITTED KEY, TOLERANCE N; W/O HOLDING BRAKE PROTECTION CLASS IP65, FLANGE ON DRIVE END IP67; | 1469 | TEM | 1 | MC | 4.602 | 1
1FK70422AK711UB0 | SIMOTICS S SYNCHRONOUS MOTOR 1FK7-CT PN=0,94 KW; UZK=600V M0=3NM (100K); NN=6000RPM; NATURAL AIR COOLING, FRAME SIZE IMB 5 (IM V1, IM V3) FLANGE 1 POWER CONNECTOR ROTATABLE RESOLVER MULTI-POLE WITH DRIVE-CLIQ INTERFACE; SHAFT WITH FITTED KEY, TOLERANCE N; WITH HOLDING BRAKE PROTECTION CLASS IP64; | 1637 | TEM | 1 | MC | 4.901 | 1
1FK70422AK711UB1 | SIMOTICS S SYNCHRONOUS MOTOR 1FK7-CT PN=0,94 KW; UZK=600V M0=3NM (100K); NN=6000RPM; NATURAL AIR COOLING, FRAME SIZE IMB 5 (IM V1, IM V3) FLANGE 1 POWER CONNECTOR ROTATABLE RESOLVER MULTI-POLE WITH DRIVE-CLIQ INTERFACE; SHAFT WITH FITTED KEY, TOLERANCE N; WITH HOLDING BRAKE PROTECTION CLASS IP65, | 1730 | TEM | 1 | MC | 4.901 | 1
1FK70422AK711UB2 | SIMOTICS S SYNCHRONOUS MOTOR 1FK7-CT PN=0,94 KW; UZK=600V M0=3NM (100K); NN=6000RPM; NATURAL AIR COOLING, FRAME SIZE IMB 5 (IM V1, IM V3) FLANGE 1 POWER CONNECTOR ROTATABLE RESOLVER MULTI-POLE WITH DRIVE-CLIQ INTERFACE; SHAFT WITH FITTED KEY, TOLERANCE N; WITH HOLDING BRAKE PROTECTION CLASS IP65, FLANGE ON DRIVE END IP67; | 1730 | TEM | 1 | MC | 4.901 | 1
1FK70422AK711UG0 | SIMOTICS S SYNCHRONOUS MOTOR 1FK7-CT PN=0,94 KW; UZK=600V M0=3NM (100K); NN=6000RPM; NATURAL AIR COOLING, FRAME SIZE IMB 5 (IM V1, IM V3) FLANGE 1 POWER CONNECTOR ROTATABLE RESOLVER MULTI-POLE WITH DRIVE-CLIQ INTERFACE; PLAIN SHAFT, TOLERANCE N; W/O HOLDING BRAKE PROTECTION CLASS IP64; | 1290 | TEM | 1 | MC | 4.602 | 1
1FK70422AK711UG1 | SIMOTICS S SYNCHRONOUS MOTOR 1FK7-CT PN=0,94 KW; UZK=600V M0=3NM (100K); NN=6000RPM; NATURAL AIR COOLING, FRAME SIZE IMB 5 (IM V1, IM V3) FLANGE 1 POWER CONNECTOR ROTATABLE RESOLVER MULTI-POLE WITH DRIVE-CLIQ INTERFACE; PLAIN SHAFT, TOLERANCE N; W/O HOLDING BRAKE PROTECTION CLASS IP65, | 1383 | TEM | 1 | MC | 4.602 | 1
1FK70422AK711UG2 | SIMOTICS S SYNCHRONOUS MOTOR 1FK7-CT PN=0,94 KW; UZK=600V M0=3NM (100K); NN=6000RPM; NATURAL AIR COOLING, FRAME SIZE IMB 5 (IM V1, IM V3) FLANGE 1 POWER CONNECTOR ROTATABLE RESOLVER MULTI-POLE WITH DRIVE-CLIQ INTERFACE; PLAIN SHAFT, TOLERANCE N; W/O HOLDING BRAKE PROTECTION CLASS IP65, FLANGE ON DRIVE END IP67; | 1383 | TEM | 1 | MC | 4.602 | 1
1FK70422AK711UH0 | SIMOTICS S SYNCHRONOUS MOTOR 1FK7-CT PN=0,94 KW; UZK=600V M0=3NM (100K); NN=6000RPM; NATURAL AIR COOLING, FRAME SIZE IMB 5 (IM V1, IM V3) FLANGE 1 POWER CONNECTOR ROTATABLE RESOLVER MULTI-POLE WITH DRIVE-CLIQ INTERFACE; PLAIN SHAFT, TOLERANCE N; WITH HOLDING BRAKE PROTECTION CLASS IP64; | 1548 | TEM | 1 | MC | 4.901 | 1
1FK70422AK711UH1 | SIMOTICS S SYNCHRONOUS MOTOR 1FK7-CT PN=0,94 KW; UZK=600V M0=3NM (100K); NN=6000RPM; NATURAL AIR COOLING, FRAME SIZE IMB 5 (IM V1, IM V3) FLANGE 1 POWER CONNECTOR ROTATABLE RESOLVER MULTI-POLE WITH DRIVE-CLIQ INTERFACE; PLAIN SHAFT, TOLERANCE N; WITH HOLDING BRAKE PROTECTION CLASS IP65, | 1642 | TEM | 1 | MC | 4.901 | 1
1FK70422AK711UH2 | SIMOTICS S SYNCHRONOUS MOTOR 1FK7-CT PN=0,94 KW; UZK=600V M0=3NM (100K); NN=6000RPM; NATURAL AIR COOLING, FRAME SIZE IMB 5 (IM V1, IM V3) FLANGE 1 POWER CONNECTOR ROTATABLE RESOLVER MULTI-POLE WITH DRIVE-CLIQ INTERFACE; PLAIN SHAFT, TOLERANCE N; WITH HOLDING BRAKE PROTECTION CLASS IP65, FLANGE ON DRIVE END IP67; | 1642 | TEM | 1 | MC | 4.901 | 1
1FK70422AK713SB0 | SIMOTICS S SYNCHRONOUS MOTOR1FK7-CT PN=0,94 KW; UZK=600V M0=3NM (100K); NN=6000U/MIN; NATURAL COOLING DESIGN IMB 5 (IM V1, IM V3) FLANSCH 1 CABLE OUTLET DIRECTION BS RESOLVER MULTI-POLE (RESOLVER P=3); SHAFT WITH FITTED KEY TOLERANCE N WITH HOLDING BRAKE DEGREE OF PROTECTION IP64; | 1484 | TEM | 1 | MC | 4.6 | 1
1FK70423BK711AA0 | SIMOTICS S SYNCHRONOUS MOTOR 1FK7-HI; PN=0,94 KW; UZK=600V M0=3NM (100K); NN=6000RPM; NATURAL COOLING; FRAME SIZE IMB 5 (IM V1, IM V3) FLANGE 1, WITH KTY TEMPERATURESENSOR POWER CONNECTOR ROTATABLE INCREMENTAL ENCODER SIN/COS 1VP 2048 S/R WITH C- AND D-SPUR (ENCODER IC2048S/R) SHAFT WITH FITTED KEY, TOLERANCE N; W/O HOLDING BRAKE PROTECTION CLASS IP64; | 1721 | TEM | 1 | MC | 5.101 | 1
1FK70423BK711AA1 | SIMOTICS S SYNCHRONOUS MOTOR 1FK7-HI; PN=0,94 KW; UZK=600V M0=3NM (100K); NN=6000RPM; NATURAL COOLING; FRAME SIZE IMB 5 (IM V1, IM V3) FLANGE 1, WITH KTY TEMPERATURESENSOR POWER CONNECTOR ROTATABLE INCREMENTAL ENCODER SIN/COS 1VP 2048 S/R WITH C- AND D-SPUR (ENCODER IC2048S/R) SHAFT WITH FITTED KEY, TOLERANCE N; W/O HOLDING BRAKE PROTECTION CLASS IP65, | 1814 | TEM | 1 | MC | 5.101 | 1
1FK70423BK711AA2 | SIMOTICS S SYNCHRONOUS MOTOR 1FK7-HI; PN=0,94 KW; UZK=600V M0=3NM (100K); NN=6000RPM; NATURAL COOLING; FRAME SIZE IMB 5 (IM V1, IM V3) FLANGE 1, WITH KTY TEMPERATURESENSOR POWER CONNECTOR ROTATABLE INCREMENTAL ENCODER SIN/COS 1VP 2048 S/R WITH C- AND D-SPUR (ENCODER IC2048S/R) SHAFT WITH FITTED KEY, TOLERANCE N; W/O HOLDING BRAKE PROTECTION CLASS IP65, FLANGE ON DRIVE END IP67; | 1814 | TEM | 1 | MC | 5.101 | 1
1FK70423BK711AB0 | SIMOTICS S SYNCHRONOUS MOTOR 1FK7-HI; PN=0,94 KW; UZK=600V M0=3NM (100K); NN=6000RPM; NATURAL COOLING; FRAME SIZE IMB 5 (IM V1, IM V3) FLANGE 1, WITH KTY TEMPERATURESENSOR POWER CONNECTOR ROTATABLE INCREMENTAL ENCODER SIN/COS 1VP 2048 S/R WITH C- AND D-SPUR (ENCODER IC2048S/R) SHAFT WITH FITTED KEY, TOLERANCE N; WITH HOLDING BRAKE PROTECTION CLASS IP64; | 1982 | TEM | 1 | MC | 5.4 | 1
1FK70423BK711AB1 | SIMOTICS S SYNCHRONOUS MOTOR 1FK7-HI; PN=0,94 KW; UZK=600V M0=3NM (100K); NN=6000RPM; NATURAL COOLING; FRAME SIZE IMB 5 (IM V1, IM V3) FLANGE 1, WITH KTY TEMPERATURESENSOR POWER CONNECTOR ROTATABLE INCREMENTAL ENCODER SIN/COS 1VP 2048 S/R WITH C- AND D-SPUR (ENCODER IC2048S/R) SHAFT WITH FITTED KEY, TOLERANCE N; WITH HOLDING BRAKE PROTECTION CLASS IP65, | 2075 | TEM | 1 | MC | 5.4 | 1
1FK70423BK711AB2 | SIMOTICS S SYNCHRONOUS MOTOR 1FK7-HI; PN=0,94 KW; UZK=600V M0=3NM (100K); NN=6000RPM; NATURAL COOLING; FRAME SIZE IMB 5 (IM V1, IM V3) FLANGE 1, WITH KTY TEMPERATURESENSOR POWER CONNECTOR ROTATABLE INCREMENTAL ENCODER SIN/COS 1VP 2048 S/R WITH C- AND D-SPUR (ENCODER IC2048S/R) SHAFT WITH FITTED KEY, TOLERANCE N; WITH HOLDING BRAKE PROTECTION CLASS IP65, FLANGE ON DRIVE END IP67; | 2075 | TEM | 1 | MC | 5.4 | 1
1FK70423BK711AG0 | SIMOTICS S SYNCHRONOUS MOTOR 1FK7-HI; PN=0,94 KW; UZK=600V M0=3NM (100K); NN=6000RPM; NATURAL COOLING; FRAME SIZE IMB 5 (IM V1, IM V3) FLANGE 1, WITH KTY TEMPERATURESENSOR POWER CONNECTOR ROTATABLE INCREMENTAL ENCODER SIN/COS 1VP 2048 S/R WITH C- AND D-SPUR (ENCODER IC2048S/R) PLAIN SHAFT, TOLERANCE N; W/O HOLDING BRAKE PROTECTION CLASS IP64; | 1635 | TEM | 1 | MC | 5.101 | 1
1FK70423BK711AG1 | SIMOTICS S SYNCHRONOUS MOTOR 1FK7-HI; PN=0,94 KW; UZK=600V M0=3NM (100K); NN=6000RPM; NATURAL COOLING; FRAME SIZE IMB 5 (IM V1, IM V3) FLANGE 1, WITH KTY TEMPERATURESENSOR POWER CONNECTOR ROTATABLE INCREMENTAL ENCODER SIN/COS 1VP 2048 S/R WITH C- AND D-SPUR (ENCODER IC2048S/R) PLAIN SHAFT, TOLERANCE N; W/O HOLDING BRAKE PROTECTION CLASS IP65, | 1728 | TEM | 1 | MC | 5.101 | 1
1FK70423BK711AG2 | SIMOTICS S SYNCHRONOUS MOTOR 1FK7-HI; PN=0,94 KW; UZK=600V M0=3NM (100K); NN=6000RPM; NATURAL COOLING; FRAME SIZE IMB 5 (IM V1, IM V3) FLANGE 1, WITH KTY TEMPERATURESENSOR POWER CONNECTOR ROTATABLE INCREMENTAL ENCODER SIN/COS 1VP 2048 S/R WITH C- AND D-SPUR (ENCODER IC2048S/R) PLAIN SHAFT, TOLERANCE N; W/O HOLDING BRAKE PROTECTION CLASS IP65, FLANGE ON DRIVE END IP67; | 1728 | TEM | 1 | MC | 5.101 | 1
1FK70423BK711AH0 | SIMOTICS S SYNCHRONOUS MOTOR 1FK7-HI; PN=0,94 KW; UZK=600V M0=3NM (100K); NN=6000RPM; NATURAL COOLING; FRAME SIZE IMB 5 (IM V1, IM V3) FLANGE 1, WITH KTY TEMPERATURESENSOR POWER CONNECTOR ROTATABLE INCREMENTAL ENCODER SIN/COS 1VP 2048 S/R WITH C- AND D-SPUR (ENCODER IC2048S/R) PLAIN SHAFT, TOLERANCE N; WITH HOLDING BRAKE PROTECTION CLASS IP64; | 1893 | TEM | 1 | MC | 5.4 | 1
1FK70423BK711AH1 | SIMOTICS S SYNCHRONOUS MOTOR 1FK7-HI; PN=0,94 KW; UZK=600V M0=3NM (100K); NN=6000RPM; NATURAL COOLING; FRAME SIZE IMB 5 (IM V1, IM V3) FLANGE 1, WITH KTY TEMPERATURESENSOR POWER CONNECTOR ROTATABLE INCREMENTAL ENCODER SIN/COS 1VP 2048 S/R WITH C- AND D-SPUR (ENCODER IC2048S/R) PLAIN SHAFT, TOLERANCE N; WITH HOLDING BRAKE PROTECTION CLASS IP65, | 1987 | TEM | 1 | MC | 5.4 | 1
1FK70423BK711AH2 | SIMOTICS S SYNCHRONOUS MOTOR 1FK7-HI; PN=0,94 KW; UZK=600V M0=3NM (100K); NN=6000RPM; NATURAL COOLING; FRAME SIZE IMB 5 (IM V1, IM V3) FLANGE 1, WITH KTY TEMPERATURESENSOR POWER CONNECTOR ROTATABLE INCREMENTAL ENCODER SIN/COS 1VP 2048 S/R WITH C- AND D-SPUR (ENCODER IC2048S/R) PLAIN SHAFT, TOLERANCE N; WITH HOLDING BRAKE PROTECTION CLASS IP65, FLANGE ON DRIVE END IP67; | 1987 | TEM | 1 | MC | 5.4 | 1
1FK70423BK711BA0 | SIMOTICS S SYNCHRONOUS MOTOR 1FK7-HI; PN=0,94 KW; UZK=600V M0=3NM (100K); NN=6000RPM; NATURAL COOLING; FRAME SIZE IMB 5 (IM V1, IM V3) FLANGE 1 POWER CONNECTOR ROTATABLE ABSOLUTE ENCODER SINGLETURN 24 BIT WITH DRIVE CLIQ INTERFACE (ENCODER AS24DQI) SHAFT WITH FITTED KEY, TOLERANCE N; W/O HOLDING BRAKE PROTECTION CLASS IP64; | 1962 | TEM | 1 | MC | 5.101 | 1
1FK70423BK711BA1 | SIMOTICS S SYNCHRONOUS MOTOR 1FK7-HI; PN=0,94 KW; UZK=600V M0=3NM (100K); NN=6000RPM; NATURAL COOLING; FRAME SIZE IMB 5 (IM V1, IM V3) FLANGE 1 POWER CONNECTOR ROTATABLE ABSOLUTE ENCODER SINGLETURN 24 BIT WITH DRIVE CLIQ INTERFACE (ENCODER AS24DQI) SHAFT WITH FITTED KEY, TOLERANCE N; W/O HOLDING BRAKE PROTECTION CLASS IP65, | 2055 | TEM | 1 | MC | 5.101 | 1
1FK70423BK711BA2 | SIMOTICS S SYNCHRONOUS MOTOR 1FK7-HI; PN=0,94 KW; UZK=600V M0=3NM (100K); NN=6000RPM; NATURAL COOLING; FRAME SIZE IMB 5 (IM V1, IM V3) FLANGE 1 POWER CONNECTOR ROTATABLE ABSOLUTE ENCODER SINGLETURN 24 BIT WITH DRIVE CLIQ INTERFACE (ENCODER AS24DQI) SHAFT WITH FITTED KEY, TOLERANCE N; W/O HOLDING BRAKE PROTECTION CLASS IP65, FLANGE ON DRIVE END IP67; | 2055 | TEM | 1 | MC | 5.101 | 1
1FK70423BK711BB0 | SIMOTICS S SYNCHRONOUS MOTOR 1FK7-HI; PN=0,94 KW; UZK=600V M0=3NM (100K); NN=6000RPM; NATURAL COOLING; FRAME SIZE IMB 5 (IM V1, IM V3) FLANGE 1 POWER CONNECTOR ROTATABLE ABSOLUTE ENCODER SINGLETURN 24 BIT WITH DRIVE CLIQ INTERFACE (ENCODER AS24DQI) SHAFT WITH FITTED KEY, TOLERANCE N; WITH HOLDING BRAKE PROTECTION CLASS IP64; | 2223 | TEM | 1 | MC | 5.4 | 1
1FK70423BK711BB1 | SIMOTICS S SYNCHRONOUS MOTOR 1FK7-HI; PN=0,94 KW; UZK=600V M0=3NM (100K); NN=6000RPM; NATURAL COOLING; FRAME SIZE IMB 5 (IM V1, IM V3) FLANGE 1 POWER CONNECTOR ROTATABLE ABSOLUTE ENCODER SINGLETURN 24 BIT WITH DRIVE CLIQ INTERFACE (ENCODER AS24DQI) SHAFT WITH FITTED KEY, TOLERANCE N; WITH HOLDING BRAKE PROTECTION CLASS IP65, | 2316 | TEM | 1 | MC | 5.4 | 1
1FK70423BK711BB2 | SIMOTICS S SYNCHRONOUS MOTOR 1FK7-HI; PN=0,94 KW; UZK=600V M0=3NM (100K); NN=6000RPM; NATURAL COOLING; FRAME SIZE IMB 5 (IM V1, IM V3) FLANGE 1 POWER CONNECTOR ROTATABLE ABSOLUTE ENCODER SINGLETURN 24 BIT WITH DRIVE CLIQ INTERFACE (ENCODER AS24DQI) SHAFT WITH FITTED KEY, TOLERANCE N; WITH HOLDING BRAKE PROTECTION CLASS IP65, FLANGE ON DRIVE END IP67; | 2316 | TEM | 1 | MC | 5.4 | 1
1FK70423BK711BG0 | SIMOTICS S SYNCHRONOUS MOTOR 1FK7-HI; PN=0,94 KW; UZK=600V M0=3NM (100K); NN=6000RPM; NATURAL COOLING; FRAME SIZE IMB 5 (IM V1, IM V3) FLANGE 1 POWER CONNECTOR ROTATABLE ABSOLUTE ENCODER SINGLETURN 24 BIT WITH DRIVE CLIQ INTERFACE (ENCODER AS24DQI) PLAIN SHAFT, TOLERANCE N; W/O HOLDING BRAKE PROTECTION CLASS IP64; | 1876 | TEM | 1 | MC | 5.101 | 1
1FK70423BK711BG1 | SIMOTICS S SYNCHRONOUS MOTOR 1FK7-HI; PN=0,94 KW; UZK=600V M0=3NM (100K); NN=6000RPM; NATURAL COOLING; FRAME SIZE IMB 5 (IM V1, IM V3) FLANGE 1 POWER CONNECTOR ROTATABLE ABSOLUTE ENCODER SINGLETURN 24 BIT WITH DRIVE CLIQ INTERFACE (ENCODER AS24DQI) PLAIN SHAFT, TOLERANCE N; W/O HOLDING BRAKE PROTECTION CLASS IP65, | 1969 | TEM | 1 | MC | 5.101 | 1
1FK70423BK711BG2 | SIMOTICS S SYNCHRONOUS MOTOR 1FK7-HI; PN=0,94 KW; UZK=600V M0=3NM (100K); NN=6000RPM; NATURAL COOLING; FRAME SIZE IMB 5 (IM V1, IM V3) FLANGE 1 POWER CONNECTOR ROTATABLE ABSOLUTE ENCODER SINGLETURN 24 BIT WITH DRIVE CLIQ INTERFACE (ENCODER AS24DQI) PLAIN SHAFT, TOLERANCE N; W/O HOLDING BRAKE PROTECTION CLASS IP65, FLANGE ON DRIVE END IP67; | 1969 | TEM | 1 | MC | 5.101 | 1
1FK70423BK711BH0 | SIMOTICS S SYNCHRONOUS MOTOR 1FK7-HI; PN=0,94 KW; UZK=600V M0=3NM (100K); NN=6000RPM; NATURAL COOLING; FRAME SIZE IMB 5 (IM V1, IM V3) FLANGE 1 POWER CONNECTOR ROTATABLE ABSOLUTE ENCODER SINGLETURN 24 BIT WITH DRIVE CLIQ INTERFACE (ENCODER AS24DQI) PLAIN SHAFT, TOLERANCE N; WITH HOLDING BRAKE PROTECTION CLASS IP64; | 2134 | TEM | 1 | MC | 5.4 | 1
1FK70423BK711BH1 | SIMOTICS S SYNCHRONOUS MOTOR 1FK7-HI; PN=0,94 KW; UZK=600V M0=3NM (100K); NN=6000RPM; NATURAL COOLING; FRAME SIZE IMB 5 (IM V1, IM V3) FLANGE 1 POWER CONNECTOR ROTATABLE ABSOLUTE ENCODER SINGLETURN 24 BIT WITH DRIVE CLIQ INTERFACE (ENCODER AS24DQI) PLAIN SHAFT, TOLERANCE N; WITH HOLDING BRAKE PROTECTION CLASS IP65, | 2228 | TEM | 1 | MC | 5.4 | 1
1FK70423BK711BH2 | SIMOTICS S SYNCHRONOUS MOTOR 1FK7-HI; PN=0,94 KW; UZK=600V M0=3NM (100K); NN=6000RPM; NATURAL COOLING; FRAME SIZE IMB 5 (IM V1, IM V3) FLANGE 1 POWER CONNECTOR ROTATABLE ABSOLUTE ENCODER SINGLETURN 24 BIT WITH DRIVE CLIQ INTERFACE (ENCODER AS24DQI) PLAIN SHAFT, TOLERANCE N; WITH HOLDING BRAKE PROTECTION CLASS IP65, FLANGE ON DRIVE END IP67; | 2228 | TEM | 1 | MC | 5.4 | 1
1FK70423BK711CA0 | SIMOTICS S SYNCHRONOUS MOTOR 1FK7-HI; PN=0,94 KW; UZK=600V M0=3NM (100K); NN=6000RPM; NATURAL COOLING; FRAME SIZE IMB 5 (IM V1, IM V3) FLANGE 1 POWER CONNECTOR ROTATABLE ABSOLUTE ENCODER 24 BIT + 12 BIT MULTITURN WITH DRIVE-CLIQ INTERFACE (ENCODER AM24DQI) SHAFT WITH FITTED KEY, TOLERANCE N; W/O HOLDING BRAKE PROTECTION CLASS IP64; | 2331 | TEM | 1 | MC | 5.101 | 1
1FK70423BK711CA1 | SIMOTICS S SYNCHRONOUS MOTOR 1FK7-HI; PN=0,94 KW; UZK=600V M0=3NM (100K); NN=6000RPM; NATURAL COOLING; FRAME SIZE IMB 5 (IM V1, IM V3) FLANGE 1 POWER CONNECTOR ROTATABLE ABSOLUTE ENCODER 24 BIT + 12 BIT MULTITURN WITH DRIVE-CLIQ INTERFACE (ENCODER AM24DQI) SHAFT WITH FITTED KEY, TOLERANCE N; W/O HOLDING BRAKE PROTECTION CLASS IP65, | 2425 | TEM | 1 | MC | 5.101 | 1
1FK70423BK711CA2 | SIMOTICS S SYNCHRONOUS MOTOR 1FK7-HI; PN=0,94 KW; UZK=600V M0=3NM (100K); NN=6000RPM; NATURAL COOLING; FRAME SIZE IMB 5 (IM V1, IM V3) FLANGE 1 POWER CONNECTOR ROTATABLE ABSOLUTE ENCODER 24 BIT + 12 BIT MULTITURN WITH DRIVE-CLIQ INTERFACE (ENCODER AM24DQI) SHAFT WITH FITTED KEY, TOLERANCE N; W/O HOLDING BRAKE PROTECTION CLASS IP65, FLANGE ON DRIVE END IP67; | 2425 | TEM | 1 | MC | 5.101 | 1
1FK70423BK711CB0 | SIMOTICS S SYNCHRONOUS MOTOR 1FK7-HI; PN=0,94 KW; UZK=600V M0=3NM (100K); NN=6000RPM; NATURAL COOLING; FRAME SIZE IMB 5 (IM V1, IM V3) FLANGE 1 POWER CONNECTOR ROTATABLE ABSOLUTE ENCODER 24 BIT + 12 BIT MULTITURN WITH DRIVE-CLIQ INTERFACE (ENCODER AM24DQI) SHAFT WITH FITTED KEY, TOLERANCE N; WITH HOLDING BRAKE PROTECTION CLASS IP64; | 2592 | TEM | 1 | MC | 5.4 | 1
1FK70423BK711CB1 | SIMOTICS S SYNCHRONOUS MOTOR 1FK7-HI; PN=0,94 KW; UZK=600V M0=3NM (100K); NN=6000RPM; NATURAL COOLING; FRAME SIZE IMB 5 (IM V1, IM V3) FLANGE 1 POWER CONNECTOR ROTATABLE ABSOLUTE ENCODER 24 BIT + 12 BIT MULTITURN WITH DRIVE-CLIQ INTERFACE (ENCODER AM24DQI) SHAFT WITH FITTED KEY, TOLERANCE N; WITH HOLDING BRAKE PROTECTION CLASS IP65, | 2686 | TEM | 1 | MC | 5.4 | 1
1FK70423BK711CB2 | SIMOTICS S SYNCHRONOUS MOTOR 1FK7-HI; PN=0,94 KW; UZK=600V M0=3NM (100K); NN=6000RPM; NATURAL COOLING; FRAME SIZE IMB 5 (IM V1, IM V3) FLANGE 1 POWER CONNECTOR ROTATABLE ABSOLUTE ENCODER 24 BIT + 12 BIT MULTITURN WITH DRIVE-CLIQ INTERFACE (ENCODER AM24DQI) SHAFT WITH FITTED KEY, TOLERANCE N; WITH HOLDING BRAKE PROTECTION CLASS IP65, FLANGE ON DRIVE END IP67; | 2686 | TEM | 1 | MC | 5.4 | 1
1FK70423BK711CG0 | SIMOTICS S SYNCHRONOUS MOTOR 1FK7-HI; PN=0,94 KW; UZK=600V M0=3NM (100K); NN=6000RPM; NATURAL COOLING; FRAME SIZE IMB 5 (IM V1, IM V3) FLANGE 1 POWER CONNECTOR ROTATABLE ABSOLUTE ENCODER 24 BIT + 12 BIT MULTITURN WITH DRIVE-CLIQ INTERFACE (ENCODER AM24DQI) PLAIN SHAFT, TOLERANCE N; W/O HOLDING BRAKE PROTECTION CLASS IP64; | 2245 | TEM | 1 | MC | 5.101 | 1
1FK70423BK711CG1 | SIMOTICS S SYNCHRONOUS MOTOR 1FK7-HI; PN=0,94 KW; UZK=600V M0=3NM (100K); NN=6000RPM; NATURAL COOLING; FRAME SIZE IMB 5 (IM V1, IM V3) FLANGE 1 POWER CONNECTOR ROTATABLE ABSOLUTE ENCODER 24 BIT + 12 BIT MULTITURN WITH DRIVE-CLIQ INTERFACE (ENCODER AM24DQI) PLAIN SHAFT, TOLERANCE N; W/O HOLDING BRAKE PROTECTION CLASS IP65, | 2338 | TEM | 1 | MC | 5.101 | 1
1FK70423BK711CG2 | SIMOTICS S SYNCHRONOUS MOTOR 1FK7-HI; PN=0,94 KW; UZK=600V M0=3NM (100K); NN=6000RPM; NATURAL COOLING; FRAME SIZE IMB 5 (IM V1, IM V3) FLANGE 1 POWER CONNECTOR ROTATABLE ABSOLUTE ENCODER 24 BIT + 12 BIT MULTITURN WITH DRIVE-CLIQ INTERFACE (ENCODER AM24DQI) PLAIN SHAFT, TOLERANCE N; W/O HOLDING BRAKE PROTECTION CLASS IP65, FLANGE ON DRIVE END IP67; | 2338 | TEM | 1 | MC | 5.101 | 1
1FK70423BK711CH0 | SIMOTICS S SYNCHRONOUS MOTOR 1FK7-HI; PN=0,94 KW; UZK=600V M0=3NM (100K); NN=6000RPM; NATURAL COOLING; FRAME SIZE IMB 5 (IM V1, IM V3) FLANGE 1 POWER CONNECTOR ROTATABLE ABSOLUTE ENCODER 24 BIT + 12 BIT MULTITURN WITH DRIVE-CLIQ INTERFACE (ENCODER AM24DQI) PLAIN SHAFT, TOLERANCE N; WITH HOLDING BRAKE PROTECTION CLASS IP64; | 2504 | TEM | 1 | MC | 5.4 | 1
1FK70423BK711CH1 | SIMOTICS S SYNCHRONOUS MOTOR 1FK7-HI; PN=0,94 KW; UZK=600V M0=3NM (100K); NN=6000RPM; NATURAL COOLING; FRAME SIZE IMB 5 (IM V1, IM V3) FLANGE 1 POWER CONNECTOR ROTATABLE ABSOLUTE ENCODER 24 BIT + 12 BIT MULTITURN WITH DRIVE-CLIQ INTERFACE (ENCODER AM24DQI) PLAIN SHAFT, TOLERANCE N; WITH HOLDING BRAKE PROTECTION CLASS IP65, | 2597 | TEM | 1 | MC | 5.4 | 1
1FK70423BK711CH2 | SIMOTICS S SYNCHRONOUS MOTOR 1FK7-HI; PN=0,94 KW; UZK=600V M0=3NM (100K); NN=6000RPM; NATURAL COOLING; FRAME SIZE IMB 5 (IM V1, IM V3) FLANGE 1 POWER CONNECTOR ROTATABLE ABSOLUTE ENCODER 24 BIT + 12 BIT MULTITURN WITH DRIVE-CLIQ INTERFACE (ENCODER AM24DQI) PLAIN SHAFT, TOLERANCE N; WITH HOLDING BRAKE PROTECTION CLASS IP65, FLANGE ON DRIVE END IP67; | 2597 | TEM | 1 | MC | 5.4 | 1
1FK70423BK711DA0 | SIMOTICS S SYNCHRONOUS MOTOR 1FK7-HI; PN=0,94 KW; UZK=600V M0=3NM (100K); NN=6000RPM; NATURAL COOLING; FRAME SIZE IMB 5 (IM V1, IM V3) FLANGE 1 POWER CONNECTOR ROTATABLE INCREMENTAL ENCODER 22 BIT WITH DRIVE-CLIQ INTERFACE (ENCODER IC22DQ) SHAFT WITH FITTED KEY, TOLERANCE N; W/O HOLDING BRAKE PROTECTION CLASS IP64; | 2042 | TEM | 1 | MC | 5.102 | 1
1FK70423BK711DA1 | SIMOTICS S SYNCHRONOUS MOTOR 1FK7-HI; PN=0,94 KW; UZK=600V M0=3NM (100K); NN=6000RPM; NATURAL COOLING; FRAME SIZE IMB 5 (IM V1, IM V3) FLANGE 1 POWER CONNECTOR ROTATABLE INCREMENTAL ENCODER 22 BIT WITH DRIVE-CLIQ INTERFACE (ENCODER IC22DQ) SHAFT WITH FITTED KEY, TOLERANCE N; W/O HOLDING BRAKE PROTECTION CLASS IP65, | 2136 | TEM | 1 | MC | 5.102 | 1
1FK70423BK711DG0 | SIMOTICS S SYNCHRONOUS MOTOR 1FK7-HI; PN=0,94 KW; UZK=600V M0=3NM (100K); NN=6000RPM; NATURAL COOLING; FRAME SIZE IMB 5 (IM V1, IM V3) FLANGE 1 POWER CONNECTOR ROTATABLE INCREMENTAL ENCODER 22 BIT WITH DRIVE-CLIQ INTERFACE (ENCODER IC22DQ) PLAIN SHAFT, TOLERANCE N; W/O HOLDING BRAKE PROTECTION CLASS IP64; | 1956 | TEM | 1 | MC | 5.102 | 1
1FK70423BK711DG1 | SIMOTICS S SYNCHRONOUS MOTOR 1FK7-HI; PN=0,94 KW; UZK=600V M0=3NM (100K); NN=6000RPM; NATURAL COOLING; FRAME SIZE IMB 5 (IM V1, IM V3) FLANGE 1 POWER CONNECTOR ROTATABLE INCREMENTAL ENCODER 22 BIT WITH DRIVE-CLIQ INTERFACE (ENCODER IC22DQ) PLAIN SHAFT, TOLERANCE N; W/O HOLDING BRAKE PROTECTION CLASS IP65, | 2049 | TEM | 1 | MC | 5.102 | 1
1FK70423BK711EA0 | SIMOTICS S SYNCHRONOUS MOTOR 1FK7-HI; PN=0,94 KW; UZK=600V M0=3NM (100K); NN=6000RPM; NATURAL COOLING; FRAME SIZE IMB 5 (IM V1, IM V3) FLANGE 1, WITH KTY TEMPERATURESENSOR POWER CONNECTOR ROTATABLE ABSOLUTE ENCODERR 2048S/R + 4096 UMDREHUNGEN MULTITURN, WITH ENDAT-SCHNITTSTELLE (ENCODER AM2048S/R) SHAFT WITH FITTED KEY, TOLERANCE N; W/O HOLDING BRAKE PROTECTION CLASS IP64; | 2092 | TEM | 1 | MC | 5.101 | 1
1FK70423BK711EA1 | SIMOTICS S SYNCHRONOUS MOTOR 1FK7-HI; PN=0,94 KW; UZK=600V M0=3NM (100K); NN=6000RPM; NATURAL COOLING; FRAME SIZE IMB 5 (IM V1, IM V3) FLANGE 1, WITH KTY TEMPERATURESENSOR POWER CONNECTOR ROTATABLE ABSOLUTE ENCODERR 2048S/R + 4096 UMDREHUNGEN MULTITURN, WITH ENDAT-SCHNITTSTELLE (ENCODER AM2048S/R) SHAFT WITH FITTED KEY, TOLERANCE N; W/O HOLDING BRAKE PROTECTION CLASS IP65, | 2186 | TEM | 1 | MC | 5.101 | 1
1FK70423BK711EA2 | SIMOTICS S SYNCHRONOUS MOTOR 1FK7-HI; PN=0,94 KW; UZK=600V M0=3NM (100K); NN=6000RPM; NATURAL COOLING; FRAME SIZE IMB 5 (IM V1, IM V3) FLANGE 1, WITH KTY TEMPERATURESENSOR POWER CONNECTOR ROTATABLE ABSOLUTE ENCODERR 2048S/R + 4096 UMDREHUNGEN MULTITURN, WITH ENDAT-SCHNITTSTELLE (ENCODER AM2048S/R) SHAFT WITH FITTED KEY, TOLERANCE N; W/O HOLDING BRAKE PROTECTION CLASS IP65, FLANGE ON DRIVE END IP67; | 2186 | TEM | 1 | MC | 5.101 | 1
1FK70423BK711EB0 | SIMOTICS S SYNCHRONOUS MOTOR 1FK7-HI; PN=0,94 KW; UZK=600V M0=3NM (100K); NN=6000RPM; NATURAL COOLING; FRAME SIZE IMB 5 (IM V1, IM V3) FLANGE 1, WITH KTY TEMPERATURESENSOR POWER CONNECTOR ROTATABLE ABSOLUTE ENCODERR 2048S/R + 4096 UMDREHUNGEN MULTITURN, WITH ENDAT-SCHNITTSTELLE (ENCODER AM2048S/R) SHAFT WITH FITTED KEY, TOLERANCE N; WITH HOLDING BRAKE PROTECTION CLASS IP64; | 2353 | TEM | 1 | MC | 5.4 | 1
1FK70423BK711EB1 | SIMOTICS S SYNCHRONOUS MOTOR 1FK7-HI; PN=0,94 KW; UZK=600V M0=3NM (100K); NN=6000RPM; NATURAL COOLING; FRAME SIZE IMB 5 (IM V1, IM V3) FLANGE 1, WITH KTY TEMPERATURESENSOR POWER CONNECTOR ROTATABLE ABSOLUTE ENCODERR 2048S/R + 4096 UMDREHUNGEN MULTITURN, WITH ENDAT-SCHNITTSTELLE (ENCODER AM2048S/R) SHAFT WITH FITTED KEY, TOLERANCE N; WITH HOLDING BRAKE PROTECTION CLASS IP65, | 2447 | TEM | 1 | MC | 5.4 | 1
1FK70423BK711EB2 | SIMOTICS S SYNCHRONOUS MOTOR 1FK7-HI; PN=0,94 KW; UZK=600V M0=3NM (100K); NN=6000RPM; NATURAL COOLING; FRAME SIZE IMB 5 (IM V1, IM V3) FLANGE 1, WITH KTY TEMPERATURESENSOR POWER CONNECTOR ROTATABLE ABSOLUTE ENCODERR 2048S/R + 4096 UMDREHUNGEN MULTITURN, WITH ENDAT-SCHNITTSTELLE (ENCODER AM2048S/R) SHAFT WITH FITTED KEY, TOLERANCE N; WITH HOLDING BRAKE PROTECTION CLASS IP65, FLANGE ON DRIVE END IP67; | 2447 | TEM | 1 | MC | 5.4 | 1
1FK70423BK711EG0 | SIMOTICS S SYNCHRONOUS MOTOR 1FK7-HI; PN=0,94 KW; UZK=600V M0=3NM (100K); NN=6000RPM; NATURAL COOLING; FRAME SIZE IMB 5 (IM V1, IM V3) FLANGE 1, WITH KTY TEMPERATURESENSOR POWER CONNECTOR ROTATABLE ABSOLUTE ENCODERR 2048S/R + 4096 UMDREHUNGEN MULTITURN, WITH ENDAT-SCHNITTSTELLE (ENCODER AM2048S/R) PLAIN SHAFT, TOLERANCE N; W/O HOLDING BRAKE PROTECTION CLASS IP64; | 2006 | TEM | 1 | MC | 5.101 | 1
1FK70423BK711EG1 | SIMOTICS S SYNCHRONOUS MOTOR 1FK7-HI; PN=0,94 KW; UZK=600V M0=3NM (100K); NN=6000RPM; NATURAL COOLING; FRAME SIZE IMB 5 (IM V1, IM V3) FLANGE 1, WITH KTY TEMPERATURESENSOR POWER CONNECTOR ROTATABLE ABSOLUTE ENCODERR 2048S/R + 4096 UMDREHUNGEN MULTITURN, WITH ENDAT-SCHNITTSTELLE (ENCODER AM2048S/R) PLAIN SHAFT, TOLERANCE N; W/O HOLDING BRAKE PROTECTION CLASS IP65, | 2100 | TEM | 1 | MC | 5.101 | 1
1FK70423BK711EG2 | SIMOTICS S SYNCHRONOUS MOTOR 1FK7-HI; PN=0,94 KW; UZK=600V M0=3NM (100K); NN=6000RPM; NATURAL COOLING; FRAME SIZE IMB 5 (IM V1, IM V3) FLANGE 1, WITH KTY TEMPERATURESENSOR POWER CONNECTOR ROTATABLE ABSOLUTE ENCODERR 2048S/R + 4096 UMDREHUNGEN MULTITURN, WITH ENDAT-SCHNITTSTELLE (ENCODER AM2048S/R) PLAIN SHAFT, TOLERANCE N; W/O HOLDING BRAKE PROTECTION CLASS IP65, FLANGE ON DRIVE END IP67; | 2100 | TEM | 1 | MC | 5.101 | 1
1FK70423BK711EH0 | SIMOTICS S SYNCHRONOUS MOTOR 1FK7-HI; PN=0,94 KW; UZK=600V M0=3NM (100K); NN=6000RPM; NATURAL COOLING; FRAME SIZE IMB 5 (IM V1, IM V3) FLANGE 1, WITH KTY TEMPERATURESENSOR POWER CONNECTOR ROTATABLE ABSOLUTE ENCODERR 2048S/R + 4096 UMDREHUNGEN MULTITURN, WITH ENDAT-SCHNITTSTELLE (ENCODER AM2048S/R) PLAIN SHAFT, TOLERANCE N; WITH HOLDING BRAKE PROTECTION CLASS IP64; | 2265 | TEM | 1 | MC | 5.4 | 1
1FK70423BK711EH1 | SIMOTICS S SYNCHRONOUS MOTOR 1FK7-HI; PN=0,94 KW; UZK=600V M0=3NM (100K); NN=6000RPM; NATURAL COOLING; FRAME SIZE IMB 5 (IM V1, IM V3) FLANGE 1, WITH KTY TEMPERATURESENSOR POWER CONNECTOR ROTATABLE ABSOLUTE ENCODERR 2048S/R + 4096 UMDREHUNGEN MULTITURN, WITH ENDAT-SCHNITTSTELLE (ENCODER AM2048S/R) PLAIN SHAFT, TOLERANCE N; WITH HOLDING BRAKE PROTECTION CLASS IP65, | 2358 | TEM | 1 | MC | 5.4 | 1
1FK70423BK711EH2 | SIMOTICS S SYNCHRONOUS MOTOR 1FK7-HI; PN=0,94 KW; UZK=600V M0=3NM (100K); NN=6000RPM; NATURAL COOLING; FRAME SIZE IMB 5 (IM V1, IM V3) FLANGE 1, WITH KTY TEMPERATURESENSOR POWER CONNECTOR ROTATABLE ABSOLUTE ENCODERR 2048S/R + 4096 UMDREHUNGEN MULTITURN, WITH ENDAT-SCHNITTSTELLE (ENCODER AM2048S/R) PLAIN SHAFT, TOLERANCE N; WITH HOLDING BRAKE PROTECTION CLASS IP65, FLANGE ON DRIVE END IP67; | 2358 | TEM | 1 | MC | 5.4 | 1
1FK70423BK711FA0 | SIMOTICS S SYNCHRONOUS MOTOR 1FK7-HI; PN=0,94 KW; UZK=600V M0=3NM (100K); NN=6000RPM; NATURAL COOLING; FRAME SIZE IMB 5 (IM V1, IM V3) FLANGE 1 POWER CONNECTOR ROTATABLE ABSOLUTE ENCODER 22BIT + 12BIT MULTITURN, WITH DRIVE-CLIQ INTERFACE (ENCODER AM22DQ) SHAFT WITH FITTED KEY, TOLERANCE N; W/O HOLDING BRAKE PROTECTION CLASS IP64; | 2411 | TEM | 1 | MC | 5.101 | 1
1FK70423BK711FB0 | SIMOTICS S SYNCHRONOUS MOTOR 1FK7-HI; PN=0,94 KW; UZK=600V M0=3NM (100K); NN=6000RPM; NATURAL COOLING; FRAME SIZE IMB 5 (IM V1, IM V3) FLANGE 1 POWER CONNECTOR ROTATABLE ABSOLUTE ENCODER 22BIT + 12BIT MULTITURN, WITH DRIVE-CLIQ INTERFACE (ENCODER AM22DQ) SHAFT WITH FITTED KEY, TOLERANCE N; WITH HOLDING BRAKE PROTECTION CLASS IP64; | 2672 | TEM | 1 | MC | 5.4 | 1
1FK70423BK711FG0 | SIMOTICS S SYNCHRONOUS MOTOR 1FK7-HI; PN=0,94 KW; UZK=600V M0=3NM (100K); NN=6000RPM; NATURAL COOLING; FRAME SIZE IMB 5 (IM V1, IM V3) FLANGE 1 POWER CONNECTOR ROTATABLE ABSOLUTE ENCODER 22BIT + 12BIT MULTITURN, WITH DRIVE-CLIQ INTERFACE (ENCODER AM22DQ) PLAIN SHAFT, TOLERANCE N; W/O HOLDING BRAKE PROTECTION CLASS IP64; | 2325 | TEM | 1 | MC | 5.101 | 1
1FK70423BK711FG1 | SIMOTICS S SYNCHRONOUS MOTOR 1FK7-HI; PN=0,94 KW; UZK=600V M0=3NM (100K); NN=6000RPM; NATURAL COOLING; FRAME SIZE IMB 5 (IM V1, IM V3) FLANGE 1 POWER CONNECTOR ROTATABLE ABSOLUTE ENCODER 22BIT + 12BIT MULTITURN, WITH DRIVE-CLIQ INTERFACE (ENCODER AM22DQ) PLAIN SHAFT, TOLERANCE N; W/O HOLDING BRAKE PROTECTION CLASS IP65, | 2419 | TEM | 1 | MC | 5.101 | 1
1FK70423BK711FG2 | SIMOTICS S SYNCHRONOUS MOTOR 1FK7-HI; PN=0,94 KW; UZK=600V M0=3NM (100K); NN=6000RPM; NATURAL COOLING; FRAME SIZE IMB 5 (IM V1, IM V3) FLANGE 1 POWER CONNECTOR ROTATABLE ABSOLUTE ENCODER 22BIT + 12BIT MULTITURN, WITH DRIVE-CLIQ INTERFACE (ENCODER AM22DQ) PLAIN SHAFT, TOLERANCE N; W/O HOLDING BRAKE PROTECTION CLASS IP65, FLANGE ON DRIVE END IP67; | 2419 | TEM | 1 | MC | 5.101 | 1
1FK70423BK711FH0 | SIMOTICS S SYNCHRONOUS MOTOR 1FK7-HI; PN=0,94 KW; UZK=600V M0=3NM (100K); NN=6000RPM; NATURAL COOLING; FRAME SIZE IMB 5 (IM V1, IM V3) FLANGE 1 POWER CONNECTOR ROTATABLE ABSOLUTE ENCODER 22BIT + 12BIT MULTITURN, WITH DRIVE-CLIQ INTERFACE (ENCODER AM22DQ) PLAIN SHAFT, TOLERANCE N; WITH HOLDING BRAKE PROTECTION CLASS IP64; | 2584 | TEM | 1 | MC | 5.4 | 1
1FK70423BK711FH1 | SIMOTICS S SYNCHRONOUS MOTOR 1FK7-HI; PN=0,94 KW; UZK=600V M0=3NM (100K); NN=6000RPM; NATURAL COOLING; FRAME SIZE IMB 5 (IM V1, IM V3) FLANGE 1 POWER CONNECTOR ROTATABLE ABSOLUTE ENCODER 22BIT + 12BIT MULTITURN, WITH DRIVE-CLIQ INTERFACE (ENCODER AM22DQ) PLAIN SHAFT, TOLERANCE N; WITH HOLDING BRAKE PROTECTION CLASS IP65, | 2677 | TEM | 1 | MC | 5.4 | 1
1FK70423BK711QA0 | SIMOTICS S SYNCHRONOUS MOTOR 1FK7-HI; PN=0,94 KW; UZK=600V M0=3NM (100K); NN=6000RPM; NATURAL COOLING; FRAME SIZE IMB 5 (IM V1, IM V3) FLANGE 1 POWER CONNECTOR ROTATABLE ABSOLUTE ENCODER SINGLETURN 20 BIT WITH DRIVE-CLIQ INTERFACE (ENCODER AS20DQI) SHAFT WITH FITTED KEY, TOLERANCE N; W/O HOLDING BRAKE PROTECTION CLASS IP64; | 1479 | TEM | 1 | MC | 5.101 | 1
1FK70423BK711QA1 | SIMOTICS S SYNCHRONOUS MOTOR 1FK7-HI; PN=0,94 KW; UZK=600V M0=3NM (100K); NN=6000RPM; NATURAL COOLING; FRAME SIZE IMB 5 (IM V1, IM V3) FLANGE 1 POWER CONNECTOR ROTATABLE ABSOLUTE ENCODER SINGLETURN 20 BIT WITH DRIVE-CLIQ INTERFACE (ENCODER AS20DQI) SHAFT WITH FITTED KEY, TOLERANCE N; W/O HOLDING BRAKE PROTECTION CLASS IP65, | 1572 | TEM | 1 | MC | 5.101 | 1
1FK70423BK711QA2 | SIMOTICS S SYNCHRONOUS MOTOR 1FK7-HI; PN=0,94 KW; UZK=600V M0=3NM (100K); NN=6000RPM; NATURAL COOLING; FRAME SIZE IMB 5 (IM V1, IM V3) FLANGE 1 POWER CONNECTOR ROTATABLE ABSOLUTE ENCODER SINGLETURN 20 BIT WITH DRIVE-CLIQ INTERFACE (ENCODER AS20DQI) SHAFT WITH FITTED KEY, TOLERANCE N; W/O HOLDING BRAKE PROTECTION CLASS IP65, FLANGE ON DRIVE END IP67; | 1572 | TEM | 1 | MC | 5.101 | 1
1FK70423BK711QB0 | SIMOTICS S SYNCHRONOUS MOTOR 1FK7-HI; PN=0,94 KW; UZK=600V M0=3NM (100K); NN=6000RPM; NATURAL COOLING; FRAME SIZE IMB 5 (IM V1, IM V3) FLANGE 1 POWER CONNECTOR ROTATABLE ABSOLUTE ENCODER SINGLETURN 20 BIT WITH DRIVE-CLIQ INTERFACE (ENCODER AS20DQI) SHAFT WITH FITTED KEY, TOLERANCE N; WITH HOLDING BRAKE PROTECTION CLASS IP64; | 1740 | TEM | 1 | MC | 5.4 | 1
1FK70423BK711QB1 | SIMOTICS S SYNCHRONOUS MOTOR 1FK7-HI; PN=0,94 KW; UZK=600V M0=3NM (100K); NN=6000RPM; NATURAL COOLING; FRAME SIZE IMB 5 (IM V1, IM V3) FLANGE 1 POWER CONNECTOR ROTATABLE ABSOLUTE ENCODER SINGLETURN 20 BIT WITH DRIVE-CLIQ INTERFACE (ENCODER AS20DQI) SHAFT WITH FITTED KEY, TOLERANCE N; WITH HOLDING BRAKE PROTECTION CLASS IP65, | 1833 | TEM | 1 | MC | 5.4 | 1
1FK70423BK711QB2 | SIMOTICS S SYNCHRONOUS MOTOR 1FK7-HI; PN=0,94 KW; UZK=600V M0=3NM (100K); NN=6000RPM; NATURAL COOLING; FRAME SIZE IMB 5 (IM V1, IM V3) FLANGE 1 POWER CONNECTOR ROTATABLE ABSOLUTE ENCODER SINGLETURN 20 BIT WITH DRIVE-CLIQ INTERFACE (ENCODER AS20DQI) SHAFT WITH FITTED KEY, TOLERANCE N; WITH HOLDING BRAKE PROTECTION CLASS IP65, FLANGE ON DRIVE END IP67; | 1833 | TEM | 1 | MC | 5.4 | 1
1FK70423BK711QG0 | SIMOTICS S SYNCHRONOUS MOTOR 1FK7-HI; PN=0,94 KW; UZK=600V M0=3NM (100K); NN=6000RPM; NATURAL COOLING; FRAME SIZE IMB 5 (IM V1, IM V3) FLANGE 1 POWER CONNECTOR ROTATABLE ABSOLUTE ENCODER SINGLETURN 20 BIT WITH DRIVE-CLIQ INTERFACE (ENCODER AS20DQI) PLAIN SHAFT, TOLERANCE N; W/O HOLDING BRAKE PROTECTION CLASS IP64; | 1393 | TEM | 1 | MC | 5.101 | 1
1FK70423BK711QG1 | SIMOTICS S SYNCHRONOUS MOTOR 1FK7-HI; PN=0,94 KW; UZK=600V M0=3NM (100K); NN=6000RPM; NATURAL COOLING; FRAME SIZE IMB 5 (IM V1, IM V3) FLANGE 1 POWER CONNECTOR ROTATABLE ABSOLUTE ENCODER SINGLETURN 20 BIT WITH DRIVE-CLIQ INTERFACE (ENCODER AS20DQI) PLAIN SHAFT, TOLERANCE N; W/O HOLDING BRAKE PROTECTION CLASS IP65, | 1486 | TEM | 1 | MC | 5.101 | 1
1FK70423BK711QG2 | SIMOTICS S SYNCHRONOUS MOTOR 1FK7-HI; PN=0,94 KW; UZK=600V M0=3NM (100K); NN=6000RPM; NATURAL COOLING; FRAME SIZE IMB 5 (IM V1, IM V3) FLANGE 1 POWER CONNECTOR ROTATABLE ABSOLUTE ENCODER SINGLETURN 20 BIT WITH DRIVE-CLIQ INTERFACE (ENCODER AS20DQI) PLAIN SHAFT, TOLERANCE N; W/O HOLDING BRAKE PROTECTION CLASS IP65, FLANGE ON DRIVE END IP67; | 1486 | TEM | 1 | MC | 5.101 | 1
1FK70423BK711QH0 | SIMOTICS S SYNCHRONOUS MOTOR 1FK7-HI; PN=0,94 KW; UZK=600V M0=3NM (100K); NN=6000RPM; NATURAL COOLING; FRAME SIZE IMB 5 (IM V1, IM V3) FLANGE 1 POWER CONNECTOR ROTATABLE ABSOLUTE ENCODER SINGLETURN 20 BIT WITH DRIVE-CLIQ INTERFACE (ENCODER AS20DQI) PLAIN SHAFT, TOLERANCE N; WITH HOLDING BRAKE PROTECTION CLASS IP64; | 1651 | TEM | 1 | MC | 5.4 | 1
1FK70423BK711QH1 | SIMOTICS S SYNCHRONOUS MOTOR 1FK7-HI; PN=0,94 KW; UZK=600V M0=3NM (100K); NN=6000RPM; NATURAL COOLING; FRAME SIZE IMB 5 (IM V1, IM V3) FLANGE 1 POWER CONNECTOR ROTATABLE ABSOLUTE ENCODER SINGLETURN 20 BIT WITH DRIVE-CLIQ INTERFACE (ENCODER AS20DQI) PLAIN SHAFT, TOLERANCE N; WITH HOLDING BRAKE PROTECTION CLASS IP65, | 1745 | TEM | 1 | MC | 5.4 | 1
1FK70423BK711QH2 | SIMOTICS S SYNCHRONOUS MOTOR 1FK7-HI; PN=0,94 KW; UZK=600V M0=3NM (100K); NN=6000RPM; NATURAL COOLING; FRAME SIZE IMB 5 (IM V1, IM V3) FLANGE 1 POWER CONNECTOR ROTATABLE ABSOLUTE ENCODER SINGLETURN 20 BIT WITH DRIVE-CLIQ INTERFACE (ENCODER AS20DQI) PLAIN SHAFT, TOLERANCE N; WITH HOLDING BRAKE PROTECTION CLASS IP65, FLANGE ON DRIVE END IP67; | 1745 | TEM | 1 | MC | 5.4 | 1
1FK70423BK711RA0 | SIMOTICS S SYNCHRONOUS MOTOR 1FK7-HI; PN=0,94 KW; UZK=600V M0=3NM (100K); NN=6000RPM; NATURAL COOLING; FRAME SIZE IMB 5 (IM V1, IM V3) FLANGE 1 POWER CONNECTOR ROTATABLE ABSOLUTE ENCODER 20 BIT + 12 BIT MULTITURN WITH DRIVE-CLIQ INTERFACE (ENCODER AM20DQI) SHAFT WITH FITTED KEY, TOLERANCE N; W/O HOLDING BRAKE PROTECTION CLASS IP64; | 1853 | TEM | 1 | MC | 5.101 | 1
1FK70423BK711RA1 | SIMOTICS S SYNCHRONOUS MOTOR 1FK7-HI; PN=0,94 KW; UZK=600V M0=3NM (100K); NN=6000RPM; NATURAL COOLING; FRAME SIZE IMB 5 (IM V1, IM V3) FLANGE 1 POWER CONNECTOR ROTATABLE ABSOLUTE ENCODER 20 BIT + 12 BIT MULTITURN WITH DRIVE-CLIQ INTERFACE (ENCODER AM20DQI) SHAFT WITH FITTED KEY, TOLERANCE N; W/O HOLDING BRAKE PROTECTION CLASS IP65, | 1947 | TEM | 1 | MC | 5.101 | 1
1FK70423BK711RA2 | SIMOTICS S SYNCHRONOUS MOTOR 1FK7-HI; PN=0,94 KW; UZK=600V M0=3NM (100K); NN=6000RPM; NATURAL COOLING; FRAME SIZE IMB 5 (IM V1, IM V3) FLANGE 1 POWER CONNECTOR ROTATABLE ABSOLUTE ENCODER 20 BIT + 12 BIT MULTITURN WITH DRIVE-CLIQ INTERFACE (ENCODER AM20DQI) SHAFT WITH FITTED KEY, TOLERANCE N; W/O HOLDING BRAKE PROTECTION CLASS IP65, FLANGE ON DRIVE END IP67; | 1947 | TEM | 1 | MC | 5.101 | 1
1FK70423BK711RB0 | SIMOTICS S SYNCHRONOUS MOTOR 1FK7-HI; PN=0,94 KW; UZK=600V M0=3NM (100K); NN=6000RPM; NATURAL COOLING; FRAME SIZE IMB 5 (IM V1, IM V3) FLANGE 1 POWER CONNECTOR ROTATABLE ABSOLUTE ENCODER 20 BIT + 12 BIT MULTITURN WITH DRIVE-CLIQ INTERFACE (ENCODER AM20DQI) SHAFT WITH FITTED KEY, TOLERANCE N; WITH HOLDING BRAKE PROTECTION CLASS IP64; | 2114 | TEM | 1 | MC | 5.4 | 1
1FK70423BK711RB1 | SIMOTICS S SYNCHRONOUS MOTOR 1FK7-HI; PN=0,94 KW; UZK=600V M0=3NM (100K); NN=6000RPM; NATURAL COOLING; FRAME SIZE IMB 5 (IM V1, IM V3) FLANGE 1 POWER CONNECTOR ROTATABLE ABSOLUTE ENCODER 20 BIT + 12 BIT MULTITURN WITH DRIVE-CLIQ INTERFACE (ENCODER AM20DQI) SHAFT WITH FITTED KEY, TOLERANCE N; WITH HOLDING BRAKE PROTECTION CLASS IP65, | 2207 | TEM | 1 | MC | 5.4 | 1
1FK70423BK711RB2 | SIMOTICS S SYNCHRONOUS MOTOR 1FK7-HI; PN=0,94 KW; UZK=600V M0=3NM (100K); NN=6000RPM; NATURAL COOLING; FRAME SIZE IMB 5 (IM V1, IM V3) FLANGE 1 POWER CONNECTOR ROTATABLE ABSOLUTE ENCODER 20 BIT + 12 BIT MULTITURN WITH DRIVE-CLIQ INTERFACE (ENCODER AM20DQI) SHAFT WITH FITTED KEY, TOLERANCE N; WITH HOLDING BRAKE PROTECTION CLASS IP65, FLANGE ON DRIVE END IP67; | 2207 | TEM | 1 | MC | 5.4 | 1
1FK70423BK711RG0 | SIMOTICS S SYNCHRONOUS MOTOR 1FK7-HI; PN=0,94 KW; UZK=600V M0=3NM (100K); NN=6000RPM; NATURAL COOLING; FRAME SIZE IMB 5 (IM V1, IM V3) FLANGE 1 POWER CONNECTOR ROTATABLE ABSOLUTE ENCODER 20 BIT + 12 BIT MULTITURN WITH DRIVE-CLIQ INTERFACE (ENCODER AM20DQI) PLAIN SHAFT, TOLERANCE N; W/O HOLDING BRAKE PROTECTION CLASS IP64; | 1767 | TEM | 1 | MC | 5.101 | 1
1FK70423BK711RG1 | SIMOTICS S SYNCHRONOUS MOTOR 1FK7-HI; PN=0,94 KW; UZK=600V M0=3NM (100K); NN=6000RPM; NATURAL COOLING; FRAME SIZE IMB 5 (IM V1, IM V3) FLANGE 1 POWER CONNECTOR ROTATABLE ABSOLUTE ENCODER 20 BIT + 12 BIT MULTITURN WITH DRIVE-CLIQ INTERFACE (ENCODER AM20DQI) PLAIN SHAFT, TOLERANCE N; W/O HOLDING BRAKE PROTECTION CLASS IP65, | 1860 | TEM | 1 | MC | 5.101 | 1
1FK70423BK711RG2 | SIMOTICS S SYNCHRONOUS MOTOR 1FK7-HI; PN=0,94 KW; UZK=600V M0=3NM (100K); NN=6000RPM; NATURAL COOLING; FRAME SIZE IMB 5 (IM V1, IM V3) FLANGE 1 POWER CONNECTOR ROTATABLE ABSOLUTE ENCODER 20 BIT + 12 BIT MULTITURN WITH DRIVE-CLIQ INTERFACE (ENCODER AM20DQI) PLAIN SHAFT, TOLERANCE N; W/O HOLDING BRAKE PROTECTION CLASS IP65, FLANGE ON DRIVE END IP67; | 1860 | TEM | 1 | MC | 5.101 | 1
1FK70423BK711RH0 | SIMOTICS S SYNCHRONOUS MOTOR 1FK7-HI; PN=0,94 KW; UZK=600V M0=3NM (100K); NN=6000RPM; NATURAL COOLING; FRAME SIZE IMB 5 (IM V1, IM V3) FLANGE 1 POWER CONNECTOR ROTATABLE ABSOLUTE ENCODER 20 BIT + 12 BIT MULTITURN WITH DRIVE-CLIQ INTERFACE (ENCODER AM20DQI) PLAIN SHAFT, TOLERANCE N; WITH HOLDING BRAKE PROTECTION CLASS IP64; | 2026 | TEM | 1 | MC | 5.4 | 1
1FK70423BK711RH1 | SIMOTICS S SYNCHRONOUS MOTOR 1FK7-HI; PN=0,94 KW; UZK=600V M0=3NM (100K); NN=6000RPM; NATURAL COOLING; FRAME SIZE IMB 5 (IM V1, IM V3) FLANGE 1 POWER CONNECTOR ROTATABLE ABSOLUTE ENCODER 20 BIT + 12 BIT MULTITURN WITH DRIVE-CLIQ INTERFACE (ENCODER AM20DQI) PLAIN SHAFT, TOLERANCE N; WITH HOLDING BRAKE PROTECTION CLASS IP65, | 2119 | TEM | 1 | MC | 5.4 | 1
1FK70423BK711RH2 | SIMOTICS S SYNCHRONOUS MOTOR 1FK7-HI; PN=0,94 KW; UZK=600V M0=3NM (100K); NN=6000RPM; NATURAL COOLING; FRAME SIZE IMB 5 (IM V1, IM V3) FLANGE 1 POWER CONNECTOR ROTATABLE ABSOLUTE ENCODER 20 BIT + 12 BIT MULTITURN WITH DRIVE-CLIQ INTERFACE (ENCODER AM20DQI) PLAIN SHAFT, TOLERANCE N; WITH HOLDING BRAKE PROTECTION CLASS IP65, FLANGE ON DRIVE END IP67; | 2119 | TEM | 1 | MC | 5.4 | 1
1FK70425AC711AA2 | SIMOTICS S SYNCHRONOUS SERVOMOTORS 1FK7 COMPACT, 3.0 NM, 100 K, 2000 RPM, 0,59KW NATURAL AIR COOLING, IM B5 (IM V1, IM V3) POWER/SIGNAL CONNECTORS CONN. CAN BE ROTATED BY 270 DEGR., INCREM. ENCODER, SIN/COS 1 VPP 2048 P/REV (ENCODER I-2048); SHAFT WITH FITTED KEY, TOLERANCE N; W/O HOLDING BRAKE DEGREE OF PROTECTION IP65 FLANGE ON DRIVE END IP67 | 1971 | TEM | 1 | MC | 4.903 | 1
1FK70425AC711AA3 | SIMOTICS S SYNCHRONOUS SERVOMOTORS 1FK7 COMPACT, 3.0 NM, 100 K, 2000 RPM, 0,59KW NATURAL AIR COOLING, IM B5 (IM V1, IM V3) POWER/SIGNAL CONNECTORS CONN. CAN BE ROTATED BY 270 DEGR., INCREM. ENCODER, SIN/COS 1 VPP 2048 P/REV (ENCODER I-2048); SHAFT WITH FITTED KEY, TOLERANCE N; W/O HOLDING BRAKE DEGREE OF PROTECTION IP64; PAINT FINISH RAL7016 | 1918 | TEM | 1 | MC | 4.903 | 1
1FK70425AC711AA8 | SIMOTICS S SYNCHRONOUS SERVOMOTORS 1FK7 COMPACT, 3.0 NM, 100 K, 2000 RPM, 0,59KW NATURAL AIR COOLING, IM B5 (IM V1, IM V3) POWER/SIGNAL CONNECTORS CONN. CAN BE ROTATED BY 270 DEGR., INCREM. ENCODER, SIN/COS 1 VPP 2048 P/REV (ENCODER I-2048); SHAFT WITH FITTED KEY, TOLERANCE N; W/O HOLDING BRAKE DEGREE OF PROTECTION IP65 IP67 D-END FLANGE; RAL7016 COATING; METALLIC RATING PLATE AT MOTOR | 2128 | TEM | 1 | MC | 4.903 | 1
1FK70425AC711AH0 | SIMOTICS S SYNCHRONOUS SERVOMOTORS 1FK7 COMPACT, 3.0 NM, 100 K, 2000 RPM, 0,59KW NATURAL AIR COOLING, IM B5 (IM V1, IM V3) POWER/SIGNAL CONNECTORS CONN. CAN BE ROTATED BY 270 DEGR., INCREM. ENCODER, SIN/COS 1 VPP 2048 P/REV (ENCODER I-2048); PLAIN SHAFT, TOLERANCE N; WITH HOLDING BRAKE DEGREE OF PROTECTION IP64 | 2056 | TEM | 1 | MC | 5.502 | 1
1FK70425AC711AH3 | SIMOTICS S SYNCHRONOUS SERVOMOTORS 1FK7 COMPACT, 3.0 NM, 100 K, 2000 RPM, 0,59KW NATURAL AIR COOLING, IM B5 (IM V1, IM V3) POWER/SIGNAL CONNECTORS CONN. CAN BE ROTATED BY 270 DEGR., INCREM. ENCODER, SIN/COS 1 VPP 2048 P/REV (ENCODER I-2048); PLAIN SHAFT, TOLERANCE N; WITH HOLDING BRAKE DEGREE OF PROTECTION IP64; PAINT FINISH RAL7016 | 2105 | TEM | 1 | MC | 5.502 | 1
1FK70425AC711DA0 | SIMOTICS S SYNCHRONOUS SERVOMOTORS 1FK7 COMPACT, 3.0 NM, 100 K, 2000 RPM, 0,59KW NATURAL AIR COOLING, IM B5 (IM V1, IM V3) POWER/SIGNAL CONNECTORS CONN. CAN BE ROTATED BY 270 DEGR., INCREMENTAL ENCODER 2048 P/REV (ENCODER I-2048) WITH DRIVE-CLIQ INTERFACE; SHAFT WITH FITTED KEY, TOLERANCE N; W/O HOLDING BRAKE DEGREE OF PROTECTION IP64 | 2131 | TEM | 1 | MC | 4.903 | 1
1FK70425AC711DA2 | SIMOTICS S SYNCHRONOUS SERVOMOTORS 1FK7 COMPACT, 3.0 NM, 100 K, 2000 RPM, 0,59KW NATURAL AIR COOLING, IM B5 (IM V1, IM V3) POWER/SIGNAL CONNECTORS CONN. CAN BE ROTATED BY 270 DEGR., INCREMENTAL ENCODER 2048 P/REV (ENCODER I-2048) WITH DRIVE-CLIQ INTERFACE; SHAFT WITH FITTED KEY, TOLERANCE N; W/O HOLDING BRAKE DEGREE OF PROTECTION IP65 FLANGE ON DRIVE END IP67 | 2232 | TEM | 1 | MC | 4.903 | 1
1FK70425AC711DA3 | SIMOTICS S SYNCHRONOUS SERVOMOTORS 1FK7 COMPACT, 3.0 NM, 100 K, 2000 RPM, 0,59KW NATURAL AIR COOLING, IM B5 (IM V1, IM V3) POWER/SIGNAL CONNECTORS CONN. CAN BE ROTATED BY 270 DEGR., INCREMENTAL ENCODER 2048 P/REV (ENCODER I-2048) WITH DRIVE-CLIQ INTERFACE; SHAFT WITH FITTED KEY, TOLERANCE N; W/O HOLDING BRAKE DEGREE OF PROTECTION IP64; PAINT FINISH RAL7016 | 2180 | TEM | 1 | MC | 4.903 | 1
1FK70425AC711DA5 | SIMOTICS S SYNCHRONOUS SERVOMOTORS 1FK7 COMPACT, 3.0 NM, 100 K, 2000 RPM, 0,59KW NATURAL AIR COOLING, IM B5 (IM V1, IM V3) POWER/SIGNAL CONNECTORS CONN. CAN BE ROTATED BY 270 DEGR., INCREMENTAL ENCODER 2048 P/REV (ENCODER I-2048) WITH DRIVE-CLIQ INTERFACE; SHAFT WITH FITTED KEY, TOLERANCE N; W/O HOLDING BRAKE DEGREE OF PROTECTION IP65 AS FLANGE IP67; PAINT FINISH RAL7016 | 2282 | TEM | 1 | MC | 4.903 | 1
1FK70425AC711DB0 | SIMOTICS S SYNCHRONOUS SERVOMOTORS 1FK7 COMPACT, 3.0 NM, 100 K, 2000 RPM, 0,59KW NATURAL AIR COOLING, IM B5 (IM V1, IM V3) POWER/SIGNAL CONNECTORS CONN. CAN BE ROTATED BY 270 DEGR., INCREMENTAL ENCODER 2048 P/REV (ENCODER I-2048) WITH DRIVE-CLIQ INTERFACE; SHAFT WITH FITTED KEY, TOLERANCE N; WITH HOLDING BRAKE DEGREE OF PROTECTION IP64 | 2414 | TEM | 1 | MC | 5.502 | 1
1FK70425AC711DB3 | SIMOTICS S SYNCHRONOUS SERVOMOTORS 1FK7 COMPACT, 3.0 NM, 100 K, 2000 RPM, 0,59KW NATURAL AIR COOLING, IM B5 (IM V1, IM V3) POWER/SIGNAL CONNECTORS CONN. CAN BE ROTATED BY 270 DEGR., INCREMENTAL ENCODER 2048 P/REV (ENCODER I-2048) WITH DRIVE-CLIQ INTERFACE; SHAFT WITH FITTED KEY, TOLERANCE N; WITH HOLDING BRAKE DEGREE OF PROTECTION IP64; PAINT FINISH RAL7016 | 2463 | TEM | 1 | MC | 5.502 | 1
1FK70425AC711DG0 | SIMOTICS S SYNCHRONOUS SERVOMOTORS 1FK7 COMPACT, 3.0 NM, 100 K, 2000 RPM, 0,59KW NATURAL AIR COOLING, IM B5 (IM V1, IM V3) POWER/SIGNAL CONNECTORS CONN. CAN BE ROTATED BY 270 DEGR., INCREMENTAL ENCODER 2048 P/REV (ENCODER I-2048) WITH DRIVE-CLIQ INTERFACE; PLAIN SHAFT, TOLERANCE N; W/O HOLDING BRAKE DEGREE OF PROTECTION IP64 | 2037 | TEM | 1 | MC | 4.903 | 1
1FK70425AC711DG3 | SIMOTICS S SYNCHRONOUS SERVOMOTORS 1FK7 COMPACT, 3.0 NM, 100 K, 2000 RPM, 0,59KW NATURAL AIR COOLING, IM B5 (IM V1, IM V3) POWER/SIGNAL CONNECTORS CONN. CAN BE ROTATED BY 270 DEGR., INCREMENTAL ENCODER 2048 P/REV (ENCODER I-2048) WITH DRIVE-CLIQ INTERFACE; PLAIN SHAFT, TOLERANCE N; W/O HOLDING BRAKE DEGREE OF PROTECTION IP64; PAINT FINISH RAL7016 | 2086 | TEM | 1 | MC | 4.903 | 1
1FK70425AC711DG5 | SIMOTICS S SYNCHRONOUS SERVOMOTORS 1FK7 COMPACT, 3.0 NM, 100 K, 2000 RPM, 0,59KW NATURAL AIR COOLING, IM B5 (IM V1, IM V3) POWER/SIGNAL CONNECTORS CONN. CAN BE ROTATED BY 270 DEGR., INCREMENTAL ENCODER 2048 P/REV (ENCODER I-2048) WITH DRIVE-CLIQ INTERFACE; PLAIN SHAFT, TOLERANCE N; W/O HOLDING BRAKE DEGREE OF PROTECTION IP65 AS FLANGE IP67; PAINT FINISH RAL7016 | 2188 | TEM | 1 | MC | 4.903 | 1
1FK70425AC711DH0 | SIMOTICS S SYNCHRONOUS SERVOMOTORS 1FK7 COMPACT, 3.0 NM, 100 K, 2000 RPM, 0,59KW NATURAL AIR COOLING, IM B5 (IM V1, IM V3) POWER/SIGNAL CONNECTORS CONN. CAN BE ROTATED BY 270 DEGR., INCREMENTAL ENCODER 2048 P/REV (ENCODER I-2048) WITH DRIVE-CLIQ INTERFACE; PLAIN SHAFT, TOLERANCE N; WITH HOLDING BRAKE DEGREE OF PROTECTION IP64 | 2318 | TEM | 1 | MC | 5.502 | 1
1FK70425AC711DH3 | SIMOTICS S SYNCHRONOUS SERVOMOTORS 1FK7 COMPACT, 3.0 NM, 100 K, 2000 RPM, 0,59KW NATURAL AIR COOLING, IM B5 (IM V1, IM V3) POWER/SIGNAL CONNECTORS CONN. CAN BE ROTATED BY 270 DEGR., INCREMENTAL ENCODER 2048 P/REV (ENCODER I-2048) WITH DRIVE-CLIQ INTERFACE; PLAIN SHAFT, TOLERANCE N; WITH HOLDING BRAKE DEGREE OF PROTECTION IP64; PAINT FINISH RAL7016 | 2367 | TEM | 1 | MC | 5.502 | 1
1FK70425AC711DH5 | SIMOTICS S SYNCHRONOUS SERVOMOTORS 1FK7 COMPACT, 3.0 NM, 100 K, 2000 RPM, 0,59KW NATURAL AIR COOLING, IM B5 (IM V1, IM V3) POWER/SIGNAL CONNECTORS CONN. CAN BE ROTATED BY 270 DEGR., INCREMENTAL ENCODER 2048 P/REV (ENCODER I-2048) WITH DRIVE-CLIQ INTERFACE; PLAIN SHAFT, TOLERANCE N; WITH HOLDING BRAKE DEGREE OF PROTECTION IP65 AS FLANGE IP67; PAINT FINISH RAL7016 | 2469 | TEM | 1 | MC | 5.502 | 1
1FK70425AC711EA0 | SIMOTICS S SYNCHRONOUS SERVOMOTORS 1FK7 COMPACT, 3.0 NM, 100 K, 2000 RPM, 0,59KW NATURAL AIR COOLING, IM B5 (IM V1, IM V3) POWER/SIGNAL CONNECTORS CONN. CAN BE ROTATED BY 270 DEGR., ABSOLUTE ENCODER ENDAT 2048 P/REV (ENCODER A-2048); PERFORMANCE REDUCTION BY 10% DUE TO ABSOLUTE ENCODER; SHAFT WITH FITTED KEY, TOLERANCE N; W/O HOLDING BRAKE DEGREE OF PROTECTION IP64 | 2272 | TEM | 1 | MC | 4.903 | 1
1FK70425AC711EG0 | SIMOTICS S SYNCHRONOUS SERVOMOTORS 1FK7 COMPACT, 3.0 NM, 100 K, 2000 RPM, 0,59KW NATURAL AIR COOLING, IM B5 (IM V1, IM V3) POWER/SIGNAL CONNECTORS CONN. CAN BE ROTATED BY 270 DEGR., ABSOLUTE ENCODER ENDAT 2048 P/REV (ENCODER A-2048); PERFORMANCE REDUCTION BY 10% DUE TO ABSOLUTE ENCODER; PLAIN SHAFT, TOLERANCE N; W/O HOLDING BRAKE DEGREE OF PROTECTION IP64 | 2179 | TEM | 1 | MC | 4.903 | 1
1FK70425AC711EH0 | SIMOTICS S SYNCHRONOUS SERVOMOTORS 1FK7 COMPACT, 3.0 NM, 100 K, 2000 RPM, 0,59KW NATURAL AIR COOLING, IM B5 (IM V1, IM V3) POWER/SIGNAL CONNECTORS CONN. CAN BE ROTATED BY 270 DEGR., ABSOLUTE ENCODER ENDAT 2048 P/REV (ENCODER A-2048); PERFORMANCE REDUCTION BY 10% DUE TO ABSOLUTE ENCODER; PLAIN SHAFT, TOLERANCE N; WITH HOLDING BRAKE DEGREE OF PROTECTION IP64 | 2460 | TEM | 1 | MC | 5.502 | 1
1FK70425AC711EH3 | SIMOTICS S SYNCHRONOUS SERVOMOTORS 1FK7 COMPACT, 3.0 NM, 100 K, 2000 RPM, 0,59KW NATURAL AIR COOLING, IM B5 (IM V1, IM V3) POWER/SIGNAL CONNECTORS CONN. CAN BE ROTATED BY 270 DEGR., ABSOLUTE ENCODER ENDAT 2048 P/REV (ENCODER A-2048); PERFORMANCE REDUCTION BY 10% DUE TO ABSOLUTE ENCODER; PLAIN SHAFT, TOLERANCE N; WITH HOLDING BRAKE DEGREE OF PROTECTION IP64; PAINT FINISH RAL7016 | 2509 | TEM | 1 | MC | 5.502 | 1
1FK70425AC711FA0 | SIMOTICS S SYNCHRONOUS SERVOMOTORS 1FK7 COMPACT, 3.0 NM, 100 K, 2000 RPM, 0,59KW NATURAL AIR COOLING, IM B5 (IM V1, IM V3) POWER/SIGNAL CONNECTORS CONN. CAN BE ROTATED BY 270 DEGR., ABSOLUTE ENCODER 2048 P/REV (ENCODER A-2048) WITH DRIVE-CLIQ INTERFACE; PERFORMANCE REDUCTION BY 10% DUE TO ABSOLUTE ENCODER; SHAFT WITH FITTED KEY, TOLERANCE N; W/O HOLDING BRAKE DEGREE OF PROTECTION IP64 | 2532 | TEM | 1 | MC | 4.903 | 1
1FK70425AC711FA2 | SIMOTICS S SYNCHRONOUS SERVOMOTORS 1FK7 COMPACT, 3.0 NM, 100 K, 2000 RPM, 0,59KW NATURAL AIR COOLING, IM B5 (IM V1, IM V3) POWER/SIGNAL CONNECTORS CONN. CAN BE ROTATED BY 270 DEGR., ABSOLUTE ENCODER 2048 P/REV (ENCODER A-2048) WITH DRIVE-CLIQ INTERFACE; PERFORMANCE REDUCTION BY 10% DUE TO ABSOLUTE ENCODER; SHAFT WITH FITTED KEY, TOLERANCE N; W/O HOLDING BRAKE DEGREE OF PROTECTION IP65 FLANGE ON DRIVE END IP67 | 2633 | TEM | 1 | MC | 4.903 | 1
1FK70425AC711FA3 | SIMOTICS S SYNCHRONOUS SERVOMOTORS 1FK7 COMPACT, 3.0 NM, 100 K, 2000 RPM, 0,59KW NATURAL AIR COOLING, IM B5 (IM V1, IM V3) POWER/SIGNAL CONNECTORS CONN. CAN BE ROTATED BY 270 DEGR., ABSOLUTE ENCODER 2048 P/REV (ENCODER A-2048) WITH DRIVE-CLIQ INTERFACE; PERFORMANCE REDUCTION BY 10% DUE TO ABSOLUTE ENCODER; SHAFT WITH FITTED KEY, TOLERANCE N; W/O HOLDING BRAKE DEGREE OF PROTECTION IP64; PAINT FINISH RAL7016 | 2581 | TEM | 1 | MC | 4.903 | 1
1FK70425AC711FA5 | SIMOTICS S SYNCHRONOUS SERVOMOTORS 1FK7 COMPACT, 3.0 NM, 100 K, 2000 RPM, 0,59KW NATURAL AIR COOLING, IM B5 (IM V1, IM V3) POWER/SIGNAL CONNECTORS CONN. CAN BE ROTATED BY 270 DEGR., ABSOLUTE ENCODER 2048 P/REV (ENCODER A-2048) WITH DRIVE-CLIQ INTERFACE; PERFORMANCE REDUCTION BY 10% DUE TO ABSOLUTE ENCODER; SHAFT WITH FITTED KEY, TOLERANCE N; W/O HOLDING BRAKE DEGREE OF PROTECTION IP65 AS FLANGE IP67; PAINT FINISH RAL7016 | 2683 | TEM | 1 | MC | 4.903 | 1
1FK70425AC711FB0 | SIMOTICS S SYNCHRONOUS SERVOMOTORS 1FK7 COMPACT, 3.0 NM, 100 K, 2000 RPM, 0,59KW NATURAL AIR COOLING, IM B5 (IM V1, IM V3) POWER/SIGNAL CONNECTORS CONN. CAN BE ROTATED BY 270 DEGR., ABSOLUTE ENCODER 2048 P/REV (ENCODER A-2048) WITH DRIVE-CLIQ INTERFACE; PERFORMANCE REDUCTION BY 10% DUE TO ABSOLUTE ENCODER; SHAFT WITH FITTED KEY, TOLERANCE N; WITH HOLDING BRAKE DEGREE OF PROTECTION IP64 | 2815 | TEM | 1 | MC | 5.502 | 1
1FK70425AC711FB2 | SIMOTICS S SYNCHRONOUS SERVOMOTORS 1FK7 COMPACT, 3.0 NM, 100 K, 2000 RPM, 0,59KW NATURAL AIR COOLING, IM B5 (IM V1, IM V3) POWER/SIGNAL CONNECTORS CONN. CAN BE ROTATED BY 270 DEGR., ABSOLUTE ENCODER 2048 P/REV (ENCODER A-2048) WITH DRIVE-CLIQ INTERFACE; PERFORMANCE REDUCTION BY 10% DUE TO ABSOLUTE ENCODER; SHAFT WITH FITTED KEY, TOLERANCE N; WITH HOLDING BRAKE DEGREE OF PROTECTION IP65 FLANGE ON DRIVE END IP67 | 2917 | TEM | 1 | MC | 5.502 | 1
1FK70425AC711FB3 | SIMOTICS S SYNCHRONOUS SERVOMOTORS 1FK7 COMPACT, 3.0 NM, 100 K, 2000 RPM, 0,59KW NATURAL AIR COOLING, IM B5 (IM V1, IM V3) POWER/SIGNAL CONNECTORS CONN. CAN BE ROTATED BY 270 DEGR., ABSOLUTE ENCODER 2048 P/REV (ENCODER A-2048) WITH DRIVE-CLIQ INTERFACE; PERFORMANCE REDUCTION BY 10% DUE TO ABSOLUTE ENCODER; SHAFT WITH FITTED KEY, TOLERANCE N; WITH HOLDING BRAKE DEGREE OF PROTECTION IP64; PAINT FINISH RAL7016 | 2864 | TEM | 1 | MC | 5.502 | 1
1FK70425AC711FB5 | SIMOTICS S SYNCHRONOUS SERVOMOTORS 1FK7 COMPACT, 3.0 NM, 100 K, 2000 RPM, 0,59KW NATURAL AIR COOLING, IM B5 (IM V1, IM V3) POWER/SIGNAL CONNECTORS CONN. CAN BE ROTATED BY 270 DEGR., ABSOLUTE ENCODER 2048 P/REV (ENCODER A-2048) WITH DRIVE-CLIQ INTERFACE; PERFORMANCE REDUCTION BY 10% DUE TO ABSOLUTE ENCODER; SHAFT WITH FITTED KEY, TOLERANCE N; WITH HOLDING BRAKE DEGREE OF PROTECTION IP65 AS FLANGE IP67; PAINT FINISH RAL7016 | 2966 | TEM | 1 | MC | 5.502 | 1
1FK70425AC711FG0 | SIMOTICS S SYNCHRONOUS SERVOMOTORS 1FK7 COMPACT, 3.0 NM, 100 K, 2000 RPM, 0,59KW NATURAL AIR COOLING, IM B5 (IM V1, IM V3) POWER/SIGNAL CONNECTORS CONN. CAN BE ROTATED BY 270 DEGR., ABSOLUTE ENCODER 2048 P/REV (ENCODER A-2048) WITH DRIVE-CLIQ INTERFACE; PERFORMANCE REDUCTION BY 10% DUE TO ABSOLUTE ENCODER; PLAIN SHAFT, TOLERANCE N; W/O HOLDING BRAKE DEGREE OF PROTECTION IP64 | 2438 | TEM | 1 | MC | 4.903 | 1
1FK70425AC711FG3 | SIMOTICS S SYNCHRONOUS SERVOMOTORS 1FK7 COMPACT, 3.0 NM, 100 K, 2000 RPM, 0,59KW NATURAL AIR COOLING, IM B5 (IM V1, IM V3) POWER/SIGNAL CONNECTORS CONN. CAN BE ROTATED BY 270 DEGR., ABSOLUTE ENCODER 2048 P/REV (ENCODER A-2048) WITH DRIVE-CLIQ INTERFACE; PERFORMANCE REDUCTION BY 10% DUE TO ABSOLUTE ENCODER; PLAIN SHAFT, TOLERANCE N; W/O HOLDING BRAKE DEGREE OF PROTECTION IP64; PAINT FINISH RAL7016 | 2487 | TEM | 1 | MC | 4.903 | 1
1FK70425AC711FG5 | SIMOTICS S SYNCHRONOUS SERVOMOTORS 1FK7 COMPACT, 3.0 NM, 100 K, 2000 RPM, 0,59KW NATURAL AIR COOLING, IM B5 (IM V1, IM V3) POWER/SIGNAL CONNECTORS CONN. CAN BE ROTATED BY 270 DEGR., ABSOLUTE ENCODER 2048 P/REV (ENCODER A-2048) WITH DRIVE-CLIQ INTERFACE; PERFORMANCE REDUCTION BY 10% DUE TO ABSOLUTE ENCODER; PLAIN SHAFT, TOLERANCE N; W/O HOLDING BRAKE DEGREE OF PROTECTION IP65 AS FLANGE IP67; PAINT FINISH RAL7016 | 2589 | TEM | 1 | MC | 4.903 | 1
1FK70425AC711FH0 | SIMOTICS S SYNCHRONOUS SERVOMOTORS 1FK7 COMPACT, 3.0 NM, 100 K, 2000 RPM, 0,59KW NATURAL AIR COOLING, IM B5 (IM V1, IM V3) POWER/SIGNAL CONNECTORS CONN. CAN BE ROTATED BY 270 DEGR., ABSOLUTE ENCODER 2048 P/REV (ENCODER A-2048) WITH DRIVE-CLIQ INTERFACE; PERFORMANCE REDUCTION BY 10% DUE TO ABSOLUTE ENCODER; PLAIN SHAFT, TOLERANCE N; WITH HOLDING BRAKE DEGREE OF PROTECTION IP64 | 2719 | TEM | 1 | MC | 5.502 | 1
1FK70425AC711FH2 | SIMOTICS S SYNCHRONOUS SERVOMOTORS 1FK7 COMPACT, 3.0 NM, 100 K, 2000 RPM, 0,59KW NATURAL AIR COOLING, IM B5 (IM V1, IM V3) POWER/SIGNAL CONNECTORS CONN. CAN BE ROTATED BY 270 DEGR., ABSOLUTE ENCODER 2048 P/REV (ENCODER A-2048) WITH DRIVE-CLIQ INTERFACE; PERFORMANCE REDUCTION BY 10% DUE TO ABSOLUTE ENCODER; PLAIN SHAFT, TOLERANCE N; WITH HOLDING BRAKE DEGREE OF PROTECTION IP65 FLANGE ON DRIVE END IP67 | 2821 | TEM | 1 | MC | 5.502 | 1
1FK70425AC711FH3 | SIMOTICS S SYNCHRONOUS SERVOMOTORS 1FK7 COMPACT, 3.0 NM, 100 K, 2000 RPM, 0,59KW NATURAL AIR COOLING, IM B5 (IM V1, IM V3) POWER/SIGNAL CONNECTORS CONN. CAN BE ROTATED BY 270 DEGR., ABSOLUTE ENCODER 2048 P/REV (ENCODER A-2048) WITH DRIVE-CLIQ INTERFACE; PERFORMANCE REDUCTION BY 10% DUE TO ABSOLUTE ENCODER; PLAIN SHAFT, TOLERANCE N; WITH HOLDING BRAKE DEGREE OF PROTECTION IP64; PAINT FINISH RAL7016 | 2768 | TEM | 1 | MC | 5.502 | 1
1FK70425AC711FH5 | SIMOTICS S SYNCHRONOUS SERVOMOTORS 1FK7 COMPACT, 3.0 NM, 100 K, 2000 RPM, 0,59KW NATURAL AIR COOLING, IM B5 (IM V1, IM V3) POWER/SIGNAL CONNECTORS CONN. CAN BE ROTATED BY 270 DEGR., ABSOLUTE ENCODER 2048 P/REV (ENCODER A-2048) WITH DRIVE-CLIQ INTERFACE; PERFORMANCE REDUCTION BY 10% DUE TO ABSOLUTE ENCODER; PLAIN SHAFT, TOLERANCE N; WITH HOLDING BRAKE DEGREE OF PROTECTION IP65 AS FLANGE IP67; PAINT FINISH RAL7016 | 2870 | TEM | 1 | MC | 5.502 | 1
1FK70425AC711GA0 | SIMOTICS S SYNCHRONOUS SERVOMOTORS 1FK7 COMPACT, 3.0 NM, 100 K, 2000 RPM, 0,59KW NATURAL AIR COOLING, IM B5 (IM V1, IM V3) POWER/SIGNAL CONNECTORS CONN. CAN BE ROTATED BY 270 DEGR., BASIC ABSOLUTE ENCODER 32 P/REV (ENCODER A-32); PERFORMANCE REDUCTION BY 10% DUE TO ABSOLUTE ENCODER; SHAFT WITH FITTED KEY, TOLERANCE N; W/O HOLDING BRAKE DEGREE OF PROTECTION IP64 | 1710 | TEM | 1 | MC | 4.903 | 1
1FK70425AC711GA3 | SIMOTICS S SYNCHRONOUS SERVOMOTORS 1FK7 COMPACT, 3.0 NM, 100 K, 2000 RPM, 0,59KW NATURAL AIR COOLING, IM B5 (IM V1, IM V3) POWER/SIGNAL CONNECTORS CONN. CAN BE ROTATED BY 270 DEGR., BASIC ABSOLUTE ENCODER 32 P/REV (ENCODER A-32); PERFORMANCE REDUCTION BY 10% DUE TO ABSOLUTE ENCODER; SHAFT WITH FITTED KEY, TOLERANCE N; W/O HOLDING BRAKE DEGREE OF PROTECTION IP64; PAINT FINISH RAL7016 | 1760 | TEM | 1 | MC | 4.903 | 1
1FK70425AC711GG0 | SIMOTICS S SYNCHRONOUS SERVOMOTORS 1FK7 COMPACT, 3.0 NM, 100 K, 2000 RPM, 0,59KW NATURAL AIR COOLING, IM B5 (IM V1, IM V3) POWER/SIGNAL CONNECTORS CONN. CAN BE ROTATED BY 270 DEGR., BASIC ABSOLUTE ENCODER 32 P/REV (ENCODER A-32); PERFORMANCE REDUCTION BY 10% DUE TO ABSOLUTE ENCODER; PLAIN SHAFT, TOLERANCE N; W/O HOLDING BRAKE DEGREE OF PROTECTION IP64 | 1617 | TEM | 1 | MC | 4.903 | 1
1FK70425AC711GH0 | SIMOTICS S SYNCHRONOUS SERVOMOTORS 1FK7 COMPACT, 3.0 NM, 100 K, 2000 RPM, 0,59KW NATURAL AIR COOLING, IM B5 (IM V1, IM V3) POWER/SIGNAL CONNECTORS CONN. CAN BE ROTATED BY 270 DEGR., BASIC ABSOLUTE ENCODER 32 P/REV (ENCODER A-32); PERFORMANCE REDUCTION BY 10% DUE TO ABSOLUTE ENCODER; PLAIN SHAFT, TOLERANCE N; WITH HOLDING BRAKE DEGREE OF PROTECTION IP64 | 1898 | TEM | 1 | MC | 5.502 | 1
1FK70425AC711KA0 | SIMOTICS S SYNCHRONOUS SERVOMOTORS 1FK7 COMPACT, 3.0 NM, 100 K, 2000 RPM, 0,59KW NATURAL AIR COOLING, IM B5 (IM V1, IM V3) POWER/SIGNAL CONNECTORS CONN. CAN BE ROTATED BY 270 DEGR., BASIC ABSOLUTE ENCODER 32 P/REV (ENCODER A-32) WITH DRIVE-CLIQ INTERFACE; PERFORMANCE REDUCTION BY 10% DUE TO ABSOLUTE ENCODER; SHAFT WITH FITTED KEY, TOLERANCE N; W/O HOLDING BRAKE DEGREE OF PROTECTION IP64 | 1970 | TEM | 1 | MC | 4.903 | 1
1FK70425AC711KA2 | SIMOTICS S SYNCHRONOUS SERVOMOTORS 1FK7 COMPACT, 3.0 NM, 100 K, 2000 RPM, 0,59KW NATURAL AIR COOLING, IM B5 (IM V1, IM V3) POWER/SIGNAL CONNECTORS CONN. CAN BE ROTATED BY 270 DEGR., BASIC ABSOLUTE ENCODER 32 P/REV (ENCODER A-32) WITH DRIVE-CLIQ INTERFACE; PERFORMANCE REDUCTION BY 10% DUE TO ABSOLUTE ENCODER; SHAFT WITH FITTED KEY, TOLERANCE N; W/O HOLDING BRAKE DEGREE OF PROTECTION IP65 FLANGE ON DRIVE END IP67 | 2071 | TEM | 1 | MC | 4.903 | 1
1FK70425AC711KA3 | SIMOTICS S SYNCHRONOUS SERVOMOTORS 1FK7 COMPACT, 3.0 NM, 100 K, 2000 RPM, 0,59KW NATURAL AIR COOLING, IM B5 (IM V1, IM V3) POWER/SIGNAL CONNECTORS CONN. CAN BE ROTATED BY 270 DEGR., BASIC ABSOLUTE ENCODER 32 P/REV (ENCODER A-32) WITH DRIVE-CLIQ INTERFACE; PERFORMANCE REDUCTION BY 10% DUE TO ABSOLUTE ENCODER; SHAFT WITH FITTED KEY, TOLERANCE N; W/O HOLDING BRAKE DEGREE OF PROTECTION IP64; PAINT FINISH RAL7016 | 2019 | TEM | 1 | MC | 4.903 | 1
1FK70425AC711KB0 | SIMOTICS S SYNCHRONOUS SERVOMOTORS 1FK7 COMPACT, 3.0 NM, 100 K, 2000 RPM, 0,59KW NATURAL AIR COOLING, IM B5 (IM V1, IM V3) POWER/SIGNAL CONNECTORS CONN. CAN BE ROTATED BY 270 DEGR., BASIC ABSOLUTE ENCODER 32 P/REV (ENCODER A-32) WITH DRIVE-CLIQ INTERFACE; PERFORMANCE REDUCTION BY 10% DUE TO ABSOLUTE ENCODER; SHAFT WITH FITTED KEY, TOLERANCE N; WITH HOLDING BRAKE DEGREE OF PROTECTION IP64 | 2253 | TEM | 1 | MC | 5.502 | 1
1FK70425AC711KB2 | SIMOTICS S SYNCHRONOUS SERVOMOTORS 1FK7 COMPACT, 3.0 NM, 100 K, 2000 RPM, 0,59KW NATURAL AIR COOLING, IM B5 (IM V1, IM V3) POWER/SIGNAL CONNECTORS CONN. CAN BE ROTATED BY 270 DEGR., BASIC ABSOLUTE ENCODER 32 P/REV (ENCODER A-32) WITH DRIVE-CLIQ INTERFACE; PERFORMANCE REDUCTION BY 10% DUE TO ABSOLUTE ENCODER; SHAFT WITH FITTED KEY, TOLERANCE N; WITH HOLDING BRAKE DEGREE OF PROTECTION IP65 FLANGE ON DRIVE END IP67 | 2355 | TEM | 1 | MC | 5.502 | 1
1FK70425AC711KB3 | SIMOTICS S SYNCHRONOUS SERVOMOTORS 1FK7 COMPACT, 3.0 NM, 100 K, 2000 RPM, 0,59KW NATURAL AIR COOLING, IM B5 (IM V1, IM V3) POWER/SIGNAL CONNECTORS CONN. CAN BE ROTATED BY 270 DEGR., BASIC ABSOLUTE ENCODER 32 P/REV (ENCODER A-32) WITH DRIVE-CLIQ INTERFACE; PERFORMANCE REDUCTION BY 10% DUE TO ABSOLUTE ENCODER; SHAFT WITH FITTED KEY, TOLERANCE N; WITH HOLDING BRAKE DEGREE OF PROTECTION IP64; PAINT FINISH RAL7016 | 2302 | TEM | 1 | MC | 5.502 | 1
1FK70425AC711KG0 | SIMOTICS S SYNCHRONOUS SERVOMOTORS 1FK7 COMPACT, 3.0 NM, 100 K, 2000 RPM, 0,59KW NATURAL AIR COOLING, IM B5 (IM V1, IM V3) POWER/SIGNAL CONNECTORS CONN. CAN BE ROTATED BY 270 DEGR., BASIC ABSOLUTE ENCODER 32 P/REV (ENCODER A-32) WITH DRIVE-CLIQ INTERFACE; PERFORMANCE REDUCTION BY 10% DUE TO ABSOLUTE ENCODER; PLAIN SHAFT, TOLERANCE N; W/O HOLDING BRAKE DEGREE OF PROTECTION IP64 | 1876 | TEM | 1 | MC | 4.903 | 1
1FK70425AC711KG2 | SIMOTICS S SYNCHRONOUS SERVOMOTORS 1FK7 COMPACT, 3.0 NM, 100 K, 2000 RPM, 0,59KW NATURAL AIR COOLING, IM B5 (IM V1, IM V3) POWER/SIGNAL CONNECTORS CONN. CAN BE ROTATED BY 270 DEGR., BASIC ABSOLUTE ENCODER 32 P/REV (ENCODER A-32) WITH DRIVE-CLIQ INTERFACE; PERFORMANCE REDUCTION BY 10% DUE TO ABSOLUTE ENCODER; PLAIN SHAFT, TOLERANCE N; W/O HOLDING BRAKE DEGREE OF PROTECTION IP65 FLANGE ON DRIVE END IP67 | 1978 | TEM | 1 | MC | 4.903 | 1
1FK70425AC711KG3 | SIMOTICS S SYNCHRONOUS SERVOMOTORS 1FK7 COMPACT, 3.0 NM, 100 K, 2000 RPM, 0,59KW NATURAL AIR COOLING, IM B5 (IM V1, IM V3) POWER/SIGNAL CONNECTORS CONN. CAN BE ROTATED BY 270 DEGR., BASIC ABSOLUTE ENCODER 32 P/REV (ENCODER A-32) WITH DRIVE-CLIQ INTERFACE; PERFORMANCE REDUCTION BY 10% DUE TO ABSOLUTE ENCODER; PLAIN SHAFT, TOLERANCE N; W/O HOLDING BRAKE DEGREE OF PROTECTION IP64; PAINT FINISH RAL7016 | 1925 | TEM | 1 | MC | 4.903 | 1
1FK70425AC711KG5 | SIMOTICS S SYNCHRONOUS SERVOMOTORS 1FK7 COMPACT, 3.0 NM, 100 K, 2000 RPM, 0,59KW NATURAL AIR COOLING, IM B5 (IM V1, IM V3) POWER/SIGNAL CONNECTORS CONN. CAN BE ROTATED BY 270 DEGR., BASIC ABSOLUTE ENCODER 32 P/REV (ENCODER A-32) WITH DRIVE-CLIQ INTERFACE; PERFORMANCE REDUCTION BY 10% DUE TO ABSOLUTE ENCODER; PLAIN SHAFT, TOLERANCE N; W/O HOLDING BRAKE DEGREE OF PROTECTION IP65 AS FLANGE IP67; PAINT FINISH RAL7016 | 2027 | TEM | 1 | MC | 4.903 | 1
1FK70425AC711KH0 | SIMOTICS S SYNCHRONOUS SERVOMOTORS 1FK7 COMPACT, 3.0 NM, 100 K, 2000 RPM, 0,59KW NATURAL AIR COOLING, IM B5 (IM V1, IM V3) POWER/SIGNAL CONNECTORS CONN. CAN BE ROTATED BY 270 DEGR., BASIC ABSOLUTE ENCODER 32 P/REV (ENCODER A-32) WITH DRIVE-CLIQ INTERFACE; PERFORMANCE REDUCTION BY 10% DUE TO ABSOLUTE ENCODER; PLAIN SHAFT, TOLERANCE N; WITH HOLDING BRAKE DEGREE OF PROTECTION IP64 | 2157 | TEM | 1 | MC | 5.502 | 1
1FK70425AC711KH3 | SIMOTICS S SYNCHRONOUS SERVOMOTORS 1FK7 COMPACT, 3.0 NM, 100 K, 2000 RPM, 0,59KW NATURAL AIR COOLING, IM B5 (IM V1, IM V3) POWER/SIGNAL CONNECTORS CONN. CAN BE ROTATED BY 270 DEGR., BASIC ABSOLUTE ENCODER 32 P/REV (ENCODER A-32) WITH DRIVE-CLIQ INTERFACE; PERFORMANCE REDUCTION BY 10% DUE TO ABSOLUTE ENCODER; PLAIN SHAFT, TOLERANCE N; WITH HOLDING BRAKE DEGREE OF PROTECTION IP64; PAINT FINISH RAL7016 | 2206 | TEM | 1 | MC | 5.502 | 1
1FK70425AC711KH5 | SIMOTICS S SYNCHRONOUS SERVOMOTORS 1FK7 COMPACT, 3.0 NM, 100 K, 2000 RPM, 0,59KW NATURAL AIR COOLING, IM B5 (IM V1, IM V3) POWER/SIGNAL CONNECTORS CONN. CAN BE ROTATED BY 270 DEGR., BASIC ABSOLUTE ENCODER 32 P/REV (ENCODER A-32) WITH DRIVE-CLIQ INTERFACE; PERFORMANCE REDUCTION BY 10% DUE TO ABSOLUTE ENCODER; PLAIN SHAFT, TOLERANCE N; WITH HOLDING BRAKE DEGREE OF PROTECTION IP65 AS FLANGE IP67; PAINT FINISH RAL7016 | 2308 | TEM | 1 | MC | 5.502 | 1
1FK70425AC711PA0 | SIMOTICS S SYNCHRONOUS SERVOMOTORS 1FK7 COMPACT, 3.0 NM, 100 K, 2000 RPM, 0,59KW NATURAL AIR COOLING, IM B5 (IM V1, IM V3) POWER/SIGNAL CONNECTORS CONN. CAN BE ROTATED BY 270 DEGR., RESOLVER 2-POLE (RESOLVER P=1) WITH DRIVE-CLIQ INTERFACE; SHAFT WITH FITTED KEY, TOLERANCE N; W/O HOLDING BRAKE DEGREE OF PROTECTION IP64 | 1494 | TEM | 1 | MC | 4.903 | 1
1FK70425AC711PA3 | SIMOTICS S SYNCHRONOUS SERVOMOTORS 1FK7 COMPACT, 3.0 NM, 100 K, 2000 RPM, 0,59KW NATURAL AIR COOLING, IM B5 (IM V1, IM V3) POWER/SIGNAL CONNECTORS CONN. CAN BE ROTATED BY 270 DEGR., RESOLVER 2-POLE (RESOLVER P=1) WITH DRIVE-CLIQ INTERFACE; SHAFT WITH FITTED KEY, TOLERANCE N; W/O HOLDING BRAKE DEGREE OF PROTECTION IP64; PAINT FINISH RAL7016 | 1544 | TEM | 1 | MC | 4.903 | 1
1FK70425AC711PA5 | SIMOTICS S SYNCHRONOUS SERVOMOTORS 1FK7 COMPACT, 3.0 NM, 100 K, 2000 RPM, 0,59KW NATURAL AIR COOLING, IM B5 (IM V1, IM V3) POWER/SIGNAL CONNECTORS CONN. CAN BE ROTATED BY 270 DEGR., RESOLVER 2-POLE (RESOLVER P=1) WITH DRIVE-CLIQ INTERFACE; SHAFT WITH FITTED KEY, TOLERANCE N; W/O HOLDING BRAKE DEGREE OF PROTECTION IP65 AS FLANGE IP67; PAINT FINISH RAL7016 | 1645 | TEM | 1 | MC | 4.903 | 1
1FK70425AC711PB0 | SIMOTICS S SYNCHRONOUS SERVOMOTORS 1FK7 COMPACT, 3.0 NM, 100 K, 2000 RPM, 0,59KW NATURAL AIR COOLING, IM B5 (IM V1, IM V3) POWER/SIGNAL CONNECTORS CONN. CAN BE ROTATED BY 270 DEGR., RESOLVER 2-POLE (RESOLVER P=1) WITH DRIVE-CLIQ INTERFACE; SHAFT WITH FITTED KEY, TOLERANCE N; WITH HOLDING BRAKE DEGREE OF PROTECTION IP64 | 1778 | TEM | 1 | MC | 5.502 | 1
1FK70425AC711PB2 | SIMOTICS S SYNCHRONOUS SERVOMOTORS 1FK7 COMPACT, 3.0 NM, 100 K, 2000 RPM, 0,59KW NATURAL AIR COOLING, IM B5 (IM V1, IM V3) POWER/SIGNAL CONNECTORS CONN. CAN BE ROTATED BY 270 DEGR., RESOLVER 2-POLE (RESOLVER P=1) WITH DRIVE-CLIQ INTERFACE; SHAFT WITH FITTED KEY, TOLERANCE N; WITH HOLDING BRAKE DEGREE OF PROTECTION IP65 FLANGE ON DRIVE END IP67 | 1879 | TEM | 1 | MC | 5.502 | 1
1FK70425AC711PB3 | SIMOTICS S SYNCHRONOUS SERVOMOTORS 1FK7 COMPACT, 3.0 NM, 100 K, 2000 RPM, 0,59KW NATURAL AIR COOLING, IM B5 (IM V1, IM V3) POWER/SIGNAL CONNECTORS CONN. CAN BE ROTATED BY 270 DEGR., RESOLVER 2-POLE (RESOLVER P=1) WITH DRIVE-CLIQ INTERFACE; SHAFT WITH FITTED KEY, TOLERANCE N; WITH HOLDING BRAKE DEGREE OF PROTECTION IP64; PAINT FINISH RAL7016 | 1827 | TEM | 1 | MC | 5.502 | 1
1FK70425AC711PG0 | SIMOTICS S SYNCHRONOUS SERVOMOTORS 1FK7 COMPACT, 3.0 NM, 100 K, 2000 RPM, 0,59KW NATURAL AIR COOLING, IM B5 (IM V1, IM V3) POWER/SIGNAL CONNECTORS CONN. CAN BE ROTATED BY 270 DEGR., RESOLVER 2-POLE (RESOLVER P=1) WITH DRIVE-CLIQ INTERFACE; PLAIN SHAFT, TOLERANCE N; W/O HOLDING BRAKE DEGREE OF PROTECTION IP64 | 1401 | TEM | 1 | MC | 4.903 | 1
1FK70425AC711PG3 | SIMOTICS S SYNCHRONOUS SERVOMOTORS 1FK7 COMPACT, 3.0 NM, 100 K, 2000 RPM, 0,59KW NATURAL AIR COOLING, IM B5 (IM V1, IM V3) POWER/SIGNAL CONNECTORS CONN. CAN BE ROTATED BY 270 DEGR., RESOLVER 2-POLE (RESOLVER P=1) WITH DRIVE-CLIQ INTERFACE; PLAIN SHAFT, TOLERANCE N; W/O HOLDING BRAKE DEGREE OF PROTECTION IP64; PAINT FINISH RAL7016 | 1450 | TEM | 1 | MC | 4.903 | 1
1FK70425AC711PH0 | SIMOTICS S SYNCHRONOUS SERVOMOTORS 1FK7 COMPACT, 3.0 NM, 100 K, 2000 RPM, 0,59KW NATURAL AIR COOLING, IM B5 (IM V1, IM V3) POWER/SIGNAL CONNECTORS CONN. CAN BE ROTATED BY 270 DEGR., RESOLVER 2-POLE (RESOLVER P=1) WITH DRIVE-CLIQ INTERFACE; PLAIN SHAFT, TOLERANCE N; WITH HOLDING BRAKE DEGREE OF PROTECTION IP64 | 1682 | TEM | 1 | MC | 5.502 | 1
1FK70425AC711PH3 | SIMOTICS S SYNCHRONOUS SERVOMOTORS 1FK7 COMPACT, 3.0 NM, 100 K, 2000 RPM, 0,59KW NATURAL AIR COOLING, IM B5 (IM V1, IM V3) POWER/SIGNAL CONNECTORS CONN. CAN BE ROTATED BY 270 DEGR., RESOLVER 2-POLE (RESOLVER P=1) WITH DRIVE-CLIQ INTERFACE; PLAIN SHAFT, TOLERANCE N; WITH HOLDING BRAKE DEGREE OF PROTECTION IP64; PAINT FINISH RAL7016 | 1731 | TEM | 1 | MC | 5.502 | 1
1FK70425AC711SH0 | SIMOTICS S SYNCHRONOUS SERVOMOTORS 1FK7 COMPACT, 3.0 NM, 100 K, 2000 RPM, 0,59KW NATURAL AIR COOLING, IM B5 (IM V1, IM V3) POWER/SIGNAL CONNECTORS CONN. CAN BE ROTATED BY 270 DEGR., RESOLVER MULTI-POLE (RESOLVER P=4); PLAIN SHAFT, TOLERANCE N; WITH HOLDING BRAKE DEGREE OF PROTECTION IP64 | 1420 | TEM | 1 | MC | 5.502 | 1
1FK70425AC711SH3 | SIMOTICS S SYNCHRONOUS SERVOMOTORS 1FK7 COMPACT, 3.0 NM, 100 K, 2000 RPM, 0,59KW NATURAL AIR COOLING, IM B5 (IM V1, IM V3) POWER/SIGNAL CONNECTORS CONN. CAN BE ROTATED BY 270 DEGR., RESOLVER MULTI-POLE (RESOLVER P=4); PLAIN SHAFT, TOLERANCE N; WITH HOLDING BRAKE DEGREE OF PROTECTION IP64; PAINT FINISH RAL7016 | 1469 | TEM | 1 | MC | 5.502 | 1
1FK70425AC711TA0 | SIMOTICS S SYNCHRONOUS SERVOMOTORS 1FK7 COMPACT, 3.0 NM, 100 K, 2000 RPM, 0,59KW NATURAL AIR COOLING, IM B5 (IM V1, IM V3) POWER/SIGNAL CONNECTORS CONN. CAN BE ROTATED BY 270 DEGR., RESOLVER 2-POLE (RESOLVER P=1); SHAFT WITH FITTED KEY, TOLERANCE N; W/O HOLDING BRAKE DEGREE OF PROTECTION IP64 | 1233 | TEM | 1 | MC | 4.903 | 1
1FK70425AC711UA0 | SIMOTICS S SYNCHRONOUS SERVOMOTORS 1FK7 COMPACT, 3.0 NM, 100 K, 2000 RPM, 0,59KW NATURAL AIR COOLING, IM B5 (IM V1, IM V3) POWER/SIGNAL CONNECTORS CONN. CAN BE ROTATED BY 270 DEGR., RESOLVER MULTI-POLE (RESOLVER P=4) WITH DRIVE-CLIQ INTERFACE; SHAFT WITH FITTED KEY, TOLERANCE N; W/O HOLDING BRAKE DEGREE OF PROTECTION IP64 | 1494 | TEM | 1 | MC | 4.903 | 1
1FK70425AC711UA3 | SIMOTICS S SYNCHRONOUS SERVOMOTORS 1FK7 COMPACT, 3.0 NM, 100 K, 2000 RPM, 0,59KW NATURAL AIR COOLING, IM B5 (IM V1, IM V3) POWER/SIGNAL CONNECTORS CONN. CAN BE ROTATED BY 270 DEGR., RESOLVER MULTI-POLE (RESOLVER P=4) WITH DRIVE-CLIQ INTERFACE; SHAFT WITH FITTED KEY, TOLERANCE N; W/O HOLDING BRAKE DEGREE OF PROTECTION IP64; PAINT FINISH RAL7016 | 1544 | TEM | 1 | MC | 4.903 | 1
1FK70425AC711UA5 | SIMOTICS S SYNCHRONOUS SERVOMOTORS 1FK7 COMPACT, 3.0 NM, 100 K, 2000 RPM, 0,59KW NATURAL AIR COOLING, IM B5 (IM V1, IM V3) POWER/SIGNAL CONNECTORS CONN. CAN BE ROTATED BY 270 DEGR., RESOLVER MULTI-POLE (RESOLVER P=4) WITH DRIVE-CLIQ INTERFACE; SHAFT WITH FITTED KEY, TOLERANCE N; W/O HOLDING BRAKE DEGREE OF PROTECTION IP65 AS FLANGE IP67; PAINT FINISH RAL7016 | 1645 | TEM | 1 | MC | 4.903 | 1
1FK70425AC711UB0 | SIMOTICS S SYNCHRONOUS SERVOMOTORS 1FK7 COMPACT, 3.0 NM, 100 K, 2000 RPM, 0,59KW NATURAL AIR COOLING, IM B5 (IM V1, IM V3) POWER/SIGNAL CONNECTORS CONN. CAN BE ROTATED BY 270 DEGR., RESOLVER MULTI-POLE (RESOLVER P=4) WITH DRIVE-CLIQ INTERFACE; SHAFT WITH FITTED KEY, TOLERANCE N; WITH HOLDING BRAKE DEGREE OF PROTECTION IP64 | 1778 | TEM | 1 | MC | 5.502 | 1
1FK70425AC711UG0 | SIMOTICS S SYNCHRONOUS SERVOMOTORS 1FK7 COMPACT, 3.0 NM, 100 K, 2000 RPM, 0,59KW NATURAL AIR COOLING, IM B5 (IM V1, IM V3) POWER/SIGNAL CONNECTORS CONN. CAN BE ROTATED BY 270 DEGR., RESOLVER MULTI-POLE (RESOLVER P=4) WITH DRIVE-CLIQ INTERFACE; PLAIN SHAFT, TOLERANCE N; W/O HOLDING BRAKE DEGREE OF PROTECTION IP64 | 1401 | TEM | 1 | MC | 4.903 | 1
1FK70425AC711UG3 | SIMOTICS S SYNCHRONOUS SERVOMOTORS 1FK7 COMPACT, 3.0 NM, 100 K, 2000 RPM, 0,59KW NATURAL AIR COOLING, IM B5 (IM V1, IM V3) POWER/SIGNAL CONNECTORS CONN. CAN BE ROTATED BY 270 DEGR., RESOLVER MULTI-POLE (RESOLVER P=4) WITH DRIVE-CLIQ INTERFACE; PLAIN SHAFT, TOLERANCE N; W/O HOLDING BRAKE DEGREE OF PROTECTION IP64; PAINT FINISH RAL7016 | 1450 | TEM | 1 | MC | 4.903 | 1
1FK70425AC711UG5 | SIMOTICS S SYNCHRONOUS SERVOMOTORS 1FK7 COMPACT, 3.0 NM, 100 K, 2000 RPM, 0,59KW NATURAL AIR COOLING, IM B5 (IM V1, IM V3) POWER/SIGNAL CONNECTORS CONN. CAN BE ROTATED BY 270 DEGR., RESOLVER MULTI-POLE (RESOLVER P=4) WITH DRIVE-CLIQ INTERFACE; PLAIN SHAFT, TOLERANCE N; W/O HOLDING BRAKE DEGREE OF PROTECTION IP65 AS FLANGE IP67; PAINT FINISH RAL7016 | 1551 | TEM | 1 | MC | 4.903 | 1
1FK70425AC711UH0 | SIMOTICS S SYNCHRONOUS SERVOMOTORS 1FK7 COMPACT, 3.0 NM, 100 K, 2000 RPM, 0,59KW NATURAL AIR COOLING, IM B5 (IM V1, IM V3) POWER/SIGNAL CONNECTORS CONN. CAN BE ROTATED BY 270 DEGR., RESOLVER MULTI-POLE (RESOLVER P=4) WITH DRIVE-CLIQ INTERFACE; PLAIN SHAFT, TOLERANCE N; WITH HOLDING BRAKE DEGREE OF PROTECTION IP64 | 1682 | TEM | 1 | MC | 5.502 | 1
1FK70425AC711UH3 | SIMOTICS S SYNCHRONOUS SERVOMOTORS 1FK7 COMPACT, 3.0 NM, 100 K, 2000 RPM, 0,59KW NATURAL AIR COOLING, IM B5 (IM V1, IM V3) POWER/SIGNAL CONNECTORS CONN. CAN BE ROTATED BY 270 DEGR., RESOLVER MULTI-POLE (RESOLVER P=4) WITH DRIVE-CLIQ INTERFACE; PLAIN SHAFT, TOLERANCE N; WITH HOLDING BRAKE DEGREE OF PROTECTION IP64; PAINT FINISH RAL7016 | 1731 | TEM | 1 | MC | 5.502 | 1
1FK70425AF211AA0 | SIMOTICS S SYNCHRONOUS SERVOMOTORS 1FK7 COMPACT, ZK 300 V 3,0 NM, 100K, 3000 RPM, 0,82KW NATURAL AIR COOLING, IM B5 (IM V1, IM V3) POWER/SIGNAL CONNECTORS CONN. CAN BE ROTATED BY 270 DEGR., INCREM. ENCODER, SIN/COS 1 VPP 2048 P/REV (ENCODER I-2048); SHAFT WITH FITTED KEY, TOLERANCE N; W/O HOLDING BRAKE DEGREE OF PROTECTION IP64 | 1869 | TEM | 1 | MC | 4.903 | 1
1FK70425AF211AA2 | SIMOTICS S SYNCHRONOUS SERVOMOTORS 1FK7 COMPACT, ZK 300 V 3,0 NM, 100K, 3000 RPM, 0,82KW NATURAL AIR COOLING, IM B5 (IM V1, IM V3) POWER/SIGNAL CONNECTORS CONN. CAN BE ROTATED BY 270 DEGR., INCREM. ENCODER, SIN/COS 1 VPP 2048 P/REV (ENCODER I-2048); SHAFT WITH FITTED KEY, TOLERANCE N; W/O HOLDING BRAKE DEGREE OF PROTECTION IP65 FLANGE ON DRIVE END IP67 | 1971 | TEM | 1 | MC | 4.903 | 1
1FK70425AF211AA3 | SIMOTICS S SYNCHRONOUS SERVOMOTORS 1FK7 COMPACT, ZK 300 V 3,0 NM, 100K, 3000 RPM, 0,82KW NATURAL AIR COOLING, IM B5 (IM V1, IM V3) POWER/SIGNAL CONNECTORS CONN. CAN BE ROTATED BY 270 DEGR., INCREM. ENCODER, SIN/COS 1 VPP 2048 P/REV (ENCODER I-2048); SHAFT WITH FITTED KEY, TOLERANCE N; W/O HOLDING BRAKE DEGREE OF PROTECTION IP64; PAINT FINISH RAL7016 | 1918 | TEM | 1 | MC | 4.903 | 1
1FK70425AF211AA5 | SIMOTICS S SYNCHRONOUS SERVOMOTORS 1FK7 COMPACT, ZK 300 V 3,0 NM, 100K, 3000 RPM, 0,82KW NATURAL AIR COOLING, IM B5 (IM V1, IM V3) POWER/SIGNAL CONNECTORS CONN. CAN BE ROTATED BY 270 DEGR., INCREM. ENCODER, SIN/COS 1 VPP 2048 P/REV (ENCODER I-2048); SHAFT WITH FITTED KEY, TOLERANCE N; W/O HOLDING BRAKE DEGREE OF PROTECTION IP65 AS FLANGE IP67; PAINT FINISH RAL7016 | 2020 | TEM | 1 | MC | 4.903 | 1
1FK70425AF211AA8 | SIMOTICS S SYNCHRONOUS SERVOMOTORS 1FK7 COMPACT, ZK 300 V 3,0 NM, 100K, 3000 RPM, 0,82KW NATURAL AIR COOLING, IM B5 (IM V1, IM V3) POWER/SIGNAL CONNECTORS CONN. CAN BE ROTATED BY 270 DEGR., INCREM. ENCODER, SIN/COS 1 VPP 2048 P/REV (ENCODER I-2048); SHAFT WITH FITTED KEY, TOLERANCE N; W/O HOLDING BRAKE DEGREE OF PROTECTION IP65 IP67 D-END FLANGE; RAL7016 COATING; METALLIC RATING PLATE AT MOTOR | 2128 | TEM | 1 | MC | 4.903 | 1
1FK70425AF211AB0 | SIMOTICS S SYNCHRONOUS SERVOMOTORS 1FK7 COMPACT, ZK 300 V 3,0 NM, 100K, 3000 RPM, 0,82KW NATURAL AIR COOLING, IM B5 (IM V1, IM V3) POWER/SIGNAL CONNECTORS CONN. CAN BE ROTATED BY 270 DEGR., INCREM. ENCODER, SIN/COS 1 VPP 2048 P/REV (ENCODER I-2048); SHAFT WITH FITTED KEY, TOLERANCE N; WITH HOLDING BRAKE DEGREE OF PROTECTION IP64 | 2152 | TEM | 1 | MC | 5.502 | 1
1FK70425AF211AB2 | SIMOTICS S SYNCHRONOUS SERVOMOTORS 1FK7 COMPACT, ZK 300 V 3,0 NM, 100K, 3000 RPM, 0,82KW NATURAL AIR COOLING, IM B5 (IM V1, IM V3) POWER/SIGNAL CONNECTORS CONN. CAN BE ROTATED BY 270 DEGR., INCREM. ENCODER, SIN/COS 1 VPP 2048 P/REV (ENCODER I-2048); SHAFT WITH FITTED KEY, TOLERANCE N; WITH HOLDING BRAKE DEGREE OF PROTECTION IP65 FLANGE ON DRIVE END IP67 | 2254 | TEM | 1 | MC | 5.502 | 1
1FK70425AF211AB3 | SIMOTICS S SYNCHRONOUS SERVOMOTORS 1FK7 COMPACT, ZK 300 V 3,0 NM, 100K, 3000 RPM, 0,82KW NATURAL AIR COOLING, IM B5 (IM V1, IM V3) POWER/SIGNAL CONNECTORS CONN. CAN BE ROTATED BY 270 DEGR., INCREM. ENCODER, SIN/COS 1 VPP 2048 P/REV (ENCODER I-2048); SHAFT WITH FITTED KEY, TOLERANCE N; WITH HOLDING BRAKE DEGREE OF PROTECTION IP64; PAINT FINISH RAL7016 | 2202 | TEM | 1 | MC | 5.502 | 1
1FK70425AF211AB5 | SIMOTICS S SYNCHRONOUS SERVOMOTORS 1FK7 COMPACT, ZK 300 V 3,0 NM, 100K, 3000 RPM, 0,82KW NATURAL AIR COOLING, IM B5 (IM V1, IM V3) POWER/SIGNAL CONNECTORS CONN. CAN BE ROTATED BY 270 DEGR., INCREM. ENCODER, SIN/COS 1 VPP 2048 P/REV (ENCODER I-2048); SHAFT WITH FITTED KEY, TOLERANCE N; WITH HOLDING BRAKE DEGREE OF PROTECTION IP65 AS FLANGE IP67; PAINT FINISH RAL7016 | 2303 | TEM | 1 | MC | 5.502 | 1
1FK70425AF211AB8 | SIMOTICS S SYNCHRONOUS SERVOMOTORS 1FK7 COMPACT, ZK 300 V 3,0 NM, 100K, 3000 RPM, 0,82KW NATURAL AIR COOLING, IM B5 (IM V1, IM V3) POWER/SIGNAL CONNECTORS CONN. CAN BE ROTATED BY 270 DEGR., INCREM. ENCODER, SIN/COS 1 VPP 2048 P/REV (ENCODER I-2048); SHAFT WITH FITTED KEY, TOLERANCE N; WITH HOLDING BRAKE DEGREE OF PROTECTION IP65 IP67 D-END FLANGE; RAL7016 COATING; METALLIC RATING PLATE AT MOTOR | 2412 | TEM | 1 | MC | 5.502 | 1
1FK70425AF211AG0 | SIMOTICS S SYNCHRONOUS SERVOMOTORS 1FK7 COMPACT, ZK 300 V 3,0 NM, 100K, 3000 RPM, 0,82KW NATURAL AIR COOLING, IM B5 (IM V1, IM V3) POWER/SIGNAL CONNECTORS CONN. CAN BE ROTATED BY 270 DEGR., INCREM. ENCODER, SIN/COS 1 VPP 2048 P/REV (ENCODER I-2048); PLAIN SHAFT, TOLERANCE N; W/O HOLDING BRAKE DEGREE OF PROTECTION IP64 | 1775 | TEM | 1 | MC | 4.903 | 1
1FK70425AF211AG2 | SIMOTICS S SYNCHRONOUS SERVOMOTORS 1FK7 COMPACT, ZK 300 V 3,0 NM, 100K, 3000 RPM, 0,82KW NATURAL AIR COOLING, IM B5 (IM V1, IM V3) POWER/SIGNAL CONNECTORS CONN. CAN BE ROTATED BY 270 DEGR., INCREM. ENCODER, SIN/COS 1 VPP 2048 P/REV (ENCODER I-2048); PLAIN SHAFT, TOLERANCE N; W/O HOLDING BRAKE DEGREE OF PROTECTION IP65 FLANGE ON DRIVE END IP67 | 1877 | TEM | 1 | MC | 4.903 | 1
1FK70425AF211AG3 | SIMOTICS S SYNCHRONOUS SERVOMOTORS 1FK7 COMPACT, ZK 300 V 3,0 NM, 100K, 3000 RPM, 0,82KW NATURAL AIR COOLING, IM B5 (IM V1, IM V3) POWER/SIGNAL CONNECTORS CONN. CAN BE ROTATED BY 270 DEGR., INCREM. ENCODER, SIN/COS 1 VPP 2048 P/REV (ENCODER I-2048); PLAIN SHAFT, TOLERANCE N; W/O HOLDING BRAKE DEGREE OF PROTECTION IP64; PAINT FINISH RAL7016 | 1825 | TEM | 1 | MC | 4.903 | 1
1FK70425AF211AG5 | SIMOTICS S SYNCHRONOUS SERVOMOTORS 1FK7 COMPACT, ZK 300 V 3,0 NM, 100K, 3000 RPM, 0,82KW NATURAL AIR COOLING, IM B5 (IM V1, IM V3) POWER/SIGNAL CONNECTORS CONN. CAN BE ROTATED BY 270 DEGR., INCREM. ENCODER, SIN/COS 1 VPP 2048 P/REV (ENCODER I-2048); PLAIN SHAFT, TOLERANCE N; W/O HOLDING BRAKE DEGREE OF PROTECTION IP65 AS FLANGE IP67; PAINT FINISH RAL7016 | 1926 | TEM | 1 | MC | 4.903 | 1
1FK70425AF211AG8 | SIMOTICS S SYNCHRONOUS SERVOMOTORS 1FK7 COMPACT, ZK 300 V 3,0 NM, 100K, 3000 RPM, 0,82KW NATURAL AIR COOLING, IM B5 (IM V1, IM V3) POWER/SIGNAL CONNECTORS CONN. CAN BE ROTATED BY 270 DEGR., INCREM. ENCODER, SIN/COS 1 VPP 2048 P/REV (ENCODER I-2048); PLAIN SHAFT, TOLERANCE N; W/O HOLDING BRAKE DEGREE OF PROTECTION IP65 IP67 D-END FLANGE; RAL7016 COATING; METALLIC RATING PLATE AT MOTOR | 2035 | TEM | 1 | MC | 4.903 | 1
1FK70425AF211AH0 | SIMOTICS S SYNCHRONOUS SERVOMOTORS 1FK7 COMPACT, ZK 300 V 3,0 NM, 100K, 3000 RPM, 0,82KW NATURAL AIR COOLING, IM B5 (IM V1, IM V3) POWER/SIGNAL CONNECTORS CONN. CAN BE ROTATED BY 270 DEGR., INCREM. ENCODER, SIN/COS 1 VPP 2048 P/REV (ENCODER I-2048); PLAIN SHAFT, TOLERANCE N; WITH HOLDING BRAKE DEGREE OF PROTECTION IP64 | 2056 | TEM | 1 | MC | 5.502 | 1
1FK70425AF211AH2 | SIMOTICS S SYNCHRONOUS SERVOMOTORS 1FK7 COMPACT, ZK 300 V 3,0 NM, 100K, 3000 RPM, 0,82KW NATURAL AIR COOLING, IM B5 (IM V1, IM V3) POWER/SIGNAL CONNECTORS CONN. CAN BE ROTATED BY 270 DEGR., INCREM. ENCODER, SIN/COS 1 VPP 2048 P/REV (ENCODER I-2048); PLAIN SHAFT, TOLERANCE N; WITH HOLDING BRAKE DEGREE OF PROTECTION IP65 FLANGE ON DRIVE END IP67 | 2158 | TEM | 1 | MC | 5.502 | 1
1FK70425AF211AH3 | SIMOTICS S SYNCHRONOUS SERVOMOTORS 1FK7 COMPACT, ZK 300 V 3,0 NM, 100K, 3000 RPM, 0,82KW NATURAL AIR COOLING, IM B5 (IM V1, IM V3) POWER/SIGNAL CONNECTORS CONN. CAN BE ROTATED BY 270 DEGR., INCREM. ENCODER, SIN/COS 1 VPP 2048 P/REV (ENCODER I-2048); PLAIN SHAFT, TOLERANCE N; WITH HOLDING BRAKE DEGREE OF PROTECTION IP64; PAINT FINISH RAL7016 | 2105 | TEM | 1 | MC | 5.502 | 1
1FK70425AF211AH5 | SIMOTICS S SYNCHRONOUS SERVOMOTORS 1FK7 COMPACT, ZK 300 V 3,0 NM, 100K, 3000 RPM, 0,82KW NATURAL AIR COOLING, IM B5 (IM V1, IM V3) POWER/SIGNAL CONNECTORS CONN. CAN BE ROTATED BY 270 DEGR., INCREM. ENCODER, SIN/COS 1 VPP 2048 P/REV (ENCODER I-2048); PLAIN SHAFT, TOLERANCE N; WITH HOLDING BRAKE DEGREE OF PROTECTION IP65 AS FLANGE IP67; PAINT FINISH RAL7016 | 2207 | TEM | 1 | MC | 5.502 | 1
1FK70425AF211AH8 | SIMOTICS S SYNCHRONOUS SERVOMOTORS 1FK7 COMPACT, ZK 300 V 3,0 NM, 100K, 3000 RPM, 0,82KW NATURAL AIR COOLING, IM B5 (IM V1, IM V3) POWER/SIGNAL CONNECTORS CONN. CAN BE ROTATED BY 270 DEGR., INCREM. ENCODER, SIN/COS 1 VPP 2048 P/REV (ENCODER I-2048); PLAIN SHAFT, TOLERANCE N; WITH HOLDING BRAKE DEGREE OF PROTECTION IP65 IP67 D-END FLANGE; RAL7016 COATING; METALLIC RATING PLATE AT MOTOR | 2316 | TEM | 1 | MC | 5.502 | 1
1FK70425AF211DA0 | SIMOTICS S SYNCHRONOUS SERVOMOTORS 1FK7 COMPACT, ZK 300 V 3,0 NM, 100K, 3000 RPM, 0,82KW NATURAL AIR COOLING, IM B5 (IM V1, IM V3) POWER/SIGNAL CONNECTORS CONN. CAN BE ROTATED BY 270 DEGR., INCREMENTAL ENCODER 2048 P/REV (ENCODER I-2048) WITH DRIVE-CLIQ INTERFACE; SHAFT WITH FITTED KEY, TOLERANCE N; W/O HOLDING BRAKE DEGREE OF PROTECTION IP64 | 2131 | TEM | 1 | MC | 4.903 | 1
1FK70425AF211DA2 | SIMOTICS S SYNCHRONOUS SERVOMOTORS 1FK7 COMPACT, ZK 300 V 3,0 NM, 100K, 3000 RPM, 0,82KW NATURAL AIR COOLING, IM B5 (IM V1, IM V3) POWER/SIGNAL CONNECTORS CONN. CAN BE ROTATED BY 270 DEGR., INCREMENTAL ENCODER 2048 P/REV (ENCODER I-2048) WITH DRIVE-CLIQ INTERFACE; SHAFT WITH FITTED KEY, TOLERANCE N; W/O HOLDING BRAKE DEGREE OF PROTECTION IP65 FLANGE ON DRIVE END IP67 | 2232 | TEM | 1 | MC | 4.903 | 1
1FK70425AF211DA3 | SIMOTICS S SYNCHRONOUS SERVOMOTORS 1FK7 COMPACT, ZK 300 V 3,0 NM, 100K, 3000 RPM, 0,82KW NATURAL AIR COOLING, IM B5 (IM V1, IM V3) POWER/SIGNAL CONNECTORS CONN. CAN BE ROTATED BY 270 DEGR., INCREMENTAL ENCODER 2048 P/REV (ENCODER I-2048) WITH DRIVE-CLIQ INTERFACE; SHAFT WITH FITTED KEY, TOLERANCE N; W/O HOLDING BRAKE DEGREE OF PROTECTION IP64; PAINT FINISH RAL7016 | 2180 | TEM | 1 | MC | 4.903 | 1
1FK70425AF211DA5 | SIMOTICS S SYNCHRONOUS SERVOMOTORS 1FK7 COMPACT, ZK 300 V 3,0 NM, 100K, 3000 RPM, 0,82KW NATURAL AIR COOLING, IM B5 (IM V1, IM V3) POWER/SIGNAL CONNECTORS CONN. CAN BE ROTATED BY 270 DEGR., INCREMENTAL ENCODER 2048 P/REV (ENCODER I-2048) WITH DRIVE-CLIQ INTERFACE; SHAFT WITH FITTED KEY, TOLERANCE N; W/O HOLDING BRAKE DEGREE OF PROTECTION IP65 AS FLANGE IP67; PAINT FINISH RAL7016 | 2282 | TEM | 1 | MC | 4.903 | 1
1FK70425AF211DA8 | SIMOTICS S SYNCHRONOUS SERVOMOTORS 1FK7 COMPACT, ZK 300 V 3,0 NM, 100K, 3000 RPM, 0,82KW NATURAL AIR COOLING, IM B5 (IM V1, IM V3) POWER/SIGNAL CONNECTORS CONN. CAN BE ROTATED BY 270 DEGR., INCREMENTAL ENCODER 2048 P/REV (ENCODER I-2048) WITH DRIVE-CLIQ INTERFACE; SHAFT WITH FITTED KEY, TOLERANCE N; W/O HOLDING BRAKE DEGREE OF PROTECTION IP65 IP67 D-END FLANGE; RAL7016 COATING; METALLIC RATING PLATE AT MOTOR | 2390 | TEM | 1 | MC | 4.903 | 1
1FK70425AF211DB0 | SIMOTICS S SYNCHRONOUS SERVOMOTORS 1FK7 COMPACT, ZK 300 V 3,0 NM, 100K, 3000 RPM, 0,82KW NATURAL AIR COOLING, IM B5 (IM V1, IM V3) POWER/SIGNAL CONNECTORS CONN. CAN BE ROTATED BY 270 DEGR., INCREMENTAL ENCODER 2048 P/REV (ENCODER I-2048) WITH DRIVE-CLIQ INTERFACE; SHAFT WITH FITTED KEY, TOLERANCE N; WITH HOLDING BRAKE DEGREE OF PROTECTION IP64 | 2414 | TEM | 1 | MC | 5.502 | 1
1FK70425AF211DB2 | SIMOTICS S SYNCHRONOUS SERVOMOTORS 1FK7 COMPACT, ZK 300 V 3,0 NM, 100K, 3000 RPM, 0,82KW NATURAL AIR COOLING, IM B5 (IM V1, IM V3) POWER/SIGNAL CONNECTORS CONN. CAN BE ROTATED BY 270 DEGR., INCREMENTAL ENCODER 2048 P/REV (ENCODER I-2048) WITH DRIVE-CLIQ INTERFACE; SHAFT WITH FITTED KEY, TOLERANCE N; WITH HOLDING BRAKE DEGREE OF PROTECTION IP65 FLANGE ON DRIVE END IP67 | 2516 | TEM | 1 | MC | 5.502 | 1
1FK70425AF211DB3 | SIMOTICS S SYNCHRONOUS SERVOMOTORS 1FK7 COMPACT, ZK 300 V 3,0 NM, 100K, 3000 RPM, 0,82KW NATURAL AIR COOLING, IM B5 (IM V1, IM V3) POWER/SIGNAL CONNECTORS CONN. CAN BE ROTATED BY 270 DEGR., INCREMENTAL ENCODER 2048 P/REV (ENCODER I-2048) WITH DRIVE-CLIQ INTERFACE; SHAFT WITH FITTED KEY, TOLERANCE N; WITH HOLDING BRAKE DEGREE OF PROTECTION IP64; PAINT FINISH RAL7016 | 2463 | TEM | 1 | MC | 5.502 | 1
1FK70425AF211DB5 | SIMOTICS S SYNCHRONOUS SERVOMOTORS 1FK7 COMPACT, ZK 300 V 3,0 NM, 100K, 3000 RPM, 0,82KW NATURAL AIR COOLING, IM B5 (IM V1, IM V3) POWER/SIGNAL CONNECTORS CONN. CAN BE ROTATED BY 270 DEGR., INCREMENTAL ENCODER 2048 P/REV (ENCODER I-2048) WITH DRIVE-CLIQ INTERFACE; SHAFT WITH FITTED KEY, TOLERANCE N; WITH HOLDING BRAKE DEGREE OF PROTECTION IP65 AS FLANGE IP67; PAINT FINISH RAL7016 | 2565 | TEM | 1 | MC | 5.502 | 1
1FK70425AF211DB8 | SIMOTICS S SYNCHRONOUS SERVOMOTORS 1FK7 COMPACT, ZK 300 V 3,0 NM, 100K, 3000 RPM, 0,82KW NATURAL AIR COOLING, IM B5 (IM V1, IM V3) POWER/SIGNAL CONNECTORS CONN. CAN BE ROTATED BY 270 DEGR., INCREMENTAL ENCODER 2048 P/REV (ENCODER I-2048) WITH DRIVE-CLIQ INTERFACE; SHAFT WITH FITTED KEY, TOLERANCE N; WITH HOLDING BRAKE DEGREE OF PROTECTION IP65 IP67 D-END FLANGE; RAL7016 COATING; METALLIC RATING PLATE AT MOTOR | 2674 | TEM | 1 | MC | 5.502 | 1
1FK70425AF211DG0 | SIMOTICS S SYNCHRONOUS SERVOMOTORS 1FK7 COMPACT, ZK 300 V 3,0 NM, 100K, 3000 RPM, 0,82KW NATURAL AIR COOLING, IM B5 (IM V1, IM V3) POWER/SIGNAL CONNECTORS CONN. CAN BE ROTATED BY 270 DEGR., INCREMENTAL ENCODER 2048 P/REV (ENCODER I-2048) WITH DRIVE-CLIQ INTERFACE; PLAIN SHAFT, TOLERANCE N; W/O HOLDING BRAKE DEGREE OF PROTECTION IP64 | 2037 | TEM | 1 | MC | 4.903 | 1
1FK70425AF211DG2 | SIMOTICS S SYNCHRONOUS SERVOMOTORS 1FK7 COMPACT, ZK 300 V 3,0 NM, 100K, 3000 RPM, 0,82KW NATURAL AIR COOLING, IM B5 (IM V1, IM V3) POWER/SIGNAL CONNECTORS CONN. CAN BE ROTATED BY 270 DEGR., INCREMENTAL ENCODER 2048 P/REV (ENCODER I-2048) WITH DRIVE-CLIQ INTERFACE; PLAIN SHAFT, TOLERANCE N; W/O HOLDING BRAKE DEGREE OF PROTECTION IP65 FLANGE ON DRIVE END IP67 | 2139 | TEM | 1 | MC | 4.903 | 1
1FK70425AF211DG3 | SIMOTICS S SYNCHRONOUS SERVOMOTORS 1FK7 COMPACT, ZK 300 V 3,0 NM, 100K, 3000 RPM, 0,82KW NATURAL AIR COOLING, IM B5 (IM V1, IM V3) POWER/SIGNAL CONNECTORS CONN. CAN BE ROTATED BY 270 DEGR., INCREMENTAL ENCODER 2048 P/REV (ENCODER I-2048) WITH DRIVE-CLIQ INTERFACE; PLAIN SHAFT, TOLERANCE N; W/O HOLDING BRAKE DEGREE OF PROTECTION IP64; PAINT FINISH RAL7016 | 2086 | TEM | 1 | MC | 4.903 | 1
1FK70425AF211DG5 | SIMOTICS S SYNCHRONOUS SERVOMOTORS 1FK7 COMPACT, ZK 300 V 3,0 NM, 100K, 3000 RPM, 0,82KW NATURAL AIR COOLING, IM B5 (IM V1, IM V3) POWER/SIGNAL CONNECTORS CONN. CAN BE ROTATED BY 270 DEGR., INCREMENTAL ENCODER 2048 P/REV (ENCODER I-2048) WITH DRIVE-CLIQ INTERFACE; PLAIN SHAFT, TOLERANCE N; W/O HOLDING BRAKE DEGREE OF PROTECTION IP65 AS FLANGE IP67; PAINT FINISH RAL7016 | 2188 | TEM | 1 | MC | 4.903 | 1
1FK70425AF211DG8 | SIMOTICS S SYNCHRONOUS SERVOMOTORS 1FK7 COMPACT, ZK 300 V 3,0 NM, 100K, 3000 RPM, 0,82KW NATURAL AIR COOLING, IM B5 (IM V1, IM V3) POWER/SIGNAL CONNECTORS CONN. CAN BE ROTATED BY 270 DEGR., INCREMENTAL ENCODER 2048 P/REV (ENCODER I-2048) WITH DRIVE-CLIQ INTERFACE; PLAIN SHAFT, TOLERANCE N; W/O HOLDING BRAKE DEGREE OF PROTECTION IP65 IP67 D-END FLANGE; RAL7016 COATING; METALLIC RATING PLATE AT MOTOR | 2296 | TEM | 1 | MC | 4.903 | 1
1FK70425AF211DH0 | SIMOTICS S SYNCHRONOUS SERVOMOTORS 1FK7 COMPACT, ZK 300 V 3,0 NM, 100K, 3000 RPM, 0,82KW NATURAL AIR COOLING, IM B5 (IM V1, IM V3) POWER/SIGNAL CONNECTORS CONN. CAN BE ROTATED BY 270 DEGR., INCREMENTAL ENCODER 2048 P/REV (ENCODER I-2048) WITH DRIVE-CLIQ INTERFACE; PLAIN SHAFT, TOLERANCE N; WITH HOLDING BRAKE DEGREE OF PROTECTION IP64 | 2318 | TEM | 1 | MC | 5.502 | 1
1FK70425AF211DH2 | SIMOTICS S SYNCHRONOUS SERVOMOTORS 1FK7 COMPACT, ZK 300 V 3,0 NM, 100K, 3000 RPM, 0,82KW NATURAL AIR COOLING, IM B5 (IM V1, IM V3) POWER/SIGNAL CONNECTORS CONN. CAN BE ROTATED BY 270 DEGR., INCREMENTAL ENCODER 2048 P/REV (ENCODER I-2048) WITH DRIVE-CLIQ INTERFACE; PLAIN SHAFT, TOLERANCE N; WITH HOLDING BRAKE DEGREE OF PROTECTION IP65 FLANGE ON DRIVE END IP67 | 2420 | TEM | 1 | MC | 5.502 | 1
1FK70425AF211DH3 | SIMOTICS S SYNCHRONOUS SERVOMOTORS 1FK7 COMPACT, ZK 300 V 3,0 NM, 100K, 3000 RPM, 0,82KW NATURAL AIR COOLING, IM B5 (IM V1, IM V3) POWER/SIGNAL CONNECTORS CONN. CAN BE ROTATED BY 270 DEGR., INCREMENTAL ENCODER 2048 P/REV (ENCODER I-2048) WITH DRIVE-CLIQ INTERFACE; PLAIN SHAFT, TOLERANCE N; WITH HOLDING BRAKE DEGREE OF PROTECTION IP64; PAINT FINISH RAL7016 | 2367 | TEM | 1 | MC | 5.502 | 1
1FK70425AF211DH5 | SIMOTICS S SYNCHRONOUS SERVOMOTORS 1FK7 COMPACT, ZK 300 V 3,0 NM, 100K, 3000 RPM, 0,82KW NATURAL AIR COOLING, IM B5 (IM V1, IM V3) POWER/SIGNAL CONNECTORS CONN. CAN BE ROTATED BY 270 DEGR., INCREMENTAL ENCODER 2048 P/REV (ENCODER I-2048) WITH DRIVE-CLIQ INTERFACE; PLAIN SHAFT, TOLERANCE N; WITH HOLDING BRAKE DEGREE OF PROTECTION IP65 AS FLANGE IP67; PAINT FINISH RAL7016 | 2469 | TEM | 1 | MC | 5.502 | 1
1FK70425AF211DH8 | SIMOTICS S SYNCHRONOUS SERVOMOTORS 1FK7 COMPACT, ZK 300 V 3,0 NM, 100K, 3000 RPM, 0,82KW NATURAL AIR COOLING, IM B5 (IM V1, IM V3) POWER/SIGNAL CONNECTORS CONN. CAN BE ROTATED BY 270 DEGR., INCREMENTAL ENCODER 2048 P/REV (ENCODER I-2048) WITH DRIVE-CLIQ INTERFACE; PLAIN SHAFT, TOLERANCE N; WITH HOLDING BRAKE DEGREE OF PROTECTION IP65 IP67 D-END FLANGE; RAL7016 COATING; METALLIC RATING PLATE AT MOTOR | 2577 | TEM | 1 | MC | 5.502 | 1
1FK70425AF211EA0 | SIMOTICS S SYNCHRONOUS SERVOMOTORS 1FK7 COMPACT, ZK 300 V 3,0 NM, 100K, 3000 RPM, 0,82KW NATURAL AIR COOLING, IM B5 (IM V1, IM V3) POWER/SIGNAL CONNECTORS CONN. CAN BE ROTATED BY 270 DEGR., ABSOLUTE ENCODER ENDAT 2048 P/REV (ENCODER A-2048); PERFORMANCE REDUCTION BY 10% DUE TO ABSOLUTE ENCODER; SHAFT WITH FITTED KEY, TOLERANCE N; W/O HOLDING BRAKE DEGREE OF PROTECTION IP64 | 2272 | TEM | 1 | MC | 4.903 | 1
1FK70425AF211EA2 | SIMOTICS S SYNCHRONOUS SERVOMOTORS 1FK7 COMPACT, ZK 300 V 3,0 NM, 100K, 3000 RPM, 0,82KW NATURAL AIR COOLING, IM B5 (IM V1, IM V3) POWER/SIGNAL CONNECTORS CONN. CAN BE ROTATED BY 270 DEGR., ABSOLUTE ENCODER ENDAT 2048 P/REV (ENCODER A-2048); PERFORMANCE REDUCTION BY 10% DUE TO ABSOLUTE ENCODER; SHAFT WITH FITTED KEY, TOLERANCE N; W/O HOLDING BRAKE DEGREE OF PROTECTION IP65 FLANGE ON DRIVE END IP67 | 2374 | TEM | 1 | MC | 4.903 | 1
1FK70425AF211EA3 | SIMOTICS S SYNCHRONOUS SERVOMOTORS 1FK7 COMPACT, ZK 300 V 3,0 NM, 100K, 3000 RPM, 0,82KW NATURAL AIR COOLING, IM B5 (IM V1, IM V3) POWER/SIGNAL CONNECTORS CONN. CAN BE ROTATED BY 270 DEGR., ABSOLUTE ENCODER ENDAT 2048 P/REV (ENCODER A-2048); PERFORMANCE REDUCTION BY 10% DUE TO ABSOLUTE ENCODER; SHAFT WITH FITTED KEY, TOLERANCE N; W/O HOLDING BRAKE DEGREE OF PROTECTION IP64; PAINT FINISH RAL7016 | 2322 | TEM | 1 | MC | 4.903 | 1
1FK70425AF211EA5 | SIMOTICS S SYNCHRONOUS SERVOMOTORS 1FK7 COMPACT, ZK 300 V 3,0 NM, 100K, 3000 RPM, 0,82KW NATURAL AIR COOLING, IM B5 (IM V1, IM V3) POWER/SIGNAL CONNECTORS CONN. CAN BE ROTATED BY 270 DEGR., ABSOLUTE ENCODER ENDAT 2048 P/REV (ENCODER A-2048); PERFORMANCE REDUCTION BY 10% DUE TO ABSOLUTE ENCODER; SHAFT WITH FITTED KEY, TOLERANCE N; W/O HOLDING BRAKE DEGREE OF PROTECTION IP65 AS FLANGE IP67; PAINT FINISH RAL7016 | 2423 | TEM | 1 | MC | 4.903 | 1
1FK70425AF211EA8 | SIMOTICS S SYNCHRONOUS SERVOMOTORS 1FK7 COMPACT, ZK 300 V 3,0 NM, 100K, 3000 RPM, 0,82KW NATURAL AIR COOLING, IM B5 (IM V1, IM V3) POWER/SIGNAL CONNECTORS CONN. CAN BE ROTATED BY 270 DEGR., ABSOLUTE ENCODER ENDAT 2048 P/REV (ENCODER A-2048); PERFORMANCE REDUCTION BY 10% DUE TO ABSOLUTE ENCODER; SHAFT WITH FITTED KEY, TOLERANCE N; W/O HOLDING BRAKE DEGREE OF PROTECTION IP65 IP67 D-END FLANGE; RAL7016 COATING; METALLIC RATING PLATE AT MOTOR | 2532 | TEM | 1 | MC | 4.903 | 1
1FK70425AF211EB0 | SIMOTICS S SYNCHRONOUS SERVOMOTORS 1FK7 COMPACT, ZK 300 V 3,0 NM, 100K, 3000 RPM, 0,82KW NATURAL AIR COOLING, IM B5 (IM V1, IM V3) POWER/SIGNAL CONNECTORS CONN. CAN BE ROTATED BY 270 DEGR., ABSOLUTE ENCODER ENDAT 2048 P/REV (ENCODER A-2048); PERFORMANCE REDUCTION BY 10% DUE TO ABSOLUTE ENCODER; SHAFT WITH FITTED KEY, TOLERANCE N; WITH HOLDING BRAKE DEGREE OF PROTECTION IP64 | 2556 | TEM | 1 | MC | 5.502 | 1
1FK70425AF211EB2 | SIMOTICS S SYNCHRONOUS SERVOMOTORS 1FK7 COMPACT, ZK 300 V 3,0 NM, 100K, 3000 RPM, 0,82KW NATURAL AIR COOLING, IM B5 (IM V1, IM V3) POWER/SIGNAL CONNECTORS CONN. CAN BE ROTATED BY 270 DEGR., ABSOLUTE ENCODER ENDAT 2048 P/REV (ENCODER A-2048); PERFORMANCE REDUCTION BY 10% DUE TO ABSOLUTE ENCODER; SHAFT WITH FITTED KEY, TOLERANCE N; WITH HOLDING BRAKE DEGREE OF PROTECTION IP65 FLANGE ON DRIVE END IP67 | 2657 | TEM | 1 | MC | 5.502 | 1
1FK70425AF211EB3 | SIMOTICS S SYNCHRONOUS SERVOMOTORS 1FK7 COMPACT, ZK 300 V 3,0 NM, 100K, 3000 RPM, 0,82KW NATURAL AIR COOLING, IM B5 (IM V1, IM V3) POWER/SIGNAL CONNECTORS CONN. CAN BE ROTATED BY 270 DEGR., ABSOLUTE ENCODER ENDAT 2048 P/REV (ENCODER A-2048); PERFORMANCE REDUCTION BY 10% DUE TO ABSOLUTE ENCODER; SHAFT WITH FITTED KEY, TOLERANCE N; WITH HOLDING BRAKE DEGREE OF PROTECTION IP64; PAINT FINISH RAL7016 | 2605 | TEM | 1 | MC | 5.502 | 1
1FK70425AF211EB5 | SIMOTICS S SYNCHRONOUS SERVOMOTORS 1FK7 COMPACT, ZK 300 V 3,0 NM, 100K, 3000 RPM, 0,82KW NATURAL AIR COOLING, IM B5 (IM V1, IM V3) POWER/SIGNAL CONNECTORS CONN. CAN BE ROTATED BY 270 DEGR., ABSOLUTE ENCODER ENDAT 2048 P/REV (ENCODER A-2048); PERFORMANCE REDUCTION BY 10% DUE TO ABSOLUTE ENCODER; SHAFT WITH FITTED KEY, TOLERANCE N; WITH HOLDING BRAKE DEGREE OF PROTECTION IP65 AS FLANGE IP67; PAINT FINISH RAL7016 | 2707 | TEM | 1 | MC | 5.502 | 1
1FK70425AF211EB8 | SIMOTICS S SYNCHRONOUS SERVOMOTORS 1FK7 COMPACT, ZK 300 V 3,0 NM, 100K, 3000 RPM, 0,82KW NATURAL AIR COOLING, IM B5 (IM V1, IM V3) POWER/SIGNAL CONNECTORS CONN. CAN BE ROTATED BY 270 DEGR., ABSOLUTE ENCODER ENDAT 2048 P/REV (ENCODER A-2048); PERFORMANCE REDUCTION BY 10% DUE TO ABSOLUTE ENCODER; SHAFT WITH FITTED KEY, TOLERANCE N; WITH HOLDING BRAKE DEGREE OF PROTECTION IP65 IP67 D-END FLANGE; RAL7016 COATING; METALLIC RATING PLATE AT MOTOR | 2815 | TEM | 1 | MC | 5.502 | 1
1FK70425AF211EG0 | SIMOTICS S SYNCHRONOUS SERVOMOTORS 1FK7 COMPACT, ZK 300 V 3,0 NM, 100K, 3000 RPM, 0,82KW NATURAL AIR COOLING, IM B5 (IM V1, IM V3) POWER/SIGNAL CONNECTORS CONN. CAN BE ROTATED BY 270 DEGR., ABSOLUTE ENCODER ENDAT 2048 P/REV (ENCODER A-2048); PERFORMANCE REDUCTION BY 10% DUE TO ABSOLUTE ENCODER; PLAIN SHAFT, TOLERANCE N; W/O HOLDING BRAKE DEGREE OF PROTECTION IP64 | 2179 | TEM | 1 | MC | 4.903 | 1
1FK70425AF211EG2 | SIMOTICS S SYNCHRONOUS SERVOMOTORS 1FK7 COMPACT, ZK 300 V 3,0 NM, 100K, 3000 RPM, 0,82KW NATURAL AIR COOLING, IM B5 (IM V1, IM V3) POWER/SIGNAL CONNECTORS CONN. CAN BE ROTATED BY 270 DEGR., ABSOLUTE ENCODER ENDAT 2048 P/REV (ENCODER A-2048); PERFORMANCE REDUCTION BY 10% DUE TO ABSOLUTE ENCODER; PLAIN SHAFT, TOLERANCE N; W/O HOLDING BRAKE DEGREE OF PROTECTION IP65 FLANGE ON DRIVE END IP67 | 2280 | TEM | 1 | MC | 4.903 | 1
1FK70425AF211EG3 | SIMOTICS S SYNCHRONOUS SERVOMOTORS 1FK7 COMPACT, ZK 300 V 3,0 NM, 100K, 3000 RPM, 0,82KW NATURAL AIR COOLING, IM B5 (IM V1, IM V3) POWER/SIGNAL CONNECTORS CONN. CAN BE ROTATED BY 270 DEGR., ABSOLUTE ENCODER ENDAT 2048 P/REV (ENCODER A-2048); PERFORMANCE REDUCTION BY 10% DUE TO ABSOLUTE ENCODER; PLAIN SHAFT, TOLERANCE N; W/O HOLDING BRAKE DEGREE OF PROTECTION IP64; PAINT FINISH RAL7016 | 2228 | TEM | 1 | MC | 4.903 | 1
1FK70425AF211EG5 | SIMOTICS S SYNCHRONOUS SERVOMOTORS 1FK7 COMPACT, ZK 300 V 3,0 NM, 100K, 3000 RPM, 0,82KW NATURAL AIR COOLING, IM B5 (IM V1, IM V3) POWER/SIGNAL CONNECTORS CONN. CAN BE ROTATED BY 270 DEGR., ABSOLUTE ENCODER ENDAT 2048 P/REV (ENCODER A-2048); PERFORMANCE REDUCTION BY 10% DUE TO ABSOLUTE ENCODER; PLAIN SHAFT, TOLERANCE N; W/O HOLDING BRAKE DEGREE OF PROTECTION IP65 AS FLANGE IP67; PAINT FINISH RAL7016 | 2330 | TEM | 1 | MC | 4.903 | 1
1FK70425AF211EG8 | SIMOTICS S SYNCHRONOUS SERVOMOTORS 1FK7 COMPACT, ZK 300 V 3,0 NM, 100K, 3000 RPM, 0,82KW NATURAL AIR COOLING, IM B5 (IM V1, IM V3) POWER/SIGNAL CONNECTORS CONN. CAN BE ROTATED BY 270 DEGR., ABSOLUTE ENCODER ENDAT 2048 P/REV (ENCODER A-2048); PERFORMANCE REDUCTION BY 10% DUE TO ABSOLUTE ENCODER; PLAIN SHAFT, TOLERANCE N; W/O HOLDING BRAKE DEGREE OF PROTECTION IP65 IP67 D-END FLANGE; RAL7016 COATING; METALLIC RATING PLATE AT MOTOR | 2438 | TEM | 1 | MC | 4.903 | 1
1FK70425AF211EH0 | SIMOTICS S SYNCHRONOUS SERVOMOTORS 1FK7 COMPACT, ZK 300 V 3,0 NM, 100K, 3000 RPM, 0,82KW NATURAL AIR COOLING, IM B5 (IM V1, IM V3) POWER/SIGNAL CONNECTORS CONN. CAN BE ROTATED BY 270 DEGR., ABSOLUTE ENCODER ENDAT 2048 P/REV (ENCODER A-2048); PERFORMANCE REDUCTION BY 10% DUE TO ABSOLUTE ENCODER; PLAIN SHAFT, TOLERANCE N; WITH HOLDING BRAKE DEGREE OF PROTECTION IP64 | 2460 | TEM | 1 | MC | 5.502 | 1
1FK70425AF211EH2 | SIMOTICS S SYNCHRONOUS SERVOMOTORS 1FK7 COMPACT, ZK 300 V 3,0 NM, 100K, 3000 RPM, 0,82KW NATURAL AIR COOLING, IM B5 (IM V1, IM V3) POWER/SIGNAL CONNECTORS CONN. CAN BE ROTATED BY 270 DEGR., ABSOLUTE ENCODER ENDAT 2048 P/REV (ENCODER A-2048); PERFORMANCE REDUCTION BY 10% DUE TO ABSOLUTE ENCODER; PLAIN SHAFT, TOLERANCE N; WITH HOLDING BRAKE DEGREE OF PROTECTION IP65 FLANGE ON DRIVE END IP67 | 2561 | TEM | 1 | MC | 5.502 | 1
1FK70425AF211EH3 | SIMOTICS S SYNCHRONOUS SERVOMOTORS 1FK7 COMPACT, ZK 300 V 3,0 NM, 100K, 3000 RPM, 0,82KW NATURAL AIR COOLING, IM B5 (IM V1, IM V3) POWER/SIGNAL CONNECTORS CONN. CAN BE ROTATED BY 270 DEGR., ABSOLUTE ENCODER ENDAT 2048 P/REV (ENCODER A-2048); PERFORMANCE REDUCTION BY 10% DUE TO ABSOLUTE ENCODER; PLAIN SHAFT, TOLERANCE N; WITH HOLDING BRAKE DEGREE OF PROTECTION IP64; PAINT FINISH RAL7016 | 2509 | TEM | 1 | MC | 5.502 | 1
1FK70425AF211EH5 | SIMOTICS S SYNCHRONOUS SERVOMOTORS 1FK7 COMPACT, ZK 300 V 3,0 NM, 100K, 3000 RPM, 0,82KW NATURAL AIR COOLING, IM B5 (IM V1, IM V3) POWER/SIGNAL CONNECTORS CONN. CAN BE ROTATED BY 270 DEGR., ABSOLUTE ENCODER ENDAT 2048 P/REV (ENCODER A-2048); PERFORMANCE REDUCTION BY 10% DUE TO ABSOLUTE ENCODER; PLAIN SHAFT, TOLERANCE N; WITH HOLDING BRAKE DEGREE OF PROTECTION IP65 AS FLANGE IP67; PAINT FINISH RAL7016 | 2611 | TEM | 1 | MC | 5.502 | 1
1FK70425AF211EH8 | SIMOTICS S SYNCHRONOUS SERVOMOTORS 1FK7 COMPACT, ZK 300 V 3,0 NM, 100K, 3000 RPM, 0,82KW NATURAL AIR COOLING, IM B5 (IM V1, IM V3) POWER/SIGNAL CONNECTORS CONN. CAN BE ROTATED BY 270 DEGR., ABSOLUTE ENCODER ENDAT 2048 P/REV (ENCODER A-2048); PERFORMANCE REDUCTION BY 10% DUE TO ABSOLUTE ENCODER; PLAIN SHAFT, TOLERANCE N; WITH HOLDING BRAKE DEGREE OF PROTECTION IP65 IP67 D-END FLANGE; RAL7016 COATING; METALLIC RATING PLATE AT MOTOR | 2719 | TEM | 1 | MC | 5.502 | 1
1FK70425AF211FA0 | SIMOTICS S SYNCHRONOUS SERVOMOTORS 1FK7 COMPACT, ZK 300 V 3,0 NM, 100K, 3000 RPM, 0,82KW NATURAL AIR COOLING, IM B5 (IM V1, IM V3) POWER/SIGNAL CONNECTORS CONN. CAN BE ROTATED BY 270 DEGR., ABSOLUTE ENCODER 2048 P/REV (ENCODER A-2048) WITH DRIVE-CLIQ INTERFACE; PERFORMANCE REDUCTION BY 10% DUE TO ABSOLUTE ENCODER; SHAFT WITH FITTED KEY, TOLERANCE N; W/O HOLDING BRAKE DEGREE OF PROTECTION IP64 | 2532 | TEM | 1 | MC | 4.903 | 1
1FK70425AF211FA2 | SIMOTICS S SYNCHRONOUS SERVOMOTORS 1FK7 COMPACT, ZK 300 V 3,0 NM, 100K, 3000 RPM, 0,82KW NATURAL AIR COOLING, IM B5 (IM V1, IM V3) POWER/SIGNAL CONNECTORS CONN. CAN BE ROTATED BY 270 DEGR., ABSOLUTE ENCODER 2048 P/REV (ENCODER A-2048) WITH DRIVE-CLIQ INTERFACE; PERFORMANCE REDUCTION BY 10% DUE TO ABSOLUTE ENCODER; SHAFT WITH FITTED KEY, TOLERANCE N; W/O HOLDING BRAKE DEGREE OF PROTECTION IP65 FLANGE ON DRIVE END IP67 | 2633 | TEM | 1 | MC | 4.903 | 1
1FK70425AF211FA3 | SIMOTICS S SYNCHRONOUS SERVOMOTORS 1FK7 COMPACT, ZK 300 V 3,0 NM, 100K, 3000 RPM, 0,82KW NATURAL AIR COOLING, IM B5 (IM V1, IM V3) POWER/SIGNAL CONNECTORS CONN. CAN BE ROTATED BY 270 DEGR., ABSOLUTE ENCODER 2048 P/REV (ENCODER A-2048) WITH DRIVE-CLIQ INTERFACE; PERFORMANCE REDUCTION BY 10% DUE TO ABSOLUTE ENCODER; SHAFT WITH FITTED KEY, TOLERANCE N; W/O HOLDING BRAKE DEGREE OF PROTECTION IP64; PAINT FINISH RAL7016 | 2581 | TEM | 1 | MC | 4.903 | 1
1FK70425AF211FA5 | SIMOTICS S SYNCHRONOUS SERVOMOTORS 1FK7 COMPACT, ZK 300 V 3,0 NM, 100K, 3000 RPM, 0,82KW NATURAL AIR COOLING, IM B5 (IM V1, IM V3) POWER/SIGNAL CONNECTORS CONN. CAN BE ROTATED BY 270 DEGR., ABSOLUTE ENCODER 2048 P/REV (ENCODER A-2048) WITH DRIVE-CLIQ INTERFACE; PERFORMANCE REDUCTION BY 10% DUE TO ABSOLUTE ENCODER; SHAFT WITH FITTED KEY, TOLERANCE N; W/O HOLDING BRAKE DEGREE OF PROTECTION IP65 AS FLANGE IP67; PAINT FINISH RAL7016 | 2683 | TEM | 1 | MC | 4.903 | 1
1FK70425AF211FA8 | SIMOTICS S SYNCHRONOUS SERVOMOTORS 1FK7 COMPACT, ZK 300 V 3,0 NM, 100K, 3000 RPM, 0,82KW NATURAL AIR COOLING, IM B5 (IM V1, IM V3) POWER/SIGNAL CONNECTORS CONN. CAN BE ROTATED BY 270 DEGR., ABSOLUTE ENCODER 2048 P/REV (ENCODER A-2048) WITH DRIVE-CLIQ INTERFACE; PERFORMANCE REDUCTION BY 10% DUE TO ABSOLUTE ENCODER; SHAFT WITH FITTED KEY, TOLERANCE N; W/O HOLDING BRAKE DEGREE OF PROTECTION IP65 IP67 D-END FLANGE; RAL7016 COATING; METALLIC RATING PLATE AT MOTOR | 2791 | TEM | 1 | MC | 4.903 | 1
1FK70425AF211FB0 | SIMOTICS S SYNCHRONOUS SERVOMOTORS 1FK7 COMPACT, ZK 300 V 3,0 NM, 100K, 3000 RPM, 0,82KW NATURAL AIR COOLING, IM B5 (IM V1, IM V3) POWER/SIGNAL CONNECTORS CONN. CAN BE ROTATED BY 270 DEGR., ABSOLUTE ENCODER 2048 P/REV (ENCODER A-2048) WITH DRIVE-CLIQ INTERFACE; PERFORMANCE REDUCTION BY 10% DUE TO ABSOLUTE ENCODER; SHAFT WITH FITTED KEY, TOLERANCE N; WITH HOLDING BRAKE DEGREE OF PROTECTION IP64 | 2815 | TEM | 1 | MC | 5.502 | 1
1FK70425AF211FB2 | SIMOTICS S SYNCHRONOUS SERVOMOTORS 1FK7 COMPACT, ZK 300 V 3,0 NM, 100K, 3000 RPM, 0,82KW NATURAL AIR COOLING, IM B5 (IM V1, IM V3) POWER/SIGNAL CONNECTORS CONN. CAN BE ROTATED BY 270 DEGR., ABSOLUTE ENCODER 2048 P/REV (ENCODER A-2048) WITH DRIVE-CLIQ INTERFACE; PERFORMANCE REDUCTION BY 10% DUE TO ABSOLUTE ENCODER; SHAFT WITH FITTED KEY, TOLERANCE N; WITH HOLDING BRAKE DEGREE OF PROTECTION IP65 FLANGE ON DRIVE END IP67 | 2917 | TEM | 1 | MC | 5.502 | 1
1FK70425AF211FB3 | SIMOTICS S SYNCHRONOUS SERVOMOTORS 1FK7 COMPACT, ZK 300 V 3,0 NM, 100K, 3000 RPM, 0,82KW NATURAL AIR COOLING, IM B5 (IM V1, IM V3) POWER/SIGNAL CONNECTORS CONN. CAN BE ROTATED BY 270 DEGR., ABSOLUTE ENCODER 2048 P/REV (ENCODER A-2048) WITH DRIVE-CLIQ INTERFACE; PERFORMANCE REDUCTION BY 10% DUE TO ABSOLUTE ENCODER; SHAFT WITH FITTED KEY, TOLERANCE N; WITH HOLDING BRAKE DEGREE OF PROTECTION IP64; PAINT FINISH RAL7016 | 2864 | TEM | 1 | MC | 5.502 | 1
1FK70425AF211FB5 | SIMOTICS S SYNCHRONOUS SERVOMOTORS 1FK7 COMPACT, ZK 300 V 3,0 NM, 100K, 3000 RPM, 0,82KW NATURAL AIR COOLING, IM B5 (IM V1, IM V3) POWER/SIGNAL CONNECTORS CONN. CAN BE ROTATED BY 270 DEGR., ABSOLUTE ENCODER 2048 P/REV (ENCODER A-2048) WITH DRIVE-CLIQ INTERFACE; PERFORMANCE REDUCTION BY 10% DUE TO ABSOLUTE ENCODER; SHAFT WITH FITTED KEY, TOLERANCE N; WITH HOLDING BRAKE DEGREE OF PROTECTION IP65 AS FLANGE IP67; PAINT FINISH RAL7016 | 2966 | TEM | 1 | MC | 5.502 | 1
1FK70425AF211FB8 | SIMOTICS S SYNCHRONOUS SERVOMOTORS 1FK7 COMPACT, ZK 300 V 3,0 NM, 100K, 3000 RPM, 0,82KW NATURAL AIR COOLING, IM B5 (IM V1, IM V3) POWER/SIGNAL CONNECTORS CONN. CAN BE ROTATED BY 270 DEGR., ABSOLUTE ENCODER 2048 P/REV (ENCODER A-2048) WITH DRIVE-CLIQ INTERFACE; PERFORMANCE REDUCTION BY 10% DUE TO ABSOLUTE ENCODER; SHAFT WITH FITTED KEY, TOLERANCE N; WITH HOLDING BRAKE DEGREE OF PROTECTION IP65 IP67 D-END FLANGE; RAL7016 COATING; METALLIC RATING PLATE AT MOTOR | 3075 | TEM | 1 | MC | 5.502 | 1
1FK70425AF211FG0 | SIMOTICS S SYNCHRONOUS SERVOMOTORS 1FK7 COMPACT, ZK 300 V 3,0 NM, 100K, 3000 RPM, 0,82KW NATURAL AIR COOLING, IM B5 (IM V1, IM V3) POWER/SIGNAL CONNECTORS CONN. CAN BE ROTATED BY 270 DEGR., ABSOLUTE ENCODER 2048 P/REV (ENCODER A-2048) WITH DRIVE-CLIQ INTERFACE; PERFORMANCE REDUCTION BY 10% DUE TO ABSOLUTE ENCODER; PLAIN SHAFT, TOLERANCE N; W/O HOLDING BRAKE DEGREE OF PROTECTION IP64 | 2438 | TEM | 1 | MC | 4.903 | 1
1FK70425AF211FG2 | SIMOTICS S SYNCHRONOUS SERVOMOTORS 1FK7 COMPACT, ZK 300 V 3,0 NM, 100K, 3000 RPM, 0,82KW NATURAL AIR COOLING, IM B5 (IM V1, IM V3) POWER/SIGNAL CONNECTORS CONN. CAN BE ROTATED BY 270 DEGR., ABSOLUTE ENCODER 2048 P/REV (ENCODER A-2048) WITH DRIVE-CLIQ INTERFACE; PERFORMANCE REDUCTION BY 10% DUE TO ABSOLUTE ENCODER; PLAIN SHAFT, TOLERANCE N; W/O HOLDING BRAKE DEGREE OF PROTECTION IP65 FLANGE ON DRIVE END IP67 | 2540 | TEM | 1 | MC | 4.903 | 1
1FK70425AF211FG3 | SIMOTICS S SYNCHRONOUS SERVOMOTORS 1FK7 COMPACT, ZK 300 V 3,0 NM, 100K, 3000 RPM, 0,82KW NATURAL AIR COOLING, IM B5 (IM V1, IM V3) POWER/SIGNAL CONNECTORS CONN. CAN BE ROTATED BY 270 DEGR., ABSOLUTE ENCODER 2048 P/REV (ENCODER A-2048) WITH DRIVE-CLIQ INTERFACE; PERFORMANCE REDUCTION BY 10% DUE TO ABSOLUTE ENCODER; PLAIN SHAFT, TOLERANCE N; W/O HOLDING BRAKE DEGREE OF PROTECTION IP64; PAINT FINISH RAL7016 | 2487 | TEM | 1 | MC | 4.903 | 1
1FK70425AF211FG5 | SIMOTICS S SYNCHRONOUS SERVOMOTORS 1FK7 COMPACT, ZK 300 V 3,0 NM, 100K, 3000 RPM, 0,82KW NATURAL AIR COOLING, IM B5 (IM V1, IM V3) POWER/SIGNAL CONNECTORS CONN. CAN BE ROTATED BY 270 DEGR., ABSOLUTE ENCODER 2048 P/REV (ENCODER A-2048) WITH DRIVE-CLIQ INTERFACE; PERFORMANCE REDUCTION BY 10% DUE TO ABSOLUTE ENCODER; PLAIN SHAFT, TOLERANCE N; W/O HOLDING BRAKE DEGREE OF PROTECTION IP65 AS FLANGE IP67; PAINT FINISH RAL7016 | 2589 | TEM | 1 | MC | 4.903 | 1
1FK70425AF211FG8 | SIMOTICS S SYNCHRONOUS SERVOMOTORS 1FK7 COMPACT, ZK 300 V 3,0 NM, 100K, 3000 RPM, 0,82KW NATURAL AIR COOLING, IM B5 (IM V1, IM V3) POWER/SIGNAL CONNECTORS CONN. CAN BE ROTATED BY 270 DEGR., ABSOLUTE ENCODER 2048 P/REV (ENCODER A-2048) WITH DRIVE-CLIQ INTERFACE; PERFORMANCE REDUCTION BY 10% DUE TO ABSOLUTE ENCODER; PLAIN SHAFT, TOLERANCE N; W/O HOLDING BRAKE DEGREE OF PROTECTION IP65 IP67 D-END FLANGE; RAL7016 COATING; METALLIC RATING PLATE AT MOTOR | 2698 | TEM | 1 | MC | 4.903 | 1
1FK70425AF211FH0 | SIMOTICS S SYNCHRONOUS SERVOMOTORS 1FK7 COMPACT, ZK 300 V 3,0 NM, 100K, 3000 RPM, 0,82KW NATURAL AIR COOLING, IM B5 (IM V1, IM V3) POWER/SIGNAL CONNECTORS CONN. CAN BE ROTATED BY 270 DEGR., ABSOLUTE ENCODER 2048 P/REV (ENCODER A-2048) WITH DRIVE-CLIQ INTERFACE; PERFORMANCE REDUCTION BY 10% DUE TO ABSOLUTE ENCODER; PLAIN SHAFT, TOLERANCE N; WITH HOLDING BRAKE DEGREE OF PROTECTION IP64 | 2719 | TEM | 1 | MC | 5.502 | 1
1FK70425AF211FH2 | SIMOTICS S SYNCHRONOUS SERVOMOTORS 1FK7 COMPACT, ZK 300 V 3,0 NM, 100K, 3000 RPM, 0,82KW NATURAL AIR COOLING, IM B5 (IM V1, IM V3) POWER/SIGNAL CONNECTORS CONN. CAN BE ROTATED BY 270 DEGR., ABSOLUTE ENCODER 2048 P/REV (ENCODER A-2048) WITH DRIVE-CLIQ INTERFACE; PERFORMANCE REDUCTION BY 10% DUE TO ABSOLUTE ENCODER; PLAIN SHAFT, TOLERANCE N; WITH HOLDING BRAKE DEGREE OF PROTECTION IP65 FLANGE ON DRIVE END IP67 | 2821 | TEM | 1 | MC | 5.502 | 1
1FK70425AF211FH3 | SIMOTICS S SYNCHRONOUS SERVOMOTORS 1FK7 COMPACT, ZK 300 V 3,0 NM, 100K, 3000 RPM, 0,82KW NATURAL AIR COOLING, IM B5 (IM V1, IM V3) POWER/SIGNAL CONNECTORS CONN. CAN BE ROTATED BY 270 DEGR., ABSOLUTE ENCODER 2048 P/REV (ENCODER A-2048) WITH DRIVE-CLIQ INTERFACE; PERFORMANCE REDUCTION BY 10% DUE TO ABSOLUTE ENCODER; PLAIN SHAFT, TOLERANCE N; WITH HOLDING BRAKE DEGREE OF PROTECTION IP64; PAINT FINISH RAL7016 | 2768 | TEM | 1 | MC | 5.502 | 1
1FK70425AF211FH5 | SIMOTICS S SYNCHRONOUS SERVOMOTORS 1FK7 COMPACT, ZK 300 V 3,0 NM, 100K, 3000 RPM, 0,82KW NATURAL AIR COOLING, IM B5 (IM V1, IM V3) POWER/SIGNAL CONNECTORS CONN. CAN BE ROTATED BY 270 DEGR., ABSOLUTE ENCODER 2048 P/REV (ENCODER A-2048) WITH DRIVE-CLIQ INTERFACE; PERFORMANCE REDUCTION BY 10% DUE TO ABSOLUTE ENCODER; PLAIN SHAFT, TOLERANCE N; WITH HOLDING BRAKE DEGREE OF PROTECTION IP65 AS FLANGE IP67; PAINT FINISH RAL7016 | 2870 | TEM | 1 | MC | 5.502 | 1
1FK70425AF211FH8 | SIMOTICS S SYNCHRONOUS SERVOMOTORS 1FK7 COMPACT, ZK 300 V 3,0 NM, 100K, 3000 RPM, 0,82KW NATURAL AIR COOLING, IM B5 (IM V1, IM V3) POWER/SIGNAL CONNECTORS CONN. CAN BE ROTATED BY 270 DEGR., ABSOLUTE ENCODER 2048 P/REV (ENCODER A-2048) WITH DRIVE-CLIQ INTERFACE; PERFORMANCE REDUCTION BY 10% DUE TO ABSOLUTE ENCODER; PLAIN SHAFT, TOLERANCE N; WITH HOLDING BRAKE DEGREE OF PROTECTION IP65 IP67 D-END FLANGE; RAL7016 COATING; METALLIC RATING PLATE AT MOTOR | 2979 | TEM | 1 | MC | 5.502 | 1
1FK70425AF211GA0 | SIMOTICS S SYNCHRONOUS SERVOMOTORS 1FK7 COMPACT, ZK 300 V 3,0 NM, 100K, 3000 RPM, 0,82KW NATURAL AIR COOLING, IM B5 (IM V1, IM V3) POWER/SIGNAL CONNECTORS CONN. CAN BE ROTATED BY 270 DEGR., BASIC ABSOLUTE ENCODER 32 P/REV (ENCODER A-32); PERFORMANCE REDUCTION BY 10% DUE TO ABSOLUTE ENCODER; SHAFT WITH FITTED KEY, TOLERANCE N; W/O HOLDING BRAKE DEGREE OF PROTECTION IP64 | 1710 | TEM | 1 | MC | 4.903 | 1
1FK70425AF211GA2 | SIMOTICS S SYNCHRONOUS SERVOMOTORS 1FK7 COMPACT, ZK 300 V 3,0 NM, 100K, 3000 RPM, 0,82KW NATURAL AIR COOLING, IM B5 (IM V1, IM V3) POWER/SIGNAL CONNECTORS CONN. CAN BE ROTATED BY 270 DEGR., BASIC ABSOLUTE ENCODER 32 P/REV (ENCODER A-32); PERFORMANCE REDUCTION BY 10% DUE TO ABSOLUTE ENCODER; SHAFT WITH FITTED KEY, TOLERANCE N; W/O HOLDING BRAKE DEGREE OF PROTECTION IP65 FLANGE ON DRIVE END IP67 | 1812 | TEM | 1 | MC | 4.903 | 1
1FK70425AF211GA3 | SIMOTICS S SYNCHRONOUS SERVOMOTORS 1FK7 COMPACT, ZK 300 V 3,0 NM, 100K, 3000 RPM, 0,82KW NATURAL AIR COOLING, IM B5 (IM V1, IM V3) POWER/SIGNAL CONNECTORS CONN. CAN BE ROTATED BY 270 DEGR., BASIC ABSOLUTE ENCODER 32 P/REV (ENCODER A-32); PERFORMANCE REDUCTION BY 10% DUE TO ABSOLUTE ENCODER; SHAFT WITH FITTED KEY, TOLERANCE N; W/O HOLDING BRAKE DEGREE OF PROTECTION IP64; PAINT FINISH RAL7016 | 1760 | TEM | 1 | MC | 4.903 | 1
1FK70425AF211GA5 | SIMOTICS S SYNCHRONOUS SERVOMOTORS 1FK7 COMPACT, ZK 300 V 3,0 NM, 100K, 3000 RPM, 0,82KW NATURAL AIR COOLING, IM B5 (IM V1, IM V3) POWER/SIGNAL CONNECTORS CONN. CAN BE ROTATED BY 270 DEGR., BASIC ABSOLUTE ENCODER 32 P/REV (ENCODER A-32); PERFORMANCE REDUCTION BY 10% DUE TO ABSOLUTE ENCODER; SHAFT WITH FITTED KEY, TOLERANCE N; W/O HOLDING BRAKE DEGREE OF PROTECTION IP65 AS FLANGE IP67; PAINT FINISH RAL7016 | 1861 | TEM | 1 | MC | 4.903 | 1
1FK70425AF211GA8 | SIMOTICS S SYNCHRONOUS SERVOMOTORS 1FK7 COMPACT, ZK 300 V 3,0 NM, 100K, 3000 RPM, 0,82KW NATURAL AIR COOLING, IM B5 (IM V1, IM V3) POWER/SIGNAL CONNECTORS CONN. CAN BE ROTATED BY 270 DEGR., BASIC ABSOLUTE ENCODER 32 P/REV (ENCODER A-32); PERFORMANCE REDUCTION BY 10% DUE TO ABSOLUTE ENCODER; SHAFT WITH FITTED KEY, TOLERANCE N; W/O HOLDING BRAKE DEGREE OF PROTECTION IP65 IP67 D-END FLANGE; RAL7016 COATING; METALLIC RATING PLATE AT MOTOR | 1970 | TEM | 1 | MC | 4.903 | 1
1FK70425AF211GB0 | SIMOTICS S SYNCHRONOUS SERVOMOTORS 1FK7 COMPACT, ZK 300 V 3,0 NM, 100K, 3000 RPM, 0,82KW NATURAL AIR COOLING, IM B5 (IM V1, IM V3) POWER/SIGNAL CONNECTORS CONN. CAN BE ROTATED BY 270 DEGR., BASIC ABSOLUTE ENCODER 32 P/REV (ENCODER A-32); PERFORMANCE REDUCTION BY 10% DUE TO ABSOLUTE ENCODER; SHAFT WITH FITTED KEY, TOLERANCE N; WITH HOLDING BRAKE DEGREE OF PROTECTION IP64 | 1994 | TEM | 1 | MC | 5.502 | 1
1FK70425AF211GB2 | SIMOTICS S SYNCHRONOUS SERVOMOTORS 1FK7 COMPACT, ZK 300 V 3,0 NM, 100K, 3000 RPM, 0,82KW NATURAL AIR COOLING, IM B5 (IM V1, IM V3) POWER/SIGNAL CONNECTORS CONN. CAN BE ROTATED BY 270 DEGR., BASIC ABSOLUTE ENCODER 32 P/REV (ENCODER A-32); PERFORMANCE REDUCTION BY 10% DUE TO ABSOLUTE ENCODER; SHAFT WITH FITTED KEY, TOLERANCE N; WITH HOLDING BRAKE DEGREE OF PROTECTION IP65 FLANGE ON DRIVE END IP67 | 2095 | TEM | 1 | MC | 5.502 | 1
1FK70425AF211GB3 | SIMOTICS S SYNCHRONOUS SERVOMOTORS 1FK7 COMPACT, ZK 300 V 3,0 NM, 100K, 3000 RPM, 0,82KW NATURAL AIR COOLING, IM B5 (IM V1, IM V3) POWER/SIGNAL CONNECTORS CONN. CAN BE ROTATED BY 270 DEGR., BASIC ABSOLUTE ENCODER 32 P/REV (ENCODER A-32); PERFORMANCE REDUCTION BY 10% DUE TO ABSOLUTE ENCODER; SHAFT WITH FITTED KEY, TOLERANCE N; WITH HOLDING BRAKE DEGREE OF PROTECTION IP64; PAINT FINISH RAL7016 | 2043 | TEM | 1 | MC | 5.502 | 1
1FK70425AF211GB5 | SIMOTICS S SYNCHRONOUS SERVOMOTORS 1FK7 COMPACT, ZK 300 V 3,0 NM, 100K, 3000 RPM, 0,82KW NATURAL AIR COOLING, IM B5 (IM V1, IM V3) POWER/SIGNAL CONNECTORS CONN. CAN BE ROTATED BY 270 DEGR., BASIC ABSOLUTE ENCODER 32 P/REV (ENCODER A-32); PERFORMANCE REDUCTION BY 10% DUE TO ABSOLUTE ENCODER; SHAFT WITH FITTED KEY, TOLERANCE N; WITH HOLDING BRAKE DEGREE OF PROTECTION IP65 AS FLANGE IP67; PAINT FINISH RAL7016 | 2145 | TEM | 1 | MC | 5.502 | 1
1FK70425AF211GB8 | SIMOTICS S SYNCHRONOUS SERVOMOTORS 1FK7 COMPACT, ZK 300 V 3,0 NM, 100K, 3000 RPM, 0,82KW NATURAL AIR COOLING, IM B5 (IM V1, IM V3) POWER/SIGNAL CONNECTORS CONN. CAN BE ROTATED BY 270 DEGR., BASIC ABSOLUTE ENCODER 32 P/REV (ENCODER A-32); PERFORMANCE REDUCTION BY 10% DUE TO ABSOLUTE ENCODER; SHAFT WITH FITTED KEY, TOLERANCE N; WITH HOLDING BRAKE DEGREE OF PROTECTION IP65 IP67 D-END FLANGE; RAL7016 COATING; METALLIC RATING PLATE AT MOTOR | 2253 | TEM | 1 | MC | 5.502 | 1
1FK70425AF211GG0 | SIMOTICS S SYNCHRONOUS SERVOMOTORS 1FK7 COMPACT, ZK 300 V 3,0 NM, 100K, 3000 RPM, 0,82KW NATURAL AIR COOLING, IM B5 (IM V1, IM V3) POWER/SIGNAL CONNECTORS CONN. CAN BE ROTATED BY 270 DEGR., BASIC ABSOLUTE ENCODER 32 P/REV (ENCODER A-32); PERFORMANCE REDUCTION BY 10% DUE TO ABSOLUTE ENCODER; PLAIN SHAFT, TOLERANCE N; W/O HOLDING BRAKE DEGREE OF PROTECTION IP64 | 1617 | TEM | 1 | MC | 4.903 | 1
1FK70425AF211GG2 | SIMOTICS S SYNCHRONOUS SERVOMOTORS 1FK7 COMPACT, ZK 300 V 3,0 NM, 100K, 3000 RPM, 0,82KW NATURAL AIR COOLING, IM B5 (IM V1, IM V3) POWER/SIGNAL CONNECTORS CONN. CAN BE ROTATED BY 270 DEGR., BASIC ABSOLUTE ENCODER 32 P/REV (ENCODER A-32); PERFORMANCE REDUCTION BY 10% DUE TO ABSOLUTE ENCODER; PLAIN SHAFT, TOLERANCE N; W/O HOLDING BRAKE DEGREE OF PROTECTION IP65 FLANGE ON DRIVE END IP67 | 1718 | TEM | 1 | MC | 4.903 | 1
1FK70425AF211GG3 | SIMOTICS S SYNCHRONOUS SERVOMOTORS 1FK7 COMPACT, ZK 300 V 3,0 NM, 100K, 3000 RPM, 0,82KW NATURAL AIR COOLING, IM B5 (IM V1, IM V3) POWER/SIGNAL CONNECTORS CONN. CAN BE ROTATED BY 270 DEGR., BASIC ABSOLUTE ENCODER 32 P/REV (ENCODER A-32); PERFORMANCE REDUCTION BY 10% DUE TO ABSOLUTE ENCODER; PLAIN SHAFT, TOLERANCE N; W/O HOLDING BRAKE DEGREE OF PROTECTION IP64; PAINT FINISH RAL7016 | 1666 | TEM | 1 | MC | 4.903 | 1
1FK70425AF211GG5 | SIMOTICS S SYNCHRONOUS SERVOMOTORS 1FK7 COMPACT, ZK 300 V 3,0 NM, 100K, 3000 RPM, 0,82KW NATURAL AIR COOLING, IM B5 (IM V1, IM V3) POWER/SIGNAL CONNECTORS CONN. CAN BE ROTATED BY 270 DEGR., BASIC ABSOLUTE ENCODER 32 P/REV (ENCODER A-32); PERFORMANCE REDUCTION BY 10% DUE TO ABSOLUTE ENCODER; PLAIN SHAFT, TOLERANCE N; W/O HOLDING BRAKE DEGREE OF PROTECTION IP65 AS FLANGE IP67; PAINT FINISH RAL7016 | 1768 | TEM | 1 | MC | 4.903 | 1
1FK70425AF211GG8 | SIMOTICS S SYNCHRONOUS SERVOMOTORS 1FK7 COMPACT, ZK 300 V 3,0 NM, 100K, 3000 RPM, 0,82KW NATURAL AIR COOLING, IM B5 (IM V1, IM V3) POWER/SIGNAL CONNECTORS CONN. CAN BE ROTATED BY 270 DEGR., BASIC ABSOLUTE ENCODER 32 P/REV (ENCODER A-32); PERFORMANCE REDUCTION BY 10% DUE TO ABSOLUTE ENCODER; PLAIN SHAFT, TOLERANCE N; W/O HOLDING BRAKE DEGREE OF PROTECTION IP65 IP67 D-END FLANGE; RAL7016 COATING; METALLIC RATING PLATE AT MOTOR | 1876 | TEM | 1 | MC | 4.903 | 1
1FK70425AF211GH0 | SIMOTICS S SYNCHRONOUS SERVOMOTORS 1FK7 COMPACT, ZK 300 V 3,0 NM, 100K, 3000 RPM, 0,82KW NATURAL AIR COOLING, IM B5 (IM V1, IM V3) POWER/SIGNAL CONNECTORS CONN. CAN BE ROTATED BY 270 DEGR., BASIC ABSOLUTE ENCODER 32 P/REV (ENCODER A-32); PERFORMANCE REDUCTION BY 10% DUE TO ABSOLUTE ENCODER; PLAIN SHAFT, TOLERANCE N; WITH HOLDING BRAKE DEGREE OF PROTECTION IP64 | 1898 | TEM | 1 | MC | 5.502 | 1
1FK70425AF211GH2 | SIMOTICS S SYNCHRONOUS SERVOMOTORS 1FK7 COMPACT, ZK 300 V 3,0 NM, 100K, 3000 RPM, 0,82KW NATURAL AIR COOLING, IM B5 (IM V1, IM V3) POWER/SIGNAL CONNECTORS CONN. CAN BE ROTATED BY 270 DEGR., BASIC ABSOLUTE ENCODER 32 P/REV (ENCODER A-32); PERFORMANCE REDUCTION BY 10% DUE TO ABSOLUTE ENCODER; PLAIN SHAFT, TOLERANCE N; WITH HOLDING BRAKE DEGREE OF PROTECTION IP65 FLANGE ON DRIVE END IP67 | 1999 | TEM | 1 | MC | 5.502 | 1
1FK70425AF211GH3 | SIMOTICS S SYNCHRONOUS SERVOMOTORS 1FK7 COMPACT, ZK 300 V 3,0 NM, 100K, 3000 RPM, 0,82KW NATURAL AIR COOLING, IM B5 (IM V1, IM V3) POWER/SIGNAL CONNECTORS CONN. CAN BE ROTATED BY 270 DEGR., BASIC ABSOLUTE ENCODER 32 P/REV (ENCODER A-32); PERFORMANCE REDUCTION BY 10% DUE TO ABSOLUTE ENCODER; PLAIN SHAFT, TOLERANCE N; WITH HOLDING BRAKE DEGREE OF PROTECTION IP64; PAINT FINISH RAL7016 | 1947 | TEM | 1 | MC | 5.502 | 1
1FK70425AF211GH5 | SIMOTICS S SYNCHRONOUS SERVOMOTORS 1FK7 COMPACT, ZK 300 V 3,0 NM, 100K, 3000 RPM, 0,82KW NATURAL AIR COOLING, IM B5 (IM V1, IM V3) POWER/SIGNAL CONNECTORS CONN. CAN BE ROTATED BY 270 DEGR., BASIC ABSOLUTE ENCODER 32 P/REV (ENCODER A-32); PERFORMANCE REDUCTION BY 10% DUE TO ABSOLUTE ENCODER; PLAIN SHAFT, TOLERANCE N; WITH HOLDING BRAKE DEGREE OF PROTECTION IP65 AS FLANGE IP67; PAINT FINISH RAL7016 | 2049 | TEM | 1 | MC | 5.502 | 1
1FK70425AF211GH8 | SIMOTICS S SYNCHRONOUS SERVOMOTORS 1FK7 COMPACT, ZK 300 V 3,0 NM, 100K, 3000 RPM, 0,82KW NATURAL AIR COOLING, IM B5 (IM V1, IM V3) POWER/SIGNAL CONNECTORS CONN. CAN BE ROTATED BY 270 DEGR., BASIC ABSOLUTE ENCODER 32 P/REV (ENCODER A-32); PERFORMANCE REDUCTION BY 10% DUE TO ABSOLUTE ENCODER; PLAIN SHAFT, TOLERANCE N; WITH HOLDING BRAKE DEGREE OF PROTECTION IP65 IP67 D-END FLANGE; RAL7016 COATING; METALLIC RATING PLATE AT MOTOR | 2157 | TEM | 1 | MC | 5.502 | 1
1FK70425AF211KA0 | SIMOTICS S SYNCHRONOUS SERVOMOTORS 1FK7 COMPACT, ZK 300 V 3,0 NM, 100K, 3000 RPM, 0,82KW NATURAL AIR COOLING, IM B5 (IM V1, IM V3) POWER/SIGNAL CONNECTORS CONN. CAN BE ROTATED BY 270 DEGR., BASIC ABSOLUTE ENCODER 32 P/REV (ENCODER A-32) WITH DRIVE-CLIQ INTERFACE; PERFORMANCE REDUCTION BY 10% DUE TO ABSOLUTE ENCODER; SHAFT WITH FITTED KEY, TOLERANCE N; W/O HOLDING BRAKE DEGREE OF PROTECTION IP64 | 1970 | TEM | 1 | MC | 4.903 | 1
1FK70425AF211KA2 | SIMOTICS S SYNCHRONOUS SERVOMOTORS 1FK7 COMPACT, ZK 300 V 3,0 NM, 100K, 3000 RPM, 0,82KW NATURAL AIR COOLING, IM B5 (IM V1, IM V3) POWER/SIGNAL CONNECTORS CONN. CAN BE ROTATED BY 270 DEGR., BASIC ABSOLUTE ENCODER 32 P/REV (ENCODER A-32) WITH DRIVE-CLIQ INTERFACE; PERFORMANCE REDUCTION BY 10% DUE TO ABSOLUTE ENCODER; SHAFT WITH FITTED KEY, TOLERANCE N; W/O HOLDING BRAKE DEGREE OF PROTECTION IP65 FLANGE ON DRIVE END IP67 | 2071 | TEM | 1 | MC | 4.903 | 1
1FK70425AF211KA3 | SIMOTICS S SYNCHRONOUS SERVOMOTORS 1FK7 COMPACT, ZK 300 V 3,0 NM, 100K, 3000 RPM, 0,82KW NATURAL AIR COOLING, IM B5 (IM V1, IM V3) POWER/SIGNAL CONNECTORS CONN. CAN BE ROTATED BY 270 DEGR., BASIC ABSOLUTE ENCODER 32 P/REV (ENCODER A-32) WITH DRIVE-CLIQ INTERFACE; PERFORMANCE REDUCTION BY 10% DUE TO ABSOLUTE ENCODER; SHAFT WITH FITTED KEY, TOLERANCE N; W/O HOLDING BRAKE DEGREE OF PROTECTION IP64; PAINT FINISH RAL7016 | 2019 | TEM | 1 | MC | 4.903 | 1
1FK70425AF211KA5 | SIMOTICS S SYNCHRONOUS SERVOMOTORS 1FK7 COMPACT, ZK 300 V 3,0 NM, 100K, 3000 RPM, 0,82KW NATURAL AIR COOLING, IM B5 (IM V1, IM V3) POWER/SIGNAL CONNECTORS CONN. CAN BE ROTATED BY 270 DEGR., BASIC ABSOLUTE ENCODER 32 P/REV (ENCODER A-32) WITH DRIVE-CLIQ INTERFACE; PERFORMANCE REDUCTION BY 10% DUE TO ABSOLUTE ENCODER; SHAFT WITH FITTED KEY, TOLERANCE N; W/O HOLDING BRAKE DEGREE OF PROTECTION IP65 AS FLANGE IP67; PAINT FINISH RAL7016 | 2121 | TEM | 1 | MC | 4.903 | 1
1FK70425AF211KA8 | SIMOTICS S SYNCHRONOUS SERVOMOTORS 1FK7 COMPACT, ZK 300 V 3,0 NM, 100K, 3000 RPM, 0,82KW NATURAL AIR COOLING, IM B5 (IM V1, IM V3) POWER/SIGNAL CONNECTORS CONN. CAN BE ROTATED BY 270 DEGR., BASIC ABSOLUTE ENCODER 32 P/REV (ENCODER A-32) WITH DRIVE-CLIQ INTERFACE; PERFORMANCE REDUCTION BY 10% DUE TO ABSOLUTE ENCODER; SHAFT WITH FITTED KEY, TOLERANCE N; W/O HOLDING BRAKE DEGREE OF PROTECTION IP65 IP67 D-END FLANGE; RAL7016 COATING; METALLIC RATING PLATE AT MOTOR | 2229 | TEM | 1 | MC | 4.903 | 1
1FK70425AF211KB0 | SIMOTICS S SYNCHRONOUS SERVOMOTORS 1FK7 COMPACT, ZK 300 V 3,0 NM, 100K, 3000 RPM, 0,82KW NATURAL AIR COOLING, IM B5 (IM V1, IM V3) POWER/SIGNAL CONNECTORS CONN. CAN BE ROTATED BY 270 DEGR., BASIC ABSOLUTE ENCODER 32 P/REV (ENCODER A-32) WITH DRIVE-CLIQ INTERFACE; PERFORMANCE REDUCTION BY 10% DUE TO ABSOLUTE ENCODER; SHAFT WITH FITTED KEY, TOLERANCE N; WITH HOLDING BRAKE DEGREE OF PROTECTION IP64 | 2253 | TEM | 1 | MC | 5.502 | 1
1FK70425AF211KB2 | SIMOTICS S SYNCHRONOUS SERVOMOTORS 1FK7 COMPACT, ZK 300 V 3,0 NM, 100K, 3000 RPM, 0,82KW NATURAL AIR COOLING, IM B5 (IM V1, IM V3) POWER/SIGNAL CONNECTORS CONN. CAN BE ROTATED BY 270 DEGR., BASIC ABSOLUTE ENCODER 32 P/REV (ENCODER A-32) WITH DRIVE-CLIQ INTERFACE; PERFORMANCE REDUCTION BY 10% DUE TO ABSOLUTE ENCODER; SHAFT WITH FITTED KEY, TOLERANCE N; WITH HOLDING BRAKE DEGREE OF PROTECTION IP65 FLANGE ON DRIVE END IP67 | 2355 | TEM | 1 | MC | 5.502 | 1
1FK70425AF211KB3 | SIMOTICS S SYNCHRONOUS SERVOMOTORS 1FK7 COMPACT, ZK 300 V 3,0 NM, 100K, 3000 RPM, 0,82KW NATURAL AIR COOLING, IM B5 (IM V1, IM V3) POWER/SIGNAL CONNECTORS CONN. CAN BE ROTATED BY 270 DEGR., BASIC ABSOLUTE ENCODER 32 P/REV (ENCODER A-32) WITH DRIVE-CLIQ INTERFACE; PERFORMANCE REDUCTION BY 10% DUE TO ABSOLUTE ENCODER; SHAFT WITH FITTED KEY, TOLERANCE N; WITH HOLDING BRAKE DEGREE OF PROTECTION IP64; PAINT FINISH RAL7016 | 2302 | TEM | 1 | MC | 5.502 | 1
1FK70425AF211KB5 | SIMOTICS S SYNCHRONOUS SERVOMOTORS 1FK7 COMPACT, ZK 300 V 3,0 NM, 100K, 3000 RPM, 0,82KW NATURAL AIR COOLING, IM B5 (IM V1, IM V3) POWER/SIGNAL CONNECTORS CONN. CAN BE ROTATED BY 270 DEGR., BASIC ABSOLUTE ENCODER 32 P/REV (ENCODER A-32) WITH DRIVE-CLIQ INTERFACE; PERFORMANCE REDUCTION BY 10% DUE TO ABSOLUTE ENCODER; SHAFT WITH FITTED KEY, TOLERANCE N; WITH HOLDING BRAKE DEGREE OF PROTECTION IP65 AS FLANGE IP67; PAINT FINISH RAL7016 | 2404 | TEM | 1 | MC | 5.502 | 1
1FK70425AF211KB8 | SIMOTICS S SYNCHRONOUS SERVOMOTORS 1FK7 COMPACT, ZK 300 V 3,0 NM, 100K, 3000 RPM, 0,82KW NATURAL AIR COOLING, IM B5 (IM V1, IM V3) POWER/SIGNAL CONNECTORS CONN. CAN BE ROTATED BY 270 DEGR., BASIC ABSOLUTE ENCODER 32 P/REV (ENCODER A-32) WITH DRIVE-CLIQ INTERFACE; PERFORMANCE REDUCTION BY 10% DUE TO ABSOLUTE ENCODER; SHAFT WITH FITTED KEY, TOLERANCE N; WITH HOLDING BRAKE DEGREE OF PROTECTION IP65 IP67 D-END FLANGE; RAL7016 COATING; METALLIC RATING PLATE AT MOTOR | 2513 | TEM | 1 | MC | 5.502 | 1
1FK70425AF211KG0 | SIMOTICS S SYNCHRONOUS SERVOMOTORS 1FK7 COMPACT, ZK 300 V 3,0 NM, 100K, 3000 RPM, 0,82KW NATURAL AIR COOLING, IM B5 (IM V1, IM V3) POWER/SIGNAL CONNECTORS CONN. CAN BE ROTATED BY 270 DEGR., BASIC ABSOLUTE ENCODER 32 P/REV (ENCODER A-32) WITH DRIVE-CLIQ INTERFACE; PERFORMANCE REDUCTION BY 10% DUE TO ABSOLUTE ENCODER; PLAIN SHAFT, TOLERANCE N; W/O HOLDING BRAKE DEGREE OF PROTECTION IP64 | 1876 | TEM | 1 | MC | 4.903 | 1
1FK70425AF211KG2 | SIMOTICS S SYNCHRONOUS SERVOMOTORS 1FK7 COMPACT, ZK 300 V 3,0 NM, 100K, 3000 RPM, 0,82KW NATURAL AIR COOLING, IM B5 (IM V1, IM V3) POWER/SIGNAL CONNECTORS CONN. CAN BE ROTATED BY 270 DEGR., BASIC ABSOLUTE ENCODER 32 P/REV (ENCODER A-32) WITH DRIVE-CLIQ INTERFACE; PERFORMANCE REDUCTION BY 10% DUE TO ABSOLUTE ENCODER; PLAIN SHAFT, TOLERANCE N; W/O HOLDING BRAKE DEGREE OF PROTECTION IP65 FLANGE ON DRIVE END IP67 | 1978 | TEM | 1 | MC | 4.903 | 1
1FK70425AF211KG3 | SIMOTICS S SYNCHRONOUS SERVOMOTORS 1FK7 COMPACT, ZK 300 V 3,0 NM, 100K, 3000 RPM, 0,82KW NATURAL AIR COOLING, IM B5 (IM V1, IM V3) POWER/SIGNAL CONNECTORS CONN. CAN BE ROTATED BY 270 DEGR., BASIC ABSOLUTE ENCODER 32 P/REV (ENCODER A-32) WITH DRIVE-CLIQ INTERFACE; PERFORMANCE REDUCTION BY 10% DUE TO ABSOLUTE ENCODER; PLAIN SHAFT, TOLERANCE N; W/O HOLDING BRAKE DEGREE OF PROTECTION IP64; PAINT FINISH RAL7016 | 1925 | TEM | 1 | MC | 4.903 | 1
1FK70425AF211KG5 | SIMOTICS S SYNCHRONOUS SERVOMOTORS 1FK7 COMPACT, ZK 300 V 3,0 NM, 100K, 3000 RPM, 0,82KW NATURAL AIR COOLING, IM B5 (IM V1, IM V3) POWER/SIGNAL CONNECTORS CONN. CAN BE ROTATED BY 270 DEGR., BASIC ABSOLUTE ENCODER 32 P/REV (ENCODER A-32) WITH DRIVE-CLIQ INTERFACE; PERFORMANCE REDUCTION BY 10% DUE TO ABSOLUTE ENCODER; PLAIN SHAFT, TOLERANCE N; W/O HOLDING BRAKE DEGREE OF PROTECTION IP65 AS FLANGE IP67; PAINT FINISH RAL7016 | 2027 | TEM | 1 | MC | 4.903 | 1
1FK70425AF211KG8 | SIMOTICS S SYNCHRONOUS SERVOMOTORS 1FK7 COMPACT, ZK 300 V 3,0 NM, 100K, 3000 RPM, 0,82KW NATURAL AIR COOLING, IM B5 (IM V1, IM V3) POWER/SIGNAL CONNECTORS CONN. CAN BE ROTATED BY 270 DEGR., BASIC ABSOLUTE ENCODER 32 P/REV (ENCODER A-32) WITH DRIVE-CLIQ INTERFACE; PERFORMANCE REDUCTION BY 10% DUE TO ABSOLUTE ENCODER; PLAIN SHAFT, TOLERANCE N; W/O HOLDING BRAKE DEGREE OF PROTECTION IP65 IP67 D-END FLANGE; RAL7016 COATING; METALLIC RATING PLATE AT MOTOR | 2136 | TEM | 1 | MC | 4.903 | 1
1FK70425AF211KH0 | SIMOTICS S SYNCHRONOUS SERVOMOTORS 1FK7 COMPACT, ZK 300 V 3,0 NM, 100K, 3000 RPM, 0,82KW NATURAL AIR COOLING, IM B5 (IM V1, IM V3) POWER/SIGNAL CONNECTORS CONN. CAN BE ROTATED BY 270 DEGR., BASIC ABSOLUTE ENCODER 32 P/REV (ENCODER A-32) WITH DRIVE-CLIQ INTERFACE; PERFORMANCE REDUCTION BY 10% DUE TO ABSOLUTE ENCODER; PLAIN SHAFT, TOLERANCE N; WITH HOLDING BRAKE DEGREE OF PROTECTION IP64 | 2157 | TEM | 1 | MC | 5.502 | 1
1FK70425AF211KH2 | SIMOTICS S SYNCHRONOUS SERVOMOTORS 1FK7 COMPACT, ZK 300 V 3,0 NM, 100K, 3000 RPM, 0,82KW NATURAL AIR COOLING, IM B5 (IM V1, IM V3) POWER/SIGNAL CONNECTORS CONN. CAN BE ROTATED BY 270 DEGR., BASIC ABSOLUTE ENCODER 32 P/REV (ENCODER A-32) WITH DRIVE-CLIQ INTERFACE; PERFORMANCE REDUCTION BY 10% DUE TO ABSOLUTE ENCODER; PLAIN SHAFT, TOLERANCE N; WITH HOLDING BRAKE DEGREE OF PROTECTION IP65 FLANGE ON DRIVE END IP67 | 2259 | TEM | 1 | MC | 5.502 | 1
1FK70425AF211KH3 | SIMOTICS S SYNCHRONOUS SERVOMOTORS 1FK7 COMPACT, ZK 300 V 3,0 NM, 100K, 3000 RPM, 0,82KW NATURAL AIR COOLING, IM B5 (IM V1, IM V3) POWER/SIGNAL CONNECTORS CONN. CAN BE ROTATED BY 270 DEGR., BASIC ABSOLUTE ENCODER 32 P/REV (ENCODER A-32) WITH DRIVE-CLIQ INTERFACE; PERFORMANCE REDUCTION BY 10% DUE TO ABSOLUTE ENCODER; PLAIN SHAFT, TOLERANCE N; WITH HOLDING BRAKE DEGREE OF PROTECTION IP64; PAINT FINISH RAL7016 | 2206 | TEM | 1 | MC | 5.502 | 1
1FK70425AF211KH5 | SIMOTICS S SYNCHRONOUS SERVOMOTORS 1FK7 COMPACT, ZK 300 V 3,0 NM, 100K, 3000 RPM, 0,82KW NATURAL AIR COOLING, IM B5 (IM V1, IM V3) POWER/SIGNAL CONNECTORS CONN. CAN BE ROTATED BY 270 DEGR., BASIC ABSOLUTE ENCODER 32 P/REV (ENCODER A-32) WITH DRIVE-CLIQ INTERFACE; PERFORMANCE REDUCTION BY 10% DUE TO ABSOLUTE ENCODER; PLAIN SHAFT, TOLERANCE N; WITH HOLDING BRAKE DEGREE OF PROTECTION IP65 AS FLANGE IP67; PAINT FINISH RAL7016 | 2308 | TEM | 1 | MC | 5.502 | 1
1FK70425AF211KH8 | SIMOTICS S SYNCHRONOUS SERVOMOTORS 1FK7 COMPACT, ZK 300 V 3,0 NM, 100K, 3000 RPM, 0,82KW NATURAL AIR COOLING, IM B5 (IM V1, IM V3) POWER/SIGNAL CONNECTORS CONN. CAN BE ROTATED BY 270 DEGR., BASIC ABSOLUTE ENCODER 32 P/REV (ENCODER A-32) WITH DRIVE-CLIQ INTERFACE; PERFORMANCE REDUCTION BY 10% DUE TO ABSOLUTE ENCODER; PLAIN SHAFT, TOLERANCE N; WITH HOLDING BRAKE DEGREE OF PROTECTION IP65 IP67 D-END FLANGE; RAL7016 COATING; METALLIC RATING PLATE AT MOTOR | 2417 | TEM | 1 | MC | 5.502 | 1
1FK70425AF211PA0 | SIMOTICS S SYNCHRONOUS SERVOMOTORS 1FK7 COMPACT, ZK 300 V 3,0 NM, 100K, 3000 RPM, 0,82KW NATURAL AIR COOLING, IM B5 (IM V1, IM V3) POWER/SIGNAL CONNECTORS CONN. CAN BE ROTATED BY 270 DEGR., RESOLVER 2-POLE (RESOLVER P=1) WITH DRIVE-CLIQ INTERFACE; SHAFT WITH FITTED KEY, TOLERANCE N; W/O HOLDING BRAKE DEGREE OF PROTECTION IP64 | 1494 | TEM | 1 | MC | 4.903 | 1
1FK70425AF211PA2 | SIMOTICS S SYNCHRONOUS SERVOMOTORS 1FK7 COMPACT, ZK 300 V 3,0 NM, 100K, 3000 RPM, 0,82KW NATURAL AIR COOLING, IM B5 (IM V1, IM V3) POWER/SIGNAL CONNECTORS CONN. CAN BE ROTATED BY 270 DEGR., RESOLVER 2-POLE (RESOLVER P=1) WITH DRIVE-CLIQ INTERFACE; SHAFT WITH FITTED KEY, TOLERANCE N; W/O HOLDING BRAKE DEGREE OF PROTECTION IP65 FLANGE ON DRIVE END IP67 | 1596 | TEM | 1 | MC | 4.903 | 1
1FK70425AF211PA3 | SIMOTICS S SYNCHRONOUS SERVOMOTORS 1FK7 COMPACT, ZK 300 V 3,0 NM, 100K, 3000 RPM, 0,82KW NATURAL AIR COOLING, IM B5 (IM V1, IM V3) POWER/SIGNAL CONNECTORS CONN. CAN BE ROTATED BY 270 DEGR., RESOLVER 2-POLE (RESOLVER P=1) WITH DRIVE-CLIQ INTERFACE; SHAFT WITH FITTED KEY, TOLERANCE N; W/O HOLDING BRAKE DEGREE OF PROTECTION IP64; PAINT FINISH RAL7016 | 1544 | TEM | 1 | MC | 4.903 | 1
1FK70425AF211PA5 | SIMOTICS S SYNCHRONOUS SERVOMOTORS 1FK7 COMPACT, ZK 300 V 3,0 NM, 100K, 3000 RPM, 0,82KW NATURAL AIR COOLING, IM B5 (IM V1, IM V3) POWER/SIGNAL CONNECTORS CONN. CAN BE ROTATED BY 270 DEGR., RESOLVER 2-POLE (RESOLVER P=1) WITH DRIVE-CLIQ INTERFACE; SHAFT WITH FITTED KEY, TOLERANCE N; W/O HOLDING BRAKE DEGREE OF PROTECTION IP65 AS FLANGE IP67; PAINT FINISH RAL7016 | 1645 | TEM | 1 | MC | 4.903 | 1
1FK70425AF211PA8 | SIMOTICS S SYNCHRONOUS SERVOMOTORS 1FK7 COMPACT, ZK 300 V 3,0 NM, 100K, 3000 RPM, 0,82KW NATURAL AIR COOLING, IM B5 (IM V1, IM V3) POWER/SIGNAL CONNECTORS CONN. CAN BE ROTATED BY 270 DEGR., RESOLVER 2-POLE (RESOLVER P=1) WITH DRIVE-CLIQ INTERFACE; SHAFT WITH FITTED KEY, TOLERANCE N; W/O HOLDING BRAKE DEGREE OF PROTECTION IP65 IP67 D-END FLANGE; RAL7016 COATING; METALLIC RATING PLATE AT MOTOR | 1754 | TEM | 1 | MC | 4.903 | 1
1FK70425AF211PB0 | SIMOTICS S SYNCHRONOUS SERVOMOTORS 1FK7 COMPACT, ZK 300 V 3,0 NM, 100K, 3000 RPM, 0,82KW NATURAL AIR COOLING, IM B5 (IM V1, IM V3) POWER/SIGNAL CONNECTORS CONN. CAN BE ROTATED BY 270 DEGR., RESOLVER 2-POLE (RESOLVER P=1) WITH DRIVE-CLIQ INTERFACE; SHAFT WITH FITTED KEY, TOLERANCE N; WITH HOLDING BRAKE DEGREE OF PROTECTION IP64 | 1778 | TEM | 1 | MC | 5.502 | 1
1FK70425AF211PB2 | SIMOTICS S SYNCHRONOUS SERVOMOTORS 1FK7 COMPACT, ZK 300 V 3,0 NM, 100K, 3000 RPM, 0,82KW NATURAL AIR COOLING, IM B5 (IM V1, IM V3) POWER/SIGNAL CONNECTORS CONN. CAN BE ROTATED BY 270 DEGR., RESOLVER 2-POLE (RESOLVER P=1) WITH DRIVE-CLIQ INTERFACE; SHAFT WITH FITTED KEY, TOLERANCE N; WITH HOLDING BRAKE DEGREE OF PROTECTION IP65 FLANGE ON DRIVE END IP67 | 1879 | TEM | 1 | MC | 5.502 | 1
1FK70425AF211PB3 | SIMOTICS S SYNCHRONOUS SERVOMOTORS 1FK7 COMPACT, ZK 300 V 3,0 NM, 100K, 3000 RPM, 0,82KW NATURAL AIR COOLING, IM B5 (IM V1, IM V3) POWER/SIGNAL CONNECTORS CONN. CAN BE ROTATED BY 270 DEGR., RESOLVER 2-POLE (RESOLVER P=1) WITH DRIVE-CLIQ INTERFACE; SHAFT WITH FITTED KEY, TOLERANCE N; WITH HOLDING BRAKE DEGREE OF PROTECTION IP64; PAINT FINISH RAL7016 | 1827 | TEM | 1 | MC | 5.502 | 1
1FK70425AF211PB5 | SIMOTICS S SYNCHRONOUS SERVOMOTORS 1FK7 COMPACT, ZK 300 V 3,0 NM, 100K, 3000 RPM, 0,82KW NATURAL AIR COOLING, IM B5 (IM V1, IM V3) POWER/SIGNAL CONNECTORS CONN. CAN BE ROTATED BY 270 DEGR., RESOLVER 2-POLE (RESOLVER P=1) WITH DRIVE-CLIQ INTERFACE; SHAFT WITH FITTED KEY, TOLERANCE N; WITH HOLDING BRAKE DEGREE OF PROTECTION IP65 AS FLANGE IP67; PAINT FINISH RAL7016 | 1929 | TEM | 1 | MC | 5.502 | 1
1FK70425AF211PB8 | SIMOTICS S SYNCHRONOUS SERVOMOTORS 1FK7 COMPACT, ZK 300 V 3,0 NM, 100K, 3000 RPM, 0,82KW NATURAL AIR COOLING, IM B5 (IM V1, IM V3) POWER/SIGNAL CONNECTORS CONN. CAN BE ROTATED BY 270 DEGR., RESOLVER 2-POLE (RESOLVER P=1) WITH DRIVE-CLIQ INTERFACE; SHAFT WITH FITTED KEY, TOLERANCE N; WITH HOLDING BRAKE DEGREE OF PROTECTION IP65 IP67 D-END FLANGE; RAL7016 COATING; METALLIC RATING PLATE AT MOTOR | 2037 | TEM | 1 | MC | 5.502 | 1
1FK70425AF211PG0 | SIMOTICS S SYNCHRONOUS SERVOMOTORS 1FK7 COMPACT, ZK 300 V 3,0 NM, 100K, 3000 RPM, 0,82KW NATURAL AIR COOLING, IM B5 (IM V1, IM V3) POWER/SIGNAL CONNECTORS CONN. CAN BE ROTATED BY 270 DEGR., RESOLVER 2-POLE (RESOLVER P=1) WITH DRIVE-CLIQ INTERFACE; PLAIN SHAFT, TOLERANCE N; W/O HOLDING BRAKE DEGREE OF PROTECTION IP64 | 1401 | TEM | 1 | MC | 4.903 | 1
1FK70425AF211PG2 | SIMOTICS S SYNCHRONOUS SERVOMOTORS 1FK7 COMPACT, ZK 300 V 3,0 NM, 100K, 3000 RPM, 0,82KW NATURAL AIR COOLING, IM B5 (IM V1, IM V3) POWER/SIGNAL CONNECTORS CONN. CAN BE ROTATED BY 270 DEGR., RESOLVER 2-POLE (RESOLVER P=1) WITH DRIVE-CLIQ INTERFACE; PLAIN SHAFT, TOLERANCE N; W/O HOLDING BRAKE DEGREE OF PROTECTION IP65 FLANGE ON DRIVE END IP67 | 1502 | TEM | 1 | MC | 4.903 | 1
1FK70425AF211PG3 | SIMOTICS S SYNCHRONOUS SERVOMOTORS 1FK7 COMPACT, ZK 300 V 3,0 NM, 100K, 3000 RPM, 0,82KW NATURAL AIR COOLING, IM B5 (IM V1, IM V3) POWER/SIGNAL CONNECTORS CONN. CAN BE ROTATED BY 270 DEGR., RESOLVER 2-POLE (RESOLVER P=1) WITH DRIVE-CLIQ INTERFACE; PLAIN SHAFT, TOLERANCE N; W/O HOLDING BRAKE DEGREE OF PROTECTION IP64; PAINT FINISH RAL7016 | 1450 | TEM | 1 | MC | 4.903 | 1
1FK70425AF211PG5 | SIMOTICS S SYNCHRONOUS SERVOMOTORS 1FK7 COMPACT, ZK 300 V 3,0 NM, 100K, 3000 RPM, 0,82KW NATURAL AIR COOLING, IM B5 (IM V1, IM V3) POWER/SIGNAL CONNECTORS CONN. CAN BE ROTATED BY 270 DEGR., RESOLVER 2-POLE (RESOLVER P=1) WITH DRIVE-CLIQ INTERFACE; PLAIN SHAFT, TOLERANCE N; W/O HOLDING BRAKE DEGREE OF PROTECTION IP65 AS FLANGE IP67; PAINT FINISH RAL7016 | 1551 | TEM | 1 | MC | 4.903 | 1
1FK70425AF211PG8 | SIMOTICS S SYNCHRONOUS SERVOMOTORS 1FK7 COMPACT, ZK 300 V 3,0 NM, 100K, 3000 RPM, 0,82KW NATURAL AIR COOLING, IM B5 (IM V1, IM V3) POWER/SIGNAL CONNECTORS CONN. CAN BE ROTATED BY 270 DEGR., RESOLVER 2-POLE (RESOLVER P=1) WITH DRIVE-CLIQ INTERFACE; PLAIN SHAFT, TOLERANCE N; W/O HOLDING BRAKE DEGREE OF PROTECTION IP65 IP67 D-END FLANGE; RAL7016 COATING; METALLIC RATING PLATE AT MOTOR | 1660 | TEM | 1 | MC | 4.903 | 1
1FK70425AF211PH0 | SIMOTICS S SYNCHRONOUS SERVOMOTORS 1FK7 COMPACT, ZK 300 V 3,0 NM, 100K, 3000 RPM, 0,82KW NATURAL AIR COOLING, IM B5 (IM V1, IM V3) POWER/SIGNAL CONNECTORS CONN. CAN BE ROTATED BY 270 DEGR., RESOLVER 2-POLE (RESOLVER P=1) WITH DRIVE-CLIQ INTERFACE; PLAIN SHAFT, TOLERANCE N; WITH HOLDING BRAKE DEGREE OF PROTECTION IP64 | 1682 | TEM | 1 | MC | 5.502 | 1
1FK70425AF211PH2 | SIMOTICS S SYNCHRONOUS SERVOMOTORS 1FK7 COMPACT, ZK 300 V 3,0 NM, 100K, 3000 RPM, 0,82KW NATURAL AIR COOLING, IM B5 (IM V1, IM V3) POWER/SIGNAL CONNECTORS CONN. CAN BE ROTATED BY 270 DEGR., RESOLVER 2-POLE (RESOLVER P=1) WITH DRIVE-CLIQ INTERFACE; PLAIN SHAFT, TOLERANCE N; WITH HOLDING BRAKE DEGREE OF PROTECTION IP65 FLANGE ON DRIVE END IP67 | 1783 | TEM | 1 | MC | 5.502 | 1
1FK70425AF211PH3 | SIMOTICS S SYNCHRONOUS SERVOMOTORS 1FK7 COMPACT, ZK 300 V 3,0 NM, 100K, 3000 RPM, 0,82KW NATURAL AIR COOLING, IM B5 (IM V1, IM V3) POWER/SIGNAL CONNECTORS CONN. CAN BE ROTATED BY 270 DEGR., RESOLVER 2-POLE (RESOLVER P=1) WITH DRIVE-CLIQ INTERFACE; PLAIN SHAFT, TOLERANCE N; WITH HOLDING BRAKE DEGREE OF PROTECTION IP64; PAINT FINISH RAL7016 | 1731 | TEM | 1 | MC | 5.502 | 1
1FK70425AF211PH5 | SIMOTICS S SYNCHRONOUS SERVOMOTORS 1FK7 COMPACT, ZK 300 V 3,0 NM, 100K, 3000 RPM, 0,82KW NATURAL AIR COOLING, IM B5 (IM V1, IM V3) POWER/SIGNAL CONNECTORS CONN. CAN BE ROTATED BY 270 DEGR., RESOLVER 2-POLE (RESOLVER P=1) WITH DRIVE-CLIQ INTERFACE; PLAIN SHAFT, TOLERANCE N; WITH HOLDING BRAKE DEGREE OF PROTECTION IP65 AS FLANGE IP67; PAINT FINISH RAL7016 | 1832 | TEM | 1 | MC | 5.502 | 1
1FK70425AF211PH8 | SIMOTICS S SYNCHRONOUS SERVOMOTORS 1FK7 COMPACT, ZK 300 V 3,0 NM, 100K, 3000 RPM, 0,82KW NATURAL AIR COOLING, IM B5 (IM V1, IM V3) POWER/SIGNAL CONNECTORS CONN. CAN BE ROTATED BY 270 DEGR., RESOLVER 2-POLE (RESOLVER P=1) WITH DRIVE-CLIQ INTERFACE; PLAIN SHAFT, TOLERANCE N; WITH HOLDING BRAKE DEGREE OF PROTECTION IP65 IP67 D-END FLANGE; RAL7016 COATING; METALLIC RATING PLATE AT MOTOR | 1941 | TEM | 1 | MC | 5.502 | 1
1FK70425AF211SA0 | SIMOTICS S SYNCHRONOUS SERVOMOTORS 1FK7 COMPACT, ZK 300 V 3,0 NM, 100K, 3000 RPM, 0,82KW NATURAL AIR COOLING, IM B5 (IM V1, IM V3) POWER/SIGNAL CONNECTORS CONN. CAN BE ROTATED BY 270 DEGR., RESOLVER MULTI-POLE (RESOLVER P=4); SHAFT WITH FITTED KEY, TOLERANCE N; W/O HOLDING BRAKE DEGREE OF PROTECTION IP64 | 1233 | TEM | 1 | MC | 4.903 | 1
1FK70425AF211SA2 | SIMOTICS S SYNCHRONOUS SERVOMOTORS 1FK7 COMPACT, ZK 300 V 3,0 NM, 100K, 3000 RPM, 0,82KW NATURAL AIR COOLING, IM B5 (IM V1, IM V3) POWER/SIGNAL CONNECTORS CONN. CAN BE ROTATED BY 270 DEGR., RESOLVER MULTI-POLE (RESOLVER P=4); SHAFT WITH FITTED KEY, TOLERANCE N; W/O HOLDING BRAKE DEGREE OF PROTECTION IP65 FLANGE ON DRIVE END IP67 | 1334 | TEM | 1 | MC | 4.903 | 1
1FK70425AF211SA3 | SIMOTICS S SYNCHRONOUS SERVOMOTORS 1FK7 COMPACT, ZK 300 V 3,0 NM, 100K, 3000 RPM, 0,82KW NATURAL AIR COOLING, IM B5 (IM V1, IM V3) POWER/SIGNAL CONNECTORS CONN. CAN BE ROTATED BY 270 DEGR., RESOLVER MULTI-POLE (RESOLVER P=4); SHAFT WITH FITTED KEY, TOLERANCE N; W/O HOLDING BRAKE DEGREE OF PROTECTION IP64; PAINT FINISH RAL7016 | 1282 | TEM | 1 | MC | 4.903 | 1
1FK70425AF211SA5 | SIMOTICS S SYNCHRONOUS SERVOMOTORS 1FK7 COMPACT, ZK 300 V 3,0 NM, 100K, 3000 RPM, 0,82KW NATURAL AIR COOLING, IM B5 (IM V1, IM V3) POWER/SIGNAL CONNECTORS CONN. CAN BE ROTATED BY 270 DEGR., RESOLVER MULTI-POLE (RESOLVER P=4); SHAFT WITH FITTED KEY, TOLERANCE N; W/O HOLDING BRAKE DEGREE OF PROTECTION IP65 AS FLANGE IP67; PAINT FINISH RAL7016 | 1383 | TEM | 1 | MC | 4.903 | 1
1FK70425AF211SA8 | SIMOTICS S SYNCHRONOUS SERVOMOTORS 1FK7 COMPACT, ZK 300 V 3,0 NM, 100K, 3000 RPM, 0,82KW NATURAL AIR COOLING, IM B5 (IM V1, IM V3) POWER/SIGNAL CONNECTORS CONN. CAN BE ROTATED BY 270 DEGR., RESOLVER MULTI-POLE (RESOLVER P=4); SHAFT WITH FITTED KEY, TOLERANCE N; W/O HOLDING BRAKE DEGREE OF PROTECTION IP65 IP67 D-END FLANGE; RAL7016 COATING; METALLIC RATING PLATE AT MOTOR | 1492 | TEM | 1 | MC | 4.903 | 1
1FK70425AF211SB0 | SIMOTICS S SYNCHRONOUS SERVOMOTORS 1FK7 COMPACT, ZK 300 V 3,0 NM, 100K, 3000 RPM, 0,82KW NATURAL AIR COOLING, IM B5 (IM V1, IM V3) POWER/SIGNAL CONNECTORS CONN. CAN BE ROTATED BY 270 DEGR., RESOLVER MULTI-POLE (RESOLVER P=4); SHAFT WITH FITTED KEY, TOLERANCE N; WITH HOLDING BRAKE DEGREE OF PROTECTION IP64 | 1516 | TEM | 1 | MC | 5.502 | 1
1FK70425AF211SB2 | SIMOTICS S SYNCHRONOUS SERVOMOTORS 1FK7 COMPACT, ZK 300 V 3,0 NM, 100K, 3000 RPM, 0,82KW NATURAL AIR COOLING, IM B5 (IM V1, IM V3) POWER/SIGNAL CONNECTORS CONN. CAN BE ROTATED BY 270 DEGR., RESOLVER MULTI-POLE (RESOLVER P=4); SHAFT WITH FITTED KEY, TOLERANCE N; WITH HOLDING BRAKE DEGREE OF PROTECTION IP65 FLANGE ON DRIVE END IP67 | 1618 | TEM | 1 | MC | 5.502 | 1
1FK70425AF211SB3 | SIMOTICS S SYNCHRONOUS SERVOMOTORS 1FK7 COMPACT, ZK 300 V 3,0 NM, 100K, 3000 RPM, 0,82KW NATURAL AIR COOLING, IM B5 (IM V1, IM V3) POWER/SIGNAL CONNECTORS CONN. CAN BE ROTATED BY 270 DEGR., RESOLVER MULTI-POLE (RESOLVER P=4); SHAFT WITH FITTED KEY, TOLERANCE N; WITH HOLDING BRAKE DEGREE OF PROTECTION IP64; PAINT FINISH RAL7016 | 1565 | TEM | 1 | MC | 5.502 | 1
1FK70425AF211SB5 | SIMOTICS S SYNCHRONOUS SERVOMOTORS 1FK7 COMPACT, ZK 300 V 3,0 NM, 100K, 3000 RPM, 0,82KW NATURAL AIR COOLING, IM B5 (IM V1, IM V3) POWER/SIGNAL CONNECTORS CONN. CAN BE ROTATED BY 270 DEGR., RESOLVER MULTI-POLE (RESOLVER P=4); SHAFT WITH FITTED KEY, TOLERANCE N; WITH HOLDING BRAKE DEGREE OF PROTECTION IP65 AS FLANGE IP67; PAINT FINISH RAL7016 | 1667 | TEM | 1 | MC | 5.502 | 1
1FK70425AF211SB8 | SIMOTICS S SYNCHRONOUS SERVOMOTORS 1FK7 COMPACT, ZK 300 V 3,0 NM, 100K, 3000 RPM, 0,82KW NATURAL AIR COOLING, IM B5 (IM V1, IM V3) POWER/SIGNAL CONNECTORS CONN. CAN BE ROTATED BY 270 DEGR., RESOLVER MULTI-POLE (RESOLVER P=4); SHAFT WITH FITTED KEY, TOLERANCE N; WITH HOLDING BRAKE DEGREE OF PROTECTION IP65 IP67 D-END FLANGE; RAL7016 COATING; METALLIC RATING PLATE AT MOTOR | 1775 | TEM | 1 | MC | 5.502 | 1
1FK70425AF211SG0 | SIMOTICS S SYNCHRONOUS SERVOMOTORS 1FK7 COMPACT, ZK 300 V 3,0 NM, 100K, 3000 RPM, 0,82KW NATURAL AIR COOLING, IM B5 (IM V1, IM V3) POWER/SIGNAL CONNECTORS CONN. CAN BE ROTATED BY 270 DEGR., RESOLVER MULTI-POLE (RESOLVER P=4); PLAIN SHAFT, TOLERANCE N; W/O HOLDING BRAKE DEGREE OF PROTECTION IP64 | 1139 | TEM | 1 | MC | 4.903 | 1
1FK70425AF211SG2 | SIMOTICS S SYNCHRONOUS SERVOMOTORS 1FK7 COMPACT, ZK 300 V 3,0 NM, 100K, 3000 RPM, 0,82KW NATURAL AIR COOLING, IM B5 (IM V1, IM V3) POWER/SIGNAL CONNECTORS CONN. CAN BE ROTATED BY 270 DEGR., RESOLVER MULTI-POLE (RESOLVER P=4); PLAIN SHAFT, TOLERANCE N; W/O HOLDING BRAKE DEGREE OF PROTECTION IP65 FLANGE ON DRIVE END IP67 | 1240 | TEM | 1 | MC | 4.903 | 1
1FK70425AF211SG3 | SIMOTICS S SYNCHRONOUS SERVOMOTORS 1FK7 COMPACT, ZK 300 V 3,0 NM, 100K, 3000 RPM, 0,82KW NATURAL AIR COOLING, IM B5 (IM V1, IM V3) POWER/SIGNAL CONNECTORS CONN. CAN BE ROTATED BY 270 DEGR., RESOLVER MULTI-POLE (RESOLVER P=4); PLAIN SHAFT, TOLERANCE N; W/O HOLDING BRAKE DEGREE OF PROTECTION IP64; PAINT FINISH RAL7016 | 1188 | TEM | 1 | MC | 4.903 | 1
1FK70425AF211SG5 | SIMOTICS S SYNCHRONOUS SERVOMOTORS 1FK7 COMPACT, ZK 300 V 3,0 NM, 100K, 3000 RPM, 0,82KW NATURAL AIR COOLING, IM B5 (IM V1, IM V3) POWER/SIGNAL CONNECTORS CONN. CAN BE ROTATED BY 270 DEGR., RESOLVER MULTI-POLE (RESOLVER P=4); PLAIN SHAFT, TOLERANCE N; W/O HOLDING BRAKE DEGREE OF PROTECTION IP65 AS FLANGE IP67; PAINT FINISH RAL7016 | 1290 | TEM | 1 | MC | 4.903 | 1
1FK70425AF211SG8 | SIMOTICS S SYNCHRONOUS SERVOMOTORS 1FK7 COMPACT, ZK 300 V 3,0 NM, 100K, 3000 RPM, 0,82KW NATURAL AIR COOLING, IM B5 (IM V1, IM V3) POWER/SIGNAL CONNECTORS CONN. CAN BE ROTATED BY 270 DEGR., RESOLVER MULTI-POLE (RESOLVER P=4); PLAIN SHAFT, TOLERANCE N; W/O HOLDING BRAKE DEGREE OF PROTECTION IP65 IP67 D-END FLANGE; RAL7016 COATING; METALLIC RATING PLATE AT MOTOR | 1398 | TEM | 1 | MC | 4.903 | 1
1FK70425AF211SH0 | SIMOTICS S SYNCHRONOUS SERVOMOTORS 1FK7 COMPACT, ZK 300 V 3,0 NM, 100K, 3000 RPM, 0,82KW NATURAL AIR COOLING, IM B5 (IM V1, IM V3) POWER/SIGNAL CONNECTORS CONN. CAN BE ROTATED BY 270 DEGR., RESOLVER MULTI-POLE (RESOLVER P=4); PLAIN SHAFT, TOLERANCE N; WITH HOLDING BRAKE DEGREE OF PROTECTION IP64 | 1420 | TEM | 1 | MC | 5.502 | 1
1FK70425AF211SH2 | SIMOTICS S SYNCHRONOUS SERVOMOTORS 1FK7 COMPACT, ZK 300 V 3,0 NM, 100K, 3000 RPM, 0,82KW NATURAL AIR COOLING, IM B5 (IM V1, IM V3) POWER/SIGNAL CONNECTORS CONN. CAN BE ROTATED BY 270 DEGR., RESOLVER MULTI-POLE (RESOLVER P=4); PLAIN SHAFT, TOLERANCE N; WITH HOLDING BRAKE DEGREE OF PROTECTION IP65 FLANGE ON DRIVE END IP67 | 1521 | TEM | 1 | MC | 5.502 | 1
1FK70425AF211SH3 | SIMOTICS S SYNCHRONOUS SERVOMOTORS 1FK7 COMPACT, ZK 300 V 3,0 NM, 100K, 3000 RPM, 0,82KW NATURAL AIR COOLING, IM B5 (IM V1, IM V3) POWER/SIGNAL CONNECTORS CONN. CAN BE ROTATED BY 270 DEGR., RESOLVER MULTI-POLE (RESOLVER P=4); PLAIN SHAFT, TOLERANCE N; WITH HOLDING BRAKE DEGREE OF PROTECTION IP64; PAINT FINISH RAL7016 | 1469 | TEM | 1 | MC | 5.502 | 1
1FK70425AF211SH5 | SIMOTICS S SYNCHRONOUS SERVOMOTORS 1FK7 COMPACT, ZK 300 V 3,0 NM, 100K, 3000 RPM, 0,82KW NATURAL AIR COOLING, IM B5 (IM V1, IM V3) POWER/SIGNAL CONNECTORS CONN. CAN BE ROTATED BY 270 DEGR., RESOLVER MULTI-POLE (RESOLVER P=4); PLAIN SHAFT, TOLERANCE N; WITH HOLDING BRAKE DEGREE OF PROTECTION IP65 AS FLANGE IP67; PAINT FINISH RAL7016 | 1571 | TEM | 1 | MC | 5.502 | 1
1FK70425AF211SH8 | SIMOTICS S SYNCHRONOUS SERVOMOTORS 1FK7 COMPACT, ZK 300 V 3,0 NM, 100K, 3000 RPM, 0,82KW NATURAL AIR COOLING, IM B5 (IM V1, IM V3) POWER/SIGNAL CONNECTORS CONN. CAN BE ROTATED BY 270 DEGR., RESOLVER MULTI-POLE (RESOLVER P=4); PLAIN SHAFT, TOLERANCE N; WITH HOLDING BRAKE DEGREE OF PROTECTION IP65 IP67 D-END FLANGE; RAL7016 COATING; METALLIC RATING PLATE AT MOTOR | 1679 | TEM | 1 | MC | 5.502 | 1
1FK70425AF211TA0 | SIMOTICS S SYNCHRONOUS SERVOMOTORS 1FK7 COMPACT, ZK 300 V 3,0 NM, 100K, 3000 RPM, 0,82KW NATURAL AIR COOLING, IM B5 (IM V1, IM V3) POWER/SIGNAL CONNECTORS CONN. CAN BE ROTATED BY 270 DEGR., RESOLVER 2-POLE (RESOLVER P=1); SHAFT WITH FITTED KEY, TOLERANCE N; W/O HOLDING BRAKE DEGREE OF PROTECTION IP64 | 1233 | TEM | 1 | MC | 4.903 | 1
1FK70425AF211TA2 | SIMOTICS S SYNCHRONOUS SERVOMOTORS 1FK7 COMPACT, ZK 300 V 3,0 NM, 100K, 3000 RPM, 0,82KW NATURAL AIR COOLING, IM B5 (IM V1, IM V3) POWER/SIGNAL CONNECTORS CONN. CAN BE ROTATED BY 270 DEGR., RESOLVER 2-POLE (RESOLVER P=1); SHAFT WITH FITTED KEY, TOLERANCE N; W/O HOLDING BRAKE DEGREE OF PROTECTION IP65 FLANGE ON DRIVE END IP67 | 1334 | TEM | 1 | MC | 4.903 | 1
1FK70425AF211TA3 | SIMOTICS S SYNCHRONOUS SERVOMOTORS 1FK7 COMPACT, ZK 300 V 3,0 NM, 100K, 3000 RPM, 0,82KW NATURAL AIR COOLING, IM B5 (IM V1, IM V3) POWER/SIGNAL CONNECTORS CONN. CAN BE ROTATED BY 270 DEGR., RESOLVER 2-POLE (RESOLVER P=1); SHAFT WITH FITTED KEY, TOLERANCE N; W/O HOLDING BRAKE DEGREE OF PROTECTION IP64; PAINT FINISH RAL7016 | 1282 | TEM | 1 | MC | 4.903 | 1
1FK70425AF211TA5 | SIMOTICS S SYNCHRONOUS SERVOMOTORS 1FK7 COMPACT, ZK 300 V 3,0 NM, 100K, 3000 RPM, 0,82KW NATURAL AIR COOLING, IM B5 (IM V1, IM V3) POWER/SIGNAL CONNECTORS CONN. CAN BE ROTATED BY 270 DEGR., RESOLVER 2-POLE (RESOLVER P=1); SHAFT WITH FITTED KEY, TOLERANCE N; W/O HOLDING BRAKE DEGREE OF PROTECTION IP65 AS FLANGE IP67; PAINT FINISH RAL7016 | 1383 | TEM | 1 | MC | 4.903 | 1
1FK70425AF211TA8 | SIMOTICS S SYNCHRONOUS SERVOMOTORS 1FK7 COMPACT, ZK 300 V 3,0 NM, 100K, 3000 RPM, 0,82KW NATURAL AIR COOLING, IM B5 (IM V1, IM V3) POWER/SIGNAL CONNECTORS CONN. CAN BE ROTATED BY 270 DEGR., RESOLVER 2-POLE (RESOLVER P=1); SHAFT WITH FITTED KEY, TOLERANCE N; W/O HOLDING BRAKE DEGREE OF PROTECTION IP65 IP67 D-END FLANGE; RAL7016 COATING; METALLIC RATING PLATE AT MOTOR | 1492 | TEM | 1 | MC | 4.903 | 1
1FK70425AF211TB0 | SIMOTICS S SYNCHRONOUS SERVOMOTORS 1FK7 COMPACT, ZK 300 V 3,0 NM, 100K, 3000 RPM, 0,82KW NATURAL AIR COOLING, IM B5 (IM V1, IM V3) POWER/SIGNAL CONNECTORS CONN. CAN BE ROTATED BY 270 DEGR., RESOLVER 2-POLE (RESOLVER P=1); SHAFT WITH FITTED KEY, TOLERANCE N; WITH HOLDING BRAKE DEGREE OF PROTECTION IP64 | 1516 | TEM | 1 | MC | 5.502 | 1
1FK70425AF211TB2 | SIMOTICS S SYNCHRONOUS SERVOMOTORS 1FK7 COMPACT, ZK 300 V 3,0 NM, 100K, 3000 RPM, 0,82KW NATURAL AIR COOLING, IM B5 (IM V1, IM V3) POWER/SIGNAL CONNECTORS CONN. CAN BE ROTATED BY 270 DEGR., RESOLVER 2-POLE (RESOLVER P=1); SHAFT WITH FITTED KEY, TOLERANCE N; WITH HOLDING BRAKE DEGREE OF PROTECTION IP65 FLANGE ON DRIVE END IP67 | 1618 | TEM | 1 | MC | 5.502 | 1
1FK70425AF211TB3 | SIMOTICS S SYNCHRONOUS SERVOMOTORS 1FK7 COMPACT, ZK 300 V 3,0 NM, 100K, 3000 RPM, 0,82KW NATURAL AIR COOLING, IM B5 (IM V1, IM V3) POWER/SIGNAL CONNECTORS CONN. CAN BE ROTATED BY 270 DEGR., RESOLVER 2-POLE (RESOLVER P=1); SHAFT WITH FITTED KEY, TOLERANCE N; WITH HOLDING BRAKE DEGREE OF PROTECTION IP64; PAINT FINISH RAL7016 | 1565 | TEM | 1 | MC | 5.502 | 1
1FK70425AF211TB5 | SIMOTICS S SYNCHRONOUS SERVOMOTORS 1FK7 COMPACT, ZK 300 V 3,0 NM, 100K, 3000 RPM, 0,82KW NATURAL AIR COOLING, IM B5 (IM V1, IM V3) POWER/SIGNAL CONNECTORS CONN. CAN BE ROTATED BY 270 DEGR., RESOLVER 2-POLE (RESOLVER P=1); SHAFT WITH FITTED KEY, TOLERANCE N; WITH HOLDING BRAKE DEGREE OF PROTECTION IP65 AS FLANGE IP67; PAINT FINISH RAL7016 | 1667 | TEM | 1 | MC | 5.502 | 1
1FK70425AF211TB8 | SIMOTICS S SYNCHRONOUS SERVOMOTORS 1FK7 COMPACT, ZK 300 V 3,0 NM, 100K, 3000 RPM, 0,82KW NATURAL AIR COOLING, IM B5 (IM V1, IM V3) POWER/SIGNAL CONNECTORS CONN. CAN BE ROTATED BY 270 DEGR., RESOLVER 2-POLE (RESOLVER P=1); SHAFT WITH FITTED KEY, TOLERANCE N; WITH HOLDING BRAKE DEGREE OF PROTECTION IP65 IP67 D-END FLANGE; RAL7016 COATING; METALLIC RATING PLATE AT MOTOR | 1775 | TEM | 1 | MC | 5.502 | 1
1FK70425AF211TG0 | SIMOTICS S SYNCHRONOUS SERVOMOTORS 1FK7 COMPACT, ZK 300 V 3,0 NM, 100K, 3000 RPM, 0,82KW NATURAL AIR COOLING, IM B5 (IM V1, IM V3) POWER/SIGNAL CONNECTORS CONN. CAN BE ROTATED BY 270 DEGR., RESOLVER 2-POLE (RESOLVER P=1); PLAIN SHAFT, TOLERANCE N; W/O HOLDING BRAKE DEGREE OF PROTECTION IP64 | 1139 | TEM | 1 | MC | 4.903 | 1
1FK70425AF211TG2 | SIMOTICS S SYNCHRONOUS SERVOMOTORS 1FK7 COMPACT, ZK 300 V 3,0 NM, 100K, 3000 RPM, 0,82KW NATURAL AIR COOLING, IM B5 (IM V1, IM V3) POWER/SIGNAL CONNECTORS CONN. CAN BE ROTATED BY 270 DEGR., RESOLVER 2-POLE (RESOLVER P=1); PLAIN SHAFT, TOLERANCE N; W/O HOLDING BRAKE DEGREE OF PROTECTION IP65 FLANGE ON DRIVE END IP67 | 1240 | TEM | 1 | MC | 4.903 | 1
1FK70425AF211TG3 | SIMOTICS S SYNCHRONOUS SERVOMOTORS 1FK7 COMPACT, ZK 300 V 3,0 NM, 100K, 3000 RPM, 0,82KW NATURAL AIR COOLING, IM B5 (IM V1, IM V3) POWER/SIGNAL CONNECTORS CONN. CAN BE ROTATED BY 270 DEGR., RESOLVER 2-POLE (RESOLVER P=1); PLAIN SHAFT, TOLERANCE N; W/O HOLDING BRAKE DEGREE OF PROTECTION IP64; PAINT FINISH RAL7016 | 1188 | TEM | 1 | MC | 4.903 | 1
1FK70425AF211TG5 | SIMOTICS S SYNCHRONOUS SERVOMOTORS 1FK7 COMPACT, ZK 300 V 3,0 NM, 100K, 3000 RPM, 0,82KW NATURAL AIR COOLING, IM B5 (IM V1, IM V3) POWER/SIGNAL CONNECTORS CONN. CAN BE ROTATED BY 270 DEGR., RESOLVER 2-POLE (RESOLVER P=1); PLAIN SHAFT, TOLERANCE N; W/O HOLDING BRAKE DEGREE OF PROTECTION IP65 AS FLANGE IP67; PAINT FINISH RAL7016 | 1290 | TEM | 1 | MC | 4.903 | 1
1FK70425AF211TG8 | SIMOTICS S SYNCHRONOUS SERVOMOTORS 1FK7 COMPACT, ZK 300 V 3,0 NM, 100K, 3000 RPM, 0,82KW NATURAL AIR COOLING, IM B5 (IM V1, IM V3) POWER/SIGNAL CONNECTORS CONN. CAN BE ROTATED BY 270 DEGR., RESOLVER 2-POLE (RESOLVER P=1); PLAIN SHAFT, TOLERANCE N; W/O HOLDING BRAKE DEGREE OF PROTECTION IP65 IP67 D-END FLANGE; RAL7016 COATING; METALLIC RATING PLATE AT MOTOR | 1398 | TEM | 1 | MC | 4.903 | 1
1FK70425AF211TH0 | SIMOTICS S SYNCHRONOUS SERVOMOTORS 1FK7 COMPACT, ZK 300 V 3,0 NM, 100K, 3000 RPM, 0,82KW NATURAL AIR COOLING, IM B5 (IM V1, IM V3) POWER/SIGNAL CONNECTORS CONN. CAN BE ROTATED BY 270 DEGR., RESOLVER 2-POLE (RESOLVER P=1); PLAIN SHAFT, TOLERANCE N; WITH HOLDING BRAKE DEGREE OF PROTECTION IP64 | 1420 | TEM | 1 | MC | 5.502 | 1
1FK70425AF211TH2 | SIMOTICS S SYNCHRONOUS SERVOMOTORS 1FK7 COMPACT, ZK 300 V 3,0 NM, 100K, 3000 RPM, 0,82KW NATURAL AIR COOLING, IM B5 (IM V1, IM V3) POWER/SIGNAL CONNECTORS CONN. CAN BE ROTATED BY 270 DEGR., RESOLVER 2-POLE (RESOLVER P=1); PLAIN SHAFT, TOLERANCE N; WITH HOLDING BRAKE DEGREE OF PROTECTION IP65 FLANGE ON DRIVE END IP67 | 1521 | TEM | 1 | MC | 5.502 | 1
1FK70425AF211TH3 | SIMOTICS S SYNCHRONOUS SERVOMOTORS 1FK7 COMPACT, ZK 300 V 3,0 NM, 100K, 3000 RPM, 0,82KW NATURAL AIR COOLING, IM B5 (IM V1, IM V3) POWER/SIGNAL CONNECTORS CONN. CAN BE ROTATED BY 270 DEGR., RESOLVER 2-POLE (RESOLVER P=1); PLAIN SHAFT, TOLERANCE N; WITH HOLDING BRAKE DEGREE OF PROTECTION IP64; PAINT FINISH RAL7016 | 1469 | TEM | 1 | MC | 5.502 | 1
1FK70425AF211TH5 | SIMOTICS S SYNCHRONOUS SERVOMOTORS 1FK7 COMPACT, ZK 300 V 3,0 NM, 100K, 3000 RPM, 0,82KW NATURAL AIR COOLING, IM B5 (IM V1, IM V3) POWER/SIGNAL CONNECTORS CONN. CAN BE ROTATED BY 270 DEGR., RESOLVER 2-POLE (RESOLVER P=1); PLAIN SHAFT, TOLERANCE N; WITH HOLDING BRAKE DEGREE OF PROTECTION IP65 AS FLANGE IP67; PAINT FINISH RAL7016 | 1571 | TEM | 1 | MC | 5.502 | 1
1FK70425AF211TH8 | SIMOTICS S SYNCHRONOUS SERVOMOTORS 1FK7 COMPACT, ZK 300 V 3,0 NM, 100K, 3000 RPM, 0,82KW NATURAL AIR COOLING, IM B5 (IM V1, IM V3) POWER/SIGNAL CONNECTORS CONN. CAN BE ROTATED BY 270 DEGR., RESOLVER 2-POLE (RESOLVER P=1); PLAIN SHAFT, TOLERANCE N; WITH HOLDING BRAKE DEGREE OF PROTECTION IP65 IP67 D-END FLANGE; RAL7016 COATING; METALLIC RATING PLATE AT MOTOR | 1679 | TEM | 1 | MC | 5.502 | 1
1FK70425AF211UA0 | SIMOTICS S SYNCHRONOUS SERVOMOTORS 1FK7 COMPACT, ZK 300 V 3,0 NM, 100K, 3000 RPM, 0,82KW NATURAL AIR COOLING, IM B5 (IM V1, IM V3) POWER/SIGNAL CONNECTORS CONN. CAN BE ROTATED BY 270 DEGR., RESOLVER MULTI-POLE (RESOLVER P=4); WITH DRIVE-CLIQ INTERFACE; SHAFT WITH FITTED KEY, TOLERANCE N; W/O HOLDING BRAKE DEGREE OF PROTECTION IP64 | 1494 | TEM | 1 | MC | 4.903 | 1
1FK70425AF211UA2 | SIMOTICS S SYNCHRONOUS SERVOMOTORS 1FK7 COMPACT, ZK 300 V 3,0 NM, 100K, 3000 RPM, 0,82KW NATURAL AIR COOLING, IM B5 (IM V1, IM V3) POWER/SIGNAL CONNECTORS CONN. CAN BE ROTATED BY 270 DEGR., RESOLVER MULTI-POLE (RESOLVER P=4); WITH DRIVE-CLIQ INTERFACE; SHAFT WITH FITTED KEY, TOLERANCE N; W/O HOLDING BRAKE DEGREE OF PROTECTION IP65 FLANGE ON DRIVE END IP67 | 1596 | TEM | 1 | MC | 4.903 | 1
1FK70425AF211UA3 | SIMOTICS S SYNCHRONOUS SERVOMOTORS 1FK7 COMPACT, ZK 300 V 3,0 NM, 100K, 3000 RPM, 0,82KW NATURAL AIR COOLING, IM B5 (IM V1, IM V3) POWER/SIGNAL CONNECTORS CONN. CAN BE ROTATED BY 270 DEGR., RESOLVER MULTI-POLE (RESOLVER P=4); WITH DRIVE-CLIQ INTERFACE; SHAFT WITH FITTED KEY, TOLERANCE N; W/O HOLDING BRAKE DEGREE OF PROTECTION IP64; PAINT FINISH RAL7016 | 1544 | TEM | 1 | MC | 4.903 | 1
1FK70425AF211UA5 | SIMOTICS S SYNCHRONOUS SERVOMOTORS 1FK7 COMPACT, ZK 300 V 3,0 NM, 100K, 3000 RPM, 0,82KW NATURAL AIR COOLING, IM B5 (IM V1, IM V3) POWER/SIGNAL CONNECTORS CONN. CAN BE ROTATED BY 270 DEGR., RESOLVER MULTI-POLE (RESOLVER P=4); WITH DRIVE-CLIQ INTERFACE; SHAFT WITH FITTED KEY, TOLERANCE N; W/O HOLDING BRAKE DEGREE OF PROTECTION IP65 AS FLANGE IP67; PAINT FINISH RAL7016 | 1645 | TEM | 1 | MC | 4.903 | 1
1FK70425AF211UA8 | SIMOTICS S SYNCHRONOUS SERVOMOTORS 1FK7 COMPACT, ZK 300 V 3,0 NM, 100K, 3000 RPM, 0,82KW NATURAL AIR COOLING, IM B5 (IM V1, IM V3) POWER/SIGNAL CONNECTORS CONN. CAN BE ROTATED BY 270 DEGR., RESOLVER MULTI-POLE (RESOLVER P=4); WITH DRIVE-CLIQ INTERFACE; SHAFT WITH FITTED KEY, TOLERANCE N; W/O HOLDING BRAKE DEGREE OF PROTECTION IP65 IP67 D-END FLANGE; RAL7016 COATING; METALLIC RATING PLATE AT MOTOR | 1754 | TEM | 1 | MC | 4.903 | 1
1FK70425AF211UB0 | SIMOTICS S SYNCHRONOUS SERVOMOTORS 1FK7 COMPACT, ZK 300 V 3,0 NM, 100K, 3000 RPM, 0,82KW NATURAL AIR COOLING, IM B5 (IM V1, IM V3) POWER/SIGNAL CONNECTORS CONN. CAN BE ROTATED BY 270 DEGR., RESOLVER MULTI-POLE (RESOLVER P=4); WITH DRIVE-CLIQ INTERFACE; SHAFT WITH FITTED KEY, TOLERANCE N; WITH HOLDING BRAKE DEGREE OF PROTECTION IP64 | 1778 | TEM | 1 | MC | 5.502 | 1
1FK70425AF211UB2 | SIMOTICS S SYNCHRONOUS SERVOMOTORS 1FK7 COMPACT, ZK 300 V 3,0 NM, 100K, 3000 RPM, 0,82KW NATURAL AIR COOLING, IM B5 (IM V1, IM V3) POWER/SIGNAL CONNECTORS CONN. CAN BE ROTATED BY 270 DEGR., RESOLVER MULTI-POLE (RESOLVER P=4); WITH DRIVE-CLIQ INTERFACE; SHAFT WITH FITTED KEY, TOLERANCE N; WITH HOLDING BRAKE DEGREE OF PROTECTION IP65 FLANGE ON DRIVE END IP67 | 1879 | TEM | 1 | MC | 5.502 | 1
1FK70425AF211UB3 | SIMOTICS S SYNCHRONOUS SERVOMOTORS 1FK7 COMPACT, ZK 300 V 3,0 NM, 100K, 3000 RPM, 0,82KW NATURAL AIR COOLING, IM B5 (IM V1, IM V3) POWER/SIGNAL CONNECTORS CONN. CAN BE ROTATED BY 270 DEGR., RESOLVER MULTI-POLE (RESOLVER P=4); WITH DRIVE-CLIQ INTERFACE; SHAFT WITH FITTED KEY, TOLERANCE N; WITH HOLDING BRAKE DEGREE OF PROTECTION IP64; PAINT FINISH RAL7016 | 1827 | TEM | 1 | MC | 5.502 | 1
1FK70425AF211UB5 | SIMOTICS S SYNCHRONOUS SERVOMOTORS 1FK7 COMPACT, ZK 300 V 3,0 NM, 100K, 3000 RPM, 0,82KW NATURAL AIR COOLING, IM B5 (IM V1, IM V3) POWER/SIGNAL CONNECTORS CONN. CAN BE ROTATED BY 270 DEGR., RESOLVER MULTI-POLE (RESOLVER P=4); WITH DRIVE-CLIQ INTERFACE; SHAFT WITH FITTED KEY, TOLERANCE N; WITH HOLDING BRAKE DEGREE OF PROTECTION IP65 AS FLANGE IP67; PAINT FINISH RAL7016 | 1929 | TEM | 1 | MC | 5.502 | 1
1FK70425AF211UB8 | SIMOTICS S SYNCHRONOUS SERVOMOTORS 1FK7 COMPACT, ZK 300 V 3,0 NM, 100K, 3000 RPM, 0,82KW NATURAL AIR COOLING, IM B5 (IM V1, IM V3) POWER/SIGNAL CONNECTORS CONN. CAN BE ROTATED BY 270 DEGR., RESOLVER MULTI-POLE (RESOLVER P=4); WITH DRIVE-CLIQ INTERFACE; SHAFT WITH FITTED KEY, TOLERANCE N; WITH HOLDING BRAKE DEGREE OF PROTECTION IP65 IP67 D-END FLANGE; RAL7016 COATING; METALLIC RATING PLATE AT MOTOR | 2037 | TEM | 1 | MC | 5.502 | 1
1FK70425AF211UG0 | SIMOTICS S SYNCHRONOUS SERVOMOTORS 1FK7 COMPACT, ZK 300 V 3,0 NM, 100K, 3000 RPM, 0,82KW NATURAL AIR COOLING, IM B5 (IM V1, IM V3) POWER/SIGNAL CONNECTORS CONN. CAN BE ROTATED BY 270 DEGR., RESOLVER MULTI-POLE (RESOLVER P=4); WITH DRIVE-CLIQ INTERFACE; PLAIN SHAFT, TOLERANCE N; W/O HOLDING BRAKE DEGREE OF PROTECTION IP64 | 1401 | TEM | 1 | MC | 4.903 | 1
1FK70425AF211UG2 | SIMOTICS S SYNCHRONOUS SERVOMOTORS 1FK7 COMPACT, ZK 300 V 3,0 NM, 100K, 3000 RPM, 0,82KW NATURAL AIR COOLING, IM B5 (IM V1, IM V3) POWER/SIGNAL CONNECTORS CONN. CAN BE ROTATED BY 270 DEGR., RESOLVER MULTI-POLE (RESOLVER P=4); WITH DRIVE-CLIQ INTERFACE; PLAIN SHAFT, TOLERANCE N; W/O HOLDING BRAKE DEGREE OF PROTECTION IP65 FLANGE ON DRIVE END IP67 | 1502 | TEM | 1 | MC | 4.903 | 1
1FK70425AF211UG3 | SIMOTICS S SYNCHRONOUS SERVOMOTORS 1FK7 COMPACT, ZK 300 V 3,0 NM, 100K, 3000 RPM, 0,82KW NATURAL AIR COOLING, IM B5 (IM V1, IM V3) POWER/SIGNAL CONNECTORS CONN. CAN BE ROTATED BY 270 DEGR., RESOLVER MULTI-POLE (RESOLVER P=4); WITH DRIVE-CLIQ INTERFACE; PLAIN SHAFT, TOLERANCE N; W/O HOLDING BRAKE DEGREE OF PROTECTION IP64; PAINT FINISH RAL7016 | 1450 | TEM | 1 | MC | 4.903 | 1
1FK70425AF211UG5 | SIMOTICS S SYNCHRONOUS SERVOMOTORS 1FK7 COMPACT, ZK 300 V 3,0 NM, 100K, 3000 RPM, 0,82KW NATURAL AIR COOLING, IM B5 (IM V1, IM V3) POWER/SIGNAL CONNECTORS CONN. CAN BE ROTATED BY 270 DEGR., RESOLVER MULTI-POLE (RESOLVER P=4); WITH DRIVE-CLIQ INTERFACE; PLAIN SHAFT, TOLERANCE N; W/O HOLDING BRAKE DEGREE OF PROTECTION IP65 AS FLANGE IP67; PAINT FINISH RAL7016 | 1551 | TEM | 1 | MC | 4.903 | 1
1FK70425AF211UG8 | SIMOTICS S SYNCHRONOUS SERVOMOTORS 1FK7 COMPACT, ZK 300 V 3,0 NM, 100K, 3000 RPM, 0,82KW NATURAL AIR COOLING, IM B5 (IM V1, IM V3) POWER/SIGNAL CONNECTORS CONN. CAN BE ROTATED BY 270 DEGR., RESOLVER MULTI-POLE (RESOLVER P=4); WITH DRIVE-CLIQ INTERFACE; PLAIN SHAFT, TOLERANCE N; W/O HOLDING BRAKE DEGREE OF PROTECTION IP65 IP67 D-END FLANGE; RAL7016 COATING; METALLIC RATING PLATE AT MOTOR | 1660 | TEM | 1 | MC | 4.903 | 1
1FK70425AF211UH0 | SIMOTICS S SYNCHRONOUS SERVOMOTORS 1FK7 COMPACT, ZK 300 V 3,0 NM, 100K, 3000 RPM, 0,82KW NATURAL AIR COOLING, IM B5 (IM V1, IM V3) POWER/SIGNAL CONNECTORS CONN. CAN BE ROTATED BY 270 DEGR., RESOLVER MULTI-POLE (RESOLVER P=4); WITH DRIVE-CLIQ INTERFACE; PLAIN SHAFT, TOLERANCE N; WITH HOLDING BRAKE DEGREE OF PROTECTION IP64 | 1682 | TEM | 1 | MC | 5.502 | 1
1FK70425AF211UH2 | SIMOTICS S SYNCHRONOUS SERVOMOTORS 1FK7 COMPACT, ZK 300 V 3,0 NM, 100K, 3000 RPM, 0,82KW NATURAL AIR COOLING, IM B5 (IM V1, IM V3) POWER/SIGNAL CONNECTORS CONN. CAN BE ROTATED BY 270 DEGR., RESOLVER MULTI-POLE (RESOLVER P=4); WITH DRIVE-CLIQ INTERFACE; PLAIN SHAFT, TOLERANCE N; WITH HOLDING BRAKE DEGREE OF PROTECTION IP65 FLANGE ON DRIVE END IP67 | 1783 | TEM | 1 | MC | 5.502 | 1
1FK70425AF211UH3 | SIMOTICS S SYNCHRONOUS SERVOMOTORS 1FK7 COMPACT, ZK 300 V 3,0 NM, 100K, 3000 RPM, 0,82KW NATURAL AIR COOLING, IM B5 (IM V1, IM V3) POWER/SIGNAL CONNECTORS CONN. CAN BE ROTATED BY 270 DEGR., RESOLVER MULTI-POLE (RESOLVER P=4); WITH DRIVE-CLIQ INTERFACE; PLAIN SHAFT, TOLERANCE N; WITH HOLDING BRAKE DEGREE OF PROTECTION IP64; PAINT FINISH RAL7016 | 1731 | TEM | 1 | MC | 5.502 | 1
1FK70425AF211UH5 | SIMOTICS S SYNCHRONOUS SERVOMOTORS 1FK7 COMPACT, ZK 300 V 3,0 NM, 100K, 3000 RPM, 0,82KW NATURAL AIR COOLING, IM B5 (IM V1, IM V3) POWER/SIGNAL CONNECTORS CONN. CAN BE ROTATED BY 270 DEGR., RESOLVER MULTI-POLE (RESOLVER P=4); WITH DRIVE-CLIQ INTERFACE; PLAIN SHAFT, TOLERANCE N; WITH HOLDING BRAKE DEGREE OF PROTECTION IP65 AS FLANGE IP67; PAINT FINISH RAL7016 | 1832 | TEM | 1 | MC | 5.502 | 1
1FK70425AF211UH8 | SIMOTICS S SYNCHRONOUS SERVOMOTORS 1FK7 COMPACT, ZK 300 V 3,0 NM, 100K, 3000 RPM, 0,82KW NATURAL AIR COOLING, IM B5 (IM V1, IM V3) POWER/SIGNAL CONNECTORS CONN. CAN BE ROTATED BY 270 DEGR., RESOLVER MULTI-POLE (RESOLVER P=4); WITH DRIVE-CLIQ INTERFACE; PLAIN SHAFT, TOLERANCE N; WITH HOLDING BRAKE DEGREE OF PROTECTION IP65 IP67 D-END FLANGE; RAL7016 COATING; METALLIC RATING PLATE AT MOTOR | 1941 | TEM | 1 | MC | 5.502 | 1
1FK70425AF711AA0 | SIMOTICS S SYNCHRONOUS SERVOMOTORS 1FK7 COMPACT 3.0 NM, 100K, 3000 RPM, 0,82KW NATURAL AIR COOLING, IM B5 (IM V1, IM V3) POWER/SIGNAL CONNECTORS CONN. CAN BE ROTATED BY 270 DEGR., INCREM. ENCODER, SIN/COS 1 VPP 2048 P/REV (ENCODER I-2048); SHAFT WITH FITTED KEY, TOLERANCE N; W/O HOLDING BRAKE DEGREE OF PROTECTION IP64 | 1869 | TEM | 1 | MC | 4.903 | 1
1FK70425AF711AA2 | SIMOTICS S SYNCHRONOUS SERVOMOTORS 1FK7 COMPACT 3.0 NM, 100K, 3000 RPM, 0,82KW NATURAL AIR COOLING, IM B5 (IM V1, IM V3) POWER/SIGNAL CONNECTORS CONN. CAN BE ROTATED BY 270 DEGR., INCREM. ENCODER, SIN/COS 1 VPP 2048 P/REV (ENCODER I-2048); SHAFT WITH FITTED KEY, TOLERANCE N; W/O HOLDING BRAKE DEGREE OF PROTECTION IP65 FLANGE ON DRIVE END IP67 | 1971 | TEM | 1 | MC | 4.903 | 1
1FK70425AF711AA3 | SIMOTICS S SYNCHRONOUS SERVOMOTORS 1FK7 COMPACT 3.0 NM, 100K, 3000 RPM, 0,82KW NATURAL AIR COOLING, IM B5 (IM V1, IM V3) POWER/SIGNAL CONNECTORS CONN. CAN BE ROTATED BY 270 DEGR., INCREM. ENCODER, SIN/COS 1 VPP 2048 P/REV (ENCODER I-2048); SHAFT WITH FITTED KEY, TOLERANCE N; W/O HOLDING BRAKE DEGREE OF PROTECTION IP64; PAINT FINISH RAL7016 | 1918 | TEM | 1 | MC | 4.903 | 1
1FK70425AF711AA5 | SIMOTICS S SYNCHRONOUS SERVOMOTORS 1FK7 COMPACT 3.0 NM, 100K, 3000 RPM, 0,82KW NATURAL AIR COOLING, IM B5 (IM V1, IM V3) POWER/SIGNAL CONNECTORS CONN. CAN BE ROTATED BY 270 DEGR., INCREM. ENCODER, SIN/COS 1 VPP 2048 P/REV (ENCODER I-2048); SHAFT WITH FITTED KEY, TOLERANCE N; W/O HOLDING BRAKE DEGREE OF PROTECTION IP65 AS FLANGE IP67; PAINT FINISH RAL7016 | 2020 | TEM | 1 | MC | 4.903 | 1
1FK70425AF711AA8 | SIMOTICS S SYNCHRONOUS SERVOMOTORS 1FK7 COMPACT 3.0 NM, 100K, 3000 RPM, 0,82KW NATURAL AIR COOLING, IM B5 (IM V1, IM V3) POWER/SIGNAL CONNECTORS CONN. CAN BE ROTATED BY 270 DEGR., INCREM. ENCODER, SIN/COS 1 VPP 2048 P/REV (ENCODER I-2048); SHAFT WITH FITTED KEY, TOLERANCE N; W/O HOLDING BRAKE DEGREE OF PROTECTION IP65 IP67 D-END FLANGE; RAL7016 COATING; METALLIC RATING PLATE AT MOTOR | 2128 | TEM | 1 | MC | 4.903 | 1
1FK70425AF711AB0 | SIMOTICS S SYNCHRONOUS SERVOMOTORS 1FK7 COMPACT 3.0 NM, 100K, 3000 RPM, 0,82KW NATURAL AIR COOLING, IM B5 (IM V1, IM V3) POWER/SIGNAL CONNECTORS CONN. CAN BE ROTATED BY 270 DEGR., INCREM. ENCODER, SIN/COS 1 VPP 2048 P/REV (ENCODER I-2048); SHAFT WITH FITTED KEY, TOLERANCE N; WITH HOLDING BRAKE DEGREE OF PROTECTION IP64 | 2152 | TEM | 1 | MC | 5.502 | 1
1FK70425AF711AB2 | SIMOTICS S SYNCHRONOUS SERVOMOTORS 1FK7 COMPACT 3.0 NM, 100K, 3000 RPM, 0,82KW NATURAL AIR COOLING, IM B5 (IM V1, IM V3) POWER/SIGNAL CONNECTORS CONN. CAN BE ROTATED BY 270 DEGR., INCREM. ENCODER, SIN/COS 1 VPP 2048 P/REV (ENCODER I-2048); SHAFT WITH FITTED KEY, TOLERANCE N; WITH HOLDING BRAKE DEGREE OF PROTECTION IP65 FLANGE ON DRIVE END IP67 | 2254 | TEM | 1 | MC | 5.502 | 1
1FK70425AF711AB3 | SIMOTICS S SYNCHRONOUS SERVOMOTORS 1FK7 COMPACT 3.0 NM, 100K, 3000 RPM, 0,82KW NATURAL AIR COOLING, IM B5 (IM V1, IM V3) POWER/SIGNAL CONNECTORS CONN. CAN BE ROTATED BY 270 DEGR., INCREM. ENCODER, SIN/COS 1 VPP 2048 P/REV (ENCODER I-2048); SHAFT WITH FITTED KEY, TOLERANCE N; WITH HOLDING BRAKE DEGREE OF PROTECTION IP64; PAINT FINISH RAL7016 | 2202 | TEM | 1 | MC | 5.502 | 1
1FK70425AF711AB5 | SIMOTICS S SYNCHRONOUS SERVOMOTORS 1FK7 COMPACT 3.0 NM, 100K, 3000 RPM, 0,82KW NATURAL AIR COOLING, IM B5 (IM V1, IM V3) POWER/SIGNAL CONNECTORS CONN. CAN BE ROTATED BY 270 DEGR., INCREM. ENCODER, SIN/COS 1 VPP 2048 P/REV (ENCODER I-2048); SHAFT WITH FITTED KEY, TOLERANCE N; WITH HOLDING BRAKE DEGREE OF PROTECTION IP65 AS FLANGE IP67; PAINT FINISH RAL7016 | 2303 | TEM | 1 | MC | 5.502 | 1
1FK70425AF711AB8 | SIMOTICS S SYNCHRONOUS SERVOMOTORS 1FK7 COMPACT 3.0 NM, 100K, 3000 RPM, 0,82KW NATURAL AIR COOLING, IM B5 (IM V1, IM V3) POWER/SIGNAL CONNECTORS CONN. CAN BE ROTATED BY 270 DEGR., INCREM. ENCODER, SIN/COS 1 VPP 2048 P/REV (ENCODER I-2048); SHAFT WITH FITTED KEY, TOLERANCE N; WITH HOLDING BRAKE DEGREE OF PROTECTION IP65 IP67 D-END FLANGE; RAL7016 COATING; METALLIC RATING PLATE AT MOTOR | 2412 | TEM | 1 | MC | 5.502 | 1
1FK70425AF711AG0 | SIMOTICS S SYNCHRONOUS SERVOMOTORS 1FK7 COMPACT 3.0 NM, 100K, 3000 RPM, 0,82KW NATURAL AIR COOLING, IM B5 (IM V1, IM V3) POWER/SIGNAL CONNECTORS CONN. CAN BE ROTATED BY 270 DEGR., INCREM. ENCODER, SIN/COS 1 VPP 2048 P/REV (ENCODER I-2048); PLAIN SHAFT, TOLERANCE N; W/O HOLDING BRAKE DEGREE OF PROTECTION IP64 | 1775 | TEM | 1 | MC | 4.903 | 1
1FK70425AF711AG2 | SIMOTICS S SYNCHRONOUS SERVOMOTORS 1FK7 COMPACT 3.0 NM, 100K, 3000 RPM, 0,82KW NATURAL AIR COOLING, IM B5 (IM V1, IM V3) POWER/SIGNAL CONNECTORS CONN. CAN BE ROTATED BY 270 DEGR., INCREM. ENCODER, SIN/COS 1 VPP 2048 P/REV (ENCODER I-2048); PLAIN SHAFT, TOLERANCE N; W/O HOLDING BRAKE DEGREE OF PROTECTION IP65 FLANGE ON DRIVE END IP67 | 1877 | TEM | 1 | MC | 4.903 | 1
1FK70425AF711AG3 | SIMOTICS S SYNCHRONOUS SERVOMOTORS 1FK7 COMPACT 3.0 NM, 100K, 3000 RPM, 0,82KW NATURAL AIR COOLING, IM B5 (IM V1, IM V3) POWER/SIGNAL CONNECTORS CONN. CAN BE ROTATED BY 270 DEGR., INCREM. ENCODER, SIN/COS 1 VPP 2048 P/REV (ENCODER I-2048); PLAIN SHAFT, TOLERANCE N; W/O HOLDING BRAKE DEGREE OF PROTECTION IP64; PAINT FINISH RAL7016 | 1825 | TEM | 1 | MC | 4.903 | 1
1FK70425AF711AG5 | SIMOTICS S SYNCHRONOUS SERVOMOTORS 1FK7 COMPACT 3.0 NM, 100K, 3000 RPM, 0,82KW NATURAL AIR COOLING, IM B5 (IM V1, IM V3) POWER/SIGNAL CONNECTORS CONN. CAN BE ROTATED BY 270 DEGR., INCREM. ENCODER, SIN/COS 1 VPP 2048 P/REV (ENCODER I-2048); PLAIN SHAFT, TOLERANCE N; W/O HOLDING BRAKE DEGREE OF PROTECTION IP65 AS FLANGE IP67; PAINT FINISH RAL7016 | 1926 | TEM | 1 | MC | 4.903 | 1
1FK70425AF711AG8 | SIMOTICS S SYNCHRONOUS SERVOMOTORS 1FK7 COMPACT 3.0 NM, 100K, 3000 RPM, 0,82KW NATURAL AIR COOLING, IM B5 (IM V1, IM V3) POWER/SIGNAL CONNECTORS CONN. CAN BE ROTATED BY 270 DEGR., INCREM. ENCODER, SIN/COS 1 VPP 2048 P/REV (ENCODER I-2048); PLAIN SHAFT, TOLERANCE N; W/O HOLDING BRAKE DEGREE OF PROTECTION IP65 IP67 D-END FLANGE; RAL7016 COATING; METALLIC RATING PLATE AT MOTOR | 2035 | TEM | 1 | MC | 4.903 | 1
1FK70425AF711AH0 | SIMOTICS S SYNCHRONOUS SERVOMOTORS 1FK7 COMPACT 3.0 NM, 100K, 3000 RPM, 0,82KW NATURAL AIR COOLING, IM B5 (IM V1, IM V3) POWER/SIGNAL CONNECTORS CONN. CAN BE ROTATED BY 270 DEGR., INCREM. ENCODER, SIN/COS 1 VPP 2048 P/REV (ENCODER I-2048); PLAIN SHAFT, TOLERANCE N; WITH HOLDING BRAKE DEGREE OF PROTECTION IP64 | 2056 | TEM | 1 | MC | 5.502 | 1
1FK70425AF711AH2 | SIMOTICS S SYNCHRONOUS SERVOMOTORS 1FK7 COMPACT 3.0 NM, 100K, 3000 RPM, 0,82KW NATURAL AIR COOLING, IM B5 (IM V1, IM V3) POWER/SIGNAL CONNECTORS CONN. CAN BE ROTATED BY 270 DEGR., INCREM. ENCODER, SIN/COS 1 VPP 2048 P/REV (ENCODER I-2048); PLAIN SHAFT, TOLERANCE N; WITH HOLDING BRAKE DEGREE OF PROTECTION IP65 FLANGE ON DRIVE END IP67 | 2158 | TEM | 1 | MC | 5.502 | 1
1FK70425AF711AH3 | SIMOTICS S SYNCHRONOUS SERVOMOTORS 1FK7 COMPACT 3.0 NM, 100K, 3000 RPM, 0,82KW NATURAL AIR COOLING, IM B5 (IM V1, IM V3) POWER/SIGNAL CONNECTORS CONN. CAN BE ROTATED BY 270 DEGR., INCREM. ENCODER, SIN/COS 1 VPP 2048 P/REV (ENCODER I-2048); PLAIN SHAFT, TOLERANCE N; WITH HOLDING BRAKE DEGREE OF PROTECTION IP64; PAINT FINISH RAL7016 | 2105 | TEM | 1 | MC | 5.502 | 1
1FK70425AF711AH5 | SIMOTICS S SYNCHRONOUS SERVOMOTORS 1FK7 COMPACT 3.0 NM, 100K, 3000 RPM, 0,82KW NATURAL AIR COOLING, IM B5 (IM V1, IM V3) POWER/SIGNAL CONNECTORS CONN. CAN BE ROTATED BY 270 DEGR., INCREM. ENCODER, SIN/COS 1 VPP 2048 P/REV (ENCODER I-2048); PLAIN SHAFT, TOLERANCE N; WITH HOLDING BRAKE DEGREE OF PROTECTION IP65 AS FLANGE IP67; PAINT FINISH RAL7016 | 2207 | TEM | 1 | MC | 5.502 | 1
1FK70425AF711AH8 | SIMOTICS S SYNCHRONOUS SERVOMOTORS 1FK7 COMPACT 3.0 NM, 100K, 3000 RPM, 0,82KW NATURAL AIR COOLING, IM B5 (IM V1, IM V3) POWER/SIGNAL CONNECTORS CONN. CAN BE ROTATED BY 270 DEGR., INCREM. ENCODER, SIN/COS 1 VPP 2048 P/REV (ENCODER I-2048); PLAIN SHAFT, TOLERANCE N; WITH HOLDING BRAKE DEGREE OF PROTECTION IP65 IP67 D-END FLANGE; RAL7016 COATING; METALLIC RATING PLATE AT MOTOR | 2316 | TEM | 1 | MC | 5.502 | 1
1FK70425AF711DA0 | SIMOTICS S SYNCHRONOUS SERVOMOTORS 1FK7 COMPACT 3.0 NM, 100K, 3000 RPM, 0,82KW NATURAL AIR COOLING, IM B5 (IM V1, IM V3) POWER/SIGNAL CONNECTORS CONN. CAN BE ROTATED BY 270 DEGR., INCREMENTAL ENCODER 2048 P/REV (ENCODER I-2048) WITH DRIVE-CLIQ INTERFACE; SHAFT WITH FITTED KEY, TOLERANCE N; W/O HOLDING BRAKE DEGREE OF PROTECTION IP64 | 2131 | TEM | 1 | MC | 4.903 | 1
1FK70425AF711DA2 | SIMOTICS S SYNCHRONOUS SERVOMOTORS 1FK7 COMPACT 3.0 NM, 100K, 3000 RPM, 0,82KW NATURAL AIR COOLING, IM B5 (IM V1, IM V3) POWER/SIGNAL CONNECTORS CONN. CAN BE ROTATED BY 270 DEGR., INCREMENTAL ENCODER 2048 P/REV (ENCODER I-2048) WITH DRIVE-CLIQ INTERFACE; SHAFT WITH FITTED KEY, TOLERANCE N; W/O HOLDING BRAKE DEGREE OF PROTECTION IP65 FLANGE ON DRIVE END IP67 | 2232 | TEM | 1 | MC | 4.903 | 1
1FK70425AF711DA3 | SIMOTICS S SYNCHRONOUS SERVOMOTORS 1FK7 COMPACT 3.0 NM, 100K, 3000 RPM, 0,82KW NATURAL AIR COOLING, IM B5 (IM V1, IM V3) POWER/SIGNAL CONNECTORS CONN. CAN BE ROTATED BY 270 DEGR., INCREMENTAL ENCODER 2048 P/REV (ENCODER I-2048) WITH DRIVE-CLIQ INTERFACE; SHAFT WITH FITTED KEY, TOLERANCE N; W/O HOLDING BRAKE DEGREE OF PROTECTION IP64; PAINT FINISH RAL7016 | 2180 | TEM | 1 | MC | 4.903 | 1
1FK70425AF711DA5 | SIMOTICS S SYNCHRONOUS SERVOMOTORS 1FK7 COMPACT 3.0 NM, 100K, 3000 RPM, 0,82KW NATURAL AIR COOLING, IM B5 (IM V1, IM V3) POWER/SIGNAL CONNECTORS CONN. CAN BE ROTATED BY 270 DEGR., INCREMENTAL ENCODER 2048 P/REV (ENCODER I-2048) WITH DRIVE-CLIQ INTERFACE; SHAFT WITH FITTED KEY, TOLERANCE N; W/O HOLDING BRAKE DEGREE OF PROTECTION IP65 AS FLANGE IP67; PAINT FINISH RAL7016 | 2282 | TEM | 1 | MC | 4.903 | 1
1FK70425AF711DA8 | SIMOTICS S SYNCHRONOUS SERVOMOTORS 1FK7 COMPACT 3.0 NM, 100K, 3000 RPM, 0,82KW NATURAL AIR COOLING, IM B5 (IM V1, IM V3) POWER/SIGNAL CONNECTORS CONN. CAN BE ROTATED BY 270 DEGR., INCREMENTAL ENCODER 2048 P/REV (ENCODER I-2048) WITH DRIVE-CLIQ INTERFACE; SHAFT WITH FITTED KEY, TOLERANCE N; W/O HOLDING BRAKE DEGREE OF PROTECTION IP65 IP67 D-END FLANGE; RAL7016 COATING; METALLIC RATING PLATE AT MOTOR | 2390 | TEM | 1 | MC | 4.903 | 1
1FK70425AF711DB0 | SIMOTICS S SYNCHRONOUS SERVOMOTORS 1FK7 COMPACT 3.0 NM, 100K, 3000 RPM, 0,82KW NATURAL AIR COOLING, IM B5 (IM V1, IM V3) POWER/SIGNAL CONNECTORS CONN. CAN BE ROTATED BY 270 DEGR., INCREMENTAL ENCODER 2048 P/REV (ENCODER I-2048) WITH DRIVE-CLIQ INTERFACE; SHAFT WITH FITTED KEY, TOLERANCE N; WITH HOLDING BRAKE DEGREE OF PROTECTION IP64 | 2414 | TEM | 1 | MC | 5.502 | 1
1FK70425AF711DB2 | SIMOTICS S SYNCHRONOUS SERVOMOTORS 1FK7 COMPACT 3.0 NM, 100K, 3000 RPM, 0,82KW NATURAL AIR COOLING, IM B5 (IM V1, IM V3) POWER/SIGNAL CONNECTORS CONN. CAN BE ROTATED BY 270 DEGR., INCREMENTAL ENCODER 2048 P/REV (ENCODER I-2048) WITH DRIVE-CLIQ INTERFACE; SHAFT WITH FITTED KEY, TOLERANCE N; WITH HOLDING BRAKE DEGREE OF PROTECTION IP65 FLANGE ON DRIVE END IP67 | 2516 | TEM | 1 | MC | 5.502 | 1
1FK70425AF711DB3 | SIMOTICS S SYNCHRONOUS SERVOMOTORS 1FK7 COMPACT 3.0 NM, 100K, 3000 RPM, 0,82KW NATURAL AIR COOLING, IM B5 (IM V1, IM V3) POWER/SIGNAL CONNECTORS CONN. CAN BE ROTATED BY 270 DEGR., INCREMENTAL ENCODER 2048 P/REV (ENCODER I-2048) WITH DRIVE-CLIQ INTERFACE; SHAFT WITH FITTED KEY, TOLERANCE N; WITH HOLDING BRAKE DEGREE OF PROTECTION IP64; PAINT FINISH RAL7016 | 2463 | TEM | 1 | MC | 5.502 | 1
1FK70425AF711DB5 | SIMOTICS S SYNCHRONOUS SERVOMOTORS 1FK7 COMPACT 3.0 NM, 100K, 3000 RPM, 0,82KW NATURAL AIR COOLING, IM B5 (IM V1, IM V3) POWER/SIGNAL CONNECTORS CONN. CAN BE ROTATED BY 270 DEGR., INCREMENTAL ENCODER 2048 P/REV (ENCODER I-2048) WITH DRIVE-CLIQ INTERFACE; SHAFT WITH FITTED KEY, TOLERANCE N; WITH HOLDING BRAKE DEGREE OF PROTECTION IP65 AS FLANGE IP67; PAINT FINISH RAL7016 | 2565 | TEM | 1 | MC | 5.502 | 1
1FK70425AF711DB8 | SIMOTICS S SYNCHRONOUS SERVOMOTORS 1FK7 COMPACT 3.0 NM, 100K, 3000 RPM, 0,82KW NATURAL AIR COOLING, IM B5 (IM V1, IM V3) POWER/SIGNAL CONNECTORS CONN. CAN BE ROTATED BY 270 DEGR., INCREMENTAL ENCODER 2048 P/REV (ENCODER I-2048) WITH DRIVE-CLIQ INTERFACE; SHAFT WITH FITTED KEY, TOLERANCE N; WITH HOLDING BRAKE DEGREE OF PROTECTION IP65 IP67 D-END FLANGE; RAL7016 COATING; METALLIC RATING PLATE AT MOTOR | 2674 | TEM | 1 | MC | 5.502 | 1
1FK70425AF711DG0 | SIMOTICS S SYNCHRONOUS SERVOMOTORS 1FK7 COMPACT 3.0 NM, 100K, 3000 RPM, 0,82KW NATURAL AIR COOLING, IM B5 (IM V1, IM V3) POWER/SIGNAL CONNECTORS CONN. CAN BE ROTATED BY 270 DEGR., INCREMENTAL ENCODER 2048 P/REV (ENCODER I-2048) WITH DRIVE-CLIQ INTERFACE; PLAIN SHAFT, TOLERANCE N; W/O HOLDING BRAKE DEGREE OF PROTECTION IP64 | 2037 | TEM | 1 | MC | 4.903 | 1
1FK70425AF711DG2 | SIMOTICS S SYNCHRONOUS SERVOMOTORS 1FK7 COMPACT 3.0 NM, 100K, 3000 RPM, 0,82KW NATURAL AIR COOLING, IM B5 (IM V1, IM V3) POWER/SIGNAL CONNECTORS CONN. CAN BE ROTATED BY 270 DEGR., INCREMENTAL ENCODER 2048 P/REV (ENCODER I-2048) WITH DRIVE-CLIQ INTERFACE; PLAIN SHAFT, TOLERANCE N; W/O HOLDING BRAKE DEGREE OF PROTECTION IP65 FLANGE ON DRIVE END IP67 | 2139 | TEM | 1 | MC | 4.903 | 1
1FK70425AF711DG3 | SIMOTICS S SYNCHRONOUS SERVOMOTORS 1FK7 COMPACT 3.0 NM, 100K, 3000 RPM, 0,82KW NATURAL AIR COOLING, IM B5 (IM V1, IM V3) POWER/SIGNAL CONNECTORS CONN. CAN BE ROTATED BY 270 DEGR., INCREMENTAL ENCODER 2048 P/REV (ENCODER I-2048) WITH DRIVE-CLIQ INTERFACE; PLAIN SHAFT, TOLERANCE N; W/O HOLDING BRAKE DEGREE OF PROTECTION IP64; PAINT FINISH RAL7016 | 2086 | TEM | 1 | MC | 4.903 | 1
1FK70425AF711DG5 | SIMOTICS S SYNCHRONOUS SERVOMOTORS 1FK7 COMPACT 3.0 NM, 100K, 3000 RPM, 0,82KW NATURAL AIR COOLING, IM B5 (IM V1, IM V3) POWER/SIGNAL CONNECTORS CONN. CAN BE ROTATED BY 270 DEGR., INCREMENTAL ENCODER 2048 P/REV (ENCODER I-2048) WITH DRIVE-CLIQ INTERFACE; PLAIN SHAFT, TOLERANCE N; W/O HOLDING BRAKE DEGREE OF PROTECTION IP65 AS FLANGE IP67; PAINT FINISH RAL7016 | 2188 | TEM | 1 | MC | 4.903 | 1
1FK70425AF711DG8 | SIMOTICS S SYNCHRONOUS SERVOMOTORS 1FK7 COMPACT 3.0 NM, 100K, 3000 RPM, 0,82KW NATURAL AIR COOLING, IM B5 (IM V1, IM V3) POWER/SIGNAL CONNECTORS CONN. CAN BE ROTATED BY 270 DEGR., INCREMENTAL ENCODER 2048 P/REV (ENCODER I-2048) WITH DRIVE-CLIQ INTERFACE; PLAIN SHAFT, TOLERANCE N; W/O HOLDING BRAKE DEGREE OF PROTECTION IP65 IP67 D-END FLANGE; RAL7016 COATING; METALLIC RATING PLATE AT MOTOR | 2296 | TEM | 1 | MC | 4.903 | 1
1FK70425AF711DH0 | SIMOTICS S SYNCHRONOUS SERVOMOTORS 1FK7 COMPACT 3.0 NM, 100K, 3000 RPM, 0,82KW NATURAL AIR COOLING, IM B5 (IM V1, IM V3) POWER/SIGNAL CONNECTORS CONN. CAN BE ROTATED BY 270 DEGR., INCREMENTAL ENCODER 2048 P/REV (ENCODER I-2048) WITH DRIVE-CLIQ INTERFACE; PLAIN SHAFT, TOLERANCE N; WITH HOLDING BRAKE DEGREE OF PROTECTION IP64 | 2318 | TEM | 1 | MC | 5.502 | 1
1FK70425AF711DH2 | SIMOTICS S SYNCHRONOUS SERVOMOTORS 1FK7 COMPACT 3.0 NM, 100K, 3000 RPM, 0,82KW NATURAL AIR COOLING, IM B5 (IM V1, IM V3) POWER/SIGNAL CONNECTORS CONN. CAN BE ROTATED BY 270 DEGR., INCREMENTAL ENCODER 2048 P/REV (ENCODER I-2048) WITH DRIVE-CLIQ INTERFACE; PLAIN SHAFT, TOLERANCE N; WITH HOLDING BRAKE DEGREE OF PROTECTION IP65 FLANGE ON DRIVE END IP67 | 2420 | TEM | 1 | MC | 5.502 | 1
1FK70425AF711DH3 | SIMOTICS S SYNCHRONOUS SERVOMOTORS 1FK7 COMPACT 3.0 NM, 100K, 3000 RPM, 0,82KW NATURAL AIR COOLING, IM B5 (IM V1, IM V3) POWER/SIGNAL CONNECTORS CONN. CAN BE ROTATED BY 270 DEGR., INCREMENTAL ENCODER 2048 P/REV (ENCODER I-2048) WITH DRIVE-CLIQ INTERFACE; PLAIN SHAFT, TOLERANCE N; WITH HOLDING BRAKE DEGREE OF PROTECTION IP64; PAINT FINISH RAL7016 | 2367 | TEM | 1 | MC | 5.502 | 1
1FK70425AF711DH5 | SIMOTICS S SYNCHRONOUS SERVOMOTORS 1FK7 COMPACT 3.0 NM, 100K, 3000 RPM, 0,82KW NATURAL AIR COOLING, IM B5 (IM V1, IM V3) POWER/SIGNAL CONNECTORS CONN. CAN BE ROTATED BY 270 DEGR., INCREMENTAL ENCODER 2048 P/REV (ENCODER I-2048) WITH DRIVE-CLIQ INTERFACE; PLAIN SHAFT, TOLERANCE N; WITH HOLDING BRAKE DEGREE OF PROTECTION IP65 AS FLANGE IP67; PAINT FINISH RAL7016 | 2469 | TEM | 1 | MC | 5.502 | 1
1FK70425AF711DH8 | SIMOTICS S SYNCHRONOUS SERVOMOTORS 1FK7 COMPACT 3.0 NM, 100K, 3000 RPM, 0,82KW NATURAL AIR COOLING, IM B5 (IM V1, IM V3) POWER/SIGNAL CONNECTORS CONN. CAN BE ROTATED BY 270 DEGR., INCREMENTAL ENCODER 2048 P/REV (ENCODER I-2048) WITH DRIVE-CLIQ INTERFACE; PLAIN SHAFT, TOLERANCE N; WITH HOLDING BRAKE DEGREE OF PROTECTION IP65 IP67 D-END FLANGE; RAL7016 COATING; METALLIC RATING PLATE AT MOTOR | 2577 | TEM | 1 | MC | 5.502 | 1
1FK70425AF711EA0 | SIMOTICS S SYNCHRONOUS SERVOMOTORS 1FK7 COMPACT 3.0 NM, 100K, 3000 RPM, 0,82KW NATURAL AIR COOLING, IM B5 (IM V1, IM V3) POWER/SIGNAL CONNECTORS CONN. CAN BE ROTATED BY 270 DEGR., ABSOLUTE ENCODER ENDAT 2048 P/REV (ENCODER A-2048); PERFORMANCE REDUCTION BY 10% DUE TO ABSOLUTE ENCODER; SHAFT WITH FITTED KEY, TOLERANCE N; W/O HOLDING BRAKE DEGREE OF PROTECTION IP64 | 2272 | TEM | 1 | MC | 4.903 | 1
1FK70425AF711EA2 | SIMOTICS S SYNCHRONOUS SERVOMOTORS 1FK7 COMPACT 3.0 NM, 100K, 3000 RPM, 0,82KW NATURAL AIR COOLING, IM B5 (IM V1, IM V3) POWER/SIGNAL CONNECTORS CONN. CAN BE ROTATED BY 270 DEGR., ABSOLUTE ENCODER ENDAT 2048 P/REV (ENCODER A-2048); PERFORMANCE REDUCTION BY 10% DUE TO ABSOLUTE ENCODER; SHAFT WITH FITTED KEY, TOLERANCE N; W/O HOLDING BRAKE DEGREE OF PROTECTION IP65 FLANGE ON DRIVE END IP67 | 2374 | TEM | 1 | MC | 4.903 | 1
1FK70425AF711EA3 | SIMOTICS S SYNCHRONOUS SERVOMOTORS 1FK7 COMPACT 3.0 NM, 100K, 3000 RPM, 0,82KW NATURAL AIR COOLING, IM B5 (IM V1, IM V3) POWER/SIGNAL CONNECTORS CONN. CAN BE ROTATED BY 270 DEGR., ABSOLUTE ENCODER ENDAT 2048 P/REV (ENCODER A-2048); PERFORMANCE REDUCTION BY 10% DUE TO ABSOLUTE ENCODER; SHAFT WITH FITTED KEY, TOLERANCE N; W/O HOLDING BRAKE DEGREE OF PROTECTION IP64; PAINT FINISH RAL7016 | 2322 | TEM | 1 | MC | 4.903 | 1
1FK70425AF711EA5 | SIMOTICS S SYNCHRONOUS SERVOMOTORS 1FK7 COMPACT 3.0 NM, 100K, 3000 RPM, 0,82KW NATURAL AIR COOLING, IM B5 (IM V1, IM V3) POWER/SIGNAL CONNECTORS CONN. CAN BE ROTATED BY 270 DEGR., ABSOLUTE ENCODER ENDAT 2048 P/REV (ENCODER A-2048); PERFORMANCE REDUCTION BY 10% DUE TO ABSOLUTE ENCODER; SHAFT WITH FITTED KEY, TOLERANCE N; W/O HOLDING BRAKE DEGREE OF PROTECTION IP65 AS FLANGE IP67; PAINT FINISH RAL7016 | 2423 | TEM | 1 | MC | 4.903 | 1
1FK70425AF711EA8 | SIMOTICS S SYNCHRONOUS SERVOMOTORS 1FK7 COMPACT 3.0 NM, 100K, 3000 RPM, 0,82KW NATURAL AIR COOLING, IM B5 (IM V1, IM V3) POWER/SIGNAL CONNECTORS CONN. CAN BE ROTATED BY 270 DEGR., ABSOLUTE ENCODER ENDAT 2048 P/REV (ENCODER A-2048); PERFORMANCE REDUCTION BY 10% DUE TO ABSOLUTE ENCODER; SHAFT WITH FITTED KEY, TOLERANCE N; W/O HOLDING BRAKE DEGREE OF PROTECTION IP65 IP67 D-END FLANGE; RAL7016 COATING; METALLIC RATING PLATE AT MOTOR | 2532 | TEM | 1 | MC | 4.903 | 1
1FK70425AF711EB0 | SIMOTICS S SYNCHRONOUS SERVOMOTORS 1FK7 COMPACT 3.0 NM, 100K, 3000 RPM, 0,82KW NATURAL AIR COOLING, IM B5 (IM V1, IM V3) POWER/SIGNAL CONNECTORS CONN. CAN BE ROTATED BY 270 DEGR., ABSOLUTE ENCODER ENDAT 2048 P/REV (ENCODER A-2048); PERFORMANCE REDUCTION BY 10% DUE TO ABSOLUTE ENCODER; SHAFT WITH FITTED KEY, TOLERANCE N; WITH HOLDING BRAKE DEGREE OF PROTECTION IP64 | 2556 | TEM | 1 | MC | 5.502 | 1
1FK70425AF711EB2 | SIMOTICS S SYNCHRONOUS SERVOMOTORS 1FK7 COMPACT 3.0 NM, 100K, 3000 RPM, 0,82KW NATURAL AIR COOLING, IM B5 (IM V1, IM V3) POWER/SIGNAL CONNECTORS CONN. CAN BE ROTATED BY 270 DEGR., ABSOLUTE ENCODER ENDAT 2048 P/REV (ENCODER A-2048); PERFORMANCE REDUCTION BY 10% DUE TO ABSOLUTE ENCODER; SHAFT WITH FITTED KEY, TOLERANCE N; WITH HOLDING BRAKE DEGREE OF PROTECTION IP65 FLANGE ON DRIVE END IP67 | 2657 | TEM | 1 | MC | 5.502 | 1
1FK70425AF711EB3 | SIMOTICS S SYNCHRONOUS SERVOMOTORS 1FK7 COMPACT 3.0 NM, 100K, 3000 RPM, 0,82KW NATURAL AIR COOLING, IM B5 (IM V1, IM V3) POWER/SIGNAL CONNECTORS CONN. CAN BE ROTATED BY 270 DEGR., ABSOLUTE ENCODER ENDAT 2048 P/REV (ENCODER A-2048); PERFORMANCE REDUCTION BY 10% DUE TO ABSOLUTE ENCODER; SHAFT WITH FITTED KEY, TOLERANCE N; WITH HOLDING BRAKE DEGREE OF PROTECTION IP64; PAINT FINISH RAL7016 | 2605 | TEM | 1 | MC | 5.502 | 1
1FK70425AF711EB5 | SIMOTICS S SYNCHRONOUS SERVOMOTORS 1FK7 COMPACT 3.0 NM, 100K, 3000 RPM, 0,82KW NATURAL AIR COOLING, IM B5 (IM V1, IM V3) POWER/SIGNAL CONNECTORS CONN. CAN BE ROTATED BY 270 DEGR., ABSOLUTE ENCODER ENDAT 2048 P/REV (ENCODER A-2048); PERFORMANCE REDUCTION BY 10% DUE TO ABSOLUTE ENCODER; SHAFT WITH FITTED KEY, TOLERANCE N; WITH HOLDING BRAKE DEGREE OF PROTECTION IP65 AS FLANGE IP67; PAINT FINISH RAL7016 | 2707 | TEM | 1 | MC | 5.502 | 1
1FK70425AF711EB8 | SIMOTICS S SYNCHRONOUS SERVOMOTORS 1FK7 COMPACT 3.0 NM, 100K, 3000 RPM, 0,82KW NATURAL AIR COOLING, IM B5 (IM V1, IM V3) POWER/SIGNAL CONNECTORS CONN. CAN BE ROTATED BY 270 DEGR., ABSOLUTE ENCODER ENDAT 2048 P/REV (ENCODER A-2048); PERFORMANCE REDUCTION BY 10% DUE TO ABSOLUTE ENCODER; SHAFT WITH FITTED KEY, TOLERANCE N; WITH HOLDING BRAKE DEGREE OF PROTECTION IP65 IP67 D-END FLANGE; RAL7016 COATING; METALLIC RATING PLATE AT MOTOR | 2815 | TEM | 1 | MC | 5.502 | 1
1FK70425AF711EG0 | SIMOTICS S SYNCHRONOUS SERVOMOTORS 1FK7 COMPACT 3.0 NM, 100K, 3000 RPM, 0,82KW NATURAL AIR COOLING, IM B5 (IM V1, IM V3) POWER/SIGNAL CONNECTORS CONN. CAN BE ROTATED BY 270 DEGR., ABSOLUTE ENCODER ENDAT 2048 P/REV (ENCODER A-2048); PERFORMANCE REDUCTION BY 10% DUE TO ABSOLUTE ENCODER; PLAIN SHAFT, TOLERANCE N; W/O HOLDING BRAKE DEGREE OF PROTECTION IP64 | 2179 | TEM | 1 | MC | 4.903 | 1
1FK70425AF711EG2 | SIMOTICS S SYNCHRONOUS SERVOMOTORS 1FK7 COMPACT 3.0 NM, 100K, 3000 RPM, 0,82KW NATURAL AIR COOLING, IM B5 (IM V1, IM V3) POWER/SIGNAL CONNECTORS CONN. CAN BE ROTATED BY 270 DEGR., ABSOLUTE ENCODER ENDAT 2048 P/REV (ENCODER A-2048); PERFORMANCE REDUCTION BY 10% DUE TO ABSOLUTE ENCODER; PLAIN SHAFT, TOLERANCE N; W/O HOLDING BRAKE DEGREE OF PROTECTION IP65 FLANGE ON DRIVE END IP67 | 2280 | TEM | 1 | MC | 4.903 | 1
1FK70425AF711EG3 | SIMOTICS S SYNCHRONOUS SERVOMOTORS 1FK7 COMPACT 3.0 NM, 100K, 3000 RPM, 0,82KW NATURAL AIR COOLING, IM B5 (IM V1, IM V3) POWER/SIGNAL CONNECTORS CONN. CAN BE ROTATED BY 270 DEGR., ABSOLUTE ENCODER ENDAT 2048 P/REV (ENCODER A-2048); PERFORMANCE REDUCTION BY 10% DUE TO ABSOLUTE ENCODER; PLAIN SHAFT, TOLERANCE N; W/O HOLDING BRAKE DEGREE OF PROTECTION IP64; PAINT FINISH RAL7016 | 2228 | TEM | 1 | MC | 4.903 | 1
1FK70425AF711EG5 | SIMOTICS S SYNCHRONOUS SERVOMOTORS 1FK7 COMPACT 3.0 NM, 100K, 3000 RPM, 0,82KW NATURAL AIR COOLING, IM B5 (IM V1, IM V3) POWER/SIGNAL CONNECTORS CONN. CAN BE ROTATED BY 270 DEGR., ABSOLUTE ENCODER ENDAT 2048 P/REV (ENCODER A-2048); PERFORMANCE REDUCTION BY 10% DUE TO ABSOLUTE ENCODER; PLAIN SHAFT, TOLERANCE N; W/O HOLDING BRAKE DEGREE OF PROTECTION IP65 AS FLANGE IP67; PAINT FINISH RAL7016 | 2330 | TEM | 1 | MC | 4.903 | 1
1FK70425AF711EG8 | SIMOTICS S SYNCHRONOUS SERVOMOTORS 1FK7 COMPACT 3.0 NM, 100K, 3000 RPM, 0,82KW NATURAL AIR COOLING, IM B5 (IM V1, IM V3) POWER/SIGNAL CONNECTORS CONN. CAN BE ROTATED BY 270 DEGR., ABSOLUTE ENCODER ENDAT 2048 P/REV (ENCODER A-2048); PERFORMANCE REDUCTION BY 10% DUE TO ABSOLUTE ENCODER; PLAIN SHAFT, TOLERANCE N; W/O HOLDING BRAKE DEGREE OF PROTECTION IP65 IP67 D-END FLANGE; RAL7016 COATING; METALLIC RATING PLATE AT MOTOR | 2438 | TEM | 1 | MC | 4.903 | 1
1FK70425AF711EH0 | SIMOTICS S SYNCHRONOUS SERVOMOTORS 1FK7 COMPACT 3.0 NM, 100K, 3000 RPM, 0,82KW NATURAL AIR COOLING, IM B5 (IM V1, IM V3) POWER/SIGNAL CONNECTORS CONN. CAN BE ROTATED BY 270 DEGR., ABSOLUTE ENCODER ENDAT 2048 P/REV (ENCODER A-2048); PERFORMANCE REDUCTION BY 10% DUE TO ABSOLUTE ENCODER; PLAIN SHAFT, TOLERANCE N; WITH HOLDING BRAKE DEGREE OF PROTECTION IP64 | 2460 | TEM | 1 | MC | 5.502 | 1
1FK70425AF711EH2 | SIMOTICS S SYNCHRONOUS SERVOMOTORS 1FK7 COMPACT 3.0 NM, 100K, 3000 RPM, 0,82KW NATURAL AIR COOLING, IM B5 (IM V1, IM V3) POWER/SIGNAL CONNECTORS CONN. CAN BE ROTATED BY 270 DEGR., ABSOLUTE ENCODER ENDAT 2048 P/REV (ENCODER A-2048); PERFORMANCE REDUCTION BY 10% DUE TO ABSOLUTE ENCODER; PLAIN SHAFT, TOLERANCE N; WITH HOLDING BRAKE DEGREE OF PROTECTION IP65 FLANGE ON DRIVE END IP67 | 2561 | TEM | 1 | MC | 5.502 | 1
1FK70425AF711EH3 | SIMOTICS S SYNCHRONOUS SERVOMOTORS 1FK7 COMPACT 3.0 NM, 100K, 3000 RPM, 0,82KW NATURAL AIR COOLING, IM B5 (IM V1, IM V3) POWER/SIGNAL CONNECTORS CONN. CAN BE ROTATED BY 270 DEGR., ABSOLUTE ENCODER ENDAT 2048 P/REV (ENCODER A-2048); PERFORMANCE REDUCTION BY 10% DUE TO ABSOLUTE ENCODER; PLAIN SHAFT, TOLERANCE N; WITH HOLDING BRAKE DEGREE OF PROTECTION IP64; PAINT FINISH RAL7016 | 2509 | TEM | 1 | MC | 5.502 | 1
1FK70425AF711EH5 | SIMOTICS S SYNCHRONOUS SERVOMOTORS 1FK7 COMPACT 3.0 NM, 100K, 3000 RPM, 0,82KW NATURAL AIR COOLING, IM B5 (IM V1, IM V3) POWER/SIGNAL CONNECTORS CONN. CAN BE ROTATED BY 270 DEGR., ABSOLUTE ENCODER ENDAT 2048 P/REV (ENCODER A-2048); PERFORMANCE REDUCTION BY 10% DUE TO ABSOLUTE ENCODER; PLAIN SHAFT, TOLERANCE N; WITH HOLDING BRAKE DEGREE OF PROTECTION IP65 AS FLANGE IP67; PAINT FINISH RAL7016 | 2611 | TEM | 1 | MC | 5.502 | 1
1FK70425AF711EH8 | SIMOTICS S SYNCHRONOUS SERVOMOTORS 1FK7 COMPACT 3.0 NM, 100K, 3000 RPM, 0,82KW NATURAL AIR COOLING, IM B5 (IM V1, IM V3) POWER/SIGNAL CONNECTORS CONN. CAN BE ROTATED BY 270 DEGR., ABSOLUTE ENCODER ENDAT 2048 P/REV (ENCODER A-2048); PERFORMANCE REDUCTION BY 10% DUE TO ABSOLUTE ENCODER; PLAIN SHAFT, TOLERANCE N; WITH HOLDING BRAKE DEGREE OF PROTECTION IP65 IP67 D-END FLANGE; RAL7016 COATING; METALLIC RATING PLATE AT MOTOR | 2719 | TEM | 1 | MC | 5.502 | 1
1FK70425AF711FA0 | SIMOTICS S SYNCHRONOUS SERVOMOTORS 1FK7 COMPACT 3.0 NM, 100K, 3000 RPM, 0,82KW NATURAL AIR COOLING, IM B5 (IM V1, IM V3) POWER/SIGNAL CONNECTORS CONN. CAN BE ROTATED BY 270 DEGR., ABSOLUTE ENCODER 2048 P/REV (ENCODER A-2048) WITH DRIVE-CLIQ INTERFACE; PERFORMANCE REDUCTION BY 10% DUE TO ABSOLUTE ENCODER; SHAFT WITH FITTED KEY, TOLERANCE N; W/O HOLDING BRAKE DEGREE OF PROTECTION IP64 | 2532 | TEM | 1 | MC | 4.903 | 1
1FK70425AF711FA2 | SIMOTICS S SYNCHRONOUS SERVOMOTORS 1FK7 COMPACT 3.0 NM, 100K, 3000 RPM, 0,82KW NATURAL AIR COOLING, IM B5 (IM V1, IM V3) POWER/SIGNAL CONNECTORS CONN. CAN BE ROTATED BY 270 DEGR., ABSOLUTE ENCODER 2048 P/REV (ENCODER A-2048) WITH DRIVE-CLIQ INTERFACE; PERFORMANCE REDUCTION BY 10% DUE TO ABSOLUTE ENCODER; SHAFT WITH FITTED KEY, TOLERANCE N; W/O HOLDING BRAKE DEGREE OF PROTECTION IP65 FLANGE ON DRIVE END IP67 | 2633 | TEM | 1 | MC | 4.903 | 1
1FK70425AF711FA3 | SIMOTICS S SYNCHRONOUS SERVOMOTORS 1FK7 COMPACT 3.0 NM, 100K, 3000 RPM, 0,82KW NATURAL AIR COOLING, IM B5 (IM V1, IM V3) POWER/SIGNAL CONNECTORS CONN. CAN BE ROTATED BY 270 DEGR., ABSOLUTE ENCODER 2048 P/REV (ENCODER A-2048) WITH DRIVE-CLIQ INTERFACE; PERFORMANCE REDUCTION BY 10% DUE TO ABSOLUTE ENCODER; SHAFT WITH FITTED KEY, TOLERANCE N; W/O HOLDING BRAKE DEGREE OF PROTECTION IP64; PAINT FINISH RAL7016 | 2581 | TEM | 1 | MC | 4.903 | 1
1FK70425AF711FA5 | SIMOTICS S SYNCHRONOUS SERVOMOTORS 1FK7 COMPACT 3.0 NM, 100K, 3000 RPM, 0,82KW NATURAL AIR COOLING, IM B5 (IM V1, IM V3) POWER/SIGNAL CONNECTORS CONN. CAN BE ROTATED BY 270 DEGR., ABSOLUTE ENCODER 2048 P/REV (ENCODER A-2048) WITH DRIVE-CLIQ INTERFACE; PERFORMANCE REDUCTION BY 10% DUE TO ABSOLUTE ENCODER; SHAFT WITH FITTED KEY, TOLERANCE N; W/O HOLDING BRAKE DEGREE OF PROTECTION IP65 AS FLANGE IP67; PAINT FINISH RAL7016 | 2683 | TEM | 1 | MC | 4.903 | 1
1FK70425AF711FA8 | SIMOTICS S SYNCHRONOUS SERVOMOTORS 1FK7 COMPACT 3.0 NM, 100K, 3000 RPM, 0,82KW NATURAL AIR COOLING, IM B5 (IM V1, IM V3) POWER/SIGNAL CONNECTORS CONN. CAN BE ROTATED BY 270 DEGR., ABSOLUTE ENCODER 2048 P/REV (ENCODER A-2048) WITH DRIVE-CLIQ INTERFACE; PERFORMANCE REDUCTION BY 10% DUE TO ABSOLUTE ENCODER; SHAFT WITH FITTED KEY, TOLERANCE N; W/O HOLDING BRAKE DEGREE OF PROTECTION IP65 IP67 D-END FLANGE; RAL7016 COATING; METALLIC RATING PLATE AT MOTOR | 2791 | TEM | 1 | MC | 4.903 | 1
1FK70425AF711FB0 | SIMOTICS S SYNCHRONOUS SERVOMOTORS 1FK7 COMPACT 3.0 NM, 100K, 3000 RPM, 0,82KW NATURAL AIR COOLING, IM B5 (IM V1, IM V3) POWER/SIGNAL CONNECTORS CONN. CAN BE ROTATED BY 270 DEGR., ABSOLUTE ENCODER 2048 P/REV (ENCODER A-2048) WITH DRIVE-CLIQ INTERFACE; PERFORMANCE REDUCTION BY 10% DUE TO ABSOLUTE ENCODER; SHAFT WITH FITTED KEY, TOLERANCE N; WITH HOLDING BRAKE DEGREE OF PROTECTION IP64 | 2815 | TEM | 1 | MC | 5.502 | 1
1FK70425AF711FB2 | SIMOTICS S SYNCHRONOUS SERVOMOTORS 1FK7 COMPACT 3.0 NM, 100K, 3000 RPM, 0,82KW NATURAL AIR COOLING, IM B5 (IM V1, IM V3) POWER/SIGNAL CONNECTORS CONN. CAN BE ROTATED BY 270 DEGR., ABSOLUTE ENCODER 2048 P/REV (ENCODER A-2048) WITH DRIVE-CLIQ INTERFACE; PERFORMANCE REDUCTION BY 10% DUE TO ABSOLUTE ENCODER; SHAFT WITH FITTED KEY, TOLERANCE N; WITH HOLDING BRAKE DEGREE OF PROTECTION IP65 FLANGE ON DRIVE END IP67 | 2917 | TEM | 1 | MC | 5.502 | 1
1FK70425AF711FB3 | SIMOTICS S SYNCHRONOUS SERVOMOTORS 1FK7 COMPACT 3.0 NM, 100K, 3000 RPM, 0,82KW NATURAL AIR COOLING, IM B5 (IM V1, IM V3) POWER/SIGNAL CONNECTORS CONN. CAN BE ROTATED BY 270 DEGR., ABSOLUTE ENCODER 2048 P/REV (ENCODER A-2048) WITH DRIVE-CLIQ INTERFACE; PERFORMANCE REDUCTION BY 10% DUE TO ABSOLUTE ENCODER; SHAFT WITH FITTED KEY, TOLERANCE N; WITH HOLDING BRAKE DEGREE OF PROTECTION IP64; PAINT FINISH RAL7016 | 2864 | TEM | 1 | MC | 5.502 | 1
1FK70425AF711FB5 | SIMOTICS S SYNCHRONOUS SERVOMOTORS 1FK7 COMPACT 3.0 NM, 100K, 3000 RPM, 0,82KW NATURAL AIR COOLING, IM B5 (IM V1, IM V3) POWER/SIGNAL CONNECTORS CONN. CAN BE ROTATED BY 270 DEGR., ABSOLUTE ENCODER 2048 P/REV (ENCODER A-2048) WITH DRIVE-CLIQ INTERFACE; PERFORMANCE REDUCTION BY 10% DUE TO ABSOLUTE ENCODER; SHAFT WITH FITTED KEY, TOLERANCE N; WITH HOLDING BRAKE DEGREE OF PROTECTION IP65 AS FLANGE IP67; PAINT FINISH RAL7016 | 2966 | TEM | 1 | MC | 5.502 | 1
1FK70425AF711FB8 | SIMOTICS S SYNCHRONOUS SERVOMOTORS 1FK7 COMPACT 3.0 NM, 100K, 3000 RPM, 0,82KW NATURAL AIR COOLING, IM B5 (IM V1, IM V3) POWER/SIGNAL CONNECTORS CONN. CAN BE ROTATED BY 270 DEGR., ABSOLUTE ENCODER 2048 P/REV (ENCODER A-2048) WITH DRIVE-CLIQ INTERFACE; PERFORMANCE REDUCTION BY 10% DUE TO ABSOLUTE ENCODER; SHAFT WITH FITTED KEY, TOLERANCE N; WITH HOLDING BRAKE DEGREE OF PROTECTION IP65 IP67 D-END FLANGE; RAL7016 COATING; METALLIC RATING PLATE AT MOTOR | 3075 | TEM | 1 | MC | 5.502 | 1
1FK70425AF711FG0 | SIMOTICS S SYNCHRONOUS SERVOMOTORS 1FK7 COMPACT 3.0 NM, 100K, 3000 RPM, 0,82KW NATURAL AIR COOLING, IM B5 (IM V1, IM V3) POWER/SIGNAL CONNECTORS CONN. CAN BE ROTATED BY 270 DEGR., ABSOLUTE ENCODER 2048 P/REV (ENCODER A-2048) WITH DRIVE-CLIQ INTERFACE; PERFORMANCE REDUCTION BY 10% DUE TO ABSOLUTE ENCODER; PLAIN SHAFT, TOLERANCE N; W/O HOLDING BRAKE DEGREE OF PROTECTION IP64 | 2438 | TEM | 1 | MC | 4.903 | 1
1FK70425AF711FG2 | SIMOTICS S SYNCHRONOUS SERVOMOTORS 1FK7 COMPACT 3.0 NM, 100K, 3000 RPM, 0,82KW NATURAL AIR COOLING, IM B5 (IM V1, IM V3) POWER/SIGNAL CONNECTORS CONN. CAN BE ROTATED BY 270 DEGR., ABSOLUTE ENCODER 2048 P/REV (ENCODER A-2048) WITH DRIVE-CLIQ INTERFACE; PERFORMANCE REDUCTION BY 10% DUE TO ABSOLUTE ENCODER; PLAIN SHAFT, TOLERANCE N; W/O HOLDING BRAKE DEGREE OF PROTECTION IP65 FLANGE ON DRIVE END IP67 | 2540 | TEM | 1 | MC | 4.903 | 1
1FK70425AF711FG3 | SIMOTICS S SYNCHRONOUS SERVOMOTORS 1FK7 COMPACT 3.0 NM, 100K, 3000 RPM, 0,82KW NATURAL AIR COOLING, IM B5 (IM V1, IM V3) POWER/SIGNAL CONNECTORS CONN. CAN BE ROTATED BY 270 DEGR., ABSOLUTE ENCODER 2048 P/REV (ENCODER A-2048) WITH DRIVE-CLIQ INTERFACE; PERFORMANCE REDUCTION BY 10% DUE TO ABSOLUTE ENCODER; PLAIN SHAFT, TOLERANCE N; W/O HOLDING BRAKE DEGREE OF PROTECTION IP64; PAINT FINISH RAL7016 | 2487 | TEM | 1 | MC | 4.903 | 1
1FK70425AF711FG5 | SIMOTICS S SYNCHRONOUS SERVOMOTORS 1FK7 COMPACT 3.0 NM, 100K, 3000 RPM, 0,82KW NATURAL AIR COOLING, IM B5 (IM V1, IM V3) POWER/SIGNAL CONNECTORS CONN. CAN BE ROTATED BY 270 DEGR., ABSOLUTE ENCODER 2048 P/REV (ENCODER A-2048) WITH DRIVE-CLIQ INTERFACE; PERFORMANCE REDUCTION BY 10% DUE TO ABSOLUTE ENCODER; PLAIN SHAFT, TOLERANCE N; W/O HOLDING BRAKE DEGREE OF PROTECTION IP65 AS FLANGE IP67; PAINT FINISH RAL7016 | 2589 | TEM | 1 | MC | 4.903 | 1
1FK70425AF711FG8 | SIMOTICS S SYNCHRONOUS SERVOMOTORS 1FK7 COMPACT 3.0 NM, 100K, 3000 RPM, 0,82KW NATURAL AIR COOLING, IM B5 (IM V1, IM V3) POWER/SIGNAL CONNECTORS CONN. CAN BE ROTATED BY 270 DEGR., ABSOLUTE ENCODER 2048 P/REV (ENCODER A-2048) WITH DRIVE-CLIQ INTERFACE; PERFORMANCE REDUCTION BY 10% DUE TO ABSOLUTE ENCODER; PLAIN SHAFT, TOLERANCE N; W/O HOLDING BRAKE DEGREE OF PROTECTION IP65 IP67 D-END FLANGE; RAL7016 COATING; METALLIC RATING PLATE AT MOTOR | 2698 | TEM | 1 | MC | 4.903 | 1
1FK70425AF711FH0 | SIMOTICS S SYNCHRONOUS SERVOMOTORS 1FK7 COMPACT 3.0 NM, 100K, 3000 RPM, 0,82KW NATURAL AIR COOLING, IM B5 (IM V1, IM V3) POWER/SIGNAL CONNECTORS CONN. CAN BE ROTATED BY 270 DEGR., ABSOLUTE ENCODER 2048 P/REV (ENCODER A-2048) WITH DRIVE-CLIQ INTERFACE; PERFORMANCE REDUCTION BY 10% DUE TO ABSOLUTE ENCODER; PLAIN SHAFT, TOLERANCE N; WITH HOLDING BRAKE DEGREE OF PROTECTION IP64 | 2719 | TEM | 1 | MC | 5.502 | 1
1FK70425AF711FH2 | SIMOTICS S SYNCHRONOUS SERVOMOTORS 1FK7 COMPACT 3.0 NM, 100K, 3000 RPM, 0,82KW NATURAL AIR COOLING, IM B5 (IM V1, IM V3) POWER/SIGNAL CONNECTORS CONN. CAN BE ROTATED BY 270 DEGR., ABSOLUTE ENCODER 2048 P/REV (ENCODER A-2048) WITH DRIVE-CLIQ INTERFACE; PERFORMANCE REDUCTION BY 10% DUE TO ABSOLUTE ENCODER; PLAIN SHAFT, TOLERANCE N; WITH HOLDING BRAKE DEGREE OF PROTECTION IP65 FLANGE ON DRIVE END IP67 | 2821 | TEM | 1 | MC | 5.502 | 1
1FK70425AF711FH3 | SIMOTICS S SYNCHRONOUS SERVOMOTORS 1FK7 COMPACT 3.0 NM, 100K, 3000 RPM, 0,82KW NATURAL AIR COOLING, IM B5 (IM V1, IM V3) POWER/SIGNAL CONNECTORS CONN. CAN BE ROTATED BY 270 DEGR., ABSOLUTE ENCODER 2048 P/REV (ENCODER A-2048) WITH DRIVE-CLIQ INTERFACE; PERFORMANCE REDUCTION BY 10% DUE TO ABSOLUTE ENCODER; PLAIN SHAFT, TOLERANCE N; WITH HOLDING BRAKE DEGREE OF PROTECTION IP64; PAINT FINISH RAL7016 | 2768 | TEM | 1 | MC | 5.502 | 1
1FK70425AF711FH5 | SIMOTICS S SYNCHRONOUS SERVOMOTORS 1FK7 COMPACT 3.0 NM, 100K, 3000 RPM, 0,82KW NATURAL AIR COOLING, IM B5 (IM V1, IM V3) POWER/SIGNAL CONNECTORS CONN. CAN BE ROTATED BY 270 DEGR., ABSOLUTE ENCODER 2048 P/REV (ENCODER A-2048) WITH DRIVE-CLIQ INTERFACE; PERFORMANCE REDUCTION BY 10% DUE TO ABSOLUTE ENCODER; PLAIN SHAFT, TOLERANCE N; WITH HOLDING BRAKE DEGREE OF PROTECTION IP65 AS FLANGE IP67; PAINT FINISH RAL7016 | 2870 | TEM | 1 | MC | 5.502 | 1
1FK70425AF711FH7 | SIMOTICS S SYNCHRONOUS SERVOMOTOR 1FK7 COMPACT, 3,0NM, 100K, 3000U/MIN, 0,82KW NATURAL COOLING IM B5 (IM V1, IM V3) POWER/SIGNAL CONNECTORS CONNECTOR ROTAT. BY 270 DEG., ABSOLUTE ENCODER PLAIN SHAFT TOLERANCE N WITH HOLDING BRAKE SPECIAL PAINT FINISH CLIMATIC GROUP WORLDWIDE PAINT FINISH 7016; DEGREE OF PROTECTION IP65; | 3137 | TEM | 1 | MC | 4.9 | 1
1FK70425AF711FH8 | SIMOTICS S SYNCHRONOUS SERVOMOTORS 1FK7 COMPACT 3.0 NM, 100K, 3000 RPM, 0,82KW NATURAL AIR COOLING, IM B5 (IM V1, IM V3) POWER/SIGNAL CONNECTORS CONN. CAN BE ROTATED BY 270 DEGR., ABSOLUTE ENCODER 2048 P/REV (ENCODER A-2048) WITH DRIVE-CLIQ INTERFACE; PERFORMANCE REDUCTION BY 10% DUE TO ABSOLUTE ENCODER; PLAIN SHAFT, TOLERANCE N; WITH HOLDING BRAKE DEGREE OF PROTECTION IP65 IP67 D-END FLANGE; RAL7016 COATING; METALLIC RATING PLATE AT MOTOR | 2979 | TEM | 1 | MC | 5.502 | 1
1FK70425AF711FV5 | SIMOTICS S SYNCHRONOUS SERVO GEARMOTOR 1FK7 COMPACT, 0,82KW NATURAL COOLING POWER/ SIGNAL CONNECTOR CONNECTOR CAN BE ROTATED BY 270 DEGR. MOTOR WITH HOLDING BRAKE, GEAR DIRECT MOUNTING ABSOLUTE ENCODER (ENDAT) 2048 S/R, WITH DRIVE CLIQ-INTERFACE PERFORMANCE REDUCTION BY 10% DUE TO ABSOLUTE ENCODER; RADIAL SHAFT SEAL, DEGREE OF PROTECTION IP65, PAINT FINISH RAL 7016 | 2792 | TEM | 1 | MC | 5 | 1
1FK70425AF711GA0 | SIMOTICS S SYNCHRONOUS SERVOMOTORS 1FK7 COMPACT 3.0 NM, 100K, 3000 RPM, 0,82KW NATURAL AIR COOLING, IM B5 (IM V1, IM V3) POWER/SIGNAL CONNECTORS CONN. CAN BE ROTATED BY 270 DEGR., BASIC ABSOLUTE ENCODER 32 P/REV (ENCODER A-32); PERFORMANCE REDUCTION BY 10% DUE TO ABSOLUTE ENCODER; SHAFT WITH FITTED KEY, TOLERANCE N; W/O HOLDING BRAKE DEGREE OF PROTECTION IP64 | 1710 | TEM | 1 | MC | 4.903 | 1
1FK70425AF711GA2 | SIMOTICS S SYNCHRONOUS SERVOMOTORS 1FK7 COMPACT 3.0 NM, 100K, 3000 RPM, 0,82KW NATURAL AIR COOLING, IM B5 (IM V1, IM V3) POWER/SIGNAL CONNECTORS CONN. CAN BE ROTATED BY 270 DEGR., BASIC ABSOLUTE ENCODER 32 P/REV (ENCODER A-32); PERFORMANCE REDUCTION BY 10% DUE TO ABSOLUTE ENCODER; SHAFT WITH FITTED KEY, TOLERANCE N; W/O HOLDING BRAKE DEGREE OF PROTECTION IP65 FLANGE ON DRIVE END IP67 | 1812 | TEM | 1 | MC | 4.903 | 1
1FK70425AF711GA3 | SIMOTICS S SYNCHRONOUS SERVOMOTORS 1FK7 COMPACT 3.0 NM, 100K, 3000 RPM, 0,82KW NATURAL AIR COOLING, IM B5 (IM V1, IM V3) POWER/SIGNAL CONNECTORS CONN. CAN BE ROTATED BY 270 DEGR., BASIC ABSOLUTE ENCODER 32 P/REV (ENCODER A-32); PERFORMANCE REDUCTION BY 10% DUE TO ABSOLUTE ENCODER; SHAFT WITH FITTED KEY, TOLERANCE N; W/O HOLDING BRAKE DEGREE OF PROTECTION IP64; PAINT FINISH RAL7016 | 1760 | TEM | 1 | MC | 4.903 | 1
1FK70425AF711GA5 | SIMOTICS S SYNCHRONOUS SERVOMOTORS 1FK7 COMPACT 3.0 NM, 100K, 3000 RPM, 0,82KW NATURAL AIR COOLING, IM B5 (IM V1, IM V3) POWER/SIGNAL CONNECTORS CONN. CAN BE ROTATED BY 270 DEGR., BASIC ABSOLUTE ENCODER 32 P/REV (ENCODER A-32); PERFORMANCE REDUCTION BY 10% DUE TO ABSOLUTE ENCODER; SHAFT WITH FITTED KEY, TOLERANCE N; W/O HOLDING BRAKE DEGREE OF PROTECTION IP65 AS FLANGE IP67; PAINT FINISH RAL7016 | 1861 | TEM | 1 | MC | 4.903 | 1
1FK70425AF711GA8 | SIMOTICS S SYNCHRONOUS SERVOMOTORS 1FK7 COMPACT 3.0 NM, 100K, 3000 RPM, 0,82KW NATURAL AIR COOLING, IM B5 (IM V1, IM V3) POWER/SIGNAL CONNECTORS CONN. CAN BE ROTATED BY 270 DEGR., BASIC ABSOLUTE ENCODER 32 P/REV (ENCODER A-32); PERFORMANCE REDUCTION BY 10% DUE TO ABSOLUTE ENCODER; SHAFT WITH FITTED KEY, TOLERANCE N; W/O HOLDING BRAKE DEGREE OF PROTECTION IP65 IP67 D-END FLANGE; RAL7016 COATING; METALLIC RATING PLATE AT MOTOR | 1970 | TEM | 1 | MC | 4.903 | 1
1FK70425AF711GB0 | SIMOTICS S SYNCHRONOUS SERVOMOTORS 1FK7 COMPACT 3.0 NM, 100K, 3000 RPM, 0,82KW NATURAL AIR COOLING, IM B5 (IM V1, IM V3) POWER/SIGNAL CONNECTORS CONN. CAN BE ROTATED BY 270 DEGR., BASIC ABSOLUTE ENCODER 32 P/REV (ENCODER A-32); PERFORMANCE REDUCTION BY 10% DUE TO ABSOLUTE ENCODER; SHAFT WITH FITTED KEY, TOLERANCE N; WITH HOLDING BRAKE DEGREE OF PROTECTION IP64 | 1994 | TEM | 1 | MC | 5.502 | 1
1FK70425AF711GB2 | SIMOTICS S SYNCHRONOUS SERVOMOTORS 1FK7 COMPACT 3.0 NM, 100K, 3000 RPM, 0,82KW NATURAL AIR COOLING, IM B5 (IM V1, IM V3) POWER/SIGNAL CONNECTORS CONN. CAN BE ROTATED BY 270 DEGR., BASIC ABSOLUTE ENCODER 32 P/REV (ENCODER A-32); PERFORMANCE REDUCTION BY 10% DUE TO ABSOLUTE ENCODER; SHAFT WITH FITTED KEY, TOLERANCE N; WITH HOLDING BRAKE DEGREE OF PROTECTION IP65 FLANGE ON DRIVE END IP67 | 2095 | TEM | 1 | MC | 5.502 | 1
1FK70425AF711GB3 | SIMOTICS S SYNCHRONOUS SERVOMOTORS 1FK7 COMPACT 3.0 NM, 100K, 3000 RPM, 0,82KW NATURAL AIR COOLING, IM B5 (IM V1, IM V3) POWER/SIGNAL CONNECTORS CONN. CAN BE ROTATED BY 270 DEGR., BASIC ABSOLUTE ENCODER 32 P/REV (ENCODER A-32); PERFORMANCE REDUCTION BY 10% DUE TO ABSOLUTE ENCODER; SHAFT WITH FITTED KEY, TOLERANCE N; WITH HOLDING BRAKE DEGREE OF PROTECTION IP64; PAINT FINISH RAL7016 | 2043 | TEM | 1 | MC | 5.502 | 1
1FK70425AF711GB5 | SIMOTICS S SYNCHRONOUS SERVOMOTORS 1FK7 COMPACT 3.0 NM, 100K, 3000 RPM, 0,82KW NATURAL AIR COOLING, IM B5 (IM V1, IM V3) POWER/SIGNAL CONNECTORS CONN. CAN BE ROTATED BY 270 DEGR., BASIC ABSOLUTE ENCODER 32 P/REV (ENCODER A-32); PERFORMANCE REDUCTION BY 10% DUE TO ABSOLUTE ENCODER; SHAFT WITH FITTED KEY, TOLERANCE N; WITH HOLDING BRAKE DEGREE OF PROTECTION IP65 AS FLANGE IP67; PAINT FINISH RAL7016 | 2145 | TEM | 1 | MC | 5.502 | 1
1FK70425AF711GB8 | SIMOTICS S SYNCHRONOUS SERVOMOTORS 1FK7 COMPACT 3.0 NM, 100K, 3000 RPM, 0,82KW NATURAL AIR COOLING, IM B5 (IM V1, IM V3) POWER/SIGNAL CONNECTORS CONN. CAN BE ROTATED BY 270 DEGR., BASIC ABSOLUTE ENCODER 32 P/REV (ENCODER A-32); PERFORMANCE REDUCTION BY 10% DUE TO ABSOLUTE ENCODER; SHAFT WITH FITTED KEY, TOLERANCE N; WITH HOLDING BRAKE DEGREE OF PROTECTION IP65 IP67 D-END FLANGE; RAL7016 COATING; METALLIC RATING PLATE AT MOTOR | 2253 | TEM | 1 | MC | 5.502 | 1
1FK70425AF711GG0 | SIMOTICS S SYNCHRONOUS SERVOMOTORS 1FK7 COMPACT 3.0 NM, 100K, 3000 RPM, 0,82KW NATURAL AIR COOLING, IM B5 (IM V1, IM V3) POWER/SIGNAL CONNECTORS CONN. CAN BE ROTATED BY 270 DEGR., BASIC ABSOLUTE ENCODER 32 P/REV (ENCODER A-32); PERFORMANCE REDUCTION BY 10% DUE TO ABSOLUTE ENCODER; PLAIN SHAFT, TOLERANCE N; W/O HOLDING BRAKE DEGREE OF PROTECTION IP64 | 1617 | TEM | 1 | MC | 4.903 | 1
1FK70425AF711GG2 | SIMOTICS S SYNCHRONOUS SERVOMOTORS 1FK7 COMPACT 3.0 NM, 100K, 3000 RPM, 0,82KW NATURAL AIR COOLING, IM B5 (IM V1, IM V3) POWER/SIGNAL CONNECTORS CONN. CAN BE ROTATED BY 270 DEGR., BASIC ABSOLUTE ENCODER 32 P/REV (ENCODER A-32); PERFORMANCE REDUCTION BY 10% DUE TO ABSOLUTE ENCODER; PLAIN SHAFT, TOLERANCE N; W/O HOLDING BRAKE DEGREE OF PROTECTION IP65 FLANGE ON DRIVE END IP67 | 1718 | TEM | 1 | MC | 4.903 | 1
1FK70425AF711GG3 | SIMOTICS S SYNCHRONOUS SERVOMOTORS 1FK7 COMPACT 3.0 NM, 100K, 3000 RPM, 0,82KW NATURAL AIR COOLING, IM B5 (IM V1, IM V3) POWER/SIGNAL CONNECTORS CONN. CAN BE ROTATED BY 270 DEGR., BASIC ABSOLUTE ENCODER 32 P/REV (ENCODER A-32); PERFORMANCE REDUCTION BY 10% DUE TO ABSOLUTE ENCODER; PLAIN SHAFT, TOLERANCE N; W/O HOLDING BRAKE DEGREE OF PROTECTION IP64; PAINT FINISH RAL7016 | 1666 | TEM | 1 | MC | 4.903 | 1
1FK70425AF711GG5 | SIMOTICS S SYNCHRONOUS SERVOMOTORS 1FK7 COMPACT 3.0 NM, 100K, 3000 RPM, 0,82KW NATURAL AIR COOLING, IM B5 (IM V1, IM V3) POWER/SIGNAL CONNECTORS CONN. CAN BE ROTATED BY 270 DEGR., BASIC ABSOLUTE ENCODER 32 P/REV (ENCODER A-32); PERFORMANCE REDUCTION BY 10% DUE TO ABSOLUTE ENCODER; PLAIN SHAFT, TOLERANCE N; W/O HOLDING BRAKE DEGREE OF PROTECTION IP65 AS FLANGE IP67; PAINT FINISH RAL7016 | 1768 | TEM | 1 | MC | 4.903 | 1
1FK70425AF711GG8 | SIMOTICS S SYNCHRONOUS SERVOMOTORS 1FK7 COMPACT 3.0 NM, 100K, 3000 RPM, 0,82KW NATURAL AIR COOLING, IM B5 (IM V1, IM V3) POWER/SIGNAL CONNECTORS CONN. CAN BE ROTATED BY 270 DEGR., BASIC ABSOLUTE ENCODER 32 P/REV (ENCODER A-32); PERFORMANCE REDUCTION BY 10% DUE TO ABSOLUTE ENCODER; PLAIN SHAFT, TOLERANCE N; W/O HOLDING BRAKE DEGREE OF PROTECTION IP65 IP67 D-END FLANGE; RAL7016 COATING; METALLIC RATING PLATE AT MOTOR | 1876 | TEM | 1 | MC | 4.903 | 1
1FK70425AF711GH0 | SIMOTICS S SYNCHRONOUS SERVOMOTORS 1FK7 COMPACT 3.0 NM, 100K, 3000 RPM, 0,82KW NATURAL AIR COOLING, IM B5 (IM V1, IM V3) POWER/SIGNAL CONNECTORS CONN. CAN BE ROTATED BY 270 DEGR., BASIC ABSOLUTE ENCODER 32 P/REV (ENCODER A-32); PERFORMANCE REDUCTION BY 10% DUE TO ABSOLUTE ENCODER; PLAIN SHAFT, TOLERANCE N; WITH HOLDING BRAKE DEGREE OF PROTECTION IP64 | 1898 | TEM | 1 | MC | 5.502 | 1
1FK70425AF711GH2 | SIMOTICS S SYNCHRONOUS SERVOMOTORS 1FK7 COMPACT 3.0 NM, 100K, 3000 RPM, 0,82KW NATURAL AIR COOLING, IM B5 (IM V1, IM V3) POWER/SIGNAL CONNECTORS CONN. CAN BE ROTATED BY 270 DEGR., BASIC ABSOLUTE ENCODER 32 P/REV (ENCODER A-32); PERFORMANCE REDUCTION BY 10% DUE TO ABSOLUTE ENCODER; PLAIN SHAFT, TOLERANCE N; WITH HOLDING BRAKE DEGREE OF PROTECTION IP65 FLANGE ON DRIVE END IP67 | 1999 | TEM | 1 | MC | 5.502 | 1
1FK70425AF711GH3 | SIMOTICS S SYNCHRONOUS SERVOMOTORS 1FK7 COMPACT 3.0 NM, 100K, 3000 RPM, 0,82KW NATURAL AIR COOLING, IM B5 (IM V1, IM V3) POWER/SIGNAL CONNECTORS CONN. CAN BE ROTATED BY 270 DEGR., BASIC ABSOLUTE ENCODER 32 P/REV (ENCODER A-32); PERFORMANCE REDUCTION BY 10% DUE TO ABSOLUTE ENCODER; PLAIN SHAFT, TOLERANCE N; WITH HOLDING BRAKE DEGREE OF PROTECTION IP64; PAINT FINISH RAL7016 | 1947 | TEM | 1 | MC | 5.502 | 1
1FK70425AF711GH5 | SIMOTICS S SYNCHRONOUS SERVOMOTORS 1FK7 COMPACT 3.0 NM, 100K, 3000 RPM, 0,82KW NATURAL AIR COOLING, IM B5 (IM V1, IM V3) POWER/SIGNAL CONNECTORS CONN. CAN BE ROTATED BY 270 DEGR., BASIC ABSOLUTE ENCODER 32 P/REV (ENCODER A-32); PERFORMANCE REDUCTION BY 10% DUE TO ABSOLUTE ENCODER; PLAIN SHAFT, TOLERANCE N; WITH HOLDING BRAKE DEGREE OF PROTECTION IP65 AS FLANGE IP67; PAINT FINISH RAL7016 | 2049 | TEM | 1 | MC | 5.502 | 1
1FK70425AF711GH8 | SIMOTICS S SYNCHRONOUS SERVOMOTORS 1FK7 COMPACT 3.0 NM, 100K, 3000 RPM, 0,82KW NATURAL AIR COOLING, IM B5 (IM V1, IM V3) POWER/SIGNAL CONNECTORS CONN. CAN BE ROTATED BY 270 DEGR., BASIC ABSOLUTE ENCODER 32 P/REV (ENCODER A-32); PERFORMANCE REDUCTION BY 10% DUE TO ABSOLUTE ENCODER; PLAIN SHAFT, TOLERANCE N; WITH HOLDING BRAKE DEGREE OF PROTECTION IP65 IP67 D-END FLANGE; RAL7016 COATING; METALLIC RATING PLATE AT MOTOR | 2157 | TEM | 1 | MC | 5.502 | 1
1FK70425AF711KA0 | SIMOTICS S SYNCHRONOUS SERVOMOTORS 1FK7 COMPACT 3.0 NM, 100K, 3000 RPM, 0,82KW NATURAL AIR COOLING, IM B5 (IM V1, IM V3) POWER/SIGNAL CONNECTORS CONN. CAN BE ROTATED BY 270 DEGR., BASIC ABSOLUTE ENCODER 32 P/REV (ENCODER A-32) WITH DRIVE-CLIQ INTERFACE; PERFORMANCE REDUCTION BY 10% DUE TO ABSOLUTE ENCODER; SHAFT WITH FITTED KEY, TOLERANCE N; W/O HOLDING BRAKE DEGREE OF PROTECTION IP64 | 1970 | TEM | 1 | MC | 4.903 | 1
1FK70425AF711KA2 | SIMOTICS S SYNCHRONOUS SERVOMOTORS 1FK7 COMPACT 3.0 NM, 100K, 3000 RPM, 0,82KW NATURAL AIR COOLING, IM B5 (IM V1, IM V3) POWER/SIGNAL CONNECTORS CONN. CAN BE ROTATED BY 270 DEGR., BASIC ABSOLUTE ENCODER 32 P/REV (ENCODER A-32) WITH DRIVE-CLIQ INTERFACE; PERFORMANCE REDUCTION BY 10% DUE TO ABSOLUTE ENCODER; SHAFT WITH FITTED KEY, TOLERANCE N; W/O HOLDING BRAKE DEGREE OF PROTECTION IP65 FLANGE ON DRIVE END IP67 | 2071 | TEM | 1 | MC | 4.903 | 1
1FK70425AF711KA3 | SIMOTICS S SYNCHRONOUS SERVOMOTORS 1FK7 COMPACT 3.0 NM, 100K, 3000 RPM, 0,82KW NATURAL AIR COOLING, IM B5 (IM V1, IM V3) POWER/SIGNAL CONNECTORS CONN. CAN BE ROTATED BY 270 DEGR., BASIC ABSOLUTE ENCODER 32 P/REV (ENCODER A-32) WITH DRIVE-CLIQ INTERFACE; PERFORMANCE REDUCTION BY 10% DUE TO ABSOLUTE ENCODER; SHAFT WITH FITTED KEY, TOLERANCE N; W/O HOLDING BRAKE DEGREE OF PROTECTION IP64; PAINT FINISH RAL7016 | 2019 | TEM | 1 | MC | 4.903 | 1
1FK70425AF711KA5 | SIMOTICS S SYNCHRONOUS SERVOMOTORS 1FK7 COMPACT 3.0 NM, 100K, 3000 RPM, 0,82KW NATURAL AIR COOLING, IM B5 (IM V1, IM V3) POWER/SIGNAL CONNECTORS CONN. CAN BE ROTATED BY 270 DEGR., BASIC ABSOLUTE ENCODER 32 P/REV (ENCODER A-32) WITH DRIVE-CLIQ INTERFACE; PERFORMANCE REDUCTION BY 10% DUE TO ABSOLUTE ENCODER; SHAFT WITH FITTED KEY, TOLERANCE N; W/O HOLDING BRAKE DEGREE OF PROTECTION IP65 AS FLANGE IP67; PAINT FINISH RAL7016 | 2121 | TEM | 1 | MC | 4.903 | 1
1FK70425AF711KA8 | SIMOTICS S SYNCHRONOUS SERVOMOTORS 1FK7 COMPACT 3.0 NM, 100K, 3000 RPM, 0,82KW NATURAL AIR COOLING, IM B5 (IM V1, IM V3) POWER/SIGNAL CONNECTORS CONN. CAN BE ROTATED BY 270 DEGR., BASIC ABSOLUTE ENCODER 32 P/REV (ENCODER A-32) WITH DRIVE-CLIQ INTERFACE; PERFORMANCE REDUCTION BY 10% DUE TO ABSOLUTE ENCODER; SHAFT WITH FITTED KEY, TOLERANCE N; W/O HOLDING BRAKE DEGREE OF PROTECTION IP65 IP67 D-END FLANGE; RAL7016 COATING; METALLIC RATING PLATE AT MOTOR | 2229 | TEM | 1 | MC | 4.903 | 1
1FK70425AF711KB0 | SIMOTICS S SYNCHRONOUS SERVOMOTORS 1FK7 COMPACT 3.0 NM, 100K, 3000 RPM, 0,82KW NATURAL AIR COOLING, IM B5 (IM V1, IM V3) POWER/SIGNAL CONNECTORS CONN. CAN BE ROTATED BY 270 DEGR., BASIC ABSOLUTE ENCODER 32 P/REV (ENCODER A-32) WITH DRIVE-CLIQ INTERFACE; PERFORMANCE REDUCTION BY 10% DUE TO ABSOLUTE ENCODER; SHAFT WITH FITTED KEY, TOLERANCE N; WITH HOLDING BRAKE DEGREE OF PROTECTION IP64 | 2253 | TEM | 1 | MC | 5.502 | 1
1FK70425AF711KB2 | SIMOTICS S SYNCHRONOUS SERVOMOTORS 1FK7 COMPACT 3.0 NM, 100K, 3000 RPM, 0,82KW NATURAL AIR COOLING, IM B5 (IM V1, IM V3) POWER/SIGNAL CONNECTORS CONN. CAN BE ROTATED BY 270 DEGR., BASIC ABSOLUTE ENCODER 32 P/REV (ENCODER A-32) WITH DRIVE-CLIQ INTERFACE; PERFORMANCE REDUCTION BY 10% DUE TO ABSOLUTE ENCODER; SHAFT WITH FITTED KEY, TOLERANCE N; WITH HOLDING BRAKE DEGREE OF PROTECTION IP65 FLANGE ON DRIVE END IP67 | 2355 | TEM | 1 | MC | 5.502 | 1
1FK70425AF711KB3 | SIMOTICS S SYNCHRONOUS SERVOMOTORS 1FK7 COMPACT 3.0 NM, 100K, 3000 RPM, 0,82KW NATURAL AIR COOLING, IM B5 (IM V1, IM V3) POWER/SIGNAL CONNECTORS CONN. CAN BE ROTATED BY 270 DEGR., BASIC ABSOLUTE ENCODER 32 P/REV (ENCODER A-32) WITH DRIVE-CLIQ INTERFACE; PERFORMANCE REDUCTION BY 10% DUE TO ABSOLUTE ENCODER; SHAFT WITH FITTED KEY, TOLERANCE N; WITH HOLDING BRAKE DEGREE OF PROTECTION IP64; PAINT FINISH RAL7016 | 2302 | TEM | 1 | MC | 5.502 | 1
1FK70425AF711KB5 | SIMOTICS S SYNCHRONOUS SERVOMOTORS 1FK7 COMPACT 3.0 NM, 100K, 3000 RPM, 0,82KW NATURAL AIR COOLING, IM B5 (IM V1, IM V3) POWER/SIGNAL CONNECTORS CONN. CAN BE ROTATED BY 270 DEGR., BASIC ABSOLUTE ENCODER 32 P/REV (ENCODER A-32) WITH DRIVE-CLIQ INTERFACE; PERFORMANCE REDUCTION BY 10% DUE TO ABSOLUTE ENCODER; SHAFT WITH FITTED KEY, TOLERANCE N; WITH HOLDING BRAKE DEGREE OF PROTECTION IP65 AS FLANGE IP67; PAINT FINISH RAL7016 | 2404 | TEM | 1 | MC | 5.502 | 1
1FK70425AF711KB8 | SIMOTICS S SYNCHRONOUS SERVOMOTORS 1FK7 COMPACT 3.0 NM, 100K, 3000 RPM, 0,82KW NATURAL AIR COOLING, IM B5 (IM V1, IM V3) POWER/SIGNAL CONNECTORS CONN. CAN BE ROTATED BY 270 DEGR., BASIC ABSOLUTE ENCODER 32 P/REV (ENCODER A-32) WITH DRIVE-CLIQ INTERFACE; PERFORMANCE REDUCTION BY 10% DUE TO ABSOLUTE ENCODER; SHAFT WITH FITTED KEY, TOLERANCE N; WITH HOLDING BRAKE DEGREE OF PROTECTION IP65 IP67 D-END FLANGE; RAL7016 COATING; METALLIC RATING PLATE AT MOTOR | 2513 | TEM | 1 | MC | 5.502 | 1
1FK70425AF711KG0 | SIMOTICS S SYNCHRONOUS SERVOMOTORS 1FK7 COMPACT 3.0 NM, 100K, 3000 RPM, 0,82KW NATURAL AIR COOLING, IM B5 (IM V1, IM V3) POWER/SIGNAL CONNECTORS CONN. CAN BE ROTATED BY 270 DEGR., BASIC ABSOLUTE ENCODER 32 P/REV (ENCODER A-32) WITH DRIVE-CLIQ INTERFACE; PERFORMANCE REDUCTION BY 10% DUE TO ABSOLUTE ENCODER; PLAIN SHAFT, TOLERANCE N; W/O HOLDING BRAKE DEGREE OF PROTECTION IP64 | 1876 | TEM | 1 | MC | 4.903 | 1
1FK70425AF711KG2 | SIMOTICS S SYNCHRONOUS SERVOMOTORS 1FK7 COMPACT 3.0 NM, 100K, 3000 RPM, 0,82KW NATURAL AIR COOLING, IM B5 (IM V1, IM V3) POWER/SIGNAL CONNECTORS CONN. CAN BE ROTATED BY 270 DEGR., BASIC ABSOLUTE ENCODER 32 P/REV (ENCODER A-32) WITH DRIVE-CLIQ INTERFACE; PERFORMANCE REDUCTION BY 10% DUE TO ABSOLUTE ENCODER; PLAIN SHAFT, TOLERANCE N; W/O HOLDING BRAKE DEGREE OF PROTECTION IP65 FLANGE ON DRIVE END IP67 | 1978 | TEM | 1 | MC | 4.903 | 1
1FK70425AF711KG3 | SIMOTICS S SYNCHRONOUS SERVOMOTORS 1FK7 COMPACT 3.0 NM, 100K, 3000 RPM, 0,82KW NATURAL AIR COOLING, IM B5 (IM V1, IM V3) POWER/SIGNAL CONNECTORS CONN. CAN BE ROTATED BY 270 DEGR., BASIC ABSOLUTE ENCODER 32 P/REV (ENCODER A-32) WITH DRIVE-CLIQ INTERFACE; PERFORMANCE REDUCTION BY 10% DUE TO ABSOLUTE ENCODER; PLAIN SHAFT, TOLERANCE N; W/O HOLDING BRAKE DEGREE OF PROTECTION IP64; PAINT FINISH RAL7016 | 1925 | TEM | 1 | MC | 4.903 | 1
1FK70425AF711KG5 | SIMOTICS S SYNCHRONOUS SERVOMOTORS 1FK7 COMPACT 3.0 NM, 100K, 3000 RPM, 0,82KW NATURAL AIR COOLING, IM B5 (IM V1, IM V3) POWER/SIGNAL CONNECTORS CONN. CAN BE ROTATED BY 270 DEGR., BASIC ABSOLUTE ENCODER 32 P/REV (ENCODER A-32) WITH DRIVE-CLIQ INTERFACE; PERFORMANCE REDUCTION BY 10% DUE TO ABSOLUTE ENCODER; PLAIN SHAFT, TOLERANCE N; W/O HOLDING BRAKE DEGREE OF PROTECTION IP65 AS FLANGE IP67; PAINT FINISH RAL7016 | 2027 | TEM | 1 | MC | 4.903 | 1
1FK70425AF711KG8 | SIMOTICS S SYNCHRONOUS SERVOMOTORS 1FK7 COMPACT 3.0 NM, 100K, 3000 RPM, 0,82KW NATURAL AIR COOLING, IM B5 (IM V1, IM V3) POWER/SIGNAL CONNECTORS CONN. CAN BE ROTATED BY 270 DEGR., BASIC ABSOLUTE ENCODER 32 P/REV (ENCODER A-32) WITH DRIVE-CLIQ INTERFACE; PERFORMANCE REDUCTION BY 10% DUE TO ABSOLUTE ENCODER; PLAIN SHAFT, TOLERANCE N; W/O HOLDING BRAKE DEGREE OF PROTECTION IP65 IP67 D-END FLANGE; RAL7016 COATING; METALLIC RATING PLATE AT MOTOR | 2136 | TEM | 1 | MC | 4.903 | 1
1FK70425AF711KH0 | SIMOTICS S SYNCHRONOUS SERVOMOTORS 1FK7 COMPACT 3.0 NM, 100K, 3000 RPM, 0,82KW NATURAL AIR COOLING, IM B5 (IM V1, IM V3) POWER/SIGNAL CONNECTORS CONN. CAN BE ROTATED BY 270 DEGR., BASIC ABSOLUTE ENCODER 32 P/REV (ENCODER A-32) WITH DRIVE-CLIQ INTERFACE; PERFORMANCE REDUCTION BY 10% DUE TO ABSOLUTE ENCODER; PLAIN SHAFT, TOLERANCE N; WITH HOLDING BRAKE DEGREE OF PROTECTION IP64 | 2157 | TEM | 1 | MC | 5.502 | 1
1FK70425AF711KH2 | SIMOTICS S SYNCHRONOUS SERVOMOTORS 1FK7 COMPACT 3.0 NM, 100K, 3000 RPM, 0,82KW NATURAL AIR COOLING, IM B5 (IM V1, IM V3) POWER/SIGNAL CONNECTORS CONN. CAN BE ROTATED BY 270 DEGR., BASIC ABSOLUTE ENCODER 32 P/REV (ENCODER A-32) WITH DRIVE-CLIQ INTERFACE; PERFORMANCE REDUCTION BY 10% DUE TO ABSOLUTE ENCODER; PLAIN SHAFT, TOLERANCE N; WITH HOLDING BRAKE DEGREE OF PROTECTION IP65 FLANGE ON DRIVE END IP67 | 2259 | TEM | 1 | MC | 5.502 | 1
1FK70425AF711KH3 | SIMOTICS S SYNCHRONOUS SERVOMOTORS 1FK7 COMPACT 3.0 NM, 100K, 3000 RPM, 0,82KW NATURAL AIR COOLING, IM B5 (IM V1, IM V3) POWER/SIGNAL CONNECTORS CONN. CAN BE ROTATED BY 270 DEGR., BASIC ABSOLUTE ENCODER 32 P/REV (ENCODER A-32) WITH DRIVE-CLIQ INTERFACE; PERFORMANCE REDUCTION BY 10% DUE TO ABSOLUTE ENCODER; PLAIN SHAFT, TOLERANCE N; WITH HOLDING BRAKE DEGREE OF PROTECTION IP64; PAINT FINISH RAL7016 | 2206 | TEM | 1 | MC | 5.502 | 1
1FK70425AF711KH5 | SIMOTICS S SYNCHRONOUS SERVOMOTORS 1FK7 COMPACT 3.0 NM, 100K, 3000 RPM, 0,82KW NATURAL AIR COOLING, IM B5 (IM V1, IM V3) POWER/SIGNAL CONNECTORS CONN. CAN BE ROTATED BY 270 DEGR., BASIC ABSOLUTE ENCODER 32 P/REV (ENCODER A-32) WITH DRIVE-CLIQ INTERFACE; PERFORMANCE REDUCTION BY 10% DUE TO ABSOLUTE ENCODER; PLAIN SHAFT, TOLERANCE N; WITH HOLDING BRAKE DEGREE OF PROTECTION IP65 AS FLANGE IP67; PAINT FINISH RAL7016 | 2308 | TEM | 1 | MC | 5.502 | 1
1FK70425AF711KH8 | SIMOTICS S SYNCHRONOUS SERVOMOTORS 1FK7 COMPACT 3.0 NM, 100K, 3000 RPM, 0,82KW NATURAL AIR COOLING, IM B5 (IM V1, IM V3) POWER/SIGNAL CONNECTORS CONN. CAN BE ROTATED BY 270 DEGR., BASIC ABSOLUTE ENCODER 32 P/REV (ENCODER A-32) WITH DRIVE-CLIQ INTERFACE; PERFORMANCE REDUCTION BY 10% DUE TO ABSOLUTE ENCODER; PLAIN SHAFT, TOLERANCE N; WITH HOLDING BRAKE DEGREE OF PROTECTION IP65 IP67 D-END FLANGE; RAL7016 COATING; METALLIC RATING PLATE AT MOTOR | 2417 | TEM | 1 | MC | 5.502 | 1
1FK70425AF711PA0 | SIMOTICS S SYNCHRONOUS SERVOMOTORS 1FK7 COMPACT 3.0 NM, 100K, 3000 RPM, 0,82KW NATURAL AIR COOLING, IM B5 (IM V1, IM V3) POWER/SIGNAL CONNECTORS CONN. CAN BE ROTATED BY 270 DEGR., RESOLVER 2-POLE (RESOLVER P=1) WITH DRIVE-CLIQ INTERFACE; SHAFT WITH FITTED KEY, TOLERANCE N; W/O HOLDING BRAKE DEGREE OF PROTECTION IP64 | 1494 | TEM | 1 | MC | 4.903 | 1
1FK70425AF711PA2 | SIMOTICS S SYNCHRONOUS SERVOMOTORS 1FK7 COMPACT 3.0 NM, 100K, 3000 RPM, 0,82KW NATURAL AIR COOLING, IM B5 (IM V1, IM V3) POWER/SIGNAL CONNECTORS CONN. CAN BE ROTATED BY 270 DEGR., RESOLVER 2-POLE (RESOLVER P=1) WITH DRIVE-CLIQ INTERFACE; SHAFT WITH FITTED KEY, TOLERANCE N; W/O HOLDING BRAKE DEGREE OF PROTECTION IP65 FLANGE ON DRIVE END IP67 | 1596 | TEM | 1 | MC | 4.903 | 1
1FK70425AF711PA3 | SIMOTICS S SYNCHRONOUS SERVOMOTORS 1FK7 COMPACT 3.0 NM, 100K, 3000 RPM, 0,82KW NATURAL AIR COOLING, IM B5 (IM V1, IM V3) POWER/SIGNAL CONNECTORS CONN. CAN BE ROTATED BY 270 DEGR., RESOLVER 2-POLE (RESOLVER P=1) WITH DRIVE-CLIQ INTERFACE; SHAFT WITH FITTED KEY, TOLERANCE N; W/O HOLDING BRAKE DEGREE OF PROTECTION IP64; PAINT FINISH RAL7016 | 1544 | TEM | 1 | MC | 4.903 | 1
1FK70425AF711PA5 | SIMOTICS S SYNCHRONOUS SERVOMOTORS 1FK7 COMPACT 3.0 NM, 100K, 3000 RPM, 0,82KW NATURAL AIR COOLING, IM B5 (IM V1, IM V3) POWER/SIGNAL CONNECTORS CONN. CAN BE ROTATED BY 270 DEGR., RESOLVER 2-POLE (RESOLVER P=1) WITH DRIVE-CLIQ INTERFACE; SHAFT WITH FITTED KEY, TOLERANCE N; W/O HOLDING BRAKE DEGREE OF PROTECTION IP65 AS FLANGE IP67; PAINT FINISH RAL7016 | 1645 | TEM | 1 | MC | 4.903 | 1
1FK70425AF711PA8 | SIMOTICS S SYNCHRONOUS SERVOMOTORS 1FK7 COMPACT 3.0 NM, 100K, 3000 RPM, 0,82KW NATURAL AIR COOLING, IM B5 (IM V1, IM V3) POWER/SIGNAL CONNECTORS CONN. CAN BE ROTATED BY 270 DEGR., RESOLVER 2-POLE (RESOLVER P=1) WITH DRIVE-CLIQ INTERFACE; SHAFT WITH FITTED KEY, TOLERANCE N; W/O HOLDING BRAKE DEGREE OF PROTECTION IP65 IP67 D-END FLANGE; RAL7016 COATING; METALLIC RATING PLATE AT MOTOR | 1754 | TEM | 1 | MC | 4.903 | 1
1FK70425AF711PB0 | SIMOTICS S SYNCHRONOUS SERVOMOTORS 1FK7 COMPACT 3.0 NM, 100K, 3000 RPM, 0,82KW NATURAL AIR COOLING, IM B5 (IM V1, IM V3) POWER/SIGNAL CONNECTORS CONN. CAN BE ROTATED BY 270 DEGR., RESOLVER 2-POLE (RESOLVER P=1) WITH DRIVE-CLIQ INTERFACE; SHAFT WITH FITTED KEY, TOLERANCE N; WITH HOLDING BRAKE DEGREE OF PROTECTION IP64 | 1778 | TEM | 1 | MC | 5.502 | 1
1FK70425AF711PB2 | SIMOTICS S SYNCHRONOUS SERVOMOTORS 1FK7 COMPACT 3.0 NM, 100K, 3000 RPM, 0,82KW NATURAL AIR COOLING, IM B5 (IM V1, IM V3) POWER/SIGNAL CONNECTORS CONN. CAN BE ROTATED BY 270 DEGR., RESOLVER 2-POLE (RESOLVER P=1) WITH DRIVE-CLIQ INTERFACE; SHAFT WITH FITTED KEY, TOLERANCE N; WITH HOLDING BRAKE DEGREE OF PROTECTION IP65 FLANGE ON DRIVE END IP67 | 1879 | TEM | 1 | MC | 5.502 | 1
1FK70425AF711PB3 | SIMOTICS S SYNCHRONOUS SERVOMOTORS 1FK7 COMPACT 3.0 NM, 100K, 3000 RPM, 0,82KW NATURAL AIR COOLING, IM B5 (IM V1, IM V3) POWER/SIGNAL CONNECTORS CONN. CAN BE ROTATED BY 270 DEGR., RESOLVER 2-POLE (RESOLVER P=1) WITH DRIVE-CLIQ INTERFACE; SHAFT WITH FITTED KEY, TOLERANCE N; WITH HOLDING BRAKE DEGREE OF PROTECTION IP64; PAINT FINISH RAL7016 | 1827 | TEM | 1 | MC | 5.502 | 1
1FK70425AF711PB5 | SIMOTICS S SYNCHRONOUS SERVOMOTORS 1FK7 COMPACT 3.0 NM, 100K, 3000 RPM, 0,82KW NATURAL AIR COOLING, IM B5 (IM V1, IM V3) POWER/SIGNAL CONNECTORS CONN. CAN BE ROTATED BY 270 DEGR., RESOLVER 2-POLE (RESOLVER P=1) WITH DRIVE-CLIQ INTERFACE; SHAFT WITH FITTED KEY, TOLERANCE N; WITH HOLDING BRAKE DEGREE OF PROTECTION IP65 AS FLANGE IP67; PAINT FINISH RAL7016 | 1929 | TEM | 1 | MC | 5.502 | 1
1FK70425AF711PB8 | SIMOTICS S SYNCHRONOUS SERVOMOTORS 1FK7 COMPACT 3.0 NM, 100K, 3000 RPM, 0,82KW NATURAL AIR COOLING, IM B5 (IM V1, IM V3) POWER/SIGNAL CONNECTORS CONN. CAN BE ROTATED BY 270 DEGR., RESOLVER 2-POLE (RESOLVER P=1) WITH DRIVE-CLIQ INTERFACE; SHAFT WITH FITTED KEY, TOLERANCE N; WITH HOLDING BRAKE DEGREE OF PROTECTION IP65 IP67 D-END FLANGE; RAL7016 COATING; METALLIC RATING PLATE AT MOTOR | 2037 | TEM | 1 | MC | 5.502 | 1
1FK70425AF711PG0 | SIMOTICS S SYNCHRONOUS SERVOMOTORS 1FK7 COMPACT 3.0 NM, 100K, 3000 RPM, 0,82KW NATURAL AIR COOLING, IM B5 (IM V1, IM V3) POWER/SIGNAL CONNECTORS CONN. CAN BE ROTATED BY 270 DEGR., RESOLVER 2-POLE (RESOLVER P=1) WITH DRIVE-CLIQ INTERFACE; PLAIN SHAFT, TOLERANCE N; W/O HOLDING BRAKE DEGREE OF PROTECTION IP64 | 1401 | TEM | 1 | MC | 4.903 | 1
1FK70425AF711PG2 | SIMOTICS S SYNCHRONOUS SERVOMOTORS 1FK7 COMPACT 3.0 NM, 100K, 3000 RPM, 0,82KW NATURAL AIR COOLING, IM B5 (IM V1, IM V3) POWER/SIGNAL CONNECTORS CONN. CAN BE ROTATED BY 270 DEGR., RESOLVER 2-POLE (RESOLVER P=1) WITH DRIVE-CLIQ INTERFACE; PLAIN SHAFT, TOLERANCE N; W/O HOLDING BRAKE DEGREE OF PROTECTION IP65 FLANGE ON DRIVE END IP67 | 1502 | TEM | 1 | MC | 4.903 | 1
1FK70425AF711PG3 | SIMOTICS S SYNCHRONOUS SERVOMOTORS 1FK7 COMPACT 3.0 NM, 100K, 3000 RPM, 0,82KW NATURAL AIR COOLING, IM B5 (IM V1, IM V3) POWER/SIGNAL CONNECTORS CONN. CAN BE ROTATED BY 270 DEGR., RESOLVER 2-POLE (RESOLVER P=1) WITH DRIVE-CLIQ INTERFACE; PLAIN SHAFT, TOLERANCE N; W/O HOLDING BRAKE DEGREE OF PROTECTION IP64; PAINT FINISH RAL7016 | 1450 | TEM | 1 | MC | 4.903 | 1
1FK70425AF711PG5 | SIMOTICS S SYNCHRONOUS SERVOMOTORS 1FK7 COMPACT 3.0 NM, 100K, 3000 RPM, 0,82KW NATURAL AIR COOLING, IM B5 (IM V1, IM V3) POWER/SIGNAL CONNECTORS CONN. CAN BE ROTATED BY 270 DEGR., RESOLVER 2-POLE (RESOLVER P=1) WITH DRIVE-CLIQ INTERFACE; PLAIN SHAFT, TOLERANCE N; W/O HOLDING BRAKE DEGREE OF PROTECTION IP65 AS FLANGE IP67; PAINT FINISH RAL7016 | 1551 | TEM | 1 | MC | 4.903 | 1
1FK70425AF711PG8 | SIMOTICS S SYNCHRONOUS SERVOMOTORS 1FK7 COMPACT 3.0 NM, 100K, 3000 RPM, 0,82KW NATURAL AIR COOLING, IM B5 (IM V1, IM V3) POWER/SIGNAL CONNECTORS CONN. CAN BE ROTATED BY 270 DEGR., RESOLVER 2-POLE (RESOLVER P=1) WITH DRIVE-CLIQ INTERFACE; PLAIN SHAFT, TOLERANCE N; W/O HOLDING BRAKE DEGREE OF PROTECTION IP65 IP67 D-END FLANGE; RAL7016 COATING; METALLIC RATING PLATE AT MOTOR | 1660 | TEM | 1 | MC | 4.903 | 1
1FK70425AF711PH0 | SIMOTICS S SYNCHRONOUS SERVOMOTORS 1FK7 COMPACT 3.0 NM, 100K, 3000 RPM, 0,82KW NATURAL AIR COOLING, IM B5 (IM V1, IM V3) POWER/SIGNAL CONNECTORS CONN. CAN BE ROTATED BY 270 DEGR., RESOLVER 2-POLE (RESOLVER P=1) WITH DRIVE-CLIQ INTERFACE; PLAIN SHAFT, TOLERANCE N; WITH HOLDING BRAKE DEGREE OF PROTECTION IP64 | 1682 | TEM | 1 | MC | 5.502 | 1
1FK70425AF711PH2 | SIMOTICS S SYNCHRONOUS SERVOMOTORS 1FK7 COMPACT 3.0 NM, 100K, 3000 RPM, 0,82KW NATURAL AIR COOLING, IM B5 (IM V1, IM V3) POWER/SIGNAL CONNECTORS CONN. CAN BE ROTATED BY 270 DEGR., RESOLVER 2-POLE (RESOLVER P=1) WITH DRIVE-CLIQ INTERFACE; PLAIN SHAFT, TOLERANCE N; WITH HOLDING BRAKE DEGREE OF PROTECTION IP65 FLANGE ON DRIVE END IP67 | 1783 | TEM | 1 | MC | 5.502 | 1
1FK70425AF711PH3 | SIMOTICS S SYNCHRONOUS SERVOMOTORS 1FK7 COMPACT 3.0 NM, 100K, 3000 RPM, 0,82KW NATURAL AIR COOLING, IM B5 (IM V1, IM V3) POWER/SIGNAL CONNECTORS CONN. CAN BE ROTATED BY 270 DEGR., RESOLVER 2-POLE (RESOLVER P=1) WITH DRIVE-CLIQ INTERFACE; PLAIN SHAFT, TOLERANCE N; WITH HOLDING BRAKE DEGREE OF PROTECTION IP64; PAINT FINISH RAL7016 | 1731 | TEM | 1 | MC | 5.502 | 1
1FK70425AF711PH5 | SIMOTICS S SYNCHRONOUS SERVOMOTORS 1FK7 COMPACT 3.0 NM, 100K, 3000 RPM, 0,82KW NATURAL AIR COOLING, IM B5 (IM V1, IM V3) POWER/SIGNAL CONNECTORS CONN. CAN BE ROTATED BY 270 DEGR., RESOLVER 2-POLE (RESOLVER P=1) WITH DRIVE-CLIQ INTERFACE; PLAIN SHAFT, TOLERANCE N; WITH HOLDING BRAKE DEGREE OF PROTECTION IP65 AS FLANGE IP67; PAINT FINISH RAL7016 | 1832 | TEM | 1 | MC | 5.502 | 1
1FK70425AF711PH8 | SIMOTICS S SYNCHRONOUS SERVOMOTORS 1FK7 COMPACT 3.0 NM, 100K, 3000 RPM, 0,82KW NATURAL AIR COOLING, IM B5 (IM V1, IM V3) POWER/SIGNAL CONNECTORS CONN. CAN BE ROTATED BY 270 DEGR., RESOLVER 2-POLE (RESOLVER P=1) WITH DRIVE-CLIQ INTERFACE; PLAIN SHAFT, TOLERANCE N; WITH HOLDING BRAKE DEGREE OF PROTECTION IP65 IP67 D-END FLANGE; RAL7016 COATING; METALLIC RATING PLATE AT MOTOR | 1941 | TEM | 1 | MC | 5.502 | 1
1FK70425AF711SA0 | SIMOTICS S SYNCHRONOUS SERVOMOTORS 1FK7 COMPACT 3.0 NM, 100K, 3000 RPM, 0,82KW NATURAL AIR COOLING, IM B5 (IM V1, IM V3) POWER/SIGNAL CONNECTORS CONN. CAN BE ROTATED BY 270 DEGR., RESOLVER MULTI-POLE (RESOLVER P=4); SHAFT WITH FITTED KEY, TOLERANCE N; W/O HOLDING BRAKE DEGREE OF PROTECTION IP64 | 1233 | TEM | 1 | MC | 4.903 | 1
1FK70425AF711SA2 | SIMOTICS S SYNCHRONOUS SERVOMOTORS 1FK7 COMPACT 3.0 NM, 100K, 3000 RPM, 0,82KW NATURAL AIR COOLING, IM B5 (IM V1, IM V3) POWER/SIGNAL CONNECTORS CONN. CAN BE ROTATED BY 270 DEGR., RESOLVER MULTI-POLE (RESOLVER P=4); SHAFT WITH FITTED KEY, TOLERANCE N; W/O HOLDING BRAKE DEGREE OF PROTECTION IP65 FLANGE ON DRIVE END IP67 | 1334 | TEM | 1 | MC | 4.903 | 1
1FK70425AF711SA3 | SIMOTICS S SYNCHRONOUS SERVOMOTORS 1FK7 COMPACT 3.0 NM, 100K, 3000 RPM, 0,82KW NATURAL AIR COOLING, IM B5 (IM V1, IM V3) POWER/SIGNAL CONNECTORS CONN. CAN BE ROTATED BY 270 DEGR., RESOLVER MULTI-POLE (RESOLVER P=4); SHAFT WITH FITTED KEY, TOLERANCE N; W/O HOLDING BRAKE DEGREE OF PROTECTION IP64; PAINT FINISH RAL7016 | 1282 | TEM | 1 | MC | 4.903 | 1
1FK70425AF711SA5 | SIMOTICS S SYNCHRONOUS SERVOMOTORS 1FK7 COMPACT 3.0 NM, 100K, 3000 RPM, 0,82KW NATURAL AIR COOLING, IM B5 (IM V1, IM V3) POWER/SIGNAL CONNECTORS CONN. CAN BE ROTATED BY 270 DEGR., RESOLVER MULTI-POLE (RESOLVER P=4); SHAFT WITH FITTED KEY, TOLERANCE N; W/O HOLDING BRAKE DEGREE OF PROTECTION IP65 AS FLANGE IP67; PAINT FINISH RAL7016 | 1383 | TEM | 1 | MC | 4.903 | 1
1FK70425AF711SA8 | SIMOTICS S SYNCHRONOUS SERVOMOTORS 1FK7 COMPACT 3.0 NM, 100K, 3000 RPM, 0,82KW NATURAL AIR COOLING, IM B5 (IM V1, IM V3) POWER/SIGNAL CONNECTORS CONN. CAN BE ROTATED BY 270 DEGR., RESOLVER MULTI-POLE (RESOLVER P=4); SHAFT WITH FITTED KEY, TOLERANCE N; W/O HOLDING BRAKE DEGREE OF PROTECTION IP65 IP67 D-END FLANGE; RAL7016 COATING; METALLIC RATING PLATE AT MOTOR | 1492 | TEM | 1 | MC | 4.903 | 1
1FK70425AF711SB0 | SIMOTICS S SYNCHRONOUS SERVOMOTORS 1FK7 COMPACT 3.0 NM, 100K, 3000 RPM, 0,82KW NATURAL AIR COOLING, IM B5 (IM V1, IM V3) POWER/SIGNAL CONNECTORS CONN. CAN BE ROTATED BY 270 DEGR., RESOLVER MULTI-POLE (RESOLVER P=4); SHAFT WITH FITTED KEY, TOLERANCE N; WITH HOLDING BRAKE DEGREE OF PROTECTION IP64 | 1516 | TEM | 1 | MC | 5.502 | 1
1FK70425AF711SB2 | SIMOTICS S SYNCHRONOUS SERVOMOTORS 1FK7 COMPACT 3.0 NM, 100K, 3000 RPM, 0,82KW NATURAL AIR COOLING, IM B5 (IM V1, IM V3) POWER/SIGNAL CONNECTORS CONN. CAN BE ROTATED BY 270 DEGR., RESOLVER MULTI-POLE (RESOLVER P=4); SHAFT WITH FITTED KEY, TOLERANCE N; WITH HOLDING BRAKE DEGREE OF PROTECTION IP65 FLANGE ON DRIVE END IP67 | 1618 | TEM | 1 | MC | 5.502 | 1
1FK70425AF711SB3 | SIMOTICS S SYNCHRONOUS SERVOMOTORS 1FK7 COMPACT 3.0 NM, 100K, 3000 RPM, 0,82KW NATURAL AIR COOLING, IM B5 (IM V1, IM V3) POWER/SIGNAL CONNECTORS CONN. CAN BE ROTATED BY 270 DEGR., RESOLVER MULTI-POLE (RESOLVER P=4); SHAFT WITH FITTED KEY, TOLERANCE N; WITH HOLDING BRAKE DEGREE OF PROTECTION IP64; PAINT FINISH RAL7016 | 1565 | TEM | 1 | MC | 5.502 | 1
1FK70425AF711SB5 | SIMOTICS S SYNCHRONOUS SERVOMOTORS 1FK7 COMPACT 3.0 NM, 100K, 3000 RPM, 0,82KW NATURAL AIR COOLING, IM B5 (IM V1, IM V3) POWER/SIGNAL CONNECTORS CONN. CAN BE ROTATED BY 270 DEGR., RESOLVER MULTI-POLE (RESOLVER P=4); SHAFT WITH FITTED KEY, TOLERANCE N; WITH HOLDING BRAKE DEGREE OF PROTECTION IP65 AS FLANGE IP67; PAINT FINISH RAL7016 | 1667 | TEM | 1 | MC | 5.502 | 1
1FK70425AF711SB8 | SIMOTICS S SYNCHRONOUS SERVOMOTORS 1FK7 COMPACT 3.0 NM, 100K, 3000 RPM, 0,82KW NATURAL AIR COOLING, IM B5 (IM V1, IM V3) POWER/SIGNAL CONNECTORS CONN. CAN BE ROTATED BY 270 DEGR., RESOLVER MULTI-POLE (RESOLVER P=4); SHAFT WITH FITTED KEY, TOLERANCE N; WITH HOLDING BRAKE DEGREE OF PROTECTION IP65 IP67 D-END FLANGE; RAL7016 COATING; METALLIC RATING PLATE AT MOTOR | 1775 | TEM | 1 | MC | 5.502 | 1
1FK70425AF711SG0 | SIMOTICS S SYNCHRONOUS SERVOMOTORS 1FK7 COMPACT 3.0 NM, 100K, 3000 RPM, 0,82KW NATURAL AIR COOLING, IM B5 (IM V1, IM V3) POWER/SIGNAL CONNECTORS CONN. CAN BE ROTATED BY 270 DEGR., RESOLVER MULTI-POLE (RESOLVER P=4); PLAIN SHAFT, TOLERANCE N; W/O HOLDING BRAKE DEGREE OF PROTECTION IP64 | 1139 | TEM | 1 | MC | 4.903 | 1
1FK70425AF711SG2 | SIMOTICS S SYNCHRONOUS SERVOMOTORS 1FK7 COMPACT 3.0 NM, 100K, 3000 RPM, 0,82KW NATURAL AIR COOLING, IM B5 (IM V1, IM V3) POWER/SIGNAL CONNECTORS CONN. CAN BE ROTATED BY 270 DEGR., RESOLVER MULTI-POLE (RESOLVER P=4); PLAIN SHAFT, TOLERANCE N; W/O HOLDING BRAKE DEGREE OF PROTECTION IP65 FLANGE ON DRIVE END IP67 | 1240 | TEM | 1 | MC | 4.903 | 1
1FK70425AF711SG3 | SIMOTICS S SYNCHRONOUS SERVOMOTORS 1FK7 COMPACT 3.0 NM, 100K, 3000 RPM, 0,82KW NATURAL AIR COOLING, IM B5 (IM V1, IM V3) POWER/SIGNAL CONNECTORS CONN. CAN BE ROTATED BY 270 DEGR., RESOLVER MULTI-POLE (RESOLVER P=4); PLAIN SHAFT, TOLERANCE N; W/O HOLDING BRAKE DEGREE OF PROTECTION IP64; PAINT FINISH RAL7016 | 1188 | TEM | 1 | MC | 4.903 | 1
1FK70425AF711SG5 | SIMOTICS S SYNCHRONOUS SERVOMOTORS 1FK7 COMPACT 3.0 NM, 100K, 3000 RPM, 0,82KW NATURAL AIR COOLING, IM B5 (IM V1, IM V3) POWER/SIGNAL CONNECTORS CONN. CAN BE ROTATED BY 270 DEGR., RESOLVER MULTI-POLE (RESOLVER P=4); PLAIN SHAFT, TOLERANCE N; W/O HOLDING BRAKE DEGREE OF PROTECTION IP65 AS FLANGE IP67; PAINT FINISH RAL7016 | 1290 | TEM | 1 | MC | 4.903 | 1
1FK70425AF711SG8 | SIMOTICS S SYNCHRONOUS SERVOMOTORS 1FK7 COMPACT 3.0 NM, 100K, 3000 RPM, 0,82KW NATURAL AIR COOLING, IM B5 (IM V1, IM V3) POWER/SIGNAL CONNECTORS CONN. CAN BE ROTATED BY 270 DEGR., RESOLVER MULTI-POLE (RESOLVER P=4); PLAIN SHAFT, TOLERANCE N; W/O HOLDING BRAKE DEGREE OF PROTECTION IP65 IP67 D-END FLANGE; RAL7016 COATING; METALLIC RATING PLATE AT MOTOR | 1398 | TEM | 1 | MC | 4.903 | 1
1FK70425AF711SH0 | SIMOTICS S SYNCHRONOUS SERVOMOTORS 1FK7 COMPACT 3.0 NM, 100K, 3000 RPM, 0,82KW NATURAL AIR COOLING, IM B5 (IM V1, IM V3) POWER/SIGNAL CONNECTORS CONN. CAN BE ROTATED BY 270 DEGR., RESOLVER MULTI-POLE (RESOLVER P=4); PLAIN SHAFT, TOLERANCE N; WITH HOLDING BRAKE DEGREE OF PROTECTION IP64 | 1420 | TEM | 1 | MC | 5.502 | 1
1FK70425AF711SH2 | SIMOTICS S SYNCHRONOUS SERVOMOTORS 1FK7 COMPACT 3.0 NM, 100K, 3000 RPM, 0,82KW NATURAL AIR COOLING, IM B5 (IM V1, IM V3) POWER/SIGNAL CONNECTORS CONN. CAN BE ROTATED BY 270 DEGR., RESOLVER MULTI-POLE (RESOLVER P=4); PLAIN SHAFT, TOLERANCE N; WITH HOLDING BRAKE DEGREE OF PROTECTION IP65 FLANGE ON DRIVE END IP67 | 1521 | TEM | 1 | MC | 5.502 | 1
1FK70425AF711SH3 | SIMOTICS S SYNCHRONOUS SERVOMOTORS 1FK7 COMPACT 3.0 NM, 100K, 3000 RPM, 0,82KW NATURAL AIR COOLING, IM B5 (IM V1, IM V3) POWER/SIGNAL CONNECTORS CONN. CAN BE ROTATED BY 270 DEGR., RESOLVER MULTI-POLE (RESOLVER P=4); PLAIN SHAFT, TOLERANCE N; WITH HOLDING BRAKE DEGREE OF PROTECTION IP64; PAINT FINISH RAL7016 | 1469 | TEM | 1 | MC | 5.502 | 1
1FK70425AF711SH5 | SIMOTICS S SYNCHRONOUS SERVOMOTORS 1FK7 COMPACT 3.0 NM, 100K, 3000 RPM, 0,82KW NATURAL AIR COOLING, IM B5 (IM V1, IM V3) POWER/SIGNAL CONNECTORS CONN. CAN BE ROTATED BY 270 DEGR., RESOLVER MULTI-POLE (RESOLVER P=4); PLAIN SHAFT, TOLERANCE N; WITH HOLDING BRAKE DEGREE OF PROTECTION IP65 AS FLANGE IP67; PAINT FINISH RAL7016 | 1571 | TEM | 1 | MC | 5.502 | 1
1FK70425AF711SH8 | SIMOTICS S SYNCHRONOUS SERVOMOTORS 1FK7 COMPACT 3.0 NM, 100K, 3000 RPM, 0,82KW NATURAL AIR COOLING, IM B5 (IM V1, IM V3) POWER/SIGNAL CONNECTORS CONN. CAN BE ROTATED BY 270 DEGR., RESOLVER MULTI-POLE (RESOLVER P=4); PLAIN SHAFT, TOLERANCE N; WITH HOLDING BRAKE DEGREE OF PROTECTION IP65 IP67 D-END FLANGE; RAL7016 COATING; METALLIC RATING PLATE AT MOTOR | 1679 | TEM | 1 | MC | 5.502 | 1
1FK70425AF711TA0 | SIMOTICS S SYNCHRONOUS SERVOMOTORS 1FK7 COMPACT 3.0 NM, 100K, 3000 RPM, 0,82KW NATURAL AIR COOLING, IM B5 (IM V1, IM V3) POWER/SIGNAL CONNECTORS CONN. CAN BE ROTATED BY 270 DEGR., RESOLVER 2-POLE (RESOLVER P=1); SHAFT WITH FITTED KEY, TOLERANCE N; W/O HOLDING BRAKE DEGREE OF PROTECTION IP64 | 1233 | TEM | 1 | MC | 4.903 | 1
1FK70425AF711TA2 | SIMOTICS S SYNCHRONOUS SERVOMOTORS 1FK7 COMPACT 3.0 NM, 100K, 3000 RPM, 0,82KW NATURAL AIR COOLING, IM B5 (IM V1, IM V3) POWER/SIGNAL CONNECTORS CONN. CAN BE ROTATED BY 270 DEGR., RESOLVER 2-POLE (RESOLVER P=1); SHAFT WITH FITTED KEY, TOLERANCE N; W/O HOLDING BRAKE DEGREE OF PROTECTION IP65 FLANGE ON DRIVE END IP67 | 1334 | TEM | 1 | MC | 4.903 | 1
1FK70425AF711TA3 | SIMOTICS S SYNCHRONOUS SERVOMOTORS 1FK7 COMPACT 3.0 NM, 100K, 3000 RPM, 0,82KW NATURAL AIR COOLING, IM B5 (IM V1, IM V3) POWER/SIGNAL CONNECTORS CONN. CAN BE ROTATED BY 270 DEGR., RESOLVER 2-POLE (RESOLVER P=1); SHAFT WITH FITTED KEY, TOLERANCE N; W/O HOLDING BRAKE DEGREE OF PROTECTION IP64; PAINT FINISH RAL7016 | 1282 | TEM | 1 | MC | 4.903 | 1
1FK70425AF711TA5 | SIMOTICS S SYNCHRONOUS SERVOMOTORS 1FK7 COMPACT 3.0 NM, 100K, 3000 RPM, 0,82KW NATURAL AIR COOLING, IM B5 (IM V1, IM V3) POWER/SIGNAL CONNECTORS CONN. CAN BE ROTATED BY 270 DEGR., RESOLVER 2-POLE (RESOLVER P=1); SHAFT WITH FITTED KEY, TOLERANCE N; W/O HOLDING BRAKE DEGREE OF PROTECTION IP65 AS FLANGE IP67; PAINT FINISH RAL7016 | 1383 | TEM | 1 | MC | 4.903 | 1
1FK70425AF711TA8 | SIMOTICS S SYNCHRONOUS SERVOMOTORS 1FK7 COMPACT 3.0 NM, 100K, 3000 RPM, 0,82KW NATURAL AIR COOLING, IM B5 (IM V1, IM V3) POWER/SIGNAL CONNECTORS CONN. CAN BE ROTATED BY 270 DEGR., RESOLVER 2-POLE (RESOLVER P=1); SHAFT WITH FITTED KEY, TOLERANCE N; W/O HOLDING BRAKE DEGREE OF PROTECTION IP65 IP67 D-END FLANGE; RAL7016 COATING; METALLIC RATING PLATE AT MOTOR | 1492 | TEM | 1 | MC | 4.903 | 1
1FK70425AF711TB0 | SIMOTICS S SYNCHRONOUS SERVOMOTORS 1FK7 COMPACT 3.0 NM, 100K, 3000 RPM, 0,82KW NATURAL AIR COOLING, IM B5 (IM V1, IM V3) POWER/SIGNAL CONNECTORS CONN. CAN BE ROTATED BY 270 DEGR., RESOLVER 2-POLE (RESOLVER P=1); SHAFT WITH FITTED KEY, TOLERANCE N; WITH HOLDING BRAKE DEGREE OF PROTECTION IP64 | 1516 | TEM | 1 | MC | 5.502 | 1
1FK70425AF711TB2 | SIMOTICS S SYNCHRONOUS SERVOMOTORS 1FK7 COMPACT 3.0 NM, 100K, 3000 RPM, 0,82KW NATURAL AIR COOLING, IM B5 (IM V1, IM V3) POWER/SIGNAL CONNECTORS CONN. CAN BE ROTATED BY 270 DEGR., RESOLVER 2-POLE (RESOLVER P=1); SHAFT WITH FITTED KEY, TOLERANCE N; WITH HOLDING BRAKE DEGREE OF PROTECTION IP65 FLANGE ON DRIVE END IP67 | 1618 | TEM | 1 | MC | 5.502 | 1
1FK70425AF711TB3 | SIMOTICS S SYNCHRONOUS SERVOMOTORS 1FK7 COMPACT 3.0 NM, 100K, 3000 RPM, 0,82KW NATURAL AIR COOLING, IM B5 (IM V1, IM V3) POWER/SIGNAL CONNECTORS CONN. CAN BE ROTATED BY 270 DEGR., RESOLVER 2-POLE (RESOLVER P=1); SHAFT WITH FITTED KEY, TOLERANCE N; WITH HOLDING BRAKE DEGREE OF PROTECTION IP64; PAINT FINISH RAL7016 | 1565 | TEM | 1 | MC | 5.502 | 1
1FK70425AF711TB5 | SIMOTICS S SYNCHRONOUS SERVOMOTORS 1FK7 COMPACT 3.0 NM, 100K, 3000 RPM, 0,82KW NATURAL AIR COOLING, IM B5 (IM V1, IM V3) POWER/SIGNAL CONNECTORS CONN. CAN BE ROTATED BY 270 DEGR., RESOLVER 2-POLE (RESOLVER P=1); SHAFT WITH FITTED KEY, TOLERANCE N; WITH HOLDING BRAKE DEGREE OF PROTECTION IP65 AS FLANGE IP67; PAINT FINISH RAL7016 | 1667 | TEM | 1 | MC | 5.502 | 1
1FK70425AF711TB8 | SIMOTICS S SYNCHRONOUS SERVOMOTORS 1FK7 COMPACT 3.0 NM, 100K, 3000 RPM, 0,82KW NATURAL AIR COOLING, IM B5 (IM V1, IM V3) POWER/SIGNAL CONNECTORS CONN. CAN BE ROTATED BY 270 DEGR., RESOLVER 2-POLE (RESOLVER P=1); SHAFT WITH FITTED KEY, TOLERANCE N; WITH HOLDING BRAKE DEGREE OF PROTECTION IP65 IP67 D-END FLANGE; RAL7016 COATING; METALLIC RATING PLATE AT MOTOR | 1775 | TEM | 1 | MC | 5.502 | 1
1FK70425AF711TG0 | SIMOTICS S SYNCHRONOUS SERVOMOTORS 1FK7 COMPACT 3.0 NM, 100K, 3000 RPM, 0,82KW NATURAL AIR COOLING, IM B5 (IM V1, IM V3) POWER/SIGNAL CONNECTORS CONN. CAN BE ROTATED BY 270 DEGR., RESOLVER 2-POLE (RESOLVER P=1); PLAIN SHAFT, TOLERANCE N; W/O HOLDING BRAKE DEGREE OF PROTECTION IP64 | 1139 | TEM | 1 | MC | 4.903 | 1
1FK70425AF711TG2 | SIMOTICS S SYNCHRONOUS SERVOMOTORS 1FK7 COMPACT 3.0 NM, 100K, 3000 RPM, 0,82KW NATURAL AIR COOLING, IM B5 (IM V1, IM V3) POWER/SIGNAL CONNECTORS CONN. CAN BE ROTATED BY 270 DEGR., RESOLVER 2-POLE (RESOLVER P=1); PLAIN SHAFT, TOLERANCE N; W/O HOLDING BRAKE DEGREE OF PROTECTION IP65 FLANGE ON DRIVE END IP67 | 1240 | TEM | 1 | MC | 4.903 | 1
1FK70425AF711TG3 | SIMOTICS S SYNCHRONOUS SERVOMOTORS 1FK7 COMPACT 3.0 NM, 100K, 3000 RPM, 0,82KW NATURAL AIR COOLING, IM B5 (IM V1, IM V3) POWER/SIGNAL CONNECTORS CONN. CAN BE ROTATED BY 270 DEGR., RESOLVER 2-POLE (RESOLVER P=1); PLAIN SHAFT, TOLERANCE N; W/O HOLDING BRAKE DEGREE OF PROTECTION IP64; PAINT FINISH RAL7016 | 1188 | TEM | 1 | MC | 4.903 | 1
1FK70425AF711TG5 | SIMOTICS S SYNCHRONOUS SERVOMOTORS 1FK7 COMPACT 3.0 NM, 100K, 3000 RPM, 0,82KW NATURAL AIR COOLING, IM B5 (IM V1, IM V3) POWER/SIGNAL CONNECTORS CONN. CAN BE ROTATED BY 270 DEGR., RESOLVER 2-POLE (RESOLVER P=1); PLAIN SHAFT, TOLERANCE N; W/O HOLDING BRAKE DEGREE OF PROTECTION IP65 AS FLANGE IP67; PAINT FINISH RAL7016 | 1290 | TEM | 1 | MC | 4.903 | 1
1FK70425AF711TG8 | SIMOTICS S SYNCHRONOUS SERVOMOTORS 1FK7 COMPACT 3.0 NM, 100K, 3000 RPM, 0,82KW NATURAL AIR COOLING, IM B5 (IM V1, IM V3) POWER/SIGNAL CONNECTORS CONN. CAN BE ROTATED BY 270 DEGR., RESOLVER 2-POLE (RESOLVER P=1); PLAIN SHAFT, TOLERANCE N; W/O HOLDING BRAKE DEGREE OF PROTECTION IP65 IP67 D-END FLANGE; RAL7016 COATING; METALLIC RATING PLATE AT MOTOR | 1398 | TEM | 1 | MC | 4.903 | 1
1FK70425AF711TH0 | SIMOTICS S SYNCHRONOUS SERVOMOTORS 1FK7 COMPACT 3.0 NM, 100K, 3000 RPM, 0,82KW NATURAL AIR COOLING, IM B5 (IM V1, IM V3) POWER/SIGNAL CONNECTORS CONN. CAN BE ROTATED BY 270 DEGR., RESOLVER 2-POLE (RESOLVER P=1); PLAIN SHAFT, TOLERANCE N; WITH HOLDING BRAKE DEGREE OF PROTECTION IP64 | 1420 | TEM | 1 | MC | 5.502 | 1
1FK70425AF711TH2 | SIMOTICS S SYNCHRONOUS SERVOMOTORS 1FK7 COMPACT 3.0 NM, 100K, 3000 RPM, 0,82KW NATURAL AIR COOLING, IM B5 (IM V1, IM V3) POWER/SIGNAL CONNECTORS CONN. CAN BE ROTATED BY 270 DEGR., RESOLVER 2-POLE (RESOLVER P=1); PLAIN SHAFT, TOLERANCE N; WITH HOLDING BRAKE DEGREE OF PROTECTION IP65 FLANGE ON DRIVE END IP67 | 1521 | TEM | 1 | MC | 5.502 | 1
1FK70425AF711TH3 | SIMOTICS S SYNCHRONOUS SERVOMOTORS 1FK7 COMPACT 3.0 NM, 100K, 3000 RPM, 0,82KW NATURAL AIR COOLING, IM B5 (IM V1, IM V3) POWER/SIGNAL CONNECTORS CONN. CAN BE ROTATED BY 270 DEGR., RESOLVER 2-POLE (RESOLVER P=1); PLAIN SHAFT, TOLERANCE N; WITH HOLDING BRAKE DEGREE OF PROTECTION IP64; PAINT FINISH RAL7016 | 1469 | TEM | 1 | MC | 5.502 | 1
1FK70425AF711TH5 | SIMOTICS S SYNCHRONOUS SERVOMOTORS 1FK7 COMPACT 3.0 NM, 100K, 3000 RPM, 0,82KW NATURAL AIR COOLING, IM B5 (IM V1, IM V3) POWER/SIGNAL CONNECTORS CONN. CAN BE ROTATED BY 270 DEGR., RESOLVER 2-POLE (RESOLVER P=1); PLAIN SHAFT, TOLERANCE N; WITH HOLDING BRAKE DEGREE OF PROTECTION IP65 AS FLANGE IP67; PAINT FINISH RAL7016 | 1571 | TEM | 1 | MC | 5.502 | 1
1FK70425AF711TH8 | SIMOTICS S SYNCHRONOUS SERVOMOTORS 1FK7 COMPACT 3.0 NM, 100K, 3000 RPM, 0,82KW NATURAL AIR COOLING, IM B5 (IM V1, IM V3) POWER/SIGNAL CONNECTORS CONN. CAN BE ROTATED BY 270 DEGR., RESOLVER 2-POLE (RESOLVER P=1); PLAIN SHAFT, TOLERANCE N; WITH HOLDING BRAKE DEGREE OF PROTECTION IP65 IP67 D-END FLANGE; RAL7016 COATING; METALLIC RATING PLATE AT MOTOR | 1679 | TEM | 1 | MC | 5.502 | 1
1FK70425AF711UA0 | SIMOTICS S SYNCHRONOUS SERVOMOTORS 1FK7 COMPACT 3.0 NM, 100K, 3000 RPM, 0,82KW NATURAL AIR COOLING, IM B5 (IM V1, IM V3) POWER/SIGNAL CONNECTORS CONN. CAN BE ROTATED BY 270 DEGR., RESOLVER MULTI-POLE (RESOLVER P=4) WITH DRIVE-CLIQ INTERFACE; SHAFT WITH FITTED KEY, TOLERANCE N; W/O HOLDING BRAKE DEGREE OF PROTECTION IP64 | 1494 | TEM | 1 | MC | 4.903 | 1
1FK70425AF711UA2 | SIMOTICS S SYNCHRONOUS SERVOMOTORS 1FK7 COMPACT 3.0 NM, 100K, 3000 RPM, 0,82KW NATURAL AIR COOLING, IM B5 (IM V1, IM V3) POWER/SIGNAL CONNECTORS CONN. CAN BE ROTATED BY 270 DEGR., RESOLVER MULTI-POLE (RESOLVER P=4) WITH DRIVE-CLIQ INTERFACE; SHAFT WITH FITTED KEY, TOLERANCE N; W/O HOLDING BRAKE DEGREE OF PROTECTION IP65 FLANGE ON DRIVE END IP67 | 1596 | TEM | 1 | MC | 4.903 | 1
1FK70425AF711UA3 | SIMOTICS S SYNCHRONOUS SERVOMOTORS 1FK7 COMPACT 3.0 NM, 100K, 3000 RPM, 0,82KW NATURAL AIR COOLING, IM B5 (IM V1, IM V3) POWER/SIGNAL CONNECTORS CONN. CAN BE ROTATED BY 270 DEGR., RESOLVER MULTI-POLE (RESOLVER P=4) WITH DRIVE-CLIQ INTERFACE; SHAFT WITH FITTED KEY, TOLERANCE N; W/O HOLDING BRAKE DEGREE OF PROTECTION IP64; PAINT FINISH RAL7016 | 1544 | TEM | 1 | MC | 4.903 | 1
1FK70425AF711UA5 | SIMOTICS S SYNCHRONOUS SERVOMOTORS 1FK7 COMPACT 3.0 NM, 100K, 3000 RPM, 0,82KW NATURAL AIR COOLING, IM B5 (IM V1, IM V3) POWER/SIGNAL CONNECTORS CONN. CAN BE ROTATED BY 270 DEGR., RESOLVER MULTI-POLE (RESOLVER P=4) WITH DRIVE-CLIQ INTERFACE; SHAFT WITH FITTED KEY, TOLERANCE N; W/O HOLDING BRAKE DEGREE OF PROTECTION IP65 AS FLANGE IP67; PAINT FINISH RAL7016 | 1645 | TEM | 1 | MC | 4.903 | 1
1FK70425AF711UA8 | SIMOTICS S SYNCHRONOUS SERVOMOTORS 1FK7 COMPACT 3.0 NM, 100K, 3000 RPM, 0,82KW NATURAL AIR COOLING, IM B5 (IM V1, IM V3) POWER/SIGNAL CONNECTORS CONN. CAN BE ROTATED BY 270 DEGR., RESOLVER MULTI-POLE (RESOLVER P=4) WITH DRIVE-CLIQ INTERFACE; SHAFT WITH FITTED KEY, TOLERANCE N; W/O HOLDING BRAKE DEGREE OF PROTECTION IP65 IP67 D-END FLANGE; RAL7016 COATING; METALLIC RATING PLATE AT MOTOR | 1754 | TEM | 1 | MC | 4.903 | 1
1FK70425AF711UB0 | SIMOTICS S SYNCHRONOUS SERVOMOTORS 1FK7 COMPACT 3.0 NM, 100K, 3000 RPM, 0,82KW NATURAL AIR COOLING, IM B5 (IM V1, IM V3) POWER/SIGNAL CONNECTORS CONN. CAN BE ROTATED BY 270 DEGR., RESOLVER MULTI-POLE (RESOLVER P=4) WITH DRIVE-CLIQ INTERFACE; SHAFT WITH FITTED KEY, TOLERANCE N; WITH HOLDING BRAKE DEGREE OF PROTECTION IP64 | 1778 | TEM | 1 | MC | 5.502 | 1
1FK70425AF711UB2 | SIMOTICS S SYNCHRONOUS SERVOMOTORS 1FK7 COMPACT 3.0 NM, 100K, 3000 RPM, 0,82KW NATURAL AIR COOLING, IM B5 (IM V1, IM V3) POWER/SIGNAL CONNECTORS CONN. CAN BE ROTATED BY 270 DEGR., RESOLVER MULTI-POLE (RESOLVER P=4) WITH DRIVE-CLIQ INTERFACE; SHAFT WITH FITTED KEY, TOLERANCE N; WITH HOLDING BRAKE DEGREE OF PROTECTION IP65 FLANGE ON DRIVE END IP67 | 1879 | TEM | 1 | MC | 5.502 | 1
1FK70425AF711UB3 | SIMOTICS S SYNCHRONOUS SERVOMOTORS 1FK7 COMPACT 3.0 NM, 100K, 3000 RPM, 0,82KW NATURAL AIR COOLING, IM B5 (IM V1, IM V3) POWER/SIGNAL CONNECTORS CONN. CAN BE ROTATED BY 270 DEGR., RESOLVER MULTI-POLE (RESOLVER P=4) WITH DRIVE-CLIQ INTERFACE; SHAFT WITH FITTED KEY, TOLERANCE N; WITH HOLDING BRAKE DEGREE OF PROTECTION IP64; PAINT FINISH RAL7016 | 1827 | TEM | 1 | MC | 5.502 | 1
1FK70425AF711UB5 | SIMOTICS S SYNCHRONOUS SERVOMOTORS 1FK7 COMPACT 3.0 NM, 100K, 3000 RPM, 0,82KW NATURAL AIR COOLING, IM B5 (IM V1, IM V3) POWER/SIGNAL CONNECTORS CONN. CAN BE ROTATED BY 270 DEGR., RESOLVER MULTI-POLE (RESOLVER P=4) WITH DRIVE-CLIQ INTERFACE; SHAFT WITH FITTED KEY, TOLERANCE N; WITH HOLDING BRAKE DEGREE OF PROTECTION IP65 AS FLANGE IP67; PAINT FINISH RAL7016 | 1929 | TEM | 1 | MC | 5.502 | 1
1FK70425AF711UB8 | SIMOTICS S SYNCHRONOUS SERVOMOTORS 1FK7 COMPACT 3.0 NM, 100K, 3000 RPM, 0,82KW NATURAL AIR COOLING, IM B5 (IM V1, IM V3) POWER/SIGNAL CONNECTORS CONN. CAN BE ROTATED BY 270 DEGR., RESOLVER MULTI-POLE (RESOLVER P=4) WITH DRIVE-CLIQ INTERFACE; SHAFT WITH FITTED KEY, TOLERANCE N; WITH HOLDING BRAKE DEGREE OF PROTECTION IP65 IP67 D-END FLANGE; RAL7016 COATING; METALLIC RATING PLATE AT MOTOR | 2037 | TEM | 1 | MC | 5.502 | 1
1FK70425AF711UG0 | SIMOTICS S SYNCHRONOUS SERVOMOTORS 1FK7 COMPACT 3.0 NM, 100K, 3000 RPM, 0,82KW NATURAL AIR COOLING, IM B5 (IM V1, IM V3) POWER/SIGNAL CONNECTORS CONN. CAN BE ROTATED BY 270 DEGR., RESOLVER MULTI-POLE (RESOLVER P=4) WITH DRIVE-CLIQ INTERFACE; PLAIN SHAFT, TOLERANCE N; W/O HOLDING BRAKE DEGREE OF PROTECTION IP64 | 1401 | TEM | 1 | MC | 4.903 | 1
1FK70425AF711UG2 | SIMOTICS S SYNCHRONOUS SERVOMOTORS 1FK7 COMPACT 3.0 NM, 100K, 3000 RPM, 0,82KW NATURAL AIR COOLING, IM B5 (IM V1, IM V3) POWER/SIGNAL CONNECTORS CONN. CAN BE ROTATED BY 270 DEGR., RESOLVER MULTI-POLE (RESOLVER P=4) WITH DRIVE-CLIQ INTERFACE; PLAIN SHAFT, TOLERANCE N; W/O HOLDING BRAKE DEGREE OF PROTECTION IP65 FLANGE ON DRIVE END IP67 | 1502 | TEM | 1 | MC | 4.903 | 1
1FK70425AF711UG3 | SIMOTICS S SYNCHRONOUS SERVOMOTORS 1FK7 COMPACT 3.0 NM, 100K, 3000 RPM, 0,82KW NATURAL AIR COOLING, IM B5 (IM V1, IM V3) POWER/SIGNAL CONNECTORS CONN. CAN BE ROTATED BY 270 DEGR., RESOLVER MULTI-POLE (RESOLVER P=4) WITH DRIVE-CLIQ INTERFACE; PLAIN SHAFT, TOLERANCE N; W/O HOLDING BRAKE DEGREE OF PROTECTION IP64; PAINT FINISH RAL7016 | 1450 | TEM | 1 | MC | 4.903 | 1
1FK70425AF711UG5 | SIMOTICS S SYNCHRONOUS SERVOMOTORS 1FK7 COMPACT 3.0 NM, 100K, 3000 RPM, 0,82KW NATURAL AIR COOLING, IM B5 (IM V1, IM V3) POWER/SIGNAL CONNECTORS CONN. CAN BE ROTATED BY 270 DEGR., RESOLVER MULTI-POLE (RESOLVER P=4) WITH DRIVE-CLIQ INTERFACE; PLAIN SHAFT, TOLERANCE N; W/O HOLDING BRAKE DEGREE OF PROTECTION IP65 AS FLANGE IP67; PAINT FINISH RAL7016 | 1551 | TEM | 1 | MC | 4.903 | 1
1FK70425AF711UG8 | SIMOTICS S SYNCHRONOUS SERVOMOTORS 1FK7 COMPACT 3.0 NM, 100K, 3000 RPM, 0,82KW NATURAL AIR COOLING, IM B5 (IM V1, IM V3) POWER/SIGNAL CONNECTORS CONN. CAN BE ROTATED BY 270 DEGR., RESOLVER MULTI-POLE (RESOLVER P=4) WITH DRIVE-CLIQ INTERFACE; PLAIN SHAFT, TOLERANCE N; W/O HOLDING BRAKE DEGREE OF PROTECTION IP65 IP67 D-END FLANGE; RAL7016 COATING; METALLIC RATING PLATE AT MOTOR | 1660 | TEM | 1 | MC | 4.903 | 1
1FK70425AF711UH0 | SIMOTICS S SYNCHRONOUS SERVOMOTORS 1FK7 COMPACT 3.0 NM, 100K, 3000 RPM, 0,82KW NATURAL AIR COOLING, IM B5 (IM V1, IM V3) POWER/SIGNAL CONNECTORS CONN. CAN BE ROTATED BY 270 DEGR., RESOLVER MULTI-POLE (RESOLVER P=4) WITH DRIVE-CLIQ INTERFACE; PLAIN SHAFT, TOLERANCE N; WITH HOLDING BRAKE DEGREE OF PROTECTION IP64 | 1682 | TEM | 1 | MC | 5.502 | 1
1FK70425AF711UH2 | SIMOTICS S SYNCHRONOUS SERVOMOTORS 1FK7 COMPACT 3.0 NM, 100K, 3000 RPM, 0,82KW NATURAL AIR COOLING, IM B5 (IM V1, IM V3) POWER/SIGNAL CONNECTORS CONN. CAN BE ROTATED BY 270 DEGR., RESOLVER MULTI-POLE (RESOLVER P=4) WITH DRIVE-CLIQ INTERFACE; PLAIN SHAFT, TOLERANCE N; WITH HOLDING BRAKE DEGREE OF PROTECTION IP65 FLANGE ON DRIVE END IP67 | 1783 | TEM | 1 | MC | 5.502 | 1
1FK70425AF711UH3 | SIMOTICS S SYNCHRONOUS SERVOMOTORS 1FK7 COMPACT 3.0 NM, 100K, 3000 RPM, 0,82KW NATURAL AIR COOLING, IM B5 (IM V1, IM V3) POWER/SIGNAL CONNECTORS CONN. CAN BE ROTATED BY 270 DEGR., RESOLVER MULTI-POLE (RESOLVER P=4) WITH DRIVE-CLIQ INTERFACE; PLAIN SHAFT, TOLERANCE N; WITH HOLDING BRAKE DEGREE OF PROTECTION IP64; PAINT FINISH RAL7016 | 1731 | TEM | 1 | MC | 5.502 | 1
1FK70425AF711UH5 | SIMOTICS S SYNCHRONOUS SERVOMOTORS 1FK7 COMPACT 3.0 NM, 100K, 3000 RPM, 0,82KW NATURAL AIR COOLING, IM B5 (IM V1, IM V3) POWER/SIGNAL CONNECTORS CONN. CAN BE ROTATED BY 270 DEGR., RESOLVER MULTI-POLE (RESOLVER P=4) WITH DRIVE-CLIQ INTERFACE; PLAIN SHAFT, TOLERANCE N; WITH HOLDING BRAKE DEGREE OF PROTECTION IP65 AS FLANGE IP67; PAINT FINISH RAL7016 | 1832 | TEM | 1 | MC | 5.502 | 1
1FK70425AF711UH8 | SIMOTICS S SYNCHRONOUS SERVOMOTORS 1FK7 COMPACT 3.0 NM, 100K, 3000 RPM, 0,82KW NATURAL AIR COOLING, IM B5 (IM V1, IM V3) POWER/SIGNAL CONNECTORS CONN. CAN BE ROTATED BY 270 DEGR., RESOLVER MULTI-POLE (RESOLVER P=4) WITH DRIVE-CLIQ INTERFACE; PLAIN SHAFT, TOLERANCE N; WITH HOLDING BRAKE DEGREE OF PROTECTION IP65 IP67 D-END FLANGE; RAL7016 COATING; METALLIC RATING PLATE AT MOTOR | 1941 | TEM | 1 | MC | 5.502 | 1
1FK70425AF718AG2 | SIMOTICS S SYNCHRONOUS SERVOMOTORS 1FK7 COMPACT 3.0 NM, 100K, 3000 RPM, 0,82KW NATURAL AIR COOLING, IM B5 (IM V1, IM V3) FREE CABLE END 0.5M; OUTGOING DIRECTION D-END WITH CONNECTOR SIZE 1 INCR. ENCODER SIN/COS 1VSS 2048 S/R (ENCODER I-2048); PLAIN SHAFT, TOLERANCE N; W/O HOLDING BRAKE DEGREE OF PROTECTION IP65 FLANGE ON DRIVE END IP67 | 2143 | TEM | 1 | MC | 4.9 | 1
1FK70425AK711AA0 | SIMOTICS S SYNCHRONOUS SERVOMOTORS 1FK7 COMPACT 3.0 NM, 100 K, 6000 RPM,1.02KW, NATURAL AIR COOLING, IM B5 (IM V1, IM V3) POWER/SIGNAL CONNECTORS CONN. CAN BE ROTATED BY 270 DEGR., INCREM. ENCODER, SIN/COS 1 VPP 2048 P/REV (ENCODER I-2048); SHAFT WITH FITTED KEY, TOLERANCE N; W/O HOLDING BRAKE DEGREE OF PROTECTION IP64 | 1869 | TEM | 1 | MC | 4.903 | 1
1FK70425AK711AA2 | SIMOTICS S SYNCHRONOUS SERVOMOTORS 1FK7 COMPACT 3.0 NM, 100 K, 6000 RPM,1.02KW, NATURAL AIR COOLING, IM B5 (IM V1, IM V3) POWER/SIGNAL CONNECTORS CONN. CAN BE ROTATED BY 270 DEGR., INCREM. ENCODER, SIN/COS 1 VPP 2048 P/REV (ENCODER I-2048); SHAFT WITH FITTED KEY, TOLERANCE N; W/O HOLDING BRAKE DEGREE OF PROTECTION IP65 FLANGE ON DRIVE END IP67 | 1971 | TEM | 1 | MC | 4.903 | 1
1FK70425AK711AA3 | SIMOTICS S SYNCHRONOUS SERVOMOTORS 1FK7 COMPACT 3.0 NM, 100 K, 6000 RPM,1.02KW, NATURAL AIR COOLING, IM B5 (IM V1, IM V3) POWER/SIGNAL CONNECTORS CONN. CAN BE ROTATED BY 270 DEGR., INCREM. ENCODER, SIN/COS 1 VPP 2048 P/REV (ENCODER I-2048); SHAFT WITH FITTED KEY, TOLERANCE N; W/O HOLDING BRAKE DEGREE OF PROTECTION IP64; PAINT FINISH RAL7016 | 1918 | TEM | 1 | MC | 4.903 | 1
1FK70425AK711AA5 | SIMOTICS S SYNCHRONOUS SERVOMOTORS 1FK7 COMPACT 3.0 NM, 100 K, 6000 RPM,1.02KW, NATURAL AIR COOLING, IM B5 (IM V1, IM V3) POWER/SIGNAL CONNECTORS CONN. CAN BE ROTATED BY 270 DEGR., INCREM. ENCODER, SIN/COS 1 VPP 2048 P/REV (ENCODER I-2048); SHAFT WITH FITTED KEY, TOLERANCE N; W/O HOLDING BRAKE DEGREE OF PROTECTION IP65 AS FLANGE IP67; PAINT FINISH RAL7016 | 2020 | TEM | 1 | MC | 4.903 | 1
1FK70425AK711AA8 | SIMOTICS S SYNCHRONOUS SERVOMOTORS 1FK7 COMPACT 3.0 NM, 100 K, 6000 RPM,1.02KW, NATURAL AIR COOLING, IM B5 (IM V1, IM V3) POWER/SIGNAL CONNECTORS CONN. CAN BE ROTATED BY 270 DEGR., INCREM. ENCODER, SIN/COS 1 VPP 2048 P/REV (ENCODER I-2048); SHAFT WITH FITTED KEY, TOLERANCE N; W/O HOLDING BRAKE DEGREE OF PROTECTION IP65 IP67 D-END FLANGE; RAL7016 COATING; METALLIC RATING PLATE AT MOTOR | 2128 | TEM | 1 | MC | 4.903 | 1
1FK70425AK711AB0 | SIMOTICS S SYNCHRONOUS SERVOMOTORS 1FK7 COMPACT 3.0 NM, 100 K, 6000 RPM,1.02KW, NATURAL AIR COOLING, IM B5 (IM V1, IM V3) POWER/SIGNAL CONNECTORS CONN. CAN BE ROTATED BY 270 DEGR., INCREM. ENCODER, SIN/COS 1 VPP 2048 P/REV (ENCODER I-2048); SHAFT WITH FITTED KEY, TOLERANCE N; WITH HOLDING BRAKE DEGREE OF PROTECTION IP64 | 2152 | TEM | 1 | MC | 5.502 | 1
1FK70425AK711AB2 | SIMOTICS S SYNCHRONOUS SERVOMOTORS 1FK7 COMPACT 3.0 NM, 100 K, 6000 RPM,1.02KW, NATURAL AIR COOLING, IM B5 (IM V1, IM V3) POWER/SIGNAL CONNECTORS CONN. CAN BE ROTATED BY 270 DEGR., INCREM. ENCODER, SIN/COS 1 VPP 2048 P/REV (ENCODER I-2048); SHAFT WITH FITTED KEY, TOLERANCE N; WITH HOLDING BRAKE DEGREE OF PROTECTION IP65 FLANGE ON DRIVE END IP67 | 2254 | TEM | 1 | MC | 5.502 | 1
1FK70425AK711AB3 | SIMOTICS S SYNCHRONOUS SERVOMOTORS 1FK7 COMPACT 3.0 NM, 100 K, 6000 RPM,1.02KW, NATURAL AIR COOLING, IM B5 (IM V1, IM V3) POWER/SIGNAL CONNECTORS CONN. CAN BE ROTATED BY 270 DEGR., INCREM. ENCODER, SIN/COS 1 VPP 2048 P/REV (ENCODER I-2048); SHAFT WITH FITTED KEY, TOLERANCE N; WITH HOLDING BRAKE DEGREE OF PROTECTION IP64; PAINT FINISH RAL7016 | 2202 | TEM | 1 | MC | 5.502 | 1
1FK70425AK711AB5 | SIMOTICS S SYNCHRONOUS SERVOMOTORS 1FK7 COMPACT 3.0 NM, 100 K, 6000 RPM,1.02KW, NATURAL AIR COOLING, IM B5 (IM V1, IM V3) POWER/SIGNAL CONNECTORS CONN. CAN BE ROTATED BY 270 DEGR., INCREM. ENCODER, SIN/COS 1 VPP 2048 P/REV (ENCODER I-2048); SHAFT WITH FITTED KEY, TOLERANCE N; WITH HOLDING BRAKE DEGREE OF PROTECTION IP65 AS FLANGE IP67; PAINT FINISH RAL7016 | 2303 | TEM | 1 | MC | 5.502 | 1
1FK70425AK711AB8 | SIMOTICS S SYNCHRONOUS SERVOMOTORS 1FK7 COMPACT 3.0 NM, 100 K, 6000 RPM,1.02KW, NATURAL AIR COOLING, IM B5 (IM V1, IM V3) POWER/SIGNAL CONNECTORS CONN. CAN BE ROTATED BY 270 DEGR., INCREM. ENCODER, SIN/COS 1 VPP 2048 P/REV (ENCODER I-2048); SHAFT WITH FITTED KEY, TOLERANCE N; WITH HOLDING BRAKE DEGREE OF PROTECTION IP65 IP67 D-END FLANGE; RAL7016 COATING; METALLIC RATING PLATE AT MOTOR | 2412 | TEM | 1 | MC | 5.502 | 1
1FK70425AK711AG0 | SIMOTICS S SYNCHRONOUS SERVOMOTORS 1FK7 COMPACT 3.0 NM, 100 K, 6000 RPM,1.02KW, NATURAL AIR COOLING, IM B5 (IM V1, IM V3) POWER/SIGNAL CONNECTORS CONN. CAN BE ROTATED BY 270 DEGR., INCREM. ENCODER, SIN/COS 1 VPP 2048 P/REV (ENCODER I-2048); PLAIN SHAFT, TOLERANCE N; W/O HOLDING BRAKE DEGREE OF PROTECTION IP64 | 1775 | TEM | 1 | MC | 4.903 | 1
1FK70425AK711AG2 | SIMOTICS S SYNCHRONOUS SERVOMOTORS 1FK7 COMPACT 3.0 NM, 100 K, 6000 RPM,1.02KW, NATURAL AIR COOLING, IM B5 (IM V1, IM V3) POWER/SIGNAL CONNECTORS CONN. CAN BE ROTATED BY 270 DEGR., INCREM. ENCODER, SIN/COS 1 VPP 2048 P/REV (ENCODER I-2048); PLAIN SHAFT, TOLERANCE N; W/O HOLDING BRAKE DEGREE OF PROTECTION IP65 FLANGE ON DRIVE END IP67 | 1877 | TEM | 1 | MC | 4.903 | 1
1FK70425AK711AG3 | SIMOTICS S SYNCHRONOUS SERVOMOTORS 1FK7 COMPACT 3.0 NM, 100 K, 6000 RPM,1.02KW, NATURAL AIR COOLING, IM B5 (IM V1, IM V3) POWER/SIGNAL CONNECTORS CONN. CAN BE ROTATED BY 270 DEGR., INCREM. ENCODER, SIN/COS 1 VPP 2048 P/REV (ENCODER I-2048); PLAIN SHAFT, TOLERANCE N; W/O HOLDING BRAKE DEGREE OF PROTECTION IP64; PAINT FINISH RAL7016 | 1825 | TEM | 1 | MC | 4.903 | 1
1FK70425AK711AG5 | SIMOTICS S SYNCHRONOUS SERVOMOTORS 1FK7 COMPACT 3.0 NM, 100 K, 6000 RPM,1.02KW, NATURAL AIR COOLING, IM B5 (IM V1, IM V3) POWER/SIGNAL CONNECTORS CONN. CAN BE ROTATED BY 270 DEGR., INCREM. ENCODER, SIN/COS 1 VPP 2048 P/REV (ENCODER I-2048); PLAIN SHAFT, TOLERANCE N; W/O HOLDING BRAKE DEGREE OF PROTECTION IP65 AS FLANGE IP67; PAINT FINISH RAL7016 | 1926 | TEM | 1 | MC | 4.903 | 1
1FK70425AK711AG8 | SIMOTICS S SYNCHRONOUS SERVOMOTORS 1FK7 COMPACT 3.0 NM, 100 K, 6000 RPM,1.02KW, NATURAL AIR COOLING, IM B5 (IM V1, IM V3) POWER/SIGNAL CONNECTORS CONN. CAN BE ROTATED BY 270 DEGR., INCREM. ENCODER, SIN/COS 1 VPP 2048 P/REV (ENCODER I-2048); PLAIN SHAFT, TOLERANCE N; W/O HOLDING BRAKE DEGREE OF PROTECTION IP65 IP67 D-END FLANGE; RAL7016 COATING; METALLIC RATING PLATE AT MOTOR | 2035 | TEM | 1 | MC | 4.903 | 1
1FK70425AK711AH0 | SIMOTICS S SYNCHRONOUS SERVOMOTORS 1FK7 COMPACT 3.0 NM, 100 K, 6000 RPM,1.02KW, NATURAL AIR COOLING, IM B5 (IM V1, IM V3) POWER/SIGNAL CONNECTORS CONN. CAN BE ROTATED BY 270 DEGR., INCREM. ENCODER, SIN/COS 1 VPP 2048 P/REV (ENCODER I-2048); PLAIN SHAFT, TOLERANCE N; WITH HOLDING BRAKE DEGREE OF PROTECTION IP64 | 2056 | TEM | 1 | MC | 5.502 | 1
1FK70425AK711AH2 | SIMOTICS S SYNCHRONOUS SERVOMOTORS 1FK7 COMPACT 3.0 NM, 100 K, 6000 RPM,1.02KW, NATURAL AIR COOLING, IM B5 (IM V1, IM V3) POWER/SIGNAL CONNECTORS CONN. CAN BE ROTATED BY 270 DEGR., INCREM. ENCODER, SIN/COS 1 VPP 2048 P/REV (ENCODER I-2048); PLAIN SHAFT, TOLERANCE N; WITH HOLDING BRAKE DEGREE OF PROTECTION IP65 FLANGE ON DRIVE END IP67 | 2158 | TEM | 1 | MC | 5.502 | 1
1FK70425AK711AH3 | SIMOTICS S SYNCHRONOUS SERVOMOTORS 1FK7 COMPACT 3.0 NM, 100 K, 6000 RPM,1.02KW, NATURAL AIR COOLING, IM B5 (IM V1, IM V3) POWER/SIGNAL CONNECTORS CONN. CAN BE ROTATED BY 270 DEGR., INCREM. ENCODER, SIN/COS 1 VPP 2048 P/REV (ENCODER I-2048); PLAIN SHAFT, TOLERANCE N; WITH HOLDING BRAKE DEGREE OF PROTECTION IP64; PAINT FINISH RAL7016 | 2105 | TEM | 1 | MC | 5.502 | 1
1FK70425AK711AH5 | SIMOTICS S SYNCHRONOUS SERVOMOTORS 1FK7 COMPACT 3.0 NM, 100 K, 6000 RPM,1.02KW, NATURAL AIR COOLING, IM B5 (IM V1, IM V3) POWER/SIGNAL CONNECTORS CONN. CAN BE ROTATED BY 270 DEGR., INCREM. ENCODER, SIN/COS 1 VPP 2048 P/REV (ENCODER I-2048); PLAIN SHAFT, TOLERANCE N; WITH HOLDING BRAKE DEGREE OF PROTECTION IP65 AS FLANGE IP67; PAINT FINISH RAL7016 | 2207 | TEM | 1 | MC | 5.502 | 1
1FK70425AK711AH8 | SIMOTICS S SYNCHRONOUS SERVOMOTORS 1FK7 COMPACT 3.0 NM, 100 K, 6000 RPM,1.02KW, NATURAL AIR COOLING, IM B5 (IM V1, IM V3) POWER/SIGNAL CONNECTORS CONN. CAN BE ROTATED BY 270 DEGR., INCREM. ENCODER, SIN/COS 1 VPP 2048 P/REV (ENCODER I-2048); PLAIN SHAFT, TOLERANCE N; WITH HOLDING BRAKE DEGREE OF PROTECTION IP65 IP67 D-END FLANGE; RAL7016 COATING; METALLIC RATING PLATE AT MOTOR | 2316 | TEM | 1 | MC | 5.502 | 1
1FK70425AK711DA0 | SIMOTICS S SYNCHRONOUS SERVOMOTORS 1FK7 COMPACT 3.0 NM, 100 K, 6000 RPM,1.02KW, NATURAL AIR COOLING, IM B5 (IM V1, IM V3) POWER/SIGNAL CONNECTORS CONN. CAN BE ROTATED BY 270 DEGR., INCREMENTAL ENCODER 2048 P/REV (ENCODER I-2048) WITH DRIVE-CLIQ INTERFACE; SHAFT WITH FITTED KEY, TOLERANCE N; W/O HOLDING BRAKE DEGREE OF PROTECTION IP64 | 2131 | TEM | 1 | MC | 4.903 | 1
1FK70425AK711DA2 | SIMOTICS S SYNCHRONOUS SERVOMOTORS 1FK7 COMPACT 3.0 NM, 100 K, 6000 RPM,1.02KW, NATURAL AIR COOLING, IM B5 (IM V1, IM V3) POWER/SIGNAL CONNECTORS CONN. CAN BE ROTATED BY 270 DEGR., INCREMENTAL ENCODER 2048 P/REV (ENCODER I-2048) WITH DRIVE-CLIQ INTERFACE; SHAFT WITH FITTED KEY, TOLERANCE N; W/O HOLDING BRAKE DEGREE OF PROTECTION IP65 FLANGE ON DRIVE END IP67 | 2232 | TEM | 1 | MC | 4.903 | 1
1FK70425AK711DA3 | SIMOTICS S SYNCHRONOUS SERVOMOTORS 1FK7 COMPACT 3.0 NM, 100 K, 6000 RPM,1.02KW, NATURAL AIR COOLING, IM B5 (IM V1, IM V3) POWER/SIGNAL CONNECTORS CONN. CAN BE ROTATED BY 270 DEGR., INCREMENTAL ENCODER 2048 P/REV (ENCODER I-2048) WITH DRIVE-CLIQ INTERFACE; SHAFT WITH FITTED KEY, TOLERANCE N; W/O HOLDING BRAKE DEGREE OF PROTECTION IP64; PAINT FINISH RAL7016 | 2180 | TEM | 1 | MC | 4.903 | 1
1FK70425AK711DA5 | SIMOTICS S SYNCHRONOUS SERVOMOTORS 1FK7 COMPACT 3.0 NM, 100 K, 6000 RPM,1.02KW, NATURAL AIR COOLING, IM B5 (IM V1, IM V3) POWER/SIGNAL CONNECTORS CONN. CAN BE ROTATED BY 270 DEGR., INCREMENTAL ENCODER 2048 P/REV (ENCODER I-2048) WITH DRIVE-CLIQ INTERFACE; SHAFT WITH FITTED KEY, TOLERANCE N; W/O HOLDING BRAKE DEGREE OF PROTECTION IP65 AS FLANGE IP67; PAINT FINISH RAL7016 | 2282 | TEM | 1 | MC | 4.903 | 1
1FK70425AK711DA8 | SIMOTICS S SYNCHRONOUS SERVOMOTORS 1FK7 COMPACT 3.0 NM, 100 K, 6000 RPM,1.02KW, NATURAL AIR COOLING, IM B5 (IM V1, IM V3) POWER/SIGNAL CONNECTORS CONN. CAN BE ROTATED BY 270 DEGR., INCREMENTAL ENCODER 2048 P/REV (ENCODER I-2048) WITH DRIVE-CLIQ INTERFACE; SHAFT WITH FITTED KEY, TOLERANCE N; W/O HOLDING BRAKE DEGREE OF PROTECTION IP65 IP67 D-END FLANGE; RAL7016 COATING; METALLIC RATING PLATE AT MOTOR | 2390 | TEM | 1 | MC | 4.903 | 1
1FK70425AK711DB0 | SIMOTICS S SYNCHRONOUS SERVOMOTORS 1FK7 COMPACT 3.0 NM, 100 K, 6000 RPM,1.02KW, NATURAL AIR COOLING, IM B5 (IM V1, IM V3) POWER/SIGNAL CONNECTORS CONN. CAN BE ROTATED BY 270 DEGR., INCREMENTAL ENCODER 2048 P/REV (ENCODER I-2048) WITH DRIVE-CLIQ INTERFACE; SHAFT WITH FITTED KEY, TOLERANCE N; WITH HOLDING BRAKE DEGREE OF PROTECTION IP64 | 2414 | TEM | 1 | MC | 5.502 | 1
1FK70425AK711DB2 | SIMOTICS S SYNCHRONOUS SERVOMOTORS 1FK7 COMPACT 3.0 NM, 100 K, 6000 RPM,1.02KW, NATURAL AIR COOLING, IM B5 (IM V1, IM V3) POWER/SIGNAL CONNECTORS CONN. CAN BE ROTATED BY 270 DEGR., INCREMENTAL ENCODER 2048 P/REV (ENCODER I-2048) WITH DRIVE-CLIQ INTERFACE; SHAFT WITH FITTED KEY, TOLERANCE N; WITH HOLDING BRAKE DEGREE OF PROTECTION IP65 FLANGE ON DRIVE END IP67 | 2516 | TEM | 1 | MC | 5.502 | 1
1FK70425AK711DB3 | SIMOTICS S SYNCHRONOUS SERVOMOTORS 1FK7 COMPACT 3.0 NM, 100 K, 6000 RPM,1.02KW, NATURAL AIR COOLING, IM B5 (IM V1, IM V3) POWER/SIGNAL CONNECTORS CONN. CAN BE ROTATED BY 270 DEGR., INCREMENTAL ENCODER 2048 P/REV (ENCODER I-2048) WITH DRIVE-CLIQ INTERFACE; SHAFT WITH FITTED KEY, TOLERANCE N; WITH HOLDING BRAKE DEGREE OF PROTECTION IP64; PAINT FINISH RAL7016 | 2463 | TEM | 1 | MC | 5.502 | 1
1FK70425AK711DB5 | SIMOTICS S SYNCHRONOUS SERVOMOTORS 1FK7 COMPACT 3.0 NM, 100 K, 6000 RPM,1.02KW, NATURAL AIR COOLING, IM B5 (IM V1, IM V3) POWER/SIGNAL CONNECTORS CONN. CAN BE ROTATED BY 270 DEGR., INCREMENTAL ENCODER 2048 P/REV (ENCODER I-2048) WITH DRIVE-CLIQ INTERFACE; SHAFT WITH FITTED KEY, TOLERANCE N; WITH HOLDING BRAKE DEGREE OF PROTECTION IP65 AS FLANGE IP67; PAINT FINISH RAL7016 | 2565 | TEM | 1 | MC | 5.502 | 1
1FK70425AK711DB8 | SIMOTICS S SYNCHRONOUS SERVOMOTORS 1FK7 COMPACT 3.0 NM, 100 K, 6000 RPM,1.02KW, NATURAL AIR COOLING, IM B5 (IM V1, IM V3) POWER/SIGNAL CONNECTORS CONN. CAN BE ROTATED BY 270 DEGR., INCREMENTAL ENCODER 2048 P/REV (ENCODER I-2048) WITH DRIVE-CLIQ INTERFACE; SHAFT WITH FITTED KEY, TOLERANCE N; WITH HOLDING BRAKE DEGREE OF PROTECTION IP65 IP67 D-END FLANGE; RAL7016 COATING; METALLIC RATING PLATE AT MOTOR | 2674 | TEM | 1 | MC | 5.502 | 1
1FK70425AK711DG0 | SIMOTICS S SYNCHRONOUS SERVOMOTORS 1FK7 COMPACT 3.0 NM, 100 K, 6000 RPM,1.02KW, NATURAL AIR COOLING, IM B5 (IM V1, IM V3) POWER/SIGNAL CONNECTORS CONN. CAN BE ROTATED BY 270 DEGR., INCREMENTAL ENCODER 2048 P/REV (ENCODER I-2048) WITH DRIVE-CLIQ INTERFACE; PLAIN SHAFT, TOLERANCE N; W/O HOLDING BRAKE DEGREE OF PROTECTION IP64 | 2037 | TEM | 1 | MC | 4.903 | 1
1FK70425AK711DG2 | SIMOTICS S SYNCHRONOUS SERVOMOTORS 1FK7 COMPACT 3.0 NM, 100 K, 6000 RPM,1.02KW, NATURAL AIR COOLING, IM B5 (IM V1, IM V3) POWER/SIGNAL CONNECTORS CONN. CAN BE ROTATED BY 270 DEGR., INCREMENTAL ENCODER 2048 P/REV (ENCODER I-2048) WITH DRIVE-CLIQ INTERFACE; PLAIN SHAFT, TOLERANCE N; W/O HOLDING BRAKE DEGREE OF PROTECTION IP65 FLANGE ON DRIVE END IP67 | 2139 | TEM | 1 | MC | 4.903 | 1
1FK70425AK711DG3 | SIMOTICS S SYNCHRONOUS SERVOMOTORS 1FK7 COMPACT 3.0 NM, 100 K, 6000 RPM,1.02KW, NATURAL AIR COOLING, IM B5 (IM V1, IM V3) POWER/SIGNAL CONNECTORS CONN. CAN BE ROTATED BY 270 DEGR., INCREMENTAL ENCODER 2048 P/REV (ENCODER I-2048) WITH DRIVE-CLIQ INTERFACE; PLAIN SHAFT, TOLERANCE N; W/O HOLDING BRAKE DEGREE OF PROTECTION IP64; PAINT FINISH RAL7016 | 2086 | TEM | 1 | MC | 4.903 | 1
1FK70425AK711DG5 | SIMOTICS S SYNCHRONOUS SERVOMOTORS 1FK7 COMPACT 3.0 NM, 100 K, 6000 RPM,1.02KW, NATURAL AIR COOLING, IM B5 (IM V1, IM V3) POWER/SIGNAL CONNECTORS CONN. CAN BE ROTATED BY 270 DEGR., INCREMENTAL ENCODER 2048 P/REV (ENCODER I-2048) WITH DRIVE-CLIQ INTERFACE; PLAIN SHAFT, TOLERANCE N; W/O HOLDING BRAKE DEGREE OF PROTECTION IP65 AS FLANGE IP67; PAINT FINISH RAL7016 | 2188 | TEM | 1 | MC | 4.903 | 1
1FK70425AK711DG8 | SIMOTICS S SYNCHRONOUS SERVOMOTORS 1FK7 COMPACT 3.0 NM, 100 K, 6000 RPM,1.02KW, NATURAL AIR COOLING, IM B5 (IM V1, IM V3) POWER/SIGNAL CONNECTORS CONN. CAN BE ROTATED BY 270 DEGR., INCREMENTAL ENCODER 2048 P/REV (ENCODER I-2048) WITH DRIVE-CLIQ INTERFACE; PLAIN SHAFT, TOLERANCE N; W/O HOLDING BRAKE DEGREE OF PROTECTION IP65 IP67 D-END FLANGE; RAL7016 COATING; METALLIC RATING PLATE AT MOTOR | 2296 | TEM | 1 | MC | 4.903 | 1
1FK70425AK711DH0 | SIMOTICS S SYNCHRONOUS SERVOMOTORS 1FK7 COMPACT 3.0 NM, 100 K, 6000 RPM,1.02KW, NATURAL AIR COOLING, IM B5 (IM V1, IM V3) POWER/SIGNAL CONNECTORS CONN. CAN BE ROTATED BY 270 DEGR., INCREMENTAL ENCODER 2048 P/REV (ENCODER I-2048) WITH DRIVE-CLIQ INTERFACE; PLAIN SHAFT, TOLERANCE N; WITH HOLDING BRAKE DEGREE OF PROTECTION IP64 | 2318 | TEM | 1 | MC | 5.502 | 1
1FK70425AK711DH2 | SIMOTICS S SYNCHRONOUS SERVOMOTORS 1FK7 COMPACT 3.0 NM, 100 K, 6000 RPM,1.02KW, NATURAL AIR COOLING, IM B5 (IM V1, IM V3) POWER/SIGNAL CONNECTORS CONN. CAN BE ROTATED BY 270 DEGR., INCREMENTAL ENCODER 2048 P/REV (ENCODER I-2048) WITH DRIVE-CLIQ INTERFACE; PLAIN SHAFT, TOLERANCE N; WITH HOLDING BRAKE DEGREE OF PROTECTION IP65 FLANGE ON DRIVE END IP67 | 2420 | TEM | 1 | MC | 5.502 | 1
1FK70425AK711DH3 | SIMOTICS S SYNCHRONOUS SERVOMOTORS 1FK7 COMPACT 3.0 NM, 100 K, 6000 RPM,1.02KW, NATURAL AIR COOLING, IM B5 (IM V1, IM V3) POWER/SIGNAL CONNECTORS CONN. CAN BE ROTATED BY 270 DEGR., INCREMENTAL ENCODER 2048 P/REV (ENCODER I-2048) WITH DRIVE-CLIQ INTERFACE; PLAIN SHAFT, TOLERANCE N; WITH HOLDING BRAKE DEGREE OF PROTECTION IP64; PAINT FINISH RAL7016 | 2367 | TEM | 1 | MC | 5.502 | 1
1FK70425AK711DH5 | SIMOTICS S SYNCHRONOUS SERVOMOTORS 1FK7 COMPACT 3.0 NM, 100 K, 6000 RPM,1.02KW, NATURAL AIR COOLING, IM B5 (IM V1, IM V3) POWER/SIGNAL CONNECTORS CONN. CAN BE ROTATED BY 270 DEGR., INCREMENTAL ENCODER 2048 P/REV (ENCODER I-2048) WITH DRIVE-CLIQ INTERFACE; PLAIN SHAFT, TOLERANCE N; WITH HOLDING BRAKE DEGREE OF PROTECTION IP65 AS FLANGE IP67; PAINT FINISH RAL7016 | 2469 | TEM | 1 | MC | 5.502 | 1
1FK70425AK711DH8 | SIMOTICS S SYNCHRONOUS SERVOMOTORS 1FK7 COMPACT 3.0 NM, 100 K, 6000 RPM,1.02KW, NATURAL AIR COOLING, IM B5 (IM V1, IM V3) POWER/SIGNAL CONNECTORS CONN. CAN BE ROTATED BY 270 DEGR., INCREMENTAL ENCODER 2048 P/REV (ENCODER I-2048) WITH DRIVE-CLIQ INTERFACE; PLAIN SHAFT, TOLERANCE N; WITH HOLDING BRAKE DEGREE OF PROTECTION IP65 IP67 D-END FLANGE; RAL7016 COATING; METALLIC RATING PLATE AT MOTOR | 2577 | TEM | 1 | MC | 5.502 | 1
1FK70425AK711EA0 | SIMOTICS S SYNCHRONOUS SERVOMOTORS 1FK7 COMPACT 3.0 NM, 100 K, 6000 RPM,1.02KW, NATURAL AIR COOLING, IM B5 (IM V1, IM V3) POWER/SIGNAL CONNECTORS CONN. CAN BE ROTATED BY 270 DEGR., ABSOLUTE ENCODER ENDAT 2048 P/REV (ENCODER A-2048); PERFORMANCE REDUCTION BY 10% DUE TO ABSOLUTE ENCODER; SHAFT WITH FITTED KEY, TOLERANCE N; W/O HOLDING BRAKE DEGREE OF PROTECTION IP64 | 2272 | TEM | 1 | MC | 4.903 | 1
1FK70425AK711EA2 | SIMOTICS S SYNCHRONOUS SERVOMOTORS 1FK7 COMPACT 3.0 NM, 100 K, 6000 RPM,1.02KW, NATURAL AIR COOLING, IM B5 (IM V1, IM V3) POWER/SIGNAL CONNECTORS CONN. CAN BE ROTATED BY 270 DEGR., ABSOLUTE ENCODER ENDAT 2048 P/REV (ENCODER A-2048); PERFORMANCE REDUCTION BY 10% DUE TO ABSOLUTE ENCODER; SHAFT WITH FITTED KEY, TOLERANCE N; W/O HOLDING BRAKE DEGREE OF PROTECTION IP65 FLANGE ON DRIVE END IP67 | 2374 | TEM | 1 | MC | 4.903 | 1
1FK70425AK711EA3 | SIMOTICS S SYNCHRONOUS SERVOMOTORS 1FK7 COMPACT 3.0 NM, 100 K, 6000 RPM,1.02KW, NATURAL AIR COOLING, IM B5 (IM V1, IM V3) POWER/SIGNAL CONNECTORS CONN. CAN BE ROTATED BY 270 DEGR., ABSOLUTE ENCODER ENDAT 2048 P/REV (ENCODER A-2048); PERFORMANCE REDUCTION BY 10% DUE TO ABSOLUTE ENCODER; SHAFT WITH FITTED KEY, TOLERANCE N; W/O HOLDING BRAKE DEGREE OF PROTECTION IP64; PAINT FINISH RAL7016 | 2322 | TEM | 1 | MC | 4.903 | 1
1FK70425AK711EA5 | SIMOTICS S SYNCHRONOUS SERVOMOTORS 1FK7 COMPACT 3.0 NM, 100 K, 6000 RPM,1.02KW, NATURAL AIR COOLING, IM B5 (IM V1, IM V3) POWER/SIGNAL CONNECTORS CONN. CAN BE ROTATED BY 270 DEGR., ABSOLUTE ENCODER ENDAT 2048 P/REV (ENCODER A-2048); PERFORMANCE REDUCTION BY 10% DUE TO ABSOLUTE ENCODER; SHAFT WITH FITTED KEY, TOLERANCE N; W/O HOLDING BRAKE DEGREE OF PROTECTION IP65 AS FLANGE IP67; PAINT FINISH RAL7016 | 2423 | TEM | 1 | MC | 4.903 | 1
1FK70425AK711EA8 | SIMOTICS S SYNCHRONOUS SERVOMOTORS 1FK7 COMPACT 3.0 NM, 100 K, 6000 RPM,1.02KW, NATURAL AIR COOLING, IM B5 (IM V1, IM V3) POWER/SIGNAL CONNECTORS CONN. CAN BE ROTATED BY 270 DEGR., ABSOLUTE ENCODER ENDAT 2048 P/REV (ENCODER A-2048); PERFORMANCE REDUCTION BY 10% DUE TO ABSOLUTE ENCODER; SHAFT WITH FITTED KEY, TOLERANCE N; W/O HOLDING BRAKE DEGREE OF PROTECTION IP65 IP67 D-END FLANGE; RAL7016 COATING; METALLIC RATING PLATE AT MOTOR | 2532 | TEM | 1 | MC | 4.903 | 1
1FK70425AK711EB0 | SIMOTICS S SYNCHRONOUS SERVOMOTORS 1FK7 COMPACT 3.0 NM, 100 K, 6000 RPM,1.02KW, NATURAL AIR COOLING, IM B5 (IM V1, IM V3) POWER/SIGNAL CONNECTORS CONN. CAN BE ROTATED BY 270 DEGR., ABSOLUTE ENCODER ENDAT 2048 P/REV (ENCODER A-2048); PERFORMANCE REDUCTION BY 10% DUE TO ABSOLUTE ENCODER; SHAFT WITH FITTED KEY, TOLERANCE N; WITH HOLDING BRAKE DEGREE OF PROTECTION IP64 | 2556 | TEM | 1 | MC | 5.502 | 1
1FK70425AK711EB2 | SIMOTICS S SYNCHRONOUS SERVOMOTORS 1FK7 COMPACT 3.0 NM, 100 K, 6000 RPM,1.02KW, NATURAL AIR COOLING, IM B5 (IM V1, IM V3) POWER/SIGNAL CONNECTORS CONN. CAN BE ROTATED BY 270 DEGR., ABSOLUTE ENCODER ENDAT 2048 P/REV (ENCODER A-2048); PERFORMANCE REDUCTION BY 10% DUE TO ABSOLUTE ENCODER; SHAFT WITH FITTED KEY, TOLERANCE N; WITH HOLDING BRAKE DEGREE OF PROTECTION IP65 FLANGE ON DRIVE END IP67 | 2657 | TEM | 1 | MC | 5.502 | 1
1FK70425AK711EB3 | SIMOTICS S SYNCHRONOUS SERVOMOTORS 1FK7 COMPACT 3.0 NM, 100 K, 6000 RPM,1.02KW, NATURAL AIR COOLING, IM B5 (IM V1, IM V3) POWER/SIGNAL CONNECTORS CONN. CAN BE ROTATED BY 270 DEGR., ABSOLUTE ENCODER ENDAT 2048 P/REV (ENCODER A-2048); PERFORMANCE REDUCTION BY 10% DUE TO ABSOLUTE ENCODER; SHAFT WITH FITTED KEY, TOLERANCE N; WITH HOLDING BRAKE DEGREE OF PROTECTION IP64; PAINT FINISH RAL7016 | 2605 | TEM | 1 | MC | 5.502 | 1
1FK70425AK711EB5 | SIMOTICS S SYNCHRONOUS SERVOMOTORS 1FK7 COMPACT 3.0 NM, 100 K, 6000 RPM,1.02KW, NATURAL AIR COOLING, IM B5 (IM V1, IM V3) POWER/SIGNAL CONNECTORS CONN. CAN BE ROTATED BY 270 DEGR., ABSOLUTE ENCODER ENDAT 2048 P/REV (ENCODER A-2048); PERFORMANCE REDUCTION BY 10% DUE TO ABSOLUTE ENCODER; SHAFT WITH FITTED KEY, TOLERANCE N; WITH HOLDING BRAKE DEGREE OF PROTECTION IP65 AS FLANGE IP67; PAINT FINISH RAL7016 | 2707 | TEM | 1 | MC | 5.502 | 1
1FK70425AK711EB8 | SIMOTICS S SYNCHRONOUS SERVOMOTORS 1FK7 COMPACT 3.0 NM, 100 K, 6000 RPM,1.02KW, NATURAL AIR COOLING, IM B5 (IM V1, IM V3) POWER/SIGNAL CONNECTORS CONN. CAN BE ROTATED BY 270 DEGR., ABSOLUTE ENCODER ENDAT 2048 P/REV (ENCODER A-2048); PERFORMANCE REDUCTION BY 10% DUE TO ABSOLUTE ENCODER; SHAFT WITH FITTED KEY, TOLERANCE N; WITH HOLDING BRAKE DEGREE OF PROTECTION IP65 IP67 D-END FLANGE; RAL7016 COATING; METALLIC RATING PLATE AT MOTOR | 2815 | TEM | 1 | MC | 5.502 | 1
1FK70425AK711EG0 | SIMOTICS S SYNCHRONOUS SERVOMOTORS 1FK7 COMPACT 3.0 NM, 100 K, 6000 RPM,1.02KW, NATURAL AIR COOLING, IM B5 (IM V1, IM V3) POWER/SIGNAL CONNECTORS CONN. CAN BE ROTATED BY 270 DEGR., ABSOLUTE ENCODER ENDAT 2048 P/REV (ENCODER A-2048); PERFORMANCE REDUCTION BY 10% DUE TO ABSOLUTE ENCODER; PLAIN SHAFT, TOLERANCE N; W/O HOLDING BRAKE DEGREE OF PROTECTION IP64 | 2179 | TEM | 1 | MC | 4.903 | 1
1FK70425AK711EG2 | SIMOTICS S SYNCHRONOUS SERVOMOTORS 1FK7 COMPACT 3.0 NM, 100 K, 6000 RPM,1.02KW, NATURAL AIR COOLING, IM B5 (IM V1, IM V3) POWER/SIGNAL CONNECTORS CONN. CAN BE ROTATED BY 270 DEGR., ABSOLUTE ENCODER ENDAT 2048 P/REV (ENCODER A-2048); PERFORMANCE REDUCTION BY 10% DUE TO ABSOLUTE ENCODER; PLAIN SHAFT, TOLERANCE N; W/O HOLDING BRAKE DEGREE OF PROTECTION IP65 FLANGE ON DRIVE END IP67 | 2280 | TEM | 1 | MC | 4.903 | 1
1FK70425AK711EG3 | SIMOTICS S SYNCHRONOUS SERVOMOTORS 1FK7 COMPACT 3.0 NM, 100 K, 6000 RPM,1.02KW, NATURAL AIR COOLING, IM B5 (IM V1, IM V3) POWER/SIGNAL CONNECTORS CONN. CAN BE ROTATED BY 270 DEGR., ABSOLUTE ENCODER ENDAT 2048 P/REV (ENCODER A-2048); PERFORMANCE REDUCTION BY 10% DUE TO ABSOLUTE ENCODER; PLAIN SHAFT, TOLERANCE N; W/O HOLDING BRAKE DEGREE OF PROTECTION IP64; PAINT FINISH RAL7016 | 2228 | TEM | 1 | MC | 4.903 | 1
1FK70425AK711EG5 | SIMOTICS S SYNCHRONOUS SERVOMOTORS 1FK7 COMPACT 3.0 NM, 100 K, 6000 RPM,1.02KW, NATURAL AIR COOLING, IM B5 (IM V1, IM V3) POWER/SIGNAL CONNECTORS CONN. CAN BE ROTATED BY 270 DEGR., ABSOLUTE ENCODER ENDAT 2048 P/REV (ENCODER A-2048); PERFORMANCE REDUCTION BY 10% DUE TO ABSOLUTE ENCODER; PLAIN SHAFT, TOLERANCE N; W/O HOLDING BRAKE DEGREE OF PROTECTION IP65 AS FLANGE IP67; PAINT FINISH RAL7016 | 2330 | TEM | 1 | MC | 4.903 | 1
1FK70425AK711EG8 | SIMOTICS S SYNCHRONOUS SERVOMOTORS 1FK7 COMPACT 3.0 NM, 100 K, 6000 RPM,1.02KW, NATURAL AIR COOLING, IM B5 (IM V1, IM V3) POWER/SIGNAL CONNECTORS CONN. CAN BE ROTATED BY 270 DEGR., ABSOLUTE ENCODER ENDAT 2048 P/REV (ENCODER A-2048); PERFORMANCE REDUCTION BY 10% DUE TO ABSOLUTE ENCODER; PLAIN SHAFT, TOLERANCE N; W/O HOLDING BRAKE DEGREE OF PROTECTION IP65 IP67 D-END FLANGE; RAL7016 COATING; METALLIC RATING PLATE AT MOTOR | 2438 | TEM | 1 | MC | 4.903 | 1
1FK70425AK711EH0 | SIMOTICS S SYNCHRONOUS SERVOMOTORS 1FK7 COMPACT 3.0 NM, 100 K, 6000 RPM,1.02KW, NATURAL AIR COOLING, IM B5 (IM V1, IM V3) POWER/SIGNAL CONNECTORS CONN. CAN BE ROTATED BY 270 DEGR., ABSOLUTE ENCODER ENDAT 2048 P/REV (ENCODER A-2048); PERFORMANCE REDUCTION BY 10% DUE TO ABSOLUTE ENCODER; PLAIN SHAFT, TOLERANCE N; WITH HOLDING BRAKE DEGREE OF PROTECTION IP64 | 2460 | TEM | 1 | MC | 5.502 | 1
1FK70425AK711EH2 | SIMOTICS S SYNCHRONOUS SERVOMOTORS 1FK7 COMPACT 3.0 NM, 100 K, 6000 RPM,1.02KW, NATURAL AIR COOLING, IM B5 (IM V1, IM V3) POWER/SIGNAL CONNECTORS CONN. CAN BE ROTATED BY 270 DEGR., ABSOLUTE ENCODER ENDAT 2048 P/REV (ENCODER A-2048); PERFORMANCE REDUCTION BY 10% DUE TO ABSOLUTE ENCODER; PLAIN SHAFT, TOLERANCE N; WITH HOLDING BRAKE DEGREE OF PROTECTION IP65 FLANGE ON DRIVE END IP67 | 2561 | TEM | 1 | MC | 5.502 | 1
1FK70425AK711EH3 | SIMOTICS S SYNCHRONOUS SERVOMOTORS 1FK7 COMPACT 3.0 NM, 100 K, 6000 RPM,1.02KW, NATURAL AIR COOLING, IM B5 (IM V1, IM V3) POWER/SIGNAL CONNECTORS CONN. CAN BE ROTATED BY 270 DEGR., ABSOLUTE ENCODER ENDAT 2048 P/REV (ENCODER A-2048); PERFORMANCE REDUCTION BY 10% DUE TO ABSOLUTE ENCODER; PLAIN SHAFT, TOLERANCE N; WITH HOLDING BRAKE DEGREE OF PROTECTION IP64; PAINT FINISH RAL7016 | 2509 | TEM | 1 | MC | 5.502 | 1
1FK70425AK711EH5 | SIMOTICS S SYNCHRONOUS SERVOMOTORS 1FK7 COMPACT 3.0 NM, 100 K, 6000 RPM,1.02KW, NATURAL AIR COOLING, IM B5 (IM V1, IM V3) POWER/SIGNAL CONNECTORS CONN. CAN BE ROTATED BY 270 DEGR., ABSOLUTE ENCODER ENDAT 2048 P/REV (ENCODER A-2048); PERFORMANCE REDUCTION BY 10% DUE TO ABSOLUTE ENCODER; PLAIN SHAFT, TOLERANCE N; WITH HOLDING BRAKE DEGREE OF PROTECTION IP65 AS FLANGE IP67; PAINT FINISH RAL7016 | 2611 | TEM | 1 | MC | 5.502 | 1
1FK70425AK711EH8 | SIMOTICS S SYNCHRONOUS SERVOMOTORS 1FK7 COMPACT 3.0 NM, 100 K, 6000 RPM,1.02KW, NATURAL AIR COOLING, IM B5 (IM V1, IM V3) POWER/SIGNAL CONNECTORS CONN. CAN BE ROTATED BY 270 DEGR., ABSOLUTE ENCODER ENDAT 2048 P/REV (ENCODER A-2048); PERFORMANCE REDUCTION BY 10% DUE TO ABSOLUTE ENCODER; PLAIN SHAFT, TOLERANCE N; WITH HOLDING BRAKE DEGREE OF PROTECTION IP65 IP67 D-END FLANGE; RAL7016 COATING; METALLIC RATING PLATE AT MOTOR | 2719 | TEM | 1 | MC | 5.502 | 1
1FK70425AK711FA0 | SIMOTICS S SYNCHRONOUS SERVOMOTORS 1FK7 COMPACT 3.0 NM, 100 K, 6000 RPM,1.02KW, NATURAL AIR COOLING, IM B5 (IM V1, IM V3) POWER/SIGNAL CONNECTORS CONN. CAN BE ROTATED BY 270 DEGR., ABSOLUTE ENCODER 2048 P/REV (ENCODER A-2048) WITH DRIVE-CLIQ INTERFACE; PERFORMANCE REDUCTION BY 10% DUE TO ABSOLUTE ENCODER; SHAFT WITH FITTED KEY, TOLERANCE N; W/O HOLDING BRAKE DEGREE OF PROTECTION IP64 | 2532 | TEM | 1 | MC | 4.903 | 1
1FK70425AK711FA2 | SIMOTICS S SYNCHRONOUS SERVOMOTORS 1FK7 COMPACT 3.0 NM, 100 K, 6000 RPM,1.02KW, NATURAL AIR COOLING, IM B5 (IM V1, IM V3) POWER/SIGNAL CONNECTORS CONN. CAN BE ROTATED BY 270 DEGR., ABSOLUTE ENCODER 2048 P/REV (ENCODER A-2048) WITH DRIVE-CLIQ INTERFACE; PERFORMANCE REDUCTION BY 10% DUE TO ABSOLUTE ENCODER; SHAFT WITH FITTED KEY, TOLERANCE N; W/O HOLDING BRAKE DEGREE OF PROTECTION IP65 FLANGE ON DRIVE END IP67 | 2633 | TEM | 1 | MC | 4.903 | 1
1FK70425AK711FA3 | SIMOTICS S SYNCHRONOUS SERVOMOTORS 1FK7 COMPACT 3.0 NM, 100 K, 6000 RPM,1.02KW, NATURAL AIR COOLING, IM B5 (IM V1, IM V3) POWER/SIGNAL CONNECTORS CONN. CAN BE ROTATED BY 270 DEGR., ABSOLUTE ENCODER 2048 P/REV (ENCODER A-2048) WITH DRIVE-CLIQ INTERFACE; PERFORMANCE REDUCTION BY 10% DUE TO ABSOLUTE ENCODER; SHAFT WITH FITTED KEY, TOLERANCE N; W/O HOLDING BRAKE DEGREE OF PROTECTION IP64; PAINT FINISH RAL7016 | 2581 | TEM | 1 | MC | 4.903 | 1
1FK70425AK711FA5 | SIMOTICS S SYNCHRONOUS SERVOMOTORS 1FK7 COMPACT 3.0 NM, 100 K, 6000 RPM,1.02KW, NATURAL AIR COOLING, IM B5 (IM V1, IM V3) POWER/SIGNAL CONNECTORS CONN. CAN BE ROTATED BY 270 DEGR., ABSOLUTE ENCODER 2048 P/REV (ENCODER A-2048) WITH DRIVE-CLIQ INTERFACE; PERFORMANCE REDUCTION BY 10% DUE TO ABSOLUTE ENCODER; SHAFT WITH FITTED KEY, TOLERANCE N; W/O HOLDING BRAKE DEGREE OF PROTECTION IP65 AS FLANGE IP67; PAINT FINISH RAL7016 | 2683 | TEM | 1 | MC | 4.903 | 1
1FK70425AK711FA8 | SIMOTICS S SYNCHRONOUS SERVOMOTORS 1FK7 COMPACT 3.0 NM, 100 K, 6000 RPM,1.02KW, NATURAL AIR COOLING, IM B5 (IM V1, IM V3) POWER/SIGNAL CONNECTORS CONN. CAN BE ROTATED BY 270 DEGR., ABSOLUTE ENCODER 2048 P/REV (ENCODER A-2048) WITH DRIVE-CLIQ INTERFACE; PERFORMANCE REDUCTION BY 10% DUE TO ABSOLUTE ENCODER; SHAFT WITH FITTED KEY, TOLERANCE N; W/O HOLDING BRAKE DEGREE OF PROTECTION IP65 IP67 D-END FLANGE; RAL7016 COATING; METALLIC RATING PLATE AT MOTOR | 2791 | TEM | 1 | MC | 4.903 | 1
1FK70425AK711FB0 | SIMOTICS S SYNCHRONOUS SERVOMOTORS 1FK7 COMPACT 3.0 NM, 100 K, 6000 RPM,1.02KW, NATURAL AIR COOLING, IM B5 (IM V1, IM V3) POWER/SIGNAL CONNECTORS CONN. CAN BE ROTATED BY 270 DEGR., ABSOLUTE ENCODER 2048 P/REV (ENCODER A-2048) WITH DRIVE-CLIQ INTERFACE; PERFORMANCE REDUCTION BY 10% DUE TO ABSOLUTE ENCODER; SHAFT WITH FITTED KEY, TOLERANCE N; WITH HOLDING BRAKE DEGREE OF PROTECTION IP64 | 2815 | TEM | 1 | MC | 5.502 | 1
1FK70425AK711FB2 | SIMOTICS S SYNCHRONOUS SERVOMOTORS 1FK7 COMPACT 3.0 NM, 100 K, 6000 RPM,1.02KW, NATURAL AIR COOLING, IM B5 (IM V1, IM V3) POWER/SIGNAL CONNECTORS CONN. CAN BE ROTATED BY 270 DEGR., ABSOLUTE ENCODER 2048 P/REV (ENCODER A-2048) WITH DRIVE-CLIQ INTERFACE; PERFORMANCE REDUCTION BY 10% DUE TO ABSOLUTE ENCODER; SHAFT WITH FITTED KEY, TOLERANCE N; WITH HOLDING BRAKE DEGREE OF PROTECTION IP65 FLANGE ON DRIVE END IP67 | 2917 | TEM | 1 | MC | 5.502 | 1
1FK70425AK711FB3 | SIMOTICS S SYNCHRONOUS SERVOMOTORS 1FK7 COMPACT 3.0 NM, 100 K, 6000 RPM,1.02KW, NATURAL AIR COOLING, IM B5 (IM V1, IM V3) POWER/SIGNAL CONNECTORS CONN. CAN BE ROTATED BY 270 DEGR., ABSOLUTE ENCODER 2048 P/REV (ENCODER A-2048) WITH DRIVE-CLIQ INTERFACE; PERFORMANCE REDUCTION BY 10% DUE TO ABSOLUTE ENCODER; SHAFT WITH FITTED KEY, TOLERANCE N; WITH HOLDING BRAKE DEGREE OF PROTECTION IP64; PAINT FINISH RAL7016 | 2864 | TEM | 1 | MC | 5.502 | 1
1FK70425AK711FB5 | SIMOTICS S SYNCHRONOUS SERVOMOTORS 1FK7 COMPACT 3.0 NM, 100 K, 6000 RPM,1.02KW, NATURAL AIR COOLING, IM B5 (IM V1, IM V3) POWER/SIGNAL CONNECTORS CONN. CAN BE ROTATED BY 270 DEGR., ABSOLUTE ENCODER 2048 P/REV (ENCODER A-2048) WITH DRIVE-CLIQ INTERFACE; PERFORMANCE REDUCTION BY 10% DUE TO ABSOLUTE ENCODER; SHAFT WITH FITTED KEY, TOLERANCE N; WITH HOLDING BRAKE DEGREE OF PROTECTION IP65 AS FLANGE IP67; PAINT FINISH RAL7016 | 2966 | TEM | 1 | MC | 5.502 | 1
1FK70425AK711FB8 | SIMOTICS S SYNCHRONOUS SERVOMOTORS 1FK7 COMPACT 3.0 NM, 100 K, 6000 RPM,1.02KW, NATURAL AIR COOLING, IM B5 (IM V1, IM V3) POWER/SIGNAL CONNECTORS CONN. CAN BE ROTATED BY 270 DEGR., ABSOLUTE ENCODER 2048 P/REV (ENCODER A-2048) WITH DRIVE-CLIQ INTERFACE; PERFORMANCE REDUCTION BY 10% DUE TO ABSOLUTE ENCODER; SHAFT WITH FITTED KEY, TOLERANCE N; WITH HOLDING BRAKE DEGREE OF PROTECTION IP65 IP67 D-END FLANGE; RAL7016 COATING; METALLIC RATING PLATE AT MOTOR | 3075 | TEM | 1 | MC | 5.502 | 1
1FK70425AK711FG0 | SIMOTICS S SYNCHRONOUS SERVOMOTORS 1FK7 COMPACT 3.0 NM, 100 K, 6000 RPM,1.02KW, NATURAL AIR COOLING, IM B5 (IM V1, IM V3) POWER/SIGNAL CONNECTORS CONN. CAN BE ROTATED BY 270 DEGR., ABSOLUTE ENCODER 2048 P/REV (ENCODER A-2048) WITH DRIVE-CLIQ INTERFACE; PERFORMANCE REDUCTION BY 10% DUE TO ABSOLUTE ENCODER; PLAIN SHAFT, TOLERANCE N; W/O HOLDING BRAKE DEGREE OF PROTECTION IP64 | 2438 | TEM | 1 | MC | 4.903 | 1
1FK70425AK711FG2 | SIMOTICS S SYNCHRONOUS SERVOMOTORS 1FK7 COMPACT 3.0 NM, 100 K, 6000 RPM,1.02KW, NATURAL AIR COOLING, IM B5 (IM V1, IM V3) POWER/SIGNAL CONNECTORS CONN. CAN BE ROTATED BY 270 DEGR., ABSOLUTE ENCODER 2048 P/REV (ENCODER A-2048) WITH DRIVE-CLIQ INTERFACE; PERFORMANCE REDUCTION BY 10% DUE TO ABSOLUTE ENCODER; PLAIN SHAFT, TOLERANCE N; W/O HOLDING BRAKE DEGREE OF PROTECTION IP65 FLANGE ON DRIVE END IP67 | 2540 | TEM | 1 | MC | 4.903 | 1
1FK70425AK711FG3 | SIMOTICS S SYNCHRONOUS SERVOMOTORS 1FK7 COMPACT 3.0 NM, 100 K, 6000 RPM,1.02KW, NATURAL AIR COOLING, IM B5 (IM V1, IM V3) POWER/SIGNAL CONNECTORS CONN. CAN BE ROTATED BY 270 DEGR., ABSOLUTE ENCODER 2048 P/REV (ENCODER A-2048) WITH DRIVE-CLIQ INTERFACE; PERFORMANCE REDUCTION BY 10% DUE TO ABSOLUTE ENCODER; PLAIN SHAFT, TOLERANCE N; W/O HOLDING BRAKE DEGREE OF PROTECTION IP64; PAINT FINISH RAL7016 | 2487 | TEM | 1 | MC | 4.903 | 1
1FK70425AK711FG5 | SIMOTICS S SYNCHRONOUS SERVOMOTORS 1FK7 COMPACT 3.0 NM, 100 K, 6000 RPM,1.02KW, NATURAL AIR COOLING, IM B5 (IM V1, IM V3) POWER/SIGNAL CONNECTORS CONN. CAN BE ROTATED BY 270 DEGR., ABSOLUTE ENCODER 2048 P/REV (ENCODER A-2048) WITH DRIVE-CLIQ INTERFACE; PERFORMANCE REDUCTION BY 10% DUE TO ABSOLUTE ENCODER; PLAIN SHAFT, TOLERANCE N; W/O HOLDING BRAKE DEGREE OF PROTECTION IP65 AS FLANGE IP67; PAINT FINISH RAL7016 | 2589 | TEM | 1 | MC | 4.903 | 1
1FK70425AK711FG8 | SIMOTICS S SYNCHRONOUS SERVOMOTORS 1FK7 COMPACT 3.0 NM, 100 K, 6000 RPM,1.02KW, NATURAL AIR COOLING, IM B5 (IM V1, IM V3) POWER/SIGNAL CONNECTORS CONN. CAN BE ROTATED BY 270 DEGR., ABSOLUTE ENCODER 2048 P/REV (ENCODER A-2048) WITH DRIVE-CLIQ INTERFACE; PERFORMANCE REDUCTION BY 10% DUE TO ABSOLUTE ENCODER; PLAIN SHAFT, TOLERANCE N; W/O HOLDING BRAKE DEGREE OF PROTECTION IP65 IP67 D-END FLANGE; RAL7016 COATING; METALLIC RATING PLATE AT MOTOR | 2698 | TEM | 1 | MC | 4.903 | 1
1FK70425AK711FH0 | SIMOTICS S SYNCHRONOUS SERVOMOTORS 1FK7 COMPACT 3.0 NM, 100 K, 6000 RPM,1.02KW, NATURAL AIR COOLING, IM B5 (IM V1, IM V3) POWER/SIGNAL CONNECTORS CONN. CAN BE ROTATED BY 270 DEGR., ABSOLUTE ENCODER 2048 P/REV (ENCODER A-2048) WITH DRIVE-CLIQ INTERFACE; PERFORMANCE REDUCTION BY 10% DUE TO ABSOLUTE ENCODER; PLAIN SHAFT, TOLERANCE N; WITH HOLDING BRAKE DEGREE OF PROTECTION IP64 | 2719 | TEM | 1 | MC | 5.502 | 1
1FK70425AK711FH2 | SIMOTICS S SYNCHRONOUS SERVOMOTORS 1FK7 COMPACT 3.0 NM, 100 K, 6000 RPM,1.02KW, NATURAL AIR COOLING, IM B5 (IM V1, IM V3) POWER/SIGNAL CONNECTORS CONN. CAN BE ROTATED BY 270 DEGR., ABSOLUTE ENCODER 2048 P/REV (ENCODER A-2048) WITH DRIVE-CLIQ INTERFACE; PERFORMANCE REDUCTION BY 10% DUE TO ABSOLUTE ENCODER; PLAIN SHAFT, TOLERANCE N; WITH HOLDING BRAKE DEGREE OF PROTECTION IP65 FLANGE ON DRIVE END IP67 | 2821 | TEM | 1 | MC | 5.502 | 1
1FK70425AK711FH3 | SIMOTICS S SYNCHRONOUS SERVOMOTORS 1FK7 COMPACT 3.0 NM, 100 K, 6000 RPM,1.02KW, NATURAL AIR COOLING, IM B5 (IM V1, IM V3) POWER/SIGNAL CONNECTORS CONN. CAN BE ROTATED BY 270 DEGR., ABSOLUTE ENCODER 2048 P/REV (ENCODER A-2048) WITH DRIVE-CLIQ INTERFACE; PERFORMANCE REDUCTION BY 10% DUE TO ABSOLUTE ENCODER; PLAIN SHAFT, TOLERANCE N; WITH HOLDING BRAKE DEGREE OF PROTECTION IP64; PAINT FINISH RAL7016 | 2768 | TEM | 1 | MC | 5.502 | 1
1FK70425AK711FH5 | SIMOTICS S SYNCHRONOUS SERVOMOTORS 1FK7 COMPACT 3.0 NM, 100 K, 6000 RPM,1.02KW, NATURAL AIR COOLING, IM B5 (IM V1, IM V3) POWER/SIGNAL CONNECTORS CONN. CAN BE ROTATED BY 270 DEGR., ABSOLUTE ENCODER 2048 P/REV (ENCODER A-2048) WITH DRIVE-CLIQ INTERFACE; PERFORMANCE REDUCTION BY 10% DUE TO ABSOLUTE ENCODER; PLAIN SHAFT, TOLERANCE N; WITH HOLDING BRAKE DEGREE OF PROTECTION IP65 AS FLANGE IP67; PAINT FINISH RAL7016 | 2870 | TEM | 1 | MC | 5.502 | 1
1FK70425AK711FH8 | SIMOTICS S SYNCHRONOUS SERVOMOTORS 1FK7 COMPACT 3.0 NM, 100 K, 6000 RPM,1.02KW, NATURAL AIR COOLING, IM B5 (IM V1, IM V3) POWER/SIGNAL CONNECTORS CONN. CAN BE ROTATED BY 270 DEGR., ABSOLUTE ENCODER 2048 P/REV (ENCODER A-2048) WITH DRIVE-CLIQ INTERFACE; PERFORMANCE REDUCTION BY 10% DUE TO ABSOLUTE ENCODER; PLAIN SHAFT, TOLERANCE N; WITH HOLDING BRAKE DEGREE OF PROTECTION IP65 IP67 D-END FLANGE; RAL7016 COATING; METALLIC RATING PLATE AT MOTOR | 2979 | TEM | 1 | MC | 5.502 | 1
1FK70425AK711GA0 | SIMOTICS S SYNCHRONOUS SERVOMOTORS 1FK7 COMPACT 3.0 NM, 100 K, 6000 RPM,1.02KW, NATURAL AIR COOLING, IM B5 (IM V1, IM V3) POWER/SIGNAL CONNECTORS CONN. CAN BE ROTATED BY 270 DEGR., BASIC ABSOLUTE ENCODER 32 P/REV (ENCODER A-32); PERFORMANCE REDUCTION BY 10% DUE TO ABSOLUTE ENCODER; SHAFT WITH FITTED KEY, TOLERANCE N; W/O HOLDING BRAKE DEGREE OF PROTECTION IP64 | 1710 | TEM | 1 | MC | 4.903 | 1
1FK70425AK711GA2 | SIMOTICS S SYNCHRONOUS SERVOMOTORS 1FK7 COMPACT 3.0 NM, 100 K, 6000 RPM,1.02KW, NATURAL AIR COOLING, IM B5 (IM V1, IM V3) POWER/SIGNAL CONNECTORS CONN. CAN BE ROTATED BY 270 DEGR., BASIC ABSOLUTE ENCODER 32 P/REV (ENCODER A-32); PERFORMANCE REDUCTION BY 10% DUE TO ABSOLUTE ENCODER; SHAFT WITH FITTED KEY, TOLERANCE N; W/O HOLDING BRAKE DEGREE OF PROTECTION IP65 FLANGE ON DRIVE END IP67 | 1812 | TEM | 1 | MC | 4.903 | 1
1FK70425AK711GA3 | SIMOTICS S SYNCHRONOUS SERVOMOTORS 1FK7 COMPACT 3.0 NM, 100 K, 6000 RPM,1.02KW, NATURAL AIR COOLING, IM B5 (IM V1, IM V3) POWER/SIGNAL CONNECTORS CONN. CAN BE ROTATED BY 270 DEGR., BASIC ABSOLUTE ENCODER 32 P/REV (ENCODER A-32); PERFORMANCE REDUCTION BY 10% DUE TO ABSOLUTE ENCODER; SHAFT WITH FITTED KEY, TOLERANCE N; W/O HOLDING BRAKE DEGREE OF PROTECTION IP64; PAINT FINISH RAL7016 | 1760 | TEM | 1 | MC | 4.903 | 1
1FK70425AK711GA5 | SIMOTICS S SYNCHRONOUS SERVOMOTORS 1FK7 COMPACT 3.0 NM, 100 K, 6000 RPM,1.02KW, NATURAL AIR COOLING, IM B5 (IM V1, IM V3) POWER/SIGNAL CONNECTORS CONN. CAN BE ROTATED BY 270 DEGR., BASIC ABSOLUTE ENCODER 32 P/REV (ENCODER A-32); PERFORMANCE REDUCTION BY 10% DUE TO ABSOLUTE ENCODER; SHAFT WITH FITTED KEY, TOLERANCE N; W/O HOLDING BRAKE DEGREE OF PROTECTION IP65 AS FLANGE IP67; PAINT FINISH RAL7016 | 1861 | TEM | 1 | MC | 4.903 | 1
1FK70425AK711GA8 | SIMOTICS S SYNCHRONOUS SERVOMOTORS 1FK7 COMPACT 3.0 NM, 100 K, 6000 RPM,1.02KW, NATURAL AIR COOLING, IM B5 (IM V1, IM V3) POWER/SIGNAL CONNECTORS CONN. CAN BE ROTATED BY 270 DEGR., BASIC ABSOLUTE ENCODER 32 P/REV (ENCODER A-32); PERFORMANCE REDUCTION BY 10% DUE TO ABSOLUTE ENCODER; SHAFT WITH FITTED KEY, TOLERANCE N; W/O HOLDING BRAKE DEGREE OF PROTECTION IP65 IP67 D-END FLANGE; RAL7016 COATING; METALLIC RATING PLATE AT MOTOR | 1970 | TEM | 1 | MC | 4.903 | 1
1FK70425AK711GB0 | SIMOTICS S SYNCHRONOUS SERVOMOTORS 1FK7 COMPACT 3.0 NM, 100 K, 6000 RPM,1.02KW, NATURAL AIR COOLING, IM B5 (IM V1, IM V3) POWER/SIGNAL CONNECTORS CONN. CAN BE ROTATED BY 270 DEGR., BASIC ABSOLUTE ENCODER 32 P/REV (ENCODER A-32); PERFORMANCE REDUCTION BY 10% DUE TO ABSOLUTE ENCODER; SHAFT WITH FITTED KEY, TOLERANCE N; WITH HOLDING BRAKE DEGREE OF PROTECTION IP64 | 1994 | TEM | 1 | MC | 5.502 | 1
1FK70425AK711GB2 | SIMOTICS S SYNCHRONOUS SERVOMOTORS 1FK7 COMPACT 3.0 NM, 100 K, 6000 RPM,1.02KW, NATURAL AIR COOLING, IM B5 (IM V1, IM V3) POWER/SIGNAL CONNECTORS CONN. CAN BE ROTATED BY 270 DEGR., BASIC ABSOLUTE ENCODER 32 P/REV (ENCODER A-32); PERFORMANCE REDUCTION BY 10% DUE TO ABSOLUTE ENCODER; SHAFT WITH FITTED KEY, TOLERANCE N; WITH HOLDING BRAKE DEGREE OF PROTECTION IP65 FLANGE ON DRIVE END IP67 | 2095 | TEM | 1 | MC | 5.502 | 1
1FK70425AK711GB3 | SIMOTICS S SYNCHRONOUS SERVOMOTORS 1FK7 COMPACT 3.0 NM, 100 K, 6000 RPM,1.02KW, NATURAL AIR COOLING, IM B5 (IM V1, IM V3) POWER/SIGNAL CONNECTORS CONN. CAN BE ROTATED BY 270 DEGR., BASIC ABSOLUTE ENCODER 32 P/REV (ENCODER A-32); PERFORMANCE REDUCTION BY 10% DUE TO ABSOLUTE ENCODER; SHAFT WITH FITTED KEY, TOLERANCE N; WITH HOLDING BRAKE DEGREE OF PROTECTION IP64; PAINT FINISH RAL7016 | 2043 | TEM | 1 | MC | 5.502 | 1
1FK70425AK711GB5 | SIMOTICS S SYNCHRONOUS SERVOMOTORS 1FK7 COMPACT 3.0 NM, 100 K, 6000 RPM,1.02KW, NATURAL AIR COOLING, IM B5 (IM V1, IM V3) POWER/SIGNAL CONNECTORS CONN. CAN BE ROTATED BY 270 DEGR., BASIC ABSOLUTE ENCODER 32 P/REV (ENCODER A-32); PERFORMANCE REDUCTION BY 10% DUE TO ABSOLUTE ENCODER; SHAFT WITH FITTED KEY, TOLERANCE N; WITH HOLDING BRAKE DEGREE OF PROTECTION IP65 AS FLANGE IP67; PAINT FINISH RAL7016 | 2145 | TEM | 1 | MC | 5.502 | 1
1FK70425AK711GB8 | SIMOTICS S SYNCHRONOUS SERVOMOTORS 1FK7 COMPACT 3.0 NM, 100 K, 6000 RPM,1.02KW, NATURAL AIR COOLING, IM B5 (IM V1, IM V3) POWER/SIGNAL CONNECTORS CONN. CAN BE ROTATED BY 270 DEGR., BASIC ABSOLUTE ENCODER 32 P/REV (ENCODER A-32); PERFORMANCE REDUCTION BY 10% DUE TO ABSOLUTE ENCODER; SHAFT WITH FITTED KEY, TOLERANCE N; WITH HOLDING BRAKE DEGREE OF PROTECTION IP65 IP67 D-END FLANGE; RAL7016 COATING; METALLIC RATING PLATE AT MOTOR | 2253 | TEM | 1 | MC | 5.502 | 1
1FK70425AK711GG0 | SIMOTICS S SYNCHRONOUS SERVOMOTORS 1FK7 COMPACT 3.0 NM, 100 K, 6000 RPM,1.02KW, NATURAL AIR COOLING, IM B5 (IM V1, IM V3) POWER/SIGNAL CONNECTORS CONN. CAN BE ROTATED BY 270 DEGR., BASIC ABSOLUTE ENCODER 32 P/REV (ENCODER A-32); PERFORMANCE REDUCTION BY 10% DUE TO ABSOLUTE ENCODER; PLAIN SHAFT, TOLERANCE N; W/O HOLDING BRAKE DEGREE OF PROTECTION IP64 | 1617 | TEM | 1 | MC | 4.903 | 1
1FK70425AK711GG2 | SIMOTICS S SYNCHRONOUS SERVOMOTORS 1FK7 COMPACT 3.0 NM, 100 K, 6000 RPM,1.02KW, NATURAL AIR COOLING, IM B5 (IM V1, IM V3) POWER/SIGNAL CONNECTORS CONN. CAN BE ROTATED BY 270 DEGR., BASIC ABSOLUTE ENCODER 32 P/REV (ENCODER A-32); PERFORMANCE REDUCTION BY 10% DUE TO ABSOLUTE ENCODER; PLAIN SHAFT, TOLERANCE N; W/O HOLDING BRAKE DEGREE OF PROTECTION IP65 FLANGE ON DRIVE END IP67 | 1718 | TEM | 1 | MC | 4.903 | 1
1FK70425AK711GG3 | SIMOTICS S SYNCHRONOUS SERVOMOTORS 1FK7 COMPACT 3.0 NM, 100 K, 6000 RPM,1.02KW, NATURAL AIR COOLING, IM B5 (IM V1, IM V3) POWER/SIGNAL CONNECTORS CONN. CAN BE ROTATED BY 270 DEGR., BASIC ABSOLUTE ENCODER 32 P/REV (ENCODER A-32); PERFORMANCE REDUCTION BY 10% DUE TO ABSOLUTE ENCODER; PLAIN SHAFT, TOLERANCE N; W/O HOLDING BRAKE DEGREE OF PROTECTION IP64; PAINT FINISH RAL7016 | 1666 | TEM | 1 | MC | 4.903 | 1
1FK70425AK711GG5 | SIMOTICS S SYNCHRONOUS SERVOMOTORS 1FK7 COMPACT 3.0 NM, 100 K, 6000 RPM,1.02KW, NATURAL AIR COOLING, IM B5 (IM V1, IM V3) POWER/SIGNAL CONNECTORS CONN. CAN BE ROTATED BY 270 DEGR., BASIC ABSOLUTE ENCODER 32 P/REV (ENCODER A-32); PERFORMANCE REDUCTION BY 10% DUE TO ABSOLUTE ENCODER; PLAIN SHAFT, TOLERANCE N; W/O HOLDING BRAKE DEGREE OF PROTECTION IP65 AS FLANGE IP67; PAINT FINISH RAL7016 | 1768 | TEM | 1 | MC | 4.903 | 1
1FK70425AK711GG8 | SIMOTICS S SYNCHRONOUS SERVOMOTORS 1FK7 COMPACT 3.0 NM, 100 K, 6000 RPM,1.02KW, NATURAL AIR COOLING, IM B5 (IM V1, IM V3) POWER/SIGNAL CONNECTORS CONN. CAN BE ROTATED BY 270 DEGR., BASIC ABSOLUTE ENCODER 32 P/REV (ENCODER A-32); PERFORMANCE REDUCTION BY 10% DUE TO ABSOLUTE ENCODER; PLAIN SHAFT, TOLERANCE N; W/O HOLDING BRAKE DEGREE OF PROTECTION IP65 IP67 D-END FLANGE; RAL7016 COATING; METALLIC RATING PLATE AT MOTOR | 1876 | TEM | 1 | MC | 4.903 | 1
1FK70425AK711GH0 | SIMOTICS S SYNCHRONOUS SERVOMOTORS 1FK7 COMPACT 3.0 NM, 100 K, 6000 RPM,1.02KW, NATURAL AIR COOLING, IM B5 (IM V1, IM V3) POWER/SIGNAL CONNECTORS CONN. CAN BE ROTATED BY 270 DEGR., BASIC ABSOLUTE ENCODER 32 P/REV (ENCODER A-32); PERFORMANCE REDUCTION BY 10% DUE TO ABSOLUTE ENCODER; PLAIN SHAFT, TOLERANCE N; WITH HOLDING BRAKE DEGREE OF PROTECTION IP64 | 1898 | TEM | 1 | MC | 5.502 | 1
1FK70425AK711GH2 | SIMOTICS S SYNCHRONOUS SERVOMOTORS 1FK7 COMPACT 3.0 NM, 100 K, 6000 RPM,1.02KW, NATURAL AIR COOLING, IM B5 (IM V1, IM V3) POWER/SIGNAL CONNECTORS CONN. CAN BE ROTATED BY 270 DEGR., BASIC ABSOLUTE ENCODER 32 P/REV (ENCODER A-32); PERFORMANCE REDUCTION BY 10% DUE TO ABSOLUTE ENCODER; PLAIN SHAFT, TOLERANCE N; WITH HOLDING BRAKE DEGREE OF PROTECTION IP65 FLANGE ON DRIVE END IP67 | 1999 | TEM | 1 | MC | 5.502 | 1
1FK70425AK711GH3 | SIMOTICS S SYNCHRONOUS SERVOMOTORS 1FK7 COMPACT 3.0 NM, 100 K, 6000 RPM,1.02KW, NATURAL AIR COOLING, IM B5 (IM V1, IM V3) POWER/SIGNAL CONNECTORS CONN. CAN BE ROTATED BY 270 DEGR., BASIC ABSOLUTE ENCODER 32 P/REV (ENCODER A-32); PERFORMANCE REDUCTION BY 10% DUE TO ABSOLUTE ENCODER; PLAIN SHAFT, TOLERANCE N; WITH HOLDING BRAKE DEGREE OF PROTECTION IP64; PAINT FINISH RAL7016 | 1947 | TEM | 1 | MC | 5.502 | 1
1FK70425AK711GH5 | SIMOTICS S SYNCHRONOUS SERVOMOTORS 1FK7 COMPACT 3.0 NM, 100 K, 6000 RPM,1.02KW, NATURAL AIR COOLING, IM B5 (IM V1, IM V3) POWER/SIGNAL CONNECTORS CONN. CAN BE ROTATED BY 270 DEGR., BASIC ABSOLUTE ENCODER 32 P/REV (ENCODER A-32); PERFORMANCE REDUCTION BY 10% DUE TO ABSOLUTE ENCODER; PLAIN SHAFT, TOLERANCE N; WITH HOLDING BRAKE DEGREE OF PROTECTION IP65 AS FLANGE IP67; PAINT FINISH RAL7016 | 2049 | TEM | 1 | MC | 5.502 | 1
1FK70425AK711GH8 | SIMOTICS S SYNCHRONOUS SERVOMOTORS 1FK7 COMPACT 3.0 NM, 100 K, 6000 RPM,1.02KW, NATURAL AIR COOLING, IM B5 (IM V1, IM V3) POWER/SIGNAL CONNECTORS CONN. CAN BE ROTATED BY 270 DEGR., BASIC ABSOLUTE ENCODER 32 P/REV (ENCODER A-32); PERFORMANCE REDUCTION BY 10% DUE TO ABSOLUTE ENCODER; PLAIN SHAFT, TOLERANCE N; WITH HOLDING BRAKE DEGREE OF PROTECTION IP65 IP67 D-END FLANGE; RAL7016 COATING; METALLIC RATING PLATE AT MOTOR | 2157 | TEM | 1 | MC | 5.502 | 1
1FK70425AK711KA0 | SIMOTICS S SYNCHRONOUS SERVOMOTORS 1FK7 COMPACT 3.0 NM, 100 K, 6000 RPM,1.02KW, NATURAL AIR COOLING, IM B5 (IM V1, IM V3) POWER/SIGNAL CONNECTORS CONN. CAN BE ROTATED BY 270 DEGR., BASIC ABSOLUTE ENCODER 32 P/REV (ENCODER A-32) WITH DRIVE-CLIQ INTERFACE; PERFORMANCE REDUCTION BY 10% DUE TO ABSOLUTE ENCODER; SHAFT WITH FITTED KEY, TOLERANCE N; W/O HOLDING BRAKE DEGREE OF PROTECTION IP64 | 1970 | TEM | 1 | MC | 4.903 | 1
1FK70425AK711KA2 | SIMOTICS S SYNCHRONOUS SERVOMOTORS 1FK7 COMPACT 3.0 NM, 100 K, 6000 RPM,1.02KW, NATURAL AIR COOLING, IM B5 (IM V1, IM V3) POWER/SIGNAL CONNECTORS CONN. CAN BE ROTATED BY 270 DEGR., BASIC ABSOLUTE ENCODER 32 P/REV (ENCODER A-32) WITH DRIVE-CLIQ INTERFACE; PERFORMANCE REDUCTION BY 10% DUE TO ABSOLUTE ENCODER; SHAFT WITH FITTED KEY, TOLERANCE N; W/O HOLDING BRAKE DEGREE OF PROTECTION IP65 FLANGE ON DRIVE END IP67 | 2071 | TEM | 1 | MC | 4.903 | 1
1FK70425AK711KA3 | SIMOTICS S SYNCHRONOUS SERVOMOTORS 1FK7 COMPACT 3.0 NM, 100 K, 6000 RPM,1.02KW, NATURAL AIR COOLING, IM B5 (IM V1, IM V3) POWER/SIGNAL CONNECTORS CONN. CAN BE ROTATED BY 270 DEGR., BASIC ABSOLUTE ENCODER 32 P/REV (ENCODER A-32) WITH DRIVE-CLIQ INTERFACE; PERFORMANCE REDUCTION BY 10% DUE TO ABSOLUTE ENCODER; SHAFT WITH FITTED KEY, TOLERANCE N; W/O HOLDING BRAKE DEGREE OF PROTECTION IP64; PAINT FINISH RAL7016 | 2019 | TEM | 1 | MC | 4.903 | 1
1FK70425AK711KA5 | SIMOTICS S SYNCHRONOUS SERVOMOTORS 1FK7 COMPACT 3.0 NM, 100 K, 6000 RPM,1.02KW, NATURAL AIR COOLING, IM B5 (IM V1, IM V3) POWER/SIGNAL CONNECTORS CONN. CAN BE ROTATED BY 270 DEGR., BASIC ABSOLUTE ENCODER 32 P/REV (ENCODER A-32) WITH DRIVE-CLIQ INTERFACE; PERFORMANCE REDUCTION BY 10% DUE TO ABSOLUTE ENCODER; SHAFT WITH FITTED KEY, TOLERANCE N; W/O HOLDING BRAKE DEGREE OF PROTECTION IP65 AS FLANGE IP67; PAINT FINISH RAL7016 | 2121 | TEM | 1 | MC | 4.903 | 1
1FK70425AK711KA8 | SIMOTICS S SYNCHRONOUS SERVOMOTORS 1FK7 COMPACT 3.0 NM, 100 K, 6000 RPM,1.02KW, NATURAL AIR COOLING, IM B5 (IM V1, IM V3) POWER/SIGNAL CONNECTORS CONN. CAN BE ROTATED BY 270 DEGR., BASIC ABSOLUTE ENCODER 32 P/REV (ENCODER A-32) WITH DRIVE-CLIQ INTERFACE; PERFORMANCE REDUCTION BY 10% DUE TO ABSOLUTE ENCODER; SHAFT WITH FITTED KEY, TOLERANCE N; W/O HOLDING BRAKE DEGREE OF PROTECTION IP65 IP67 D-END FLANGE; RAL7016 COATING; METALLIC RATING PLATE AT MOTOR | 2229 | TEM | 1 | MC | 4.903 | 1
1FK70425AK711KB0 | SIMOTICS S SYNCHRONOUS SERVOMOTORS 1FK7 COMPACT 3.0 NM, 100 K, 6000 RPM,1.02KW, NATURAL AIR COOLING, IM B5 (IM V1, IM V3) POWER/SIGNAL CONNECTORS CONN. CAN BE ROTATED BY 270 DEGR., BASIC ABSOLUTE ENCODER 32 P/REV (ENCODER A-32) WITH DRIVE-CLIQ INTERFACE; PERFORMANCE REDUCTION BY 10% DUE TO ABSOLUTE ENCODER; SHAFT WITH FITTED KEY, TOLERANCE N; WITH HOLDING BRAKE DEGREE OF PROTECTION IP64 | 2253 | TEM | 1 | MC | 5.502 | 1
1FK70425AK711KB2 | SIMOTICS S SYNCHRONOUS SERVOMOTORS 1FK7 COMPACT 3.0 NM, 100 K, 6000 RPM,1.02KW, NATURAL AIR COOLING, IM B5 (IM V1, IM V3) POWER/SIGNAL CONNECTORS CONN. CAN BE ROTATED BY 270 DEGR., BASIC ABSOLUTE ENCODER 32 P/REV (ENCODER A-32) WITH DRIVE-CLIQ INTERFACE; PERFORMANCE REDUCTION BY 10% DUE TO ABSOLUTE ENCODER; SHAFT WITH FITTED KEY, TOLERANCE N; WITH HOLDING BRAKE DEGREE OF PROTECTION IP65 FLANGE ON DRIVE END IP67 | 2355 | TEM | 1 | MC | 5.502 | 1
1FK70425AK711KB3 | SIMOTICS S SYNCHRONOUS SERVOMOTORS 1FK7 COMPACT 3.0 NM, 100 K, 6000 RPM,1.02KW, NATURAL AIR COOLING, IM B5 (IM V1, IM V3) POWER/SIGNAL CONNECTORS CONN. CAN BE ROTATED BY 270 DEGR., BASIC ABSOLUTE ENCODER 32 P/REV (ENCODER A-32) WITH DRIVE-CLIQ INTERFACE; PERFORMANCE REDUCTION BY 10% DUE TO ABSOLUTE ENCODER; SHAFT WITH FITTED KEY, TOLERANCE N; WITH HOLDING BRAKE DEGREE OF PROTECTION IP64; PAINT FINISH RAL7016 | 2302 | TEM | 1 | MC | 5.502 | 1
1FK70425AK711KB5 | SIMOTICS S SYNCHRONOUS SERVOMOTORS 1FK7 COMPACT 3.0 NM, 100 K, 6000 RPM,1.02KW, NATURAL AIR COOLING, IM B5 (IM V1, IM V3) POWER/SIGNAL CONNECTORS CONN. CAN BE ROTATED BY 270 DEGR., BASIC ABSOLUTE ENCODER 32 P/REV (ENCODER A-32) WITH DRIVE-CLIQ INTERFACE; PERFORMANCE REDUCTION BY 10% DUE TO ABSOLUTE ENCODER; SHAFT WITH FITTED KEY, TOLERANCE N; WITH HOLDING BRAKE DEGREE OF PROTECTION IP65 AS FLANGE IP67; PAINT FINISH RAL7016 | 2404 | TEM | 1 | MC | 5.502 | 1
1FK70425AK711KB8 | SIMOTICS S SYNCHRONOUS SERVOMOTORS 1FK7 COMPACT 3.0 NM, 100 K, 6000 RPM,1.02KW, NATURAL AIR COOLING, IM B5 (IM V1, IM V3) POWER/SIGNAL CONNECTORS CONN. CAN BE ROTATED BY 270 DEGR., BASIC ABSOLUTE ENCODER 32 P/REV (ENCODER A-32) WITH DRIVE-CLIQ INTERFACE; PERFORMANCE REDUCTION BY 10% DUE TO ABSOLUTE ENCODER; SHAFT WITH FITTED KEY, TOLERANCE N; WITH HOLDING BRAKE DEGREE OF PROTECTION IP65 IP67 D-END FLANGE; RAL7016 COATING; METALLIC RATING PLATE AT MOTOR | 2513 | TEM | 1 | MC | 5.502 | 1
1FK70425AK711KG0 | SIMOTICS S SYNCHRONOUS SERVOMOTORS 1FK7 COMPACT 3.0 NM, 100 K, 6000 RPM,1.02KW, NATURAL AIR COOLING, IM B5 (IM V1, IM V3) POWER/SIGNAL CONNECTORS CONN. CAN BE ROTATED BY 270 DEGR., BASIC ABSOLUTE ENCODER 32 P/REV (ENCODER A-32) WITH DRIVE-CLIQ INTERFACE; PERFORMANCE REDUCTION BY 10% DUE TO ABSOLUTE ENCODER; PLAIN SHAFT, TOLERANCE N; W/O HOLDING BRAKE DEGREE OF PROTECTION IP64 | 1876 | TEM | 1 | MC | 4.903 | 1
1FK70425AK711KG2 | SIMOTICS S SYNCHRONOUS SERVOMOTORS 1FK7 COMPACT 3.0 NM, 100 K, 6000 RPM,1.02KW, NATURAL AIR COOLING, IM B5 (IM V1, IM V3) POWER/SIGNAL CONNECTORS CONN. CAN BE ROTATED BY 270 DEGR., BASIC ABSOLUTE ENCODER 32 P/REV (ENCODER A-32) WITH DRIVE-CLIQ INTERFACE; PERFORMANCE REDUCTION BY 10% DUE TO ABSOLUTE ENCODER; PLAIN SHAFT, TOLERANCE N; W/O HOLDING BRAKE DEGREE OF PROTECTION IP65 FLANGE ON DRIVE END IP67 | 1978 | TEM | 1 | MC | 4.903 | 1
1FK70425AK711KG3 | SIMOTICS S SYNCHRONOUS SERVOMOTORS 1FK7 COMPACT 3.0 NM, 100 K, 6000 RPM,1.02KW, NATURAL AIR COOLING, IM B5 (IM V1, IM V3) POWER/SIGNAL CONNECTORS CONN. CAN BE ROTATED BY 270 DEGR., BASIC ABSOLUTE ENCODER 32 P/REV (ENCODER A-32) WITH DRIVE-CLIQ INTERFACE; PERFORMANCE REDUCTION BY 10% DUE TO ABSOLUTE ENCODER; PLAIN SHAFT, TOLERANCE N; W/O HOLDING BRAKE DEGREE OF PROTECTION IP64; PAINT FINISH RAL7016 | 1925 | TEM | 1 | MC | 4.903 | 1
1FK70425AK711KG5 | SIMOTICS S SYNCHRONOUS SERVOMOTORS 1FK7 COMPACT 3.0 NM, 100 K, 6000 RPM,1.02KW, NATURAL AIR COOLING, IM B5 (IM V1, IM V3) POWER/SIGNAL CONNECTORS CONN. CAN BE ROTATED BY 270 DEGR., BASIC ABSOLUTE ENCODER 32 P/REV (ENCODER A-32) WITH DRIVE-CLIQ INTERFACE; PERFORMANCE REDUCTION BY 10% DUE TO ABSOLUTE ENCODER; PLAIN SHAFT, TOLERANCE N; W/O HOLDING BRAKE DEGREE OF PROTECTION IP65 AS FLANGE IP67; PAINT FINISH RAL7016 | 2027 | TEM | 1 | MC | 4.903 | 1
1FK70425AK711KG8 | SIMOTICS S SYNCHRONOUS SERVOMOTORS 1FK7 COMPACT 3.0 NM, 100 K, 6000 RPM,1.02KW, NATURAL AIR COOLING, IM B5 (IM V1, IM V3) POWER/SIGNAL CONNECTORS CONN. CAN BE ROTATED BY 270 DEGR., BASIC ABSOLUTE ENCODER 32 P/REV (ENCODER A-32) WITH DRIVE-CLIQ INTERFACE; PERFORMANCE REDUCTION BY 10% DUE TO ABSOLUTE ENCODER; PLAIN SHAFT, TOLERANCE N; W/O HOLDING BRAKE DEGREE OF PROTECTION IP65 IP67 D-END FLANGE; RAL7016 COATING; METALLIC RATING PLATE AT MOTOR | 2136 | TEM | 1 | MC | 4.903 | 1
1FK70425AK711KH0 | SIMOTICS S SYNCHRONOUS SERVOMOTORS 1FK7 COMPACT 3.0 NM, 100 K, 6000 RPM,1.02KW, NATURAL AIR COOLING, IM B5 (IM V1, IM V3) POWER/SIGNAL CONNECTORS CONN. CAN BE ROTATED BY 270 DEGR., BASIC ABSOLUTE ENCODER 32 P/REV (ENCODER A-32) WITH DRIVE-CLIQ INTERFACE; PERFORMANCE REDUCTION BY 10% DUE TO ABSOLUTE ENCODER; PLAIN SHAFT, TOLERANCE N; WITH HOLDING BRAKE DEGREE OF PROTECTION IP64 | 2157 | TEM | 1 | MC | 5.502 | 1
1FK70425AK711KH2 | SIMOTICS S SYNCHRONOUS SERVOMOTORS 1FK7 COMPACT 3.0 NM, 100 K, 6000 RPM,1.02KW, NATURAL AIR COOLING, IM B5 (IM V1, IM V3) POWER/SIGNAL CONNECTORS CONN. CAN BE ROTATED BY 270 DEGR., BASIC ABSOLUTE ENCODER 32 P/REV (ENCODER A-32) WITH DRIVE-CLIQ INTERFACE; PERFORMANCE REDUCTION BY 10% DUE TO ABSOLUTE ENCODER; PLAIN SHAFT, TOLERANCE N; WITH HOLDING BRAKE DEGREE OF PROTECTION IP65 FLANGE ON DRIVE END IP67 | 2259 | TEM | 1 | MC | 5.502 | 1
1FK70425AK711KH3 | SIMOTICS S SYNCHRONOUS SERVOMOTORS 1FK7 COMPACT 3.0 NM, 100 K, 6000 RPM,1.02KW, NATURAL AIR COOLING, IM B5 (IM V1, IM V3) POWER/SIGNAL CONNECTORS CONN. CAN BE ROTATED BY 270 DEGR., BASIC ABSOLUTE ENCODER 32 P/REV (ENCODER A-32) WITH DRIVE-CLIQ INTERFACE; PERFORMANCE REDUCTION BY 10% DUE TO ABSOLUTE ENCODER; PLAIN SHAFT, TOLERANCE N; WITH HOLDING BRAKE DEGREE OF PROTECTION IP64; PAINT FINISH RAL7016 | 2206 | TEM | 1 | MC | 5.502 | 1
1FK70425AK711KH5 | SIMOTICS S SYNCHRONOUS SERVOMOTORS 1FK7 COMPACT 3.0 NM, 100 K, 6000 RPM,1.02KW, NATURAL AIR COOLING, IM B5 (IM V1, IM V3) POWER/SIGNAL CONNECTORS CONN. CAN BE ROTATED BY 270 DEGR., BASIC ABSOLUTE ENCODER 32 P/REV (ENCODER A-32) WITH DRIVE-CLIQ INTERFACE; PERFORMANCE REDUCTION BY 10% DUE TO ABSOLUTE ENCODER; PLAIN SHAFT, TOLERANCE N; WITH HOLDING BRAKE DEGREE OF PROTECTION IP65 AS FLANGE IP67; PAINT FINISH RAL7016 | 2308 | TEM | 1 | MC | 5.502 | 1
1FK70425AK711KH8 | SIMOTICS S SYNCHRONOUS SERVOMOTORS 1FK7 COMPACT 3.0 NM, 100 K, 6000 RPM,1.02KW, NATURAL AIR COOLING, IM B5 (IM V1, IM V3) POWER/SIGNAL CONNECTORS CONN. CAN BE ROTATED BY 270 DEGR., BASIC ABSOLUTE ENCODER 32 P/REV (ENCODER A-32) WITH DRIVE-CLIQ INTERFACE; PERFORMANCE REDUCTION BY 10% DUE TO ABSOLUTE ENCODER; PLAIN SHAFT, TOLERANCE N; WITH HOLDING BRAKE DEGREE OF PROTECTION IP65 IP67 D-END FLANGE; RAL7016 COATING; METALLIC RATING PLATE AT MOTOR | 2417 | TEM | 1 | MC | 5.502 | 1
1FK70425AK711PA0 | SIMOTICS S SYNCHRONOUS SERVOMOTORS 1FK7 COMPACT 3.0 NM, 100 K, 6000 RPM,1.02KW, NATURAL AIR COOLING, IM B5 (IM V1, IM V3) POWER/SIGNAL CONNECTORS CONN. CAN BE ROTATED BY 270 DEGR., RESOLVER 2-POLE (RESOLVER P=1) WITH DRIVE-CLIQ INTERFACE; SHAFT WITH FITTED KEY, TOLERANCE N; W/O HOLDING BRAKE DEGREE OF PROTECTION IP64 | 1494 | TEM | 1 | MC | 4.903 | 1
1FK70425AK711PA2 | SIMOTICS S SYNCHRONOUS SERVOMOTORS 1FK7 COMPACT 3.0 NM, 100 K, 6000 RPM,1.02KW, NATURAL AIR COOLING, IM B5 (IM V1, IM V3) POWER/SIGNAL CONNECTORS CONN. CAN BE ROTATED BY 270 DEGR., RESOLVER 2-POLE (RESOLVER P=1) WITH DRIVE-CLIQ INTERFACE; SHAFT WITH FITTED KEY, TOLERANCE N; W/O HOLDING BRAKE DEGREE OF PROTECTION IP65 FLANGE ON DRIVE END IP67 | 1596 | TEM | 1 | MC | 4.903 | 1
1FK70425AK711PA3 | SIMOTICS S SYNCHRONOUS SERVOMOTORS 1FK7 COMPACT 3.0 NM, 100 K, 6000 RPM,1.02KW, NATURAL AIR COOLING, IM B5 (IM V1, IM V3) POWER/SIGNAL CONNECTORS CONN. CAN BE ROTATED BY 270 DEGR., RESOLVER 2-POLE (RESOLVER P=1) WITH DRIVE-CLIQ INTERFACE; SHAFT WITH FITTED KEY, TOLERANCE N; W/O HOLDING BRAKE DEGREE OF PROTECTION IP64; PAINT FINISH RAL7016 | 1544 | TEM | 1 | MC | 4.903 | 1
1FK70425AK711PA5 | SIMOTICS S SYNCHRONOUS SERVOMOTORS 1FK7 COMPACT 3.0 NM, 100 K, 6000 RPM,1.02KW, NATURAL AIR COOLING, IM B5 (IM V1, IM V3) POWER/SIGNAL CONNECTORS CONN. CAN BE ROTATED BY 270 DEGR., RESOLVER 2-POLE (RESOLVER P=1) WITH DRIVE-CLIQ INTERFACE; SHAFT WITH FITTED KEY, TOLERANCE N; W/O HOLDING BRAKE DEGREE OF PROTECTION IP65 AS FLANGE IP67; PAINT FINISH RAL7016 | 1645 | TEM | 1 | MC | 4.903 | 1
1FK70425AK711PA8 | SIMOTICS S SYNCHRONOUS SERVOMOTORS 1FK7 COMPACT 3.0 NM, 100 K, 6000 RPM,1.02KW, NATURAL AIR COOLING, IM B5 (IM V1, IM V3) POWER/SIGNAL CONNECTORS CONN. CAN BE ROTATED BY 270 DEGR., RESOLVER 2-POLE (RESOLVER P=1) WITH DRIVE-CLIQ INTERFACE; SHAFT WITH FITTED KEY, TOLERANCE N; W/O HOLDING BRAKE DEGREE OF PROTECTION IP65 IP67 D-END FLANGE; RAL7016 COATING; METALLIC RATING PLATE AT MOTOR | 1754 | TEM | 1 | MC | 4.903 | 1
1FK70425AK711PB0 | SIMOTICS S SYNCHRONOUS SERVOMOTORS 1FK7 COMPACT 3.0 NM, 100 K, 6000 RPM,1.02KW, NATURAL AIR COOLING, IM B5 (IM V1, IM V3) POWER/SIGNAL CONNECTORS CONN. CAN BE ROTATED BY 270 DEGR., RESOLVER 2-POLE (RESOLVER P=1) WITH DRIVE-CLIQ INTERFACE; SHAFT WITH FITTED KEY, TOLERANCE N; WITH HOLDING BRAKE DEGREE OF PROTECTION IP64 | 1778 | TEM | 1 | MC | 5.502 | 1
1FK70425AK711PB2 | SIMOTICS S SYNCHRONOUS SERVOMOTORS 1FK7 COMPACT 3.0 NM, 100 K, 6000 RPM,1.02KW, NATURAL AIR COOLING, IM B5 (IM V1, IM V3) POWER/SIGNAL CONNECTORS CONN. CAN BE ROTATED BY 270 DEGR., RESOLVER 2-POLE (RESOLVER P=1) WITH DRIVE-CLIQ INTERFACE; SHAFT WITH FITTED KEY, TOLERANCE N; WITH HOLDING BRAKE DEGREE OF PROTECTION IP65 FLANGE ON DRIVE END IP67 | 1879 | TEM | 1 | MC | 5.502 | 1
1FK70425AK711PB3 | SIMOTICS S SYNCHRONOUS SERVOMOTORS 1FK7 COMPACT 3.0 NM, 100 K, 6000 RPM,1.02KW, NATURAL AIR COOLING, IM B5 (IM V1, IM V3) POWER/SIGNAL CONNECTORS CONN. CAN BE ROTATED BY 270 DEGR., RESOLVER 2-POLE (RESOLVER P=1) WITH DRIVE-CLIQ INTERFACE; SHAFT WITH FITTED KEY, TOLERANCE N; WITH HOLDING BRAKE DEGREE OF PROTECTION IP64; PAINT FINISH RAL7016 | 1827 | TEM | 1 | MC | 5.502 | 1
1FK70425AK711PB5 | SIMOTICS S SYNCHRONOUS SERVOMOTORS 1FK7 COMPACT 3.0 NM, 100 K, 6000 RPM,1.02KW, NATURAL AIR COOLING, IM B5 (IM V1, IM V3) POWER/SIGNAL CONNECTORS CONN. CAN BE ROTATED BY 270 DEGR., RESOLVER 2-POLE (RESOLVER P=1) WITH DRIVE-CLIQ INTERFACE; SHAFT WITH FITTED KEY, TOLERANCE N; WITH HOLDING BRAKE DEGREE OF PROTECTION IP65 AS FLANGE IP67; PAINT FINISH RAL7016 | 1929 | TEM | 1 | MC | 5.502 | 1
1FK70425AK711PB8 | SIMOTICS S SYNCHRONOUS SERVOMOTORS 1FK7 COMPACT 3.0 NM, 100 K, 6000 RPM,1.02KW, NATURAL AIR COOLING, IM B5 (IM V1, IM V3) POWER/SIGNAL CONNECTORS CONN. CAN BE ROTATED BY 270 DEGR., RESOLVER 2-POLE (RESOLVER P=1) WITH DRIVE-CLIQ INTERFACE; SHAFT WITH FITTED KEY, TOLERANCE N; WITH HOLDING BRAKE DEGREE OF PROTECTION IP65 IP67 D-END FLANGE; RAL7016 COATING; METALLIC RATING PLATE AT MOTOR | 2037 | TEM | 1 | MC | 5.502 | 1
1FK70425AK711PG0 | SIMOTICS S SYNCHRONOUS SERVOMOTORS 1FK7 COMPACT 3.0 NM, 100 K, 6000 RPM,1.02KW, NATURAL AIR COOLING, IM B5 (IM V1, IM V3) POWER/SIGNAL CONNECTORS CONN. CAN BE ROTATED BY 270 DEGR., RESOLVER 2-POLE (RESOLVER P=1) WITH DRIVE-CLIQ INTERFACE; PLAIN SHAFT, TOLERANCE N; W/O HOLDING BRAKE DEGREE OF PROTECTION IP64 | 1401 | TEM | 1 | MC | 4.903 | 1
1FK70425AK711PG2 | SIMOTICS S SYNCHRONOUS SERVOMOTORS 1FK7 COMPACT 3.0 NM, 100 K, 6000 RPM,1.02KW, NATURAL AIR COOLING, IM B5 (IM V1, IM V3) POWER/SIGNAL CONNECTORS CONN. CAN BE ROTATED BY 270 DEGR., RESOLVER 2-POLE (RESOLVER P=1) WITH DRIVE-CLIQ INTERFACE; PLAIN SHAFT, TOLERANCE N; W/O HOLDING BRAKE DEGREE OF PROTECTION IP65 FLANGE ON DRIVE END IP67 | 1502 | TEM | 1 | MC | 4.903 | 1
1FK70425AK711PG3 | SIMOTICS S SYNCHRONOUS SERVOMOTORS 1FK7 COMPACT 3.0 NM, 100 K, 6000 RPM,1.02KW, NATURAL AIR COOLING, IM B5 (IM V1, IM V3) POWER/SIGNAL CONNECTORS CONN. CAN BE ROTATED BY 270 DEGR., RESOLVER 2-POLE (RESOLVER P=1) WITH DRIVE-CLIQ INTERFACE; PLAIN SHAFT, TOLERANCE N; W/O HOLDING BRAKE DEGREE OF PROTECTION IP64; PAINT FINISH RAL7016 | 1450 | TEM | 1 | MC | 4.903 | 1
1FK70425AK711PG5 | SIMOTICS S SYNCHRONOUS SERVOMOTORS 1FK7 COMPACT 3.0 NM, 100 K, 6000 RPM,1.02KW, NATURAL AIR COOLING, IM B5 (IM V1, IM V3) POWER/SIGNAL CONNECTORS CONN. CAN BE ROTATED BY 270 DEGR., RESOLVER 2-POLE (RESOLVER P=1) WITH DRIVE-CLIQ INTERFACE; PLAIN SHAFT, TOLERANCE N; W/O HOLDING BRAKE DEGREE OF PROTECTION IP65 AS FLANGE IP67; PAINT FINISH RAL7016 | 1551 | TEM | 1 | MC | 4.903 | 1
1FK70425AK711PG8 | SIMOTICS S SYNCHRONOUS SERVOMOTORS 1FK7 COMPACT 3.0 NM, 100 K, 6000 RPM,1.02KW, NATURAL AIR COOLING, IM B5 (IM V1, IM V3) POWER/SIGNAL CONNECTORS CONN. CAN BE ROTATED BY 270 DEGR., RESOLVER 2-POLE (RESOLVER P=1) WITH DRIVE-CLIQ INTERFACE; PLAIN SHAFT, TOLERANCE N; W/O HOLDING BRAKE DEGREE OF PROTECTION IP65 IP67 D-END FLANGE; RAL7016 COATING; METALLIC RATING PLATE AT MOTOR | 1660 | TEM | 1 | MC | 4.903 | 1
1FK70425AK711PH0 | SIMOTICS S SYNCHRONOUS SERVOMOTORS 1FK7 COMPACT 3.0 NM, 100 K, 6000 RPM,1.02KW, NATURAL AIR COOLING, IM B5 (IM V1, IM V3) POWER/SIGNAL CONNECTORS CONN. CAN BE ROTATED BY 270 DEGR., RESOLVER 2-POLE (RESOLVER P=1) WITH DRIVE-CLIQ INTERFACE; PLAIN SHAFT, TOLERANCE N; WITH HOLDING BRAKE DEGREE OF PROTECTION IP64 | 1682 | TEM | 1 | MC | 5.502 | 1
1FK70425AK711PH2 | SIMOTICS S SYNCHRONOUS SERVOMOTORS 1FK7 COMPACT 3.0 NM, 100 K, 6000 RPM,1.02KW, NATURAL AIR COOLING, IM B5 (IM V1, IM V3) POWER/SIGNAL CONNECTORS CONN. CAN BE ROTATED BY 270 DEGR., RESOLVER 2-POLE (RESOLVER P=1) WITH DRIVE-CLIQ INTERFACE; PLAIN SHAFT, TOLERANCE N; WITH HOLDING BRAKE DEGREE OF PROTECTION IP65 FLANGE ON DRIVE END IP67 | 1783 | TEM | 1 | MC | 5.502 | 1
1FK70425AK711PH3 | SIMOTICS S SYNCHRONOUS SERVOMOTORS 1FK7 COMPACT 3.0 NM, 100 K, 6000 RPM,1.02KW, NATURAL AIR COOLING, IM B5 (IM V1, IM V3) POWER/SIGNAL CONNECTORS CONN. CAN BE ROTATED BY 270 DEGR., RESOLVER 2-POLE (RESOLVER P=1) WITH DRIVE-CLIQ INTERFACE; PLAIN SHAFT, TOLERANCE N; WITH HOLDING BRAKE DEGREE OF PROTECTION IP64; PAINT FINISH RAL7016 | 1731 | TEM | 1 | MC | 5.502 | 1
1FK70425AK711PH5 | SIMOTICS S SYNCHRONOUS SERVOMOTORS 1FK7 COMPACT 3.0 NM, 100 K, 6000 RPM,1.02KW, NATURAL AIR COOLING, IM B5 (IM V1, IM V3) POWER/SIGNAL CONNECTORS CONN. CAN BE ROTATED BY 270 DEGR., RESOLVER 2-POLE (RESOLVER P=1) WITH DRIVE-CLIQ INTERFACE; PLAIN SHAFT, TOLERANCE N; WITH HOLDING BRAKE DEGREE OF PROTECTION IP65 AS FLANGE IP67; PAINT FINISH RAL7016 | 1832 | TEM | 1 | MC | 5.502 | 1
1FK70425AK711PH8 | SIMOTICS S SYNCHRONOUS SERVOMOTORS 1FK7 COMPACT 3.0 NM, 100 K, 6000 RPM,1.02KW, NATURAL AIR COOLING, IM B5 (IM V1, IM V3) POWER/SIGNAL CONNECTORS CONN. CAN BE ROTATED BY 270 DEGR., RESOLVER 2-POLE (RESOLVER P=1) WITH DRIVE-CLIQ INTERFACE; PLAIN SHAFT, TOLERANCE N; WITH HOLDING BRAKE DEGREE OF PROTECTION IP65 IP67 D-END FLANGE; RAL7016 COATING; METALLIC RATING PLATE AT MOTOR | 1941 | TEM | 1 | MC | 5.502 | 1
1FK70425AK711SA0 | SIMOTICS S SYNCHRONOUS SERVOMOTORS 1FK7 COMPACT 3.0 NM, 100 K, 6000 RPM,1.02KW, NATURAL AIR COOLING, IM B5 (IM V1, IM V3) POWER/SIGNAL CONNECTORS CONN. CAN BE ROTATED BY 270 DEGR., RESOLVER MULTI-POLE (RESOLVER P=4); SHAFT WITH FITTED KEY, TOLERANCE N; W/O HOLDING BRAKE DEGREE OF PROTECTION IP64 | 1233 | TEM | 1 | MC | 4.903 | 1
1FK70425AK711SA2 | SIMOTICS S SYNCHRONOUS SERVOMOTORS 1FK7 COMPACT 3.0 NM, 100 K, 6000 RPM,1.02KW, NATURAL AIR COOLING, IM B5 (IM V1, IM V3) POWER/SIGNAL CONNECTORS CONN. CAN BE ROTATED BY 270 DEGR., RESOLVER MULTI-POLE (RESOLVER P=4); SHAFT WITH FITTED KEY, TOLERANCE N; W/O HOLDING BRAKE DEGREE OF PROTECTION IP65 FLANGE ON DRIVE END IP67 | 1334 | TEM | 1 | MC | 4.903 | 1
1FK70425AK711SA3 | SIMOTICS S SYNCHRONOUS SERVOMOTORS 1FK7 COMPACT 3.0 NM, 100 K, 6000 RPM,1.02KW, NATURAL AIR COOLING, IM B5 (IM V1, IM V3) POWER/SIGNAL CONNECTORS CONN. CAN BE ROTATED BY 270 DEGR., RESOLVER MULTI-POLE (RESOLVER P=4); SHAFT WITH FITTED KEY, TOLERANCE N; W/O HOLDING BRAKE DEGREE OF PROTECTION IP64; PAINT FINISH RAL7016 | 1282 | TEM | 1 | MC | 4.903 | 1
1FK70425AK711SA5 | SIMOTICS S SYNCHRONOUS SERVOMOTORS 1FK7 COMPACT 3.0 NM, 100 K, 6000 RPM,1.02KW, NATURAL AIR COOLING, IM B5 (IM V1, IM V3) POWER/SIGNAL CONNECTORS CONN. CAN BE ROTATED BY 270 DEGR., RESOLVER MULTI-POLE (RESOLVER P=4); SHAFT WITH FITTED KEY, TOLERANCE N; W/O HOLDING BRAKE DEGREE OF PROTECTION IP65 AS FLANGE IP67; PAINT FINISH RAL7016 | 1383 | TEM | 1 | MC | 4.903 | 1
1FK70425AK711SA8 | SIMOTICS S SYNCHRONOUS SERVOMOTORS 1FK7 COMPACT 3.0 NM, 100 K, 6000 RPM,1.02KW, NATURAL AIR COOLING, IM B5 (IM V1, IM V3) POWER/SIGNAL CONNECTORS CONN. CAN BE ROTATED BY 270 DEGR., RESOLVER MULTI-POLE (RESOLVER P=4); SHAFT WITH FITTED KEY, TOLERANCE N; W/O HOLDING BRAKE DEGREE OF PROTECTION IP65 IP67 D-END FLANGE; RAL7016 COATING; METALLIC RATING PLATE AT MOTOR | 1492 | TEM | 1 | MC | 4.903 | 1
1FK70425AK711SB0 | SIMOTICS S SYNCHRONOUS SERVOMOTORS 1FK7 COMPACT 3.0 NM, 100 K, 6000 RPM,1.02KW, NATURAL AIR COOLING, IM B5 (IM V1, IM V3) POWER/SIGNAL CONNECTORS CONN. CAN BE ROTATED BY 270 DEGR., RESOLVER MULTI-POLE (RESOLVER P=4); SHAFT WITH FITTED KEY, TOLERANCE N; WITH HOLDING BRAKE DEGREE OF PROTECTION IP64 | 1516 | TEM | 1 | MC | 5.502 | 1
1FK70425AK711SB2 | SIMOTICS S SYNCHRONOUS SERVOMOTORS 1FK7 COMPACT 3.0 NM, 100 K, 6000 RPM,1.02KW, NATURAL AIR COOLING, IM B5 (IM V1, IM V3) POWER/SIGNAL CONNECTORS CONN. CAN BE ROTATED BY 270 DEGR., RESOLVER MULTI-POLE (RESOLVER P=4); SHAFT WITH FITTED KEY, TOLERANCE N; WITH HOLDING BRAKE DEGREE OF PROTECTION IP65 FLANGE ON DRIVE END IP67 | 1618 | TEM | 1 | MC | 5.502 | 1
1FK70425AK711SB3 | SIMOTICS S SYNCHRONOUS SERVOMOTORS 1FK7 COMPACT 3.0 NM, 100 K, 6000 RPM,1.02KW, NATURAL AIR COOLING, IM B5 (IM V1, IM V3) POWER/SIGNAL CONNECTORS CONN. CAN BE ROTATED BY 270 DEGR., RESOLVER MULTI-POLE (RESOLVER P=4); SHAFT WITH FITTED KEY, TOLERANCE N; WITH HOLDING BRAKE DEGREE OF PROTECTION IP64; PAINT FINISH RAL7016 | 1565 | TEM | 1 | MC | 5.502 | 1
1FK70425AK711SB5 | SIMOTICS S SYNCHRONOUS SERVOMOTORS 1FK7 COMPACT 3.0 NM, 100 K, 6000 RPM,1.02KW, NATURAL AIR COOLING, IM B5 (IM V1, IM V3) POWER/SIGNAL CONNECTORS CONN. CAN BE ROTATED BY 270 DEGR., RESOLVER MULTI-POLE (RESOLVER P=4); SHAFT WITH FITTED KEY, TOLERANCE N; WITH HOLDING BRAKE DEGREE OF PROTECTION IP65 AS FLANGE IP67; PAINT FINISH RAL7016 | 1667 | TEM | 1 | MC | 5.502 | 1
1FK70425AK711SB8 | SIMOTICS S SYNCHRONOUS SERVOMOTORS 1FK7 COMPACT 3.0 NM, 100 K, 6000 RPM,1.02KW, NATURAL AIR COOLING, IM B5 (IM V1, IM V3) POWER/SIGNAL CONNECTORS CONN. CAN BE ROTATED BY 270 DEGR., RESOLVER MULTI-POLE (RESOLVER P=4); SHAFT WITH FITTED KEY, TOLERANCE N; WITH HOLDING BRAKE DEGREE OF PROTECTION IP65 IP67 D-END FLANGE; RAL7016 COATING; METALLIC RATING PLATE AT MOTOR | 1775 | TEM | 1 | MC | 5.502 | 1
1FK70425AK711SG0 | SIMOTICS S SYNCHRONOUS SERVOMOTORS 1FK7 COMPACT 3.0 NM, 100 K, 6000 RPM,1.02KW, NATURAL AIR COOLING, IM B5 (IM V1, IM V3) POWER/SIGNAL CONNECTORS CONN. CAN BE ROTATED BY 270 DEGR., RESOLVER MULTI-POLE (RESOLVER P=4); PLAIN SHAFT, TOLERANCE N; W/O HOLDING BRAKE DEGREE OF PROTECTION IP64 | 1139 | TEM | 1 | MC | 4.903 | 1
1FK70425AK711SG2 | SIMOTICS S SYNCHRONOUS SERVOMOTORS 1FK7 COMPACT 3.0 NM, 100 K, 6000 RPM,1.02KW, NATURAL AIR COOLING, IM B5 (IM V1, IM V3) POWER/SIGNAL CONNECTORS CONN. CAN BE ROTATED BY 270 DEGR., RESOLVER MULTI-POLE (RESOLVER P=4); PLAIN SHAFT, TOLERANCE N; W/O HOLDING BRAKE DEGREE OF PROTECTION IP65 FLANGE ON DRIVE END IP67 | 1240 | TEM | 1 | MC | 4.903 | 1
1FK70425AK711SG3 | SIMOTICS S SYNCHRONOUS SERVOMOTORS 1FK7 COMPACT 3.0 NM, 100 K, 6000 RPM,1.02KW, NATURAL AIR COOLING, IM B5 (IM V1, IM V3) POWER/SIGNAL CONNECTORS CONN. CAN BE ROTATED BY 270 DEGR., RESOLVER MULTI-POLE (RESOLVER P=4); PLAIN SHAFT, TOLERANCE N; W/O HOLDING BRAKE DEGREE OF PROTECTION IP64; PAINT FINISH RAL7016 | 1188 | TEM | 1 | MC | 4.903 | 1
1FK70425AK711SG5 | SIMOTICS S SYNCHRONOUS SERVOMOTORS 1FK7 COMPACT 3.0 NM, 100 K, 6000 RPM,1.02KW, NATURAL AIR COOLING, IM B5 (IM V1, IM V3) POWER/SIGNAL CONNECTORS CONN. CAN BE ROTATED BY 270 DEGR., RESOLVER MULTI-POLE (RESOLVER P=4); PLAIN SHAFT, TOLERANCE N; W/O HOLDING BRAKE DEGREE OF PROTECTION IP65 AS FLANGE IP67; PAINT FINISH RAL7016 | 1290 | TEM | 1 | MC | 4.903 | 1
1FK70425AK711SG8 | SIMOTICS S SYNCHRONOUS SERVOMOTORS 1FK7 COMPACT 3.0 NM, 100 K, 6000 RPM,1.02KW, NATURAL AIR COOLING, IM B5 (IM V1, IM V3) POWER/SIGNAL CONNECTORS CONN. CAN BE ROTATED BY 270 DEGR., RESOLVER MULTI-POLE (RESOLVER P=4); PLAIN SHAFT, TOLERANCE N; W/O HOLDING BRAKE DEGREE OF PROTECTION IP65 IP67 D-END FLANGE; RAL7016 COATING; METALLIC RATING PLATE AT MOTOR | 1398 | TEM | 1 | MC | 4.903 | 1
1FK70425AK711SH0 | SIMOTICS S SYNCHRONOUS SERVOMOTORS 1FK7 COMPACT 3.0 NM, 100 K, 6000 RPM,1.02KW, NATURAL AIR COOLING, IM B5 (IM V1, IM V3) POWER/SIGNAL CONNECTORS CONN. CAN BE ROTATED BY 270 DEGR., RESOLVER MULTI-POLE (RESOLVER P=4); PLAIN SHAFT, TOLERANCE N; WITH HOLDING BRAKE DEGREE OF PROTECTION IP64 | 1420 | TEM | 1 | MC | 5.502 | 1
1FK70425AK711SH2 | SIMOTICS S SYNCHRONOUS SERVOMOTORS 1FK7 COMPACT 3.0 NM, 100 K, 6000 RPM,1.02KW, NATURAL AIR COOLING, IM B5 (IM V1, IM V3) POWER/SIGNAL CONNECTORS CONN. CAN BE ROTATED BY 270 DEGR., RESOLVER MULTI-POLE (RESOLVER P=4); PLAIN SHAFT, TOLERANCE N; WITH HOLDING BRAKE DEGREE OF PROTECTION IP65 FLANGE ON DRIVE END IP67 | 1521 | TEM | 1 | MC | 5.502 | 1
1FK70425AK711SH3 | SIMOTICS S SYNCHRONOUS SERVOMOTORS 1FK7 COMPACT 3.0 NM, 100 K, 6000 RPM,1.02KW, NATURAL AIR COOLING, IM B5 (IM V1, IM V3) POWER/SIGNAL CONNECTORS CONN. CAN BE ROTATED BY 270 DEGR., RESOLVER MULTI-POLE (RESOLVER P=4); PLAIN SHAFT, TOLERANCE N; WITH HOLDING BRAKE DEGREE OF PROTECTION IP64; PAINT FINISH RAL7016 | 1469 | TEM | 1 | MC | 5.502 | 1
1FK70425AK711SH5 | SIMOTICS S SYNCHRONOUS SERVOMOTORS 1FK7 COMPACT 3.0 NM, 100 K, 6000 RPM,1.02KW, NATURAL AIR COOLING, IM B5 (IM V1, IM V3) POWER/SIGNAL CONNECTORS CONN. CAN BE ROTATED BY 270 DEGR., RESOLVER MULTI-POLE (RESOLVER P=4); PLAIN SHAFT, TOLERANCE N; WITH HOLDING BRAKE DEGREE OF PROTECTION IP65 AS FLANGE IP67; PAINT FINISH RAL7016 | 1571 | TEM | 1 | MC | 5.502 | 1
1FK70425AK711SH8 | SIMOTICS S SYNCHRONOUS SERVOMOTORS 1FK7 COMPACT 3.0 NM, 100 K, 6000 RPM,1.02KW, NATURAL AIR COOLING, IM B5 (IM V1, IM V3) POWER/SIGNAL CONNECTORS CONN. CAN BE ROTATED BY 270 DEGR., RESOLVER MULTI-POLE (RESOLVER P=4); PLAIN SHAFT, TOLERANCE N; WITH HOLDING BRAKE DEGREE OF PROTECTION IP65 IP67 D-END FLANGE; RAL7016 COATING; METALLIC RATING PLATE AT MOTOR | 1679 | TEM | 1 | MC | 5.502 | 1
1FK70425AK711TA0 | SIMOTICS S SYNCHRONOUS SERVOMOTORS 1FK7 COMPACT 3.0 NM, 100 K, 6000 RPM,1.02KW, NATURAL AIR COOLING, IM B5 (IM V1, IM V3) POWER/SIGNAL CONNECTORS CONN. CAN BE ROTATED BY 270 DEGR., RESOLVER 2-POLE (RESOLVER P=1); SHAFT WITH FITTED KEY, TOLERANCE N; W/O HOLDING BRAKE DEGREE OF PROTECTION IP64 | 1233 | TEM | 1 | MC | 4.903 | 1
1FK70425AK711TA2 | SIMOTICS S SYNCHRONOUS SERVOMOTORS 1FK7 COMPACT 3.0 NM, 100 K, 6000 RPM,1.02KW, NATURAL AIR COOLING, IM B5 (IM V1, IM V3) POWER/SIGNAL CONNECTORS CONN. CAN BE ROTATED BY 270 DEGR., RESOLVER 2-POLE (RESOLVER P=1); SHAFT WITH FITTED KEY, TOLERANCE N; W/O HOLDING BRAKE DEGREE OF PROTECTION IP65 FLANGE ON DRIVE END IP67 | 1334 | TEM | 1 | MC | 4.903 | 1
1FK70425AK711TA3 | SIMOTICS S SYNCHRONOUS SERVOMOTORS 1FK7 COMPACT 3.0 NM, 100 K, 6000 RPM,1.02KW, NATURAL AIR COOLING, IM B5 (IM V1, IM V3) POWER/SIGNAL CONNECTORS CONN. CAN BE ROTATED BY 270 DEGR., RESOLVER 2-POLE (RESOLVER P=1); SHAFT WITH FITTED KEY, TOLERANCE N; W/O HOLDING BRAKE DEGREE OF PROTECTION IP64; PAINT FINISH RAL7016 | 1282 | TEM | 1 | MC | 4.903 | 1
1FK70425AK711TA5 | SIMOTICS S SYNCHRONOUS SERVOMOTORS 1FK7 COMPACT 3.0 NM, 100 K, 6000 RPM,1.02KW, NATURAL AIR COOLING, IM B5 (IM V1, IM V3) POWER/SIGNAL CONNECTORS CONN. CAN BE ROTATED BY 270 DEGR., RESOLVER 2-POLE (RESOLVER P=1); SHAFT WITH FITTED KEY, TOLERANCE N; W/O HOLDING BRAKE DEGREE OF PROTECTION IP65 AS FLANGE IP67; PAINT FINISH RAL7016 | 1383 | TEM | 1 | MC | 4.903 | 1
1FK70425AK711TA8 | SIMOTICS S SYNCHRONOUS SERVOMOTORS 1FK7 COMPACT 3.0 NM, 100 K, 6000 RPM,1.02KW, NATURAL AIR COOLING, IM B5 (IM V1, IM V3) POWER/SIGNAL CONNECTORS CONN. CAN BE ROTATED BY 270 DEGR., RESOLVER 2-POLE (RESOLVER P=1); SHAFT WITH FITTED KEY, TOLERANCE N; W/O HOLDING BRAKE DEGREE OF PROTECTION IP65 IP67 D-END FLANGE; RAL7016 COATING; METALLIC RATING PLATE AT MOTOR | 1492 | TEM | 1 | MC | 4.903 | 1
1FK70425AK711TB0 | SIMOTICS S SYNCHRONOUS SERVOMOTORS 1FK7 COMPACT 3.0 NM, 100 K, 6000 RPM,1.02KW, NATURAL AIR COOLING, IM B5 (IM V1, IM V3) POWER/SIGNAL CONNECTORS CONN. CAN BE ROTATED BY 270 DEGR., RESOLVER 2-POLE (RESOLVER P=1); SHAFT WITH FITTED KEY, TOLERANCE N; WITH HOLDING BRAKE DEGREE OF PROTECTION IP64 | 1516 | TEM | 1 | MC | 5.502 | 1
1FK70425AK711TB2 | SIMOTICS S SYNCHRONOUS SERVOMOTORS 1FK7 COMPACT 3.0 NM, 100 K, 6000 RPM,1.02KW, NATURAL AIR COOLING, IM B5 (IM V1, IM V3) POWER/SIGNAL CONNECTORS CONN. CAN BE ROTATED BY 270 DEGR., RESOLVER 2-POLE (RESOLVER P=1); SHAFT WITH FITTED KEY, TOLERANCE N; WITH HOLDING BRAKE DEGREE OF PROTECTION IP65 FLANGE ON DRIVE END IP67 | 1618 | TEM | 1 | MC | 5.502 | 1
1FK70425AK711TB3 | SIMOTICS S SYNCHRONOUS SERVOMOTORS 1FK7 COMPACT 3.0 NM, 100 K, 6000 RPM,1.02KW, NATURAL AIR COOLING, IM B5 (IM V1, IM V3) POWER/SIGNAL CONNECTORS CONN. CAN BE ROTATED BY 270 DEGR., RESOLVER 2-POLE (RESOLVER P=1); SHAFT WITH FITTED KEY, TOLERANCE N; WITH HOLDING BRAKE DEGREE OF PROTECTION IP64; PAINT FINISH RAL7016 | 1565 | TEM | 1 | MC | 5.502 | 1
1FK70425AK711TB5 | SIMOTICS S SYNCHRONOUS SERVOMOTORS 1FK7 COMPACT 3.0 NM, 100 K, 6000 RPM,1.02KW, NATURAL AIR COOLING, IM B5 (IM V1, IM V3) POWER/SIGNAL CONNECTORS CONN. CAN BE ROTATED BY 270 DEGR., RESOLVER 2-POLE (RESOLVER P=1); SHAFT WITH FITTED KEY, TOLERANCE N; WITH HOLDING BRAKE DEGREE OF PROTECTION IP65 AS FLANGE IP67; PAINT FINISH RAL7016 | 1667 | TEM | 1 | MC | 5.502 | 1
1FK70425AK711TB8 | SIMOTICS S SYNCHRONOUS SERVOMOTORS 1FK7 COMPACT 3.0 NM, 100 K, 6000 RPM,1.02KW, NATURAL AIR COOLING, IM B5 (IM V1, IM V3) POWER/SIGNAL CONNECTORS CONN. CAN BE ROTATED BY 270 DEGR., RESOLVER 2-POLE (RESOLVER P=1); SHAFT WITH FITTED KEY, TOLERANCE N; WITH HOLDING BRAKE DEGREE OF PROTECTION IP65 IP67 D-END FLANGE; RAL7016 COATING; METALLIC RATING PLATE AT MOTOR | 1775 | TEM | 1 | MC | 5.502 | 1
1FK70425AK711TG0 | SIMOTICS S SYNCHRONOUS SERVOMOTORS 1FK7 COMPACT 3.0 NM, 100 K, 6000 RPM,1.02KW, NATURAL AIR COOLING, IM B5 (IM V1, IM V3) POWER/SIGNAL CONNECTORS CONN. CAN BE ROTATED BY 270 DEGR., RESOLVER 2-POLE (RESOLVER P=1); PLAIN SHAFT, TOLERANCE N; W/O HOLDING BRAKE DEGREE OF PROTECTION IP64 | 1139 | TEM | 1 | MC | 4.903 | 1
1FK70425AK711TG2 | SIMOTICS S SYNCHRONOUS SERVOMOTORS 1FK7 COMPACT 3.0 NM, 100 K, 6000 RPM,1.02KW, NATURAL AIR COOLING, IM B5 (IM V1, IM V3) POWER/SIGNAL CONNECTORS CONN. CAN BE ROTATED BY 270 DEGR., RESOLVER 2-POLE (RESOLVER P=1); PLAIN SHAFT, TOLERANCE N; W/O HOLDING BRAKE DEGREE OF PROTECTION IP65 FLANGE ON DRIVE END IP67 | 1240 | TEM | 1 | MC | 4.903 | 1
1FK70425AK711TG3 | SIMOTICS S SYNCHRONOUS SERVOMOTORS 1FK7 COMPACT 3.0 NM, 100 K, 6000 RPM,1.02KW, NATURAL AIR COOLING, IM B5 (IM V1, IM V3) POWER/SIGNAL CONNECTORS CONN. CAN BE ROTATED BY 270 DEGR., RESOLVER 2-POLE (RESOLVER P=1); PLAIN SHAFT, TOLERANCE N; W/O HOLDING BRAKE DEGREE OF PROTECTION IP64; PAINT FINISH RAL7016 | 1188 | TEM | 1 | MC | 4.903 | 1
1FK70425AK711TG5 | SIMOTICS S SYNCHRONOUS SERVOMOTORS 1FK7 COMPACT 3.0 NM, 100 K, 6000 RPM,1.02KW, NATURAL AIR COOLING, IM B5 (IM V1, IM V3) POWER/SIGNAL CONNECTORS CONN. CAN BE ROTATED BY 270 DEGR., RESOLVER 2-POLE (RESOLVER P=1); PLAIN SHAFT, TOLERANCE N; W/O HOLDING BRAKE DEGREE OF PROTECTION IP65 AS FLANGE IP67; PAINT FINISH RAL7016 | 1290 | TEM | 1 | MC | 4.903 | 1
1FK70425AK711TG8 | SIMOTICS S SYNCHRONOUS SERVOMOTORS 1FK7 COMPACT 3.0 NM, 100 K, 6000 RPM,1.02KW, NATURAL AIR COOLING, IM B5 (IM V1, IM V3) POWER/SIGNAL CONNECTORS CONN. CAN BE ROTATED BY 270 DEGR., RESOLVER 2-POLE (RESOLVER P=1); PLAIN SHAFT, TOLERANCE N; W/O HOLDING BRAKE DEGREE OF PROTECTION IP65 IP67 D-END FLANGE; RAL7016 COATING; METALLIC RATING PLATE AT MOTOR | 1398 | TEM | 1 | MC | 4.903 | 1
1FK70425AK711TH0 | SIMOTICS S SYNCHRONOUS SERVOMOTORS 1FK7 COMPACT 3.0 NM, 100 K, 6000 RPM,1.02KW, NATURAL AIR COOLING, IM B5 (IM V1, IM V3) POWER/SIGNAL CONNECTORS CONN. CAN BE ROTATED BY 270 DEGR., RESOLVER 2-POLE (RESOLVER P=1); PLAIN SHAFT, TOLERANCE N; WITH HOLDING BRAKE DEGREE OF PROTECTION IP64 | 1420 | TEM | 1 | MC | 5.502 | 1
1FK70425AK711TH2 | SIMOTICS S SYNCHRONOUS SERVOMOTORS 1FK7 COMPACT 3.0 NM, 100 K, 6000 RPM,1.02KW, NATURAL AIR COOLING, IM B5 (IM V1, IM V3) POWER/SIGNAL CONNECTORS CONN. CAN BE ROTATED BY 270 DEGR., RESOLVER 2-POLE (RESOLVER P=1); PLAIN SHAFT, TOLERANCE N; WITH HOLDING BRAKE DEGREE OF PROTECTION IP65 FLANGE ON DRIVE END IP67 | 1521 | TEM | 1 | MC | 5.502 | 1
1FK70425AK711TH3 | SIMOTICS S SYNCHRONOUS SERVOMOTORS 1FK7 COMPACT 3.0 NM, 100 K, 6000 RPM,1.02KW, NATURAL AIR COOLING, IM B5 (IM V1, IM V3) POWER/SIGNAL CONNECTORS CONN. CAN BE ROTATED BY 270 DEGR., RESOLVER 2-POLE (RESOLVER P=1); PLAIN SHAFT, TOLERANCE N; WITH HOLDING BRAKE DEGREE OF PROTECTION IP64; PAINT FINISH RAL7016 | 1469 | TEM | 1 | MC | 5.502 | 1
1FK70425AK711TH5 | SIMOTICS S SYNCHRONOUS SERVOMOTORS 1FK7 COMPACT 3.0 NM, 100 K, 6000 RPM,1.02KW, NATURAL AIR COOLING, IM B5 (IM V1, IM V3) POWER/SIGNAL CONNECTORS CONN. CAN BE ROTATED BY 270 DEGR., RESOLVER 2-POLE (RESOLVER P=1); PLAIN SHAFT, TOLERANCE N; WITH HOLDING BRAKE DEGREE OF PROTECTION IP65 AS FLANGE IP67; PAINT FINISH RAL7016 | 1571 | TEM | 1 | MC | 5.502 | 1
1FK70425AK711TH8 | SIMOTICS S SYNCHRONOUS SERVOMOTORS 1FK7 COMPACT 3.0 NM, 100 K, 6000 RPM,1.02KW, NATURAL AIR COOLING, IM B5 (IM V1, IM V3) POWER/SIGNAL CONNECTORS CONN. CAN BE ROTATED BY 270 DEGR., RESOLVER 2-POLE (RESOLVER P=1); PLAIN SHAFT, TOLERANCE N; WITH HOLDING BRAKE DEGREE OF PROTECTION IP65 IP67 D-END FLANGE; RAL7016 COATING; METALLIC RATING PLATE AT MOTOR | 1679 | TEM | 1 | MC | 5.502 | 1
1FK70425AK711UA0 | SIMOTICS S SYNCHRONOUS SERVOMOTORS 1FK7 COMPACT 3.0 NM, 100 K, 6000 RPM,1.02KW, NATURAL AIR COOLING, IM B5 (IM V1, IM V3) POWER/SIGNAL CONNECTORS CONN. CAN BE ROTATED BY 270 DEGR., RESOLVER MULTI-POLE (RESOLVER P=4) WITH DRIVE-CLIQ INTERFACE; SHAFT WITH FITTED KEY, TOLERANCE N; W/O HOLDING BRAKE DEGREE OF PROTECTION IP64 | 1494 | TEM | 1 | MC | 4.903 | 1
1FK70425AK711UA2 | SIMOTICS S SYNCHRONOUS SERVOMOTORS 1FK7 COMPACT 3.0 NM, 100 K, 6000 RPM,1.02KW, NATURAL AIR COOLING, IM B5 (IM V1, IM V3) POWER/SIGNAL CONNECTORS CONN. CAN BE ROTATED BY 270 DEGR., RESOLVER MULTI-POLE (RESOLVER P=4) WITH DRIVE-CLIQ INTERFACE; SHAFT WITH FITTED KEY, TOLERANCE N; W/O HOLDING BRAKE DEGREE OF PROTECTION IP65 FLANGE ON DRIVE END IP67 | 1596 | TEM | 1 | MC | 4.903 | 1
1FK70425AK711UA3 | SIMOTICS S SYNCHRONOUS SERVOMOTORS 1FK7 COMPACT 3.0 NM, 100 K, 6000 RPM,1.02KW, NATURAL AIR COOLING, IM B5 (IM V1, IM V3) POWER/SIGNAL CONNECTORS CONN. CAN BE ROTATED BY 270 DEGR., RESOLVER MULTI-POLE (RESOLVER P=4) WITH DRIVE-CLIQ INTERFACE; SHAFT WITH FITTED KEY, TOLERANCE N; W/O HOLDING BRAKE DEGREE OF PROTECTION IP64; PAINT FINISH RAL7016 | 1544 | TEM | 1 | MC | 4.903 | 1
1FK70425AK711UA5 | SIMOTICS S SYNCHRONOUS SERVOMOTORS 1FK7 COMPACT 3.0 NM, 100 K, 6000 RPM,1.02KW, NATURAL AIR COOLING, IM B5 (IM V1, IM V3) POWER/SIGNAL CONNECTORS CONN. CAN BE ROTATED BY 270 DEGR., RESOLVER MULTI-POLE (RESOLVER P=4) WITH DRIVE-CLIQ INTERFACE; SHAFT WITH FITTED KEY, TOLERANCE N; W/O HOLDING BRAKE DEGREE OF PROTECTION IP65 AS FLANGE IP67; PAINT FINISH RAL7016 | 1645 | TEM | 1 | MC | 4.903 | 1
1FK70425AK711UA8 | SIMOTICS S SYNCHRONOUS SERVOMOTORS 1FK7 COMPACT 3.0 NM, 100 K, 6000 RPM,1.02KW, NATURAL AIR COOLING, IM B5 (IM V1, IM V3) POWER/SIGNAL CONNECTORS CONN. CAN BE ROTATED BY 270 DEGR., RESOLVER MULTI-POLE (RESOLVER P=4) WITH DRIVE-CLIQ INTERFACE; SHAFT WITH FITTED KEY, TOLERANCE N; W/O HOLDING BRAKE DEGREE OF PROTECTION IP65 IP67 D-END FLANGE; RAL7016 COATING; METALLIC RATING PLATE AT MOTOR | 1754 | TEM | 1 | MC | 4.903 | 1
1FK70425AK711UB0 | SIMOTICS S SYNCHRONOUS SERVOMOTORS 1FK7 COMPACT 3.0 NM, 100 K, 6000 RPM,1.02KW, NATURAL AIR COOLING, IM B5 (IM V1, IM V3) POWER/SIGNAL CONNECTORS CONN. CAN BE ROTATED BY 270 DEGR., RESOLVER MULTI-POLE (RESOLVER P=4) WITH DRIVE-CLIQ INTERFACE; SHAFT WITH FITTED KEY, TOLERANCE N; WITH HOLDING BRAKE DEGREE OF PROTECTION IP64 | 1778 | TEM | 1 | MC | 5.502 | 1
1FK70425AK711UB2 | SIMOTICS S SYNCHRONOUS SERVOMOTORS 1FK7 COMPACT 3.0 NM, 100 K, 6000 RPM,1.02KW, NATURAL AIR COOLING, IM B5 (IM V1, IM V3) POWER/SIGNAL CONNECTORS CONN. CAN BE ROTATED BY 270 DEGR., RESOLVER MULTI-POLE (RESOLVER P=4) WITH DRIVE-CLIQ INTERFACE; SHAFT WITH FITTED KEY, TOLERANCE N; WITH HOLDING BRAKE DEGREE OF PROTECTION IP65 FLANGE ON DRIVE END IP67 | 1879 | TEM | 1 | MC | 5.502 | 1
1FK70425AK711UB3 | SIMOTICS S SYNCHRONOUS SERVOMOTORS 1FK7 COMPACT 3.0 NM, 100 K, 6000 RPM,1.02KW, NATURAL AIR COOLING, IM B5 (IM V1, IM V3) POWER/SIGNAL CONNECTORS CONN. CAN BE ROTATED BY 270 DEGR., RESOLVER MULTI-POLE (RESOLVER P=4) WITH DRIVE-CLIQ INTERFACE; SHAFT WITH FITTED KEY, TOLERANCE N; WITH HOLDING BRAKE DEGREE OF PROTECTION IP64; PAINT FINISH RAL7016 | 1827 | TEM | 1 | MC | 5.502 | 1
1FK70425AK711UB5 | SIMOTICS S SYNCHRONOUS SERVOMOTORS 1FK7 COMPACT 3.0 NM, 100 K, 6000 RPM,1.02KW, NATURAL AIR COOLING, IM B5 (IM V1, IM V3) POWER/SIGNAL CONNECTORS CONN. CAN BE ROTATED BY 270 DEGR., RESOLVER MULTI-POLE (RESOLVER P=4) WITH DRIVE-CLIQ INTERFACE; SHAFT WITH FITTED KEY, TOLERANCE N; WITH HOLDING BRAKE DEGREE OF PROTECTION IP65 AS FLANGE IP67; PAINT FINISH RAL7016 | 1929 | TEM | 1 | MC | 5.502 | 1
1FK70425AK711UB8 | SIMOTICS S SYNCHRONOUS SERVOMOTORS 1FK7 COMPACT 3.0 NM, 100 K, 6000 RPM,1.02KW, NATURAL AIR COOLING, IM B5 (IM V1, IM V3) POWER/SIGNAL CONNECTORS CONN. CAN BE ROTATED BY 270 DEGR., RESOLVER MULTI-POLE (RESOLVER P=4) WITH DRIVE-CLIQ INTERFACE; SHAFT WITH FITTED KEY, TOLERANCE N; WITH HOLDING BRAKE DEGREE OF PROTECTION IP65 IP67 D-END FLANGE; RAL7016 COATING; METALLIC RATING PLATE AT MOTOR | 2037 | TEM | 1 | MC | 5.502 | 1
1FK70425AK711UG0 | SIMOTICS S SYNCHRONOUS SERVOMOTORS 1FK7 COMPACT 3.0 NM, 100 K, 6000 RPM,1.02KW, NATURAL AIR COOLING, IM B5 (IM V1, IM V3) POWER/SIGNAL CONNECTORS CONN. CAN BE ROTATED BY 270 DEGR., RESOLVER MULTI-POLE (RESOLVER P=4) WITH DRIVE-CLIQ INTERFACE; PLAIN SHAFT, TOLERANCE N; W/O HOLDING BRAKE DEGREE OF PROTECTION IP64 | 1401 | TEM | 1 | MC | 4.903 | 1
1FK70425AK711UG2 | SIMOTICS S SYNCHRONOUS SERVOMOTORS 1FK7 COMPACT 3.0 NM, 100 K, 6000 RPM,1.02KW, NATURAL AIR COOLING, IM B5 (IM V1, IM V3) POWER/SIGNAL CONNECTORS CONN. CAN BE ROTATED BY 270 DEGR., RESOLVER MULTI-POLE (RESOLVER P=4) WITH DRIVE-CLIQ INTERFACE; PLAIN SHAFT, TOLERANCE N; W/O HOLDING BRAKE DEGREE OF PROTECTION IP65 FLANGE ON DRIVE END IP67 | 1502 | TEM | 1 | MC | 4.903 | 1
1FK70425AK711UG3 | SIMOTICS S SYNCHRONOUS SERVOMOTORS 1FK7 COMPACT 3.0 NM, 100 K, 6000 RPM,1.02KW, NATURAL AIR COOLING, IM B5 (IM V1, IM V3) POWER/SIGNAL CONNECTORS CONN. CAN BE ROTATED BY 270 DEGR., RESOLVER MULTI-POLE (RESOLVER P=4) WITH DRIVE-CLIQ INTERFACE; PLAIN SHAFT, TOLERANCE N; W/O HOLDING BRAKE DEGREE OF PROTECTION IP64; PAINT FINISH RAL7016 | 1450 | TEM | 1 | MC | 4.903 | 1
1FK70425AK711UG5 | SIMOTICS S SYNCHRONOUS SERVOMOTORS 1FK7 COMPACT 3.0 NM, 100 K, 6000 RPM,1.02KW, NATURAL AIR COOLING, IM B5 (IM V1, IM V3) POWER/SIGNAL CONNECTORS CONN. CAN BE ROTATED BY 270 DEGR., RESOLVER MULTI-POLE (RESOLVER P=4) WITH DRIVE-CLIQ INTERFACE; PLAIN SHAFT, TOLERANCE N; W/O HOLDING BRAKE DEGREE OF PROTECTION IP65 AS FLANGE IP67; PAINT FINISH RAL7016 | 1551 | TEM | 1 | MC | 4.903 | 1
1FK70425AK711UG8 | SIMOTICS S SYNCHRONOUS SERVOMOTORS 1FK7 COMPACT 3.0 NM, 100 K, 6000 RPM,1.02KW, NATURAL AIR COOLING, IM B5 (IM V1, IM V3) POWER/SIGNAL CONNECTORS CONN. CAN BE ROTATED BY 270 DEGR., RESOLVER MULTI-POLE (RESOLVER P=4) WITH DRIVE-CLIQ INTERFACE; PLAIN SHAFT, TOLERANCE N; W/O HOLDING BRAKE DEGREE OF PROTECTION IP65 IP67 D-END FLANGE; RAL7016 COATING; METALLIC RATING PLATE AT MOTOR | 1660 | TEM | 1 | MC | 4.903 | 1
1FK70425AK711UH0 | SIMOTICS S SYNCHRONOUS SERVOMOTORS 1FK7 COMPACT 3.0 NM, 100 K, 6000 RPM,1.02KW, NATURAL AIR COOLING, IM B5 (IM V1, IM V3) POWER/SIGNAL CONNECTORS CONN. CAN BE ROTATED BY 270 DEGR., RESOLVER MULTI-POLE (RESOLVER P=4) WITH DRIVE-CLIQ INTERFACE; PLAIN SHAFT, TOLERANCE N; WITH HOLDING BRAKE DEGREE OF PROTECTION IP64 | 1682 | TEM | 1 | MC | 5.502 | 1
1FK70425AK711UH2 | SIMOTICS S SYNCHRONOUS SERVOMOTORS 1FK7 COMPACT 3.0 NM, 100 K, 6000 RPM,1.02KW, NATURAL AIR COOLING, IM B5 (IM V1, IM V3) POWER/SIGNAL CONNECTORS CONN. CAN BE ROTATED BY 270 DEGR., RESOLVER MULTI-POLE (RESOLVER P=4) WITH DRIVE-CLIQ INTERFACE; PLAIN SHAFT, TOLERANCE N; WITH HOLDING BRAKE DEGREE OF PROTECTION IP65 FLANGE ON DRIVE END IP67 | 1783 | TEM | 1 | MC | 5.502 | 1
1FK70425AK711UH3 | SIMOTICS S SYNCHRONOUS SERVOMOTORS 1FK7 COMPACT 3.0 NM, 100 K, 6000 RPM,1.02KW, NATURAL AIR COOLING, IM B5 (IM V1, IM V3) POWER/SIGNAL CONNECTORS CONN. CAN BE ROTATED BY 270 DEGR., RESOLVER MULTI-POLE (RESOLVER P=4) WITH DRIVE-CLIQ INTERFACE; PLAIN SHAFT, TOLERANCE N; WITH HOLDING BRAKE DEGREE OF PROTECTION IP64; PAINT FINISH RAL7016 | 1731 | TEM | 1 | MC | 5.502 | 1
1FK70425AK711UH5 | SIMOTICS S SYNCHRONOUS SERVOMOTORS 1FK7 COMPACT 3.0 NM, 100 K, 6000 RPM,1.02KW, NATURAL AIR COOLING, IM B5 (IM V1, IM V3) POWER/SIGNAL CONNECTORS CONN. CAN BE ROTATED BY 270 DEGR., RESOLVER MULTI-POLE (RESOLVER P=4) WITH DRIVE-CLIQ INTERFACE; PLAIN SHAFT, TOLERANCE N; WITH HOLDING BRAKE DEGREE OF PROTECTION IP65 AS FLANGE IP67; PAINT FINISH RAL7016 | 1832 | TEM | 1 | MC | 5.502 | 1
1FK70425AK711UH8 | SIMOTICS S SYNCHRONOUS SERVOMOTORS 1FK7 COMPACT 3.0 NM, 100 K, 6000 RPM,1.02KW, NATURAL AIR COOLING, IM B5 (IM V1, IM V3) POWER/SIGNAL CONNECTORS CONN. CAN BE ROTATED BY 270 DEGR., RESOLVER MULTI-POLE (RESOLVER P=4) WITH DRIVE-CLIQ INTERFACE; PLAIN SHAFT, TOLERANCE N; WITH HOLDING BRAKE DEGREE OF PROTECTION IP65 IP67 D-END FLANGE; RAL7016 COATING; METALLIC RATING PLATE AT MOTOR | 1941 | TEM | 1 | MC | 5.502 | 1
1FK70425AK811TH3 | SIMOTICS S SYNCHRONOUS SERVOMOTORS 1FK7 COMPACT 3.0 NM, 100 K, 6000 RPM NATURAL AIR COOLING, IM B5 (IM V1, IM V3) POWER/SIGNAL CONNECTORS CONN. CAN BE ROTATED BY 270 DEGR., | 1469 | TEM | 1 | MC | 4.8 | 1
1FK70434CF211AA0 | SIMOTICS S SYNCHRONOUS MOTOR 1FK7-HD PN=0,94 KW; UZK=300V M0=3,3NM (100K); NN=3000RPM; NATURAL COOLING, FRAME SIZE IMB 5 (IM V1, IM V3) FLANGE 1, WITH KTY TEMPERATURESENSOR POWER CONNECTOR ROTATABLE INCREMENTAL ENCODER SIN/COS 1VPP;2048 S/R W. C-AND D-SPUR (ENCODER IC2048S/R) SHAFT WITH FITTED KEY, TOLERANCE N; W/O HOLDING BRAKE PROTECTION CLASS IP64; | 1765 | TEM | 1 | MC | 6.001 | 1
1FK70434CF211AA1 | SIMOTICS S SYNCHRONOUS MOTOR 1FK7-HD PN=0,94 KW; UZK=300V M0=3,3NM (100K); NN=3000RPM; NATURAL COOLING, FRAME SIZE IMB 5 (IM V1, IM V3) FLANGE 1, WITH KTY TEMPERATURESENSOR POWER CONNECTOR ROTATABLE INCREMENTAL ENCODER SIN/COS 1VPP;2048 S/R W. C-AND D-SPUR (ENCODER IC2048S/R) SHAFT WITH FITTED KEY, TOLERANCE N; W/O HOLDING BRAKE PROTECTION CLASS IP65, | 1859 | TEM | 1 | MC | 6.001 | 1
1FK70434CF211AA2 | SIMOTICS S SYNCHRONOUS MOTOR 1FK7-HD PN=0,94 KW; UZK=300V M0=3,3NM (100K); NN=3000RPM; NATURAL COOLING, FRAME SIZE IMB 5 (IM V1, IM V3) FLANGE 1, WITH KTY TEMPERATURESENSOR POWER CONNECTOR ROTATABLE INCREMENTAL ENCODER SIN/COS 1VPP;2048 S/R W. C-AND D-SPUR (ENCODER IC2048S/R) SHAFT WITH FITTED KEY, TOLERANCE N; W/O HOLDING BRAKE PROTECTION CLASS IP65, FLANGE ON DRIVE END IP67; | 1859 | TEM | 1 | MC | 6.001 | 1
1FK70434CF211AB0 | SIMOTICS S SYNCHRONOUS MOTOR 1FK7-HD PN=0,94 KW; UZK=300V M0=3,3NM (100K); NN=3000RPM; NATURAL COOLING, FRAME SIZE IMB 5 (IM V1, IM V3) FLANGE 1, WITH KTY TEMPERATURESENSOR POWER CONNECTOR ROTATABLE INCREMENTAL ENCODER SIN/COS 1VPP;2048 S/R W. C-AND D-SPUR (ENCODER IC2048S/R) SHAFT WITH FITTED KEY, TOLERANCE N; WITH HOLDING BRAKE PROTECTION CLASS IP64; | 2026 | TEM | 1 | MC | 6.3 | 1
1FK70434CF211AB1 | SIMOTICS S SYNCHRONOUS MOTOR 1FK7-HD PN=0,94 KW; UZK=300V M0=3,3NM (100K); NN=3000RPM; NATURAL COOLING, FRAME SIZE IMB 5 (IM V1, IM V3) FLANGE 1, WITH KTY TEMPERATURESENSOR POWER CONNECTOR ROTATABLE INCREMENTAL ENCODER SIN/COS 1VPP;2048 S/R W. C-AND D-SPUR (ENCODER IC2048S/R) SHAFT WITH FITTED KEY, TOLERANCE N; WITH HOLDING BRAKE PROTECTION CLASS IP65, | 2120 | TEM | 1 | MC | 6.3 | 1
1FK70434CF211AB2 | SIMOTICS S SYNCHRONOUS MOTOR 1FK7-HD PN=0,94 KW; UZK=300V M0=3,3NM (100K); NN=3000RPM; NATURAL COOLING, FRAME SIZE IMB 5 (IM V1, IM V3) FLANGE 1, WITH KTY TEMPERATURESENSOR POWER CONNECTOR ROTATABLE INCREMENTAL ENCODER SIN/COS 1VPP;2048 S/R W. C-AND D-SPUR (ENCODER IC2048S/R) SHAFT WITH FITTED KEY, TOLERANCE N; WITH HOLDING BRAKE PROTECTION CLASS IP65, FLANGE ON DRIVE END IP67; | 2120 | TEM | 1 | MC | 6.3 | 1
1FK70434CF211AG0 | SIMOTICS S SYNCHRONOUS MOTOR 1FK7-HD PN=0,94 KW; UZK=300V M0=3,3NM (100K); NN=3000RPM; NATURAL COOLING, FRAME SIZE IMB 5 (IM V1, IM V3) FLANGE 1, WITH KTY TEMPERATURESENSOR POWER CONNECTOR ROTATABLE INCREMENTAL ENCODER SIN/COS 1VPP;2048 S/R W. C-AND D-SPUR (ENCODER IC2048S/R) PLAIN SHAFT, TOLERANCE N; W/O HOLDING BRAKE PROTECTION CLASS IP64; | 1679 | TEM | 1 | MC | 6.001 | 1
1FK70434CF211AG1 | SIMOTICS S SYNCHRONOUS MOTOR 1FK7-HD PN=0,94 KW; UZK=300V M0=3,3NM (100K); NN=3000RPM; NATURAL COOLING, FRAME SIZE IMB 5 (IM V1, IM V3) FLANGE 1, WITH KTY TEMPERATURESENSOR POWER CONNECTOR ROTATABLE INCREMENTAL ENCODER SIN/COS 1VPP;2048 S/R W. C-AND D-SPUR (ENCODER IC2048S/R) PLAIN SHAFT, TOLERANCE N; W/O HOLDING BRAKE PROTECTION CLASS IP65, | 1772 | TEM | 1 | MC | 6.001 | 1
1FK70434CF211AG2 | SIMOTICS S SYNCHRONOUS MOTOR 1FK7-HD PN=0,94 KW; UZK=300V M0=3,3NM (100K); NN=3000RPM; NATURAL COOLING, FRAME SIZE IMB 5 (IM V1, IM V3) FLANGE 1, WITH KTY TEMPERATURESENSOR POWER CONNECTOR ROTATABLE INCREMENTAL ENCODER SIN/COS 1VPP;2048 S/R W. C-AND D-SPUR (ENCODER IC2048S/R) PLAIN SHAFT, TOLERANCE N; W/O HOLDING BRAKE PROTECTION CLASS IP65, FLANGE ON DRIVE END IP67; | 1772 | TEM | 1 | MC | 6.001 | 1
1FK70434CF211AH0 | SIMOTICS S SYNCHRONOUS MOTOR 1FK7-HD PN=0,94 KW; UZK=300V M0=3,3NM (100K); NN=3000RPM; NATURAL COOLING, FRAME SIZE IMB 5 (IM V1, IM V3) FLANGE 1, WITH KTY TEMPERATURESENSOR POWER CONNECTOR ROTATABLE INCREMENTAL ENCODER SIN/COS 1VPP;2048 S/R W. C-AND D-SPUR (ENCODER IC2048S/R) PLAIN SHAFT, TOLERANCE N; WITH HOLDING BRAKE PROTECTION CLASS IP64; | 1938 | TEM | 1 | MC | 6.3 | 1
1FK70434CF211AH1 | SIMOTICS S SYNCHRONOUS MOTOR 1FK7-HD PN=0,94 KW; UZK=300V M0=3,3NM (100K); NN=3000RPM; NATURAL COOLING, FRAME SIZE IMB 5 (IM V1, IM V3) FLANGE 1, WITH KTY TEMPERATURESENSOR POWER CONNECTOR ROTATABLE INCREMENTAL ENCODER SIN/COS 1VPP;2048 S/R W. C-AND D-SPUR (ENCODER IC2048S/R) PLAIN SHAFT, TOLERANCE N; WITH HOLDING BRAKE PROTECTION CLASS IP65, | 2031 | TEM | 1 | MC | 6.3 | 1
1FK70434CF211AH2 | SIMOTICS S SYNCHRONOUS MOTOR 1FK7-HD PN=0,94 KW; UZK=300V M0=3,3NM (100K); NN=3000RPM; NATURAL COOLING, FRAME SIZE IMB 5 (IM V1, IM V3) FLANGE 1, WITH KTY TEMPERATURESENSOR POWER CONNECTOR ROTATABLE INCREMENTAL ENCODER SIN/COS 1VPP;2048 S/R W. C-AND D-SPUR (ENCODER IC2048S/R) PLAIN SHAFT, TOLERANCE N; WITH HOLDING BRAKE PROTECTION CLASS IP65, FLANGE ON DRIVE END IP67; | 2031 | TEM | 1 | MC | 6.3 | 1
1FK70434CF211BA0 | SIMOTICS S SYNCHRONOUS MOTOR 1FK7-HD PN=0,94 KW; UZK=300V M0=3,3NM (100K); NN=3000RPM; NATURAL COOLING, FRAME SIZE IMB 5 (IM V1, IM V3) FLANGE 1 POWER CONNECTOR ROTATABLE ABSOLUTE ENCODER SINGLETURN 24 BIT WITH DRIVE CLIQ INTERFACE (ENCODER AS24DQI) SHAFT WITH FITTED KEY, TOLERANCE N; W/O HOLDING BRAKE PROTECTION CLASS IP64; | 2006 | TEM | 1 | MC | 6.001 | 1
1FK70434CF211BA1 | SIMOTICS S SYNCHRONOUS MOTOR 1FK7-HD PN=0,94 KW; UZK=300V M0=3,3NM (100K); NN=3000RPM; NATURAL COOLING, FRAME SIZE IMB 5 (IM V1, IM V3) FLANGE 1 POWER CONNECTOR ROTATABLE ABSOLUTE ENCODER SINGLETURN 24 BIT WITH DRIVE CLIQ INTERFACE (ENCODER AS24DQI) SHAFT WITH FITTED KEY, TOLERANCE N; W/O HOLDING BRAKE PROTECTION CLASS IP65, | 2100 | TEM | 1 | MC | 6.001 | 1
1FK70434CF211BA2 | SIMOTICS S SYNCHRONOUS MOTOR 1FK7-HD PN=0,94 KW; UZK=300V M0=3,3NM (100K); NN=3000RPM; NATURAL COOLING, FRAME SIZE IMB 5 (IM V1, IM V3) FLANGE 1 POWER CONNECTOR ROTATABLE ABSOLUTE ENCODER SINGLETURN 24 BIT WITH DRIVE CLIQ INTERFACE (ENCODER AS24DQI) SHAFT WITH FITTED KEY, TOLERANCE N; W/O HOLDING BRAKE PROTECTION CLASS IP65, FLANGE ON DRIVE END IP67; | 2100 | TEM | 1 | MC | 6.001 | 1
1FK70434CF211BB0 | SIMOTICS S SYNCHRONOUS MOTOR 1FK7-HD PN=0,94 KW; UZK=300V M0=3,3NM (100K); NN=3000RPM; NATURAL COOLING, FRAME SIZE IMB 5 (IM V1, IM V3) FLANGE 1 POWER CONNECTOR ROTATABLE ABSOLUTE ENCODER SINGLETURN 24 BIT WITH DRIVE CLIQ INTERFACE (ENCODER AS24DQI) SHAFT WITH FITTED KEY, TOLERANCE N; WITH HOLDING BRAKE PROTECTION CLASS IP64; | 2267 | TEM | 1 | MC | 6.3 | 1
1FK70434CF211BB1 | SIMOTICS S SYNCHRONOUS MOTOR 1FK7-HD PN=0,94 KW; UZK=300V M0=3,3NM (100K); NN=3000RPM; NATURAL COOLING, FRAME SIZE IMB 5 (IM V1, IM V3) FLANGE 1 POWER CONNECTOR ROTATABLE ABSOLUTE ENCODER SINGLETURN 24 BIT WITH DRIVE CLIQ INTERFACE (ENCODER AS24DQI) SHAFT WITH FITTED KEY, TOLERANCE N; WITH HOLDING BRAKE PROTECTION CLASS IP65, | 2361 | TEM | 1 | MC | 6.3 | 1
1FK70434CF211BB2 | SIMOTICS S SYNCHRONOUS MOTOR 1FK7-HD PN=0,94 KW; UZK=300V M0=3,3NM (100K); NN=3000RPM; NATURAL COOLING, FRAME SIZE IMB 5 (IM V1, IM V3) FLANGE 1 POWER CONNECTOR ROTATABLE ABSOLUTE ENCODER SINGLETURN 24 BIT WITH DRIVE CLIQ INTERFACE (ENCODER AS24DQI) SHAFT WITH FITTED KEY, TOLERANCE N; WITH HOLDING BRAKE PROTECTION CLASS IP65, FLANGE ON DRIVE END IP67; | 2361 | TEM | 1 | MC | 6.3 | 1
1FK70434CF211BG0 | SIMOTICS S SYNCHRONOUS MOTOR 1FK7-HD PN=0,94 KW; UZK=300V M0=3,3NM (100K); NN=3000RPM; NATURAL COOLING, FRAME SIZE IMB 5 (IM V1, IM V3) FLANGE 1 POWER CONNECTOR ROTATABLE ABSOLUTE ENCODER SINGLETURN 24 BIT WITH DRIVE CLIQ INTERFACE (ENCODER AS24DQI) PLAIN SHAFT, TOLERANCE N; W/O HOLDING BRAKE PROTECTION CLASS IP64; | 1920 | TEM | 1 | MC | 6.001 | 1
1FK70434CF211BG1 | SIMOTICS S SYNCHRONOUS MOTOR 1FK7-HD PN=0,94 KW; UZK=300V M0=3,3NM (100K); NN=3000RPM; NATURAL COOLING, FRAME SIZE IMB 5 (IM V1, IM V3) FLANGE 1 POWER CONNECTOR ROTATABLE ABSOLUTE ENCODER SINGLETURN 24 BIT WITH DRIVE CLIQ INTERFACE (ENCODER AS24DQI) PLAIN SHAFT, TOLERANCE N; W/O HOLDING BRAKE PROTECTION CLASS IP65, | 2013 | TEM | 1 | MC | 6.001 | 1
1FK70434CF211BG2 | SIMOTICS S SYNCHRONOUS MOTOR 1FK7-HD PN=0,94 KW; UZK=300V M0=3,3NM (100K); NN=3000RPM; NATURAL COOLING, FRAME SIZE IMB 5 (IM V1, IM V3) FLANGE 1 POWER CONNECTOR ROTATABLE ABSOLUTE ENCODER SINGLETURN 24 BIT WITH DRIVE CLIQ INTERFACE (ENCODER AS24DQI) PLAIN SHAFT, TOLERANCE N; W/O HOLDING BRAKE PROTECTION CLASS IP65, FLANGE ON DRIVE END IP67; | 2013 | TEM | 1 | MC | 6.001 | 1
1FK70434CF211BH0 | SIMOTICS S SYNCHRONOUS MOTOR 1FK7-HD PN=0,94 KW; UZK=300V M0=3,3NM (100K); NN=3000RPM; NATURAL COOLING, FRAME SIZE IMB 5 (IM V1, IM V3) FLANGE 1 POWER CONNECTOR ROTATABLE ABSOLUTE ENCODER SINGLETURN 24 BIT WITH DRIVE CLIQ INTERFACE (ENCODER AS24DQI) PLAIN SHAFT, TOLERANCE N; WITH HOLDING BRAKE PROTECTION CLASS IP64; | 2179 | TEM | 1 | MC | 6.3 | 1
1FK70434CF211BH1 | SIMOTICS S SYNCHRONOUS MOTOR 1FK7-HD PN=0,94 KW; UZK=300V M0=3,3NM (100K); NN=3000RPM; NATURAL COOLING, FRAME SIZE IMB 5 (IM V1, IM V3) FLANGE 1 POWER CONNECTOR ROTATABLE ABSOLUTE ENCODER SINGLETURN 24 BIT WITH DRIVE CLIQ INTERFACE (ENCODER AS24DQI) PLAIN SHAFT, TOLERANCE N; WITH HOLDING BRAKE PROTECTION CLASS IP65, | 2272 | TEM | 1 | MC | 6.3 | 1
1FK70434CF211BH2 | SIMOTICS S SYNCHRONOUS MOTOR 1FK7-HD PN=0,94 KW; UZK=300V M0=3,3NM (100K); NN=3000RPM; NATURAL COOLING, FRAME SIZE IMB 5 (IM V1, IM V3) FLANGE 1 POWER CONNECTOR ROTATABLE ABSOLUTE ENCODER SINGLETURN 24 BIT WITH DRIVE CLIQ INTERFACE (ENCODER AS24DQI) PLAIN SHAFT, TOLERANCE N; WITH HOLDING BRAKE PROTECTION CLASS IP65, FLANGE ON DRIVE END IP67; | 2272 | TEM | 1 | MC | 6.3 | 1
1FK70434CF211CA0 | SIMOTICS S SYNCHRONOUS MOTOR 1FK7-HD PN=0,94 KW; UZK=300V M0=3,3NM (100K); NN=3000RPM; NATURAL COOLING, FRAME SIZE IMB 5 (IM V1, IM V3) FLANGE 1 POWER CONNECTOR ROTATABLE ABSOLUTE ENCODER 24 BIT + 12 BIT MULTITURN WITH DRIVE-CLIQ INTERFACE (ENCODER AM24DQI) SHAFT WITH FITTED KEY, TOLERANCE N; W/O HOLDING BRAKE PROTECTION CLASS IP64; | 2375 | TEM | 1 | MC | 6.001 | 1
1FK70434CF211CA1 | SIMOTICS S SYNCHRONOUS MOTOR 1FK7-HD PN=0,94 KW; UZK=300V M0=3,3NM (100K); NN=3000RPM; NATURAL COOLING, FRAME SIZE IMB 5 (IM V1, IM V3) FLANGE 1 POWER CONNECTOR ROTATABLE ABSOLUTE ENCODER 24 BIT + 12 BIT MULTITURN WITH DRIVE-CLIQ INTERFACE (ENCODER AM24DQI) SHAFT WITH FITTED KEY, TOLERANCE N; W/O HOLDING BRAKE PROTECTION CLASS IP65, | 2469 | TEM | 1 | MC | 6.001 | 1
1FK70434CF211CA2 | SIMOTICS S SYNCHRONOUS MOTOR 1FK7-HD PN=0,94 KW; UZK=300V M0=3,3NM (100K); NN=3000RPM; NATURAL COOLING, FRAME SIZE IMB 5 (IM V1, IM V3) FLANGE 1 POWER CONNECTOR ROTATABLE ABSOLUTE ENCODER 24 BIT + 12 BIT MULTITURN WITH DRIVE-CLIQ INTERFACE (ENCODER AM24DQI) SHAFT WITH FITTED KEY, TOLERANCE N; W/O HOLDING BRAKE PROTECTION CLASS IP65, FLANGE ON DRIVE END IP67; | 2469 | TEM | 1 | MC | 6.001 | 1
1FK70434CF211CB0 | SIMOTICS S SYNCHRONOUS MOTOR 1FK7-HD PN=0,94 KW; UZK=300V M0=3,3NM (100K); NN=3000RPM; NATURAL COOLING, FRAME SIZE IMB 5 (IM V1, IM V3) FLANGE 1 POWER CONNECTOR ROTATABLE ABSOLUTE ENCODER 24 BIT + 12 BIT MULTITURN WITH DRIVE-CLIQ INTERFACE (ENCODER AM24DQI) SHAFT WITH FITTED KEY, TOLERANCE N; WITH HOLDING BRAKE PROTECTION CLASS IP64; | 2636 | TEM | 1 | MC | 6.3 | 1
1FK70434CF211CB1 | SIMOTICS S SYNCHRONOUS MOTOR 1FK7-HD PN=0,94 KW; UZK=300V M0=3,3NM (100K); NN=3000RPM; NATURAL COOLING, FRAME SIZE IMB 5 (IM V1, IM V3) FLANGE 1 POWER CONNECTOR ROTATABLE ABSOLUTE ENCODER 24 BIT + 12 BIT MULTITURN WITH DRIVE-CLIQ INTERFACE (ENCODER AM24DQI) SHAFT WITH FITTED KEY, TOLERANCE N; WITH HOLDING BRAKE PROTECTION CLASS IP65, | 2730 | TEM | 1 | MC | 6.3 | 1
1FK70434CF211CB2 | SIMOTICS S SYNCHRONOUS MOTOR 1FK7-HD PN=0,94 KW; UZK=300V M0=3,3NM (100K); NN=3000RPM; NATURAL COOLING, FRAME SIZE IMB 5 (IM V1, IM V3) FLANGE 1 POWER CONNECTOR ROTATABLE ABSOLUTE ENCODER 24 BIT + 12 BIT MULTITURN WITH DRIVE-CLIQ INTERFACE (ENCODER AM24DQI) SHAFT WITH FITTED KEY, TOLERANCE N; WITH HOLDING BRAKE PROTECTION CLASS IP65, FLANGE ON DRIVE END IP67; | 2730 | TEM | 1 | MC | 6.3 | 1
1FK70434CF211CG0 | SIMOTICS S SYNCHRONOUS MOTOR 1FK7-HD PN=0,94 KW; UZK=300V M0=3,3NM (100K); NN=3000RPM; NATURAL COOLING, FRAME SIZE IMB 5 (IM V1, IM V3) FLANGE 1 POWER CONNECTOR ROTATABLE ABSOLUTE ENCODER 24 BIT + 12 BIT MULTITURN WITH DRIVE-CLIQ INTERFACE (ENCODER AM24DQI) PLAIN SHAFT, TOLERANCE N; W/O HOLDING BRAKE PROTECTION CLASS IP64; | 2289 | TEM | 1 | MC | 6.001 | 1
1FK70434CF211CG1 | SIMOTICS S SYNCHRONOUS MOTOR 1FK7-HD PN=0,94 KW; UZK=300V M0=3,3NM (100K); NN=3000RPM; NATURAL COOLING, FRAME SIZE IMB 5 (IM V1, IM V3) FLANGE 1 POWER CONNECTOR ROTATABLE ABSOLUTE ENCODER 24 BIT + 12 BIT MULTITURN WITH DRIVE-CLIQ INTERFACE (ENCODER AM24DQI) PLAIN SHAFT, TOLERANCE N; W/O HOLDING BRAKE PROTECTION CLASS IP65, | 2383 | TEM | 1 | MC | 6.001 | 1
1FK70434CF211CG2 | SIMOTICS S SYNCHRONOUS MOTOR 1FK7-HD PN=0,94 KW; UZK=300V M0=3,3NM (100K); NN=3000RPM; NATURAL COOLING, FRAME SIZE IMB 5 (IM V1, IM V3) FLANGE 1 POWER CONNECTOR ROTATABLE ABSOLUTE ENCODER 24 BIT + 12 BIT MULTITURN WITH DRIVE-CLIQ INTERFACE (ENCODER AM24DQI) PLAIN SHAFT, TOLERANCE N; W/O HOLDING BRAKE PROTECTION CLASS IP65, FLANGE ON DRIVE END IP67; | 2383 | TEM | 1 | MC | 6.001 | 1
1FK70434CF211CH0 | SIMOTICS S SYNCHRONOUS MOTOR 1FK7-HD PN=0,94 KW; UZK=300V M0=3,3NM (100K); NN=3000RPM; NATURAL COOLING, FRAME SIZE IMB 5 (IM V1, IM V3) FLANGE 1 POWER CONNECTOR ROTATABLE ABSOLUTE ENCODER 24 BIT + 12 BIT MULTITURN WITH DRIVE-CLIQ INTERFACE (ENCODER AM24DQI) PLAIN SHAFT, TOLERANCE N; WITH HOLDING BRAKE PROTECTION CLASS IP64; | 2548 | TEM | 1 | MC | 6.3 | 1
1FK70434CF211CH1 | SIMOTICS S SYNCHRONOUS MOTOR 1FK7-HD PN=0,94 KW; UZK=300V M0=3,3NM (100K); NN=3000RPM; NATURAL COOLING, FRAME SIZE IMB 5 (IM V1, IM V3) FLANGE 1 POWER CONNECTOR ROTATABLE ABSOLUTE ENCODER 24 BIT + 12 BIT MULTITURN WITH DRIVE-CLIQ INTERFACE (ENCODER AM24DQI) PLAIN SHAFT, TOLERANCE N; WITH HOLDING BRAKE PROTECTION CLASS IP65, | 2641 | TEM | 1 | MC | 6.3 | 1
1FK70434CF211CH2 | SIMOTICS S SYNCHRONOUS MOTOR 1FK7-HD PN=0,94 KW; UZK=300V M0=3,3NM (100K); NN=3000RPM; NATURAL COOLING, FRAME SIZE IMB 5 (IM V1, IM V3) FLANGE 1 POWER CONNECTOR ROTATABLE ABSOLUTE ENCODER 24 BIT + 12 BIT MULTITURN WITH DRIVE-CLIQ INTERFACE (ENCODER AM24DQI) PLAIN SHAFT, TOLERANCE N; WITH HOLDING BRAKE PROTECTION CLASS IP65, FLANGE ON DRIVE END IP67; | 2641 | TEM | 1 | MC | 6.3 | 1
1FK70434CF211EA0 | SIMOTICS S SYNCHRONOUS MOTOR 1FK7-HD PN=0,94 KW; UZK=300V M0=3,3NM (100K); NN=3000RPM; NATURAL COOLING, FRAME SIZE IMB 5 (IM V1, IM V3) FLANGE 1, WITH KTY TEMPERATURESENSOR POWER CONNECTOR ROTATABLE ABSOLUTE ENCODERR 2048 S/R + 4096 UMDREHUNGEN MULTITURN, WITH ENDAT-SCHNITTSTELLE (ENCODER AM2048S/R) SHAFT WITH FITTED KEY, TOLERANCE N; W/O HOLDING BRAKE PROTECTION CLASS IP64; | 2137 | TEM | 1 | MC | 6.001 | 1
1FK70434CF211EA1 | SIMOTICS S SYNCHRONOUS MOTOR 1FK7-HD PN=0,94 KW; UZK=300V M0=3,3NM (100K); NN=3000RPM; NATURAL COOLING, FRAME SIZE IMB 5 (IM V1, IM V3) FLANGE 1, WITH KTY TEMPERATURESENSOR POWER CONNECTOR ROTATABLE ABSOLUTE ENCODERR 2048 S/R + 4096 UMDREHUNGEN MULTITURN, WITH ENDAT-SCHNITTSTELLE (ENCODER AM2048S/R) SHAFT WITH FITTED KEY, TOLERANCE N; W/O HOLDING BRAKE PROTECTION CLASS IP65, | 2230 | TEM | 1 | MC | 6.001 | 1
1FK70434CF211EA2 | SIMOTICS S SYNCHRONOUS MOTOR 1FK7-HD PN=0,94 KW; UZK=300V M0=3,3NM (100K); NN=3000RPM; NATURAL COOLING, FRAME SIZE IMB 5 (IM V1, IM V3) FLANGE 1, WITH KTY TEMPERATURESENSOR POWER CONNECTOR ROTATABLE ABSOLUTE ENCODERR 2048 S/R + 4096 UMDREHUNGEN MULTITURN, WITH ENDAT-SCHNITTSTELLE (ENCODER AM2048S/R) SHAFT WITH FITTED KEY, TOLERANCE N; W/O HOLDING BRAKE PROTECTION CLASS IP65, FLANGE ON DRIVE END IP67; | 2230 | TEM | 1 | MC | 6.001 | 1
1FK70434CF211EB0 | SIMOTICS S SYNCHRONOUS MOTOR 1FK7-HD PN=0,94 KW; UZK=300V M0=3,3NM (100K); NN=3000RPM; NATURAL COOLING, FRAME SIZE IMB 5 (IM V1, IM V3) FLANGE 1, WITH KTY TEMPERATURESENSOR POWER CONNECTOR ROTATABLE ABSOLUTE ENCODERR 2048 S/R + 4096 UMDREHUNGEN MULTITURN, WITH ENDAT-SCHNITTSTELLE (ENCODER AM2048S/R) SHAFT WITH FITTED KEY, TOLERANCE N; WITH HOLDING BRAKE PROTECTION CLASS IP64; | 2398 | TEM | 1 | MC | 6.3 | 1
1FK70434CF211EB1 | SIMOTICS S SYNCHRONOUS MOTOR 1FK7-HD PN=0,94 KW; UZK=300V M0=3,3NM (100K); NN=3000RPM; NATURAL COOLING, FRAME SIZE IMB 5 (IM V1, IM V3) FLANGE 1, WITH KTY TEMPERATURESENSOR POWER CONNECTOR ROTATABLE ABSOLUTE ENCODERR 2048 S/R + 4096 UMDREHUNGEN MULTITURN, WITH ENDAT-SCHNITTSTELLE (ENCODER AM2048S/R) SHAFT WITH FITTED KEY, TOLERANCE N; WITH HOLDING BRAKE PROTECTION CLASS IP65, | 2491 | TEM | 1 | MC | 6.3 | 1
1FK70434CF211EB2 | SIMOTICS S SYNCHRONOUS MOTOR 1FK7-HD PN=0,94 KW; UZK=300V M0=3,3NM (100K); NN=3000RPM; NATURAL COOLING, FRAME SIZE IMB 5 (IM V1, IM V3) FLANGE 1, WITH KTY TEMPERATURESENSOR POWER CONNECTOR ROTATABLE ABSOLUTE ENCODERR 2048 S/R + 4096 UMDREHUNGEN MULTITURN, WITH ENDAT-SCHNITTSTELLE (ENCODER AM2048S/R) SHAFT WITH FITTED KEY, TOLERANCE N; WITH HOLDING BRAKE PROTECTION CLASS IP65, FLANGE ON DRIVE END IP67; | 2491 | TEM | 1 | MC | 6.3 | 1
1FK70434CF211EG0 | SIMOTICS S SYNCHRONOUS MOTOR 1FK7-HD PN=0,94 KW; UZK=300V M0=3,3NM (100K); NN=3000RPM; NATURAL COOLING, FRAME SIZE IMB 5 (IM V1, IM V3) FLANGE 1, WITH KTY TEMPERATURESENSOR POWER CONNECTOR ROTATABLE ABSOLUTE ENCODERR 2048 S/R + 4096 UMDREHUNGEN MULTITURN, WITH ENDAT-SCHNITTSTELLE (ENCODER AM2048S/R) PLAIN SHAFT, TOLERANCE N; W/O HOLDING BRAKE PROTECTION CLASS IP64; | 2050 | TEM | 1 | MC | 6.001 | 1
1FK70434CF211EG1 | SIMOTICS S SYNCHRONOUS MOTOR 1FK7-HD PN=0,94 KW; UZK=300V M0=3,3NM (100K); NN=3000RPM; NATURAL COOLING, FRAME SIZE IMB 5 (IM V1, IM V3) FLANGE 1, WITH KTY TEMPERATURESENSOR POWER CONNECTOR ROTATABLE ABSOLUTE ENCODERR 2048 S/R + 4096 UMDREHUNGEN MULTITURN, WITH ENDAT-SCHNITTSTELLE (ENCODER AM2048S/R) PLAIN SHAFT, TOLERANCE N; W/O HOLDING BRAKE PROTECTION CLASS IP65, | 2144 | TEM | 1 | MC | 6.001 | 1
1FK70434CF211EG2 | SIMOTICS S SYNCHRONOUS MOTOR 1FK7-HD PN=0,94 KW; UZK=300V M0=3,3NM (100K); NN=3000RPM; NATURAL COOLING, FRAME SIZE IMB 5 (IM V1, IM V3) FLANGE 1, WITH KTY TEMPERATURESENSOR POWER CONNECTOR ROTATABLE ABSOLUTE ENCODERR 2048 S/R + 4096 UMDREHUNGEN MULTITURN, WITH ENDAT-SCHNITTSTELLE (ENCODER AM2048S/R) PLAIN SHAFT, TOLERANCE N; W/O HOLDING BRAKE PROTECTION CLASS IP65, FLANGE ON DRIVE END IP67; | 2144 | TEM | 1 | MC | 6.001 | 1
1FK70434CF211EH0 | SIMOTICS S SYNCHRONOUS MOTOR 1FK7-HD PN=0,94 KW; UZK=300V M0=3,3NM (100K); NN=3000RPM; NATURAL COOLING, FRAME SIZE IMB 5 (IM V1, IM V3) FLANGE 1, WITH KTY TEMPERATURESENSOR POWER CONNECTOR ROTATABLE ABSOLUTE ENCODERR 2048 S/R + 4096 UMDREHUNGEN MULTITURN, WITH ENDAT-SCHNITTSTELLE (ENCODER AM2048S/R) PLAIN SHAFT, TOLERANCE N; WITH HOLDING BRAKE PROTECTION CLASS IP64; | 2309 | TEM | 1 | MC | 6.3 | 1
1FK70434CF211EH1 | SIMOTICS S SYNCHRONOUS MOTOR 1FK7-HD PN=0,94 KW; UZK=300V M0=3,3NM (100K); NN=3000RPM; NATURAL COOLING, FRAME SIZE IMB 5 (IM V1, IM V3) FLANGE 1, WITH KTY TEMPERATURESENSOR POWER CONNECTOR ROTATABLE ABSOLUTE ENCODERR 2048 S/R + 4096 UMDREHUNGEN MULTITURN, WITH ENDAT-SCHNITTSTELLE (ENCODER AM2048S/R) PLAIN SHAFT, TOLERANCE N; WITH HOLDING BRAKE PROTECTION CLASS IP65, | 2403 | TEM | 1 | MC | 6.3 | 1
1FK70434CF211EH2 | SIMOTICS S SYNCHRONOUS MOTOR 1FK7-HD PN=0,94 KW; UZK=300V M0=3,3NM (100K); NN=3000RPM; NATURAL COOLING, FRAME SIZE IMB 5 (IM V1, IM V3) FLANGE 1, WITH KTY TEMPERATURESENSOR POWER CONNECTOR ROTATABLE ABSOLUTE ENCODERR 2048 S/R + 4096 UMDREHUNGEN MULTITURN, WITH ENDAT-SCHNITTSTELLE (ENCODER AM2048S/R) PLAIN SHAFT, TOLERANCE N; WITH HOLDING BRAKE PROTECTION CLASS IP65, FLANGE ON DRIVE END IP67; | 2403 | TEM | 1 | MC | 6.3 | 1
1FK70434CF211KA0 | SIMOTICS S SYNCHRONOUS MOTOR 1FK7-HD PN=0,94 KW; UZK=300V M0=3,3NM (100K); NN=3000RPM; NATURAL COOLING, FRAME SIZE IMB 5 (IM V1, IM V3) FLANGE 1 POWER CONNECTOR ROTATABLE ABSOLUTE ENCODER 16BIT + 12BIT MULTITURN, WITH DRIVE-CLIQ INTERFACE (ENCODER AM16DQ) SHAFT WITH FITTED KEY, TOLERANCE N; W/O HOLDING BRAKE PROTECTION CLASS IP64; | 1938 | TEM | 1 | MC | 6.001 | 1
1FK70434CF211KA1 | SIMOTICS S SYNCHRONOUS MOTOR 1FK7-HD PN=0,94 KW; UZK=300V M0=3,3NM (100K); NN=3000RPM; NATURAL COOLING, FRAME SIZE IMB 5 (IM V1, IM V3) FLANGE 1 POWER CONNECTOR ROTATABLE ABSOLUTE ENCODER 16BIT + 12BIT MULTITURN, WITH DRIVE-CLIQ INTERFACE (ENCODER AM16DQ) SHAFT WITH FITTED KEY, TOLERANCE N; W/O HOLDING BRAKE PROTECTION CLASS IP65, | 2032 | TEM | 1 | MC | 6.001 | 1
1FK70434CF211KA2 | SIMOTICS S SYNCHRONOUS MOTOR 1FK7-HD PN=0,94 KW; UZK=300V M0=3,3NM (100K); NN=3000RPM; NATURAL COOLING, FRAME SIZE IMB 5 (IM V1, IM V3) FLANGE 1 POWER CONNECTOR ROTATABLE ABSOLUTE ENCODER 16BIT + 12BIT MULTITURN, WITH DRIVE-CLIQ INTERFACE (ENCODER AM16DQ) SHAFT WITH FITTED KEY, TOLERANCE N; W/O HOLDING BRAKE PROTECTION CLASS IP65, FLANGE ON DRIVE END IP67; | 2032 | TEM | 1 | MC | 6.001 | 1
1FK70434CF211KB0 | SIMOTICS S SYNCHRONOUS MOTOR 1FK7-HD PN=0,94 KW; UZK=300V M0=3,3NM (100K); NN=3000RPM; NATURAL COOLING, FRAME SIZE IMB 5 (IM V1, IM V3) FLANGE 1 POWER CONNECTOR ROTATABLE ABSOLUTE ENCODER 16BIT + 12BIT MULTITURN, WITH DRIVE-CLIQ INTERFACE (ENCODER AM16DQ) SHAFT WITH FITTED KEY, TOLERANCE N; WITH HOLDING BRAKE PROTECTION CLASS IP64; | 2199 | TEM | 1 | MC | 6.3 | 1
1FK70434CF211KB1 | SIMOTICS S SYNCHRONOUS MOTOR 1FK7-HD PN=0,94 KW; UZK=300V M0=3,3NM (100K); NN=3000RPM; NATURAL COOLING, FRAME SIZE IMB 5 (IM V1, IM V3) FLANGE 1 POWER CONNECTOR ROTATABLE ABSOLUTE ENCODER 16BIT + 12BIT MULTITURN, WITH DRIVE-CLIQ INTERFACE (ENCODER AM16DQ) SHAFT WITH FITTED KEY, TOLERANCE N; WITH HOLDING BRAKE PROTECTION CLASS IP65, | 2293 | TEM | 1 | MC | 6.3 | 1
1FK70434CF211KB2 | SIMOTICS S SYNCHRONOUS MOTOR 1FK7-HD PN=0,94 KW; UZK=300V M0=3,3NM (100K); NN=3000RPM; NATURAL COOLING, FRAME SIZE IMB 5 (IM V1, IM V3) FLANGE 1 POWER CONNECTOR ROTATABLE ABSOLUTE ENCODER 16BIT + 12BIT MULTITURN, WITH DRIVE-CLIQ INTERFACE (ENCODER AM16DQ) SHAFT WITH FITTED KEY, TOLERANCE N; WITH HOLDING BRAKE PROTECTION CLASS IP65, FLANGE ON DRIVE END IP67; | 2293 | TEM | 1 | MC | 6.3 | 1
1FK70434CF211KG0 | SIMOTICS S SYNCHRONOUS MOTOR 1FK7-HD PN=0,94 KW; UZK=300V M0=3,3NM (100K); NN=3000RPM; NATURAL COOLING, FRAME SIZE IMB 5 (IM V1, IM V3) FLANGE 1 POWER CONNECTOR ROTATABLE ABSOLUTE ENCODER 16BIT + 12BIT MULTITURN, WITH DRIVE-CLIQ INTERFACE (ENCODER AM16DQ) PLAIN SHAFT, TOLERANCE N; W/O HOLDING BRAKE PROTECTION CLASS IP64; | 1852 | TEM | 1 | MC | 6.001 | 1
1FK70434CF211KG1 | SIMOTICS S SYNCHRONOUS MOTOR 1FK7-HD PN=0,94 KW; UZK=300V M0=3,3NM (100K); NN=3000RPM; NATURAL COOLING, FRAME SIZE IMB 5 (IM V1, IM V3) FLANGE 1 POWER CONNECTOR ROTATABLE ABSOLUTE ENCODER 16BIT + 12BIT MULTITURN, WITH DRIVE-CLIQ INTERFACE (ENCODER AM16DQ) PLAIN SHAFT, TOLERANCE N; W/O HOLDING BRAKE PROTECTION CLASS IP65, | 1945 | TEM | 1 | MC | 6.001 | 1
1FK70434CF211KG2 | SIMOTICS S SYNCHRONOUS MOTOR 1FK7-HD PN=0,94 KW; UZK=300V M0=3,3NM (100K); NN=3000RPM; NATURAL COOLING, FRAME SIZE IMB 5 (IM V1, IM V3) FLANGE 1 POWER CONNECTOR ROTATABLE ABSOLUTE ENCODER 16BIT + 12BIT MULTITURN, WITH DRIVE-CLIQ INTERFACE (ENCODER AM16DQ) PLAIN SHAFT, TOLERANCE N; W/O HOLDING BRAKE PROTECTION CLASS IP65, FLANGE ON DRIVE END IP67; | 1945 | TEM | 1 | MC | 6.001 | 1
1FK70434CF211KH0 | SIMOTICS S SYNCHRONOUS MOTOR 1FK7-HD PN=0,94 KW; UZK=300V M0=3,3NM (100K); NN=3000RPM; NATURAL COOLING, FRAME SIZE IMB 5 (IM V1, IM V3) FLANGE 1 POWER CONNECTOR ROTATABLE ABSOLUTE ENCODER 16BIT + 12BIT MULTITURN, WITH DRIVE-CLIQ INTERFACE (ENCODER AM16DQ) PLAIN SHAFT, TOLERANCE N; WITH HOLDING BRAKE PROTECTION CLASS IP64; | 2111 | TEM | 1 | MC | 6.3 | 1
1FK70434CF211KH1 | SIMOTICS S SYNCHRONOUS MOTOR 1FK7-HD PN=0,94 KW; UZK=300V M0=3,3NM (100K); NN=3000RPM; NATURAL COOLING, FRAME SIZE IMB 5 (IM V1, IM V3) FLANGE 1 POWER CONNECTOR ROTATABLE ABSOLUTE ENCODER 16BIT + 12BIT MULTITURN, WITH DRIVE-CLIQ INTERFACE (ENCODER AM16DQ) PLAIN SHAFT, TOLERANCE N; WITH HOLDING BRAKE PROTECTION CLASS IP65, | 2204 | TEM | 1 | MC | 6.3 | 1
1FK70434CF211KH2 | SIMOTICS S SYNCHRONOUS MOTOR 1FK7-HD PN=0,94 KW; UZK=300V M0=3,3NM (100K); NN=3000RPM; NATURAL COOLING, FRAME SIZE IMB 5 (IM V1, IM V3) FLANGE 1 POWER CONNECTOR ROTATABLE ABSOLUTE ENCODER 16BIT + 12BIT MULTITURN, WITH DRIVE-CLIQ INTERFACE (ENCODER AM16DQ) PLAIN SHAFT, TOLERANCE N; WITH HOLDING BRAKE PROTECTION CLASS IP65, FLANGE ON DRIVE END IP67; | 2204 | TEM | 1 | MC | 6.3 | 1
1FK70434CF211PA0 | SIMOTICS S SYNCHRONOUS MOTOR 1FK7-HD PN=0,94 KW; UZK=300V M0=3,3NM (100K); NN=3000RPM; NATURAL COOLING, FRAME SIZE IMB 5 (IM V1, IM V3) FLANGE 1 POWER CONNECTOR ROTATABLE RESOLVER 2-POLE, WITH DRIVE CLIQ-INTERFACE SHAFT WITH FITTED KEY, TOLERANCE N; W/O HOLDING BRAKE PROTECTION CLASS IP64; | 1420 | TEM | 1 | MC | 6.101 | 1
1FK70434CF211PA1 | SIMOTICS S SYNCHRONOUS MOTOR 1FK7-HD PN=0,94 KW; UZK=300V M0=3,3NM (100K); NN=3000RPM; NATURAL COOLING, FRAME SIZE IMB 5 (IM V1, IM V3) FLANGE 1 POWER CONNECTOR ROTATABLE RESOLVER 2-POLE, WITH DRIVE CLIQ-INTERFACE SHAFT WITH FITTED KEY, TOLERANCE N; W/O HOLDING BRAKE PROTECTION CLASS IP65, | 1514 | TEM | 1 | MC | 6.101 | 1
1FK70434CF211PA2 | SIMOTICS S SYNCHRONOUS MOTOR 1FK7-HD PN=0,94 KW; UZK=300V M0=3,3NM (100K); NN=3000RPM; NATURAL COOLING, FRAME SIZE IMB 5 (IM V1, IM V3) FLANGE 1 POWER CONNECTOR ROTATABLE RESOLVER 2-POLE, WITH DRIVE CLIQ-INTERFACE SHAFT WITH FITTED KEY, TOLERANCE N; W/O HOLDING BRAKE PROTECTION CLASS IP65, FLANGE ON DRIVE END IP67; | 1514 | TEM | 1 | MC | 6.101 | 1
1FK70434CF211PB0 | SIMOTICS S SYNCHRONOUS MOTOR 1FK7-HD PN=0,94 KW; UZK=300V M0=3,3NM (100K); NN=3000RPM; NATURAL COOLING, FRAME SIZE IMB 5 (IM V1, IM V3) FLANGE 1 POWER CONNECTOR ROTATABLE RESOLVER 2-POLE, WITH DRIVE CLIQ-INTERFACE SHAFT WITH FITTED KEY, TOLERANCE N; WITH HOLDING BRAKE PROTECTION CLASS IP64; | 1681 | TEM | 1 | MC | 6.4 | 1
1FK70434CF211PB1 | SIMOTICS S SYNCHRONOUS MOTOR 1FK7-HD PN=0,94 KW; UZK=300V M0=3,3NM (100K); NN=3000RPM; NATURAL COOLING, FRAME SIZE IMB 5 (IM V1, IM V3) FLANGE 1 POWER CONNECTOR ROTATABLE RESOLVER 2-POLE, WITH DRIVE CLIQ-INTERFACE SHAFT WITH FITTED KEY, TOLERANCE N; WITH HOLDING BRAKE PROTECTION CLASS IP65, | 1775 | TEM | 1 | MC | 6.4 | 1
1FK70434CF211PB2 | SIMOTICS S SYNCHRONOUS MOTOR 1FK7-HD PN=0,94 KW; UZK=300V M0=3,3NM (100K); NN=3000RPM; NATURAL COOLING, FRAME SIZE IMB 5 (IM V1, IM V3) FLANGE 1 POWER CONNECTOR ROTATABLE RESOLVER 2-POLE, WITH DRIVE CLIQ-INTERFACE SHAFT WITH FITTED KEY, TOLERANCE N; WITH HOLDING BRAKE PROTECTION CLASS IP65, FLANGE ON DRIVE END IP67; | 1775 | TEM | 1 | MC | 6.4 | 1
1FK70434CF211PG0 | SIMOTICS S SYNCHRONOUS MOTOR 1FK7-HD PN=0,94 KW; UZK=300V M0=3,3NM (100K); NN=3000RPM; NATURAL COOLING, FRAME SIZE IMB 5 (IM V1, IM V3) FLANGE 1 POWER CONNECTOR ROTATABLE RESOLVER 2-POLE, WITH DRIVE CLIQ-INTERFACE PLAIN SHAFT, TOLERANCE N; W/O HOLDING BRAKE PROTECTION CLASS IP64; | 1334 | TEM | 1 | MC | 6.101 | 1
1FK70434CF211PG1 | SIMOTICS S SYNCHRONOUS MOTOR 1FK7-HD PN=0,94 KW; UZK=300V M0=3,3NM (100K); NN=3000RPM; NATURAL COOLING, FRAME SIZE IMB 5 (IM V1, IM V3) FLANGE 1 POWER CONNECTOR ROTATABLE RESOLVER 2-POLE, WITH DRIVE CLIQ-INTERFACE PLAIN SHAFT, TOLERANCE N; W/O HOLDING BRAKE PROTECTION CLASS IP65, | 1427 | TEM | 1 | MC | 6.101 | 1
1FK70434CF211PG2 | SIMOTICS S SYNCHRONOUS MOTOR 1FK7-HD PN=0,94 KW; UZK=300V M0=3,3NM (100K); NN=3000RPM; NATURAL COOLING, FRAME SIZE IMB 5 (IM V1, IM V3) FLANGE 1 POWER CONNECTOR ROTATABLE RESOLVER 2-POLE, WITH DRIVE CLIQ-INTERFACE PLAIN SHAFT, TOLERANCE N; W/O HOLDING BRAKE PROTECTION CLASS IP65, FLANGE ON DRIVE END IP67; | 1427 | TEM | 1 | MC | 6.101 | 1
1FK70434CF211PH0 | SIMOTICS S SYNCHRONOUS MOTOR 1FK7-HD PN=0,94 KW; UZK=300V M0=3,3NM (100K); NN=3000RPM; NATURAL COOLING, FRAME SIZE IMB 5 (IM V1, IM V3) FLANGE 1 POWER CONNECTOR ROTATABLE RESOLVER 2-POLE, WITH DRIVE CLIQ-INTERFACE PLAIN SHAFT, TOLERANCE N; WITH HOLDING BRAKE PROTECTION CLASS IP64; | 1593 | TEM | 1 | MC | 6.4 | 1
1FK70434CF211PH1 | SIMOTICS S SYNCHRONOUS MOTOR 1FK7-HD PN=0,94 KW; UZK=300V M0=3,3NM (100K); NN=3000RPM; NATURAL COOLING, FRAME SIZE IMB 5 (IM V1, IM V3) FLANGE 1 POWER CONNECTOR ROTATABLE RESOLVER 2-POLE, WITH DRIVE CLIQ-INTERFACE PLAIN SHAFT, TOLERANCE N; WITH HOLDING BRAKE PROTECTION CLASS IP65, | 1686 | TEM | 1 | MC | 6.4 | 1
1FK70434CF211PH2 | SIMOTICS S SYNCHRONOUS MOTOR 1FK7-HD PN=0,94 KW; UZK=300V M0=3,3NM (100K); NN=3000RPM; NATURAL COOLING, FRAME SIZE IMB 5 (IM V1, IM V3) FLANGE 1 POWER CONNECTOR ROTATABLE RESOLVER 2-POLE, WITH DRIVE CLIQ-INTERFACE PLAIN SHAFT, TOLERANCE N; WITH HOLDING BRAKE PROTECTION CLASS IP65, FLANGE ON DRIVE END IP67; | 1686 | TEM | 1 | MC | 6.4 | 1
1FK70434CF211QA0 | SIMOTICS S SYNCHRONOUS MOTOR 1FK7-HD PN=0,94 KW; UZK=300V M0=3,3NM (100K); NN=3000RPM; NATURAL COOLING, FRAME SIZE IMB 5 (IM V1, IM V3) FLANGE 1 POWER CONNECTOR ROTATABLE ABSOLUTE ENCODER SINGLETURN 20 BIT WITH DRIVE-CLIQ INTERFACE (ENCODER AS20DQI) SHAFT WITH FITTED KEY, TOLERANCE N; W/O HOLDING BRAKE PROTECTION CLASS IP64; | 1523 | TEM | 1 | MC | 6.001 | 1
1FK70434CF211QA1 | SIMOTICS S SYNCHRONOUS MOTOR 1FK7-HD PN=0,94 KW; UZK=300V M0=3,3NM (100K); NN=3000RPM; NATURAL COOLING, FRAME SIZE IMB 5 (IM V1, IM V3) FLANGE 1 POWER CONNECTOR ROTATABLE ABSOLUTE ENCODER SINGLETURN 20 BIT WITH DRIVE-CLIQ INTERFACE (ENCODER AS20DQI) SHAFT WITH FITTED KEY, TOLERANCE N; W/O HOLDING BRAKE PROTECTION CLASS IP65, | 1617 | TEM | 1 | MC | 6.001 | 1
1FK70434CF211QA2 | SIMOTICS S SYNCHRONOUS MOTOR 1FK7-HD PN=0,94 KW; UZK=300V M0=3,3NM (100K); NN=3000RPM; NATURAL COOLING, FRAME SIZE IMB 5 (IM V1, IM V3) FLANGE 1 POWER CONNECTOR ROTATABLE ABSOLUTE ENCODER SINGLETURN 20 BIT WITH DRIVE-CLIQ INTERFACE (ENCODER AS20DQI) SHAFT WITH FITTED KEY, TOLERANCE N; W/O HOLDING BRAKE PROTECTION CLASS IP65, FLANGE ON DRIVE END IP67; | 1617 | TEM | 1 | MC | 6.001 | 1
1FK70434CF211QB0 | SIMOTICS S SYNCHRONOUS MOTOR 1FK7-HD PN=0,94 KW; UZK=300V M0=3,3NM (100K); NN=3000RPM; NATURAL COOLING, FRAME SIZE IMB 5 (IM V1, IM V3) FLANGE 1 POWER CONNECTOR ROTATABLE ABSOLUTE ENCODER SINGLETURN 20 BIT WITH DRIVE-CLIQ INTERFACE (ENCODER AS20DQI) SHAFT WITH FITTED KEY, TOLERANCE N; WITH HOLDING BRAKE PROTECTION CLASS IP64; | 1784 | TEM | 1 | MC | 6.3 | 1
1FK70434CF211QB1 | SIMOTICS S SYNCHRONOUS MOTOR 1FK7-HD PN=0,94 KW; UZK=300V M0=3,3NM (100K); NN=3000RPM; NATURAL COOLING, FRAME SIZE IMB 5 (IM V1, IM V3) FLANGE 1 POWER CONNECTOR ROTATABLE ABSOLUTE ENCODER SINGLETURN 20 BIT WITH DRIVE-CLIQ INTERFACE (ENCODER AS20DQI) SHAFT WITH FITTED KEY, TOLERANCE N; WITH HOLDING BRAKE PROTECTION CLASS IP65, | 1878 | TEM | 1 | MC | 6.3 | 1
1FK70434CF211QB2 | SIMOTICS S SYNCHRONOUS MOTOR 1FK7-HD PN=0,94 KW; UZK=300V M0=3,3NM (100K); NN=3000RPM; NATURAL COOLING, FRAME SIZE IMB 5 (IM V1, IM V3) FLANGE 1 POWER CONNECTOR ROTATABLE ABSOLUTE ENCODER SINGLETURN 20 BIT WITH DRIVE-CLIQ INTERFACE (ENCODER AS20DQI) SHAFT WITH FITTED KEY, TOLERANCE N; WITH HOLDING BRAKE PROTECTION CLASS IP65, FLANGE ON DRIVE END IP67; | 1878 | TEM | 1 | MC | 6.3 | 1
1FK70434CF211QG0 | SIMOTICS S SYNCHRONOUS MOTOR 1FK7-HD PN=0,94 KW; UZK=300V M0=3,3NM (100K); NN=3000RPM; NATURAL COOLING, FRAME SIZE IMB 5 (IM V1, IM V3) FLANGE 1 POWER CONNECTOR ROTATABLE ABSOLUTE ENCODER SINGLETURN 20 BIT WITH DRIVE-CLIQ INTERFACE (ENCODER AS20DQI) PLAIN SHAFT, TOLERANCE N; W/O HOLDING BRAKE PROTECTION CLASS IP64; | 1437 | TEM | 1 | MC | 6.001 | 1
1FK70434CF211QG1 | SIMOTICS S SYNCHRONOUS MOTOR 1FK7-HD PN=0,94 KW; UZK=300V M0=3,3NM (100K); NN=3000RPM; NATURAL COOLING, FRAME SIZE IMB 5 (IM V1, IM V3) FLANGE 1 POWER CONNECTOR ROTATABLE ABSOLUTE ENCODER SINGLETURN 20 BIT WITH DRIVE-CLIQ INTERFACE (ENCODER AS20DQI) PLAIN SHAFT, TOLERANCE N; W/O HOLDING BRAKE PROTECTION CLASS IP65, | 1530 | TEM | 1 | MC | 6.001 | 1
1FK70434CF211QG2 | SIMOTICS S SYNCHRONOUS MOTOR 1FK7-HD PN=0,94 KW; UZK=300V M0=3,3NM (100K); NN=3000RPM; NATURAL COOLING, FRAME SIZE IMB 5 (IM V1, IM V3) FLANGE 1 POWER CONNECTOR ROTATABLE ABSOLUTE ENCODER SINGLETURN 20 BIT WITH DRIVE-CLIQ INTERFACE (ENCODER AS20DQI) PLAIN SHAFT, TOLERANCE N; W/O HOLDING BRAKE PROTECTION CLASS IP65, FLANGE ON DRIVE END IP67; | 1530 | TEM | 1 | MC | 6.001 | 1
1FK70434CF211QH0 | SIMOTICS S SYNCHRONOUS MOTOR 1FK7-HD PN=0,94 KW; UZK=300V M0=3,3NM (100K); NN=3000RPM; NATURAL COOLING, FRAME SIZE IMB 5 (IM V1, IM V3) FLANGE 1 POWER CONNECTOR ROTATABLE ABSOLUTE ENCODER SINGLETURN 20 BIT WITH DRIVE-CLIQ INTERFACE (ENCODER AS20DQI) PLAIN SHAFT, TOLERANCE N; WITH HOLDING BRAKE PROTECTION CLASS IP64; | 1696 | TEM | 1 | MC | 6.3 | 1
1FK70434CF211QH1 | SIMOTICS S SYNCHRONOUS MOTOR 1FK7-HD PN=0,94 KW; UZK=300V M0=3,3NM (100K); NN=3000RPM; NATURAL COOLING, FRAME SIZE IMB 5 (IM V1, IM V3) FLANGE 1 POWER CONNECTOR ROTATABLE ABSOLUTE ENCODER SINGLETURN 20 BIT WITH DRIVE-CLIQ INTERFACE (ENCODER AS20DQI) PLAIN SHAFT, TOLERANCE N; WITH HOLDING BRAKE PROTECTION CLASS IP65, | 1789 | TEM | 1 | MC | 6.3 | 1
1FK70434CF211QH2 | SIMOTICS S SYNCHRONOUS MOTOR 1FK7-HD PN=0,94 KW; UZK=300V M0=3,3NM (100K); NN=3000RPM; NATURAL COOLING, FRAME SIZE IMB 5 (IM V1, IM V3) FLANGE 1 POWER CONNECTOR ROTATABLE ABSOLUTE ENCODER SINGLETURN 20 BIT WITH DRIVE-CLIQ INTERFACE (ENCODER AS20DQI) PLAIN SHAFT, TOLERANCE N; WITH HOLDING BRAKE PROTECTION CLASS IP65, FLANGE ON DRIVE END IP67; | 1789 | TEM | 1 | MC | 6.3 | 1
1FK70434CF211RA0 | SIMOTICS S SYNCHRONOUS MOTOR 1FK7-HD PN=0,94 KW; UZK=300V M0=3,3NM (100K); NN=3000RPM; NATURAL COOLING, FRAME SIZE IMB 5 (IM V1, IM V3) FLANGE 1 POWER CONNECTOR ROTATABLE ABSOLUTE ENCODER 20 BIT + 12 BIT MULTITURN WITH DRIVE-CLIQ INTERFACE (ENCODER AM20DQI) SHAFT WITH FITTED KEY, TOLERANCE N; W/O HOLDING BRAKE PROTECTION CLASS IP64; | 1897 | TEM | 1 | MC | 6.001 | 1
1FK70434CF211RA1 | SIMOTICS S SYNCHRONOUS MOTOR 1FK7-HD PN=0,94 KW; UZK=300V M0=3,3NM (100K); NN=3000RPM; NATURAL COOLING, FRAME SIZE IMB 5 (IM V1, IM V3) FLANGE 1 POWER CONNECTOR ROTATABLE ABSOLUTE ENCODER 20 BIT + 12 BIT MULTITURN WITH DRIVE-CLIQ INTERFACE (ENCODER AM20DQI) SHAFT WITH FITTED KEY, TOLERANCE N; W/O HOLDING BRAKE PROTECTION CLASS IP65, | 1991 | TEM | 1 | MC | 6.001 | 1
1FK70434CF211RA2 | SIMOTICS S SYNCHRONOUS MOTOR 1FK7-HD PN=0,94 KW; UZK=300V M0=3,3NM (100K); NN=3000RPM; NATURAL COOLING, FRAME SIZE IMB 5 (IM V1, IM V3) FLANGE 1 POWER CONNECTOR ROTATABLE ABSOLUTE ENCODER 20 BIT + 12 BIT MULTITURN WITH DRIVE-CLIQ INTERFACE (ENCODER AM20DQI) SHAFT WITH FITTED KEY, TOLERANCE N; W/O HOLDING BRAKE PROTECTION CLASS IP65, FLANGE ON DRIVE END IP67; | 1991 | TEM | 1 | MC | 6.001 | 1
1FK70434CF211RB0 | SIMOTICS S SYNCHRONOUS MOTOR 1FK7-HD PN=0,94 KW; UZK=300V M0=3,3NM (100K); NN=3000RPM; NATURAL COOLING, FRAME SIZE IMB 5 (IM V1, IM V3) FLANGE 1 POWER CONNECTOR ROTATABLE ABSOLUTE ENCODER 20 BIT + 12 BIT MULTITURN WITH DRIVE-CLIQ INTERFACE (ENCODER AM20DQI) SHAFT WITH FITTED KEY, TOLERANCE N; WITH HOLDING BRAKE PROTECTION CLASS IP64; | 2158 | TEM | 1 | MC | 6.3 | 1
1FK70434CF211RB1 | SIMOTICS S SYNCHRONOUS MOTOR 1FK7-HD PN=0,94 KW; UZK=300V M0=3,3NM (100K); NN=3000RPM; NATURAL COOLING, FRAME SIZE IMB 5 (IM V1, IM V3) FLANGE 1 POWER CONNECTOR ROTATABLE ABSOLUTE ENCODER 20 BIT + 12 BIT MULTITURN WITH DRIVE-CLIQ INTERFACE (ENCODER AM20DQI) SHAFT WITH FITTED KEY, TOLERANCE N; WITH HOLDING BRAKE PROTECTION CLASS IP65, | 2252 | TEM | 1 | MC | 6.3 | 1
1FK70434CF211RB2 | SIMOTICS S SYNCHRONOUS MOTOR 1FK7-HD PN=0,94 KW; UZK=300V M0=3,3NM (100K); NN=3000RPM; NATURAL COOLING, FRAME SIZE IMB 5 (IM V1, IM V3) FLANGE 1 POWER CONNECTOR ROTATABLE ABSOLUTE ENCODER 20 BIT + 12 BIT MULTITURN WITH DRIVE-CLIQ INTERFACE (ENCODER AM20DQI) SHAFT WITH FITTED KEY, TOLERANCE N; WITH HOLDING BRAKE PROTECTION CLASS IP65, FLANGE ON DRIVE END IP67; | 2252 | TEM | 1 | MC | 6.3 | 1
1FK70434CF211RG0 | SIMOTICS S SYNCHRONOUS MOTOR 1FK7-HD PN=0,94 KW; UZK=300V M0=3,3NM (100K); NN=3000RPM; NATURAL COOLING, FRAME SIZE IMB 5 (IM V1, IM V3) FLANGE 1 POWER CONNECTOR ROTATABLE ABSOLUTE ENCODER 20 BIT + 12 BIT MULTITURN WITH DRIVE-CLIQ INTERFACE (ENCODER AM20DQI) PLAIN SHAFT, TOLERANCE N; W/O HOLDING BRAKE PROTECTION CLASS IP64; | 1811 | TEM | 1 | MC | 6.001 | 1
1FK70434CF211RG1 | SIMOTICS S SYNCHRONOUS MOTOR 1FK7-HD PN=0,94 KW; UZK=300V M0=3,3NM (100K); NN=3000RPM; NATURAL COOLING, FRAME SIZE IMB 5 (IM V1, IM V3) FLANGE 1 POWER CONNECTOR ROTATABLE ABSOLUTE ENCODER 20 BIT + 12 BIT MULTITURN WITH DRIVE-CLIQ INTERFACE (ENCODER AM20DQI) PLAIN SHAFT, TOLERANCE N; W/O HOLDING BRAKE PROTECTION CLASS IP65, | 1904 | TEM | 1 | MC | 6.001 | 1
1FK70434CF211RG2 | SIMOTICS S SYNCHRONOUS MOTOR 1FK7-HD PN=0,94 KW; UZK=300V M0=3,3NM (100K); NN=3000RPM; NATURAL COOLING, FRAME SIZE IMB 5 (IM V1, IM V3) FLANGE 1 POWER CONNECTOR ROTATABLE ABSOLUTE ENCODER 20 BIT + 12 BIT MULTITURN WITH DRIVE-CLIQ INTERFACE (ENCODER AM20DQI) PLAIN SHAFT, TOLERANCE N; W/O HOLDING BRAKE PROTECTION CLASS IP65, FLANGE ON DRIVE END IP67; | 1904 | TEM | 1 | MC | 6.001 | 1
1FK70434CF211RH0 | SIMOTICS S SYNCHRONOUS MOTOR 1FK7-HD PN=0,94 KW; UZK=300V M0=3,3NM (100K); NN=3000RPM; NATURAL COOLING, FRAME SIZE IMB 5 (IM V1, IM V3) FLANGE 1 POWER CONNECTOR ROTATABLE ABSOLUTE ENCODER 20 BIT + 12 BIT MULTITURN WITH DRIVE-CLIQ INTERFACE (ENCODER AM20DQI) PLAIN SHAFT, TOLERANCE N; WITH HOLDING BRAKE PROTECTION CLASS IP64; | 2070 | TEM | 1 | MC | 6.3 | 1
1FK70434CF211RH1 | SIMOTICS S SYNCHRONOUS MOTOR 1FK7-HD PN=0,94 KW; UZK=300V M0=3,3NM (100K); NN=3000RPM; NATURAL COOLING, FRAME SIZE IMB 5 (IM V1, IM V3) FLANGE 1 POWER CONNECTOR ROTATABLE ABSOLUTE ENCODER 20 BIT + 12 BIT MULTITURN WITH DRIVE-CLIQ INTERFACE (ENCODER AM20DQI) PLAIN SHAFT, TOLERANCE N; WITH HOLDING BRAKE PROTECTION CLASS IP65, | 2163 | TEM | 1 | MC | 6.3 | 1
1FK70434CF211RH2 | SIMOTICS S SYNCHRONOUS MOTOR 1FK7-HD PN=0,94 KW; UZK=300V M0=3,3NM (100K); NN=3000RPM; NATURAL COOLING, FRAME SIZE IMB 5 (IM V1, IM V3) FLANGE 1 POWER CONNECTOR ROTATABLE ABSOLUTE ENCODER 20 BIT + 12 BIT MULTITURN WITH DRIVE-CLIQ INTERFACE (ENCODER AM20DQI) PLAIN SHAFT, TOLERANCE N; WITH HOLDING BRAKE PROTECTION CLASS IP65, FLANGE ON DRIVE END IP67; | 2163 | TEM | 1 | MC | 6.3 | 1
1FK70434CF211SA0 | SIMOTICS S SYNCHRONOUS MOTOR 1FK7-HD PN=0,94 KW; UZK=300V M0=3,3NM (100K); NN=3000RPM; NATURAL COOLING, FRAME SIZE IMB 5 (IM V1, IM V3) FLANGE 1, WITH KTY TEMPERATURESENSOR POWER CONNECTOR ROTATABLE RESOLVER MULTI-POLE (RESOLVER P=3); SHAFT WITH FITTED KEY, TOLERANCE N; W/O HOLDING BRAKE PROTECTION CLASS IP64; | 1179 | TEM | 1 | MC | 6.002 | 1
1FK70434CF211SA1 | SIMOTICS S SYNCHRONOUS MOTOR 1FK7-HD PN=0,94 KW; UZK=300V M0=3,3NM (100K); NN=3000RPM; NATURAL COOLING, FRAME SIZE IMB 5 (IM V1, IM V3) FLANGE 1, WITH KTY TEMPERATURESENSOR POWER CONNECTOR ROTATABLE RESOLVER MULTI-POLE (RESOLVER P=3); SHAFT WITH FITTED KEY, TOLERANCE N; W/O HOLDING BRAKE PROTECTION CLASS IP65, | 1273 | TEM | 1 | MC | 6.002 | 1
1FK70434CF211SA2 | SIMOTICS S SYNCHRONOUS MOTOR 1FK7-HD PN=0,94 KW; UZK=300V M0=3,3NM (100K); NN=3000RPM; NATURAL COOLING, FRAME SIZE IMB 5 (IM V1, IM V3) FLANGE 1, WITH KTY TEMPERATURESENSOR POWER CONNECTOR ROTATABLE RESOLVER MULTI-POLE (RESOLVER P=3); SHAFT WITH FITTED KEY, TOLERANCE N; W/O HOLDING BRAKE PROTECTION CLASS IP65, FLANGE ON DRIVE END IP67; | 1273 | TEM | 1 | MC | 6.002 | 1
1FK70434CF211SB0 | SIMOTICS S SYNCHRONOUS MOTOR 1FK7-HD PN=0,94 KW; UZK=300V M0=3,3NM (100K); NN=3000RPM; NATURAL COOLING, FRAME SIZE IMB 5 (IM V1, IM V3) FLANGE 1, WITH KTY TEMPERATURESENSOR POWER CONNECTOR ROTATABLE RESOLVER MULTI-POLE (RESOLVER P=3); SHAFT WITH FITTED KEY, TOLERANCE N; WITH HOLDING BRAKE PROTECTION CLASS IP64; | 1440 | TEM | 1 | MC | 6.301 | 1
1FK70434CF211SB1 | SIMOTICS S SYNCHRONOUS MOTOR 1FK7-HD PN=0,94 KW; UZK=300V M0=3,3NM (100K); NN=3000RPM; NATURAL COOLING, FRAME SIZE IMB 5 (IM V1, IM V3) FLANGE 1, WITH KTY TEMPERATURESENSOR POWER CONNECTOR ROTATABLE RESOLVER MULTI-POLE (RESOLVER P=3); SHAFT WITH FITTED KEY, TOLERANCE N; WITH HOLDING BRAKE PROTECTION CLASS IP65, | 1534 | TEM | 1 | MC | 6.301 | 1
1FK70434CF211SB2 | SIMOTICS S SYNCHRONOUS MOTOR 1FK7-HD PN=0,94 KW; UZK=300V M0=3,3NM (100K); NN=3000RPM; NATURAL COOLING, FRAME SIZE IMB 5 (IM V1, IM V3) FLANGE 1, WITH KTY TEMPERATURESENSOR POWER CONNECTOR ROTATABLE RESOLVER MULTI-POLE (RESOLVER P=3); SHAFT WITH FITTED KEY, TOLERANCE N; WITH HOLDING BRAKE PROTECTION CLASS IP65, FLANGE ON DRIVE END IP67; | 1534 | TEM | 1 | MC | 6.301 | 1
1FK70434CF211SG0 | SIMOTICS S SYNCHRONOUS MOTOR 1FK7-HD PN=0,94 KW; UZK=300V M0=3,3NM (100K); NN=3000RPM; NATURAL COOLING, FRAME SIZE IMB 5 (IM V1, IM V3) FLANGE 1, WITH KTY TEMPERATURESENSOR POWER CONNECTOR ROTATABLE RESOLVER MULTI-POLE (RESOLVER P=3); PLAIN SHAFT, TOLERANCE N; W/O HOLDING BRAKE PROTECTION CLASS IP64; | 1093 | TEM | 1 | MC | 6.002 | 1
1FK70434CF211SG1 | SIMOTICS S SYNCHRONOUS MOTOR 1FK7-HD PN=0,94 KW; UZK=300V M0=3,3NM (100K); NN=3000RPM; NATURAL COOLING, FRAME SIZE IMB 5 (IM V1, IM V3) FLANGE 1, WITH KTY TEMPERATURESENSOR POWER CONNECTOR ROTATABLE RESOLVER MULTI-POLE (RESOLVER P=3); PLAIN SHAFT, TOLERANCE N; W/O HOLDING BRAKE PROTECTION CLASS IP65, | 1186 | TEM | 1 | MC | 6.002 | 1
1FK70434CF211SG2 | SIMOTICS S SYNCHRONOUS MOTOR 1FK7-HD PN=0,94 KW; UZK=300V M0=3,3NM (100K); NN=3000RPM; NATURAL COOLING, FRAME SIZE IMB 5 (IM V1, IM V3) FLANGE 1, WITH KTY TEMPERATURESENSOR POWER CONNECTOR ROTATABLE RESOLVER MULTI-POLE (RESOLVER P=3); PLAIN SHAFT, TOLERANCE N; W/O HOLDING BRAKE PROTECTION CLASS IP65, FLANGE ON DRIVE END IP67; | 1186 | TEM | 1 | MC | 6.002 | 1
1FK70434CF211SH0 | SIMOTICS S SYNCHRONOUS MOTOR 1FK7-HD PN=0,94 KW; UZK=300V M0=3,3NM (100K); NN=3000RPM; NATURAL COOLING, FRAME SIZE IMB 5 (IM V1, IM V3) FLANGE 1, WITH KTY TEMPERATURESENSOR POWER CONNECTOR ROTATABLE RESOLVER MULTI-POLE (RESOLVER P=3); PLAIN SHAFT, TOLERANCE N; WITH HOLDING BRAKE PROTECTION CLASS IP64; | 1352 | TEM | 1 | MC | 6.301 | 1
1FK70434CF211SH1 | SIMOTICS S SYNCHRONOUS MOTOR 1FK7-HD PN=0,94 KW; UZK=300V M0=3,3NM (100K); NN=3000RPM; NATURAL COOLING, FRAME SIZE IMB 5 (IM V1, IM V3) FLANGE 1, WITH KTY TEMPERATURESENSOR POWER CONNECTOR ROTATABLE RESOLVER MULTI-POLE (RESOLVER P=3); PLAIN SHAFT, TOLERANCE N; WITH HOLDING BRAKE PROTECTION CLASS IP65, | 1445 | TEM | 1 | MC | 6.301 | 1
1FK70434CF211SH2 | SIMOTICS S SYNCHRONOUS MOTOR 1FK7-HD PN=0,94 KW; UZK=300V M0=3,3NM (100K); NN=3000RPM; NATURAL COOLING, FRAME SIZE IMB 5 (IM V1, IM V3) FLANGE 1, WITH KTY TEMPERATURESENSOR POWER CONNECTOR ROTATABLE RESOLVER MULTI-POLE (RESOLVER P=3); PLAIN SHAFT, TOLERANCE N; WITH HOLDING BRAKE PROTECTION CLASS IP65, FLANGE ON DRIVE END IP67; | 1445 | TEM | 1 | MC | 6.301 | 1
1FK70434CF211TA0 | SIMOTICS S SYNCHRONOUS MOTOR 1FK7-HD PN=0,94 KW; UZK=300V M0=3,3NM (100K); NN=3000RPM; NATURAL COOLING, FRAME SIZE IMB 5 (IM V1, IM V3) FLANGE 1, WITH KTY TEMPERATURESENSOR POWER CONNECTOR ROTATABLE RESOLVER 2-POLE (RESOLVER P=1); SHAFT WITH FITTED KEY, TOLERANCE N; W/O HOLDING BRAKE PROTECTION CLASS IP64; | 1179 | TEM | 1 | MC | 6.002 | 1
1FK70434CF211TA1 | SIMOTICS S SYNCHRONOUS MOTOR 1FK7-HD PN=0,94 KW; UZK=300V M0=3,3NM (100K); NN=3000RPM; NATURAL COOLING, FRAME SIZE IMB 5 (IM V1, IM V3) FLANGE 1, WITH KTY TEMPERATURESENSOR POWER CONNECTOR ROTATABLE RESOLVER 2-POLE (RESOLVER P=1); SHAFT WITH FITTED KEY, TOLERANCE N; W/O HOLDING BRAKE PROTECTION CLASS IP65, | 1273 | TEM | 1 | MC | 6.002 | 1
1FK70434CF211TA2 | SIMOTICS S SYNCHRONOUS MOTOR 1FK7-HD PN=0,94 KW; UZK=300V M0=3,3NM (100K); NN=3000RPM; NATURAL COOLING, FRAME SIZE IMB 5 (IM V1, IM V3) FLANGE 1, WITH KTY TEMPERATURESENSOR POWER CONNECTOR ROTATABLE RESOLVER 2-POLE (RESOLVER P=1); SHAFT WITH FITTED KEY, TOLERANCE N; W/O HOLDING BRAKE PROTECTION CLASS IP65, FLANGE ON DRIVE END IP67; | 1273 | TEM | 1 | MC | 6.002 | 1
1FK70434CF211TB0 | SIMOTICS S SYNCHRONOUS MOTOR 1FK7-HD PN=0,94 KW; UZK=300V M0=3,3NM (100K); NN=3000RPM; NATURAL COOLING, FRAME SIZE IMB 5 (IM V1, IM V3) FLANGE 1, WITH KTY TEMPERATURESENSOR POWER CONNECTOR ROTATABLE RESOLVER 2-POLE (RESOLVER P=1); SHAFT WITH FITTED KEY, TOLERANCE N; WITH HOLDING BRAKE PROTECTION CLASS IP64; | 1440 | TEM | 1 | MC | 6.301 | 1
1FK70434CF211TB1 | SIMOTICS S SYNCHRONOUS MOTOR 1FK7-HD PN=0,94 KW; UZK=300V M0=3,3NM (100K); NN=3000RPM; NATURAL COOLING, FRAME SIZE IMB 5 (IM V1, IM V3) FLANGE 1, WITH KTY TEMPERATURESENSOR POWER CONNECTOR ROTATABLE RESOLVER 2-POLE (RESOLVER P=1); SHAFT WITH FITTED KEY, TOLERANCE N; WITH HOLDING BRAKE PROTECTION CLASS IP65, | 1534 | TEM | 1 | MC | 6.301 | 1
1FK70434CF211TB2 | SIMOTICS S SYNCHRONOUS MOTOR 1FK7-HD PN=0,94 KW; UZK=300V M0=3,3NM (100K); NN=3000RPM; NATURAL COOLING, FRAME SIZE IMB 5 (IM V1, IM V3) FLANGE 1, WITH KTY TEMPERATURESENSOR POWER CONNECTOR ROTATABLE RESOLVER 2-POLE (RESOLVER P=1); SHAFT WITH FITTED KEY, TOLERANCE N; WITH HOLDING BRAKE PROTECTION CLASS IP65, FLANGE ON DRIVE END IP67; | 1534 | TEM | 1 | MC | 6.301 | 1
1FK70434CF211TG0 | SIMOTICS S SYNCHRONOUS MOTOR 1FK7-HD PN=0,94 KW; UZK=300V M0=3,3NM (100K); NN=3000RPM; NATURAL COOLING, FRAME SIZE IMB 5 (IM V1, IM V3) FLANGE 1, WITH KTY TEMPERATURESENSOR POWER CONNECTOR ROTATABLE RESOLVER 2-POLE (RESOLVER P=1); PLAIN SHAFT, TOLERANCE N; W/O HOLDING BRAKE PROTECTION CLASS IP64; | 1093 | TEM | 1 | MC | 6.002 | 1
1FK70434CF211TG1 | SIMOTICS S SYNCHRONOUS MOTOR 1FK7-HD PN=0,94 KW; UZK=300V M0=3,3NM (100K); NN=3000RPM; NATURAL COOLING, FRAME SIZE IMB 5 (IM V1, IM V3) FLANGE 1, WITH KTY TEMPERATURESENSOR POWER CONNECTOR ROTATABLE RESOLVER 2-POLE (RESOLVER P=1); PLAIN SHAFT, TOLERANCE N; W/O HOLDING BRAKE PROTECTION CLASS IP65, | 1186 | TEM | 1 | MC | 6.002 | 1
1FK70434CF211TG2 | SIMOTICS S SYNCHRONOUS MOTOR 1FK7-HD PN=0,94 KW; UZK=300V M0=3,3NM (100K); NN=3000RPM; NATURAL COOLING, FRAME SIZE IMB 5 (IM V1, IM V3) FLANGE 1, WITH KTY TEMPERATURESENSOR POWER CONNECTOR ROTATABLE RESOLVER 2-POLE (RESOLVER P=1); PLAIN SHAFT, TOLERANCE N; W/O HOLDING BRAKE PROTECTION CLASS IP65, FLANGE ON DRIVE END IP67; | 1186 | TEM | 1 | MC | 6.002 | 1
1FK70434CF211TH0 | SIMOTICS S SYNCHRONOUS MOTOR 1FK7-HD PN=0,94 KW; UZK=300V M0=3,3NM (100K); NN=3000RPM; NATURAL COOLING, FRAME SIZE IMB 5 (IM V1, IM V3) FLANGE 1, WITH KTY TEMPERATURESENSOR POWER CONNECTOR ROTATABLE RESOLVER 2-POLE (RESOLVER P=1); PLAIN SHAFT, TOLERANCE N; WITH HOLDING BRAKE PROTECTION CLASS IP64; | 1352 | TEM | 1 | MC | 6.301 | 1
1FK70434CF211TH1 | SIMOTICS S SYNCHRONOUS MOTOR 1FK7-HD PN=0,94 KW; UZK=300V M0=3,3NM (100K); NN=3000RPM; NATURAL COOLING, FRAME SIZE IMB 5 (IM V1, IM V3) FLANGE 1, WITH KTY TEMPERATURESENSOR POWER CONNECTOR ROTATABLE RESOLVER 2-POLE (RESOLVER P=1); PLAIN SHAFT, TOLERANCE N; WITH HOLDING BRAKE PROTECTION CLASS IP65, | 1445 | TEM | 1 | MC | 6.301 | 1
1FK70434CF211TH2 | SIMOTICS S SYNCHRONOUS MOTOR 1FK7-HD PN=0,94 KW; UZK=300V M0=3,3NM (100K); NN=3000RPM; NATURAL COOLING, FRAME SIZE IMB 5 (IM V1, IM V3) FLANGE 1, WITH KTY TEMPERATURESENSOR POWER CONNECTOR ROTATABLE RESOLVER 2-POLE (RESOLVER P=1); PLAIN SHAFT, TOLERANCE N; WITH HOLDING BRAKE PROTECTION CLASS IP65, FLANGE ON DRIVE END IP67; | 1445 | TEM | 1 | MC | 6.301 | 1
1FK70434CF211UA0 | SIMOTICS S SYNCHRONOUS MOTOR 1FK7-HD PN=0,94 KW; UZK=300V M0=3,3NM (100K); NN=3000RPM; NATURAL COOLING, FRAME SIZE IMB 5 (IM V1, IM V3) FLANGE 1 POWER CONNECTOR ROTATABLE RESOLVER MULTI-POLE WITH DRIVE-CLIQ INTERFACE; SHAFT WITH FITTED KEY, TOLERANCE N; W/O HOLDING BRAKE PROTECTION CLASS IP64; | 1420 | TEM | 1 | MC | 6.002 | 1
1FK70434CF211UA1 | SIMOTICS S SYNCHRONOUS MOTOR 1FK7-HD PN=0,94 KW; UZK=300V M0=3,3NM (100K); NN=3000RPM; NATURAL COOLING, FRAME SIZE IMB 5 (IM V1, IM V3) FLANGE 1 POWER CONNECTOR ROTATABLE RESOLVER MULTI-POLE WITH DRIVE-CLIQ INTERFACE; SHAFT WITH FITTED KEY, TOLERANCE N; W/O HOLDING BRAKE PROTECTION CLASS IP65, | 1514 | TEM | 1 | MC | 6.002 | 1
1FK70434CF211UA2 | SIMOTICS S SYNCHRONOUS MOTOR 1FK7-HD PN=0,94 KW; UZK=300V M0=3,3NM (100K); NN=3000RPM; NATURAL COOLING, FRAME SIZE IMB 5 (IM V1, IM V3) FLANGE 1 POWER CONNECTOR ROTATABLE RESOLVER MULTI-POLE WITH DRIVE-CLIQ INTERFACE; SHAFT WITH FITTED KEY, TOLERANCE N; W/O HOLDING BRAKE PROTECTION CLASS IP65, FLANGE ON DRIVE END IP67; | 1514 | TEM | 1 | MC | 6.002 | 1
1FK70434CF211UB0 | SIMOTICS S SYNCHRONOUS MOTOR 1FK7-HD PN=0,94 KW; UZK=300V M0=3,3NM (100K); NN=3000RPM; NATURAL COOLING, FRAME SIZE IMB 5 (IM V1, IM V3) FLANGE 1 POWER CONNECTOR ROTATABLE RESOLVER MULTI-POLE WITH DRIVE-CLIQ INTERFACE; SHAFT WITH FITTED KEY, TOLERANCE N; WITH HOLDING BRAKE PROTECTION CLASS IP64; | 1681 | TEM | 1 | MC | 6.301 | 1
1FK70434CF211UB1 | SIMOTICS S SYNCHRONOUS MOTOR 1FK7-HD PN=0,94 KW; UZK=300V M0=3,3NM (100K); NN=3000RPM; NATURAL COOLING, FRAME SIZE IMB 5 (IM V1, IM V3) FLANGE 1 POWER CONNECTOR ROTATABLE RESOLVER MULTI-POLE WITH DRIVE-CLIQ INTERFACE; SHAFT WITH FITTED KEY, TOLERANCE N; WITH HOLDING BRAKE PROTECTION CLASS IP65, | 1775 | TEM | 1 | MC | 6.301 | 1
1FK70434CF211UB2 | SIMOTICS S SYNCHRONOUS MOTOR 1FK7-HD PN=0,94 KW; UZK=300V M0=3,3NM (100K); NN=3000RPM; NATURAL COOLING, FRAME SIZE IMB 5 (IM V1, IM V3) FLANGE 1 POWER CONNECTOR ROTATABLE RESOLVER MULTI-POLE WITH DRIVE-CLIQ INTERFACE; SHAFT WITH FITTED KEY, TOLERANCE N; WITH HOLDING BRAKE PROTECTION CLASS IP65, FLANGE ON DRIVE END IP67; | 1775 | TEM | 1 | MC | 6.301 | 1
1FK70434CF211UG0 | SIMOTICS S SYNCHRONOUS MOTOR 1FK7-HD PN=0,94 KW; UZK=300V M0=3,3NM (100K); NN=3000RPM; NATURAL COOLING, FRAME SIZE IMB 5 (IM V1, IM V3) FLANGE 1 POWER CONNECTOR ROTATABLE RESOLVER MULTI-POLE WITH DRIVE-CLIQ INTERFACE; PLAIN SHAFT, TOLERANCE N; W/O HOLDING BRAKE PROTECTION CLASS IP64; | 1334 | TEM | 1 | MC | 6.002 | 1
1FK70434CF211UG1 | SIMOTICS S SYNCHRONOUS MOTOR 1FK7-HD PN=0,94 KW; UZK=300V M0=3,3NM (100K); NN=3000RPM; NATURAL COOLING, FRAME SIZE IMB 5 (IM V1, IM V3) FLANGE 1 POWER CONNECTOR ROTATABLE RESOLVER MULTI-POLE WITH DRIVE-CLIQ INTERFACE; PLAIN SHAFT, TOLERANCE N; W/O HOLDING BRAKE PROTECTION CLASS IP65, | 1427 | TEM | 1 | MC | 6.002 | 1
1FK70434CF211UG2 | SIMOTICS S SYNCHRONOUS MOTOR 1FK7-HD PN=0,94 KW; UZK=300V M0=3,3NM (100K); NN=3000RPM; NATURAL COOLING, FRAME SIZE IMB 5 (IM V1, IM V3) FLANGE 1 POWER CONNECTOR ROTATABLE RESOLVER MULTI-POLE WITH DRIVE-CLIQ INTERFACE; PLAIN SHAFT, TOLERANCE N; W/O HOLDING BRAKE PROTECTION CLASS IP65, FLANGE ON DRIVE END IP67; | 1427 | TEM | 1 | MC | 6.002 | 1
1FK70434CF211UH0 | SIMOTICS S SYNCHRONOUS MOTOR 1FK7-HD PN=0,94 KW; UZK=300V M0=3,3NM (100K); NN=3000RPM; NATURAL COOLING, FRAME SIZE IMB 5 (IM V1, IM V3) FLANGE 1 POWER CONNECTOR ROTATABLE RESOLVER MULTI-POLE WITH DRIVE-CLIQ INTERFACE; PLAIN SHAFT, TOLERANCE N; WITH HOLDING BRAKE PROTECTION CLASS IP64; | 1593 | TEM | 1 | MC | 6.301 | 1
1FK70434CF211UH1 | SIMOTICS S SYNCHRONOUS MOTOR 1FK7-HD PN=0,94 KW; UZK=300V M0=3,3NM (100K); NN=3000RPM; NATURAL COOLING, FRAME SIZE IMB 5 (IM V1, IM V3) FLANGE 1 POWER CONNECTOR ROTATABLE RESOLVER MULTI-POLE WITH DRIVE-CLIQ INTERFACE; PLAIN SHAFT, TOLERANCE N; WITH HOLDING BRAKE PROTECTION CLASS IP65, | 1686 | TEM | 1 | MC | 6.301 | 1
1FK70434CF211UH2 | SIMOTICS S SYNCHRONOUS MOTOR 1FK7-HD PN=0,94 KW; UZK=300V M0=3,3NM (100K); NN=3000RPM; NATURAL COOLING, FRAME SIZE IMB 5 (IM V1, IM V3) FLANGE 1 POWER CONNECTOR ROTATABLE RESOLVER MULTI-POLE WITH DRIVE-CLIQ INTERFACE; PLAIN SHAFT, TOLERANCE N; WITH HOLDING BRAKE PROTECTION CLASS IP65, FLANGE ON DRIVE END IP67; | 1686 | TEM | 1 | MC | 6.301 | 1
1FK70434CH711AA0 | SIMOTICS S SYNCHRONOUS MOTOR 1FK7-HD PN=1,2 KW; UZK=600V M0=3,5NM (100K); NN=4500RPM; NATURAL COOLING, FRAME SIZE IMB 5 (IM V1, IM V3) FLANGE 1, WITH KTY TEMPERATURESENSOR POWER CONNECTOR ROTATABLE INCREMENTAL ENCODER SIN/COS 1VPP;2048 S/R W. C-AND D-SPUR (ENCODER IC2048S/R) SHAFT WITH FITTED KEY, TOLERANCE N; W/O HOLDING BRAKE PROTECTION CLASS IP64; | 1765 | TEM | 1 | MC | 6.001 | 1
1FK70434CH711AA1 | SIMOTICS S SYNCHRONOUS MOTOR 1FK7-HD PN=1,2 KW; UZK=600V M0=3,5NM (100K); NN=4500RPM; NATURAL COOLING, FRAME SIZE IMB 5 (IM V1, IM V3) FLANGE 1, WITH KTY TEMPERATURESENSOR POWER CONNECTOR ROTATABLE INCREMENTAL ENCODER SIN/COS 1VPP;2048 S/R W. C-AND D-SPUR (ENCODER IC2048S/R) SHAFT WITH FITTED KEY, TOLERANCE N; W/O HOLDING BRAKE PROTECTION CLASS IP65, | 1859 | TEM | 1 | MC | 6.001 | 1
1FK70434CH711AA2 | SIMOTICS S SYNCHRONOUS MOTOR 1FK7-HD PN=1,2 KW; UZK=600V M0=3,5NM (100K); NN=4500RPM; NATURAL COOLING, FRAME SIZE IMB 5 (IM V1, IM V3) FLANGE 1, WITH KTY TEMPERATURESENSOR POWER CONNECTOR ROTATABLE INCREMENTAL ENCODER SIN/COS 1VPP;2048 S/R W. C-AND D-SPUR (ENCODER IC2048S/R) SHAFT WITH FITTED KEY, TOLERANCE N; W/O HOLDING BRAKE PROTECTION CLASS IP65, FLANGE ON DRIVE END IP67; | 1859 | TEM | 1 | MC | 6.001 | 1
1FK70434CH711AB0 | SIMOTICS S SYNCHRONOUS MOTOR 1FK7-HD PN=1,2 KW; UZK=600V M0=3,5NM (100K); NN=4500RPM; NATURAL COOLING, FRAME SIZE IMB 5 (IM V1, IM V3) FLANGE 1, WITH KTY TEMPERATURESENSOR POWER CONNECTOR ROTATABLE INCREMENTAL ENCODER SIN/COS 1VPP;2048 S/R W. C-AND D-SPUR (ENCODER IC2048S/R) SHAFT WITH FITTED KEY, TOLERANCE N; WITH HOLDING BRAKE PROTECTION CLASS IP64; | 2026 | TEM | 1 | MC | 6.3 | 1
1FK70434CH711AB1 | SIMOTICS S SYNCHRONOUS MOTOR 1FK7-HD PN=1,2 KW; UZK=600V M0=3,5NM (100K); NN=4500RPM; NATURAL COOLING, FRAME SIZE IMB 5 (IM V1, IM V3) FLANGE 1, WITH KTY TEMPERATURESENSOR POWER CONNECTOR ROTATABLE INCREMENTAL ENCODER SIN/COS 1VPP;2048 S/R W. C-AND D-SPUR (ENCODER IC2048S/R) SHAFT WITH FITTED KEY, TOLERANCE N; WITH HOLDING BRAKE PROTECTION CLASS IP65, | 2120 | TEM | 1 | MC | 6.3 | 1
1FK70434CH711AB2 | SIMOTICS S SYNCHRONOUS MOTOR 1FK7-HD PN=1,2 KW; UZK=600V M0=3,5NM (100K); NN=4500RPM; NATURAL COOLING, FRAME SIZE IMB 5 (IM V1, IM V3) FLANGE 1, WITH KTY TEMPERATURESENSOR POWER CONNECTOR ROTATABLE INCREMENTAL ENCODER SIN/COS 1VPP;2048 S/R W. C-AND D-SPUR (ENCODER IC2048S/R) SHAFT WITH FITTED KEY, TOLERANCE N; WITH HOLDING BRAKE PROTECTION CLASS IP65, FLANGE ON DRIVE END IP67; | 2120 | TEM | 1 | MC | 6.3 | 1
1FK70434CH711AG0 | SIMOTICS S SYNCHRONOUS MOTOR 1FK7-HD PN=1,2 KW; UZK=600V M0=3,5NM (100K); NN=4500RPM; NATURAL COOLING, FRAME SIZE IMB 5 (IM V1, IM V3) FLANGE 1, WITH KTY TEMPERATURESENSOR POWER CONNECTOR ROTATABLE INCREMENTAL ENCODER SIN/COS 1VPP;2048 S/R W. C-AND D-SPUR (ENCODER IC2048S/R) PLAIN SHAFT, TOLERANCE N; W/O HOLDING BRAKE PROTECTION CLASS IP64; | 1679 | TEM | 1 | MC | 6.001 | 1
1FK70434CH711AG1 | SIMOTICS S SYNCHRONOUS MOTOR 1FK7-HD PN=1,2 KW; UZK=600V M0=3,5NM (100K); NN=4500RPM; NATURAL COOLING, FRAME SIZE IMB 5 (IM V1, IM V3) FLANGE 1, WITH KTY TEMPERATURESENSOR POWER CONNECTOR ROTATABLE INCREMENTAL ENCODER SIN/COS 1VPP;2048 S/R W. C-AND D-SPUR (ENCODER IC2048S/R) PLAIN SHAFT, TOLERANCE N; W/O HOLDING BRAKE PROTECTION CLASS IP65, | 1772 | TEM | 1 | MC | 6.001 | 1
1FK70434CH711AG2 | SIMOTICS S SYNCHRONOUS MOTOR 1FK7-HD PN=1,2 KW; UZK=600V M0=3,5NM (100K); NN=4500RPM; NATURAL COOLING, FRAME SIZE IMB 5 (IM V1, IM V3) FLANGE 1, WITH KTY TEMPERATURESENSOR POWER CONNECTOR ROTATABLE INCREMENTAL ENCODER SIN/COS 1VPP;2048 S/R W. C-AND D-SPUR (ENCODER IC2048S/R) PLAIN SHAFT, TOLERANCE N; W/O HOLDING BRAKE PROTECTION CLASS IP65, FLANGE ON DRIVE END IP67; | 1772 | TEM | 1 | MC | 6.001 | 1
1FK70434CH711AH0 | SIMOTICS S SYNCHRONOUS MOTOR 1FK7-HD PN=1,2 KW; UZK=600V M0=3,5NM (100K); NN=4500RPM; NATURAL COOLING, FRAME SIZE IMB 5 (IM V1, IM V3) FLANGE 1, WITH KTY TEMPERATURESENSOR POWER CONNECTOR ROTATABLE INCREMENTAL ENCODER SIN/COS 1VPP;2048 S/R W. C-AND D-SPUR (ENCODER IC2048S/R) PLAIN SHAFT, TOLERANCE N; WITH HOLDING BRAKE PROTECTION CLASS IP64; | 1938 | TEM | 1 | MC | 6.3 | 1
1FK70434CH711AH1 | SIMOTICS S SYNCHRONOUS MOTOR 1FK7-HD PN=1,2 KW; UZK=600V M0=3,5NM (100K); NN=4500RPM; NATURAL COOLING, FRAME SIZE IMB 5 (IM V1, IM V3) FLANGE 1, WITH KTY TEMPERATURESENSOR POWER CONNECTOR ROTATABLE INCREMENTAL ENCODER SIN/COS 1VPP;2048 S/R W. C-AND D-SPUR (ENCODER IC2048S/R) PLAIN SHAFT, TOLERANCE N; WITH HOLDING BRAKE PROTECTION CLASS IP65, | 2031 | TEM | 1 | MC | 6.3 | 1
1FK70434CH711AH2 | SIMOTICS S SYNCHRONOUS MOTOR 1FK7-HD PN=1,2 KW; UZK=600V M0=3,5NM (100K); NN=4500RPM; NATURAL COOLING, FRAME SIZE IMB 5 (IM V1, IM V3) FLANGE 1, WITH KTY TEMPERATURESENSOR POWER CONNECTOR ROTATABLE INCREMENTAL ENCODER SIN/COS 1VPP;2048 S/R W. C-AND D-SPUR (ENCODER IC2048S/R) PLAIN SHAFT, TOLERANCE N; WITH HOLDING BRAKE PROTECTION CLASS IP65, FLANGE ON DRIVE END IP67; | 2031 | TEM | 1 | MC | 6.3 | 1
1FK70434CH711BA0 | SIMOTICS S SYNCHRONOUS MOTOR 1FK7-HD PN=1,2 KW; UZK=600V M0=3,5NM (100K); NN=4500RPM; NATURAL COOLING, FRAME SIZE IMB 5 (IM V1, IM V3) FLANGE 1 POWER CONNECTOR ROTATABLE ABSOLUTE ENCODER SINGLETURN 24 BIT WITH DRIVE CLIQ INTERFACE (ENCODER AS24DQI) SHAFT WITH FITTED KEY, TOLERANCE N; W/O HOLDING BRAKE PROTECTION CLASS IP64; | 2006 | TEM | 1 | MC | 6.001 | 1
1FK70434CH711BA1 | SIMOTICS S SYNCHRONOUS MOTOR 1FK7-HD PN=1,2 KW; UZK=600V M0=3,5NM (100K); NN=4500RPM; NATURAL COOLING, FRAME SIZE IMB 5 (IM V1, IM V3) FLANGE 1 POWER CONNECTOR ROTATABLE ABSOLUTE ENCODER SINGLETURN 24 BIT WITH DRIVE CLIQ INTERFACE (ENCODER AS24DQI) SHAFT WITH FITTED KEY, TOLERANCE N; W/O HOLDING BRAKE PROTECTION CLASS IP65, | 2100 | TEM | 1 | MC | 6.001 | 1
1FK70434CH711BA2 | SIMOTICS S SYNCHRONOUS MOTOR 1FK7-HD PN=1,2 KW; UZK=600V M0=3,5NM (100K); NN=4500RPM; NATURAL COOLING, FRAME SIZE IMB 5 (IM V1, IM V3) FLANGE 1 POWER CONNECTOR ROTATABLE ABSOLUTE ENCODER SINGLETURN 24 BIT WITH DRIVE CLIQ INTERFACE (ENCODER AS24DQI) SHAFT WITH FITTED KEY, TOLERANCE N; W/O HOLDING BRAKE PROTECTION CLASS IP65, FLANGE ON DRIVE END IP67; | 2100 | TEM | 1 | MC | 6.001 | 1
1FK70434CH711BB0 | SIMOTICS S SYNCHRONOUS MOTOR 1FK7-HD PN=1,2 KW; UZK=600V M0=3,5NM (100K); NN=4500RPM; NATURAL COOLING, FRAME SIZE IMB 5 (IM V1, IM V3) FLANGE 1 POWER CONNECTOR ROTATABLE ABSOLUTE ENCODER SINGLETURN 24 BIT WITH DRIVE CLIQ INTERFACE (ENCODER AS24DQI) SHAFT WITH FITTED KEY, TOLERANCE N; WITH HOLDING BRAKE PROTECTION CLASS IP64; | 2267 | TEM | 1 | MC | 6.3 | 1
1FK70434CH711BB1 | SIMOTICS S SYNCHRONOUS MOTOR 1FK7-HD PN=1,2 KW; UZK=600V M0=3,5NM (100K); NN=4500RPM; NATURAL COOLING, FRAME SIZE IMB 5 (IM V1, IM V3) FLANGE 1 POWER CONNECTOR ROTATABLE ABSOLUTE ENCODER SINGLETURN 24 BIT WITH DRIVE CLIQ INTERFACE (ENCODER AS24DQI) SHAFT WITH FITTED KEY, TOLERANCE N; WITH HOLDING BRAKE PROTECTION CLASS IP65, | 2361 | TEM | 1 | MC | 6.3 | 1
1FK70434CH711BB2 | SIMOTICS S SYNCHRONOUS MOTOR 1FK7-HD PN=1,2 KW; UZK=600V M0=3,5NM (100K); NN=4500RPM; NATURAL COOLING, FRAME SIZE IMB 5 (IM V1, IM V3) FLANGE 1 POWER CONNECTOR ROTATABLE ABSOLUTE ENCODER SINGLETURN 24 BIT WITH DRIVE CLIQ INTERFACE (ENCODER AS24DQI) SHAFT WITH FITTED KEY, TOLERANCE N; WITH HOLDING BRAKE PROTECTION CLASS IP65, FLANGE ON DRIVE END IP67; | 2361 | TEM | 1 | MC | 6.3 | 1
1FK70434CH711BG0 | SIMOTICS S SYNCHRONOUS MOTOR 1FK7-HD PN=1,2 KW; UZK=600V M0=3,5NM (100K); NN=4500RPM; NATURAL COOLING, FRAME SIZE IMB 5 (IM V1, IM V3) FLANGE 1 POWER CONNECTOR ROTATABLE ABSOLUTE ENCODER SINGLETURN 24 BIT WITH DRIVE CLIQ INTERFACE (ENCODER AS24DQI) PLAIN SHAFT, TOLERANCE N; W/O HOLDING BRAKE PROTECTION CLASS IP64; | 1920 | TEM | 1 | MC | 6.001 | 1
1FK70434CH711BG1 | SIMOTICS S SYNCHRONOUS MOTOR 1FK7-HD PN=1,2 KW; UZK=600V M0=3,5NM (100K); NN=4500RPM; NATURAL COOLING, FRAME SIZE IMB 5 (IM V1, IM V3) FLANGE 1 POWER CONNECTOR ROTATABLE ABSOLUTE ENCODER SINGLETURN 24 BIT WITH DRIVE CLIQ INTERFACE (ENCODER AS24DQI) PLAIN SHAFT, TOLERANCE N; W/O HOLDING BRAKE PROTECTION CLASS IP65, | 2013 | TEM | 1 | MC | 6.001 | 1
1FK70434CH711BG2 | SIMOTICS S SYNCHRONOUS MOTOR 1FK7-HD PN=1,2 KW; UZK=600V M0=3,5NM (100K); NN=4500RPM; NATURAL COOLING, FRAME SIZE IMB 5 (IM V1, IM V3) FLANGE 1 POWER CONNECTOR ROTATABLE ABSOLUTE ENCODER SINGLETURN 24 BIT WITH DRIVE CLIQ INTERFACE (ENCODER AS24DQI) PLAIN SHAFT, TOLERANCE N; W/O HOLDING BRAKE PROTECTION CLASS IP65, FLANGE ON DRIVE END IP67; | 2013 | TEM | 1 | MC | 6.001 | 1
1FK70434CH711BH0 | SIMOTICS S SYNCHRONOUS MOTOR 1FK7-HD PN=1,2 KW; UZK=600V M0=3,5NM (100K); NN=4500RPM; NATURAL COOLING, FRAME SIZE IMB 5 (IM V1, IM V3) FLANGE 1 POWER CONNECTOR ROTATABLE ABSOLUTE ENCODER SINGLETURN 24 BIT WITH DRIVE CLIQ INTERFACE (ENCODER AS24DQI) PLAIN SHAFT, TOLERANCE N; WITH HOLDING BRAKE PROTECTION CLASS IP64; | 2179 | TEM | 1 | MC | 6.3 | 1
1FK70434CH711BH1 | SIMOTICS S SYNCHRONOUS MOTOR 1FK7-HD PN=1,2 KW; UZK=600V M0=3,5NM (100K); NN=4500RPM; NATURAL COOLING, FRAME SIZE IMB 5 (IM V1, IM V3) FLANGE 1 POWER CONNECTOR ROTATABLE ABSOLUTE ENCODER SINGLETURN 24 BIT WITH DRIVE CLIQ INTERFACE (ENCODER AS24DQI) PLAIN SHAFT, TOLERANCE N; WITH HOLDING BRAKE PROTECTION CLASS IP65, | 2272 | TEM | 1 | MC | 6.3 | 1
1FK70434CH711BH2 | SIMOTICS S SYNCHRONOUS MOTOR 1FK7-HD PN=1,2 KW; UZK=600V M0=3,5NM (100K); NN=4500RPM; NATURAL COOLING, FRAME SIZE IMB 5 (IM V1, IM V3) FLANGE 1 POWER CONNECTOR ROTATABLE ABSOLUTE ENCODER SINGLETURN 24 BIT WITH DRIVE CLIQ INTERFACE (ENCODER AS24DQI) PLAIN SHAFT, TOLERANCE N; WITH HOLDING BRAKE PROTECTION CLASS IP65, FLANGE ON DRIVE END IP67; | 2272 | TEM | 1 | MC | 6.3 | 1
1FK70434CH711CA0 | SIMOTICS S SYNCHRONOUS MOTOR 1FK7-HD PN=1,2 KW; UZK=600V M0=3,5NM (100K); NN=4500RPM; NATURAL COOLING, FRAME SIZE IMB 5 (IM V1, IM V3) FLANGE 1 POWER CONNECTOR ROTATABLE ABSOLUTE ENCODER 24 BIT + 12 BIT MULTITURN WITH DRIVE-CLIQ INTERFACE (ENCODER AM24DQI) SHAFT WITH FITTED KEY, TOLERANCE N; W/O HOLDING BRAKE PROTECTION CLASS IP64; | 2375 | TEM | 1 | MC | 6.001 | 1
1FK70434CH711CA1 | SIMOTICS S SYNCHRONOUS MOTOR 1FK7-HD PN=1,2 KW; UZK=600V M0=3,5NM (100K); NN=4500RPM; NATURAL COOLING, FRAME SIZE IMB 5 (IM V1, IM V3) FLANGE 1 POWER CONNECTOR ROTATABLE ABSOLUTE ENCODER 24 BIT + 12 BIT MULTITURN WITH DRIVE-CLIQ INTERFACE (ENCODER AM24DQI) SHAFT WITH FITTED KEY, TOLERANCE N; W/O HOLDING BRAKE PROTECTION CLASS IP65, | 2469 | TEM | 1 | MC | 6.001 | 1
1FK70434CH711CA2 | SIMOTICS S SYNCHRONOUS MOTOR 1FK7-HD PN=1,2 KW; UZK=600V M0=3,5NM (100K); NN=4500RPM; NATURAL COOLING, FRAME SIZE IMB 5 (IM V1, IM V3) FLANGE 1 POWER CONNECTOR ROTATABLE ABSOLUTE ENCODER 24 BIT + 12 BIT MULTITURN WITH DRIVE-CLIQ INTERFACE (ENCODER AM24DQI) SHAFT WITH FITTED KEY, TOLERANCE N; W/O HOLDING BRAKE PROTECTION CLASS IP65, FLANGE ON DRIVE END IP67; | 2469 | TEM | 1 | MC | 6.001 | 1
1FK70434CH711CB0 | SIMOTICS S SYNCHRONOUS MOTOR 1FK7-HD PN=1,2 KW; UZK=600V M0=3,5NM (100K); NN=4500RPM; NATURAL COOLING, FRAME SIZE IMB 5 (IM V1, IM V3) FLANGE 1 POWER CONNECTOR ROTATABLE ABSOLUTE ENCODER 24 BIT + 12 BIT MULTITURN WITH DRIVE-CLIQ INTERFACE (ENCODER AM24DQI) SHAFT WITH FITTED KEY, TOLERANCE N; WITH HOLDING BRAKE PROTECTION CLASS IP64; | 2636 | TEM | 1 | MC | 6.3 | 1
1FK70434CH711CB1 | SIMOTICS S SYNCHRONOUS MOTOR 1FK7-HD PN=1,2 KW; UZK=600V M0=3,5NM (100K); NN=4500RPM; NATURAL COOLING, FRAME SIZE IMB 5 (IM V1, IM V3) FLANGE 1 POWER CONNECTOR ROTATABLE ABSOLUTE ENCODER 24 BIT + 12 BIT MULTITURN WITH DRIVE-CLIQ INTERFACE (ENCODER AM24DQI) SHAFT WITH FITTED KEY, TOLERANCE N; WITH HOLDING BRAKE PROTECTION CLASS IP65, | 2730 | TEM | 1 | MC | 6.3 | 1
1FK70434CH711CB2 | SIMOTICS S SYNCHRONOUS MOTOR 1FK7-HD PN=1,2 KW; UZK=600V M0=3,5NM (100K); NN=4500RPM; NATURAL COOLING, FRAME SIZE IMB 5 (IM V1, IM V3) FLANGE 1 POWER CONNECTOR ROTATABLE ABSOLUTE ENCODER 24 BIT + 12 BIT MULTITURN WITH DRIVE-CLIQ INTERFACE (ENCODER AM24DQI) SHAFT WITH FITTED KEY, TOLERANCE N; WITH HOLDING BRAKE PROTECTION CLASS IP65, FLANGE ON DRIVE END IP67; | 2730 | TEM | 1 | MC | 6.3 | 1
1FK70434CH711CG0 | SIMOTICS S SYNCHRONOUS MOTOR 1FK7-HD PN=1,2 KW; UZK=600V M0=3,5NM (100K); NN=4500RPM; NATURAL COOLING, FRAME SIZE IMB 5 (IM V1, IM V3) FLANGE 1 POWER CONNECTOR ROTATABLE ABSOLUTE ENCODER 24 BIT + 12 BIT MULTITURN WITH DRIVE-CLIQ INTERFACE (ENCODER AM24DQI) PLAIN SHAFT, TOLERANCE N; W/O HOLDING BRAKE PROTECTION CLASS IP64; | 2289 | TEM | 1 | MC | 6.001 | 1
1FK70434CH711CG1 | SIMOTICS S SYNCHRONOUS MOTOR 1FK7-HD PN=1,2 KW; UZK=600V M0=3,5NM (100K); NN=4500RPM; NATURAL COOLING, FRAME SIZE IMB 5 (IM V1, IM V3) FLANGE 1 POWER CONNECTOR ROTATABLE ABSOLUTE ENCODER 24 BIT + 12 BIT MULTITURN WITH DRIVE-CLIQ INTERFACE (ENCODER AM24DQI) PLAIN SHAFT, TOLERANCE N; W/O HOLDING BRAKE PROTECTION CLASS IP65, | 2383 | TEM | 1 | MC | 6.001 | 1
1FK70434CH711CG2 | SIMOTICS S SYNCHRONOUS MOTOR 1FK7-HD PN=1,2 KW; UZK=600V M0=3,5NM (100K); NN=4500RPM; NATURAL COOLING, FRAME SIZE IMB 5 (IM V1, IM V3) FLANGE 1 POWER CONNECTOR ROTATABLE ABSOLUTE ENCODER 24 BIT + 12 BIT MULTITURN WITH DRIVE-CLIQ INTERFACE (ENCODER AM24DQI) PLAIN SHAFT, TOLERANCE N; W/O HOLDING BRAKE PROTECTION CLASS IP65, FLANGE ON DRIVE END IP67; | 2383 | TEM | 1 | MC | 6.001 | 1
1FK70434CH711CH0 | SIMOTICS S SYNCHRONOUS MOTOR 1FK7-HD PN=1,2 KW; UZK=600V M0=3,5NM (100K); NN=4500RPM; NATURAL COOLING, FRAME SIZE IMB 5 (IM V1, IM V3) FLANGE 1 POWER CONNECTOR ROTATABLE ABSOLUTE ENCODER 24 BIT + 12 BIT MULTITURN WITH DRIVE-CLIQ INTERFACE (ENCODER AM24DQI) PLAIN SHAFT, TOLERANCE N; WITH HOLDING BRAKE PROTECTION CLASS IP64; | 2548 | TEM | 1 | MC | 6.3 | 1
1FK70434CH711CH1 | SIMOTICS S SYNCHRONOUS MOTOR 1FK7-HD PN=1,2 KW; UZK=600V M0=3,5NM (100K); NN=4500RPM; NATURAL COOLING, FRAME SIZE IMB 5 (IM V1, IM V3) FLANGE 1 POWER CONNECTOR ROTATABLE ABSOLUTE ENCODER 24 BIT + 12 BIT MULTITURN WITH DRIVE-CLIQ INTERFACE (ENCODER AM24DQI) PLAIN SHAFT, TOLERANCE N; WITH HOLDING BRAKE PROTECTION CLASS IP65, | 2641 | TEM | 1 | MC | 6.3 | 1
1FK70434CH711CH2 | SIMOTICS S SYNCHRONOUS MOTOR 1FK7-HD PN=1,2 KW; UZK=600V M0=3,5NM (100K); NN=4500RPM; NATURAL COOLING, FRAME SIZE IMB 5 (IM V1, IM V3) FLANGE 1 POWER CONNECTOR ROTATABLE ABSOLUTE ENCODER 24 BIT + 12 BIT MULTITURN WITH DRIVE-CLIQ INTERFACE (ENCODER AM24DQI) PLAIN SHAFT, TOLERANCE N; WITH HOLDING BRAKE PROTECTION CLASS IP65, FLANGE ON DRIVE END IP67; | 2641 | TEM | 1 | MC | 6.3 | 1
1FK70434CH711DB0 | SIMOTICS S SYNCHRONOUS MOTOR 1FK7-HD PN=1,2 KW; UZK=600V M0=3,5NM (100K); NN=4500RPM; NATURAL COOLING, FRAME SIZE IMB 5 (IM V1, IM V3) FLANGE 1 POWER CONNECTOR ROTATABLE INCREMENTAL ENCODER 22 BIT WITH DRIVE-CLIQ INTERFACE (ENCODER IC22DQ) SHAFT WITH FITTED KEY, TOLERANCE N; WITH HOLDING BRAKE PROTECTION CLASS IP64; | 2347 | TEM | 1 | MC | 6.301 | 1
1FK70434CH711EA0 | SIMOTICS S SYNCHRONOUS MOTOR 1FK7-HD PN=1,2 KW; UZK=600V M0=3,5NM (100K); NN=4500RPM; NATURAL COOLING, FRAME SIZE IMB 5 (IM V1, IM V3) FLANGE 1, WITH KTY TEMPERATURESENSOR POWER CONNECTOR ROTATABLE ABSOLUTE ENCODERR 2048 S/R + 4096 UMDREHUNGEN MULTITURN, WITH ENDAT-SCHNITTSTELLE (ENCODER AM2048S/R) SHAFT WITH FITTED KEY, TOLERANCE N; W/O HOLDING BRAKE PROTECTION CLASS IP64; | 2137 | TEM | 1 | MC | 6.001 | 1
1FK70434CH711EA1 | SIMOTICS S SYNCHRONOUS MOTOR 1FK7-HD PN=1,2 KW; UZK=600V M0=3,5NM (100K); NN=4500RPM; NATURAL COOLING, FRAME SIZE IMB 5 (IM V1, IM V3) FLANGE 1, WITH KTY TEMPERATURESENSOR POWER CONNECTOR ROTATABLE ABSOLUTE ENCODERR 2048 S/R + 4096 UMDREHUNGEN MULTITURN, WITH ENDAT-SCHNITTSTELLE (ENCODER AM2048S/R) SHAFT WITH FITTED KEY, TOLERANCE N; W/O HOLDING BRAKE PROTECTION CLASS IP65, | 2230 | TEM | 1 | MC | 6.001 | 1
1FK70434CH711EA2 | SIMOTICS S SYNCHRONOUS MOTOR 1FK7-HD PN=1,2 KW; UZK=600V M0=3,5NM (100K); NN=4500RPM; NATURAL COOLING, FRAME SIZE IMB 5 (IM V1, IM V3) FLANGE 1, WITH KTY TEMPERATURESENSOR POWER CONNECTOR ROTATABLE ABSOLUTE ENCODERR 2048 S/R + 4096 UMDREHUNGEN MULTITURN, WITH ENDAT-SCHNITTSTELLE (ENCODER AM2048S/R) SHAFT WITH FITTED KEY, TOLERANCE N; W/O HOLDING BRAKE PROTECTION CLASS IP65, FLANGE ON DRIVE END IP67; | 2230 | TEM | 1 | MC | 6.001 | 1
1FK70434CH711EB0 | SIMOTICS S SYNCHRONOUS MOTOR 1FK7-HD PN=1,2 KW; UZK=600V M0=3,5NM (100K); NN=4500RPM; NATURAL COOLING, FRAME SIZE IMB 5 (IM V1, IM V3) FLANGE 1, WITH KTY TEMPERATURESENSOR POWER CONNECTOR ROTATABLE ABSOLUTE ENCODERR 2048 S/R + 4096 UMDREHUNGEN MULTITURN, WITH ENDAT-SCHNITTSTELLE (ENCODER AM2048S/R) SHAFT WITH FITTED KEY, TOLERANCE N; WITH HOLDING BRAKE PROTECTION CLASS IP64; | 2398 | TEM | 1 | MC | 6.3 | 1
1FK70434CH711EB1 | SIMOTICS S SYNCHRONOUS MOTOR 1FK7-HD PN=1,2 KW; UZK=600V M0=3,5NM (100K); NN=4500RPM; NATURAL COOLING, FRAME SIZE IMB 5 (IM V1, IM V3) FLANGE 1, WITH KTY TEMPERATURESENSOR POWER CONNECTOR ROTATABLE ABSOLUTE ENCODERR 2048 S/R + 4096 UMDREHUNGEN MULTITURN, WITH ENDAT-SCHNITTSTELLE (ENCODER AM2048S/R) SHAFT WITH FITTED KEY, TOLERANCE N; WITH HOLDING BRAKE PROTECTION CLASS IP65, | 2491 | TEM | 1 | MC | 6.3 | 1
1FK70434CH711EB2 | SIMOTICS S SYNCHRONOUS MOTOR 1FK7-HD PN=1,2 KW; UZK=600V M0=3,5NM (100K); NN=4500RPM; NATURAL COOLING, FRAME SIZE IMB 5 (IM V1, IM V3) FLANGE 1, WITH KTY TEMPERATURESENSOR POWER CONNECTOR ROTATABLE ABSOLUTE ENCODERR 2048 S/R + 4096 UMDREHUNGEN MULTITURN, WITH ENDAT-SCHNITTSTELLE (ENCODER AM2048S/R) SHAFT WITH FITTED KEY, TOLERANCE N; WITH HOLDING BRAKE PROTECTION CLASS IP65, FLANGE ON DRIVE END IP67; | 2491 | TEM | 1 | MC | 6.3 | 1
1FK70434CH711EG0 | SIMOTICS S SYNCHRONOUS MOTOR 1FK7-HD PN=1,2 KW; UZK=600V M0=3,5NM (100K); NN=4500RPM; NATURAL COOLING, FRAME SIZE IMB 5 (IM V1, IM V3) FLANGE 1, WITH KTY TEMPERATURESENSOR POWER CONNECTOR ROTATABLE ABSOLUTE ENCODERR 2048 S/R + 4096 UMDREHUNGEN MULTITURN, WITH ENDAT-SCHNITTSTELLE (ENCODER AM2048S/R) PLAIN SHAFT, TOLERANCE N; W/O HOLDING BRAKE PROTECTION CLASS IP64; | 2050 | TEM | 1 | MC | 6.001 | 1
1FK70434CH711EG1 | SIMOTICS S SYNCHRONOUS MOTOR 1FK7-HD PN=1,2 KW; UZK=600V M0=3,5NM (100K); NN=4500RPM; NATURAL COOLING, FRAME SIZE IMB 5 (IM V1, IM V3) FLANGE 1, WITH KTY TEMPERATURESENSOR POWER CONNECTOR ROTATABLE ABSOLUTE ENCODERR 2048 S/R + 4096 UMDREHUNGEN MULTITURN, WITH ENDAT-SCHNITTSTELLE (ENCODER AM2048S/R) PLAIN SHAFT, TOLERANCE N; W/O HOLDING BRAKE PROTECTION CLASS IP65, | 2144 | TEM | 1 | MC | 6.001 | 1
1FK70434CH711EG2 | SIMOTICS S SYNCHRONOUS MOTOR 1FK7-HD PN=1,2 KW; UZK=600V M0=3,5NM (100K); NN=4500RPM; NATURAL COOLING, FRAME SIZE IMB 5 (IM V1, IM V3) FLANGE 1, WITH KTY TEMPERATURESENSOR POWER CONNECTOR ROTATABLE ABSOLUTE ENCODERR 2048 S/R + 4096 UMDREHUNGEN MULTITURN, WITH ENDAT-SCHNITTSTELLE (ENCODER AM2048S/R) PLAIN SHAFT, TOLERANCE N; W/O HOLDING BRAKE PROTECTION CLASS IP65, FLANGE ON DRIVE END IP67; | 2144 | TEM | 1 | MC | 6.001 | 1
1FK70434CH711EH0 | SIMOTICS S SYNCHRONOUS MOTOR 1FK7-HD PN=1,2 KW; UZK=600V M0=3,5NM (100K); NN=4500RPM; NATURAL COOLING, FRAME SIZE IMB 5 (IM V1, IM V3) FLANGE 1, WITH KTY TEMPERATURESENSOR POWER CONNECTOR ROTATABLE ABSOLUTE ENCODERR 2048 S/R + 4096 UMDREHUNGEN MULTITURN, WITH ENDAT-SCHNITTSTELLE (ENCODER AM2048S/R) PLAIN SHAFT, TOLERANCE N; WITH HOLDING BRAKE PROTECTION CLASS IP64; | 2309 | TEM | 1 | MC | 6.3 | 1
1FK70434CH711EH1 | SIMOTICS S SYNCHRONOUS MOTOR 1FK7-HD PN=1,2 KW; UZK=600V M0=3,5NM (100K); NN=4500RPM; NATURAL COOLING, FRAME SIZE IMB 5 (IM V1, IM V3) FLANGE 1, WITH KTY TEMPERATURESENSOR POWER CONNECTOR ROTATABLE ABSOLUTE ENCODERR 2048 S/R + 4096 UMDREHUNGEN MULTITURN, WITH ENDAT-SCHNITTSTELLE (ENCODER AM2048S/R) PLAIN SHAFT, TOLERANCE N; WITH HOLDING BRAKE PROTECTION CLASS IP65, | 2403 | TEM | 1 | MC | 6.3 | 1
1FK70434CH711EH2 | SIMOTICS S SYNCHRONOUS MOTOR 1FK7-HD PN=1,2 KW; UZK=600V M0=3,5NM (100K); NN=4500RPM; NATURAL COOLING, FRAME SIZE IMB 5 (IM V1, IM V3) FLANGE 1, WITH KTY TEMPERATURESENSOR POWER CONNECTOR ROTATABLE ABSOLUTE ENCODERR 2048 S/R + 4096 UMDREHUNGEN MULTITURN, WITH ENDAT-SCHNITTSTELLE (ENCODER AM2048S/R) PLAIN SHAFT, TOLERANCE N; WITH HOLDING BRAKE PROTECTION CLASS IP65, FLANGE ON DRIVE END IP67; | 2403 | TEM | 1 | MC | 6.3 | 1
1FK70434CH711FH0 | SIMOTICS S SYNCHRONOUS MOTOR 1FK7-HD PN=1,2 KW; UZK=600V M0=3,5NM (100K); NN=4500RPM; NATURAL COOLING, FRAME SIZE IMB 5 (IM V1, IM V3) FLANGE 1 POWER CONNECTOR ROTATABLE ABSOLUTE ENCODER 22BIT + 12 BIT MULTITURN, WITH DRIVE-CLIQ INTERFACE (ENCODER AM22DQ) PLAIN SHAFT, TOLERANCE N; WITH HOLDING BRAKE PROTECTION CLASS IP64; | 2628 | TEM | 1 | MC | 6.3 | 1
1FK70434CH711KA0 | SIMOTICS S SYNCHRONOUS MOTOR 1FK7-HD PN=1,2 KW; UZK=600V M0=3,5NM (100K); NN=4500RPM; NATURAL COOLING, FRAME SIZE IMB 5 (IM V1, IM V3) FLANGE 1 POWER CONNECTOR ROTATABLE ABSOLUTE ENCODER 16BIT + 12BIT MULTITURN, WITH DRIVE-CLIQ INTERFACE (ENCODER AM16DQ) SHAFT WITH FITTED KEY, TOLERANCE N; W/O HOLDING BRAKE PROTECTION CLASS IP64; | 1938 | TEM | 1 | MC | 6.001 | 1
1FK70434CH711KA1 | SIMOTICS S SYNCHRONOUS MOTOR 1FK7-HD PN=1,2 KW; UZK=600V M0=3,5NM (100K); NN=4500RPM; NATURAL COOLING, FRAME SIZE IMB 5 (IM V1, IM V3) FLANGE 1 POWER CONNECTOR ROTATABLE ABSOLUTE ENCODER 16BIT + 12BIT MULTITURN, WITH DRIVE-CLIQ INTERFACE (ENCODER AM16DQ) SHAFT WITH FITTED KEY, TOLERANCE N; W/O HOLDING BRAKE PROTECTION CLASS IP65, | 2032 | TEM | 1 | MC | 6.001 | 1
1FK70434CH711KA2 | SIMOTICS S SYNCHRONOUS MOTOR 1FK7-HD PN=1,2 KW; UZK=600V M0=3,5NM (100K); NN=4500RPM; NATURAL COOLING, FRAME SIZE IMB 5 (IM V1, IM V3) FLANGE 1 POWER CONNECTOR ROTATABLE ABSOLUTE ENCODER 16BIT + 12BIT MULTITURN, WITH DRIVE-CLIQ INTERFACE (ENCODER AM16DQ) SHAFT WITH FITTED KEY, TOLERANCE N; W/O HOLDING BRAKE PROTECTION CLASS IP65, FLANGE ON DRIVE END IP67; | 2032 | TEM | 1 | MC | 6.001 | 1
1FK70434CH711KB0 | SIMOTICS S SYNCHRONOUS MOTOR 1FK7-HD PN=1,2 KW; UZK=600V M0=3,5NM (100K); NN=4500RPM; NATURAL COOLING, FRAME SIZE IMB 5 (IM V1, IM V3) FLANGE 1 POWER CONNECTOR ROTATABLE ABSOLUTE ENCODER 16BIT + 12BIT MULTITURN, WITH DRIVE-CLIQ INTERFACE (ENCODER AM16DQ) SHAFT WITH FITTED KEY, TOLERANCE N; WITH HOLDING BRAKE PROTECTION CLASS IP64; | 2199 | TEM | 1 | MC | 6.3 | 1
1FK70434CH711KB1 | SIMOTICS S SYNCHRONOUS MOTOR 1FK7-HD PN=1,2 KW; UZK=600V M0=3,5NM (100K); NN=4500RPM; NATURAL COOLING, FRAME SIZE IMB 5 (IM V1, IM V3) FLANGE 1 POWER CONNECTOR ROTATABLE ABSOLUTE ENCODER 16BIT + 12BIT MULTITURN, WITH DRIVE-CLIQ INTERFACE (ENCODER AM16DQ) SHAFT WITH FITTED KEY, TOLERANCE N; WITH HOLDING BRAKE PROTECTION CLASS IP65, | 2293 | TEM | 1 | MC | 6.3 | 1
1FK70434CH711KB2 | SIMOTICS S SYNCHRONOUS MOTOR 1FK7-HD PN=1,2 KW; UZK=600V M0=3,5NM (100K); NN=4500RPM; NATURAL COOLING, FRAME SIZE IMB 5 (IM V1, IM V3) FLANGE 1 POWER CONNECTOR ROTATABLE ABSOLUTE ENCODER 16BIT + 12BIT MULTITURN, WITH DRIVE-CLIQ INTERFACE (ENCODER AM16DQ) SHAFT WITH FITTED KEY, TOLERANCE N; WITH HOLDING BRAKE PROTECTION CLASS IP65, FLANGE ON DRIVE END IP67; | 2293 | TEM | 1 | MC | 6.3 | 1
1FK70434CH711KG0 | SIMOTICS S SYNCHRONOUS MOTOR 1FK7-HD PN=1,2 KW; UZK=600V M0=3,5NM (100K); NN=4500RPM; NATURAL COOLING, FRAME SIZE IMB 5 (IM V1, IM V3) FLANGE 1 POWER CONNECTOR ROTATABLE ABSOLUTE ENCODER 16BIT + 12BIT MULTITURN, WITH DRIVE-CLIQ INTERFACE (ENCODER AM16DQ) PLAIN SHAFT, TOLERANCE N; W/O HOLDING BRAKE PROTECTION CLASS IP64; | 1852 | TEM | 1 | MC | 6.001 | 1
1FK70434CH711KG1 | SIMOTICS S SYNCHRONOUS MOTOR 1FK7-HD PN=1,2 KW; UZK=600V M0=3,5NM (100K); NN=4500RPM; NATURAL COOLING, FRAME SIZE IMB 5 (IM V1, IM V3) FLANGE 1 POWER CONNECTOR ROTATABLE ABSOLUTE ENCODER 16BIT + 12BIT MULTITURN, WITH DRIVE-CLIQ INTERFACE (ENCODER AM16DQ) PLAIN SHAFT, TOLERANCE N; W/O HOLDING BRAKE PROTECTION CLASS IP65, | 1945 | TEM | 1 | MC | 6.001 | 1
1FK70434CH711KG2 | SIMOTICS S SYNCHRONOUS MOTOR 1FK7-HD PN=1,2 KW; UZK=600V M0=3,5NM (100K); NN=4500RPM; NATURAL COOLING, FRAME SIZE IMB 5 (IM V1, IM V3) FLANGE 1 POWER CONNECTOR ROTATABLE ABSOLUTE ENCODER 16BIT + 12BIT MULTITURN, WITH DRIVE-CLIQ INTERFACE (ENCODER AM16DQ) PLAIN SHAFT, TOLERANCE N; W/O HOLDING BRAKE PROTECTION CLASS IP65, FLANGE ON DRIVE END IP67; | 1945 | TEM | 1 | MC | 6.001 | 1
1FK70434CH711KH0 | SIMOTICS S SYNCHRONOUS MOTOR 1FK7-HD PN=1,2 KW; UZK=600V M0=3,5NM (100K); NN=4500RPM; NATURAL COOLING, FRAME SIZE IMB 5 (IM V1, IM V3) FLANGE 1 POWER CONNECTOR ROTATABLE ABSOLUTE ENCODER 16BIT + 12BIT MULTITURN, WITH DRIVE-CLIQ INTERFACE (ENCODER AM16DQ) PLAIN SHAFT, TOLERANCE N; WITH HOLDING BRAKE PROTECTION CLASS IP64; | 2111 | TEM | 1 | MC | 6.3 | 1
1FK70434CH711KH1 | SIMOTICS S SYNCHRONOUS MOTOR 1FK7-HD PN=1,2 KW; UZK=600V M0=3,5NM (100K); NN=4500RPM; NATURAL COOLING, FRAME SIZE IMB 5 (IM V1, IM V3) FLANGE 1 POWER CONNECTOR ROTATABLE ABSOLUTE ENCODER 16BIT + 12BIT MULTITURN, WITH DRIVE-CLIQ INTERFACE (ENCODER AM16DQ) PLAIN SHAFT, TOLERANCE N; WITH HOLDING BRAKE PROTECTION CLASS IP65, | 2204 | TEM | 1 | MC | 6.3 | 1
1FK70434CH711KH2 | SIMOTICS S SYNCHRONOUS MOTOR 1FK7-HD PN=1,2 KW; UZK=600V M0=3,5NM (100K); NN=4500RPM; NATURAL COOLING, FRAME SIZE IMB 5 (IM V1, IM V3) FLANGE 1 POWER CONNECTOR ROTATABLE ABSOLUTE ENCODER 16BIT + 12BIT MULTITURN, WITH DRIVE-CLIQ INTERFACE (ENCODER AM16DQ) PLAIN SHAFT, TOLERANCE N; WITH HOLDING BRAKE PROTECTION CLASS IP65, FLANGE ON DRIVE END IP67; | 2204 | TEM | 1 | MC | 6.3 | 1
1FK70434CH711PA0 | SIMOTICS S SYNCHRONOUS MOTOR 1FK7-HD PN=1,2 KW; UZK=600V M0=3,5NM (100K); NN=4500RPM; NATURAL COOLING, FRAME SIZE IMB 5 (IM V1, IM V3) FLANGE 1 POWER CONNECTOR ROTATABLE RESOLVER 2-POLE, WITH DRIVE CLIQ-INTERFACE SHAFT WITH FITTED KEY, TOLERANCE N; W/O HOLDING BRAKE PROTECTION CLASS IP64; | 1420 | TEM | 1 | MC | 6.101 | 1
1FK70434CH711PA1 | SIMOTICS S SYNCHRONOUS MOTOR 1FK7-HD PN=1,2 KW; UZK=600V M0=3,5NM (100K); NN=4500RPM; NATURAL COOLING, FRAME SIZE IMB 5 (IM V1, IM V3) FLANGE 1 POWER CONNECTOR ROTATABLE RESOLVER 2-POLE, WITH DRIVE CLIQ-INTERFACE SHAFT WITH FITTED KEY, TOLERANCE N; W/O HOLDING BRAKE PROTECTION CLASS IP65, | 1514 | TEM | 1 | MC | 6.101 | 1
1FK70434CH711PA2 | SIMOTICS S SYNCHRONOUS MOTOR 1FK7-HD PN=1,2 KW; UZK=600V M0=3,5NM (100K); NN=4500RPM; NATURAL COOLING, FRAME SIZE IMB 5 (IM V1, IM V3) FLANGE 1 POWER CONNECTOR ROTATABLE RESOLVER 2-POLE, WITH DRIVE CLIQ-INTERFACE SHAFT WITH FITTED KEY, TOLERANCE N; W/O HOLDING BRAKE PROTECTION CLASS IP65, FLANGE ON DRIVE END IP67; | 1514 | TEM | 1 | MC | 6.101 | 1
1FK70434CH711PB0 | SIMOTICS S SYNCHRONOUS MOTOR 1FK7-HD PN=1,2 KW; UZK=600V M0=3,5NM (100K); NN=4500RPM; NATURAL COOLING, FRAME SIZE IMB 5 (IM V1, IM V3) FLANGE 1 POWER CONNECTOR ROTATABLE RESOLVER 2-POLE, WITH DRIVE CLIQ-INTERFACE SHAFT WITH FITTED KEY, TOLERANCE N; WITH HOLDING BRAKE PROTECTION CLASS IP64; | 1681 | TEM | 1 | MC | 6.4 | 1
1FK70434CH711PB1 | SIMOTICS S SYNCHRONOUS MOTOR 1FK7-HD PN=1,2 KW; UZK=600V M0=3,5NM (100K); NN=4500RPM; NATURAL COOLING, FRAME SIZE IMB 5 (IM V1, IM V3) FLANGE 1 POWER CONNECTOR ROTATABLE RESOLVER 2-POLE, WITH DRIVE CLIQ-INTERFACE SHAFT WITH FITTED KEY, TOLERANCE N; WITH HOLDING BRAKE PROTECTION CLASS IP65, | 1775 | TEM | 1 | MC | 6.4 | 1
1FK70434CH711PB2 | SIMOTICS S SYNCHRONOUS MOTOR 1FK7-HD PN=1,2 KW; UZK=600V M0=3,5NM (100K); NN=4500RPM; NATURAL COOLING, FRAME SIZE IMB 5 (IM V1, IM V3) FLANGE 1 POWER CONNECTOR ROTATABLE RESOLVER 2-POLE, WITH DRIVE CLIQ-INTERFACE SHAFT WITH FITTED KEY, TOLERANCE N; WITH HOLDING BRAKE PROTECTION CLASS IP65, FLANGE ON DRIVE END IP67; | 1775 | TEM | 1 | MC | 6.4 | 1
1FK70434CH711PG0 | SIMOTICS S SYNCHRONOUS MOTOR 1FK7-HD PN=1,2 KW; UZK=600V M0=3,5NM (100K); NN=4500RPM; NATURAL COOLING, FRAME SIZE IMB 5 (IM V1, IM V3) FLANGE 1 POWER CONNECTOR ROTATABLE RESOLVER 2-POLE, WITH DRIVE CLIQ-INTERFACE PLAIN SHAFT, TOLERANCE N; W/O HOLDING BRAKE PROTECTION CLASS IP64; | 1334 | TEM | 1 | MC | 6.101 | 1
1FK70434CH711PG1 | SIMOTICS S SYNCHRONOUS MOTOR 1FK7-HD PN=1,2 KW; UZK=600V M0=3,5NM (100K); NN=4500RPM; NATURAL COOLING, FRAME SIZE IMB 5 (IM V1, IM V3) FLANGE 1 POWER CONNECTOR ROTATABLE RESOLVER 2-POLE, WITH DRIVE CLIQ-INTERFACE PLAIN SHAFT, TOLERANCE N; W/O HOLDING BRAKE PROTECTION CLASS IP65, | 1427 | TEM | 1 | MC | 6.101 | 1
1FK70434CH711PG2 | SIMOTICS S SYNCHRONOUS MOTOR 1FK7-HD PN=1,2 KW; UZK=600V M0=3,5NM (100K); NN=4500RPM; NATURAL COOLING, FRAME SIZE IMB 5 (IM V1, IM V3) FLANGE 1 POWER CONNECTOR ROTATABLE RESOLVER 2-POLE, WITH DRIVE CLIQ-INTERFACE PLAIN SHAFT, TOLERANCE N; W/O HOLDING BRAKE PROTECTION CLASS IP65, FLANGE ON DRIVE END IP67; | 1427 | TEM | 1 | MC | 6.101 | 1
1FK70434CH711PH0 | SIMOTICS S SYNCHRONOUS MOTOR 1FK7-HD PN=1,2 KW; UZK=600V M0=3,5NM (100K); NN=4500RPM; NATURAL COOLING, FRAME SIZE IMB 5 (IM V1, IM V3) FLANGE 1 POWER CONNECTOR ROTATABLE RESOLVER 2-POLE, WITH DRIVE CLIQ-INTERFACE PLAIN SHAFT, TOLERANCE N; WITH HOLDING BRAKE PROTECTION CLASS IP64; | 1593 | TEM | 1 | MC | 6.4 | 1
1FK70434CH711PH1 | SIMOTICS S SYNCHRONOUS MOTOR 1FK7-HD PN=1,2 KW; UZK=600V M0=3,5NM (100K); NN=4500RPM; NATURAL COOLING, FRAME SIZE IMB 5 (IM V1, IM V3) FLANGE 1 POWER CONNECTOR ROTATABLE RESOLVER 2-POLE, WITH DRIVE CLIQ-INTERFACE PLAIN SHAFT, TOLERANCE N; WITH HOLDING BRAKE PROTECTION CLASS IP65, | 1686 | TEM | 1 | MC | 6.4 | 1
1FK70434CH711PH2 | SIMOTICS S SYNCHRONOUS MOTOR 1FK7-HD PN=1,2 KW; UZK=600V M0=3,5NM (100K); NN=4500RPM; NATURAL COOLING, FRAME SIZE IMB 5 (IM V1, IM V3) FLANGE 1 POWER CONNECTOR ROTATABLE RESOLVER 2-POLE, WITH DRIVE CLIQ-INTERFACE PLAIN SHAFT, TOLERANCE N; WITH HOLDING BRAKE PROTECTION CLASS IP65, FLANGE ON DRIVE END IP67; | 1686 | TEM | 1 | MC | 6.4 | 1
1FK70434CH711QA0 | SIMOTICS S SYNCHRONOUS MOTOR 1FK7-HD PN=1,2 KW; UZK=600V M0=3,5NM (100K); NN=4500RPM; NATURAL COOLING, FRAME SIZE IMB 5 (IM V1, IM V3) FLANGE 1 POWER CONNECTOR ROTATABLE ABSOLUTE ENCODER SINGLETURN 20 BIT WITH DRIVE-CLIQ INTERFACE (ENCODER AS20DQI) SHAFT WITH FITTED KEY, TOLERANCE N; W/O HOLDING BRAKE PROTECTION CLASS IP64; | 1523 | TEM | 1 | MC | 6.001 | 1
1FK70434CH711QA1 | SIMOTICS S SYNCHRONOUS MOTOR 1FK7-HD PN=1,2 KW; UZK=600V M0=3,5NM (100K); NN=4500RPM; NATURAL COOLING, FRAME SIZE IMB 5 (IM V1, IM V3) FLANGE 1 POWER CONNECTOR ROTATABLE ABSOLUTE ENCODER SINGLETURN 20 BIT WITH DRIVE-CLIQ INTERFACE (ENCODER AS20DQI) SHAFT WITH FITTED KEY, TOLERANCE N; W/O HOLDING BRAKE PROTECTION CLASS IP65, | 1617 | TEM | 1 | MC | 6.001 | 1
1FK70434CH711QA2 | SIMOTICS S SYNCHRONOUS MOTOR 1FK7-HD PN=1,2 KW; UZK=600V M0=3,5NM (100K); NN=4500RPM; NATURAL COOLING, FRAME SIZE IMB 5 (IM V1, IM V3) FLANGE 1 POWER CONNECTOR ROTATABLE ABSOLUTE ENCODER SINGLETURN 20 BIT WITH DRIVE-CLIQ INTERFACE (ENCODER AS20DQI) SHAFT WITH FITTED KEY, TOLERANCE N; W/O HOLDING BRAKE PROTECTION CLASS IP65, FLANGE ON DRIVE END IP67; | 1617 | TEM | 1 | MC | 6.001 | 1
1FK70434CH711QB0 | SIMOTICS S SYNCHRONOUS MOTOR 1FK7-HD PN=1,2 KW; UZK=600V M0=3,5NM (100K); NN=4500RPM; NATURAL COOLING, FRAME SIZE IMB 5 (IM V1, IM V3) FLANGE 1 POWER CONNECTOR ROTATABLE ABSOLUTE ENCODER SINGLETURN 20 BIT WITH DRIVE-CLIQ INTERFACE (ENCODER AS20DQI) SHAFT WITH FITTED KEY, TOLERANCE N; WITH HOLDING BRAKE PROTECTION CLASS IP64; | 1784 | TEM | 1 | MC | 6.3 | 1
1FK70434CH711QB1 | SIMOTICS S SYNCHRONOUS MOTOR 1FK7-HD PN=1,2 KW; UZK=600V M0=3,5NM (100K); NN=4500RPM; NATURAL COOLING, FRAME SIZE IMB 5 (IM V1, IM V3) FLANGE 1 POWER CONNECTOR ROTATABLE ABSOLUTE ENCODER SINGLETURN 20 BIT WITH DRIVE-CLIQ INTERFACE (ENCODER AS20DQI) SHAFT WITH FITTED KEY, TOLERANCE N; WITH HOLDING BRAKE PROTECTION CLASS IP65, | 1878 | TEM | 1 | MC | 6.3 | 1
1FK70434CH711QB2 | SIMOTICS S SYNCHRONOUS MOTOR 1FK7-HD PN=1,2 KW; UZK=600V M0=3,5NM (100K); NN=4500RPM; NATURAL COOLING, FRAME SIZE IMB 5 (IM V1, IM V3) FLANGE 1 POWER CONNECTOR ROTATABLE ABSOLUTE ENCODER SINGLETURN 20 BIT WITH DRIVE-CLIQ INTERFACE (ENCODER AS20DQI) SHAFT WITH FITTED KEY, TOLERANCE N; WITH HOLDING BRAKE PROTECTION CLASS IP65, FLANGE ON DRIVE END IP67; | 1878 | TEM | 1 | MC | 6.3 | 1
1FK70434CH711QG0 | SIMOTICS S SYNCHRONOUS MOTOR 1FK7-HD PN=1,2 KW; UZK=600V M0=3,5NM (100K); NN=4500RPM; NATURAL COOLING, FRAME SIZE IMB 5 (IM V1, IM V3) FLANGE 1 POWER CONNECTOR ROTATABLE ABSOLUTE ENCODER SINGLETURN 20 BIT WITH DRIVE-CLIQ INTERFACE (ENCODER AS20DQI) PLAIN SHAFT, TOLERANCE N; W/O HOLDING BRAKE PROTECTION CLASS IP64; | 1437 | TEM | 1 | MC | 6.001 | 1
1FK70434CH711QG1 | SIMOTICS S SYNCHRONOUS MOTOR 1FK7-HD PN=1,2 KW; UZK=600V M0=3,5NM (100K); NN=4500RPM; NATURAL COOLING, FRAME SIZE IMB 5 (IM V1, IM V3) FLANGE 1 POWER CONNECTOR ROTATABLE ABSOLUTE ENCODER SINGLETURN 20 BIT WITH DRIVE-CLIQ INTERFACE (ENCODER AS20DQI) PLAIN SHAFT, TOLERANCE N; W/O HOLDING BRAKE PROTECTION CLASS IP65, | 1530 | TEM | 1 | MC | 6.001 | 1
1FK70434CH711QG2 | SIMOTICS S SYNCHRONOUS MOTOR 1FK7-HD PN=1,2 KW; UZK=600V M0=3,5NM (100K); NN=4500RPM; NATURAL COOLING, FRAME SIZE IMB 5 (IM V1, IM V3) FLANGE 1 POWER CONNECTOR ROTATABLE ABSOLUTE ENCODER SINGLETURN 20 BIT WITH DRIVE-CLIQ INTERFACE (ENCODER AS20DQI) PLAIN SHAFT, TOLERANCE N; W/O HOLDING BRAKE PROTECTION CLASS IP65, FLANGE ON DRIVE END IP67; | 1530 | TEM | 1 | MC | 6.001 | 1
1FK70434CH711QH0 | SIMOTICS S SYNCHRONOUS MOTOR 1FK7-HD PN=1,2 KW; UZK=600V M0=3,5NM (100K); NN=4500RPM; NATURAL COOLING, FRAME SIZE IMB 5 (IM V1, IM V3) FLANGE 1 POWER CONNECTOR ROTATABLE ABSOLUTE ENCODER SINGLETURN 20 BIT WITH DRIVE-CLIQ INTERFACE (ENCODER AS20DQI) PLAIN SHAFT, TOLERANCE N; WITH HOLDING BRAKE PROTECTION CLASS IP64; | 1696 | TEM | 1 | MC | 6.3 | 1
1FK70434CH711QH1 | SIMOTICS S SYNCHRONOUS MOTOR 1FK7-HD PN=1,2 KW; UZK=600V M0=3,5NM (100K); NN=4500RPM; NATURAL COOLING, FRAME SIZE IMB 5 (IM V1, IM V3) FLANGE 1 POWER CONNECTOR ROTATABLE ABSOLUTE ENCODER SINGLETURN 20 BIT WITH DRIVE-CLIQ INTERFACE (ENCODER AS20DQI) PLAIN SHAFT, TOLERANCE N; WITH HOLDING BRAKE PROTECTION CLASS IP65, | 1789 | TEM | 1 | MC | 6.3 | 1
1FK70434CH711QH2 | SIMOTICS S SYNCHRONOUS MOTOR 1FK7-HD PN=1,2 KW; UZK=600V M0=3,5NM (100K); NN=4500RPM; NATURAL COOLING, FRAME SIZE IMB 5 (IM V1, IM V3) FLANGE 1 POWER CONNECTOR ROTATABLE ABSOLUTE ENCODER SINGLETURN 20 BIT WITH DRIVE-CLIQ INTERFACE (ENCODER AS20DQI) PLAIN SHAFT, TOLERANCE N; WITH HOLDING BRAKE PROTECTION CLASS IP65, FLANGE ON DRIVE END IP67; | 1789 | TEM | 1 | MC | 6.3 | 1
1FK70434CH711RA0 | SIMOTICS S SYNCHRONOUS MOTOR 1FK7-HD PN=1,2 KW; UZK=600V M0=3,5NM (100K); NN=4500RPM; NATURAL COOLING, FRAME SIZE IMB 5 (IM V1, IM V3) FLANGE 1 POWER CONNECTOR ROTATABLE ABSOLUTE ENCODER 20 BIT + 12 BIT MULTITURN WITH DRIVE-CLIQ INTERFACE (ENCODER AM20DQI) SHAFT WITH FITTED KEY, TOLERANCE N; W/O HOLDING BRAKE PROTECTION CLASS IP64; | 1897 | TEM | 1 | MC | 6.001 | 1
1FK70434CH711RA1 | SIMOTICS S SYNCHRONOUS MOTOR 1FK7-HD PN=1,2 KW; UZK=600V M0=3,5NM (100K); NN=4500RPM; NATURAL COOLING, FRAME SIZE IMB 5 (IM V1, IM V3) FLANGE 1 POWER CONNECTOR ROTATABLE ABSOLUTE ENCODER 20 BIT + 12 BIT MULTITURN WITH DRIVE-CLIQ INTERFACE (ENCODER AM20DQI) SHAFT WITH FITTED KEY, TOLERANCE N; W/O HOLDING BRAKE PROTECTION CLASS IP65, | 1991 | TEM | 1 | MC | 6.001 | 1
1FK70434CH711RA2 | SIMOTICS S SYNCHRONOUS MOTOR 1FK7-HD PN=1,2 KW; UZK=600V M0=3,5NM (100K); NN=4500RPM; NATURAL COOLING, FRAME SIZE IMB 5 (IM V1, IM V3) FLANGE 1 POWER CONNECTOR ROTATABLE ABSOLUTE ENCODER 20 BIT + 12 BIT MULTITURN WITH DRIVE-CLIQ INTERFACE (ENCODER AM20DQI) SHAFT WITH FITTED KEY, TOLERANCE N; W/O HOLDING BRAKE PROTECTION CLASS IP65, FLANGE ON DRIVE END IP67; | 1991 | TEM | 1 | MC | 6.001 | 1
1FK70434CH711RB0 | SIMOTICS S SYNCHRONOUS MOTOR 1FK7-HD PN=1,2 KW; UZK=600V M0=3,5NM (100K); NN=4500RPM; NATURAL COOLING, FRAME SIZE IMB 5 (IM V1, IM V3) FLANGE 1 POWER CONNECTOR ROTATABLE ABSOLUTE ENCODER 20 BIT + 12 BIT MULTITURN WITH DRIVE-CLIQ INTERFACE (ENCODER AM20DQI) SHAFT WITH FITTED KEY, TOLERANCE N; WITH HOLDING BRAKE PROTECTION CLASS IP64; | 2158 | TEM | 1 | MC | 6.3 | 1
1FK70434CH711RB1 | SIMOTICS S SYNCHRONOUS MOTOR 1FK7-HD PN=1,2 KW; UZK=600V M0=3,5NM (100K); NN=4500RPM; NATURAL COOLING, FRAME SIZE IMB 5 (IM V1, IM V3) FLANGE 1 POWER CONNECTOR ROTATABLE ABSOLUTE ENCODER 20 BIT + 12 BIT MULTITURN WITH DRIVE-CLIQ INTERFACE (ENCODER AM20DQI) SHAFT WITH FITTED KEY, TOLERANCE N; WITH HOLDING BRAKE PROTECTION CLASS IP65, | 2252 | TEM | 1 | MC | 6.3 | 1
1FK70434CH711RB2 | SIMOTICS S SYNCHRONOUS MOTOR 1FK7-HD PN=1,2 KW; UZK=600V M0=3,5NM (100K); NN=4500RPM; NATURAL COOLING, FRAME SIZE IMB 5 (IM V1, IM V3) FLANGE 1 POWER CONNECTOR ROTATABLE ABSOLUTE ENCODER 20 BIT + 12 BIT MULTITURN WITH DRIVE-CLIQ INTERFACE (ENCODER AM20DQI) SHAFT WITH FITTED KEY, TOLERANCE N; WITH HOLDING BRAKE PROTECTION CLASS IP65, FLANGE ON DRIVE END IP67; | 2252 | TEM | 1 | MC | 6.3 | 1
1FK70434CH711RG0 | SIMOTICS S SYNCHRONOUS MOTOR 1FK7-HD PN=1,2 KW; UZK=600V M0=3,5NM (100K); NN=4500RPM; NATURAL COOLING, FRAME SIZE IMB 5 (IM V1, IM V3) FLANGE 1 POWER CONNECTOR ROTATABLE ABSOLUTE ENCODER 20 BIT + 12 BIT MULTITURN WITH DRIVE-CLIQ INTERFACE (ENCODER AM20DQI) PLAIN SHAFT, TOLERANCE N; W/O HOLDING BRAKE PROTECTION CLASS IP64; | 1811 | TEM | 1 | MC | 6.001 | 1
1FK70434CH711RG1 | SIMOTICS S SYNCHRONOUS MOTOR 1FK7-HD PN=1,2 KW; UZK=600V M0=3,5NM (100K); NN=4500RPM; NATURAL COOLING, FRAME SIZE IMB 5 (IM V1, IM V3) FLANGE 1 POWER CONNECTOR ROTATABLE ABSOLUTE ENCODER 20 BIT + 12 BIT MULTITURN WITH DRIVE-CLIQ INTERFACE (ENCODER AM20DQI) PLAIN SHAFT, TOLERANCE N; W/O HOLDING BRAKE PROTECTION CLASS IP65, | 1904 | TEM | 1 | MC | 6.001 | 1
1FK70434CH711RG2 | SIMOTICS S SYNCHRONOUS MOTOR 1FK7-HD PN=1,2 KW; UZK=600V M0=3,5NM (100K); NN=4500RPM; NATURAL COOLING, FRAME SIZE IMB 5 (IM V1, IM V3) FLANGE 1 POWER CONNECTOR ROTATABLE ABSOLUTE ENCODER 20 BIT + 12 BIT MULTITURN WITH DRIVE-CLIQ INTERFACE (ENCODER AM20DQI) PLAIN SHAFT, TOLERANCE N; W/O HOLDING BRAKE PROTECTION CLASS IP65, FLANGE ON DRIVE END IP67; | 1904 | TEM | 1 | MC | 6.001 | 1
1FK70434CH711RH0 | SIMOTICS S SYNCHRONOUS MOTOR 1FK7-HD PN=1,2 KW; UZK=600V M0=3,5NM (100K); NN=4500RPM; NATURAL COOLING, FRAME SIZE IMB 5 (IM V1, IM V3) FLANGE 1 POWER CONNECTOR ROTATABLE ABSOLUTE ENCODER 20 BIT + 12 BIT MULTITURN WITH DRIVE-CLIQ INTERFACE (ENCODER AM20DQI) PLAIN SHAFT, TOLERANCE N; WITH HOLDING BRAKE PROTECTION CLASS IP64; | 2070 | TEM | 1 | MC | 6.3 | 1
1FK70434CH711RH1 | SIMOTICS S SYNCHRONOUS MOTOR 1FK7-HD PN=1,2 KW; UZK=600V M0=3,5NM (100K); NN=4500RPM; NATURAL COOLING, FRAME SIZE IMB 5 (IM V1, IM V3) FLANGE 1 POWER CONNECTOR ROTATABLE ABSOLUTE ENCODER 20 BIT + 12 BIT MULTITURN WITH DRIVE-CLIQ INTERFACE (ENCODER AM20DQI) PLAIN SHAFT, TOLERANCE N; WITH HOLDING BRAKE PROTECTION CLASS IP65, | 2163 | TEM | 1 | MC | 6.3 | 1
1FK70434CH711RH2 | SIMOTICS S SYNCHRONOUS MOTOR 1FK7-HD PN=1,2 KW; UZK=600V M0=3,5NM (100K); NN=4500RPM; NATURAL COOLING, FRAME SIZE IMB 5 (IM V1, IM V3) FLANGE 1 POWER CONNECTOR ROTATABLE ABSOLUTE ENCODER 20 BIT + 12 BIT MULTITURN WITH DRIVE-CLIQ INTERFACE (ENCODER AM20DQI) PLAIN SHAFT, TOLERANCE N; WITH HOLDING BRAKE PROTECTION CLASS IP65, FLANGE ON DRIVE END IP67; | 2163 | TEM | 1 | MC | 6.3 | 1
1FK70434CH711SA0 | SIMOTICS S SYNCHRONOUS MOTOR 1FK7-HD PN=1,2 KW; UZK=600V M0=3,5NM (100K); NN=4500RPM; NATURAL COOLING, FRAME SIZE IMB 5 (IM V1, IM V3) FLANGE 1, WITH KTY TEMPERATURESENSOR POWER CONNECTOR ROTATABLE RESOLVER MULTI-POLE (RESOLVER P=3); SHAFT WITH FITTED KEY, TOLERANCE N; W/O HOLDING BRAKE PROTECTION CLASS IP64; | 1179 | TEM | 1 | MC | 6.002 | 1
1FK70434CH711SA1 | SIMOTICS S SYNCHRONOUS MOTOR 1FK7-HD PN=1,2 KW; UZK=600V M0=3,5NM (100K); NN=4500RPM; NATURAL COOLING, FRAME SIZE IMB 5 (IM V1, IM V3) FLANGE 1, WITH KTY TEMPERATURESENSOR POWER CONNECTOR ROTATABLE RESOLVER MULTI-POLE (RESOLVER P=3); SHAFT WITH FITTED KEY, TOLERANCE N; W/O HOLDING BRAKE PROTECTION CLASS IP65, | 1273 | TEM | 1 | MC | 6.002 | 1
1FK70434CH711SA2 | SIMOTICS S SYNCHRONOUS MOTOR 1FK7-HD PN=1,2 KW; UZK=600V M0=3,5NM (100K); NN=4500RPM; NATURAL COOLING, FRAME SIZE IMB 5 (IM V1, IM V3) FLANGE 1, WITH KTY TEMPERATURESENSOR POWER CONNECTOR ROTATABLE RESOLVER MULTI-POLE (RESOLVER P=3); SHAFT WITH FITTED KEY, TOLERANCE N; W/O HOLDING BRAKE PROTECTION CLASS IP65, FLANGE ON DRIVE END IP67; | 1273 | TEM | 1 | MC | 6.002 | 1
1FK70434CH711SB0 | SIMOTICS S SYNCHRONOUS MOTOR 1FK7-HD PN=1,2 KW; UZK=600V M0=3,5NM (100K); NN=4500RPM; NATURAL COOLING, FRAME SIZE IMB 5 (IM V1, IM V3) FLANGE 1, WITH KTY TEMPERATURESENSOR POWER CONNECTOR ROTATABLE RESOLVER MULTI-POLE (RESOLVER P=3); SHAFT WITH FITTED KEY, TOLERANCE N; WITH HOLDING BRAKE PROTECTION CLASS IP64; | 1440 | TEM | 1 | MC | 6.301 | 1
1FK70434CH711SB1 | SIMOTICS S SYNCHRONOUS MOTOR 1FK7-HD PN=1,2 KW; UZK=600V M0=3,5NM (100K); NN=4500RPM; NATURAL COOLING, FRAME SIZE IMB 5 (IM V1, IM V3) FLANGE 1, WITH KTY TEMPERATURESENSOR POWER CONNECTOR ROTATABLE RESOLVER MULTI-POLE (RESOLVER P=3); SHAFT WITH FITTED KEY, TOLERANCE N; WITH HOLDING BRAKE PROTECTION CLASS IP65, | 1534 | TEM | 1 | MC | 6.301 | 1
1FK70434CH711SB2 | SIMOTICS S SYNCHRONOUS MOTOR 1FK7-HD PN=1,2 KW; UZK=600V M0=3,5NM (100K); NN=4500RPM; NATURAL COOLING, FRAME SIZE IMB 5 (IM V1, IM V3) FLANGE 1, WITH KTY TEMPERATURESENSOR POWER CONNECTOR ROTATABLE RESOLVER MULTI-POLE (RESOLVER P=3); SHAFT WITH FITTED KEY, TOLERANCE N; WITH HOLDING BRAKE PROTECTION CLASS IP65, FLANGE ON DRIVE END IP67; | 1534 | TEM | 1 | MC | 6.301 | 1
1FK70434CH711SG0 | SIMOTICS S SYNCHRONOUS MOTOR 1FK7-HD PN=1,2 KW; UZK=600V M0=3,5NM (100K); NN=4500RPM; NATURAL COOLING, FRAME SIZE IMB 5 (IM V1, IM V3) FLANGE 1, WITH KTY TEMPERATURESENSOR POWER CONNECTOR ROTATABLE RESOLVER MULTI-POLE (RESOLVER P=3); PLAIN SHAFT, TOLERANCE N; W/O HOLDING BRAKE PROTECTION CLASS IP64; | 1093 | TEM | 1 | MC | 6.002 | 1
1FK70434CH711SG1 | SIMOTICS S SYNCHRONOUS MOTOR 1FK7-HD PN=1,2 KW; UZK=600V M0=3,5NM (100K); NN=4500RPM; NATURAL COOLING, FRAME SIZE IMB 5 (IM V1, IM V3) FLANGE 1, WITH KTY TEMPERATURESENSOR POWER CONNECTOR ROTATABLE RESOLVER MULTI-POLE (RESOLVER P=3); PLAIN SHAFT, TOLERANCE N; W/O HOLDING BRAKE PROTECTION CLASS IP65, | 1186 | TEM | 1 | MC | 6.002 | 1
1FK70434CH711SG2 | SIMOTICS S SYNCHRONOUS MOTOR 1FK7-HD PN=1,2 KW; UZK=600V M0=3,5NM (100K); NN=4500RPM; NATURAL COOLING, FRAME SIZE IMB 5 (IM V1, IM V3) FLANGE 1, WITH KTY TEMPERATURESENSOR POWER CONNECTOR ROTATABLE RESOLVER MULTI-POLE (RESOLVER P=3); PLAIN SHAFT, TOLERANCE N; W/O HOLDING BRAKE PROTECTION CLASS IP65, FLANGE ON DRIVE END IP67; | 1186 | TEM | 1 | MC | 6.002 | 1
1FK70434CH711SH0 | SIMOTICS S SYNCHRONOUS MOTOR 1FK7-HD PN=1,2 KW; UZK=600V M0=3,5NM (100K); NN=4500RPM; NATURAL COOLING, FRAME SIZE IMB 5 (IM V1, IM V3) FLANGE 1, WITH KTY TEMPERATURESENSOR POWER CONNECTOR ROTATABLE RESOLVER MULTI-POLE (RESOLVER P=3); PLAIN SHAFT, TOLERANCE N; WITH HOLDING BRAKE PROTECTION CLASS IP64; | 1352 | TEM | 1 | MC | 6.301 | 1
1FK70434CH711SH1 | SIMOTICS S SYNCHRONOUS MOTOR 1FK7-HD PN=1,2 KW; UZK=600V M0=3,5NM (100K); NN=4500RPM; NATURAL COOLING, FRAME SIZE IMB 5 (IM V1, IM V3) FLANGE 1, WITH KTY TEMPERATURESENSOR POWER CONNECTOR ROTATABLE RESOLVER MULTI-POLE (RESOLVER P=3); PLAIN SHAFT, TOLERANCE N; WITH HOLDING BRAKE PROTECTION CLASS IP65, | 1445 | TEM | 1 | MC | 6.301 | 1
1FK70434CH711SH2 | SIMOTICS S SYNCHRONOUS MOTOR 1FK7-HD PN=1,2 KW; UZK=600V M0=3,5NM (100K); NN=4500RPM; NATURAL COOLING, FRAME SIZE IMB 5 (IM V1, IM V3) FLANGE 1, WITH KTY TEMPERATURESENSOR POWER CONNECTOR ROTATABLE RESOLVER MULTI-POLE (RESOLVER P=3); PLAIN SHAFT, TOLERANCE N; WITH HOLDING BRAKE PROTECTION CLASS IP65, FLANGE ON DRIVE END IP67; | 1445 | TEM | 1 | MC | 6.301 | 1
1FK70434CH711TA0 | SIMOTICS S SYNCHRONOUS MOTOR 1FK7-HD PN=1,2 KW; UZK=600V M0=3,5NM (100K); NN=4500RPM; NATURAL COOLING, FRAME SIZE IMB 5 (IM V1, IM V3) FLANGE 1, WITH KTY TEMPERATURESENSOR POWER CONNECTOR ROTATABLE RESOLVER 2-POLE (RESOLVER P=1); SHAFT WITH FITTED KEY, TOLERANCE N; W/O HOLDING BRAKE PROTECTION CLASS IP64; | 1179 | TEM | 1 | MC | 6.002 | 1
1FK70434CH711TA1 | SIMOTICS S SYNCHRONOUS MOTOR 1FK7-HD PN=1,2 KW; UZK=600V M0=3,5NM (100K); NN=4500RPM; NATURAL COOLING, FRAME SIZE IMB 5 (IM V1, IM V3) FLANGE 1, WITH KTY TEMPERATURESENSOR POWER CONNECTOR ROTATABLE RESOLVER 2-POLE (RESOLVER P=1); SHAFT WITH FITTED KEY, TOLERANCE N; W/O HOLDING BRAKE PROTECTION CLASS IP65, | 1273 | TEM | 1 | MC | 6.002 | 1
1FK70434CH711TA2 | SIMOTICS S SYNCHRONOUS MOTOR 1FK7-HD PN=1,2 KW; UZK=600V M0=3,5NM (100K); NN=4500RPM; NATURAL COOLING, FRAME SIZE IMB 5 (IM V1, IM V3) FLANGE 1, WITH KTY TEMPERATURESENSOR POWER CONNECTOR ROTATABLE RESOLVER 2-POLE (RESOLVER P=1); SHAFT WITH FITTED KEY, TOLERANCE N; W/O HOLDING BRAKE PROTECTION CLASS IP65, FLANGE ON DRIVE END IP67; | 1273 | TEM | 1 | MC | 6.002 | 1
1FK70434CH711TB0 | SIMOTICS S SYNCHRONOUS MOTOR 1FK7-HD PN=1,2 KW; UZK=600V M0=3,5NM (100K); NN=4500RPM; NATURAL COOLING, FRAME SIZE IMB 5 (IM V1, IM V3) FLANGE 1, WITH KTY TEMPERATURESENSOR POWER CONNECTOR ROTATABLE RESOLVER 2-POLE (RESOLVER P=1); SHAFT WITH FITTED KEY, TOLERANCE N; WITH HOLDING BRAKE PROTECTION CLASS IP64; | 1440 | TEM | 1 | MC | 6.301 | 1
1FK70434CH711TB1 | SIMOTICS S SYNCHRONOUS MOTOR 1FK7-HD PN=1,2 KW; UZK=600V M0=3,5NM (100K); NN=4500RPM; NATURAL COOLING, FRAME SIZE IMB 5 (IM V1, IM V3) FLANGE 1, WITH KTY TEMPERATURESENSOR POWER CONNECTOR ROTATABLE RESOLVER 2-POLE (RESOLVER P=1); SHAFT WITH FITTED KEY, TOLERANCE N; WITH HOLDING BRAKE PROTECTION CLASS IP65, | 1534 | TEM | 1 | MC | 6.301 | 1
1FK70434CH711TB2 | SIMOTICS S SYNCHRONOUS MOTOR 1FK7-HD PN=1,2 KW; UZK=600V M0=3,5NM (100K); NN=4500RPM; NATURAL COOLING, FRAME SIZE IMB 5 (IM V1, IM V3) FLANGE 1, WITH KTY TEMPERATURESENSOR POWER CONNECTOR ROTATABLE RESOLVER 2-POLE (RESOLVER P=1); SHAFT WITH FITTED KEY, TOLERANCE N; WITH HOLDING BRAKE PROTECTION CLASS IP65, FLANGE ON DRIVE END IP67; | 1534 | TEM | 1 | MC | 6.301 | 1
1FK70434CH711TG0 | SIMOTICS S SYNCHRONOUS MOTOR 1FK7-HD PN=1,2 KW; UZK=600V M0=3,5NM (100K); NN=4500RPM; NATURAL COOLING, FRAME SIZE IMB 5 (IM V1, IM V3) FLANGE 1, WITH KTY TEMPERATURESENSOR POWER CONNECTOR ROTATABLE RESOLVER 2-POLE (RESOLVER P=1); PLAIN SHAFT, TOLERANCE N; W/O HOLDING BRAKE PROTECTION CLASS IP64; | 1093 | TEM | 1 | MC | 6.002 | 1
1FK70434CH711TG1 | SIMOTICS S SYNCHRONOUS MOTOR 1FK7-HD PN=1,2 KW; UZK=600V M0=3,5NM (100K); NN=4500RPM; NATURAL COOLING, FRAME SIZE IMB 5 (IM V1, IM V3) FLANGE 1, WITH KTY TEMPERATURESENSOR POWER CONNECTOR ROTATABLE RESOLVER 2-POLE (RESOLVER P=1); PLAIN SHAFT, TOLERANCE N; W/O HOLDING BRAKE PROTECTION CLASS IP65, | 1186 | TEM | 1 | MC | 6.002 | 1
1FK70434CH711TG2 | SIMOTICS S SYNCHRONOUS MOTOR 1FK7-HD PN=1,2 KW; UZK=600V M0=3,5NM (100K); NN=4500RPM; NATURAL COOLING, FRAME SIZE IMB 5 (IM V1, IM V3) FLANGE 1, WITH KTY TEMPERATURESENSOR POWER CONNECTOR ROTATABLE RESOLVER 2-POLE (RESOLVER P=1); PLAIN SHAFT, TOLERANCE N; W/O HOLDING BRAKE PROTECTION CLASS IP65, FLANGE ON DRIVE END IP67; | 1186 | TEM | 1 | MC | 6.002 | 1
1FK70434CH711TH0 | SIMOTICS S SYNCHRONOUS MOTOR 1FK7-HD PN=1,2 KW; UZK=600V M0=3,5NM (100K); NN=4500RPM; NATURAL COOLING, FRAME SIZE IMB 5 (IM V1, IM V3) FLANGE 1, WITH KTY TEMPERATURESENSOR POWER CONNECTOR ROTATABLE RESOLVER 2-POLE (RESOLVER P=1); PLAIN SHAFT, TOLERANCE N; WITH HOLDING BRAKE PROTECTION CLASS IP64; | 1352 | TEM | 1 | MC | 6.301 | 1
1FK70434CH711TH1 | SIMOTICS S SYNCHRONOUS MOTOR 1FK7-HD PN=1,2 KW; UZK=600V M0=3,5NM (100K); NN=4500RPM; NATURAL COOLING, FRAME SIZE IMB 5 (IM V1, IM V3) FLANGE 1, WITH KTY TEMPERATURESENSOR POWER CONNECTOR ROTATABLE RESOLVER 2-POLE (RESOLVER P=1); PLAIN SHAFT, TOLERANCE N; WITH HOLDING BRAKE PROTECTION CLASS IP65, | 1445 | TEM | 1 | MC | 6.301 | 1
1FK70434CH711TH2 | SIMOTICS S SYNCHRONOUS MOTOR 1FK7-HD PN=1,2 KW; UZK=600V M0=3,5NM (100K); NN=4500RPM; NATURAL COOLING, FRAME SIZE IMB 5 (IM V1, IM V3) FLANGE 1, WITH KTY TEMPERATURESENSOR POWER CONNECTOR ROTATABLE RESOLVER 2-POLE (RESOLVER P=1); PLAIN SHAFT, TOLERANCE N; WITH HOLDING BRAKE PROTECTION CLASS IP65, FLANGE ON DRIVE END IP67; | 1445 | TEM | 1 | MC | 6.301 | 1
1FK70434CH711UA0 | SIMOTICS S SYNCHRONOUS MOTOR 1FK7-HD PN=1,2 KW; UZK=600V M0=3,5NM (100K); NN=4500RPM; NATURAL COOLING, FRAME SIZE IMB 5 (IM V1, IM V3) FLANGE 1 POWER CONNECTOR ROTATABLE RESOLVER MULTI-POLE WITH DRIVE-CLIQ INTERFACE; SHAFT WITH FITTED KEY, TOLERANCE N; W/O HOLDING BRAKE PROTECTION CLASS IP64; | 1420 | TEM | 1 | MC | 6.002 | 1
1FK70434CH711UA1 | SIMOTICS S SYNCHRONOUS MOTOR 1FK7-HD PN=1,2 KW; UZK=600V M0=3,5NM (100K); NN=4500RPM; NATURAL COOLING, FRAME SIZE IMB 5 (IM V1, IM V3) FLANGE 1 POWER CONNECTOR ROTATABLE RESOLVER MULTI-POLE WITH DRIVE-CLIQ INTERFACE; SHAFT WITH FITTED KEY, TOLERANCE N; W/O HOLDING BRAKE PROTECTION CLASS IP65, | 1514 | TEM | 1 | MC | 6.002 | 1
1FK70434CH711UA2 | SIMOTICS S SYNCHRONOUS MOTOR 1FK7-HD PN=1,2 KW; UZK=600V M0=3,5NM (100K); NN=4500RPM; NATURAL COOLING, FRAME SIZE IMB 5 (IM V1, IM V3) FLANGE 1 POWER CONNECTOR ROTATABLE RESOLVER MULTI-POLE WITH DRIVE-CLIQ INTERFACE; SHAFT WITH FITTED KEY, TOLERANCE N; W/O HOLDING BRAKE PROTECTION CLASS IP65, FLANGE ON DRIVE END IP67; | 1514 | TEM | 1 | MC | 6.002 | 1
1FK70434CH711UB0 | SIMOTICS S SYNCHRONOUS MOTOR 1FK7-HD PN=1,2 KW; UZK=600V M0=3,5NM (100K); NN=4500RPM; NATURAL COOLING, FRAME SIZE IMB 5 (IM V1, IM V3) FLANGE 1 POWER CONNECTOR ROTATABLE RESOLVER MULTI-POLE WITH DRIVE-CLIQ INTERFACE; SHAFT WITH FITTED KEY, TOLERANCE N; WITH HOLDING BRAKE PROTECTION CLASS IP64; | 1681 | TEM | 1 | MC | 6.301 | 1
1FK70434CH711UB1 | SIMOTICS S SYNCHRONOUS MOTOR 1FK7-HD PN=1,2 KW; UZK=600V M0=3,5NM (100K); NN=4500RPM; NATURAL COOLING, FRAME SIZE IMB 5 (IM V1, IM V3) FLANGE 1 POWER CONNECTOR ROTATABLE RESOLVER MULTI-POLE WITH DRIVE-CLIQ INTERFACE; SHAFT WITH FITTED KEY, TOLERANCE N; WITH HOLDING BRAKE PROTECTION CLASS IP65, | 1775 | TEM | 1 | MC | 6.301 | 1
1FK70434CH711UB2 | SIMOTICS S SYNCHRONOUS MOTOR 1FK7-HD PN=1,2 KW; UZK=600V M0=3,5NM (100K); NN=4500RPM; NATURAL COOLING, FRAME SIZE IMB 5 (IM V1, IM V3) FLANGE 1 POWER CONNECTOR ROTATABLE RESOLVER MULTI-POLE WITH DRIVE-CLIQ INTERFACE; SHAFT WITH FITTED KEY, TOLERANCE N; WITH HOLDING BRAKE PROTECTION CLASS IP65, FLANGE ON DRIVE END IP67; | 1775 | TEM | 1 | MC | 6.301 | 1
1FK70434CH711UG0 | SIMOTICS S SYNCHRONOUS MOTOR 1FK7-HD PN=1,2 KW; UZK=600V M0=3,5NM (100K); NN=4500RPM; NATURAL COOLING, FRAME SIZE IMB 5 (IM V1, IM V3) FLANGE 1 POWER CONNECTOR ROTATABLE RESOLVER MULTI-POLE WITH DRIVE-CLIQ INTERFACE; PLAIN SHAFT, TOLERANCE N; W/O HOLDING BRAKE PROTECTION CLASS IP64; | 1334 | TEM | 1 | MC | 6.002 | 1
1FK70434CH711UG1 | SIMOTICS S SYNCHRONOUS MOTOR 1FK7-HD PN=1,2 KW; UZK=600V M0=3,5NM (100K); NN=4500RPM; NATURAL COOLING, FRAME SIZE IMB 5 (IM V1, IM V3) FLANGE 1 POWER CONNECTOR ROTATABLE RESOLVER MULTI-POLE WITH DRIVE-CLIQ INTERFACE; PLAIN SHAFT, TOLERANCE N; W/O HOLDING BRAKE PROTECTION CLASS IP65, | 1427 | TEM | 1 | MC | 6.002 | 1
1FK70434CH711UG2 | SIMOTICS S SYNCHRONOUS MOTOR 1FK7-HD PN=1,2 KW; UZK=600V M0=3,5NM (100K); NN=4500RPM; NATURAL COOLING, FRAME SIZE IMB 5 (IM V1, IM V3) FLANGE 1 POWER CONNECTOR ROTATABLE RESOLVER MULTI-POLE WITH DRIVE-CLIQ INTERFACE; PLAIN SHAFT, TOLERANCE N; W/O HOLDING BRAKE PROTECTION CLASS IP65, FLANGE ON DRIVE END IP67; | 1427 | TEM | 1 | MC | 6.002 | 1
1FK70434CH711UH0 | SIMOTICS S SYNCHRONOUS MOTOR 1FK7-HD PN=1,2 KW; UZK=600V M0=3,5NM (100K); NN=4500RPM; NATURAL COOLING, FRAME SIZE IMB 5 (IM V1, IM V3) FLANGE 1 POWER CONNECTOR ROTATABLE RESOLVER MULTI-POLE WITH DRIVE-CLIQ INTERFACE; PLAIN SHAFT, TOLERANCE N; WITH HOLDING BRAKE PROTECTION CLASS IP64; | 1593 | TEM | 1 | MC | 6.301 | 1
1FK70434CH711UH1 | SIMOTICS S SYNCHRONOUS MOTOR 1FK7-HD PN=1,2 KW; UZK=600V M0=3,5NM (100K); NN=4500RPM; NATURAL COOLING, FRAME SIZE IMB 5 (IM V1, IM V3) FLANGE 1 POWER CONNECTOR ROTATABLE RESOLVER MULTI-POLE WITH DRIVE-CLIQ INTERFACE; PLAIN SHAFT, TOLERANCE N; WITH HOLDING BRAKE PROTECTION CLASS IP65, | 1686 | TEM | 1 | MC | 6.301 | 1
1FK70434CH711UH2 | SIMOTICS S SYNCHRONOUS MOTOR 1FK7-HD PN=1,2 KW; UZK=600V M0=3,5NM (100K); NN=4500RPM; NATURAL COOLING, FRAME SIZE IMB 5 (IM V1, IM V3) FLANGE 1 POWER CONNECTOR ROTATABLE RESOLVER MULTI-POLE WITH DRIVE-CLIQ INTERFACE; PLAIN SHAFT, TOLERANCE N; WITH HOLDING BRAKE PROTECTION CLASS IP65, FLANGE ON DRIVE END IP67; | 1686 | TEM | 1 | MC | 6.301 | 1
1FK70434CK711AA0 | SIMOTICS S SYNCHRONOUS MOTOR 1FK7-HD PN=1,3 KW; UZK=600V M0=3,5NM (100K); NN=6000RPM; NATURAL COOLING, FRAME SIZE IMB 5 (IM V1, IM V3) FLANGE 1, WITH KTY TEMPERATURESENSOR POWER CONNECTOR ROTATABLE INCREMENTAL ENCODER SIN/COS 1VPP;2048 S/R W. C-AND D-SPUR (ENCODER IC2048S/R) SHAFT WITH FITTED KEY, TOLERANCE N; W/O HOLDING BRAKE PROTECTION CLASS IP64; | 1765 | TEM | 1 | MC | 6.001 | 1
1FK70434CK711AA1 | SIMOTICS S SYNCHRONOUS MOTOR 1FK7-HD PN=1,3 KW; UZK=600V M0=3,5NM (100K); NN=6000RPM; NATURAL COOLING, FRAME SIZE IMB 5 (IM V1, IM V3) FLANGE 1, WITH KTY TEMPERATURESENSOR POWER CONNECTOR ROTATABLE INCREMENTAL ENCODER SIN/COS 1VPP;2048 S/R W. C-AND D-SPUR (ENCODER IC2048S/R) SHAFT WITH FITTED KEY, TOLERANCE N; W/O HOLDING BRAKE PROTECTION CLASS IP65, | 1859 | TEM | 1 | MC | 6.001 | 1
1FK70434CK711AA2 | SIMOTICS S SYNCHRONOUS MOTOR 1FK7-HD PN=1,3 KW; UZK=600V M0=3,5NM (100K); NN=6000RPM; NATURAL COOLING, FRAME SIZE IMB 5 (IM V1, IM V3) FLANGE 1, WITH KTY TEMPERATURESENSOR POWER CONNECTOR ROTATABLE INCREMENTAL ENCODER SIN/COS 1VPP;2048 S/R W. C-AND D-SPUR (ENCODER IC2048S/R) SHAFT WITH FITTED KEY, TOLERANCE N; W/O HOLDING BRAKE PROTECTION CLASS IP65, FLANGE ON DRIVE END IP67; | 1859 | TEM | 1 | MC | 6.001 | 1
1FK70434CK711AB0 | SIMOTICS S SYNCHRONOUS MOTOR 1FK7-HD PN=1,3 KW; UZK=600V M0=3,5NM (100K); NN=6000RPM; NATURAL COOLING, FRAME SIZE IMB 5 (IM V1, IM V3) FLANGE 1, WITH KTY TEMPERATURESENSOR POWER CONNECTOR ROTATABLE INCREMENTAL ENCODER SIN/COS 1VPP;2048 S/R W. C-AND D-SPUR (ENCODER IC2048S/R) SHAFT WITH FITTED KEY, TOLERANCE N; WITH HOLDING BRAKE PROTECTION CLASS IP64; | 2026 | TEM | 1 | MC | 6.3 | 1
1FK70434CK711AB1 | SIMOTICS S SYNCHRONOUS MOTOR 1FK7-HD PN=1,3 KW; UZK=600V M0=3,5NM (100K); NN=6000RPM; NATURAL COOLING, FRAME SIZE IMB 5 (IM V1, IM V3) FLANGE 1, WITH KTY TEMPERATURESENSOR POWER CONNECTOR ROTATABLE INCREMENTAL ENCODER SIN/COS 1VPP;2048 S/R W. C-AND D-SPUR (ENCODER IC2048S/R) SHAFT WITH FITTED KEY, TOLERANCE N; WITH HOLDING BRAKE PROTECTION CLASS IP65, | 2120 | TEM | 1 | MC | 6.3 | 1
1FK70434CK711AB2 | SIMOTICS S SYNCHRONOUS MOTOR 1FK7-HD PN=1,3 KW; UZK=600V M0=3,5NM (100K); NN=6000RPM; NATURAL COOLING, FRAME SIZE IMB 5 (IM V1, IM V3) FLANGE 1, WITH KTY TEMPERATURESENSOR POWER CONNECTOR ROTATABLE INCREMENTAL ENCODER SIN/COS 1VPP;2048 S/R W. C-AND D-SPUR (ENCODER IC2048S/R) SHAFT WITH FITTED KEY, TOLERANCE N; WITH HOLDING BRAKE PROTECTION CLASS IP65, FLANGE ON DRIVE END IP67; | 2120 | TEM | 1 | MC | 6.3 | 1
1FK70434CK711AG0 | SIMOTICS S SYNCHRONOUS MOTOR 1FK7-HD PN=1,3 KW; UZK=600V M0=3,5NM (100K); NN=6000RPM; NATURAL COOLING, FRAME SIZE IMB 5 (IM V1, IM V3) FLANGE 1, WITH KTY TEMPERATURESENSOR POWER CONNECTOR ROTATABLE INCREMENTAL ENCODER SIN/COS 1VPP;2048 S/R W. C-AND D-SPUR (ENCODER IC2048S/R) PLAIN SHAFT, TOLERANCE N; W/O HOLDING BRAKE PROTECTION CLASS IP64; | 1679 | TEM | 1 | MC | 6.001 | 1
1FK70434CK711AG1 | SIMOTICS S SYNCHRONOUS MOTOR 1FK7-HD PN=1,3 KW; UZK=600V M0=3,5NM (100K); NN=6000RPM; NATURAL COOLING, FRAME SIZE IMB 5 (IM V1, IM V3) FLANGE 1, WITH KTY TEMPERATURESENSOR POWER CONNECTOR ROTATABLE INCREMENTAL ENCODER SIN/COS 1VPP;2048 S/R W. C-AND D-SPUR (ENCODER IC2048S/R) PLAIN SHAFT, TOLERANCE N; W/O HOLDING BRAKE PROTECTION CLASS IP65, | 1772 | TEM | 1 | MC | 6.001 | 1
1FK70434CK711AG2 | SIMOTICS S SYNCHRONOUS MOTOR 1FK7-HD PN=1,3 KW; UZK=600V M0=3,5NM (100K); NN=6000RPM; NATURAL COOLING, FRAME SIZE IMB 5 (IM V1, IM V3) FLANGE 1, WITH KTY TEMPERATURESENSOR POWER CONNECTOR ROTATABLE INCREMENTAL ENCODER SIN/COS 1VPP;2048 S/R W. C-AND D-SPUR (ENCODER IC2048S/R) PLAIN SHAFT, TOLERANCE N; W/O HOLDING BRAKE PROTECTION CLASS IP65, FLANGE ON DRIVE END IP67; | 1772 | TEM | 1 | MC | 6.001 | 1
1FK70434CK711AH0 | SIMOTICS S SYNCHRONOUS MOTOR 1FK7-HD PN=1,3 KW; UZK=600V M0=3,5NM (100K); NN=6000RPM; NATURAL COOLING, FRAME SIZE IMB 5 (IM V1, IM V3) FLANGE 1, WITH KTY TEMPERATURESENSOR POWER CONNECTOR ROTATABLE INCREMENTAL ENCODER SIN/COS 1VPP;2048 S/R W. C-AND D-SPUR (ENCODER IC2048S/R) PLAIN SHAFT, TOLERANCE N; WITH HOLDING BRAKE PROTECTION CLASS IP64; | 1938 | TEM | 1 | MC | 6.3 | 1
1FK70434CK711AH1 | SIMOTICS S SYNCHRONOUS MOTOR 1FK7-HD PN=1,3 KW; UZK=600V M0=3,5NM (100K); NN=6000RPM; NATURAL COOLING, FRAME SIZE IMB 5 (IM V1, IM V3) FLANGE 1, WITH KTY TEMPERATURESENSOR POWER CONNECTOR ROTATABLE INCREMENTAL ENCODER SIN/COS 1VPP;2048 S/R W. C-AND D-SPUR (ENCODER IC2048S/R) PLAIN SHAFT, TOLERANCE N; WITH HOLDING BRAKE PROTECTION CLASS IP65, | 2031 | TEM | 1 | MC | 6.3 | 1
1FK70434CK711AH2 | SIMOTICS S SYNCHRONOUS MOTOR 1FK7-HD PN=1,3 KW; UZK=600V M0=3,5NM (100K); NN=6000RPM; NATURAL COOLING, FRAME SIZE IMB 5 (IM V1, IM V3) FLANGE 1, WITH KTY TEMPERATURESENSOR POWER CONNECTOR ROTATABLE INCREMENTAL ENCODER SIN/COS 1VPP;2048 S/R W. C-AND D-SPUR (ENCODER IC2048S/R) PLAIN SHAFT, TOLERANCE N; WITH HOLDING BRAKE PROTECTION CLASS IP65, FLANGE ON DRIVE END IP67; | 2031 | TEM | 1 | MC | 6.3 | 1
1FK70434CK711BA0 | SIMOTICS S SYNCHRONOUS MOTOR 1FK7-HD PN=1,3 KW; UZK=600V M0=3,5NM (100K); NN=6000RPM; NATURAL COOLING, FRAME SIZE IMB 5 (IM V1, IM V3) FLANGE 1 POWER CONNECTOR ROTATABLE ABSOLUTE ENCODER SINGLETURN 24 BIT WITH DRIVE CLIQ INTERFACE (ENCODER AS24DQI) SHAFT WITH FITTED KEY, TOLERANCE N; W/O HOLDING BRAKE PROTECTION CLASS IP64; | 2006 | TEM | 1 | MC | 6.001 | 1
1FK70434CK711BA1 | SIMOTICS S SYNCHRONOUS MOTOR 1FK7-HD PN=1,3 KW; UZK=600V M0=3,5NM (100K); NN=6000RPM; NATURAL COOLING, FRAME SIZE IMB 5 (IM V1, IM V3) FLANGE 1 POWER CONNECTOR ROTATABLE ABSOLUTE ENCODER SINGLETURN 24 BIT WITH DRIVE CLIQ INTERFACE (ENCODER AS24DQI) SHAFT WITH FITTED KEY, TOLERANCE N; W/O HOLDING BRAKE PROTECTION CLASS IP65, | 2100 | TEM | 1 | MC | 6.001 | 1
1FK70434CK711BA2 | SIMOTICS S SYNCHRONOUS MOTOR 1FK7-HD PN=1,3 KW; UZK=600V M0=3,5NM (100K); NN=6000RPM; NATURAL COOLING, FRAME SIZE IMB 5 (IM V1, IM V3) FLANGE 1 POWER CONNECTOR ROTATABLE ABSOLUTE ENCODER SINGLETURN 24 BIT WITH DRIVE CLIQ INTERFACE (ENCODER AS24DQI) SHAFT WITH FITTED KEY, TOLERANCE N; W/O HOLDING BRAKE PROTECTION CLASS IP65, FLANGE ON DRIVE END IP67; | 2100 | TEM | 1 | MC | 6.001 | 1
1FK70434CK711BB0 | SIMOTICS S SYNCHRONOUS MOTOR 1FK7-HD PN=1,3 KW; UZK=600V M0=3,5NM (100K); NN=6000RPM; NATURAL COOLING, FRAME SIZE IMB 5 (IM V1, IM V3) FLANGE 1 POWER CONNECTOR ROTATABLE ABSOLUTE ENCODER SINGLETURN 24 BIT WITH DRIVE CLIQ INTERFACE (ENCODER AS24DQI) SHAFT WITH FITTED KEY, TOLERANCE N; WITH HOLDING BRAKE PROTECTION CLASS IP64; | 2267 | TEM | 1 | MC | 6.3 | 1
1FK70434CK711BB1 | SIMOTICS S SYNCHRONOUS MOTOR 1FK7-HD PN=1,3 KW; UZK=600V M0=3,5NM (100K); NN=6000RPM; NATURAL COOLING, FRAME SIZE IMB 5 (IM V1, IM V3) FLANGE 1 POWER CONNECTOR ROTATABLE ABSOLUTE ENCODER SINGLETURN 24 BIT WITH DRIVE CLIQ INTERFACE (ENCODER AS24DQI) SHAFT WITH FITTED KEY, TOLERANCE N; WITH HOLDING BRAKE PROTECTION CLASS IP65, | 2361 | TEM | 1 | MC | 6.3 | 1
1FK70434CK711BB2 | SIMOTICS S SYNCHRONOUS MOTOR 1FK7-HD PN=1,3 KW; UZK=600V M0=3,5NM (100K); NN=6000RPM; NATURAL COOLING, FRAME SIZE IMB 5 (IM V1, IM V3) FLANGE 1 POWER CONNECTOR ROTATABLE ABSOLUTE ENCODER SINGLETURN 24 BIT WITH DRIVE CLIQ INTERFACE (ENCODER AS24DQI) SHAFT WITH FITTED KEY, TOLERANCE N; WITH HOLDING BRAKE PROTECTION CLASS IP65, FLANGE ON DRIVE END IP67; | 2361 | TEM | 1 | MC | 6.3 | 1
1FK70434CK711BG0 | SIMOTICS S SYNCHRONOUS MOTOR 1FK7-HD PN=1,3 KW; UZK=600V M0=3,5NM (100K); NN=6000RPM; NATURAL COOLING, FRAME SIZE IMB 5 (IM V1, IM V3) FLANGE 1 POWER CONNECTOR ROTATABLE ABSOLUTE ENCODER SINGLETURN 24 BIT WITH DRIVE CLIQ INTERFACE (ENCODER AS24DQI) PLAIN SHAFT, TOLERANCE N; W/O HOLDING BRAKE PROTECTION CLASS IP64; | 1920 | TEM | 1 | MC | 6.001 | 1
1FK70434CK711BG1 | SIMOTICS S SYNCHRONOUS MOTOR 1FK7-HD PN=1,3 KW; UZK=600V M0=3,5NM (100K); NN=6000RPM; NATURAL COOLING, FRAME SIZE IMB 5 (IM V1, IM V3) FLANGE 1 POWER CONNECTOR ROTATABLE ABSOLUTE ENCODER SINGLETURN 24 BIT WITH DRIVE CLIQ INTERFACE (ENCODER AS24DQI) PLAIN SHAFT, TOLERANCE N; W/O HOLDING BRAKE PROTECTION CLASS IP65, | 2013 | TEM | 1 | MC | 6.001 | 1
1FK70434CK711BG2 | SIMOTICS S SYNCHRONOUS MOTOR 1FK7-HD PN=1,3 KW; UZK=600V M0=3,5NM (100K); NN=6000RPM; NATURAL COOLING, FRAME SIZE IMB 5 (IM V1, IM V3) FLANGE 1 POWER CONNECTOR ROTATABLE ABSOLUTE ENCODER SINGLETURN 24 BIT WITH DRIVE CLIQ INTERFACE (ENCODER AS24DQI) PLAIN SHAFT, TOLERANCE N; W/O HOLDING BRAKE PROTECTION CLASS IP65, FLANGE ON DRIVE END IP67; | 2013 | TEM | 1 | MC | 6.001 | 1
1FK70434CK711BH0 | SIMOTICS S SYNCHRONOUS MOTOR 1FK7-HD PN=1,3 KW; UZK=600V M0=3,5NM (100K); NN=6000RPM; NATURAL COOLING, FRAME SIZE IMB 5 (IM V1, IM V3) FLANGE 1 POWER CONNECTOR ROTATABLE ABSOLUTE ENCODER SINGLETURN 24 BIT WITH DRIVE CLIQ INTERFACE (ENCODER AS24DQI) PLAIN SHAFT, TOLERANCE N; WITH HOLDING BRAKE PROTECTION CLASS IP64; | 2179 | TEM | 1 | MC | 6.3 | 1
1FK70434CK711BH1 | SIMOTICS S SYNCHRONOUS MOTOR 1FK7-HD PN=1,3 KW; UZK=600V M0=3,5NM (100K); NN=6000RPM; NATURAL COOLING, FRAME SIZE IMB 5 (IM V1, IM V3) FLANGE 1 POWER CONNECTOR ROTATABLE ABSOLUTE ENCODER SINGLETURN 24 BIT WITH DRIVE CLIQ INTERFACE (ENCODER AS24DQI) PLAIN SHAFT, TOLERANCE N; WITH HOLDING BRAKE PROTECTION CLASS IP65, | 2272 | TEM | 1 | MC | 6.3 | 1
1FK70434CK711BH2 | SIMOTICS S SYNCHRONOUS MOTOR 1FK7-HD PN=1,3 KW; UZK=600V M0=3,5NM (100K); NN=6000RPM; NATURAL COOLING, FRAME SIZE IMB 5 (IM V1, IM V3) FLANGE 1 POWER CONNECTOR ROTATABLE ABSOLUTE ENCODER SINGLETURN 24 BIT WITH DRIVE CLIQ INTERFACE (ENCODER AS24DQI) PLAIN SHAFT, TOLERANCE N; WITH HOLDING BRAKE PROTECTION CLASS IP65, FLANGE ON DRIVE END IP67; | 2272 | TEM | 1 | MC | 6.3 | 1
1FK70434CK711CA0 | SIMOTICS S SYNCHRONOUS MOTOR 1FK7-HD PN=1,3 KW; UZK=600V M0=3,5NM (100K); NN=6000RPM; NATURAL COOLING, FRAME SIZE IMB 5 (IM V1, IM V3) FLANGE 1 POWER CONNECTOR ROTATABLE ABSOLUTE ENCODER 24 BIT + 12 BIT MULTITURN WITH DRIVE-CLIQ INTERFACE (ENCODER AM24DQI) SHAFT WITH FITTED KEY, TOLERANCE N; W/O HOLDING BRAKE PROTECTION CLASS IP64; | 2375 | TEM | 1 | MC | 6.001 | 1
1FK70434CK711CA1 | SIMOTICS S SYNCHRONOUS MOTOR 1FK7-HD PN=1,3 KW; UZK=600V M0=3,5NM (100K); NN=6000RPM; NATURAL COOLING, FRAME SIZE IMB 5 (IM V1, IM V3) FLANGE 1 POWER CONNECTOR ROTATABLE ABSOLUTE ENCODER 24 BIT + 12 BIT MULTITURN WITH DRIVE-CLIQ INTERFACE (ENCODER AM24DQI) SHAFT WITH FITTED KEY, TOLERANCE N; W/O HOLDING BRAKE PROTECTION CLASS IP65, | 2469 | TEM | 1 | MC | 6.001 | 1
1FK70434CK711CA2 | SIMOTICS S SYNCHRONOUS MOTOR 1FK7-HD PN=1,3 KW; UZK=600V M0=3,5NM (100K); NN=6000RPM; NATURAL COOLING, FRAME SIZE IMB 5 (IM V1, IM V3) FLANGE 1 POWER CONNECTOR ROTATABLE ABSOLUTE ENCODER 24 BIT + 12 BIT MULTITURN WITH DRIVE-CLIQ INTERFACE (ENCODER AM24DQI) SHAFT WITH FITTED KEY, TOLERANCE N; W/O HOLDING BRAKE PROTECTION CLASS IP65, FLANGE ON DRIVE END IP67; | 2469 | TEM | 1 | MC | 6.001 | 1
1FK70434CK711CB0 | SIMOTICS S SYNCHRONOUS MOTOR 1FK7-HD PN=1,3 KW; UZK=600V M0=3,5NM (100K); NN=6000RPM; NATURAL COOLING, FRAME SIZE IMB 5 (IM V1, IM V3) FLANGE 1 POWER CONNECTOR ROTATABLE ABSOLUTE ENCODER 24 BIT + 12 BIT MULTITURN WITH DRIVE-CLIQ INTERFACE (ENCODER AM24DQI) SHAFT WITH FITTED KEY, TOLERANCE N; WITH HOLDING BRAKE PROTECTION CLASS IP64; | 2636 | TEM | 1 | MC | 6.3 | 1
1FK70434CK711CB1 | SIMOTICS S SYNCHRONOUS MOTOR 1FK7-HD PN=1,3 KW; UZK=600V M0=3,5NM (100K); NN=6000RPM; NATURAL COOLING, FRAME SIZE IMB 5 (IM V1, IM V3) FLANGE 1 POWER CONNECTOR ROTATABLE ABSOLUTE ENCODER 24 BIT + 12 BIT MULTITURN WITH DRIVE-CLIQ INTERFACE (ENCODER AM24DQI) SHAFT WITH FITTED KEY, TOLERANCE N; WITH HOLDING BRAKE PROTECTION CLASS IP65, | 2730 | TEM | 1 | MC | 6.3 | 1
1FK70434CK711CB2 | SIMOTICS S SYNCHRONOUS MOTOR 1FK7-HD PN=1,3 KW; UZK=600V M0=3,5NM (100K); NN=6000RPM; NATURAL COOLING, FRAME SIZE IMB 5 (IM V1, IM V3) FLANGE 1 POWER CONNECTOR ROTATABLE ABSOLUTE ENCODER 24 BIT + 12 BIT MULTITURN WITH DRIVE-CLIQ INTERFACE (ENCODER AM24DQI) SHAFT WITH FITTED KEY, TOLERANCE N; WITH HOLDING BRAKE PROTECTION CLASS IP65, FLANGE ON DRIVE END IP67; | 2730 | TEM | 1 | MC | 6.3 | 1
1FK70434CK711CG0 | SIMOTICS S SYNCHRONOUS MOTOR 1FK7-HD PN=1,3 KW; UZK=600V M0=3,5NM (100K); NN=6000RPM; NATURAL COOLING, FRAME SIZE IMB 5 (IM V1, IM V3) FLANGE 1 POWER CONNECTOR ROTATABLE ABSOLUTE ENCODER 24 BIT + 12 BIT MULTITURN WITH DRIVE-CLIQ INTERFACE (ENCODER AM24DQI) PLAIN SHAFT, TOLERANCE N; W/O HOLDING BRAKE PROTECTION CLASS IP64; | 2289 | TEM | 1 | MC | 6.001 | 1
1FK70434CK711CG1 | SIMOTICS S SYNCHRONOUS MOTOR 1FK7-HD PN=1,3 KW; UZK=600V M0=3,5NM (100K); NN=6000RPM; NATURAL COOLING, FRAME SIZE IMB 5 (IM V1, IM V3) FLANGE 1 POWER CONNECTOR ROTATABLE ABSOLUTE ENCODER 24 BIT + 12 BIT MULTITURN WITH DRIVE-CLIQ INTERFACE (ENCODER AM24DQI) PLAIN SHAFT, TOLERANCE N; W/O HOLDING BRAKE PROTECTION CLASS IP65, | 2383 | TEM | 1 | MC | 6.001 | 1
1FK70434CK711CG2 | SIMOTICS S SYNCHRONOUS MOTOR 1FK7-HD PN=1,3 KW; UZK=600V M0=3,5NM (100K); NN=6000RPM; NATURAL COOLING, FRAME SIZE IMB 5 (IM V1, IM V3) FLANGE 1 POWER CONNECTOR ROTATABLE ABSOLUTE ENCODER 24 BIT + 12 BIT MULTITURN WITH DRIVE-CLIQ INTERFACE (ENCODER AM24DQI) PLAIN SHAFT, TOLERANCE N; W/O HOLDING BRAKE PROTECTION CLASS IP65, FLANGE ON DRIVE END IP67; | 2383 | TEM | 1 | MC | 6.001 | 1
1FK70434CK711CH0 | SIMOTICS S SYNCHRONOUS MOTOR 1FK7-HD PN=1,3 KW; UZK=600V M0=3,5NM (100K); NN=6000RPM; NATURAL COOLING, FRAME SIZE IMB 5 (IM V1, IM V3) FLANGE 1 POWER CONNECTOR ROTATABLE ABSOLUTE ENCODER 24 BIT + 12 BIT MULTITURN WITH DRIVE-CLIQ INTERFACE (ENCODER AM24DQI) PLAIN SHAFT, TOLERANCE N; WITH HOLDING BRAKE PROTECTION CLASS IP64; | 2548 | TEM | 1 | MC | 6.3 | 1
1FK70434CK711CH1 | SIMOTICS S SYNCHRONOUS MOTOR 1FK7-HD PN=1,3 KW; UZK=600V M0=3,5NM (100K); NN=6000RPM; NATURAL COOLING, FRAME SIZE IMB 5 (IM V1, IM V3) FLANGE 1 POWER CONNECTOR ROTATABLE ABSOLUTE ENCODER 24 BIT + 12 BIT MULTITURN WITH DRIVE-CLIQ INTERFACE (ENCODER AM24DQI) PLAIN SHAFT, TOLERANCE N; WITH HOLDING BRAKE PROTECTION CLASS IP65, | 2641 | TEM | 1 | MC | 6.3 | 1
1FK70434CK711CH2 | SIMOTICS S SYNCHRONOUS MOTOR 1FK7-HD PN=1,3 KW; UZK=600V M0=3,5NM (100K); NN=6000RPM; NATURAL COOLING, FRAME SIZE IMB 5 (IM V1, IM V3) FLANGE 1 POWER CONNECTOR ROTATABLE ABSOLUTE ENCODER 24 BIT + 12 BIT MULTITURN WITH DRIVE-CLIQ INTERFACE (ENCODER AM24DQI) PLAIN SHAFT, TOLERANCE N; WITH HOLDING BRAKE PROTECTION CLASS IP65, FLANGE ON DRIVE END IP67; | 2641 | TEM | 1 | MC | 6.3 | 1
1FK70434CK711DB0 | SIMOTICS S SYNCHRONOUS MOTOR 1FK7-HD PN=1,3 KW; UZK=600V M0=3,5NM (100K); NN=6000RPM; NATURAL COOLING, FRAME SIZE IMB 5 (IM V1, IM V3) FLANGE 1 POWER CONNECTOR ROTATABLE INCREMENTAL ENCODER 22 BIT WITH DRIVE-CLIQ INTERFACE (ENCODER IC22DQ) SHAFT WITH FITTED KEY, TOLERANCE N; WITH HOLDING BRAKE PROTECTION CLASS IP64; | 2347 | TEM | 1 | MC | 6.301 | 1
1FK70434CK711EA0 | SIMOTICS S SYNCHRONOUS MOTOR 1FK7-HD PN=1,3 KW; UZK=600V M0=3,5NM (100K); NN=6000RPM; NATURAL COOLING, FRAME SIZE IMB 5 (IM V1, IM V3) FLANGE 1, WITH KTY TEMPERATURESENSOR POWER CONNECTOR ROTATABLE ABSOLUTE ENCODERR 2048 S/R + 4096 UMDREHUNGEN MULTITURN, WITH ENDAT-SCHNITTSTELLE (ENCODER AM2048S/R) SHAFT WITH FITTED KEY, TOLERANCE N; W/O HOLDING BRAKE PROTECTION CLASS IP64; | 2137 | TEM | 1 | MC | 6.001 | 1
1FK70434CK711EA1 | SIMOTICS S SYNCHRONOUS MOTOR 1FK7-HD PN=1,3 KW; UZK=600V M0=3,5NM (100K); NN=6000RPM; NATURAL COOLING, FRAME SIZE IMB 5 (IM V1, IM V3) FLANGE 1, WITH KTY TEMPERATURESENSOR POWER CONNECTOR ROTATABLE ABSOLUTE ENCODERR 2048 S/R + 4096 UMDREHUNGEN MULTITURN, WITH ENDAT-SCHNITTSTELLE (ENCODER AM2048S/R) SHAFT WITH FITTED KEY, TOLERANCE N; W/O HOLDING BRAKE PROTECTION CLASS IP65, | 2230 | TEM | 1 | MC | 6.001 | 1
1FK70434CK711EA2 | SIMOTICS S SYNCHRONOUS MOTOR 1FK7-HD PN=1,3 KW; UZK=600V M0=3,5NM (100K); NN=6000RPM; NATURAL COOLING, FRAME SIZE IMB 5 (IM V1, IM V3) FLANGE 1, WITH KTY TEMPERATURESENSOR POWER CONNECTOR ROTATABLE ABSOLUTE ENCODERR 2048 S/R + 4096 UMDREHUNGEN MULTITURN, WITH ENDAT-SCHNITTSTELLE (ENCODER AM2048S/R) SHAFT WITH FITTED KEY, TOLERANCE N; W/O HOLDING BRAKE PROTECTION CLASS IP65, FLANGE ON DRIVE END IP67; | 2230 | TEM | 1 | MC | 6.001 | 1
1FK70434CK711EB0 | SIMOTICS S SYNCHRONOUS MOTOR 1FK7-HD PN=1,3 KW; UZK=600V M0=3,5NM (100K); NN=6000RPM; NATURAL COOLING, FRAME SIZE IMB 5 (IM V1, IM V3) FLANGE 1, WITH KTY TEMPERATURESENSOR POWER CONNECTOR ROTATABLE ABSOLUTE ENCODERR 2048 S/R + 4096 UMDREHUNGEN MULTITURN, WITH ENDAT-SCHNITTSTELLE (ENCODER AM2048S/R) SHAFT WITH FITTED KEY, TOLERANCE N; WITH HOLDING BRAKE PROTECTION CLASS IP64; | 2398 | TEM | 1 | MC | 6.3 | 1
1FK70434CK711EB1 | SIMOTICS S SYNCHRONOUS MOTOR 1FK7-HD PN=1,3 KW; UZK=600V M0=3,5NM (100K); NN=6000RPM; NATURAL COOLING, FRAME SIZE IMB 5 (IM V1, IM V3) FLANGE 1, WITH KTY TEMPERATURESENSOR POWER CONNECTOR ROTATABLE ABSOLUTE ENCODERR 2048 S/R + 4096 UMDREHUNGEN MULTITURN, WITH ENDAT-SCHNITTSTELLE (ENCODER AM2048S/R) SHAFT WITH FITTED KEY, TOLERANCE N; WITH HOLDING BRAKE PROTECTION CLASS IP65, | 2491 | TEM | 1 | MC | 6.3 | 1
1FK70434CK711EB2 | SIMOTICS S SYNCHRONOUS MOTOR 1FK7-HD PN=1,3 KW; UZK=600V M0=3,5NM (100K); NN=6000RPM; NATURAL COOLING, FRAME SIZE IMB 5 (IM V1, IM V3) FLANGE 1, WITH KTY TEMPERATURESENSOR POWER CONNECTOR ROTATABLE ABSOLUTE ENCODERR 2048 S/R + 4096 UMDREHUNGEN MULTITURN, WITH ENDAT-SCHNITTSTELLE (ENCODER AM2048S/R) SHAFT WITH FITTED KEY, TOLERANCE N; WITH HOLDING BRAKE PROTECTION CLASS IP65, FLANGE ON DRIVE END IP67; | 2491 | TEM | 1 | MC | 6.3 | 1
1FK70434CK711EG0 | SIMOTICS S SYNCHRONOUS MOTOR 1FK7-HD PN=1,3 KW; UZK=600V M0=3,5NM (100K); NN=6000RPM; NATURAL COOLING, FRAME SIZE IMB 5 (IM V1, IM V3) FLANGE 1, WITH KTY TEMPERATURESENSOR POWER CONNECTOR ROTATABLE ABSOLUTE ENCODERR 2048 S/R + 4096 UMDREHUNGEN MULTITURN, WITH ENDAT-SCHNITTSTELLE (ENCODER AM2048S/R) PLAIN SHAFT, TOLERANCE N; W/O HOLDING BRAKE PROTECTION CLASS IP64; | 2050 | TEM | 1 | MC | 6.001 | 1
1FK70434CK711EG1 | SIMOTICS S SYNCHRONOUS MOTOR 1FK7-HD PN=1,3 KW; UZK=600V M0=3,5NM (100K); NN=6000RPM; NATURAL COOLING, FRAME SIZE IMB 5 (IM V1, IM V3) FLANGE 1, WITH KTY TEMPERATURESENSOR POWER CONNECTOR ROTATABLE ABSOLUTE ENCODERR 2048 S/R + 4096 UMDREHUNGEN MULTITURN, WITH ENDAT-SCHNITTSTELLE (ENCODER AM2048S/R) PLAIN SHAFT, TOLERANCE N; W/O HOLDING BRAKE PROTECTION CLASS IP65, | 2144 | TEM | 1 | MC | 6.001 | 1
1FK70434CK711EG2 | SIMOTICS S SYNCHRONOUS MOTOR 1FK7-HD PN=1,3 KW; UZK=600V M0=3,5NM (100K); NN=6000RPM; NATURAL COOLING, FRAME SIZE IMB 5 (IM V1, IM V3) FLANGE 1, WITH KTY TEMPERATURESENSOR POWER CONNECTOR ROTATABLE ABSOLUTE ENCODERR 2048 S/R + 4096 UMDREHUNGEN MULTITURN, WITH ENDAT-SCHNITTSTELLE (ENCODER AM2048S/R) PLAIN SHAFT, TOLERANCE N; W/O HOLDING BRAKE PROTECTION CLASS IP65, FLANGE ON DRIVE END IP67; | 2144 | TEM | 1 | MC | 6.001 | 1
1FK70434CK711EH0 | SIMOTICS S SYNCHRONOUS MOTOR 1FK7-HD PN=1,3 KW; UZK=600V M0=3,5NM (100K); NN=6000RPM; NATURAL COOLING, FRAME SIZE IMB 5 (IM V1, IM V3) FLANGE 1, WITH KTY TEMPERATURESENSOR POWER CONNECTOR ROTATABLE ABSOLUTE ENCODERR 2048 S/R + 4096 UMDREHUNGEN MULTITURN, WITH ENDAT-SCHNITTSTELLE (ENCODER AM2048S/R) PLAIN SHAFT, TOLERANCE N; WITH HOLDING BRAKE PROTECTION CLASS IP64; | 2309 | TEM | 1 | MC | 6.3 | 1
1FK70434CK711EH1 | SIMOTICS S SYNCHRONOUS MOTOR 1FK7-HD PN=1,3 KW; UZK=600V M0=3,5NM (100K); NN=6000RPM; NATURAL COOLING, FRAME SIZE IMB 5 (IM V1, IM V3) FLANGE 1, WITH KTY TEMPERATURESENSOR POWER CONNECTOR ROTATABLE ABSOLUTE ENCODERR 2048 S/R + 4096 UMDREHUNGEN MULTITURN, WITH ENDAT-SCHNITTSTELLE (ENCODER AM2048S/R) PLAIN SHAFT, TOLERANCE N; WITH HOLDING BRAKE PROTECTION CLASS IP65, | 2403 | TEM | 1 | MC | 6.3 | 1
1FK70434CK711EH2 | SIMOTICS S SYNCHRONOUS MOTOR 1FK7-HD PN=1,3 KW; UZK=600V M0=3,5NM (100K); NN=6000RPM; NATURAL COOLING, FRAME SIZE IMB 5 (IM V1, IM V3) FLANGE 1, WITH KTY TEMPERATURESENSOR POWER CONNECTOR ROTATABLE ABSOLUTE ENCODERR 2048 S/R + 4096 UMDREHUNGEN MULTITURN, WITH ENDAT-SCHNITTSTELLE (ENCODER AM2048S/R) PLAIN SHAFT, TOLERANCE N; WITH HOLDING BRAKE PROTECTION CLASS IP65, FLANGE ON DRIVE END IP67; | 2403 | TEM | 1 | MC | 6.3 | 1
1FK70434CK711KA0 | SIMOTICS S SYNCHRONOUS MOTOR 1FK7-HD PN=1,3 KW; UZK=600V M0=3,5NM (100K); NN=6000RPM; NATURAL COOLING, FRAME SIZE IMB 5 (IM V1, IM V3) FLANGE 1 POWER CONNECTOR ROTATABLE ABSOLUTE ENCODER 16BIT + 12BIT MULTITURN, WITH DRIVE-CLIQ INTERFACE (ENCODER AM16DQ) SHAFT WITH FITTED KEY, TOLERANCE N; W/O HOLDING BRAKE PROTECTION CLASS IP64; | 1938 | TEM | 1 | MC | 6.001 | 1
1FK70434CK711KA1 | SIMOTICS S SYNCHRONOUS MOTOR 1FK7-HD PN=1,3 KW; UZK=600V M0=3,5NM (100K); NN=6000RPM; NATURAL COOLING, FRAME SIZE IMB 5 (IM V1, IM V3) FLANGE 1 POWER CONNECTOR ROTATABLE ABSOLUTE ENCODER 16BIT + 12BIT MULTITURN, WITH DRIVE-CLIQ INTERFACE (ENCODER AM16DQ) SHAFT WITH FITTED KEY, TOLERANCE N; W/O HOLDING BRAKE PROTECTION CLASS IP65, | 2032 | TEM | 1 | MC | 6.001 | 1
1FK70434CK711KA2 | SIMOTICS S SYNCHRONOUS MOTOR 1FK7-HD PN=1,3 KW; UZK=600V M0=3,5NM (100K); NN=6000RPM; NATURAL COOLING, FRAME SIZE IMB 5 (IM V1, IM V3) FLANGE 1 POWER CONNECTOR ROTATABLE ABSOLUTE ENCODER 16BIT + 12BIT MULTITURN, WITH DRIVE-CLIQ INTERFACE (ENCODER AM16DQ) SHAFT WITH FITTED KEY, TOLERANCE N; W/O HOLDING BRAKE PROTECTION CLASS IP65, FLANGE ON DRIVE END IP67; | 2032 | TEM | 1 | MC | 6.001 | 1
1FK70434CK711KB0 | SIMOTICS S SYNCHRONOUS MOTOR 1FK7-HD PN=1,3 KW; UZK=600V M0=3,5NM (100K); NN=6000RPM; NATURAL COOLING, FRAME SIZE IMB 5 (IM V1, IM V3) FLANGE 1 POWER CONNECTOR ROTATABLE ABSOLUTE ENCODER 16BIT + 12BIT MULTITURN, WITH DRIVE-CLIQ INTERFACE (ENCODER AM16DQ) SHAFT WITH FITTED KEY, TOLERANCE N; WITH HOLDING BRAKE PROTECTION CLASS IP64; | 2199 | TEM | 1 | MC | 6.3 | 1
1FK70434CK711KB1 | SIMOTICS S SYNCHRONOUS MOTOR 1FK7-HD PN=1,3 KW; UZK=600V M0=3,5NM (100K); NN=6000RPM; NATURAL COOLING, FRAME SIZE IMB 5 (IM V1, IM V3) FLANGE 1 POWER CONNECTOR ROTATABLE ABSOLUTE ENCODER 16BIT + 12BIT MULTITURN, WITH DRIVE-CLIQ INTERFACE (ENCODER AM16DQ) SHAFT WITH FITTED KEY, TOLERANCE N; WITH HOLDING BRAKE PROTECTION CLASS IP65, | 2293 | TEM | 1 | MC | 6.3 | 1
1FK70434CK711KB2 | SIMOTICS S SYNCHRONOUS MOTOR 1FK7-HD PN=1,3 KW; UZK=600V M0=3,5NM (100K); NN=6000RPM; NATURAL COOLING, FRAME SIZE IMB 5 (IM V1, IM V3) FLANGE 1 POWER CONNECTOR ROTATABLE ABSOLUTE ENCODER 16BIT + 12BIT MULTITURN, WITH DRIVE-CLIQ INTERFACE (ENCODER AM16DQ) SHAFT WITH FITTED KEY, TOLERANCE N; WITH HOLDING BRAKE PROTECTION CLASS IP65, FLANGE ON DRIVE END IP67; | 2293 | TEM | 1 | MC | 6.3 | 1
1FK70434CK711KG0 | SIMOTICS S SYNCHRONOUS MOTOR 1FK7-HD PN=1,3 KW; UZK=600V M0=3,5NM (100K); NN=6000RPM; NATURAL COOLING, FRAME SIZE IMB 5 (IM V1, IM V3) FLANGE 1 POWER CONNECTOR ROTATABLE ABSOLUTE ENCODER 16BIT + 12BIT MULTITURN, WITH DRIVE-CLIQ INTERFACE (ENCODER AM16DQ) PLAIN SHAFT, TOLERANCE N; W/O HOLDING BRAKE PROTECTION CLASS IP64; | 1852 | TEM | 1 | MC | 6.001 | 1
1FK70434CK711KG1 | SIMOTICS S SYNCHRONOUS MOTOR 1FK7-HD PN=1,3 KW; UZK=600V M0=3,5NM (100K); NN=6000RPM; NATURAL COOLING, FRAME SIZE IMB 5 (IM V1, IM V3) FLANGE 1 POWER CONNECTOR ROTATABLE ABSOLUTE ENCODER 16BIT + 12BIT MULTITURN, WITH DRIVE-CLIQ INTERFACE (ENCODER AM16DQ) PLAIN SHAFT, TOLERANCE N; W/O HOLDING BRAKE PROTECTION CLASS IP65, | 1945 | TEM | 1 | MC | 6.001 | 1
1FK70434CK711KG2 | SIMOTICS S SYNCHRONOUS MOTOR 1FK7-HD PN=1,3 KW; UZK=600V M0=3,5NM (100K); NN=6000RPM; NATURAL COOLING, FRAME SIZE IMB 5 (IM V1, IM V3) FLANGE 1 POWER CONNECTOR ROTATABLE ABSOLUTE ENCODER 16BIT + 12BIT MULTITURN, WITH DRIVE-CLIQ INTERFACE (ENCODER AM16DQ) PLAIN SHAFT, TOLERANCE N; W/O HOLDING BRAKE PROTECTION CLASS IP65, FLANGE ON DRIVE END IP67; | 1945 | TEM | 1 | MC | 6.001 | 1
1FK70434CK711KH0 | SIMOTICS S SYNCHRONOUS MOTOR 1FK7-HD PN=1,3 KW; UZK=600V M0=3,5NM (100K); NN=6000RPM; NATURAL COOLING, FRAME SIZE IMB 5 (IM V1, IM V3) FLANGE 1 POWER CONNECTOR ROTATABLE ABSOLUTE ENCODER 16BIT + 12BIT MULTITURN, WITH DRIVE-CLIQ INTERFACE (ENCODER AM16DQ) PLAIN SHAFT, TOLERANCE N; WITH HOLDING BRAKE PROTECTION CLASS IP64; | 2111 | TEM | 1 | MC | 6.3 | 1
1FK70434CK711KH1 | SIMOTICS S SYNCHRONOUS MOTOR 1FK7-HD PN=1,3 KW; UZK=600V M0=3,5NM (100K); NN=6000RPM; NATURAL COOLING, FRAME SIZE IMB 5 (IM V1, IM V3) FLANGE 1 POWER CONNECTOR ROTATABLE ABSOLUTE ENCODER 16BIT + 12BIT MULTITURN, WITH DRIVE-CLIQ INTERFACE (ENCODER AM16DQ) PLAIN SHAFT, TOLERANCE N; WITH HOLDING BRAKE PROTECTION CLASS IP65, | 2204 | TEM | 1 | MC | 6.3 | 1
1FK70434CK711KH2 | SIMOTICS S SYNCHRONOUS MOTOR 1FK7-HD PN=1,3 KW; UZK=600V M0=3,5NM (100K); NN=6000RPM; NATURAL COOLING, FRAME SIZE IMB 5 (IM V1, IM V3) FLANGE 1 POWER CONNECTOR ROTATABLE ABSOLUTE ENCODER 16BIT + 12BIT MULTITURN, WITH DRIVE-CLIQ INTERFACE (ENCODER AM16DQ) PLAIN SHAFT, TOLERANCE N; WITH HOLDING BRAKE PROTECTION CLASS IP65, FLANGE ON DRIVE END IP67; | 2204 | TEM | 1 | MC | 6.3 | 1
1FK70434CK711PA0 | SIMOTICS S SYNCHRONOUS MOTOR 1FK7-HD PN=1,3 KW; UZK=600V M0=3,5NM (100K); NN=6000RPM; NATURAL COOLING, FRAME SIZE IMB 5 (IM V1, IM V3) FLANGE 1 POWER CONNECTOR ROTATABLE RESOLVER 2-POLE, WITH DRIVE CLIQ-INTERFACE SHAFT WITH FITTED KEY, TOLERANCE N; W/O HOLDING BRAKE PROTECTION CLASS IP64; | 1420 | TEM | 1 | MC | 6.101 | 1
1FK70434CK711PA1 | SIMOTICS S SYNCHRONOUS MOTOR 1FK7-HD PN=1,3 KW; UZK=600V M0=3,5NM (100K); NN=6000RPM; NATURAL COOLING, FRAME SIZE IMB 5 (IM V1, IM V3) FLANGE 1 POWER CONNECTOR ROTATABLE RESOLVER 2-POLE, WITH DRIVE CLIQ-INTERFACE SHAFT WITH FITTED KEY, TOLERANCE N; W/O HOLDING BRAKE PROTECTION CLASS IP65, | 1514 | TEM | 1 | MC | 6.101 | 1
1FK70434CK711PA2 | SIMOTICS S SYNCHRONOUS MOTOR 1FK7-HD PN=1,3 KW; UZK=600V M0=3,5NM (100K); NN=6000RPM; NATURAL COOLING, FRAME SIZE IMB 5 (IM V1, IM V3) FLANGE 1 POWER CONNECTOR ROTATABLE RESOLVER 2-POLE, WITH DRIVE CLIQ-INTERFACE SHAFT WITH FITTED KEY, TOLERANCE N; W/O HOLDING BRAKE PROTECTION CLASS IP65, FLANGE ON DRIVE END IP67; | 1514 | TEM | 1 | MC | 6.101 | 1
1FK70434CK711PB0 | SIMOTICS S SYNCHRONOUS MOTOR 1FK7-HD PN=1,3 KW; UZK=600V M0=3,5NM (100K); NN=6000RPM; NATURAL COOLING, FRAME SIZE IMB 5 (IM V1, IM V3) FLANGE 1 POWER CONNECTOR ROTATABLE RESOLVER 2-POLE, WITH DRIVE CLIQ-INTERFACE SHAFT WITH FITTED KEY, TOLERANCE N; WITH HOLDING BRAKE PROTECTION CLASS IP64; | 1681 | TEM | 1 | MC | 6.4 | 1
1FK70434CK711PB1 | SIMOTICS S SYNCHRONOUS MOTOR 1FK7-HD PN=1,3 KW; UZK=600V M0=3,5NM (100K); NN=6000RPM; NATURAL COOLING, FRAME SIZE IMB 5 (IM V1, IM V3) FLANGE 1 POWER CONNECTOR ROTATABLE RESOLVER 2-POLE, WITH DRIVE CLIQ-INTERFACE SHAFT WITH FITTED KEY, TOLERANCE N; WITH HOLDING BRAKE PROTECTION CLASS IP65, | 1775 | TEM | 1 | MC | 6.4 | 1
1FK70434CK711PB2 | SIMOTICS S SYNCHRONOUS MOTOR 1FK7-HD PN=1,3 KW; UZK=600V M0=3,5NM (100K); NN=6000RPM; NATURAL COOLING, FRAME SIZE IMB 5 (IM V1, IM V3) FLANGE 1 POWER CONNECTOR ROTATABLE RESOLVER 2-POLE, WITH DRIVE CLIQ-INTERFACE SHAFT WITH FITTED KEY, TOLERANCE N; WITH HOLDING BRAKE PROTECTION CLASS IP65, FLANGE ON DRIVE END IP67; | 1775 | TEM | 1 | MC | 6.4 | 1
1FK70434CK711PG0 | SIMOTICS S SYNCHRONOUS MOTOR 1FK7-HD PN=1,3 KW; UZK=600V M0=3,5NM (100K); NN=6000RPM; NATURAL COOLING, FRAME SIZE IMB 5 (IM V1, IM V3) FLANGE 1 POWER CONNECTOR ROTATABLE RESOLVER 2-POLE, WITH DRIVE CLIQ-INTERFACE PLAIN SHAFT, TOLERANCE N; W/O HOLDING BRAKE PROTECTION CLASS IP64; | 1334 | TEM | 1 | MC | 6.101 | 1
1FK70434CK711PG1 | SIMOTICS S SYNCHRONOUS MOTOR 1FK7-HD PN=1,3 KW; UZK=600V M0=3,5NM (100K); NN=6000RPM; NATURAL COOLING, FRAME SIZE IMB 5 (IM V1, IM V3) FLANGE 1 POWER CONNECTOR ROTATABLE RESOLVER 2-POLE, WITH DRIVE CLIQ-INTERFACE PLAIN SHAFT, TOLERANCE N; W/O HOLDING BRAKE PROTECTION CLASS IP65, | 1427 | TEM | 1 | MC | 6.101 | 1
1FK70434CK711PG2 | SIMOTICS S SYNCHRONOUS MOTOR 1FK7-HD PN=1,3 KW; UZK=600V M0=3,5NM (100K); NN=6000RPM; NATURAL COOLING, FRAME SIZE IMB 5 (IM V1, IM V3) FLANGE 1 POWER CONNECTOR ROTATABLE RESOLVER 2-POLE, WITH DRIVE CLIQ-INTERFACE PLAIN SHAFT, TOLERANCE N; W/O HOLDING BRAKE PROTECTION CLASS IP65, FLANGE ON DRIVE END IP67; | 1427 | TEM | 1 | MC | 6.101 | 1
1FK70434CK711PH0 | SIMOTICS S SYNCHRONOUS MOTOR 1FK7-HD PN=1,3 KW; UZK=600V M0=3,5NM (100K); NN=6000RPM; NATURAL COOLING, FRAME SIZE IMB 5 (IM V1, IM V3) FLANGE 1 POWER CONNECTOR ROTATABLE RESOLVER 2-POLE, WITH DRIVE CLIQ-INTERFACE PLAIN SHAFT, TOLERANCE N; WITH HOLDING BRAKE PROTECTION CLASS IP64; | 1593 | TEM | 1 | MC | 6.4 | 1
1FK70434CK711PH1 | SIMOTICS S SYNCHRONOUS MOTOR 1FK7-HD PN=1,3 KW; UZK=600V M0=3,5NM (100K); NN=6000RPM; NATURAL COOLING, FRAME SIZE IMB 5 (IM V1, IM V3) FLANGE 1 POWER CONNECTOR ROTATABLE RESOLVER 2-POLE, WITH DRIVE CLIQ-INTERFACE PLAIN SHAFT, TOLERANCE N; WITH HOLDING BRAKE PROTECTION CLASS IP65, | 1686 | TEM | 1 | MC | 6.4 | 1
1FK70434CK711PH2 | SIMOTICS S SYNCHRONOUS MOTOR 1FK7-HD PN=1,3 KW; UZK=600V M0=3,5NM (100K); NN=6000RPM; NATURAL COOLING, FRAME SIZE IMB 5 (IM V1, IM V3) FLANGE 1 POWER CONNECTOR ROTATABLE RESOLVER 2-POLE, WITH DRIVE CLIQ-INTERFACE PLAIN SHAFT, TOLERANCE N; WITH HOLDING BRAKE PROTECTION CLASS IP65, FLANGE ON DRIVE END IP67; | 1686 | TEM | 1 | MC | 6.4 | 1
1FK70434CK711QA0 | SIMOTICS S SYNCHRONOUS MOTOR 1FK7-HD PN=1,3 KW; UZK=600V M0=3,5NM (100K); NN=6000RPM; NATURAL COOLING, FRAME SIZE IMB 5 (IM V1, IM V3) FLANGE 1 POWER CONNECTOR ROTATABLE ABSOLUTE ENCODER SINGLETURN 20 BIT WITH DRIVE-CLIQ INTERFACE (ENCODER AS20DQI) SHAFT WITH FITTED KEY, TOLERANCE N; W/O HOLDING BRAKE PROTECTION CLASS IP64; | 1523 | TEM | 1 | MC | 6.001 | 1
1FK70434CK711QA1 | SIMOTICS S SYNCHRONOUS MOTOR 1FK7-HD PN=1,3 KW; UZK=600V M0=3,5NM (100K); NN=6000RPM; NATURAL COOLING, FRAME SIZE IMB 5 (IM V1, IM V3) FLANGE 1 POWER CONNECTOR ROTATABLE ABSOLUTE ENCODER SINGLETURN 20 BIT WITH DRIVE-CLIQ INTERFACE (ENCODER AS20DQI) SHAFT WITH FITTED KEY, TOLERANCE N; W/O HOLDING BRAKE PROTECTION CLASS IP65, | 1617 | TEM | 1 | MC | 6.001 | 1
1FK70434CK711QA2 | SIMOTICS S SYNCHRONOUS MOTOR 1FK7-HD PN=1,3 KW; UZK=600V M0=3,5NM (100K); NN=6000RPM; NATURAL COOLING, FRAME SIZE IMB 5 (IM V1, IM V3) FLANGE 1 POWER CONNECTOR ROTATABLE ABSOLUTE ENCODER SINGLETURN 20 BIT WITH DRIVE-CLIQ INTERFACE (ENCODER AS20DQI) SHAFT WITH FITTED KEY, TOLERANCE N; W/O HOLDING BRAKE PROTECTION CLASS IP65, FLANGE ON DRIVE END IP67; | 1617 | TEM | 1 | MC | 6.001 | 1
1FK70434CK711QB0 | SIMOTICS S SYNCHRONOUS MOTOR 1FK7-HD PN=1,3 KW; UZK=600V M0=3,5NM (100K); NN=6000RPM; NATURAL COOLING, FRAME SIZE IMB 5 (IM V1, IM V3) FLANGE 1 POWER CONNECTOR ROTATABLE ABSOLUTE ENCODER SINGLETURN 20 BIT WITH DRIVE-CLIQ INTERFACE (ENCODER AS20DQI) SHAFT WITH FITTED KEY, TOLERANCE N; WITH HOLDING BRAKE PROTECTION CLASS IP64; | 1784 | TEM | 1 | MC | 6.3 | 1
1FK70434CK711QB1 | SIMOTICS S SYNCHRONOUS MOTOR 1FK7-HD PN=1,3 KW; UZK=600V M0=3,5NM (100K); NN=6000RPM; NATURAL COOLING, FRAME SIZE IMB 5 (IM V1, IM V3) FLANGE 1 POWER CONNECTOR ROTATABLE ABSOLUTE ENCODER SINGLETURN 20 BIT WITH DRIVE-CLIQ INTERFACE (ENCODER AS20DQI) SHAFT WITH FITTED KEY, TOLERANCE N; WITH HOLDING BRAKE PROTECTION CLASS IP65, | 1878 | TEM | 1 | MC | 6.3 | 1
1FK70434CK711QB2 | SIMOTICS S SYNCHRONOUS MOTOR 1FK7-HD PN=1,3 KW; UZK=600V M0=3,5NM (100K); NN=6000RPM; NATURAL COOLING, FRAME SIZE IMB 5 (IM V1, IM V3) FLANGE 1 POWER CONNECTOR ROTATABLE ABSOLUTE ENCODER SINGLETURN 20 BIT WITH DRIVE-CLIQ INTERFACE (ENCODER AS20DQI) SHAFT WITH FITTED KEY, TOLERANCE N; WITH HOLDING BRAKE PROTECTION CLASS IP65, FLANGE ON DRIVE END IP67; | 1878 | TEM | 1 | MC | 6.3 | 1
1FK70434CK711QG0 | SIMOTICS S SYNCHRONOUS MOTOR 1FK7-HD PN=1,3 KW; UZK=600V M0=3,5NM (100K); NN=6000RPM; NATURAL COOLING, FRAME SIZE IMB 5 (IM V1, IM V3) FLANGE 1 POWER CONNECTOR ROTATABLE ABSOLUTE ENCODER SINGLETURN 20 BIT WITH DRIVE-CLIQ INTERFACE (ENCODER AS20DQI) PLAIN SHAFT, TOLERANCE N; W/O HOLDING BRAKE PROTECTION CLASS IP64; | 1437 | TEM | 1 | MC | 6.001 | 1
1FK70434CK711QG1 | SIMOTICS S SYNCHRONOUS MOTOR 1FK7-HD PN=1,3 KW; UZK=600V M0=3,5NM (100K); NN=6000RPM; NATURAL COOLING, FRAME SIZE IMB 5 (IM V1, IM V3) FLANGE 1 POWER CONNECTOR ROTATABLE ABSOLUTE ENCODER SINGLETURN 20 BIT WITH DRIVE-CLIQ INTERFACE (ENCODER AS20DQI) PLAIN SHAFT, TOLERANCE N; W/O HOLDING BRAKE PROTECTION CLASS IP65, | 1530 | TEM | 1 | MC | 6.001 | 1
1FK70434CK711QG2 | SIMOTICS S SYNCHRONOUS MOTOR 1FK7-HD PN=1,3 KW; UZK=600V M0=3,5NM (100K); NN=6000RPM; NATURAL COOLING, FRAME SIZE IMB 5 (IM V1, IM V3) FLANGE 1 POWER CONNECTOR ROTATABLE ABSOLUTE ENCODER SINGLETURN 20 BIT WITH DRIVE-CLIQ INTERFACE (ENCODER AS20DQI) PLAIN SHAFT, TOLERANCE N; W/O HOLDING BRAKE PROTECTION CLASS IP65, FLANGE ON DRIVE END IP67; | 1530 | TEM | 1 | MC | 6.001 | 1
1FK70434CK711QH0 | SIMOTICS S SYNCHRONOUS MOTOR 1FK7-HD PN=1,3 KW; UZK=600V M0=3,5NM (100K); NN=6000RPM; NATURAL COOLING, FRAME SIZE IMB 5 (IM V1, IM V3) FLANGE 1 POWER CONNECTOR ROTATABLE ABSOLUTE ENCODER SINGLETURN 20 BIT WITH DRIVE-CLIQ INTERFACE (ENCODER AS20DQI) PLAIN SHAFT, TOLERANCE N; WITH HOLDING BRAKE PROTECTION CLASS IP64; | 1696 | TEM | 1 | MC | 6.3 | 1
1FK70434CK711QH1 | SIMOTICS S SYNCHRONOUS MOTOR 1FK7-HD PN=1,3 KW; UZK=600V M0=3,5NM (100K); NN=6000RPM; NATURAL COOLING, FRAME SIZE IMB 5 (IM V1, IM V3) FLANGE 1 POWER CONNECTOR ROTATABLE ABSOLUTE ENCODER SINGLETURN 20 BIT WITH DRIVE-CLIQ INTERFACE (ENCODER AS20DQI) PLAIN SHAFT, TOLERANCE N; WITH HOLDING BRAKE PROTECTION CLASS IP65, | 1789 | TEM | 1 | MC | 6.3 | 1
1FK70434CK711QH2 | SIMOTICS S SYNCHRONOUS MOTOR 1FK7-HD PN=1,3 KW; UZK=600V M0=3,5NM (100K); NN=6000RPM; NATURAL COOLING, FRAME SIZE IMB 5 (IM V1, IM V3) FLANGE 1 POWER CONNECTOR ROTATABLE ABSOLUTE ENCODER SINGLETURN 20 BIT WITH DRIVE-CLIQ INTERFACE (ENCODER AS20DQI) PLAIN SHAFT, TOLERANCE N; WITH HOLDING BRAKE PROTECTION CLASS IP65, FLANGE ON DRIVE END IP67; | 1789 | TEM | 1 | MC | 6.3 | 1
1FK70434CK711RA0 | SIMOTICS S SYNCHRONOUS MOTOR 1FK7-HD PN=1,3 KW; UZK=600V M0=3,5NM (100K); NN=6000RPM; NATURAL COOLING, FRAME SIZE IMB 5 (IM V1, IM V3) FLANGE 1 POWER CONNECTOR ROTATABLE ABSOLUTE ENCODER 20 BIT + 12 BIT MULTITURN WITH DRIVE-CLIQ INTERFACE (ENCODER AM20DQI) SHAFT WITH FITTED KEY, TOLERANCE N; W/O HOLDING BRAKE PROTECTION CLASS IP64; | 1897 | TEM | 1 | MC | 6.001 | 1
1FK70434CK711RA1 | SIMOTICS S SYNCHRONOUS MOTOR 1FK7-HD PN=1,3 KW; UZK=600V M0=3,5NM (100K); NN=6000RPM; NATURAL COOLING, FRAME SIZE IMB 5 (IM V1, IM V3) FLANGE 1 POWER CONNECTOR ROTATABLE ABSOLUTE ENCODER 20 BIT + 12 BIT MULTITURN WITH DRIVE-CLIQ INTERFACE (ENCODER AM20DQI) SHAFT WITH FITTED KEY, TOLERANCE N; W/O HOLDING BRAKE PROTECTION CLASS IP65, | 1991 | TEM | 1 | MC | 6.001 | 1
1FK70434CK711RA2 | SIMOTICS S SYNCHRONOUS MOTOR 1FK7-HD PN=1,3 KW; UZK=600V M0=3,5NM (100K); NN=6000RPM; NATURAL COOLING, FRAME SIZE IMB 5 (IM V1, IM V3) FLANGE 1 POWER CONNECTOR ROTATABLE ABSOLUTE ENCODER 20 BIT + 12 BIT MULTITURN WITH DRIVE-CLIQ INTERFACE (ENCODER AM20DQI) SHAFT WITH FITTED KEY, TOLERANCE N; W/O HOLDING BRAKE PROTECTION CLASS IP65, FLANGE ON DRIVE END IP67; | 1991 | TEM | 1 | MC | 6.001 | 1
1FK70434CK711RB0 | SIMOTICS S SYNCHRONOUS MOTOR 1FK7-HD PN=1,3 KW; UZK=600V M0=3,5NM (100K); NN=6000RPM; NATURAL COOLING, FRAME SIZE IMB 5 (IM V1, IM V3) FLANGE 1 POWER CONNECTOR ROTATABLE ABSOLUTE ENCODER 20 BIT + 12 BIT MULTITURN WITH DRIVE-CLIQ INTERFACE (ENCODER AM20DQI) SHAFT WITH FITTED KEY, TOLERANCE N; WITH HOLDING BRAKE PROTECTION CLASS IP64; | 2158 | TEM | 1 | MC | 6.3 | 1
1FK70434CK711RB1 | SIMOTICS S SYNCHRONOUS MOTOR 1FK7-HD PN=1,3 KW; UZK=600V M0=3,5NM (100K); NN=6000RPM; NATURAL COOLING, FRAME SIZE IMB 5 (IM V1, IM V3) FLANGE 1 POWER CONNECTOR ROTATABLE ABSOLUTE ENCODER 20 BIT + 12 BIT MULTITURN WITH DRIVE-CLIQ INTERFACE (ENCODER AM20DQI) SHAFT WITH FITTED KEY, TOLERANCE N; WITH HOLDING BRAKE PROTECTION CLASS IP65, | 2252 | TEM | 1 | MC | 6.3 | 1
1FK70434CK711RB2 | SIMOTICS S SYNCHRONOUS MOTOR 1FK7-HD PN=1,3 KW; UZK=600V M0=3,5NM (100K); NN=6000RPM; NATURAL COOLING, FRAME SIZE IMB 5 (IM V1, IM V3) FLANGE 1 POWER CONNECTOR ROTATABLE ABSOLUTE ENCODER 20 BIT + 12 BIT MULTITURN WITH DRIVE-CLIQ INTERFACE (ENCODER AM20DQI) SHAFT WITH FITTED KEY, TOLERANCE N; WITH HOLDING BRAKE PROTECTION CLASS IP65, FLANGE ON DRIVE END IP67; | 2252 | TEM | 1 | MC | 6.3 | 1
1FK70434CK711RG0 | SIMOTICS S SYNCHRONOUS MOTOR 1FK7-HD PN=1,3 KW; UZK=600V M0=3,5NM (100K); NN=6000RPM; NATURAL COOLING, FRAME SIZE IMB 5 (IM V1, IM V3) FLANGE 1 POWER CONNECTOR ROTATABLE ABSOLUTE ENCODER 20 BIT + 12 BIT MULTITURN WITH DRIVE-CLIQ INTERFACE (ENCODER AM20DQI) PLAIN SHAFT, TOLERANCE N; W/O HOLDING BRAKE PROTECTION CLASS IP64; | 1811 | TEM | 1 | MC | 6.001 | 1
1FK70434CK711RG1 | SIMOTICS S SYNCHRONOUS MOTOR 1FK7-HD PN=1,3 KW; UZK=600V M0=3,5NM (100K); NN=6000RPM; NATURAL COOLING, FRAME SIZE IMB 5 (IM V1, IM V3) FLANGE 1 POWER CONNECTOR ROTATABLE ABSOLUTE ENCODER 20 BIT + 12 BIT MULTITURN WITH DRIVE-CLIQ INTERFACE (ENCODER AM20DQI) PLAIN SHAFT, TOLERANCE N; W/O HOLDING BRAKE PROTECTION CLASS IP65, | 1904 | TEM | 1 | MC | 6.001 | 1
1FK70434CK711RG2 | SIMOTICS S SYNCHRONOUS MOTOR 1FK7-HD PN=1,3 KW; UZK=600V M0=3,5NM (100K); NN=6000RPM; NATURAL COOLING, FRAME SIZE IMB 5 (IM V1, IM V3) FLANGE 1 POWER CONNECTOR ROTATABLE ABSOLUTE ENCODER 20 BIT + 12 BIT MULTITURN WITH DRIVE-CLIQ INTERFACE (ENCODER AM20DQI) PLAIN SHAFT, TOLERANCE N; W/O HOLDING BRAKE PROTECTION CLASS IP65, FLANGE ON DRIVE END IP67; | 1904 | TEM | 1 | MC | 6.001 | 1
1FK70434CK711RH0 | SIMOTICS S SYNCHRONOUS MOTOR 1FK7-HD PN=1,3 KW; UZK=600V M0=3,5NM (100K); NN=6000RPM; NATURAL COOLING, FRAME SIZE IMB 5 (IM V1, IM V3) FLANGE 1 POWER CONNECTOR ROTATABLE ABSOLUTE ENCODER 20 BIT + 12 BIT MULTITURN WITH DRIVE-CLIQ INTERFACE (ENCODER AM20DQI) PLAIN SHAFT, TOLERANCE N; WITH HOLDING BRAKE PROTECTION CLASS IP64; | 2070 | TEM | 1 | MC | 6.3 | 1
1FK70434CK711RH1 | SIMOTICS S SYNCHRONOUS MOTOR 1FK7-HD PN=1,3 KW; UZK=600V M0=3,5NM (100K); NN=6000RPM; NATURAL COOLING, FRAME SIZE IMB 5 (IM V1, IM V3) FLANGE 1 POWER CONNECTOR ROTATABLE ABSOLUTE ENCODER 20 BIT + 12 BIT MULTITURN WITH DRIVE-CLIQ INTERFACE (ENCODER AM20DQI) PLAIN SHAFT, TOLERANCE N; WITH HOLDING BRAKE PROTECTION CLASS IP65, | 2163 | TEM | 1 | MC | 6.3 | 1
1FK70434CK711RH2 | SIMOTICS S SYNCHRONOUS MOTOR 1FK7-HD PN=1,3 KW; UZK=600V M0=3,5NM (100K); NN=6000RPM; NATURAL COOLING, FRAME SIZE IMB 5 (IM V1, IM V3) FLANGE 1 POWER CONNECTOR ROTATABLE ABSOLUTE ENCODER 20 BIT + 12 BIT MULTITURN WITH DRIVE-CLIQ INTERFACE (ENCODER AM20DQI) PLAIN SHAFT, TOLERANCE N; WITH HOLDING BRAKE PROTECTION CLASS IP65, FLANGE ON DRIVE END IP67; | 2163 | TEM | 1 | MC | 6.3 | 1
1FK70434CK711SA0 | SIMOTICS S SYNCHRONOUS MOTOR 1FK7-HD PN=1,3 KW; UZK=600V M0=3,5NM (100K); NN=6000RPM; NATURAL COOLING, FRAME SIZE IMB 5 (IM V1, IM V3) FLANGE 1, WITH KTY TEMPERATURESENSOR POWER CONNECTOR ROTATABLE RESOLVER MULTI-POLE (RESOLVER P=3); SHAFT WITH FITTED KEY, TOLERANCE N; W/O HOLDING BRAKE PROTECTION CLASS IP64; | 1179 | TEM | 1 | MC | 6.002 | 1
1FK70434CK711SA1 | SIMOTICS S SYNCHRONOUS MOTOR 1FK7-HD PN=1,3 KW; UZK=600V M0=3,5NM (100K); NN=6000RPM; NATURAL COOLING, FRAME SIZE IMB 5 (IM V1, IM V3) FLANGE 1, WITH KTY TEMPERATURESENSOR POWER CONNECTOR ROTATABLE RESOLVER MULTI-POLE (RESOLVER P=3); SHAFT WITH FITTED KEY, TOLERANCE N; W/O HOLDING BRAKE PROTECTION CLASS IP65, | 1273 | TEM | 1 | MC | 6.002 | 1
1FK70434CK711SA2 | SIMOTICS S SYNCHRONOUS MOTOR 1FK7-HD PN=1,3 KW; UZK=600V M0=3,5NM (100K); NN=6000RPM; NATURAL COOLING, FRAME SIZE IMB 5 (IM V1, IM V3) FLANGE 1, WITH KTY TEMPERATURESENSOR POWER CONNECTOR ROTATABLE RESOLVER MULTI-POLE (RESOLVER P=3); SHAFT WITH FITTED KEY, TOLERANCE N; W/O HOLDING BRAKE PROTECTION CLASS IP65, FLANGE ON DRIVE END IP67; | 1273 | TEM | 1 | MC | 6.002 | 1
1FK70434CK711SB0 | SIMOTICS S SYNCHRONOUS MOTOR 1FK7-HD PN=1,3 KW; UZK=600V M0=3,5NM (100K); NN=6000RPM; NATURAL COOLING, FRAME SIZE IMB 5 (IM V1, IM V3) FLANGE 1, WITH KTY TEMPERATURESENSOR POWER CONNECTOR ROTATABLE RESOLVER MULTI-POLE (RESOLVER P=3); SHAFT WITH FITTED KEY, TOLERANCE N; WITH HOLDING BRAKE PROTECTION CLASS IP64; | 1440 | TEM | 1 | MC | 6.301 | 1
1FK70434CK711SB1 | SIMOTICS S SYNCHRONOUS MOTOR 1FK7-HD PN=1,3 KW; UZK=600V M0=3,5NM (100K); NN=6000RPM; NATURAL COOLING, FRAME SIZE IMB 5 (IM V1, IM V3) FLANGE 1, WITH KTY TEMPERATURESENSOR POWER CONNECTOR ROTATABLE RESOLVER MULTI-POLE (RESOLVER P=3); SHAFT WITH FITTED KEY, TOLERANCE N; WITH HOLDING BRAKE PROTECTION CLASS IP65, | 1534 | TEM | 1 | MC | 6.301 | 1
1FK70434CK711SB2 | SIMOTICS S SYNCHRONOUS MOTOR 1FK7-HD PN=1,3 KW; UZK=600V M0=3,5NM (100K); NN=6000RPM; NATURAL COOLING, FRAME SIZE IMB 5 (IM V1, IM V3) FLANGE 1, WITH KTY TEMPERATURESENSOR POWER CONNECTOR ROTATABLE RESOLVER MULTI-POLE (RESOLVER P=3); SHAFT WITH FITTED KEY, TOLERANCE N; WITH HOLDING BRAKE PROTECTION CLASS IP65, FLANGE ON DRIVE END IP67; | 1534 | TEM | 1 | MC | 6.301 | 1
1FK70434CK711SG0 | SIMOTICS S SYNCHRONOUS MOTOR 1FK7-HD PN=1,3 KW; UZK=600V M0=3,5NM (100K); NN=6000RPM; NATURAL COOLING, FRAME SIZE IMB 5 (IM V1, IM V3) FLANGE 1, WITH KTY TEMPERATURESENSOR POWER CONNECTOR ROTATABLE RESOLVER MULTI-POLE (RESOLVER P=3); PLAIN SHAFT, TOLERANCE N; W/O HOLDING BRAKE PROTECTION CLASS IP64; | 1093 | TEM | 1 | MC | 6.002 | 1
1FK70434CK711SG1 | SIMOTICS S SYNCHRONOUS MOTOR 1FK7-HD PN=1,3 KW; UZK=600V M0=3,5NM (100K); NN=6000RPM; NATURAL COOLING, FRAME SIZE IMB 5 (IM V1, IM V3) FLANGE 1, WITH KTY TEMPERATURESENSOR POWER CONNECTOR ROTATABLE RESOLVER MULTI-POLE (RESOLVER P=3); PLAIN SHAFT, TOLERANCE N; W/O HOLDING BRAKE PROTECTION CLASS IP65, | 1186 | TEM | 1 | MC | 6.002 | 1
1FK70434CK711SG2 | SIMOTICS S SYNCHRONOUS MOTOR 1FK7-HD PN=1,3 KW; UZK=600V M0=3,5NM (100K); NN=6000RPM; NATURAL COOLING, FRAME SIZE IMB 5 (IM V1, IM V3) FLANGE 1, WITH KTY TEMPERATURESENSOR POWER CONNECTOR ROTATABLE RESOLVER MULTI-POLE (RESOLVER P=3); PLAIN SHAFT, TOLERANCE N; W/O HOLDING BRAKE PROTECTION CLASS IP65, FLANGE ON DRIVE END IP67; | 1186 | TEM | 1 | MC | 6.002 | 1
1FK70434CK711SH0 | SIMOTICS S SYNCHRONOUS MOTOR 1FK7-HD PN=1,3 KW; UZK=600V M0=3,5NM (100K); NN=6000RPM; NATURAL COOLING, FRAME SIZE IMB 5 (IM V1, IM V3) FLANGE 1, WITH KTY TEMPERATURESENSOR POWER CONNECTOR ROTATABLE RESOLVER MULTI-POLE (RESOLVER P=3); PLAIN SHAFT, TOLERANCE N; WITH HOLDING BRAKE PROTECTION CLASS IP64; | 1352 | TEM | 1 | MC | 6.301 | 1
1FK70434CK711SH1 | SIMOTICS S SYNCHRONOUS MOTOR 1FK7-HD PN=1,3 KW; UZK=600V M0=3,5NM (100K); NN=6000RPM; NATURAL COOLING, FRAME SIZE IMB 5 (IM V1, IM V3) FLANGE 1, WITH KTY TEMPERATURESENSOR POWER CONNECTOR ROTATABLE RESOLVER MULTI-POLE (RESOLVER P=3); PLAIN SHAFT, TOLERANCE N; WITH HOLDING BRAKE PROTECTION CLASS IP65, | 1445 | TEM | 1 | MC | 6.301 | 1
1FK70434CK711SH2 | SIMOTICS S SYNCHRONOUS MOTOR 1FK7-HD PN=1,3 KW; UZK=600V M0=3,5NM (100K); NN=6000RPM; NATURAL COOLING, FRAME SIZE IMB 5 (IM V1, IM V3) FLANGE 1, WITH KTY TEMPERATURESENSOR POWER CONNECTOR ROTATABLE RESOLVER MULTI-POLE (RESOLVER P=3); PLAIN SHAFT, TOLERANCE N; WITH HOLDING BRAKE PROTECTION CLASS IP65, FLANGE ON DRIVE END IP67; | 1445 | TEM | 1 | MC | 6.301 | 1
1FK70434CK711TA0 | SIMOTICS S SYNCHRONOUS MOTOR 1FK7-HD PN=1,3 KW; UZK=600V M0=3,5NM (100K); NN=6000RPM; NATURAL COOLING, FRAME SIZE IMB 5 (IM V1, IM V3) FLANGE 1, WITH KTY TEMPERATURESENSOR POWER CONNECTOR ROTATABLE RESOLVER 2-POLE (RESOLVER P=1); SHAFT WITH FITTED KEY, TOLERANCE N; W/O HOLDING BRAKE PROTECTION CLASS IP64; | 1179 | TEM | 1 | MC | 6.002 | 1
1FK70434CK711TA1 | SIMOTICS S SYNCHRONOUS MOTOR 1FK7-HD PN=1,3 KW; UZK=600V M0=3,5NM (100K); NN=6000RPM; NATURAL COOLING, FRAME SIZE IMB 5 (IM V1, IM V3) FLANGE 1, WITH KTY TEMPERATURESENSOR POWER CONNECTOR ROTATABLE RESOLVER 2-POLE (RESOLVER P=1); SHAFT WITH FITTED KEY, TOLERANCE N; W/O HOLDING BRAKE PROTECTION CLASS IP65, | 1273 | TEM | 1 | MC | 6.002 | 1
1FK70434CK711TA2 | SIMOTICS S SYNCHRONOUS MOTOR 1FK7-HD PN=1,3 KW; UZK=600V M0=3,5NM (100K); NN=6000RPM; NATURAL COOLING, FRAME SIZE IMB 5 (IM V1, IM V3) FLANGE 1, WITH KTY TEMPERATURESENSOR POWER CONNECTOR ROTATABLE RESOLVER 2-POLE (RESOLVER P=1); SHAFT WITH FITTED KEY, TOLERANCE N; W/O HOLDING BRAKE PROTECTION CLASS IP65, FLANGE ON DRIVE END IP67; | 1273 | TEM | 1 | MC | 6.002 | 1
1FK70434CK711TB0 | SIMOTICS S SYNCHRONOUS MOTOR 1FK7-HD PN=1,3 KW; UZK=600V M0=3,5NM (100K); NN=6000RPM; NATURAL COOLING, FRAME SIZE IMB 5 (IM V1, IM V3) FLANGE 1, WITH KTY TEMPERATURESENSOR POWER CONNECTOR ROTATABLE RESOLVER 2-POLE (RESOLVER P=1); SHAFT WITH FITTED KEY, TOLERANCE N; WITH HOLDING BRAKE PROTECTION CLASS IP64; | 1440 | TEM | 1 | MC | 6.301 | 1
1FK70434CK711TB1 | SIMOTICS S SYNCHRONOUS MOTOR 1FK7-HD PN=1,3 KW; UZK=600V M0=3,5NM (100K); NN=6000RPM; NATURAL COOLING, FRAME SIZE IMB 5 (IM V1, IM V3) FLANGE 1, WITH KTY TEMPERATURESENSOR POWER CONNECTOR ROTATABLE RESOLVER 2-POLE (RESOLVER P=1); SHAFT WITH FITTED KEY, TOLERANCE N; WITH HOLDING BRAKE PROTECTION CLASS IP65, | 1534 | TEM | 1 | MC | 6.301 | 1
1FK70434CK711TB2 | SIMOTICS S SYNCHRONOUS MOTOR 1FK7-HD PN=1,3 KW; UZK=600V M0=3,5NM (100K); NN=6000RPM; NATURAL COOLING, FRAME SIZE IMB 5 (IM V1, IM V3) FLANGE 1, WITH KTY TEMPERATURESENSOR POWER CONNECTOR ROTATABLE RESOLVER 2-POLE (RESOLVER P=1); SHAFT WITH FITTED KEY, TOLERANCE N; WITH HOLDING BRAKE PROTECTION CLASS IP65, FLANGE ON DRIVE END IP67; | 1534 | TEM | 1 | MC | 6.301 | 1
1FK70434CK711TG0 | SIMOTICS S SYNCHRONOUS MOTOR 1FK7-HD PN=1,3 KW; UZK=600V M0=3,5NM (100K); NN=6000RPM; NATURAL COOLING, FRAME SIZE IMB 5 (IM V1, IM V3) FLANGE 1, WITH KTY TEMPERATURESENSOR POWER CONNECTOR ROTATABLE RESOLVER 2-POLE (RESOLVER P=1); PLAIN SHAFT, TOLERANCE N; W/O HOLDING BRAKE PROTECTION CLASS IP64; | 1093 | TEM | 1 | MC | 6.002 | 1
1FK70434CK711TG1 | SIMOTICS S SYNCHRONOUS MOTOR 1FK7-HD PN=1,3 KW; UZK=600V M0=3,5NM (100K); NN=6000RPM; NATURAL COOLING, FRAME SIZE IMB 5 (IM V1, IM V3) FLANGE 1, WITH KTY TEMPERATURESENSOR POWER CONNECTOR ROTATABLE RESOLVER 2-POLE (RESOLVER P=1); PLAIN SHAFT, TOLERANCE N; W/O HOLDING BRAKE PROTECTION CLASS IP65, | 1186 | TEM | 1 | MC | 6.002 | 1
1FK70434CK711TG2 | SIMOTICS S SYNCHRONOUS MOTOR 1FK7-HD PN=1,3 KW; UZK=600V M0=3,5NM (100K); NN=6000RPM; NATURAL COOLING, FRAME SIZE IMB 5 (IM V1, IM V3) FLANGE 1, WITH KTY TEMPERATURESENSOR POWER CONNECTOR ROTATABLE RESOLVER 2-POLE (RESOLVER P=1); PLAIN SHAFT, TOLERANCE N; W/O HOLDING BRAKE PROTECTION CLASS IP65, FLANGE ON DRIVE END IP67; | 1186 | TEM | 1 | MC | 6.002 | 1
1FK70434CK711TH0 | SIMOTICS S SYNCHRONOUS MOTOR 1FK7-HD PN=1,3 KW; UZK=600V M0=3,5NM (100K); NN=6000RPM; NATURAL COOLING, FRAME SIZE IMB 5 (IM V1, IM V3) FLANGE 1, WITH KTY TEMPERATURESENSOR POWER CONNECTOR ROTATABLE RESOLVER 2-POLE (RESOLVER P=1); PLAIN SHAFT, TOLERANCE N; WITH HOLDING BRAKE PROTECTION CLASS IP64; | 1352 | TEM | 1 | MC | 6.301 | 1
1FK70434CK711TH1 | SIMOTICS S SYNCHRONOUS MOTOR 1FK7-HD PN=1,3 KW; UZK=600V M0=3,5NM (100K); NN=6000RPM; NATURAL COOLING, FRAME SIZE IMB 5 (IM V1, IM V3) FLANGE 1, WITH KTY TEMPERATURESENSOR POWER CONNECTOR ROTATABLE RESOLVER 2-POLE (RESOLVER P=1); PLAIN SHAFT, TOLERANCE N; WITH HOLDING BRAKE PROTECTION CLASS IP65, | 1445 | TEM | 1 | MC | 6.301 | 1
1FK70434CK711TH2 | SIMOTICS S SYNCHRONOUS MOTOR 1FK7-HD PN=1,3 KW; UZK=600V M0=3,5NM (100K); NN=6000RPM; NATURAL COOLING, FRAME SIZE IMB 5 (IM V1, IM V3) FLANGE 1, WITH KTY TEMPERATURESENSOR POWER CONNECTOR ROTATABLE RESOLVER 2-POLE (RESOLVER P=1); PLAIN SHAFT, TOLERANCE N; WITH HOLDING BRAKE PROTECTION CLASS IP65, FLANGE ON DRIVE END IP67; | 1445 | TEM | 1 | MC | 6.301 | 1
1FK70434CK711UA0 | SIMOTICS S SYNCHRONOUS MOTOR 1FK7-HD PN=1,3 KW; UZK=600V M0=3,5NM (100K); NN=6000RPM; NATURAL COOLING, FRAME SIZE IMB 5 (IM V1, IM V3) FLANGE 1 POWER CONNECTOR ROTATABLE RESOLVER MULTI-POLE WITH DRIVE-CLIQ INTERFACE; SHAFT WITH FITTED KEY, TOLERANCE N; W/O HOLDING BRAKE PROTECTION CLASS IP64; | 1420 | TEM | 1 | MC | 6.002 | 1
1FK70434CK711UA1 | SIMOTICS S SYNCHRONOUS MOTOR 1FK7-HD PN=1,3 KW; UZK=600V M0=3,5NM (100K); NN=6000RPM; NATURAL COOLING, FRAME SIZE IMB 5 (IM V1, IM V3) FLANGE 1 POWER CONNECTOR ROTATABLE RESOLVER MULTI-POLE WITH DRIVE-CLIQ INTERFACE; SHAFT WITH FITTED KEY, TOLERANCE N; W/O HOLDING BRAKE PROTECTION CLASS IP65, | 1514 | TEM | 1 | MC | 6.002 | 1
1FK70434CK711UA2 | SIMOTICS S SYNCHRONOUS MOTOR 1FK7-HD PN=1,3 KW; UZK=600V M0=3,5NM (100K); NN=6000RPM; NATURAL COOLING, FRAME SIZE IMB 5 (IM V1, IM V3) FLANGE 1 POWER CONNECTOR ROTATABLE RESOLVER MULTI-POLE WITH DRIVE-CLIQ INTERFACE; SHAFT WITH FITTED KEY, TOLERANCE N; W/O HOLDING BRAKE PROTECTION CLASS IP65, FLANGE ON DRIVE END IP67; | 1514 | TEM | 1 | MC | 6.002 | 1
1FK70434CK711UB0 | SIMOTICS S SYNCHRONOUS MOTOR 1FK7-HD PN=1,3 KW; UZK=600V M0=3,5NM (100K); NN=6000RPM; NATURAL COOLING, FRAME SIZE IMB 5 (IM V1, IM V3) FLANGE 1 POWER CONNECTOR ROTATABLE RESOLVER MULTI-POLE WITH DRIVE-CLIQ INTERFACE; SHAFT WITH FITTED KEY, TOLERANCE N; WITH HOLDING BRAKE PROTECTION CLASS IP64; | 1681 | TEM | 1 | MC | 6.301 | 1
1FK70434CK711UB1 | SIMOTICS S SYNCHRONOUS MOTOR 1FK7-HD PN=1,3 KW; UZK=600V M0=3,5NM (100K); NN=6000RPM; NATURAL COOLING, FRAME SIZE IMB 5 (IM V1, IM V3) FLANGE 1 POWER CONNECTOR ROTATABLE RESOLVER MULTI-POLE WITH DRIVE-CLIQ INTERFACE; SHAFT WITH FITTED KEY, TOLERANCE N; WITH HOLDING BRAKE PROTECTION CLASS IP65, | 1775 | TEM | 1 | MC | 6.301 | 1
1FK70434CK711UB2 | SIMOTICS S SYNCHRONOUS MOTOR 1FK7-HD PN=1,3 KW; UZK=600V M0=3,5NM (100K); NN=6000RPM; NATURAL COOLING, FRAME SIZE IMB 5 (IM V1, IM V3) FLANGE 1 POWER CONNECTOR ROTATABLE RESOLVER MULTI-POLE WITH DRIVE-CLIQ INTERFACE; SHAFT WITH FITTED KEY, TOLERANCE N; WITH HOLDING BRAKE PROTECTION CLASS IP65, FLANGE ON DRIVE END IP67; | 1775 | TEM | 1 | MC | 6.301 | 1
1FK70434CK711UG0 | SIMOTICS S SYNCHRONOUS MOTOR 1FK7-HD PN=1,3 KW; UZK=600V M0=3,5NM (100K); NN=6000RPM; NATURAL COOLING, FRAME SIZE IMB 5 (IM V1, IM V3) FLANGE 1 POWER CONNECTOR ROTATABLE RESOLVER MULTI-POLE WITH DRIVE-CLIQ INTERFACE; PLAIN SHAFT, TOLERANCE N; W/O HOLDING BRAKE PROTECTION CLASS IP64; | 1334 | TEM | 1 | MC | 6.002 | 1
1FK70434CK711UG1 | SIMOTICS S SYNCHRONOUS MOTOR 1FK7-HD PN=1,3 KW; UZK=600V M0=3,5NM (100K); NN=6000RPM; NATURAL COOLING, FRAME SIZE IMB 5 (IM V1, IM V3) FLANGE 1 POWER CONNECTOR ROTATABLE RESOLVER MULTI-POLE WITH DRIVE-CLIQ INTERFACE; PLAIN SHAFT, TOLERANCE N; W/O HOLDING BRAKE PROTECTION CLASS IP65, | 1427 | TEM | 1 | MC | 6.002 | 1
1FK70434CK711UG2 | SIMOTICS S SYNCHRONOUS MOTOR 1FK7-HD PN=1,3 KW; UZK=600V M0=3,5NM (100K); NN=6000RPM; NATURAL COOLING, FRAME SIZE IMB 5 (IM V1, IM V3) FLANGE 1 POWER CONNECTOR ROTATABLE RESOLVER MULTI-POLE WITH DRIVE-CLIQ INTERFACE; PLAIN SHAFT, TOLERANCE N; W/O HOLDING BRAKE PROTECTION CLASS IP65, FLANGE ON DRIVE END IP67; | 1427 | TEM | 1 | MC | 6.002 | 1
1FK70434CK711UH0 | SIMOTICS S SYNCHRONOUS MOTOR 1FK7-HD PN=1,3 KW; UZK=600V M0=3,5NM (100K); NN=6000RPM; NATURAL COOLING, FRAME SIZE IMB 5 (IM V1, IM V3) FLANGE 1 POWER CONNECTOR ROTATABLE RESOLVER MULTI-POLE WITH DRIVE-CLIQ INTERFACE; PLAIN SHAFT, TOLERANCE N; WITH HOLDING BRAKE PROTECTION CLASS IP64; | 1593 | TEM | 1 | MC | 6.301 | 1
1FK70434CK711UH1 | SIMOTICS S SYNCHRONOUS MOTOR 1FK7-HD PN=1,3 KW; UZK=600V M0=3,5NM (100K); NN=6000RPM; NATURAL COOLING, FRAME SIZE IMB 5 (IM V1, IM V3) FLANGE 1 POWER CONNECTOR ROTATABLE RESOLVER MULTI-POLE WITH DRIVE-CLIQ INTERFACE; PLAIN SHAFT, TOLERANCE N; WITH HOLDING BRAKE PROTECTION CLASS IP65, | 1686 | TEM | 1 | MC | 6.301 | 1
1FK70434CK711UH2 | SIMOTICS S SYNCHRONOUS MOTOR 1FK7-HD PN=1,3 KW; UZK=600V M0=3,5NM (100K); NN=6000RPM; NATURAL COOLING, FRAME SIZE IMB 5 (IM V1, IM V3) FLANGE 1 POWER CONNECTOR ROTATABLE RESOLVER MULTI-POLE WITH DRIVE-CLIQ INTERFACE; PLAIN SHAFT, TOLERANCE N; WITH HOLDING BRAKE PROTECTION CLASS IP65, FLANGE ON DRIVE END IP67; | 1686 | TEM | 1 | MC | 6.301 | 1
1FK70437AF211AA0 | SIMOTICS S SYNCHRONOUS SERVOMOTOR, 1FK7 HIGH DYNAMIC, ZK 300 V 3.1 NM, 100 K, 3000 RPM, 0.79KW, NATURAL COOLING, IM B5 (V1, V3) POWER/SIGNAL CONNECTORS CONNECTOR CAN BE ROTATED BY 270 DEGR. INCREM. ENCODER, SIN/COS 1 VPP 2048 P/REV (ENCODER I-2048); SHAFT WITH FITTED KEY, TOLERANCE N; W/O HOLDING BRAKE DEGREE OF PROTECTION IP64 | 1917 | TEM | 1 | MC | 6.303 | 1
1FK70437AF211AA2 | SIMOTICS S SYNCHRONOUS SERVOMOTOR, 1FK7 HIGH DYNAMIC, ZK 300 V 3.1 NM, 100 K, 3000 RPM, 0.79KW, NATURAL COOLING, IM B5 (V1, V3) POWER/SIGNAL CONNECTORS CONNECTOR CAN BE ROTATED BY 270 DEGR. INCREM. ENCODER, SIN/COS 1 VPP 2048 P/REV (ENCODER I-2048); SHAFT WITH FITTED KEY, TOLERANCE N; W/O HOLDING BRAKE DEGREE OF PROTECTION IP65 FLANGE ON DRIVE END IP67 | 2019 | TEM | 1 | MC | 6.303 | 1
1FK70437AF211AA3 | SIMOTICS S SYNCHRONOUS SERVOMOTOR, 1FK7 HIGH DYNAMIC, ZK 300 V 3.1 NM, 100 K, 3000 RPM, 0.79KW, NATURAL COOLING, IM B5 (V1, V3) POWER/SIGNAL CONNECTORS CONNECTOR CAN BE ROTATED BY 270 DEGR. INCREM. ENCODER, SIN/COS 1 VPP 2048 P/REV (ENCODER I-2048); SHAFT WITH FITTED KEY, TOLERANCE N; W/O HOLDING BRAKE DEGREE OF PROTECTION IP64; PAINT FINISH RAL7016 | 1966 | TEM | 1 | MC | 6.303 | 1
1FK70437AF211AA5 | SIMOTICS S SYNCHRONOUS SERVOMOTOR, 1FK7 HIGH DYNAMIC, ZK 300 V 3.1 NM, 100 K, 3000 RPM, 0.79KW, NATURAL COOLING, IM B5 (V1, V3) POWER/SIGNAL CONNECTORS CONNECTOR CAN BE ROTATED BY 270 DEGR. INCREM. ENCODER, SIN/COS 1 VPP 2048 P/REV (ENCODER I-2048); SHAFT WITH FITTED KEY, TOLERANCE N; W/O HOLDING BRAKE DEGREE OF PROTECTION IP65 AS FLANGE IP67; PAINT FINISH RAL7016 | 2068 | TEM | 1 | MC | 6.303 | 1
1FK70437AF211AA8 | SIMOTICS S SYNCHRONOUS SERVOMOTOR, 1FK7 HIGH DYNAMIC, ZK 300 V 3.1 NM, 100 K, 3000 RPM, 0.79KW, NATURAL COOLING, IM B5 (V1, V3) POWER/SIGNAL CONNECTORS CONNECTOR CAN BE ROTATED BY 270 DEGR. INCREM. ENCODER, SIN/COS 1 VPP 2048 P/REV (ENCODER I-2048); SHAFT WITH FITTED KEY, TOLERANCE N; W/O HOLDING BRAKE DEGREE OF PROTECTION IP65 IP67 D-END FLANGE; RAL7016 COATING; METALLIC RATING PLATE AT MOTOR | 2176 | TEM | 1 | MC | 6.303 | 1
1FK70437AF211AB0 | SIMOTICS S SYNCHRONOUS SERVOMOTOR, 1FK7 HIGH DYNAMIC, ZK 300 V 3.1 NM, 100 K, 3000 RPM, 0.79KW, NATURAL COOLING, IM B5 (V1, V3) POWER/SIGNAL CONNECTORS CONNECTOR CAN BE ROTATED BY 270 DEGR. INCREM. ENCODER, SIN/COS 1 VPP 2048 P/REV (ENCODER I-2048); SHAFT WITH FITTED KEY, TOLERANCE N; WITH HOLDING BRAKE DEGREE OF PROTECTION IP64 | 2200 | TEM | 1 | MC | 6.902 | 1
1FK70437AF211AB2 | SIMOTICS S SYNCHRONOUS SERVOMOTOR, 1FK7 HIGH DYNAMIC, ZK 300 V 3.1 NM, 100 K, 3000 RPM, 0.79KW, NATURAL COOLING, IM B5 (V1, V3) POWER/SIGNAL CONNECTORS CONNECTOR CAN BE ROTATED BY 270 DEGR. INCREM. ENCODER, SIN/COS 1 VPP 2048 P/REV (ENCODER I-2048); SHAFT WITH FITTED KEY, TOLERANCE N; WITH HOLDING BRAKE DEGREE OF PROTECTION IP65 FLANGE ON DRIVE END IP67 | 2302 | TEM | 1 | MC | 6.902 | 1
1FK70437AF211AB3 | SIMOTICS S SYNCHRONOUS SERVOMOTOR, 1FK7 HIGH DYNAMIC, ZK 300 V 3.1 NM, 100 K, 3000 RPM, 0.79KW, NATURAL COOLING, IM B5 (V1, V3) POWER/SIGNAL CONNECTORS CONNECTOR CAN BE ROTATED BY 270 DEGR. INCREM. ENCODER, SIN/COS 1 VPP 2048 P/REV (ENCODER I-2048); SHAFT WITH FITTED KEY, TOLERANCE N; WITH HOLDING BRAKE DEGREE OF PROTECTION IP64; PAINT FINISH RAL7016 | 2250 | TEM | 1 | MC | 6.902 | 1
1FK70437AF211AB5 | SIMOTICS S SYNCHRONOUS SERVOMOTOR, 1FK7 HIGH DYNAMIC, ZK 300 V 3.1 NM, 100 K, 3000 RPM, 0.79KW, NATURAL COOLING, IM B5 (V1, V3) POWER/SIGNAL CONNECTORS CONNECTOR CAN BE ROTATED BY 270 DEGR. INCREM. ENCODER, SIN/COS 1 VPP 2048 P/REV (ENCODER I-2048); SHAFT WITH FITTED KEY, TOLERANCE N; WITH HOLDING BRAKE DEGREE OF PROTECTION IP65 AS FLANGE IP67; PAINT FINISH RAL7016 | 2351 | TEM | 1 | MC | 6.902 | 1
1FK70437AF211AB8 | SIMOTICS S SYNCHRONOUS SERVOMOTOR, 1FK7 HIGH DYNAMIC, ZK 300 V 3.1 NM, 100 K, 3000 RPM, 0.79KW, NATURAL COOLING, IM B5 (V1, V3) POWER/SIGNAL CONNECTORS CONNECTOR CAN BE ROTATED BY 270 DEGR. INCREM. ENCODER, SIN/COS 1 VPP 2048 P/REV (ENCODER I-2048); SHAFT WITH FITTED KEY, TOLERANCE N; WITH HOLDING BRAKE DEGREE OF PROTECTION IP65 IP67 D-END FLANGE; RAL7016 COATING; METALLIC RATING PLATE AT MOTOR | 2460 | TEM | 1 | MC | 6.902 | 1
1FK70437AF211AG0 | SIMOTICS S SYNCHRONOUS SERVOMOTOR, 1FK7 HIGH DYNAMIC, ZK 300 V 3.1 NM, 100 K, 3000 RPM, 0.79KW, NATURAL COOLING, IM B5 (V1, V3) POWER/SIGNAL CONNECTORS CONNECTOR CAN BE ROTATED BY 270 DEGR. INCREM. ENCODER, SIN/COS 1 VPP 2048 P/REV (ENCODER I-2048); PLAIN SHAFT, TOLERANCE N; W/O HOLDING BRAKE DEGREE OF PROTECTION IP64 | 1823 | TEM | 1 | MC | 6.303 | 1
1FK70437AF211AG2 | SIMOTICS S SYNCHRONOUS SERVOMOTOR, 1FK7 HIGH DYNAMIC, ZK 300 V 3.1 NM, 100 K, 3000 RPM, 0.79KW, NATURAL COOLING, IM B5 (V1, V3) POWER/SIGNAL CONNECTORS CONNECTOR CAN BE ROTATED BY 270 DEGR. INCREM. ENCODER, SIN/COS 1 VPP 2048 P/REV (ENCODER I-2048); PLAIN SHAFT, TOLERANCE N; W/O HOLDING BRAKE DEGREE OF PROTECTION IP65 FLANGE ON DRIVE END IP67 | 1925 | TEM | 1 | MC | 6.303 | 1
1FK70437AF211AG3 | SIMOTICS S SYNCHRONOUS SERVOMOTOR, 1FK7 HIGH DYNAMIC, ZK 300 V 3.1 NM, 100 K, 3000 RPM, 0.79KW, NATURAL COOLING, IM B5 (V1, V3) POWER/SIGNAL CONNECTORS CONNECTOR CAN BE ROTATED BY 270 DEGR. INCREM. ENCODER, SIN/COS 1 VPP 2048 P/REV (ENCODER I-2048); PLAIN SHAFT, TOLERANCE N; W/O HOLDING BRAKE DEGREE OF PROTECTION IP64; PAINT FINISH RAL7016 | 1873 | TEM | 1 | MC | 6.303 | 1
1FK70437AF211AG5 | SIMOTICS S SYNCHRONOUS SERVOMOTOR, 1FK7 HIGH DYNAMIC, ZK 300 V 3.1 NM, 100 K, 3000 RPM, 0.79KW, NATURAL COOLING, IM B5 (V1, V3) POWER/SIGNAL CONNECTORS CONNECTOR CAN BE ROTATED BY 270 DEGR. INCREM. ENCODER, SIN/COS 1 VPP 2048 P/REV (ENCODER I-2048); PLAIN SHAFT, TOLERANCE N; W/O HOLDING BRAKE DEGREE OF PROTECTION IP65 AS FLANGE IP67; PAINT FINISH RAL7016 | 1974 | TEM | 1 | MC | 6.303 | 1
1FK70437AF211AG8 | SIMOTICS S SYNCHRONOUS SERVOMOTOR, 1FK7 HIGH DYNAMIC, ZK 300 V 3.1 NM, 100 K, 3000 RPM, 0.79KW, NATURAL COOLING, IM B5 (V1, V3) POWER/SIGNAL CONNECTORS CONNECTOR CAN BE ROTATED BY 270 DEGR. INCREM. ENCODER, SIN/COS 1 VPP 2048 P/REV (ENCODER I-2048); PLAIN SHAFT, TOLERANCE N; W/O HOLDING BRAKE DEGREE OF PROTECTION IP65 IP67 D-END FLANGE; RAL7016 COATING; METALLIC RATING PLATE AT MOTOR | 2083 | TEM | 1 | MC | 6.303 | 1
1FK70437AF211AH0 | SIMOTICS S SYNCHRONOUS SERVOMOTOR, 1FK7 HIGH DYNAMIC, ZK 300 V 3.1 NM, 100 K, 3000 RPM, 0.79KW, NATURAL COOLING, IM B5 (V1, V3) POWER/SIGNAL CONNECTORS CONNECTOR CAN BE ROTATED BY 270 DEGR. INCREM. ENCODER, SIN/COS 1 VPP 2048 P/REV (ENCODER I-2048); PLAIN SHAFT, TOLERANCE N; WITH HOLDING BRAKE DEGREE OF PROTECTION IP64 | 2104 | TEM | 1 | MC | 6.902 | 1
1FK70437AF211AH2 | SIMOTICS S SYNCHRONOUS SERVOMOTOR, 1FK7 HIGH DYNAMIC, ZK 300 V 3.1 NM, 100 K, 3000 RPM, 0.79KW, NATURAL COOLING, IM B5 (V1, V3) POWER/SIGNAL CONNECTORS CONNECTOR CAN BE ROTATED BY 270 DEGR. INCREM. ENCODER, SIN/COS 1 VPP 2048 P/REV (ENCODER I-2048); PLAIN SHAFT, TOLERANCE N; WITH HOLDING BRAKE DEGREE OF PROTECTION IP65 FLANGE ON DRIVE END IP67 | 2206 | TEM | 1 | MC | 6.902 | 1
1FK70437AF211AH3 | SIMOTICS S SYNCHRONOUS SERVOMOTOR, 1FK7 HIGH DYNAMIC, ZK 300 V 3.1 NM, 100 K, 3000 RPM, 0.79KW, NATURAL COOLING, IM B5 (V1, V3) POWER/SIGNAL CONNECTORS CONNECTOR CAN BE ROTATED BY 270 DEGR. INCREM. ENCODER, SIN/COS 1 VPP 2048 P/REV (ENCODER I-2048); PLAIN SHAFT, TOLERANCE N; WITH HOLDING BRAKE DEGREE OF PROTECTION IP64; PAINT FINISH RAL7016 | 2154 | TEM | 1 | MC | 6.902 | 1
1FK70437AF211AH5 | SIMOTICS S SYNCHRONOUS SERVOMOTOR, 1FK7 HIGH DYNAMIC, ZK 300 V 3.1 NM, 100 K, 3000 RPM, 0.79KW, NATURAL COOLING, IM B5 (V1, V3) POWER/SIGNAL CONNECTORS CONNECTOR CAN BE ROTATED BY 270 DEGR. INCREM. ENCODER, SIN/COS 1 VPP 2048 P/REV (ENCODER I-2048); PLAIN SHAFT, TOLERANCE N; WITH HOLDING BRAKE DEGREE OF PROTECTION IP65 AS FLANGE IP67; PAINT FINISH RAL7016 | 2255 | TEM | 1 | MC | 6.902 | 1
1FK70437AF211AH8 | SIMOTICS S SYNCHRONOUS SERVOMOTOR, 1FK7 HIGH DYNAMIC, ZK 300 V 3.1 NM, 100 K, 3000 RPM, 0.79KW, NATURAL COOLING, IM B5 (V1, V3) POWER/SIGNAL CONNECTORS CONNECTOR CAN BE ROTATED BY 270 DEGR. INCREM. ENCODER, SIN/COS 1 VPP 2048 P/REV (ENCODER I-2048); PLAIN SHAFT, TOLERANCE N; WITH HOLDING BRAKE DEGREE OF PROTECTION IP65 IP67 D-END FLANGE; RAL7016 COATING; METALLIC RATING PLATE AT MOTOR | 2364 | TEM | 1 | MC | 6.902 | 1
1FK70437AF211DA0 | SIMOTICS S SYNCHRONOUS SERVOMOTOR, 1FK7 HIGH DYNAMIC, ZK 300 V 3.1 NM, 100 K, 3000 RPM, 0.79KW, NATURAL COOLING, IM B5 (V1, V3) POWER/SIGNAL CONNECTORS CONNECTOR CAN BE ROTATED BY 270 DEGR. INCREMENTAL ENCODER 2048 P/REV (ENCODER I-2048) WITH DRIVE-CLIQ INTERFACE; SHAFT WITH FITTED KEY, TOLERANCE N; W/O HOLDING BRAKE DEGREE OF PROTECTION IP64 | 2179 | TEM | 1 | MC | 6.303 | 1
1FK70437AF211DA2 | SIMOTICS S SYNCHRONOUS SERVOMOTOR, 1FK7 HIGH DYNAMIC, ZK 300 V 3.1 NM, 100 K, 3000 RPM, 0.79KW, NATURAL COOLING, IM B5 (V1, V3) POWER/SIGNAL CONNECTORS CONNECTOR CAN BE ROTATED BY 270 DEGR. INCREMENTAL ENCODER 2048 P/REV (ENCODER I-2048) WITH DRIVE-CLIQ INTERFACE; SHAFT WITH FITTED KEY, TOLERANCE N; W/O HOLDING BRAKE DEGREE OF PROTECTION IP65 FLANGE ON DRIVE END IP67 | 2280 | TEM | 1 | MC | 6.303 | 1
1FK70437AF211DA3 | SIMOTICS S SYNCHRONOUS SERVOMOTOR, 1FK7 HIGH DYNAMIC, ZK 300 V 3.1 NM, 100 K, 3000 RPM, 0.79KW, NATURAL COOLING, IM B5 (V1, V3) POWER/SIGNAL CONNECTORS CONNECTOR CAN BE ROTATED BY 270 DEGR. INCREMENTAL ENCODER 2048 P/REV (ENCODER I-2048) WITH DRIVE-CLIQ INTERFACE; SHAFT WITH FITTED KEY, TOLERANCE N; W/O HOLDING BRAKE DEGREE OF PROTECTION IP64; PAINT FINISH RAL7016 | 2228 | TEM | 1 | MC | 6.303 | 1
1FK70437AF211DA5 | SIMOTICS S SYNCHRONOUS SERVOMOTOR, 1FK7 HIGH DYNAMIC, ZK 300 V 3.1 NM, 100 K, 3000 RPM, 0.79KW, NATURAL COOLING, IM B5 (V1, V3) POWER/SIGNAL CONNECTORS CONNECTOR CAN BE ROTATED BY 270 DEGR. INCREMENTAL ENCODER 2048 P/REV (ENCODER I-2048) WITH DRIVE-CLIQ INTERFACE; SHAFT WITH FITTED KEY, TOLERANCE N; W/O HOLDING BRAKE DEGREE OF PROTECTION IP65 AS FLANGE IP67; PAINT FINISH RAL7016 | 2330 | TEM | 1 | MC | 6.303 | 1
1FK70437AF211DA8 | SIMOTICS S SYNCHRONOUS SERVOMOTOR, 1FK7 HIGH DYNAMIC, ZK 300 V 3.1 NM, 100 K, 3000 RPM, 0.79KW, NATURAL COOLING, IM B5 (V1, V3) POWER/SIGNAL CONNECTORS CONNECTOR CAN BE ROTATED BY 270 DEGR. INCREMENTAL ENCODER 2048 P/REV (ENCODER I-2048) WITH DRIVE-CLIQ INTERFACE; SHAFT WITH FITTED KEY, TOLERANCE N; W/O HOLDING BRAKE DEGREE OF PROTECTION IP65 IP67 D-END FLANGE; RAL7016 COATING; METALLIC RATING PLATE AT MOTOR | 2438 | TEM | 1 | MC | 6.303 | 1
1FK70437AF211DB0 | SIMOTICS S SYNCHRONOUS SERVOMOTOR, 1FK7 HIGH DYNAMIC, ZK 300 V 3.1 NM, 100 K, 3000 RPM, 0.79KW, NATURAL COOLING, IM B5 (V1, V3) POWER/SIGNAL CONNECTORS CONNECTOR CAN BE ROTATED BY 270 DEGR. INCREMENTAL ENCODER 2048 P/REV (ENCODER I-2048) WITH DRIVE-CLIQ INTERFACE; SHAFT WITH FITTED KEY, TOLERANCE N; WITH HOLDING BRAKE DEGREE OF PROTECTION IP64 | 2462 | TEM | 1 | MC | 6.902 | 1
1FK70437AF211DB2 | SIMOTICS S SYNCHRONOUS SERVOMOTOR, 1FK7 HIGH DYNAMIC, ZK 300 V 3.1 NM, 100 K, 3000 RPM, 0.79KW, NATURAL COOLING, IM B5 (V1, V3) POWER/SIGNAL CONNECTORS CONNECTOR CAN BE ROTATED BY 270 DEGR. INCREMENTAL ENCODER 2048 P/REV (ENCODER I-2048) WITH DRIVE-CLIQ INTERFACE; SHAFT WITH FITTED KEY, TOLERANCE N; WITH HOLDING BRAKE DEGREE OF PROTECTION IP65 FLANGE ON DRIVE END IP67 | 2564 | TEM | 1 | MC | 6.902 | 1
1FK70437AF211DB3 | SIMOTICS S SYNCHRONOUS SERVOMOTOR, 1FK7 HIGH DYNAMIC, ZK 300 V 3.1 NM, 100 K, 3000 RPM, 0.79KW, NATURAL COOLING, IM B5 (V1, V3) POWER/SIGNAL CONNECTORS CONNECTOR CAN BE ROTATED BY 270 DEGR. INCREMENTAL ENCODER 2048 P/REV (ENCODER I-2048) WITH DRIVE-CLIQ INTERFACE; SHAFT WITH FITTED KEY, TOLERANCE N; WITH HOLDING BRAKE DEGREE OF PROTECTION IP64; PAINT FINISH RAL7016 | 2511 | TEM | 1 | MC | 6.902 | 1
1FK70437AF211DB5 | SIMOTICS S SYNCHRONOUS SERVOMOTOR, 1FK7 HIGH DYNAMIC, ZK 300 V 3.1 NM, 100 K, 3000 RPM, 0.79KW, NATURAL COOLING, IM B5 (V1, V3) POWER/SIGNAL CONNECTORS CONNECTOR CAN BE ROTATED BY 270 DEGR. INCREMENTAL ENCODER 2048 P/REV (ENCODER I-2048) WITH DRIVE-CLIQ INTERFACE; SHAFT WITH FITTED KEY, TOLERANCE N; WITH HOLDING BRAKE DEGREE OF PROTECTION IP65 AS FLANGE IP67; PAINT FINISH RAL7016 | 2613 | TEM | 1 | MC | 6.902 | 1
1FK70437AF211DB8 | SIMOTICS S SYNCHRONOUS SERVOMOTOR, 1FK7 HIGH DYNAMIC, ZK 300 V 3.1 NM, 100 K, 3000 RPM, 0.79KW, NATURAL COOLING, IM B5 (V1, V3) POWER/SIGNAL CONNECTORS CONNECTOR CAN BE ROTATED BY 270 DEGR. INCREMENTAL ENCODER 2048 P/REV (ENCODER I-2048) WITH DRIVE-CLIQ INTERFACE; SHAFT WITH FITTED KEY, TOLERANCE N; WITH HOLDING BRAKE DEGREE OF PROTECTION IP65 IP67 D-END FLANGE; RAL7016 COATING; METALLIC RATING PLATE AT MOTOR | 2722 | TEM | 1 | MC | 6.902 | 1
1FK70437AF211DG0 | SIMOTICS S SYNCHRONOUS SERVOMOTOR, 1FK7 HIGH DYNAMIC, ZK 300 V 3.1 NM, 100 K, 3000 RPM, 0.79KW, NATURAL COOLING, IM B5 (V1, V3) POWER/SIGNAL CONNECTORS CONNECTOR CAN BE ROTATED BY 270 DEGR. INCREMENTAL ENCODER 2048 P/REV (ENCODER I-2048) WITH DRIVE-CLIQ INTERFACE; PLAIN SHAFT, TOLERANCE N; W/O HOLDING BRAKE DEGREE OF PROTECTION IP64 | 2085 | TEM | 1 | MC | 6.303 | 1
1FK70437AF211DG2 | SIMOTICS S SYNCHRONOUS SERVOMOTOR, 1FK7 HIGH DYNAMIC, ZK 300 V 3.1 NM, 100 K, 3000 RPM, 0.79KW, NATURAL COOLING, IM B5 (V1, V3) POWER/SIGNAL CONNECTORS CONNECTOR CAN BE ROTATED BY 270 DEGR. INCREMENTAL ENCODER 2048 P/REV (ENCODER I-2048) WITH DRIVE-CLIQ INTERFACE; PLAIN SHAFT, TOLERANCE N; W/O HOLDING BRAKE DEGREE OF PROTECTION IP65 FLANGE ON DRIVE END IP67 | 2187 | TEM | 1 | MC | 6.303 | 1
1FK70437AF211DG3 | SIMOTICS S SYNCHRONOUS SERVOMOTOR, 1FK7 HIGH DYNAMIC, ZK 300 V 3.1 NM, 100 K, 3000 RPM, 0.79KW, NATURAL COOLING, IM B5 (V1, V3) POWER/SIGNAL CONNECTORS CONNECTOR CAN BE ROTATED BY 270 DEGR. INCREMENTAL ENCODER 2048 P/REV (ENCODER I-2048) WITH DRIVE-CLIQ INTERFACE; PLAIN SHAFT, TOLERANCE N; W/O HOLDING BRAKE DEGREE OF PROTECTION IP64; PAINT FINISH RAL7016 | 2134 | TEM | 1 | MC | 6.303 | 1
1FK70437AF211DG5 | SIMOTICS S SYNCHRONOUS SERVOMOTOR, 1FK7 HIGH DYNAMIC, ZK 300 V 3.1 NM, 100 K, 3000 RPM, 0.79KW, NATURAL COOLING, IM B5 (V1, V3) POWER/SIGNAL CONNECTORS CONNECTOR CAN BE ROTATED BY 270 DEGR. INCREMENTAL ENCODER 2048 P/REV (ENCODER I-2048) WITH DRIVE-CLIQ INTERFACE; PLAIN SHAFT, TOLERANCE N; W/O HOLDING BRAKE DEGREE OF PROTECTION IP65 AS FLANGE IP67; PAINT FINISH RAL7016 | 2236 | TEM | 1 | MC | 6.303 | 1
1FK70437AF211DG8 | SIMOTICS S SYNCHRONOUS SERVOMOTOR, 1FK7 HIGH DYNAMIC, ZK 300 V 3.1 NM, 100 K, 3000 RPM, 0.79KW, NATURAL COOLING, IM B5 (V1, V3) POWER/SIGNAL CONNECTORS CONNECTOR CAN BE ROTATED BY 270 DEGR. INCREMENTAL ENCODER 2048 P/REV (ENCODER I-2048) WITH DRIVE-CLIQ INTERFACE; PLAIN SHAFT, TOLERANCE N; W/O HOLDING BRAKE DEGREE OF PROTECTION IP65 IP67 D-END FLANGE; RAL7016 COATING; METALLIC RATING PLATE AT MOTOR | 2344 | TEM | 1 | MC | 6.303 | 1
1FK70437AF211DH0 | SIMOTICS S SYNCHRONOUS SERVOMOTOR, 1FK7 HIGH DYNAMIC, ZK 300 V 3.1 NM, 100 K, 3000 RPM, 0.79KW, NATURAL COOLING, IM B5 (V1, V3) POWER/SIGNAL CONNECTORS CONNECTOR CAN BE ROTATED BY 270 DEGR. INCREMENTAL ENCODER 2048 P/REV (ENCODER I-2048) WITH DRIVE-CLIQ INTERFACE; PLAIN SHAFT, TOLERANCE N; WITH HOLDING BRAKE DEGREE OF PROTECTION IP64 | 2366 | TEM | 1 | MC | 6.902 | 1
1FK70437AF211DH2 | SIMOTICS S SYNCHRONOUS SERVOMOTOR, 1FK7 HIGH DYNAMIC, ZK 300 V 3.1 NM, 100 K, 3000 RPM, 0.79KW, NATURAL COOLING, IM B5 (V1, V3) POWER/SIGNAL CONNECTORS CONNECTOR CAN BE ROTATED BY 270 DEGR. INCREMENTAL ENCODER 2048 P/REV (ENCODER I-2048) WITH DRIVE-CLIQ INTERFACE; PLAIN SHAFT, TOLERANCE N; WITH HOLDING BRAKE DEGREE OF PROTECTION IP65 FLANGE ON DRIVE END IP67 | 2468 | TEM | 1 | MC | 6.902 | 1
1FK70437AF211DH3 | SIMOTICS S SYNCHRONOUS SERVOMOTOR, 1FK7 HIGH DYNAMIC, ZK 300 V 3.1 NM, 100 K, 3000 RPM, 0.79KW, NATURAL COOLING, IM B5 (V1, V3) POWER/SIGNAL CONNECTORS CONNECTOR CAN BE ROTATED BY 270 DEGR. INCREMENTAL ENCODER 2048 P/REV (ENCODER I-2048) WITH DRIVE-CLIQ INTERFACE; PLAIN SHAFT, TOLERANCE N; WITH HOLDING BRAKE DEGREE OF PROTECTION IP64; PAINT FINISH RAL7016 | 2415 | TEM | 1 | MC | 6.902 | 1
1FK70437AF211DH5 | SIMOTICS S SYNCHRONOUS SERVOMOTOR, 1FK7 HIGH DYNAMIC, ZK 300 V 3.1 NM, 100 K, 3000 RPM, 0.79KW, NATURAL COOLING, IM B5 (V1, V3) POWER/SIGNAL CONNECTORS CONNECTOR CAN BE ROTATED BY 270 DEGR. INCREMENTAL ENCODER 2048 P/REV (ENCODER I-2048) WITH DRIVE-CLIQ INTERFACE; PLAIN SHAFT, TOLERANCE N; WITH HOLDING BRAKE DEGREE OF PROTECTION IP65 AS FLANGE IP67; PAINT FINISH RAL7016 | 2517 | TEM | 1 | MC | 6.902 | 1
1FK70437AF211DH8 | SIMOTICS S SYNCHRONOUS SERVOMOTOR, 1FK7 HIGH DYNAMIC, ZK 300 V 3.1 NM, 100 K, 3000 RPM, 0.79KW, NATURAL COOLING, IM B5 (V1, V3) POWER/SIGNAL CONNECTORS CONNECTOR CAN BE ROTATED BY 270 DEGR. INCREMENTAL ENCODER 2048 P/REV (ENCODER I-2048) WITH DRIVE-CLIQ INTERFACE; PLAIN SHAFT, TOLERANCE N; WITH HOLDING BRAKE DEGREE OF PROTECTION IP65 IP67 D-END FLANGE; RAL7016 COATING; METALLIC RATING PLATE AT MOTOR | 2625 | TEM | 1 | MC | 6.902 | 1
1FK70437AF211EA0 | SIMOTICS S SYNCHRONOUS SERVOMOTOR, 1FK7 HIGH DYNAMIC, ZK 300 V 3.1 NM, 100 K, 3000 RPM, 0.79KW, NATURAL COOLING, IM B5 (V1, V3) POWER/SIGNAL CONNECTORS CONNECTOR CAN BE ROTATED BY 270 DEGR. ABSOLUTE ENCODER ENDAT 2048 P/REV (ENCODER A-2048); PERFORMANCE REDUCTION BY 10% DUE TO ABSOLUTE ENCODER; SHAFT WITH FITTED KEY, TOLERANCE N; W/O HOLDING BRAKE DEGREE OF PROTECTION IP64 | 2320 | TEM | 1 | MC | 6.303 | 1
1FK70437AF211EA2 | SIMOTICS S SYNCHRONOUS SERVOMOTOR, 1FK7 HIGH DYNAMIC, ZK 300 V 3.1 NM, 100 K, 3000 RPM, 0.79KW, NATURAL COOLING, IM B5 (V1, V3) POWER/SIGNAL CONNECTORS CONNECTOR CAN BE ROTATED BY 270 DEGR. ABSOLUTE ENCODER ENDAT 2048 P/REV (ENCODER A-2048); PERFORMANCE REDUCTION BY 10% DUE TO ABSOLUTE ENCODER; SHAFT WITH FITTED KEY, TOLERANCE N; W/O HOLDING BRAKE DEGREE OF PROTECTION IP65 FLANGE ON DRIVE END IP67 | 2422 | TEM | 1 | MC | 6.303 | 1
1FK70437AF211EA3 | SIMOTICS S SYNCHRONOUS SERVOMOTOR, 1FK7 HIGH DYNAMIC, ZK 300 V 3.1 NM, 100 K, 3000 RPM, 0.79KW, NATURAL COOLING, IM B5 (V1, V3) POWER/SIGNAL CONNECTORS CONNECTOR CAN BE ROTATED BY 270 DEGR. ABSOLUTE ENCODER ENDAT 2048 P/REV (ENCODER A-2048); PERFORMANCE REDUCTION BY 10% DUE TO ABSOLUTE ENCODER; SHAFT WITH FITTED KEY, TOLERANCE N; W/O HOLDING BRAKE DEGREE OF PROTECTION IP64; PAINT FINISH RAL7016 | 2370 | TEM | 1 | MC | 6.303 | 1
1FK70437AF211EA5 | SIMOTICS S SYNCHRONOUS SERVOMOTOR, 1FK7 HIGH DYNAMIC, ZK 300 V 3.1 NM, 100 K, 3000 RPM, 0.79KW, NATURAL COOLING, IM B5 (V1, V3) POWER/SIGNAL CONNECTORS CONNECTOR CAN BE ROTATED BY 270 DEGR. ABSOLUTE ENCODER ENDAT 2048 P/REV (ENCODER A-2048); PERFORMANCE REDUCTION BY 10% DUE TO ABSOLUTE ENCODER; SHAFT WITH FITTED KEY, TOLERANCE N; W/O HOLDING BRAKE DEGREE OF PROTECTION IP65 AS FLANGE IP67; PAINT FINISH RAL7016 | 2471 | TEM | 1 | MC | 6.303 | 1
1FK70437AF211EA8 | SIMOTICS S SYNCHRONOUS SERVOMOTOR, 1FK7 HIGH DYNAMIC, ZK 300 V 3.1 NM, 100 K, 3000 RPM, 0.79KW, NATURAL COOLING, IM B5 (V1, V3) POWER/SIGNAL CONNECTORS CONNECTOR CAN BE ROTATED BY 270 DEGR. ABSOLUTE ENCODER ENDAT 2048 P/REV (ENCODER A-2048); PERFORMANCE REDUCTION BY 10% DUE TO ABSOLUTE ENCODER; SHAFT WITH FITTED KEY, TOLERANCE N; W/O HOLDING BRAKE DEGREE OF PROTECTION IP65 IP67 D-END FLANGE; RAL7016 COATING; METALLIC RATING PLATE AT MOTOR | 2580 | TEM | 1 | MC | 6.303 | 1
1FK70437AF211EB0 | SIMOTICS S SYNCHRONOUS SERVOMOTOR, 1FK7 HIGH DYNAMIC, ZK 300 V 3.1 NM, 100 K, 3000 RPM, 0.79KW, NATURAL COOLING, IM B5 (V1, V3) POWER/SIGNAL CONNECTORS CONNECTOR CAN BE ROTATED BY 270 DEGR. ABSOLUTE ENCODER ENDAT 2048 P/REV (ENCODER A-2048); PERFORMANCE REDUCTION BY 10% DUE TO ABSOLUTE ENCODER; SHAFT WITH FITTED KEY, TOLERANCE N; WITH HOLDING BRAKE DEGREE OF PROTECTION IP64 | 2604 | TEM | 1 | MC | 6.902 | 1
1FK70437AF211EB2 | SIMOTICS S SYNCHRONOUS SERVOMOTOR, 1FK7 HIGH DYNAMIC, ZK 300 V 3.1 NM, 100 K, 3000 RPM, 0.79KW, NATURAL COOLING, IM B5 (V1, V3) POWER/SIGNAL CONNECTORS CONNECTOR CAN BE ROTATED BY 270 DEGR. ABSOLUTE ENCODER ENDAT 2048 P/REV (ENCODER A-2048); PERFORMANCE REDUCTION BY 10% DUE TO ABSOLUTE ENCODER; SHAFT WITH FITTED KEY, TOLERANCE N; WITH HOLDING BRAKE DEGREE OF PROTECTION IP65 FLANGE ON DRIVE END IP67 | 2705 | TEM | 1 | MC | 6.902 | 1
1FK70437AF211EB3 | SIMOTICS S SYNCHRONOUS SERVOMOTOR, 1FK7 HIGH DYNAMIC, ZK 300 V 3.1 NM, 100 K, 3000 RPM, 0.79KW, NATURAL COOLING, IM B5 (V1, V3) POWER/SIGNAL CONNECTORS CONNECTOR CAN BE ROTATED BY 270 DEGR. ABSOLUTE ENCODER ENDAT 2048 P/REV (ENCODER A-2048); PERFORMANCE REDUCTION BY 10% DUE TO ABSOLUTE ENCODER; SHAFT WITH FITTED KEY, TOLERANCE N; WITH HOLDING BRAKE DEGREE OF PROTECTION IP64; PAINT FINISH RAL7016 | 2653 | TEM | 1 | MC | 6.902 | 1
1FK70437AF211EB5 | SIMOTICS S SYNCHRONOUS SERVOMOTOR, 1FK7 HIGH DYNAMIC, ZK 300 V 3.1 NM, 100 K, 3000 RPM, 0.79KW, NATURAL COOLING, IM B5 (V1, V3) POWER/SIGNAL CONNECTORS CONNECTOR CAN BE ROTATED BY 270 DEGR. ABSOLUTE ENCODER ENDAT 2048 P/REV (ENCODER A-2048); PERFORMANCE REDUCTION BY 10% DUE TO ABSOLUTE ENCODER; SHAFT WITH FITTED KEY, TOLERANCE N; WITH HOLDING BRAKE DEGREE OF PROTECTION IP65 AS FLANGE IP67; PAINT FINISH RAL7016 | 2755 | TEM | 1 | MC | 6.902 | 1
1FK70437AF211EB8 | SIMOTICS S SYNCHRONOUS SERVOMOTOR, 1FK7 HIGH DYNAMIC, ZK 300 V 3.1 NM, 100 K, 3000 RPM, 0.79KW, NATURAL COOLING, IM B5 (V1, V3) POWER/SIGNAL CONNECTORS CONNECTOR CAN BE ROTATED BY 270 DEGR. ABSOLUTE ENCODER ENDAT 2048 P/REV (ENCODER A-2048); PERFORMANCE REDUCTION BY 10% DUE TO ABSOLUTE ENCODER; SHAFT WITH FITTED KEY, TOLERANCE N; WITH HOLDING BRAKE DEGREE OF PROTECTION IP65 IP67 D-END FLANGE; RAL7016 COATING; METALLIC RATING PLATE AT MOTOR | 2863 | TEM | 1 | MC | 6.902 | 1
1FK70437AF211EG0 | SIMOTICS S SYNCHRONOUS SERVOMOTOR, 1FK7 HIGH DYNAMIC, ZK 300 V 3.1 NM, 100 K, 3000 RPM, 0.79KW, NATURAL COOLING, IM B5 (V1, V3) POWER/SIGNAL CONNECTORS CONNECTOR CAN BE ROTATED BY 270 DEGR. ABSOLUTE ENCODER ENDAT 2048 P/REV (ENCODER A-2048); PERFORMANCE REDUCTION BY 10% DUE TO ABSOLUTE ENCODER; PLAIN SHAFT, TOLERANCE N; W/O HOLDING BRAKE DEGREE OF PROTECTION IP64 | 2227 | TEM | 1 | MC | 6.303 | 1
1FK70437AF211EG2 | SIMOTICS S SYNCHRONOUS SERVOMOTOR, 1FK7 HIGH DYNAMIC, ZK 300 V 3.1 NM, 100 K, 3000 RPM, 0.79KW, NATURAL COOLING, IM B5 (V1, V3) POWER/SIGNAL CONNECTORS CONNECTOR CAN BE ROTATED BY 270 DEGR. ABSOLUTE ENCODER ENDAT 2048 P/REV (ENCODER A-2048); PERFORMANCE REDUCTION BY 10% DUE TO ABSOLUTE ENCODER; PLAIN SHAFT, TOLERANCE N; W/O HOLDING BRAKE DEGREE OF PROTECTION IP65 FLANGE ON DRIVE END IP67 | 2328 | TEM | 1 | MC | 6.303 | 1
1FK70437AF211EG3 | SIMOTICS S SYNCHRONOUS SERVOMOTOR, 1FK7 HIGH DYNAMIC, ZK 300 V 3.1 NM, 100 K, 3000 RPM, 0.79KW, NATURAL COOLING, IM B5 (V1, V3) POWER/SIGNAL CONNECTORS CONNECTOR CAN BE ROTATED BY 270 DEGR. ABSOLUTE ENCODER ENDAT 2048 P/REV (ENCODER A-2048); PERFORMANCE REDUCTION BY 10% DUE TO ABSOLUTE ENCODER; PLAIN SHAFT, TOLERANCE N; W/O HOLDING BRAKE DEGREE OF PROTECTION IP64; PAINT FINISH RAL7016 | 2276 | TEM | 1 | MC | 6.303 | 1
1FK70437AF211EG5 | SIMOTICS S SYNCHRONOUS SERVOMOTOR, 1FK7 HIGH DYNAMIC, ZK 300 V 3.1 NM, 100 K, 3000 RPM, 0.79KW, NATURAL COOLING, IM B5 (V1, V3) POWER/SIGNAL CONNECTORS CONNECTOR CAN BE ROTATED BY 270 DEGR. ABSOLUTE ENCODER ENDAT 2048 P/REV (ENCODER A-2048); PERFORMANCE REDUCTION BY 10% DUE TO ABSOLUTE ENCODER; PLAIN SHAFT, TOLERANCE N; W/O HOLDING BRAKE DEGREE OF PROTECTION IP65 AS FLANGE IP67; PAINT FINISH RAL7016 | 2378 | TEM | 1 | MC | 6.303 | 1
1FK70437AF211EG8 | SIMOTICS S SYNCHRONOUS SERVOMOTOR, 1FK7 HIGH DYNAMIC, ZK 300 V 3.1 NM, 100 K, 3000 RPM, 0.79KW, NATURAL COOLING, IM B5 (V1, V3) POWER/SIGNAL CONNECTORS CONNECTOR CAN BE ROTATED BY 270 DEGR. ABSOLUTE ENCODER ENDAT 2048 P/REV (ENCODER A-2048); PERFORMANCE REDUCTION BY 10% DUE TO ABSOLUTE ENCODER; PLAIN SHAFT, TOLERANCE N; W/O HOLDING BRAKE DEGREE OF PROTECTION IP65 IP67 D-END FLANGE; RAL7016 COATING; METALLIC RATING PLATE AT MOTOR | 2486 | TEM | 1 | MC | 6.303 | 1
1FK70437AF211EH0 | SIMOTICS S SYNCHRONOUS SERVOMOTOR, 1FK7 HIGH DYNAMIC, ZK 300 V 3.1 NM, 100 K, 3000 RPM, 0.79KW, NATURAL COOLING, IM B5 (V1, V3) POWER/SIGNAL CONNECTORS CONNECTOR CAN BE ROTATED BY 270 DEGR. ABSOLUTE ENCODER ENDAT 2048 P/REV (ENCODER A-2048); PERFORMANCE REDUCTION BY 10% DUE TO ABSOLUTE ENCODER; PLAIN SHAFT, TOLERANCE N; WITH HOLDING BRAKE DEGREE OF PROTECTION IP64 | 2508 | TEM | 1 | MC | 6.902 | 1
1FK70437AF211EH2 | SIMOTICS S SYNCHRONOUS SERVOMOTOR, 1FK7 HIGH DYNAMIC, ZK 300 V 3.1 NM, 100 K, 3000 RPM, 0.79KW, NATURAL COOLING, IM B5 (V1, V3) POWER/SIGNAL CONNECTORS CONNECTOR CAN BE ROTATED BY 270 DEGR. ABSOLUTE ENCODER ENDAT 2048 P/REV (ENCODER A-2048); PERFORMANCE REDUCTION BY 10% DUE TO ABSOLUTE ENCODER; PLAIN SHAFT, TOLERANCE N; WITH HOLDING BRAKE DEGREE OF PROTECTION IP65 FLANGE ON DRIVE END IP67 | 2609 | TEM | 1 | MC | 6.902 | 1
1FK70437AF211EH3 | SIMOTICS S SYNCHRONOUS SERVOMOTOR, 1FK7 HIGH DYNAMIC, ZK 300 V 3.1 NM, 100 K, 3000 RPM, 0.79KW, NATURAL COOLING, IM B5 (V1, V3) POWER/SIGNAL CONNECTORS CONNECTOR CAN BE ROTATED BY 270 DEGR. ABSOLUTE ENCODER ENDAT 2048 P/REV (ENCODER A-2048); PERFORMANCE REDUCTION BY 10% DUE TO ABSOLUTE ENCODER; PLAIN SHAFT, TOLERANCE N; WITH HOLDING BRAKE DEGREE OF PROTECTION IP64; PAINT FINISH RAL7016 | 2557 | TEM | 1 | MC | 6.902 | 1
1FK70437AF211EH5 | SIMOTICS S SYNCHRONOUS SERVOMOTOR, 1FK7 HIGH DYNAMIC, ZK 300 V 3.1 NM, 100 K, 3000 RPM, 0.79KW, NATURAL COOLING, IM B5 (V1, V3) POWER/SIGNAL CONNECTORS CONNECTOR CAN BE ROTATED BY 270 DEGR. ABSOLUTE ENCODER ENDAT 2048 P/REV (ENCODER A-2048); PERFORMANCE REDUCTION BY 10% DUE TO ABSOLUTE ENCODER; PLAIN SHAFT, TOLERANCE N; WITH HOLDING BRAKE DEGREE OF PROTECTION IP65 AS FLANGE IP67; PAINT FINISH RAL7016 | 2659 | TEM | 1 | MC | 6.902 | 1
1FK70437AF211EH8 | SIMOTICS S SYNCHRONOUS SERVOMOTOR, 1FK7 HIGH DYNAMIC, ZK 300 V 3.1 NM, 100 K, 3000 RPM, 0.79KW, NATURAL COOLING, IM B5 (V1, V3) POWER/SIGNAL CONNECTORS CONNECTOR CAN BE ROTATED BY 270 DEGR. ABSOLUTE ENCODER ENDAT 2048 P/REV (ENCODER A-2048); PERFORMANCE REDUCTION BY 10% DUE TO ABSOLUTE ENCODER; PLAIN SHAFT, TOLERANCE N; WITH HOLDING BRAKE DEGREE OF PROTECTION IP65 IP67 D-END FLANGE; RAL7016 COATING; METALLIC RATING PLATE AT MOTOR | 2767 | TEM | 1 | MC | 6.902 | 1
1FK70437AF211FA0 | SIMOTICS S SYNCHRONOUS SERVOMOTOR, 1FK7 HIGH DYNAMIC, ZK 300 V 3.1 NM, 100 K, 3000 RPM, 0.79KW, NATURAL COOLING, IM B5 (V1, V3) POWER/SIGNAL CONNECTORS CONNECTOR CAN BE ROTATED BY 270 DEGR. ABSOLUTE ENCODER 2048 P/REV (ENCODER A-2048) WITH DRIVE-CLIQ INTERFACE; PERFORMANCE REDUCTION BY 10% DUE TO ABSOLUTE ENCODER; SHAFT WITH FITTED KEY, TOLERANCE N; W/O HOLDING BRAKE DEGREE OF PROTECTION IP64 | 2580 | TEM | 1 | MC | 6.303 | 1
1FK70437AF211FA2 | SIMOTICS S SYNCHRONOUS SERVOMOTOR, 1FK7 HIGH DYNAMIC, ZK 300 V 3.1 NM, 100 K, 3000 RPM, 0.79KW, NATURAL COOLING, IM B5 (V1, V3) POWER/SIGNAL CONNECTORS CONNECTOR CAN BE ROTATED BY 270 DEGR. ABSOLUTE ENCODER 2048 P/REV (ENCODER A-2048) WITH DRIVE-CLIQ INTERFACE; PERFORMANCE REDUCTION BY 10% DUE TO ABSOLUTE ENCODER; SHAFT WITH FITTED KEY, TOLERANCE N; W/O HOLDING BRAKE DEGREE OF PROTECTION IP65 FLANGE ON DRIVE END IP67 | 2681 | TEM | 1 | MC | 6.303 | 1
1FK70437AF211FA3 | SIMOTICS S SYNCHRONOUS SERVOMOTOR, 1FK7 HIGH DYNAMIC, ZK 300 V 3.1 NM, 100 K, 3000 RPM, 0.79KW, NATURAL COOLING, IM B5 (V1, V3) POWER/SIGNAL CONNECTORS CONNECTOR CAN BE ROTATED BY 270 DEGR. ABSOLUTE ENCODER 2048 P/REV (ENCODER A-2048) WITH DRIVE-CLIQ INTERFACE; PERFORMANCE REDUCTION BY 10% DUE TO ABSOLUTE ENCODER; SHAFT WITH FITTED KEY, TOLERANCE N; W/O HOLDING BRAKE DEGREE OF PROTECTION IP64; PAINT FINISH RAL7016 | 2629 | TEM | 1 | MC | 6.303 | 1
1FK70437AF211FA5 | SIMOTICS S SYNCHRONOUS SERVOMOTOR, 1FK7 HIGH DYNAMIC, ZK 300 V 3.1 NM, 100 K, 3000 RPM, 0.79KW, NATURAL COOLING, IM B5 (V1, V3) POWER/SIGNAL CONNECTORS CONNECTOR CAN BE ROTATED BY 270 DEGR. ABSOLUTE ENCODER 2048 P/REV (ENCODER A-2048) WITH DRIVE-CLIQ INTERFACE; PERFORMANCE REDUCTION BY 10% DUE TO ABSOLUTE ENCODER; SHAFT WITH FITTED KEY, TOLERANCE N; W/O HOLDING BRAKE DEGREE OF PROTECTION IP65 AS FLANGE IP67; PAINT FINISH RAL7016 | 2731 | TEM | 1 | MC | 6.303 | 1
1FK70437AF211FA8 | SIMOTICS S SYNCHRONOUS SERVOMOTOR, 1FK7 HIGH DYNAMIC, ZK 300 V 3.1 NM, 100 K, 3000 RPM, 0.79KW, NATURAL COOLING, IM B5 (V1, V3) POWER/SIGNAL CONNECTORS CONNECTOR CAN BE ROTATED BY 270 DEGR. ABSOLUTE ENCODER 2048 P/REV (ENCODER A-2048) WITH DRIVE-CLIQ INTERFACE; PERFORMANCE REDUCTION BY 10% DUE TO ABSOLUTE ENCODER; SHAFT WITH FITTED KEY, TOLERANCE N; W/O HOLDING BRAKE DEGREE OF PROTECTION IP65 IP67 D-END FLANGE; RAL7016 COATING; METALLIC RATING PLATE AT MOTOR | 2839 | TEM | 1 | MC | 6.303 | 1
1FK70437AF211FB0 | SIMOTICS S SYNCHRONOUS SERVOMOTOR, 1FK7 HIGH DYNAMIC, ZK 300 V 3.1 NM, 100 K, 3000 RPM, 0.79KW, NATURAL COOLING, IM B5 (V1, V3) POWER/SIGNAL CONNECTORS CONNECTOR CAN BE ROTATED BY 270 DEGR. ABSOLUTE ENCODER 2048 P/REV (ENCODER A-2048) WITH DRIVE-CLIQ INTERFACE; PERFORMANCE REDUCTION BY 10% DUE TO ABSOLUTE ENCODER; SHAFT WITH FITTED KEY, TOLERANCE N; WITH HOLDING BRAKE DEGREE OF PROTECTION IP64 | 2863 | TEM | 1 | MC | 6.902 | 1
1FK70437AF211FB2 | SIMOTICS S SYNCHRONOUS SERVOMOTOR, 1FK7 HIGH DYNAMIC, ZK 300 V 3.1 NM, 100 K, 3000 RPM, 0.79KW, NATURAL COOLING, IM B5 (V1, V3) POWER/SIGNAL CONNECTORS CONNECTOR CAN BE ROTATED BY 270 DEGR. ABSOLUTE ENCODER 2048 P/REV (ENCODER A-2048) WITH DRIVE-CLIQ INTERFACE; PERFORMANCE REDUCTION BY 10% DUE TO ABSOLUTE ENCODER; SHAFT WITH FITTED KEY, TOLERANCE N; WITH HOLDING BRAKE DEGREE OF PROTECTION IP65 FLANGE ON DRIVE END IP67 | 2965 | TEM | 1 | MC | 6.902 | 1
1FK70437AF211FB3 | SIMOTICS S SYNCHRONOUS SERVOMOTOR, 1FK7 HIGH DYNAMIC, ZK 300 V 3.1 NM, 100 K, 3000 RPM, 0.79KW, NATURAL COOLING, IM B5 (V1, V3) POWER/SIGNAL CONNECTORS CONNECTOR CAN BE ROTATED BY 270 DEGR. ABSOLUTE ENCODER 2048 P/REV (ENCODER A-2048) WITH DRIVE-CLIQ INTERFACE; PERFORMANCE REDUCTION BY 10% DUE TO ABSOLUTE ENCODER; SHAFT WITH FITTED KEY, TOLERANCE N; WITH HOLDING BRAKE DEGREE OF PROTECTION IP64; PAINT FINISH RAL7016 | 2912 | TEM | 1 | MC | 6.902 | 1
1FK70437AF211FB5 | SIMOTICS S SYNCHRONOUS SERVOMOTOR, 1FK7 HIGH DYNAMIC, ZK 300 V 3.1 NM, 100 K, 3000 RPM, 0.79KW, NATURAL COOLING, IM B5 (V1, V3) POWER/SIGNAL CONNECTORS CONNECTOR CAN BE ROTATED BY 270 DEGR. ABSOLUTE ENCODER 2048 P/REV (ENCODER A-2048) WITH DRIVE-CLIQ INTERFACE; PERFORMANCE REDUCTION BY 10% DUE TO ABSOLUTE ENCODER; SHAFT WITH FITTED KEY, TOLERANCE N; WITH HOLDING BRAKE DEGREE OF PROTECTION IP65 AS FLANGE IP67; PAINT FINISH RAL7016 | 3014 | TEM | 1 | MC | 6.902 | 1
1FK70437AF211FB8 | SIMOTICS S SYNCHRONOUS SERVOMOTOR, 1FK7 HIGH DYNAMIC, ZK 300 V 3.1 NM, 100 K, 3000 RPM, 0.79KW, NATURAL COOLING, IM B5 (V1, V3) POWER/SIGNAL CONNECTORS CONNECTOR CAN BE ROTATED BY 270 DEGR. ABSOLUTE ENCODER 2048 P/REV (ENCODER A-2048) WITH DRIVE-CLIQ INTERFACE; PERFORMANCE REDUCTION BY 10% DUE TO ABSOLUTE ENCODER; SHAFT WITH FITTED KEY, TOLERANCE N; WITH HOLDING BRAKE DEGREE OF PROTECTION IP65 IP67 D-END FLANGE; RAL7016 COATING; METALLIC RATING PLATE AT MOTOR | 3123 | TEM | 1 | MC | 6.902 | 1
1FK70437AF211FG0 | SIMOTICS S SYNCHRONOUS SERVOMOTOR, 1FK7 HIGH DYNAMIC, ZK 300 V 3.1 NM, 100 K, 3000 RPM, 0.79KW, NATURAL COOLING, IM B5 (V1, V3) POWER/SIGNAL CONNECTORS CONNECTOR CAN BE ROTATED BY 270 DEGR. ABSOLUTE ENCODER 2048 P/REV (ENCODER A-2048) WITH DRIVE-CLIQ INTERFACE; PERFORMANCE REDUCTION BY 10% DUE TO ABSOLUTE ENCODER; PLAIN SHAFT, TOLERANCE N; W/O HOLDING BRAKE DEGREE OF PROTECTION IP64 | 2486 | TEM | 1 | MC | 6.303 | 1
1FK70437AF211FG2 | SIMOTICS S SYNCHRONOUS SERVOMOTOR, 1FK7 HIGH DYNAMIC, ZK 300 V 3.1 NM, 100 K, 3000 RPM, 0.79KW, NATURAL COOLING, IM B5 (V1, V3) POWER/SIGNAL CONNECTORS CONNECTOR CAN BE ROTATED BY 270 DEGR. ABSOLUTE ENCODER 2048 P/REV (ENCODER A-2048) WITH DRIVE-CLIQ INTERFACE; PERFORMANCE REDUCTION BY 10% DUE TO ABSOLUTE ENCODER; PLAIN SHAFT, TOLERANCE N; W/O HOLDING BRAKE DEGREE OF PROTECTION IP65 FLANGE ON DRIVE END IP67 | 2588 | TEM | 1 | MC | 6.303 | 1
1FK70437AF211FG3 | SIMOTICS S SYNCHRONOUS SERVOMOTOR, 1FK7 HIGH DYNAMIC, ZK 300 V 3.1 NM, 100 K, 3000 RPM, 0.79KW, NATURAL COOLING, IM B5 (V1, V3) POWER/SIGNAL CONNECTORS CONNECTOR CAN BE ROTATED BY 270 DEGR. ABSOLUTE ENCODER 2048 P/REV (ENCODER A-2048) WITH DRIVE-CLIQ INTERFACE; PERFORMANCE REDUCTION BY 10% DUE TO ABSOLUTE ENCODER; PLAIN SHAFT, TOLERANCE N; W/O HOLDING BRAKE DEGREE OF PROTECTION IP64; PAINT FINISH RAL7016 | 2535 | TEM | 1 | MC | 6.303 | 1
1FK70437AF211FG5 | SIMOTICS S SYNCHRONOUS SERVOMOTOR, 1FK7 HIGH DYNAMIC, ZK 300 V 3.1 NM, 100 K, 3000 RPM, 0.79KW, NATURAL COOLING, IM B5 (V1, V3) POWER/SIGNAL CONNECTORS CONNECTOR CAN BE ROTATED BY 270 DEGR. ABSOLUTE ENCODER 2048 P/REV (ENCODER A-2048) WITH DRIVE-CLIQ INTERFACE; PERFORMANCE REDUCTION BY 10% DUE TO ABSOLUTE ENCODER; PLAIN SHAFT, TOLERANCE N; W/O HOLDING BRAKE DEGREE OF PROTECTION IP65 AS FLANGE IP67; PAINT FINISH RAL7016 | 2637 | TEM | 1 | MC | 6.303 | 1
1FK70437AF211FG8 | SIMOTICS S SYNCHRONOUS SERVOMOTOR, 1FK7 HIGH DYNAMIC, ZK 300 V 3.1 NM, 100 K, 3000 RPM, 0.79KW, NATURAL COOLING, IM B5 (V1, V3) POWER/SIGNAL CONNECTORS CONNECTOR CAN BE ROTATED BY 270 DEGR. ABSOLUTE ENCODER 2048 P/REV (ENCODER A-2048) WITH DRIVE-CLIQ INTERFACE; PERFORMANCE REDUCTION BY 10% DUE TO ABSOLUTE ENCODER; PLAIN SHAFT, TOLERANCE N; W/O HOLDING BRAKE DEGREE OF PROTECTION IP65 IP67 D-END FLANGE; RAL7016 COATING; METALLIC RATING PLATE AT MOTOR | 2746 | TEM | 1 | MC | 6.303 | 1
1FK70437AF211FH0 | SIMOTICS S SYNCHRONOUS SERVOMOTOR, 1FK7 HIGH DYNAMIC, ZK 300 V 3.1 NM, 100 K, 3000 RPM, 0.79KW, NATURAL COOLING, IM B5 (V1, V3) POWER/SIGNAL CONNECTORS CONNECTOR CAN BE ROTATED BY 270 DEGR. ABSOLUTE ENCODER 2048 P/REV (ENCODER A-2048) WITH DRIVE-CLIQ INTERFACE; PERFORMANCE REDUCTION BY 10% DUE TO ABSOLUTE ENCODER; PLAIN SHAFT, TOLERANCE N; WITH HOLDING BRAKE DEGREE OF PROTECTION IP64 | 2767 | TEM | 1 | MC | 6.902 | 1
1FK70437AF211FH2 | SIMOTICS S SYNCHRONOUS SERVOMOTOR, 1FK7 HIGH DYNAMIC, ZK 300 V 3.1 NM, 100 K, 3000 RPM, 0.79KW, NATURAL COOLING, IM B5 (V1, V3) POWER/SIGNAL CONNECTORS CONNECTOR CAN BE ROTATED BY 270 DEGR. ABSOLUTE ENCODER 2048 P/REV (ENCODER A-2048) WITH DRIVE-CLIQ INTERFACE; PERFORMANCE REDUCTION BY 10% DUE TO ABSOLUTE ENCODER; PLAIN SHAFT, TOLERANCE N; WITH HOLDING BRAKE DEGREE OF PROTECTION IP65 FLANGE ON DRIVE END IP67 | 2869 | TEM | 1 | MC | 6.902 | 1
1FK70437AF211FH3 | SIMOTICS S SYNCHRONOUS SERVOMOTOR, 1FK7 HIGH DYNAMIC, ZK 300 V 3.1 NM, 100 K, 3000 RPM, 0.79KW, NATURAL COOLING, IM B5 (V1, V3) POWER/SIGNAL CONNECTORS CONNECTOR CAN BE ROTATED BY 270 DEGR. ABSOLUTE ENCODER 2048 P/REV (ENCODER A-2048) WITH DRIVE-CLIQ INTERFACE; PERFORMANCE REDUCTION BY 10% DUE TO ABSOLUTE ENCODER; PLAIN SHAFT, TOLERANCE N; WITH HOLDING BRAKE DEGREE OF PROTECTION IP64; PAINT FINISH RAL7016 | 2816 | TEM | 1 | MC | 6.902 | 1
1FK70437AF211FH5 | SIMOTICS S SYNCHRONOUS SERVOMOTOR, 1FK7 HIGH DYNAMIC, ZK 300 V 3.1 NM, 100 K, 3000 RPM, 0.79KW, NATURAL COOLING, IM B5 (V1, V3) POWER/SIGNAL CONNECTORS CONNECTOR CAN BE ROTATED BY 270 DEGR. ABSOLUTE ENCODER 2048 P/REV (ENCODER A-2048) WITH DRIVE-CLIQ INTERFACE; PERFORMANCE REDUCTION BY 10% DUE TO ABSOLUTE ENCODER; PLAIN SHAFT, TOLERANCE N; WITH HOLDING BRAKE DEGREE OF PROTECTION IP65 AS FLANGE IP67; PAINT FINISH RAL7016 | 2918 | TEM | 1 | MC | 6.902 | 1
1FK70437AF211FH8 | SIMOTICS S SYNCHRONOUS SERVOMOTOR, 1FK7 HIGH DYNAMIC, ZK 300 V 3.1 NM, 100 K, 3000 RPM, 0.79KW, NATURAL COOLING, IM B5 (V1, V3) POWER/SIGNAL CONNECTORS CONNECTOR CAN BE ROTATED BY 270 DEGR. ABSOLUTE ENCODER 2048 P/REV (ENCODER A-2048) WITH DRIVE-CLIQ INTERFACE; PERFORMANCE REDUCTION BY 10% DUE TO ABSOLUTE ENCODER; PLAIN SHAFT, TOLERANCE N; WITH HOLDING BRAKE DEGREE OF PROTECTION IP65 IP67 D-END FLANGE; RAL7016 COATING; METALLIC RATING PLATE AT MOTOR | 3027 | TEM | 1 | MC | 6.902 | 1
1FK70437AF211GA0 | SIMOTICS S SYNCHRONOUS SERVOMOTOR, 1FK7 HIGH DYNAMIC, ZK 300 V 3.1 NM, 100 K, 3000 RPM, 0.79KW, NATURAL COOLING, IM B5 (V1, V3) POWER/SIGNAL CONNECTORS CONNECTOR CAN BE ROTATED BY 270 DEGR. BASIC ABSOLUTE ENCODER 32 P/REV (ENCODER A-32); PERFORMANCE REDUCTION BY 10% DUE TO ABSOLUTE ENCODER; SHAFT WITH FITTED KEY, TOLERANCE N; W/O HOLDING BRAKE DEGREE OF PROTECTION IP64 | 1758 | TEM | 1 | MC | 6.303 | 1
1FK70437AF211GA2 | SIMOTICS S SYNCHRONOUS SERVOMOTOR, 1FK7 HIGH DYNAMIC, ZK 300 V 3.1 NM, 100 K, 3000 RPM, 0.79KW, NATURAL COOLING, IM B5 (V1, V3) POWER/SIGNAL CONNECTORS CONNECTOR CAN BE ROTATED BY 270 DEGR. BASIC ABSOLUTE ENCODER 32 P/REV (ENCODER A-32); PERFORMANCE REDUCTION BY 10% DUE TO ABSOLUTE ENCODER; SHAFT WITH FITTED KEY, TOLERANCE N; W/O HOLDING BRAKE DEGREE OF PROTECTION IP65 FLANGE ON DRIVE END IP67 | 1860 | TEM | 1 | MC | 6.303 | 1
1FK70437AF211GA3 | SIMOTICS S SYNCHRONOUS SERVOMOTOR, 1FK7 HIGH DYNAMIC, ZK 300 V 3.1 NM, 100 K, 3000 RPM, 0.79KW, NATURAL COOLING, IM B5 (V1, V3) POWER/SIGNAL CONNECTORS CONNECTOR CAN BE ROTATED BY 270 DEGR. BASIC ABSOLUTE ENCODER 32 P/REV (ENCODER A-32); PERFORMANCE REDUCTION BY 10% DUE TO ABSOLUTE ENCODER; SHAFT WITH FITTED KEY, TOLERANCE N; W/O HOLDING BRAKE DEGREE OF PROTECTION IP64; PAINT FINISH RAL7016 | 1808 | TEM | 1 | MC | 6.303 | 1
1FK70437AF211GA5 | SIMOTICS S SYNCHRONOUS SERVOMOTOR, 1FK7 HIGH DYNAMIC, ZK 300 V 3.1 NM, 100 K, 3000 RPM, 0.79KW, NATURAL COOLING, IM B5 (V1, V3) POWER/SIGNAL CONNECTORS CONNECTOR CAN BE ROTATED BY 270 DEGR. BASIC ABSOLUTE ENCODER 32 P/REV (ENCODER A-32); PERFORMANCE REDUCTION BY 10% DUE TO ABSOLUTE ENCODER; SHAFT WITH FITTED KEY, TOLERANCE N; W/O HOLDING BRAKE DEGREE OF PROTECTION IP65 AS FLANGE IP67; PAINT FINISH RAL7016 | 1909 | TEM | 1 | MC | 6.303 | 1
1FK70437AF211GA8 | SIMOTICS S SYNCHRONOUS SERVOMOTOR, 1FK7 HIGH DYNAMIC, ZK 300 V 3.1 NM, 100 K, 3000 RPM, 0.79KW, NATURAL COOLING, IM B5 (V1, V3) POWER/SIGNAL CONNECTORS CONNECTOR CAN BE ROTATED BY 270 DEGR. BASIC ABSOLUTE ENCODER 32 P/REV (ENCODER A-32); PERFORMANCE REDUCTION BY 10% DUE TO ABSOLUTE ENCODER; SHAFT WITH FITTED KEY, TOLERANCE N; W/O HOLDING BRAKE DEGREE OF PROTECTION IP65 IP67 D-END FLANGE; RAL7016 COATING; METALLIC RATING PLATE AT MOTOR | 2018 | TEM | 1 | MC | 6.303 | 1
1FK70437AF211GB0 | SIMOTICS S SYNCHRONOUS SERVOMOTOR, 1FK7 HIGH DYNAMIC, ZK 300 V 3.1 NM, 100 K, 3000 RPM, 0.79KW, NATURAL COOLING, IM B5 (V1, V3) POWER/SIGNAL CONNECTORS CONNECTOR CAN BE ROTATED BY 270 DEGR. BASIC ABSOLUTE ENCODER 32 P/REV (ENCODER A-32); PERFORMANCE REDUCTION BY 10% DUE TO ABSOLUTE ENCODER; SHAFT WITH FITTED KEY, TOLERANCE N; WITH HOLDING BRAKE DEGREE OF PROTECTION IP64 | 2042 | TEM | 1 | MC | 6.902 | 1
1FK70437AF211GB2 | SIMOTICS S SYNCHRONOUS SERVOMOTOR, 1FK7 HIGH DYNAMIC, ZK 300 V 3.1 NM, 100 K, 3000 RPM, 0.79KW, NATURAL COOLING, IM B5 (V1, V3) POWER/SIGNAL CONNECTORS CONNECTOR CAN BE ROTATED BY 270 DEGR. BASIC ABSOLUTE ENCODER 32 P/REV (ENCODER A-32); PERFORMANCE REDUCTION BY 10% DUE TO ABSOLUTE ENCODER; SHAFT WITH FITTED KEY, TOLERANCE N; WITH HOLDING BRAKE DEGREE OF PROTECTION IP65 FLANGE ON DRIVE END IP67 | 2143 | TEM | 1 | MC | 6.902 | 1
1FK70437AF211GB3 | SIMOTICS S SYNCHRONOUS SERVOMOTOR, 1FK7 HIGH DYNAMIC, ZK 300 V 3.1 NM, 100 K, 3000 RPM, 0.79KW, NATURAL COOLING, IM B5 (V1, V3) POWER/SIGNAL CONNECTORS CONNECTOR CAN BE ROTATED BY 270 DEGR. BASIC ABSOLUTE ENCODER 32 P/REV (ENCODER A-32); PERFORMANCE REDUCTION BY 10% DUE TO ABSOLUTE ENCODER; SHAFT WITH FITTED KEY, TOLERANCE N; WITH HOLDING BRAKE DEGREE OF PROTECTION IP64; PAINT FINISH RAL7016 | 2091 | TEM | 1 | MC | 6.902 | 1
1FK70437AF211GB5 | SIMOTICS S SYNCHRONOUS SERVOMOTOR, 1FK7 HIGH DYNAMIC, ZK 300 V 3.1 NM, 100 K, 3000 RPM, 0.79KW, NATURAL COOLING, IM B5 (V1, V3) POWER/SIGNAL CONNECTORS CONNECTOR CAN BE ROTATED BY 270 DEGR. BASIC ABSOLUTE ENCODER 32 P/REV (ENCODER A-32); PERFORMANCE REDUCTION BY 10% DUE TO ABSOLUTE ENCODER; SHAFT WITH FITTED KEY, TOLERANCE N; WITH HOLDING BRAKE DEGREE OF PROTECTION IP65 AS FLANGE IP67; PAINT FINISH RAL7016 | 2193 | TEM | 1 | MC | 6.902 | 1
1FK70437AF211GB8 | SIMOTICS S SYNCHRONOUS SERVOMOTOR, 1FK7 HIGH DYNAMIC, ZK 300 V 3.1 NM, 100 K, 3000 RPM, 0.79KW, NATURAL COOLING, IM B5 (V1, V3) POWER/SIGNAL CONNECTORS CONNECTOR CAN BE ROTATED BY 270 DEGR. BASIC ABSOLUTE ENCODER 32 P/REV (ENCODER A-32); PERFORMANCE REDUCTION BY 10% DUE TO ABSOLUTE ENCODER; SHAFT WITH FITTED KEY, TOLERANCE N; WITH HOLDING BRAKE DEGREE OF PROTECTION IP65 IP67 D-END FLANGE; RAL7016 COATING; METALLIC RATING PLATE AT MOTOR | 2301 | TEM | 1 | MC | 6.902 | 1
1FK70437AF211GG0 | SIMOTICS S SYNCHRONOUS SERVOMOTOR, 1FK7 HIGH DYNAMIC, ZK 300 V 3.1 NM, 100 K, 3000 RPM, 0.79KW, NATURAL COOLING, IM B5 (V1, V3) POWER/SIGNAL CONNECTORS CONNECTOR CAN BE ROTATED BY 270 DEGR. BASIC ABSOLUTE ENCODER 32 P/REV (ENCODER A-32); PERFORMANCE REDUCTION BY 10% DUE TO ABSOLUTE ENCODER; PLAIN SHAFT, TOLERANCE N; W/O HOLDING BRAKE DEGREE OF PROTECTION IP64 | 1665 | TEM | 1 | MC | 6.303 | 1
1FK70437AF211GG2 | SIMOTICS S SYNCHRONOUS SERVOMOTOR, 1FK7 HIGH DYNAMIC, ZK 300 V 3.1 NM, 100 K, 3000 RPM, 0.79KW, NATURAL COOLING, IM B5 (V1, V3) POWER/SIGNAL CONNECTORS CONNECTOR CAN BE ROTATED BY 270 DEGR. BASIC ABSOLUTE ENCODER 32 P/REV (ENCODER A-32); PERFORMANCE REDUCTION BY 10% DUE TO ABSOLUTE ENCODER; PLAIN SHAFT, TOLERANCE N; W/O HOLDING BRAKE DEGREE OF PROTECTION IP65 FLANGE ON DRIVE END IP67 | 1766 | TEM | 1 | MC | 6.303 | 1
1FK70437AF211GG3 | SIMOTICS S SYNCHRONOUS SERVOMOTOR, 1FK7 HIGH DYNAMIC, ZK 300 V 3.1 NM, 100 K, 3000 RPM, 0.79KW, NATURAL COOLING, IM B5 (V1, V3) POWER/SIGNAL CONNECTORS CONNECTOR CAN BE ROTATED BY 270 DEGR. BASIC ABSOLUTE ENCODER 32 P/REV (ENCODER A-32); PERFORMANCE REDUCTION BY 10% DUE TO ABSOLUTE ENCODER; PLAIN SHAFT, TOLERANCE N; W/O HOLDING BRAKE DEGREE OF PROTECTION IP64; PAINT FINISH RAL7016 | 1714 | TEM | 1 | MC | 6.303 | 1
1FK70437AF211GG5 | SIMOTICS S SYNCHRONOUS SERVOMOTOR, 1FK7 HIGH DYNAMIC, ZK 300 V 3.1 NM, 100 K, 3000 RPM, 0.79KW, NATURAL COOLING, IM B5 (V1, V3) POWER/SIGNAL CONNECTORS CONNECTOR CAN BE ROTATED BY 270 DEGR. BASIC ABSOLUTE ENCODER 32 P/REV (ENCODER A-32); PERFORMANCE REDUCTION BY 10% DUE TO ABSOLUTE ENCODER; PLAIN SHAFT, TOLERANCE N; W/O HOLDING BRAKE DEGREE OF PROTECTION IP65 AS FLANGE IP67; PAINT FINISH RAL7016 | 1816 | TEM | 1 | MC | 6.303 | 1
1FK70437AF211GG8 | SIMOTICS S SYNCHRONOUS SERVOMOTOR, 1FK7 HIGH DYNAMIC, ZK 300 V 3.1 NM, 100 K, 3000 RPM, 0.79KW, NATURAL COOLING, IM B5 (V1, V3) POWER/SIGNAL CONNECTORS CONNECTOR CAN BE ROTATED BY 270 DEGR. BASIC ABSOLUTE ENCODER 32 P/REV (ENCODER A-32); PERFORMANCE REDUCTION BY 10% DUE TO ABSOLUTE ENCODER; PLAIN SHAFT, TOLERANCE N; W/O HOLDING BRAKE DEGREE OF PROTECTION IP65 IP67 D-END FLANGE; RAL7016 COATING; METALLIC RATING PLATE AT MOTOR | 1924 | TEM | 1 | MC | 6.303 | 1
1FK70437AF211GH0 | SIMOTICS S SYNCHRONOUS SERVOMOTOR, 1FK7 HIGH DYNAMIC, ZK 300 V 3.1 NM, 100 K, 3000 RPM, 0.79KW, NATURAL COOLING, IM B5 (V1, V3) POWER/SIGNAL CONNECTORS CONNECTOR CAN BE ROTATED BY 270 DEGR. BASIC ABSOLUTE ENCODER 32 P/REV (ENCODER A-32); PERFORMANCE REDUCTION BY 10% DUE TO ABSOLUTE ENCODER; PLAIN SHAFT, TOLERANCE N; WITH HOLDING BRAKE DEGREE OF PROTECTION IP64 | 1946 | TEM | 1 | MC | 6.902 | 1
1FK70437AF211GH2 | SIMOTICS S SYNCHRONOUS SERVOMOTOR, 1FK7 HIGH DYNAMIC, ZK 300 V 3.1 NM, 100 K, 3000 RPM, 0.79KW, NATURAL COOLING, IM B5 (V1, V3) POWER/SIGNAL CONNECTORS CONNECTOR CAN BE ROTATED BY 270 DEGR. BASIC ABSOLUTE ENCODER 32 P/REV (ENCODER A-32); PERFORMANCE REDUCTION BY 10% DUE TO ABSOLUTE ENCODER; PLAIN SHAFT, TOLERANCE N; WITH HOLDING BRAKE DEGREE OF PROTECTION IP65 FLANGE ON DRIVE END IP67 | 2047 | TEM | 1 | MC | 6.902 | 1
1FK70437AF211GH3 | SIMOTICS S SYNCHRONOUS SERVOMOTOR, 1FK7 HIGH DYNAMIC, ZK 300 V 3.1 NM, 100 K, 3000 RPM, 0.79KW, NATURAL COOLING, IM B5 (V1, V3) POWER/SIGNAL CONNECTORS CONNECTOR CAN BE ROTATED BY 270 DEGR. BASIC ABSOLUTE ENCODER 32 P/REV (ENCODER A-32); PERFORMANCE REDUCTION BY 10% DUE TO ABSOLUTE ENCODER; PLAIN SHAFT, TOLERANCE N; WITH HOLDING BRAKE DEGREE OF PROTECTION IP64; PAINT FINISH RAL7016 | 1995 | TEM | 1 | MC | 6.902 | 1
1FK70437AF211GH5 | SIMOTICS S SYNCHRONOUS SERVOMOTOR, 1FK7 HIGH DYNAMIC, ZK 300 V 3.1 NM, 100 K, 3000 RPM, 0.79KW, NATURAL COOLING, IM B5 (V1, V3) POWER/SIGNAL CONNECTORS CONNECTOR CAN BE ROTATED BY 270 DEGR. BASIC ABSOLUTE ENCODER 32 P/REV (ENCODER A-32); PERFORMANCE REDUCTION BY 10% DUE TO ABSOLUTE ENCODER; PLAIN SHAFT, TOLERANCE N; WITH HOLDING BRAKE DEGREE OF PROTECTION IP65 AS FLANGE IP67; PAINT FINISH RAL7016 | 2097 | TEM | 1 | MC | 6.902 | 1
1FK70437AF211GH8 | SIMOTICS S SYNCHRONOUS SERVOMOTOR, 1FK7 HIGH DYNAMIC, ZK 300 V 3.1 NM, 100 K, 3000 RPM, 0.79KW, NATURAL COOLING, IM B5 (V1, V3) POWER/SIGNAL CONNECTORS CONNECTOR CAN BE ROTATED BY 270 DEGR. BASIC ABSOLUTE ENCODER 32 P/REV (ENCODER A-32); PERFORMANCE REDUCTION BY 10% DUE TO ABSOLUTE ENCODER; PLAIN SHAFT, TOLERANCE N; WITH HOLDING BRAKE DEGREE OF PROTECTION IP65 IP67 D-END FLANGE; RAL7016 COATING; METALLIC RATING PLATE AT MOTOR | 2205 | TEM | 1 | MC | 6.902 | 1
1FK70437AF211KA0 | SIMOTICS S SYNCHRONOUS SERVOMOTOR, 1FK7 HIGH DYNAMIC, ZK 300 V 3.1 NM, 100 K, 3000 RPM, 0.79KW, NATURAL COOLING, IM B5 (V1, V3) POWER/SIGNAL CONNECTORS CONNECTOR CAN BE ROTATED BY 270 DEGR. BASIC ABSOLUTE ENCODER 32 P/REV (ENCODER A-32) WITH DRIVE-CLIQ INTERFACE; PERFORMANCE REDUCTION BY 10% DUE TO ABSOLUTE ENCODER; SHAFT WITH FITTED KEY, TOLERANCE N; W/O HOLDING BRAKE DEGREE OF PROTECTION IP64 | 2018 | TEM | 1 | MC | 6.303 | 1
1FK70437AF211KA2 | SIMOTICS S SYNCHRONOUS SERVOMOTOR, 1FK7 HIGH DYNAMIC, ZK 300 V 3.1 NM, 100 K, 3000 RPM, 0.79KW, NATURAL COOLING, IM B5 (V1, V3) POWER/SIGNAL CONNECTORS CONNECTOR CAN BE ROTATED BY 270 DEGR. BASIC ABSOLUTE ENCODER 32 P/REV (ENCODER A-32) WITH DRIVE-CLIQ INTERFACE; PERFORMANCE REDUCTION BY 10% DUE TO ABSOLUTE ENCODER; SHAFT WITH FITTED KEY, TOLERANCE N; W/O HOLDING BRAKE DEGREE OF PROTECTION IP65 FLANGE ON DRIVE END IP67 | 2119 | TEM | 1 | MC | 6.303 | 1
1FK70437AF211KA3 | SIMOTICS S SYNCHRONOUS SERVOMOTOR, 1FK7 HIGH DYNAMIC, ZK 300 V 3.1 NM, 100 K, 3000 RPM, 0.79KW, NATURAL COOLING, IM B5 (V1, V3) POWER/SIGNAL CONNECTORS CONNECTOR CAN BE ROTATED BY 270 DEGR. BASIC ABSOLUTE ENCODER 32 P/REV (ENCODER A-32) WITH DRIVE-CLIQ INTERFACE; PERFORMANCE REDUCTION BY 10% DUE TO ABSOLUTE ENCODER; SHAFT WITH FITTED KEY, TOLERANCE N; W/O HOLDING BRAKE DEGREE OF PROTECTION IP64; PAINT FINISH RAL7016 | 2067 | TEM | 1 | MC | 6.303 | 1
1FK70437AF211KA5 | SIMOTICS S SYNCHRONOUS SERVOMOTOR, 1FK7 HIGH DYNAMIC, ZK 300 V 3.1 NM, 100 K, 3000 RPM, 0.79KW, NATURAL COOLING, IM B5 (V1, V3) POWER/SIGNAL CONNECTORS CONNECTOR CAN BE ROTATED BY 270 DEGR. BASIC ABSOLUTE ENCODER 32 P/REV (ENCODER A-32) WITH DRIVE-CLIQ INTERFACE; PERFORMANCE REDUCTION BY 10% DUE TO ABSOLUTE ENCODER; SHAFT WITH FITTED KEY, TOLERANCE N; W/O HOLDING BRAKE DEGREE OF PROTECTION IP65 AS FLANGE IP67; PAINT FINISH RAL7016 | 2169 | TEM | 1 | MC | 6.303 | 1
1FK70437AF211KA8 | SIMOTICS S SYNCHRONOUS SERVOMOTOR, 1FK7 HIGH DYNAMIC, ZK 300 V 3.1 NM, 100 K, 3000 RPM, 0.79KW, NATURAL COOLING, IM B5 (V1, V3) POWER/SIGNAL CONNECTORS CONNECTOR CAN BE ROTATED BY 270 DEGR. BASIC ABSOLUTE ENCODER 32 P/REV (ENCODER A-32) WITH DRIVE-CLIQ INTERFACE; PERFORMANCE REDUCTION BY 10% DUE TO ABSOLUTE ENCODER; SHAFT WITH FITTED KEY, TOLERANCE N; W/O HOLDING BRAKE DEGREE OF PROTECTION IP65 IP67 D-END FLANGE; RAL7016 COATING; METALLIC RATING PLATE AT MOTOR | 2277 | TEM | 1 | MC | 6.303 | 1
1FK70437AF211KB0 | SIMOTICS S SYNCHRONOUS SERVOMOTOR, 1FK7 HIGH DYNAMIC, ZK 300 V 3.1 NM, 100 K, 3000 RPM, 0.79KW, NATURAL COOLING, IM B5 (V1, V3) POWER/SIGNAL CONNECTORS CONNECTOR CAN BE ROTATED BY 270 DEGR. BASIC ABSOLUTE ENCODER 32 P/REV (ENCODER A-32) WITH DRIVE-CLIQ INTERFACE; PERFORMANCE REDUCTION BY 10% DUE TO ABSOLUTE ENCODER; SHAFT WITH FITTED KEY, TOLERANCE N; WITH HOLDING BRAKE DEGREE OF PROTECTION IP64 | 2301 | TEM | 1 | MC | 6.902 | 1
1FK70437AF211KB2 | SIMOTICS S SYNCHRONOUS SERVOMOTOR, 1FK7 HIGH DYNAMIC, ZK 300 V 3.1 NM, 100 K, 3000 RPM, 0.79KW, NATURAL COOLING, IM B5 (V1, V3) POWER/SIGNAL CONNECTORS CONNECTOR CAN BE ROTATED BY 270 DEGR. BASIC ABSOLUTE ENCODER 32 P/REV (ENCODER A-32) WITH DRIVE-CLIQ INTERFACE; PERFORMANCE REDUCTION BY 10% DUE TO ABSOLUTE ENCODER; SHAFT WITH FITTED KEY, TOLERANCE N; WITH HOLDING BRAKE DEGREE OF PROTECTION IP65 FLANGE ON DRIVE END IP67 | 2403 | TEM | 1 | MC | 6.902 | 1
1FK70437AF211KB3 | SIMOTICS S SYNCHRONOUS SERVOMOTOR, 1FK7 HIGH DYNAMIC, ZK 300 V 3.1 NM, 100 K, 3000 RPM, 0.79KW, NATURAL COOLING, IM B5 (V1, V3) POWER/SIGNAL CONNECTORS CONNECTOR CAN BE ROTATED BY 270 DEGR. BASIC ABSOLUTE ENCODER 32 P/REV (ENCODER A-32) WITH DRIVE-CLIQ INTERFACE; PERFORMANCE REDUCTION BY 10% DUE TO ABSOLUTE ENCODER; SHAFT WITH FITTED KEY, TOLERANCE N; WITH HOLDING BRAKE DEGREE OF PROTECTION IP64; PAINT FINISH RAL7016 | 2351 | TEM | 1 | MC | 6.902 | 1
1FK70437AF211KB5 | SIMOTICS S SYNCHRONOUS SERVOMOTOR, 1FK7 HIGH DYNAMIC, ZK 300 V 3.1 NM, 100 K, 3000 RPM, 0.79KW, NATURAL COOLING, IM B5 (V1, V3) POWER/SIGNAL CONNECTORS CONNECTOR CAN BE ROTATED BY 270 DEGR. BASIC ABSOLUTE ENCODER 32 P/REV (ENCODER A-32) WITH DRIVE-CLIQ INTERFACE; PERFORMANCE REDUCTION BY 10% DUE TO ABSOLUTE ENCODER; SHAFT WITH FITTED KEY, TOLERANCE N; WITH HOLDING BRAKE DEGREE OF PROTECTION IP65 AS FLANGE IP67; PAINT FINISH RAL7016 | 2452 | TEM | 1 | MC | 6.902 | 1
1FK70437AF211KB8 | SIMOTICS S SYNCHRONOUS SERVOMOTOR, 1FK7 HIGH DYNAMIC, ZK 300 V 3.1 NM, 100 K, 3000 RPM, 0.79KW, NATURAL COOLING, IM B5 (V1, V3) POWER/SIGNAL CONNECTORS CONNECTOR CAN BE ROTATED BY 270 DEGR. BASIC ABSOLUTE ENCODER 32 P/REV (ENCODER A-32) WITH DRIVE-CLIQ INTERFACE; PERFORMANCE REDUCTION BY 10% DUE TO ABSOLUTE ENCODER; SHAFT WITH FITTED KEY, TOLERANCE N; WITH HOLDING BRAKE DEGREE OF PROTECTION IP65 IP67 D-END FLANGE; RAL7016 COATING; METALLIC RATING PLATE AT MOTOR | 2561 | TEM | 1 | MC | 6.902 | 1
1FK70437AF211KG0 | SIMOTICS S SYNCHRONOUS SERVOMOTOR, 1FK7 HIGH DYNAMIC, ZK 300 V 3.1 NM, 100 K, 3000 RPM, 0.79KW, NATURAL COOLING, IM B5 (V1, V3) POWER/SIGNAL CONNECTORS CONNECTOR CAN BE ROTATED BY 270 DEGR. BASIC ABSOLUTE ENCODER 32 P/REV (ENCODER A-32) WITH DRIVE-CLIQ INTERFACE; PERFORMANCE REDUCTION BY 10% DUE TO ABSOLUTE ENCODER; PLAIN SHAFT, TOLERANCE N; W/O HOLDING BRAKE DEGREE OF PROTECTION IP64 | 1924 | TEM | 1 | MC | 6.303 | 1
1FK70437AF211KG2 | SIMOTICS S SYNCHRONOUS SERVOMOTOR, 1FK7 HIGH DYNAMIC, ZK 300 V 3.1 NM, 100 K, 3000 RPM, 0.79KW, NATURAL COOLING, IM B5 (V1, V3) POWER/SIGNAL CONNECTORS CONNECTOR CAN BE ROTATED BY 270 DEGR. BASIC ABSOLUTE ENCODER 32 P/REV (ENCODER A-32) WITH DRIVE-CLIQ INTERFACE; PERFORMANCE REDUCTION BY 10% DUE TO ABSOLUTE ENCODER; PLAIN SHAFT, TOLERANCE N; W/O HOLDING BRAKE DEGREE OF PROTECTION IP65 FLANGE ON DRIVE END IP67 | 2026 | TEM | 1 | MC | 6.303 | 1
1FK70437AF211KG3 | SIMOTICS S SYNCHRONOUS SERVOMOTOR, 1FK7 HIGH DYNAMIC, ZK 300 V 3.1 NM, 100 K, 3000 RPM, 0.79KW, NATURAL COOLING, IM B5 (V1, V3) POWER/SIGNAL CONNECTORS CONNECTOR CAN BE ROTATED BY 270 DEGR. BASIC ABSOLUTE ENCODER 32 P/REV (ENCODER A-32) WITH DRIVE-CLIQ INTERFACE; PERFORMANCE REDUCTION BY 10% DUE TO ABSOLUTE ENCODER; PLAIN SHAFT, TOLERANCE N; W/O HOLDING BRAKE DEGREE OF PROTECTION IP64; PAINT FINISH RAL7016 | 1973 | TEM | 1 | MC | 6.303 | 1
1FK70437AF211KG5 | SIMOTICS S SYNCHRONOUS SERVOMOTOR, 1FK7 HIGH DYNAMIC, ZK 300 V 3.1 NM, 100 K, 3000 RPM, 0.79KW, NATURAL COOLING, IM B5 (V1, V3) POWER/SIGNAL CONNECTORS CONNECTOR CAN BE ROTATED BY 270 DEGR. BASIC ABSOLUTE ENCODER 32 P/REV (ENCODER A-32) WITH DRIVE-CLIQ INTERFACE; PERFORMANCE REDUCTION BY 10% DUE TO ABSOLUTE ENCODER; PLAIN SHAFT, TOLERANCE N; W/O HOLDING BRAKE DEGREE OF PROTECTION IP65 AS FLANGE IP67; PAINT FINISH RAL7016 | 2075 | TEM | 1 | MC | 6.303 | 1
1FK70437AF211KG8 | SIMOTICS S SYNCHRONOUS SERVOMOTOR, 1FK7 HIGH DYNAMIC, ZK 300 V 3.1 NM, 100 K, 3000 RPM, 0.79KW, NATURAL COOLING, IM B5 (V1, V3) POWER/SIGNAL CONNECTORS CONNECTOR CAN BE ROTATED BY 270 DEGR. BASIC ABSOLUTE ENCODER 32 P/REV (ENCODER A-32) WITH DRIVE-CLIQ INTERFACE; PERFORMANCE REDUCTION BY 10% DUE TO ABSOLUTE ENCODER; PLAIN SHAFT, TOLERANCE N; W/O HOLDING BRAKE DEGREE OF PROTECTION IP65 IP67 D-END FLANGE; RAL7016 COATING; METALLIC RATING PLATE AT MOTOR | 2184 | TEM | 1 | MC | 6.303 | 1
1FK70437AF211KH0 | SIMOTICS S SYNCHRONOUS SERVOMOTOR, 1FK7 HIGH DYNAMIC, ZK 300 V 3.1 NM, 100 K, 3000 RPM, 0.79KW, NATURAL COOLING, IM B5 (V1, V3) POWER/SIGNAL CONNECTORS CONNECTOR CAN BE ROTATED BY 270 DEGR. BASIC ABSOLUTE ENCODER 32 P/REV (ENCODER A-32) WITH DRIVE-CLIQ INTERFACE; PERFORMANCE REDUCTION BY 10% DUE TO ABSOLUTE ENCODER; PLAIN SHAFT, TOLERANCE N; WITH HOLDING BRAKE DEGREE OF PROTECTION IP64 | 2205 | TEM | 1 | MC | 6.902 | 1
1FK70437AF211KH2 | SIMOTICS S SYNCHRONOUS SERVOMOTOR, 1FK7 HIGH DYNAMIC, ZK 300 V 3.1 NM, 100 K, 3000 RPM, 0.79KW, NATURAL COOLING, IM B5 (V1, V3) POWER/SIGNAL CONNECTORS CONNECTOR CAN BE ROTATED BY 270 DEGR. BASIC ABSOLUTE ENCODER 32 P/REV (ENCODER A-32) WITH DRIVE-CLIQ INTERFACE; PERFORMANCE REDUCTION BY 10% DUE TO ABSOLUTE ENCODER; PLAIN SHAFT, TOLERANCE N; WITH HOLDING BRAKE DEGREE OF PROTECTION IP65 FLANGE ON DRIVE END IP67 | 2307 | TEM | 1 | MC | 6.902 | 1
1FK70437AF211KH3 | SIMOTICS S SYNCHRONOUS SERVOMOTOR, 1FK7 HIGH DYNAMIC, ZK 300 V 3.1 NM, 100 K, 3000 RPM, 0.79KW, NATURAL COOLING, IM B5 (V1, V3) POWER/SIGNAL CONNECTORS CONNECTOR CAN BE ROTATED BY 270 DEGR. BASIC ABSOLUTE ENCODER 32 P/REV (ENCODER A-32) WITH DRIVE-CLIQ INTERFACE; PERFORMANCE REDUCTION BY 10% DUE TO ABSOLUTE ENCODER; PLAIN SHAFT, TOLERANCE N; WITH HOLDING BRAKE DEGREE OF PROTECTION IP64; PAINT FINISH RAL7016 | 2254 | TEM | 1 | MC | 6.902 | 1
1FK70437AF211KH5 | SIMOTICS S SYNCHRONOUS SERVOMOTOR, 1FK7 HIGH DYNAMIC, ZK 300 V 3.1 NM, 100 K, 3000 RPM, 0.79KW, NATURAL COOLING, IM B5 (V1, V3) POWER/SIGNAL CONNECTORS CONNECTOR CAN BE ROTATED BY 270 DEGR. BASIC ABSOLUTE ENCODER 32 P/REV (ENCODER A-32) WITH DRIVE-CLIQ INTERFACE; PERFORMANCE REDUCTION BY 10% DUE TO ABSOLUTE ENCODER; PLAIN SHAFT, TOLERANCE N; WITH HOLDING BRAKE DEGREE OF PROTECTION IP65 AS FLANGE IP67; PAINT FINISH RAL7016 | 2356 | TEM | 1 | MC | 6.902 | 1
1FK70437AF211KH8 | SIMOTICS S SYNCHRONOUS SERVOMOTOR, 1FK7 HIGH DYNAMIC, ZK 300 V 3.1 NM, 100 K, 3000 RPM, 0.79KW, NATURAL COOLING, IM B5 (V1, V3) POWER/SIGNAL CONNECTORS CONNECTOR CAN BE ROTATED BY 270 DEGR. BASIC ABSOLUTE ENCODER 32 P/REV (ENCODER A-32) WITH DRIVE-CLIQ INTERFACE; PERFORMANCE REDUCTION BY 10% DUE TO ABSOLUTE ENCODER; PLAIN SHAFT, TOLERANCE N; WITH HOLDING BRAKE DEGREE OF PROTECTION IP65 IP67 D-END FLANGE; RAL7016 COATING; METALLIC RATING PLATE AT MOTOR | 2465 | TEM | 1 | MC | 6.902 | 1
1FK70437AF211PA0 | SIMOTICS S SYNCHRONOUS SERVOMOTOR, 1FK7 HIGH DYNAMIC, ZK 300 V 3.1 NM, 100 K, 3000 RPM, 0.79KW, NATURAL COOLING, IM B5 (V1, V3) POWER/SIGNAL CONNECTORS CONNECTOR CAN BE ROTATED BY 270 DEGR. RESOLVER 2-POLE (RESOLVER P=1) WITH DRIVE-CLIQ INTERFACE; SHAFT WITH FITTED KEY, TOLERANCE N; W/O HOLDING BRAKE DEGREE OF PROTECTION IP64 | 1542 | TEM | 1 | MC | 6.303 | 1
1FK70437AF211PA2 | SIMOTICS S SYNCHRONOUS SERVOMOTOR, 1FK7 HIGH DYNAMIC, ZK 300 V 3.1 NM, 100 K, 3000 RPM, 0.79KW, NATURAL COOLING, IM B5 (V1, V3) POWER/SIGNAL CONNECTORS CONNECTOR CAN BE ROTATED BY 270 DEGR. RESOLVER 2-POLE (RESOLVER P=1) WITH DRIVE-CLIQ INTERFACE; SHAFT WITH FITTED KEY, TOLERANCE N; W/O HOLDING BRAKE DEGREE OF PROTECTION IP65 FLANGE ON DRIVE END IP67 | 1644 | TEM | 1 | MC | 6.303 | 1
1FK70437AF211PA3 | SIMOTICS S SYNCHRONOUS SERVOMOTOR, 1FK7 HIGH DYNAMIC, ZK 300 V 3.1 NM, 100 K, 3000 RPM, 0.79KW, NATURAL COOLING, IM B5 (V1, V3) POWER/SIGNAL CONNECTORS CONNECTOR CAN BE ROTATED BY 270 DEGR. RESOLVER 2-POLE (RESOLVER P=1) WITH DRIVE-CLIQ INTERFACE; SHAFT WITH FITTED KEY, TOLERANCE N; W/O HOLDING BRAKE DEGREE OF PROTECTION IP64; PAINT FINISH RAL7016 | 1592 | TEM | 1 | MC | 6.303 | 1
1FK70437AF211PA5 | SIMOTICS S SYNCHRONOUS SERVOMOTOR, 1FK7 HIGH DYNAMIC, ZK 300 V 3.1 NM, 100 K, 3000 RPM, 0.79KW, NATURAL COOLING, IM B5 (V1, V3) POWER/SIGNAL CONNECTORS CONNECTOR CAN BE ROTATED BY 270 DEGR. RESOLVER 2-POLE (RESOLVER P=1) WITH DRIVE-CLIQ INTERFACE; SHAFT WITH FITTED KEY, TOLERANCE N; W/O HOLDING BRAKE DEGREE OF PROTECTION IP65 AS FLANGE IP67; PAINT FINISH RAL7016 | 1693 | TEM | 1 | MC | 6.303 | 1
1FK70437AF211PA8 | SIMOTICS S SYNCHRONOUS SERVOMOTOR, 1FK7 HIGH DYNAMIC, ZK 300 V 3.1 NM, 100 K, 3000 RPM, 0.79KW, NATURAL COOLING, IM B5 (V1, V3) POWER/SIGNAL CONNECTORS CONNECTOR CAN BE ROTATED BY 270 DEGR. RESOLVER 2-POLE (RESOLVER P=1) WITH DRIVE-CLIQ INTERFACE; SHAFT WITH FITTED KEY, TOLERANCE N; W/O HOLDING BRAKE DEGREE OF PROTECTION IP65 IP67 D-END FLANGE; RAL7016 COATING; METALLIC RATING PLATE AT MOTOR | 1802 | TEM | 1 | MC | 6.303 | 1
1FK70437AF211PB0 | SIMOTICS S SYNCHRONOUS SERVOMOTOR, 1FK7 HIGH DYNAMIC, ZK 300 V 3.1 NM, 100 K, 3000 RPM, 0.79KW, NATURAL COOLING, IM B5 (V1, V3) POWER/SIGNAL CONNECTORS CONNECTOR CAN BE ROTATED BY 270 DEGR. RESOLVER 2-POLE (RESOLVER P=1) WITH DRIVE-CLIQ INTERFACE; SHAFT WITH FITTED KEY, TOLERANCE N; WITH HOLDING BRAKE DEGREE OF PROTECTION IP64 | 1826 | TEM | 1 | MC | 6.902 | 1
1FK70437AF211PB2 | SIMOTICS S SYNCHRONOUS SERVOMOTOR, 1FK7 HIGH DYNAMIC, ZK 300 V 3.1 NM, 100 K, 3000 RPM, 0.79KW, NATURAL COOLING, IM B5 (V1, V3) POWER/SIGNAL CONNECTORS CONNECTOR CAN BE ROTATED BY 270 DEGR. RESOLVER 2-POLE (RESOLVER P=1) WITH DRIVE-CLIQ INTERFACE; SHAFT WITH FITTED KEY, TOLERANCE N; WITH HOLDING BRAKE DEGREE OF PROTECTION IP65 FLANGE ON DRIVE END IP67 | 1927 | TEM | 1 | MC | 6.902 | 1
1FK70437AF211PB3 | SIMOTICS S SYNCHRONOUS SERVOMOTOR, 1FK7 HIGH DYNAMIC, ZK 300 V 3.1 NM, 100 K, 3000 RPM, 0.79KW, NATURAL COOLING, IM B5 (V1, V3) POWER/SIGNAL CONNECTORS CONNECTOR CAN BE ROTATED BY 270 DEGR. RESOLVER 2-POLE (RESOLVER P=1) WITH DRIVE-CLIQ INTERFACE; SHAFT WITH FITTED KEY, TOLERANCE N; WITH HOLDING BRAKE DEGREE OF PROTECTION IP64; PAINT FINISH RAL7016 | 1875 | TEM | 1 | MC | 6.902 | 1
1FK70437AF211PB5 | SIMOTICS S SYNCHRONOUS SERVOMOTOR, 1FK7 HIGH DYNAMIC, ZK 300 V 3.1 NM, 100 K, 3000 RPM, 0.79KW, NATURAL COOLING, IM B5 (V1, V3) POWER/SIGNAL CONNECTORS CONNECTOR CAN BE ROTATED BY 270 DEGR. RESOLVER 2-POLE (RESOLVER P=1) WITH DRIVE-CLIQ INTERFACE; SHAFT WITH FITTED KEY, TOLERANCE N; WITH HOLDING BRAKE DEGREE OF PROTECTION IP65 AS FLANGE IP67; PAINT FINISH RAL7016 | 1977 | TEM | 1 | MC | 6.902 | 1
1FK70437AF211PB8 | SIMOTICS S SYNCHRONOUS SERVOMOTOR, 1FK7 HIGH DYNAMIC, ZK 300 V 3.1 NM, 100 K, 3000 RPM, 0.79KW, NATURAL COOLING, IM B5 (V1, V3) POWER/SIGNAL CONNECTORS CONNECTOR CAN BE ROTATED BY 270 DEGR. RESOLVER 2-POLE (RESOLVER P=1) WITH DRIVE-CLIQ INTERFACE; SHAFT WITH FITTED KEY, TOLERANCE N; WITH HOLDING BRAKE DEGREE OF PROTECTION IP65 IP67 D-END FLANGE; RAL7016 COATING; METALLIC RATING PLATE AT MOTOR | 2085 | TEM | 1 | MC | 6.902 | 1
1FK70437AF211PG0 | SIMOTICS S SYNCHRONOUS SERVOMOTOR, 1FK7 HIGH DYNAMIC, ZK 300 V 3.1 NM, 100 K, 3000 RPM, 0.79KW, NATURAL COOLING, IM B5 (V1, V3) POWER/SIGNAL CONNECTORS CONNECTOR CAN BE ROTATED BY 270 DEGR. RESOLVER 2-POLE (RESOLVER P=1) WITH DRIVE-CLIQ INTERFACE; PLAIN SHAFT, TOLERANCE N; W/O HOLDING BRAKE DEGREE OF PROTECTION IP64 | 1449 | TEM | 1 | MC | 6.303 | 1
1FK70437AF211PG2 | SIMOTICS S SYNCHRONOUS SERVOMOTOR, 1FK7 HIGH DYNAMIC, ZK 300 V 3.1 NM, 100 K, 3000 RPM, 0.79KW, NATURAL COOLING, IM B5 (V1, V3) POWER/SIGNAL CONNECTORS CONNECTOR CAN BE ROTATED BY 270 DEGR. RESOLVER 2-POLE (RESOLVER P=1) WITH DRIVE-CLIQ INTERFACE; PLAIN SHAFT, TOLERANCE N; W/O HOLDING BRAKE DEGREE OF PROTECTION IP65 FLANGE ON DRIVE END IP67 | 1550 | TEM | 1 | MC | 6.303 | 1
1FK70437AF211PG3 | SIMOTICS S SYNCHRONOUS SERVOMOTOR, 1FK7 HIGH DYNAMIC, ZK 300 V 3.1 NM, 100 K, 3000 RPM, 0.79KW, NATURAL COOLING, IM B5 (V1, V3) POWER/SIGNAL CONNECTORS CONNECTOR CAN BE ROTATED BY 270 DEGR. RESOLVER 2-POLE (RESOLVER P=1) WITH DRIVE-CLIQ INTERFACE; PLAIN SHAFT, TOLERANCE N; W/O HOLDING BRAKE DEGREE OF PROTECTION IP64; PAINT FINISH RAL7016 | 1498 | TEM | 1 | MC | 6.303 | 1
1FK70437AF211PG5 | SIMOTICS S SYNCHRONOUS SERVOMOTOR, 1FK7 HIGH DYNAMIC, ZK 300 V 3.1 NM, 100 K, 3000 RPM, 0.79KW, NATURAL COOLING, IM B5 (V1, V3) POWER/SIGNAL CONNECTORS CONNECTOR CAN BE ROTATED BY 270 DEGR. RESOLVER 2-POLE (RESOLVER P=1) WITH DRIVE-CLIQ INTERFACE; PLAIN SHAFT, TOLERANCE N; W/O HOLDING BRAKE DEGREE OF PROTECTION IP65 AS FLANGE IP67; PAINT FINISH RAL7016 | 1599 | TEM | 1 | MC | 6.303 | 1
1FK70437AF211PG8 | SIMOTICS S SYNCHRONOUS SERVOMOTOR, 1FK7 HIGH DYNAMIC, ZK 300 V 3.1 NM, 100 K, 3000 RPM, 0.79KW, NATURAL COOLING, IM B5 (V1, V3) POWER/SIGNAL CONNECTORS CONNECTOR CAN BE ROTATED BY 270 DEGR. RESOLVER 2-POLE (RESOLVER P=1) WITH DRIVE-CLIQ INTERFACE; PLAIN SHAFT, TOLERANCE N; W/O HOLDING BRAKE DEGREE OF PROTECTION IP65 IP67 D-END FLANGE; RAL7016 COATING; METALLIC RATING PLATE AT MOTOR | 1708 | TEM | 1 | MC | 6.303 | 1
1FK70437AF211PH0 | SIMOTICS S SYNCHRONOUS SERVOMOTOR, 1FK7 HIGH DYNAMIC, ZK 300 V 3.1 NM, 100 K, 3000 RPM, 0.79KW, NATURAL COOLING, IM B5 (V1, V3) POWER/SIGNAL CONNECTORS CONNECTOR CAN BE ROTATED BY 270 DEGR. RESOLVER 2-POLE (RESOLVER P=1) WITH DRIVE-CLIQ INTERFACE; PLAIN SHAFT, TOLERANCE N; WITH HOLDING BRAKE DEGREE OF PROTECTION IP64 | 1730 | TEM | 1 | MC | 6.902 | 1
1FK70437AF211PH2 | SIMOTICS S SYNCHRONOUS SERVOMOTOR, 1FK7 HIGH DYNAMIC, ZK 300 V 3.1 NM, 100 K, 3000 RPM, 0.79KW, NATURAL COOLING, IM B5 (V1, V3) POWER/SIGNAL CONNECTORS CONNECTOR CAN BE ROTATED BY 270 DEGR. RESOLVER 2-POLE (RESOLVER P=1) WITH DRIVE-CLIQ INTERFACE; PLAIN SHAFT, TOLERANCE N; WITH HOLDING BRAKE DEGREE OF PROTECTION IP65 FLANGE ON DRIVE END IP67 | 1831 | TEM | 1 | MC | 6.902 | 1
1FK70437AF211PH3 | SIMOTICS S SYNCHRONOUS SERVOMOTOR, 1FK7 HIGH DYNAMIC, ZK 300 V 3.1 NM, 100 K, 3000 RPM, 0.79KW, NATURAL COOLING, IM B5 (V1, V3) POWER/SIGNAL CONNECTORS CONNECTOR CAN BE ROTATED BY 270 DEGR. RESOLVER 2-POLE (RESOLVER P=1) WITH DRIVE-CLIQ INTERFACE; PLAIN SHAFT, TOLERANCE N; WITH HOLDING BRAKE DEGREE OF PROTECTION IP64; PAINT FINISH RAL7016 | 1779 | TEM | 1 | MC | 6.902 | 1
1FK70437AF211PH5 | SIMOTICS S SYNCHRONOUS SERVOMOTOR, 1FK7 HIGH DYNAMIC, ZK 300 V 3.1 NM, 100 K, 3000 RPM, 0.79KW, NATURAL COOLING, IM B5 (V1, V3) POWER/SIGNAL CONNECTORS CONNECTOR CAN BE ROTATED BY 270 DEGR. RESOLVER 2-POLE (RESOLVER P=1) WITH DRIVE-CLIQ INTERFACE; PLAIN SHAFT, TOLERANCE N; WITH HOLDING BRAKE DEGREE OF PROTECTION IP65 AS FLANGE IP67; PAINT FINISH RAL7016 | 1880 | TEM | 1 | MC | 6.902 | 1
1FK70437AF211PH8 | SIMOTICS S SYNCHRONOUS SERVOMOTOR, 1FK7 HIGH DYNAMIC, ZK 300 V 3.1 NM, 100 K, 3000 RPM, 0.79KW, NATURAL COOLING, IM B5 (V1, V3) POWER/SIGNAL CONNECTORS CONNECTOR CAN BE ROTATED BY 270 DEGR. RESOLVER 2-POLE (RESOLVER P=1) WITH DRIVE-CLIQ INTERFACE; PLAIN SHAFT, TOLERANCE N; WITH HOLDING BRAKE DEGREE OF PROTECTION IP65 IP67 D-END FLANGE; RAL7016 COATING; METALLIC RATING PLATE AT MOTOR | 1989 | TEM | 1 | MC | 6.902 | 1
1FK70437AF211SA0 | SIMOTICS S SYNCHRONOUS SERVOMOTOR, 1FK7 HIGH DYNAMIC, ZK 300 V 3.1 NM, 100 K, 3000 RPM, 0.79KW, NATURAL COOLING, IM B5 (V1, V3) POWER/SIGNAL CONNECTORS CONNECTOR CAN BE ROTATED BY 270 DEGR. RESOLVER MULTI-POLE (RESOLVER P=3); SHAFT WITH FITTED KEY, TOLERANCE N; W/O HOLDING BRAKE DEGREE OF PROTECTION IP64 | 1281 | TEM | 1 | MC | 6.303 | 1
1FK70437AF211SA2 | SIMOTICS S SYNCHRONOUS SERVOMOTOR, 1FK7 HIGH DYNAMIC, ZK 300 V 3.1 NM, 100 K, 3000 RPM, 0.79KW, NATURAL COOLING, IM B5 (V1, V3) POWER/SIGNAL CONNECTORS CONNECTOR CAN BE ROTATED BY 270 DEGR. RESOLVER MULTI-POLE (RESOLVER P=3); SHAFT WITH FITTED KEY, TOLERANCE N; W/O HOLDING BRAKE DEGREE OF PROTECTION IP65 FLANGE ON DRIVE END IP67 | 1382 | TEM | 1 | MC | 6.303 | 1
1FK70437AF211SA3 | SIMOTICS S SYNCHRONOUS SERVOMOTOR, 1FK7 HIGH DYNAMIC, ZK 300 V 3.1 NM, 100 K, 3000 RPM, 0.79KW, NATURAL COOLING, IM B5 (V1, V3) POWER/SIGNAL CONNECTORS CONNECTOR CAN BE ROTATED BY 270 DEGR. RESOLVER MULTI-POLE (RESOLVER P=3); SHAFT WITH FITTED KEY, TOLERANCE N; W/O HOLDING BRAKE DEGREE OF PROTECTION IP64; PAINT FINISH RAL7016 | 1330 | TEM | 1 | MC | 6.303 | 1
1FK70437AF211SA5 | SIMOTICS S SYNCHRONOUS SERVOMOTOR, 1FK7 HIGH DYNAMIC, ZK 300 V 3.1 NM, 100 K, 3000 RPM, 0.79KW, NATURAL COOLING, IM B5 (V1, V3) POWER/SIGNAL CONNECTORS CONNECTOR CAN BE ROTATED BY 270 DEGR. RESOLVER MULTI-POLE (RESOLVER P=3); SHAFT WITH FITTED KEY, TOLERANCE N; W/O HOLDING BRAKE DEGREE OF PROTECTION IP65 AS FLANGE IP67; PAINT FINISH RAL7016 | 1431 | TEM | 1 | MC | 6.303 | 1
1FK70437AF211SA8 | SIMOTICS S SYNCHRONOUS SERVOMOTOR, 1FK7 HIGH DYNAMIC, ZK 300 V 3.1 NM, 100 K, 3000 RPM, 0.79KW, NATURAL COOLING, IM B5 (V1, V3) POWER/SIGNAL CONNECTORS CONNECTOR CAN BE ROTATED BY 270 DEGR. RESOLVER MULTI-POLE (RESOLVER P=3); SHAFT WITH FITTED KEY, TOLERANCE N; W/O HOLDING BRAKE DEGREE OF PROTECTION IP65 IP67 D-END FLANGE; RAL7016 COATING; METALLIC RATING PLATE AT MOTOR | 1540 | TEM | 1 | MC | 6.303 | 1
1FK70437AF211SB0 | SIMOTICS S SYNCHRONOUS SERVOMOTOR, 1FK7 HIGH DYNAMIC, ZK 300 V 3.1 NM, 100 K, 3000 RPM, 0.79KW, NATURAL COOLING, IM B5 (V1, V3) POWER/SIGNAL CONNECTORS CONNECTOR CAN BE ROTATED BY 270 DEGR. RESOLVER MULTI-POLE (RESOLVER P=3); SHAFT WITH FITTED KEY, TOLERANCE N; WITH HOLDING BRAKE DEGREE OF PROTECTION IP64 | 1564 | TEM | 1 | MC | 6.902 | 1
1FK70437AF211SB2 | SIMOTICS S SYNCHRONOUS SERVOMOTOR, 1FK7 HIGH DYNAMIC, ZK 300 V 3.1 NM, 100 K, 3000 RPM, 0.79KW, NATURAL COOLING, IM B5 (V1, V3) POWER/SIGNAL CONNECTORS CONNECTOR CAN BE ROTATED BY 270 DEGR. RESOLVER MULTI-POLE (RESOLVER P=3); SHAFT WITH FITTED KEY, TOLERANCE N; WITH HOLDING BRAKE DEGREE OF PROTECTION IP65 FLANGE ON DRIVE END IP67 | 1666 | TEM | 1 | MC | 6.902 | 1
1FK70437AF211SB3 | SIMOTICS S SYNCHRONOUS SERVOMOTOR, 1FK7 HIGH DYNAMIC, ZK 300 V 3.1 NM, 100 K, 3000 RPM, 0.79KW, NATURAL COOLING, IM B5 (V1, V3) POWER/SIGNAL CONNECTORS CONNECTOR CAN BE ROTATED BY 270 DEGR. RESOLVER MULTI-POLE (RESOLVER P=3); SHAFT WITH FITTED KEY, TOLERANCE N; WITH HOLDING BRAKE DEGREE OF PROTECTION IP64; PAINT FINISH RAL7016 | 1613 | TEM | 1 | MC | 6.902 | 1
1FK70437AF211SB5 | SIMOTICS S SYNCHRONOUS SERVOMOTOR, 1FK7 HIGH DYNAMIC, ZK 300 V 3.1 NM, 100 K, 3000 RPM, 0.79KW, NATURAL COOLING, IM B5 (V1, V3) POWER/SIGNAL CONNECTORS CONNECTOR CAN BE ROTATED BY 270 DEGR. RESOLVER MULTI-POLE (RESOLVER P=3); SHAFT WITH FITTED KEY, TOLERANCE N; WITH HOLDING BRAKE DEGREE OF PROTECTION IP65 AS FLANGE IP67; PAINT FINISH RAL7016 | 1715 | TEM | 1 | MC | 6.902 | 1
1FK70437AF211SB8 | SIMOTICS S SYNCHRONOUS SERVOMOTOR, 1FK7 HIGH DYNAMIC, ZK 300 V 3.1 NM, 100 K, 3000 RPM, 0.79KW, NATURAL COOLING, IM B5 (V1, V3) POWER/SIGNAL CONNECTORS CONNECTOR CAN BE ROTATED BY 270 DEGR. RESOLVER MULTI-POLE (RESOLVER P=3); SHAFT WITH FITTED KEY, TOLERANCE N; WITH HOLDING BRAKE DEGREE OF PROTECTION IP65 IP67 D-END FLANGE; RAL7016 COATING; METALLIC RATING PLATE AT MOTOR | 1823 | TEM | 1 | MC | 6.902 | 1
1FK70437AF211SG0 | SIMOTICS S SYNCHRONOUS SERVOMOTOR, 1FK7 HIGH DYNAMIC, ZK 300 V 3.1 NM, 100 K, 3000 RPM, 0.79KW, NATURAL COOLING, IM B5 (V1, V3) POWER/SIGNAL CONNECTORS CONNECTOR CAN BE ROTATED BY 270 DEGR. RESOLVER MULTI-POLE (RESOLVER P=3); PLAIN SHAFT, TOLERANCE N; W/O HOLDING BRAKE DEGREE OF PROTECTION IP64 | 1187 | TEM | 1 | MC | 6.303 | 1
1FK70437AF211SG2 | SIMOTICS S SYNCHRONOUS SERVOMOTOR, 1FK7 HIGH DYNAMIC, ZK 300 V 3.1 NM, 100 K, 3000 RPM, 0.79KW, NATURAL COOLING, IM B5 (V1, V3) POWER/SIGNAL CONNECTORS CONNECTOR CAN BE ROTATED BY 270 DEGR. RESOLVER MULTI-POLE (RESOLVER P=3); PLAIN SHAFT, TOLERANCE N; W/O HOLDING BRAKE DEGREE OF PROTECTION IP65 FLANGE ON DRIVE END IP67 | 1289 | TEM | 1 | MC | 6.303 | 1
1FK70437AF211SG3 | SIMOTICS S SYNCHRONOUS SERVOMOTOR, 1FK7 HIGH DYNAMIC, ZK 300 V 3.1 NM, 100 K, 3000 RPM, 0.79KW, NATURAL COOLING, IM B5 (V1, V3) POWER/SIGNAL CONNECTORS CONNECTOR CAN BE ROTATED BY 270 DEGR. RESOLVER MULTI-POLE (RESOLVER P=3); PLAIN SHAFT, TOLERANCE N; W/O HOLDING BRAKE DEGREE OF PROTECTION IP64; PAINT FINISH RAL7016 | 1236 | TEM | 1 | MC | 6.303 | 1
1FK70437AF211SG5 | SIMOTICS S SYNCHRONOUS SERVOMOTOR, 1FK7 HIGH DYNAMIC, ZK 300 V 3.1 NM, 100 K, 3000 RPM, 0.79KW, NATURAL COOLING, IM B5 (V1, V3) POWER/SIGNAL CONNECTORS CONNECTOR CAN BE ROTATED BY 270 DEGR. RESOLVER MULTI-POLE (RESOLVER P=3); PLAIN SHAFT, TOLERANCE N; W/O HOLDING BRAKE DEGREE OF PROTECTION IP65 AS FLANGE IP67; PAINT FINISH RAL7016 | 1338 | TEM | 1 | MC | 6.303 | 1
1FK70437AF211SG8 | SIMOTICS S SYNCHRONOUS SERVOMOTOR, 1FK7 HIGH DYNAMIC, ZK 300 V 3.1 NM, 100 K, 3000 RPM, 0.79KW, NATURAL COOLING, IM B5 (V1, V3) POWER/SIGNAL CONNECTORS CONNECTOR CAN BE ROTATED BY 270 DEGR. RESOLVER MULTI-POLE (RESOLVER P=3); PLAIN SHAFT, TOLERANCE N; W/O HOLDING BRAKE DEGREE OF PROTECTION IP65 IP67 D-END FLANGE; RAL7016 COATING; METALLIC RATING PLATE AT MOTOR | 1446 | TEM | 1 | MC | 6.303 | 1
1FK70437AF211SH0 | SIMOTICS S SYNCHRONOUS SERVOMOTOR, 1FK7 HIGH DYNAMIC, ZK 300 V 3.1 NM, 100 K, 3000 RPM, 0.79KW, NATURAL COOLING, IM B5 (V1, V3) POWER/SIGNAL CONNECTORS CONNECTOR CAN BE ROTATED BY 270 DEGR. RESOLVER MULTI-POLE (RESOLVER P=3); PLAIN SHAFT, TOLERANCE N; WITH HOLDING BRAKE DEGREE OF PROTECTION IP64 | 1468 | TEM | 1 | MC | 6.902 | 1
1FK70437AF211SH2 | SIMOTICS S SYNCHRONOUS SERVOMOTOR, 1FK7 HIGH DYNAMIC, ZK 300 V 3.1 NM, 100 K, 3000 RPM, 0.79KW, NATURAL COOLING, IM B5 (V1, V3) POWER/SIGNAL CONNECTORS CONNECTOR CAN BE ROTATED BY 270 DEGR. RESOLVER MULTI-POLE (RESOLVER P=3); PLAIN SHAFT, TOLERANCE N; WITH HOLDING BRAKE DEGREE OF PROTECTION IP65 FLANGE ON DRIVE END IP67 | 1569 | TEM | 1 | MC | 6.902 | 1
1FK70437AF211SH3 | SIMOTICS S SYNCHRONOUS SERVOMOTOR, 1FK7 HIGH DYNAMIC, ZK 300 V 3.1 NM, 100 K, 3000 RPM, 0.79KW, NATURAL COOLING, IM B5 (V1, V3) POWER/SIGNAL CONNECTORS CONNECTOR CAN BE ROTATED BY 270 DEGR. RESOLVER MULTI-POLE (RESOLVER P=3); PLAIN SHAFT, TOLERANCE N; WITH HOLDING BRAKE DEGREE OF PROTECTION IP64; PAINT FINISH RAL7016 | 1517 | TEM | 1 | MC | 6.902 | 1
1FK70437AF211SH5 | SIMOTICS S SYNCHRONOUS SERVOMOTOR, 1FK7 HIGH DYNAMIC, ZK 300 V 3.1 NM, 100 K, 3000 RPM, 0.79KW, NATURAL COOLING, IM B5 (V1, V3) POWER/SIGNAL CONNECTORS CONNECTOR CAN BE ROTATED BY 270 DEGR. RESOLVER MULTI-POLE (RESOLVER P=3); PLAIN SHAFT, TOLERANCE N; WITH HOLDING BRAKE DEGREE OF PROTECTION IP65 AS FLANGE IP67; PAINT FINISH RAL7016 | 1619 | TEM | 1 | MC | 6.902 | 1
1FK70437AF211SH8 | SIMOTICS S SYNCHRONOUS SERVOMOTOR, 1FK7 HIGH DYNAMIC, ZK 300 V 3.1 NM, 100 K, 3000 RPM, 0.79KW, NATURAL COOLING, IM B5 (V1, V3) POWER/SIGNAL CONNECTORS CONNECTOR CAN BE ROTATED BY 270 DEGR. RESOLVER MULTI-POLE (RESOLVER P=3); PLAIN SHAFT, TOLERANCE N; WITH HOLDING BRAKE DEGREE OF PROTECTION IP65 IP67 D-END FLANGE; RAL7016 COATING; METALLIC RATING PLATE AT MOTOR | 1727 | TEM | 1 | MC | 6.902 | 1
1FK70437AF211TA0 | SIMOTICS S SYNCHRONOUS SERVOMOTOR, 1FK7 HIGH DYNAMIC, ZK 300 V 3.1 NM, 100 K, 3000 RPM, 0.79KW, NATURAL COOLING, IM B5 (V1, V3) POWER/SIGNAL CONNECTORS CONNECTOR CAN BE ROTATED BY 270 DEGR. RESOLVER 2-POLE (RESOLVER P=1); SHAFT WITH FITTED KEY, TOLERANCE N; W/O HOLDING BRAKE DEGREE OF PROTECTION IP64 | 1281 | TEM | 1 | MC | 6.303 | 1
1FK70437AF211TA2 | SIMOTICS S SYNCHRONOUS SERVOMOTOR, 1FK7 HIGH DYNAMIC, ZK 300 V 3.1 NM, 100 K, 3000 RPM, 0.79KW, NATURAL COOLING, IM B5 (V1, V3) POWER/SIGNAL CONNECTORS CONNECTOR CAN BE ROTATED BY 270 DEGR. RESOLVER 2-POLE (RESOLVER P=1); SHAFT WITH FITTED KEY, TOLERANCE N; W/O HOLDING BRAKE DEGREE OF PROTECTION IP65 FLANGE ON DRIVE END IP67 | 1382 | TEM | 1 | MC | 6.303 | 1
1FK70437AF211TA3 | SIMOTICS S SYNCHRONOUS SERVOMOTOR, 1FK7 HIGH DYNAMIC, ZK 300 V 3.1 NM, 100 K, 3000 RPM, 0.79KW, NATURAL COOLING, IM B5 (V1, V3) POWER/SIGNAL CONNECTORS CONNECTOR CAN BE ROTATED BY 270 DEGR. RESOLVER 2-POLE (RESOLVER P=1); SHAFT WITH FITTED KEY, TOLERANCE N; W/O HOLDING BRAKE DEGREE OF PROTECTION IP64; PAINT FINISH RAL7016 | 1330 | TEM | 1 | MC | 6.303 | 1
1FK70437AF211TA5 | SIMOTICS S SYNCHRONOUS SERVOMOTOR, 1FK7 HIGH DYNAMIC, ZK 300 V 3.1 NM, 100 K, 3000 RPM, 0.79KW, NATURAL COOLING, IM B5 (V1, V3) POWER/SIGNAL CONNECTORS CONNECTOR CAN BE ROTATED BY 270 DEGR. RESOLVER 2-POLE (RESOLVER P=1); SHAFT WITH FITTED KEY, TOLERANCE N; W/O HOLDING BRAKE DEGREE OF PROTECTION IP65 AS FLANGE IP67; PAINT FINISH RAL7016 | 1431 | TEM | 1 | MC | 6.303 | 1
1FK70437AF211TA8 | SIMOTICS S SYNCHRONOUS SERVOMOTOR, 1FK7 HIGH DYNAMIC, ZK 300 V 3.1 NM, 100 K, 3000 RPM, 0.79KW, NATURAL COOLING, IM B5 (V1, V3) POWER/SIGNAL CONNECTORS CONNECTOR CAN BE ROTATED BY 270 DEGR. RESOLVER 2-POLE (RESOLVER P=1); SHAFT WITH FITTED KEY, TOLERANCE N; W/O HOLDING BRAKE DEGREE OF PROTECTION IP65 IP67 D-END FLANGE; RAL7016 COATING; METALLIC RATING PLATE AT MOTOR | 1540 | TEM | 1 | MC | 6.303 | 1
1FK70437AF211TB0 | SIMOTICS S SYNCHRONOUS SERVOMOTOR, 1FK7 HIGH DYNAMIC, ZK 300 V 3.1 NM, 100 K, 3000 RPM, 0.79KW, NATURAL COOLING, IM B5 (V1, V3) POWER/SIGNAL CONNECTORS CONNECTOR CAN BE ROTATED BY 270 DEGR. RESOLVER 2-POLE (RESOLVER P=1); SHAFT WITH FITTED KEY, TOLERANCE N; WITH HOLDING BRAKE DEGREE OF PROTECTION IP64 | 1564 | TEM | 1 | MC | 6.902 | 1
1FK70437AF211TB2 | SIMOTICS S SYNCHRONOUS SERVOMOTOR, 1FK7 HIGH DYNAMIC, ZK 300 V 3.1 NM, 100 K, 3000 RPM, 0.79KW, NATURAL COOLING, IM B5 (V1, V3) POWER/SIGNAL CONNECTORS CONNECTOR CAN BE ROTATED BY 270 DEGR. RESOLVER 2-POLE (RESOLVER P=1); SHAFT WITH FITTED KEY, TOLERANCE N; WITH HOLDING BRAKE DEGREE OF PROTECTION IP65 FLANGE ON DRIVE END IP67 | 1666 | TEM | 1 | MC | 6.902 | 1
1FK70437AF211TB3 | SIMOTICS S SYNCHRONOUS SERVOMOTOR, 1FK7 HIGH DYNAMIC, ZK 300 V 3.1 NM, 100 K, 3000 RPM, 0.79KW, NATURAL COOLING, IM B5 (V1, V3) POWER/SIGNAL CONNECTORS CONNECTOR CAN BE ROTATED BY 270 DEGR. RESOLVER 2-POLE (RESOLVER P=1); SHAFT WITH FITTED KEY, TOLERANCE N; WITH HOLDING BRAKE DEGREE OF PROTECTION IP64; PAINT FINISH RAL7016 | 1613 | TEM | 1 | MC | 6.902 | 1
1FK70437AF211TB5 | SIMOTICS S SYNCHRONOUS SERVOMOTOR, 1FK7 HIGH DYNAMIC, ZK 300 V 3.1 NM, 100 K, 3000 RPM, 0.79KW, NATURAL COOLING, IM B5 (V1, V3) POWER/SIGNAL CONNECTORS CONNECTOR CAN BE ROTATED BY 270 DEGR. RESOLVER 2-POLE (RESOLVER P=1); SHAFT WITH FITTED KEY, TOLERANCE N; WITH HOLDING BRAKE DEGREE OF PROTECTION IP65 AS FLANGE IP67; PAINT FINISH RAL7016 | 1715 | TEM | 1 | MC | 6.902 | 1
1FK70437AF211TB8 | SIMOTICS S SYNCHRONOUS SERVOMOTOR, 1FK7 HIGH DYNAMIC, ZK 300 V 3.1 NM, 100 K, 3000 RPM, 0.79KW, NATURAL COOLING, IM B5 (V1, V3) POWER/SIGNAL CONNECTORS CONNECTOR CAN BE ROTATED BY 270 DEGR. RESOLVER 2-POLE (RESOLVER P=1); SHAFT WITH FITTED KEY, TOLERANCE N; WITH HOLDING BRAKE DEGREE OF PROTECTION IP65 IP67 D-END FLANGE; RAL7016 COATING; METALLIC RATING PLATE AT MOTOR | 1823 | TEM | 1 | MC | 6.902 | 1
1FK70437AF211TG0 | SIMOTICS S SYNCHRONOUS SERVOMOTOR, 1FK7 HIGH DYNAMIC, ZK 300 V 3.1 NM, 100 K, 3000 RPM, 0.79KW, NATURAL COOLING, IM B5 (V1, V3) POWER/SIGNAL CONNECTORS CONNECTOR CAN BE ROTATED BY 270 DEGR. RESOLVER 2-POLE (RESOLVER P=1); PLAIN SHAFT, TOLERANCE N; W/O HOLDING BRAKE DEGREE OF PROTECTION IP64 | 1187 | TEM | 1 | MC | 6.303 | 1
1FK70437AF211TG2 | SIMOTICS S SYNCHRONOUS SERVOMOTOR, 1FK7 HIGH DYNAMIC, ZK 300 V 3.1 NM, 100 K, 3000 RPM, 0.79KW, NATURAL COOLING, IM B5 (V1, V3) POWER/SIGNAL CONNECTORS CONNECTOR CAN BE ROTATED BY 270 DEGR. RESOLVER 2-POLE (RESOLVER P=1); PLAIN SHAFT, TOLERANCE N; W/O HOLDING BRAKE DEGREE OF PROTECTION IP65 FLANGE ON DRIVE END IP67 | 1289 | TEM | 1 | MC | 6.303 | 1
1FK70437AF211TG3 | SIMOTICS S SYNCHRONOUS SERVOMOTOR, 1FK7 HIGH DYNAMIC, ZK 300 V 3.1 NM, 100 K, 3000 RPM, 0.79KW, NATURAL COOLING, IM B5 (V1, V3) POWER/SIGNAL CONNECTORS CONNECTOR CAN BE ROTATED BY 270 DEGR. RESOLVER 2-POLE (RESOLVER P=1); PLAIN SHAFT, TOLERANCE N; W/O HOLDING BRAKE DEGREE OF PROTECTION IP64; PAINT FINISH RAL7016 | 1236 | TEM | 1 | MC | 6.303 | 1
1FK70437AF211TG5 | SIMOTICS S SYNCHRONOUS SERVOMOTOR, 1FK7 HIGH DYNAMIC, ZK 300 V 3.1 NM, 100 K, 3000 RPM, 0.79KW, NATURAL COOLING, IM B5 (V1, V3) POWER/SIGNAL CONNECTORS CONNECTOR CAN BE ROTATED BY 270 DEGR. RESOLVER 2-POLE (RESOLVER P=1); PLAIN SHAFT, TOLERANCE N; W/O HOLDING BRAKE DEGREE OF PROTECTION IP65 AS FLANGE IP67; PAINT FINISH RAL7016 | 1338 | TEM | 1 | MC | 6.303 | 1
1FK70437AF211TG8 | SIMOTICS S SYNCHRONOUS SERVOMOTOR, 1FK7 HIGH DYNAMIC, ZK 300 V 3.1 NM, 100 K, 3000 RPM, 0.79KW, NATURAL COOLING, IM B5 (V1, V3) POWER/SIGNAL CONNECTORS CONNECTOR CAN BE ROTATED BY 270 DEGR. RESOLVER 2-POLE (RESOLVER P=1); PLAIN SHAFT, TOLERANCE N; W/O HOLDING BRAKE DEGREE OF PROTECTION IP65 IP67 D-END FLANGE; RAL7016 COATING; METALLIC RATING PLATE AT MOTOR | 1446 | TEM | 1 | MC | 6.303 | 1
1FK70437AF211TH0 | SIMOTICS S SYNCHRONOUS SERVOMOTOR, 1FK7 HIGH DYNAMIC, ZK 300 V 3.1 NM, 100 K, 3000 RPM, 0.79KW, NATURAL COOLING, IM B5 (V1, V3) POWER/SIGNAL CONNECTORS CONNECTOR CAN BE ROTATED BY 270 DEGR. RESOLVER 2-POLE (RESOLVER P=1); PLAIN SHAFT, TOLERANCE N; WITH HOLDING BRAKE DEGREE OF PROTECTION IP64 | 1468 | TEM | 1 | MC | 6.902 | 1
1FK70437AF211TH2 | SIMOTICS S SYNCHRONOUS SERVOMOTOR, 1FK7 HIGH DYNAMIC, ZK 300 V 3.1 NM, 100 K, 3000 RPM, 0.79KW, NATURAL COOLING, IM B5 (V1, V3) POWER/SIGNAL CONNECTORS CONNECTOR CAN BE ROTATED BY 270 DEGR. RESOLVER 2-POLE (RESOLVER P=1); PLAIN SHAFT, TOLERANCE N; WITH HOLDING BRAKE DEGREE OF PROTECTION IP65 FLANGE ON DRIVE END IP67 | 1569 | TEM | 1 | MC | 6.902 | 1
1FK70437AF211TH3 | SIMOTICS S SYNCHRONOUS SERVOMOTOR, 1FK7 HIGH DYNAMIC, ZK 300 V 3.1 NM, 100 K, 3000 RPM, 0.79KW, NATURAL COOLING, IM B5 (V1, V3) POWER/SIGNAL CONNECTORS CONNECTOR CAN BE ROTATED BY 270 DEGR. RESOLVER 2-POLE (RESOLVER P=1); PLAIN SHAFT, TOLERANCE N; WITH HOLDING BRAKE DEGREE OF PROTECTION IP64; PAINT FINISH RAL7016 | 1517 | TEM | 1 | MC | 6.902 | 1
1FK70437AF211TH5 | SIMOTICS S SYNCHRONOUS SERVOMOTOR, 1FK7 HIGH DYNAMIC, ZK 300 V 3.1 NM, 100 K, 3000 RPM, 0.79KW, NATURAL COOLING, IM B5 (V1, V3) POWER/SIGNAL CONNECTORS CONNECTOR CAN BE ROTATED BY 270 DEGR. RESOLVER 2-POLE (RESOLVER P=1); PLAIN SHAFT, TOLERANCE N; WITH HOLDING BRAKE DEGREE OF PROTECTION IP65 AS FLANGE IP67; PAINT FINISH RAL7016 | 1619 | TEM | 1 | MC | 6.902 | 1
1FK70437AF211TH8 | SIMOTICS S SYNCHRONOUS SERVOMOTOR, 1FK7 HIGH DYNAMIC, ZK 300 V 3.1 NM, 100 K, 3000 RPM, 0.79KW, NATURAL COOLING, IM B5 (V1, V3) POWER/SIGNAL CONNECTORS CONNECTOR CAN BE ROTATED BY 270 DEGR. RESOLVER 2-POLE (RESOLVER P=1); PLAIN SHAFT, TOLERANCE N; WITH HOLDING BRAKE DEGREE OF PROTECTION IP65 IP67 D-END FLANGE; RAL7016 COATING; METALLIC RATING PLATE AT MOTOR | 1727 | TEM | 1 | MC | 6.902 | 1
1FK70437AF211UA0 | SIMOTICS S SYNCHRONOUS SERVOMOTOR, 1FK7 HIGH DYNAMIC, ZK 300 V 3.1 NM, 100 K, 3000 RPM, 0.79KW, NATURAL COOLING, IM B5 (V1, V3) POWER/SIGNAL CONNECTORS CONNECTOR CAN BE ROTATED BY 270 DEGR. .RESOLVER MULTI-POLE (RESOLVER P=3) WITH DRIVE-CLIQ INTERFACE; SHAFT WITH FITTED KEY, TOLERANCE N; W/O HOLDING BRAKE DEGREE OF PROTECTION IP64 | 1542 | TEM | 1 | MC | 6.303 | 1
1FK70437AF211UA2 | SIMOTICS S SYNCHRONOUS SERVOMOTOR, 1FK7 HIGH DYNAMIC, ZK 300 V 3.1 NM, 100 K, 3000 RPM, 0.79KW, NATURAL COOLING, IM B5 (V1, V3) POWER/SIGNAL CONNECTORS CONNECTOR CAN BE ROTATED BY 270 DEGR. .RESOLVER MULTI-POLE (RESOLVER P=3) WITH DRIVE-CLIQ INTERFACE; SHAFT WITH FITTED KEY, TOLERANCE N; W/O HOLDING BRAKE DEGREE OF PROTECTION IP65 FLANGE ON DRIVE END IP67 | 1644 | TEM | 1 | MC | 6.303 | 1
1FK70437AF211UA3 | SIMOTICS S SYNCHRONOUS SERVOMOTOR, 1FK7 HIGH DYNAMIC, ZK 300 V 3.1 NM, 100 K, 3000 RPM, 0.79KW, NATURAL COOLING, IM B5 (V1, V3) POWER/SIGNAL CONNECTORS CONNECTOR CAN BE ROTATED BY 270 DEGR. .RESOLVER MULTI-POLE (RESOLVER P=3) WITH DRIVE-CLIQ INTERFACE; SHAFT WITH FITTED KEY, TOLERANCE N; W/O HOLDING BRAKE DEGREE OF PROTECTION IP64; PAINT FINISH RAL7016 | 1592 | TEM | 1 | MC | 6.303 | 1
1FK70437AF211UA5 | SIMOTICS S SYNCHRONOUS SERVOMOTOR, 1FK7 HIGH DYNAMIC, ZK 300 V 3.1 NM, 100 K, 3000 RPM, 0.79KW, NATURAL COOLING, IM B5 (V1, V3) POWER/SIGNAL CONNECTORS CONNECTOR CAN BE ROTATED BY 270 DEGR. .RESOLVER MULTI-POLE (RESOLVER P=3) WITH DRIVE-CLIQ INTERFACE; SHAFT WITH FITTED KEY, TOLERANCE N; W/O HOLDING BRAKE DEGREE OF PROTECTION IP65 AS FLANGE IP67; PAINT FINISH RAL7016 | 1693 | TEM | 1 | MC | 6.303 | 1
1FK70437AF211UA8 | SIMOTICS S SYNCHRONOUS SERVOMOTOR, 1FK7 HIGH DYNAMIC, ZK 300 V 3.1 NM, 100 K, 3000 RPM, 0.79KW, NATURAL COOLING, IM B5 (V1, V3) POWER/SIGNAL CONNECTORS CONNECTOR CAN BE ROTATED BY 270 DEGR. .RESOLVER MULTI-POLE (RESOLVER P=3) WITH DRIVE-CLIQ INTERFACE; SHAFT WITH FITTED KEY, TOLERANCE N; W/O HOLDING BRAKE DEGREE OF PROTECTION IP65 IP67 D-END FLANGE; RAL7016 COATING; METALLIC RATING PLATE AT MOTOR | 1802 | TEM | 1 | MC | 6.303 | 1
1FK70437AF211UB0 | SIMOTICS S SYNCHRONOUS SERVOMOTOR, 1FK7 HIGH DYNAMIC, ZK 300 V 3.1 NM, 100 K, 3000 RPM, 0.79KW, NATURAL COOLING, IM B5 (V1, V3) POWER/SIGNAL CONNECTORS CONNECTOR CAN BE ROTATED BY 270 DEGR. .RESOLVER MULTI-POLE (RESOLVER P=3) WITH DRIVE-CLIQ INTERFACE; SHAFT WITH FITTED KEY, TOLERANCE N; WITH HOLDING BRAKE DEGREE OF PROTECTION IP64 | 1826 | TEM | 1 | MC | 6.902 | 1
1FK70437AF211UB2 | SIMOTICS S SYNCHRONOUS SERVOMOTOR, 1FK7 HIGH DYNAMIC, ZK 300 V 3.1 NM, 100 K, 3000 RPM, 0.79KW, NATURAL COOLING, IM B5 (V1, V3) POWER/SIGNAL CONNECTORS CONNECTOR CAN BE ROTATED BY 270 DEGR. .RESOLVER MULTI-POLE (RESOLVER P=3) WITH DRIVE-CLIQ INTERFACE; SHAFT WITH FITTED KEY, TOLERANCE N; WITH HOLDING BRAKE DEGREE OF PROTECTION IP65 FLANGE ON DRIVE END IP67 | 1927 | TEM | 1 | MC | 6.902 | 1
1FK70437AF211UB3 | SIMOTICS S SYNCHRONOUS SERVOMOTOR, 1FK7 HIGH DYNAMIC, ZK 300 V 3.1 NM, 100 K, 3000 RPM, 0.79KW, NATURAL COOLING, IM B5 (V1, V3) POWER/SIGNAL CONNECTORS CONNECTOR CAN BE ROTATED BY 270 DEGR. .RESOLVER MULTI-POLE (RESOLVER P=3) WITH DRIVE-CLIQ INTERFACE; SHAFT WITH FITTED KEY, TOLERANCE N; WITH HOLDING BRAKE DEGREE OF PROTECTION IP64; PAINT FINISH RAL7016 | 1875 | TEM | 1 | MC | 6.902 | 1
1FK70437AF211UB5 | SIMOTICS S SYNCHRONOUS SERVOMOTOR, 1FK7 HIGH DYNAMIC, ZK 300 V 3.1 NM, 100 K, 3000 RPM, 0.79KW, NATURAL COOLING, IM B5 (V1, V3) POWER/SIGNAL CONNECTORS CONNECTOR CAN BE ROTATED BY 270 DEGR. .RESOLVER MULTI-POLE (RESOLVER P=3) WITH DRIVE-CLIQ INTERFACE; SHAFT WITH FITTED KEY, TOLERANCE N; WITH HOLDING BRAKE DEGREE OF PROTECTION IP65 AS FLANGE IP67; PAINT FINISH RAL7016 | 1977 | TEM | 1 | MC | 6.902 | 1
1FK70437AF211UB8 | SIMOTICS S SYNCHRONOUS SERVOMOTOR, 1FK7 HIGH DYNAMIC, ZK 300 V 3.1 NM, 100 K, 3000 RPM, 0.79KW, NATURAL COOLING, IM B5 (V1, V3) POWER/SIGNAL CONNECTORS CONNECTOR CAN BE ROTATED BY 270 DEGR. .RESOLVER MULTI-POLE (RESOLVER P=3) WITH DRIVE-CLIQ INTERFACE; SHAFT WITH FITTED KEY, TOLERANCE N; WITH HOLDING BRAKE DEGREE OF PROTECTION IP65 IP67 D-END FLANGE; RAL7016 COATING; METALLIC RATING PLATE AT MOTOR | 2085 | TEM | 1 | MC | 6.902 | 1
1FK70437AF211UG0 | SIMOTICS S SYNCHRONOUS SERVOMOTOR, 1FK7 HIGH DYNAMIC, ZK 300 V 3.1 NM, 100 K, 3000 RPM, 0.79KW, NATURAL COOLING, IM B5 (V1, V3) POWER/SIGNAL CONNECTORS CONNECTOR CAN BE ROTATED BY 270 DEGR. .RESOLVER MULTI-POLE (RESOLVER P=3) WITH DRIVE-CLIQ INTERFACE; PLAIN SHAFT, TOLERANCE N; W/O HOLDING BRAKE DEGREE OF PROTECTION IP64 | 1449 | TEM | 1 | MC | 6.303 | 1
1FK70437AF211UG2 | SIMOTICS S SYNCHRONOUS SERVOMOTOR, 1FK7 HIGH DYNAMIC, ZK 300 V 3.1 NM, 100 K, 3000 RPM, 0.79KW, NATURAL COOLING, IM B5 (V1, V3) POWER/SIGNAL CONNECTORS CONNECTOR CAN BE ROTATED BY 270 DEGR. .RESOLVER MULTI-POLE (RESOLVER P=3) WITH DRIVE-CLIQ INTERFACE; PLAIN SHAFT, TOLERANCE N; W/O HOLDING BRAKE DEGREE OF PROTECTION IP65 FLANGE ON DRIVE END IP67 | 1550 | TEM | 1 | MC | 6.303 | 1
1FK70437AF211UG3 | SIMOTICS S SYNCHRONOUS SERVOMOTOR, 1FK7 HIGH DYNAMIC, ZK 300 V 3.1 NM, 100 K, 3000 RPM, 0.79KW, NATURAL COOLING, IM B5 (V1, V3) POWER/SIGNAL CONNECTORS CONNECTOR CAN BE ROTATED BY 270 DEGR. .RESOLVER MULTI-POLE (RESOLVER P=3) WITH DRIVE-CLIQ INTERFACE; PLAIN SHAFT, TOLERANCE N; W/O HOLDING BRAKE DEGREE OF PROTECTION IP64; PAINT FINISH RAL7016 | 1498 | TEM | 1 | MC | 6.303 | 1
1FK70437AF211UG5 | SIMOTICS S SYNCHRONOUS SERVOMOTOR, 1FK7 HIGH DYNAMIC, ZK 300 V 3.1 NM, 100 K, 3000 RPM, 0.79KW, NATURAL COOLING, IM B5 (V1, V3) POWER/SIGNAL CONNECTORS CONNECTOR CAN BE ROTATED BY 270 DEGR. .RESOLVER MULTI-POLE (RESOLVER P=3) WITH DRIVE-CLIQ INTERFACE; PLAIN SHAFT, TOLERANCE N; W/O HOLDING BRAKE DEGREE OF PROTECTION IP65 AS FLANGE IP67; PAINT FINISH RAL7016 | 1599 | TEM | 1 | MC | 6.303 | 1
1FK70437AF211UG8 | SIMOTICS S SYNCHRONOUS SERVOMOTOR, 1FK7 HIGH DYNAMIC, ZK 300 V 3.1 NM, 100 K, 3000 RPM, 0.79KW, NATURAL COOLING, IM B5 (V1, V3) POWER/SIGNAL CONNECTORS CONNECTOR CAN BE ROTATED BY 270 DEGR. .RESOLVER MULTI-POLE (RESOLVER P=3) WITH DRIVE-CLIQ INTERFACE; PLAIN SHAFT, TOLERANCE N; W/O HOLDING BRAKE DEGREE OF PROTECTION IP65 IP67 D-END FLANGE; RAL7016 COATING; METALLIC RATING PLATE AT MOTOR | 1708 | TEM | 1 | MC | 6.303 | 1
1FK70437AF211UH0 | SIMOTICS S SYNCHRONOUS SERVOMOTOR, 1FK7 HIGH DYNAMIC, ZK 300 V 3.1 NM, 100 K, 3000 RPM, 0.79KW, NATURAL COOLING, IM B5 (V1, V3) POWER/SIGNAL CONNECTORS CONNECTOR CAN BE ROTATED BY 270 DEGR. .RESOLVER MULTI-POLE (RESOLVER P=3) WITH DRIVE-CLIQ INTERFACE; PLAIN SHAFT, TOLERANCE N; WITH HOLDING BRAKE DEGREE OF PROTECTION IP64 | 1730 | TEM | 1 | MC | 6.902 | 1
1FK70437AF211UH2 | SIMOTICS S SYNCHRONOUS SERVOMOTOR, 1FK7 HIGH DYNAMIC, ZK 300 V 3.1 NM, 100 K, 3000 RPM, 0.79KW, NATURAL COOLING, IM B5 (V1, V3) POWER/SIGNAL CONNECTORS CONNECTOR CAN BE ROTATED BY 270 DEGR. .RESOLVER MULTI-POLE (RESOLVER P=3) WITH DRIVE-CLIQ INTERFACE; PLAIN SHAFT, TOLERANCE N; WITH HOLDING BRAKE DEGREE OF PROTECTION IP65 FLANGE ON DRIVE END IP67 | 1831 | TEM | 1 | MC | 6.902 | 1
1FK70437AF211UH3 | SIMOTICS S SYNCHRONOUS SERVOMOTOR, 1FK7 HIGH DYNAMIC, ZK 300 V 3.1 NM, 100 K, 3000 RPM, 0.79KW, NATURAL COOLING, IM B5 (V1, V3) POWER/SIGNAL CONNECTORS CONNECTOR CAN BE ROTATED BY 270 DEGR. .RESOLVER MULTI-POLE (RESOLVER P=3) WITH DRIVE-CLIQ INTERFACE; PLAIN SHAFT, TOLERANCE N; WITH HOLDING BRAKE DEGREE OF PROTECTION IP64; PAINT FINISH RAL7016 | 1779 | TEM | 1 | MC | 6.902 | 1
1FK70437AF211UH5 | SIMOTICS S SYNCHRONOUS SERVOMOTOR, 1FK7 HIGH DYNAMIC, ZK 300 V 3.1 NM, 100 K, 3000 RPM, 0.79KW, NATURAL COOLING, IM B5 (V1, V3) POWER/SIGNAL CONNECTORS CONNECTOR CAN BE ROTATED BY 270 DEGR. .RESOLVER MULTI-POLE (RESOLVER P=3) WITH DRIVE-CLIQ INTERFACE; PLAIN SHAFT, TOLERANCE N; WITH HOLDING BRAKE DEGREE OF PROTECTION IP65 AS FLANGE IP67; PAINT FINISH RAL7016 | 1880 | TEM | 1 | MC | 6.902 | 1
1FK70437AF211UH8 | SIMOTICS S SYNCHRONOUS SERVOMOTOR, 1FK7 HIGH DYNAMIC, ZK 300 V 3.1 NM, 100 K, 3000 RPM, 0.79KW, NATURAL COOLING, IM B5 (V1, V3) POWER/SIGNAL CONNECTORS CONNECTOR CAN BE ROTATED BY 270 DEGR. .RESOLVER MULTI-POLE (RESOLVER P=3) WITH DRIVE-CLIQ INTERFACE; PLAIN SHAFT, TOLERANCE N; WITH HOLDING BRAKE DEGREE OF PROTECTION IP65 IP67 D-END FLANGE; RAL7016 COATING; METALLIC RATING PLATE AT MOTOR | 1989 | TEM | 1 | MC | 6.902 | 1
1FK70437AH711AA0 | SIMOTICS S SYNCHRONOUS SERVOMOTOR, 1FK7 HIGH DYNAMIC, 3.1 NM, 100 K, 4500 RPM, 1,23KW NATURAL COOLING, IM B5 (V1, V3) POWER/SIGNAL CONNECTORS CONNECTOR CAN BE ROTATED BY 270 DEGR. INCREM. ENCODER, SIN/COS 1 VPP 2048 P/REV (ENCODER I-2048); SHAFT WITH FITTED KEY, TOLERANCE N; W/O HOLDING BRAKE DEGREE OF PROTECTION IP64 | 1917 | TEM | 1 | MC | 6.303 | 1
1FK70437AH711AA2 | SIMOTICS S SYNCHRONOUS SERVOMOTOR, 1FK7 HIGH DYNAMIC, 3.1 NM, 100 K, 4500 RPM, 1,23KW NATURAL COOLING, IM B5 (V1, V3) POWER/SIGNAL CONNECTORS CONNECTOR CAN BE ROTATED BY 270 DEGR. INCREM. ENCODER, SIN/COS 1 VPP 2048 P/REV (ENCODER I-2048); SHAFT WITH FITTED KEY, TOLERANCE N; W/O HOLDING BRAKE DEGREE OF PROTECTION IP65 FLANGE ON DRIVE END IP67 | 2019 | TEM | 1 | MC | 6.303 | 1
1FK70437AH711AA3 | SIMOTICS S SYNCHRONOUS SERVOMOTOR, 1FK7 HIGH DYNAMIC, 3.1 NM, 100 K, 4500 RPM, 1,23KW NATURAL COOLING, IM B5 (V1, V3) POWER/SIGNAL CONNECTORS CONNECTOR CAN BE ROTATED BY 270 DEGR. INCREM. ENCODER, SIN/COS 1 VPP 2048 P/REV (ENCODER I-2048); SHAFT WITH FITTED KEY, TOLERANCE N; W/O HOLDING BRAKE DEGREE OF PROTECTION IP64; PAINT FINISH RAL7016 | 1966 | TEM | 1 | MC | 6.303 | 1
1FK70437AH711AA5 | SIMOTICS S SYNCHRONOUS SERVOMOTOR, 1FK7 HIGH DYNAMIC, 3.1 NM, 100 K, 4500 RPM, 1,23KW NATURAL COOLING, IM B5 (V1, V3) POWER/SIGNAL CONNECTORS CONNECTOR CAN BE ROTATED BY 270 DEGR. INCREM. ENCODER, SIN/COS 1 VPP 2048 P/REV (ENCODER I-2048); SHAFT WITH FITTED KEY, TOLERANCE N; W/O HOLDING BRAKE DEGREE OF PROTECTION IP65 AS FLANGE IP67; PAINT FINISH RAL7016 | 2068 | TEM | 1 | MC | 6.303 | 1
1FK70437AH711AA8 | SIMOTICS S SYNCHRONOUS SERVOMOTOR, 1FK7 HIGH DYNAMIC, 3.1 NM, 100 K, 4500 RPM, 1,23KW NATURAL COOLING, IM B5 (V1, V3) POWER/SIGNAL CONNECTORS CONNECTOR CAN BE ROTATED BY 270 DEGR. INCREM. ENCODER, SIN/COS 1 VPP 2048 P/REV (ENCODER I-2048); SHAFT WITH FITTED KEY, TOLERANCE N; W/O HOLDING BRAKE DEGREE OF PROTECTION IP65 IP67 D-END FLANGE; RAL7016 COATING; METALLIC RATING PLATE AT MOTOR | 2176 | TEM | 1 | MC | 6.303 | 1
1FK70437AH711AB0 | SIMOTICS S SYNCHRONOUS SERVOMOTOR, 1FK7 HIGH DYNAMIC, 3.1 NM, 100 K, 4500 RPM, 1,23KW NATURAL COOLING, IM B5 (V1, V3) POWER/SIGNAL CONNECTORS CONNECTOR CAN BE ROTATED BY 270 DEGR. INCREM. ENCODER, SIN/COS 1 VPP 2048 P/REV (ENCODER I-2048); SHAFT WITH FITTED KEY, TOLERANCE N; WITH HOLDING BRAKE DEGREE OF PROTECTION IP64 | 2200 | TEM | 1 | MC | 6.902 | 1
1FK70437AH711AB2 | SIMOTICS S SYNCHRONOUS SERVOMOTOR, 1FK7 HIGH DYNAMIC, 3.1 NM, 100 K, 4500 RPM, 1,23KW NATURAL COOLING, IM B5 (V1, V3) POWER/SIGNAL CONNECTORS CONNECTOR CAN BE ROTATED BY 270 DEGR. INCREM. ENCODER, SIN/COS 1 VPP 2048 P/REV (ENCODER I-2048); SHAFT WITH FITTED KEY, TOLERANCE N; WITH HOLDING BRAKE DEGREE OF PROTECTION IP65 FLANGE ON DRIVE END IP67 | 2302 | TEM | 1 | MC | 6.902 | 1
1FK70437AH711AB3 | SIMOTICS S SYNCHRONOUS SERVOMOTOR, 1FK7 HIGH DYNAMIC, 3.1 NM, 100 K, 4500 RPM, 1,23KW NATURAL COOLING, IM B5 (V1, V3) POWER/SIGNAL CONNECTORS CONNECTOR CAN BE ROTATED BY 270 DEGR. INCREM. ENCODER, SIN/COS 1 VPP 2048 P/REV (ENCODER I-2048); SHAFT WITH FITTED KEY, TOLERANCE N; WITH HOLDING BRAKE DEGREE OF PROTECTION IP64; PAINT FINISH RAL7016 | 2250 | TEM | 1 | MC | 6.902 | 1
1FK70437AH711AB5 | SIMOTICS S SYNCHRONOUS SERVOMOTOR, 1FK7 HIGH DYNAMIC, 3.1 NM, 100 K, 4500 RPM, 1,23KW NATURAL COOLING, IM B5 (V1, V3) POWER/SIGNAL CONNECTORS CONNECTOR CAN BE ROTATED BY 270 DEGR. INCREM. ENCODER, SIN/COS 1 VPP 2048 P/REV (ENCODER I-2048); SHAFT WITH FITTED KEY, TOLERANCE N; WITH HOLDING BRAKE DEGREE OF PROTECTION IP65 AS FLANGE IP67; PAINT FINISH RAL7016 | 2351 | TEM | 1 | MC | 6.902 | 1
1FK70437AH711AB8 | SIMOTICS S SYNCHRONOUS SERVOMOTOR, 1FK7 HIGH DYNAMIC, 3.1 NM, 100 K, 4500 RPM, 1,23KW NATURAL COOLING, IM B5 (V1, V3) POWER/SIGNAL CONNECTORS CONNECTOR CAN BE ROTATED BY 270 DEGR. INCREM. ENCODER, SIN/COS 1 VPP 2048 P/REV (ENCODER I-2048); SHAFT WITH FITTED KEY, TOLERANCE N; WITH HOLDING BRAKE DEGREE OF PROTECTION IP65 IP67 D-END FLANGE; RAL7016 COATING; METALLIC RATING PLATE AT MOTOR | 2460 | TEM | 1 | MC | 6.902 | 1
1FK70437AH711AG0 | SIMOTICS S SYNCHRONOUS SERVOMOTOR, 1FK7 HIGH DYNAMIC, 3.1 NM, 100 K, 4500 RPM, 1,23KW NATURAL COOLING, IM B5 (V1, V3) POWER/SIGNAL CONNECTORS CONNECTOR CAN BE ROTATED BY 270 DEGR. INCREM. ENCODER, SIN/COS 1 VPP 2048 P/REV (ENCODER I-2048); PLAIN SHAFT, TOLERANCE N; W/O HOLDING BRAKE DEGREE OF PROTECTION IP64 | 1823 | TEM | 1 | MC | 6.303 | 1
1FK70437AH711AG2 | SIMOTICS S SYNCHRONOUS SERVOMOTOR, 1FK7 HIGH DYNAMIC, 3.1 NM, 100 K, 4500 RPM, 1,23KW NATURAL COOLING, IM B5 (V1, V3) POWER/SIGNAL CONNECTORS CONNECTOR CAN BE ROTATED BY 270 DEGR. INCREM. ENCODER, SIN/COS 1 VPP 2048 P/REV (ENCODER I-2048); PLAIN SHAFT, TOLERANCE N; W/O HOLDING BRAKE DEGREE OF PROTECTION IP65 FLANGE ON DRIVE END IP67 | 1925 | TEM | 1 | MC | 6.303 | 1
1FK70437AH711AG3 | SIMOTICS S SYNCHRONOUS SERVOMOTOR, 1FK7 HIGH DYNAMIC, 3.1 NM, 100 K, 4500 RPM, 1,23KW NATURAL COOLING, IM B5 (V1, V3) POWER/SIGNAL CONNECTORS CONNECTOR CAN BE ROTATED BY 270 DEGR. INCREM. ENCODER, SIN/COS 1 VPP 2048 P/REV (ENCODER I-2048); PLAIN SHAFT, TOLERANCE N; W/O HOLDING BRAKE DEGREE OF PROTECTION IP64; PAINT FINISH RAL7016 | 1873 | TEM | 1 | MC | 6.303 | 1
1FK70437AH711AG5 | SIMOTICS S SYNCHRONOUS SERVOMOTOR, 1FK7 HIGH DYNAMIC, 3.1 NM, 100 K, 4500 RPM, 1,23KW NATURAL COOLING, IM B5 (V1, V3) POWER/SIGNAL CONNECTORS CONNECTOR CAN BE ROTATED BY 270 DEGR. INCREM. ENCODER, SIN/COS 1 VPP 2048 P/REV (ENCODER I-2048); PLAIN SHAFT, TOLERANCE N; W/O HOLDING BRAKE DEGREE OF PROTECTION IP65 AS FLANGE IP67; PAINT FINISH RAL7016 | 1974 | TEM | 1 | MC | 6.303 | 1
1FK70437AH711AG8 | SIMOTICS S SYNCHRONOUS SERVOMOTOR, 1FK7 HIGH DYNAMIC, 3.1 NM, 100 K, 4500 RPM, 1,23KW NATURAL COOLING, IM B5 (V1, V3) POWER/SIGNAL CONNECTORS CONNECTOR CAN BE ROTATED BY 270 DEGR. INCREM. ENCODER, SIN/COS 1 VPP 2048 P/REV (ENCODER I-2048); PLAIN SHAFT, TOLERANCE N; W/O HOLDING BRAKE DEGREE OF PROTECTION IP65 IP67 D-END FLANGE; RAL7016 COATING; METALLIC RATING PLATE AT MOTOR | 2083 | TEM | 1 | MC | 6.303 | 1
1FK70437AH711AH0 | SIMOTICS S SYNCHRONOUS SERVOMOTOR, 1FK7 HIGH DYNAMIC, 3.1 NM, 100 K, 4500 RPM, 1,23KW NATURAL COOLING, IM B5 (V1, V3) POWER/SIGNAL CONNECTORS CONNECTOR CAN BE ROTATED BY 270 DEGR. INCREM. ENCODER, SIN/COS 1 VPP 2048 P/REV (ENCODER I-2048); PLAIN SHAFT, TOLERANCE N; WITH HOLDING BRAKE DEGREE OF PROTECTION IP64 | 2104 | TEM | 1 | MC | 6.902 | 1
1FK70437AH711AH2 | SIMOTICS S SYNCHRONOUS SERVOMOTOR, 1FK7 HIGH DYNAMIC, 3.1 NM, 100 K, 4500 RPM, 1,23KW NATURAL COOLING, IM B5 (V1, V3) POWER/SIGNAL CONNECTORS CONNECTOR CAN BE ROTATED BY 270 DEGR. INCREM. ENCODER, SIN/COS 1 VPP 2048 P/REV (ENCODER I-2048); PLAIN SHAFT, TOLERANCE N; WITH HOLDING BRAKE DEGREE OF PROTECTION IP65 FLANGE ON DRIVE END IP67 | 2206 | TEM | 1 | MC | 6.902 | 1
1FK70437AH711AH3 | SIMOTICS S SYNCHRONOUS SERVOMOTOR, 1FK7 HIGH DYNAMIC, 3.1 NM, 100 K, 4500 RPM, 1,23KW NATURAL COOLING, IM B5 (V1, V3) POWER/SIGNAL CONNECTORS CONNECTOR CAN BE ROTATED BY 270 DEGR. INCREM. ENCODER, SIN/COS 1 VPP 2048 P/REV (ENCODER I-2048); PLAIN SHAFT, TOLERANCE N; WITH HOLDING BRAKE DEGREE OF PROTECTION IP64; PAINT FINISH RAL7016 | 2154 | TEM | 1 | MC | 6.902 | 1
1FK70437AH711AH5 | SIMOTICS S SYNCHRONOUS SERVOMOTOR, 1FK7 HIGH DYNAMIC, 3.1 NM, 100 K, 4500 RPM, 1,23KW NATURAL COOLING, IM B5 (V1, V3) POWER/SIGNAL CONNECTORS CONNECTOR CAN BE ROTATED BY 270 DEGR. INCREM. ENCODER, SIN/COS 1 VPP 2048 P/REV (ENCODER I-2048); PLAIN SHAFT, TOLERANCE N; WITH HOLDING BRAKE DEGREE OF PROTECTION IP65 AS FLANGE IP67; PAINT FINISH RAL7016 | 2255 | TEM | 1 | MC | 6.902 | 1
1FK70437AH711AH8 | SIMOTICS S SYNCHRONOUS SERVOMOTOR, 1FK7 HIGH DYNAMIC, 3.1 NM, 100 K, 4500 RPM, 1,23KW NATURAL COOLING, IM B5 (V1, V3) POWER/SIGNAL CONNECTORS CONNECTOR CAN BE ROTATED BY 270 DEGR. INCREM. ENCODER, SIN/COS 1 VPP 2048 P/REV (ENCODER I-2048); PLAIN SHAFT, TOLERANCE N; WITH HOLDING BRAKE DEGREE OF PROTECTION IP65 IP67 D-END FLANGE; RAL7016 COATING; METALLIC RATING PLATE AT MOTOR | 2364 | TEM | 1 | MC | 6.902 | 1
1FK70437AH711DA0 | SIMOTICS S SYNCHRONOUS SERVOMOTOR, 1FK7 HIGH DYNAMIC, 3.1 NM, 100 K, 4500 RPM, 1,23KW NATURAL COOLING, IM B5 (V1, V3) POWER/SIGNAL CONNECTORS CONNECTOR CAN BE ROTATED BY 270 DEGR. INCREMENTAL ENCODER 2048 P/REV (ENCODER I-2048) WITH DRIVE-CLIQ INTERFACE; SHAFT WITH FITTED KEY, TOLERANCE N; W/O HOLDING BRAKE DEGREE OF PROTECTION IP64 | 2179 | TEM | 1 | MC | 6.303 | 1
1FK70437AH711DA2 | SIMOTICS S SYNCHRONOUS SERVOMOTOR, 1FK7 HIGH DYNAMIC, 3.1 NM, 100 K, 4500 RPM, 1,23KW NATURAL COOLING, IM B5 (V1, V3) POWER/SIGNAL CONNECTORS CONNECTOR CAN BE ROTATED BY 270 DEGR. INCREMENTAL ENCODER 2048 P/REV (ENCODER I-2048) WITH DRIVE-CLIQ INTERFACE; SHAFT WITH FITTED KEY, TOLERANCE N; W/O HOLDING BRAKE DEGREE OF PROTECTION IP65 FLANGE ON DRIVE END IP67 | 2280 | TEM | 1 | MC | 6.303 | 1
1FK70437AH711DA3 | SIMOTICS S SYNCHRONOUS SERVOMOTOR, 1FK7 HIGH DYNAMIC, 3.1 NM, 100 K, 4500 RPM, 1,23KW NATURAL COOLING, IM B5 (V1, V3) POWER/SIGNAL CONNECTORS CONNECTOR CAN BE ROTATED BY 270 DEGR. INCREMENTAL ENCODER 2048 P/REV (ENCODER I-2048) WITH DRIVE-CLIQ INTERFACE; SHAFT WITH FITTED KEY, TOLERANCE N; W/O HOLDING BRAKE DEGREE OF PROTECTION IP64; PAINT FINISH RAL7016 | 2228 | TEM | 1 | MC | 6.303 | 1
1FK70437AH711DA5 | SIMOTICS S SYNCHRONOUS SERVOMOTOR, 1FK7 HIGH DYNAMIC, 3.1 NM, 100 K, 4500 RPM, 1,23KW NATURAL COOLING, IM B5 (V1, V3) POWER/SIGNAL CONNECTORS CONNECTOR CAN BE ROTATED BY 270 DEGR. INCREMENTAL ENCODER 2048 P/REV (ENCODER I-2048) WITH DRIVE-CLIQ INTERFACE; SHAFT WITH FITTED KEY, TOLERANCE N; W/O HOLDING BRAKE DEGREE OF PROTECTION IP65 AS FLANGE IP67; PAINT FINISH RAL7016 | 2330 | TEM | 1 | MC | 6.303 | 1
1FK70437AH711DA8 | SIMOTICS S SYNCHRONOUS SERVOMOTOR, 1FK7 HIGH DYNAMIC, 3.1 NM, 100 K, 4500 RPM, 1,23KW NATURAL COOLING, IM B5 (V1, V3) POWER/SIGNAL CONNECTORS CONNECTOR CAN BE ROTATED BY 270 DEGR. INCREMENTAL ENCODER 2048 P/REV (ENCODER I-2048) WITH DRIVE-CLIQ INTERFACE; SHAFT WITH FITTED KEY, TOLERANCE N; W/O HOLDING BRAKE DEGREE OF PROTECTION IP65 IP67 D-END FLANGE; RAL7016 COATING; METALLIC RATING PLATE AT MOTOR | 2438 | TEM | 1 | MC | 6.303 | 1
1FK70437AH711DB0 | SIMOTICS S SYNCHRONOUS SERVOMOTOR, 1FK7 HIGH DYNAMIC, 3.1 NM, 100 K, 4500 RPM, 1,23KW NATURAL COOLING, IM B5 (V1, V3) POWER/SIGNAL CONNECTORS CONNECTOR CAN BE ROTATED BY 270 DEGR. INCREMENTAL ENCODER 2048 P/REV (ENCODER I-2048) WITH DRIVE-CLIQ INTERFACE; SHAFT WITH FITTED KEY, TOLERANCE N; WITH HOLDING BRAKE DEGREE OF PROTECTION IP64 | 2462 | TEM | 1 | MC | 6.902 | 1
1FK70437AH711DB2 | SIMOTICS S SYNCHRONOUS SERVOMOTOR, 1FK7 HIGH DYNAMIC, 3.1 NM, 100 K, 4500 RPM, 1,23KW NATURAL COOLING, IM B5 (V1, V3) POWER/SIGNAL CONNECTORS CONNECTOR CAN BE ROTATED BY 270 DEGR. INCREMENTAL ENCODER 2048 P/REV (ENCODER I-2048) WITH DRIVE-CLIQ INTERFACE; SHAFT WITH FITTED KEY, TOLERANCE N; WITH HOLDING BRAKE DEGREE OF PROTECTION IP65 FLANGE ON DRIVE END IP67 | 2564 | TEM | 1 | MC | 6.902 | 1
1FK70437AH711DB3 | SIMOTICS S SYNCHRONOUS SERVOMOTOR, 1FK7 HIGH DYNAMIC, 3.1 NM, 100 K, 4500 RPM, 1,23KW NATURAL COOLING, IM B5 (V1, V3) POWER/SIGNAL CONNECTORS CONNECTOR CAN BE ROTATED BY 270 DEGR. INCREMENTAL ENCODER 2048 P/REV (ENCODER I-2048) WITH DRIVE-CLIQ INTERFACE; SHAFT WITH FITTED KEY, TOLERANCE N; WITH HOLDING BRAKE DEGREE OF PROTECTION IP64; PAINT FINISH RAL7016 | 2511 | TEM | 1 | MC | 6.902 | 1
1FK70437AH711DB5 | SIMOTICS S SYNCHRONOUS SERVOMOTOR, 1FK7 HIGH DYNAMIC, 3.1 NM, 100 K, 4500 RPM, 1,23KW NATURAL COOLING, IM B5 (V1, V3) POWER/SIGNAL CONNECTORS CONNECTOR CAN BE ROTATED BY 270 DEGR. INCREMENTAL ENCODER 2048 P/REV (ENCODER I-2048) WITH DRIVE-CLIQ INTERFACE; SHAFT WITH FITTED KEY, TOLERANCE N; WITH HOLDING BRAKE DEGREE OF PROTECTION IP65 AS FLANGE IP67; PAINT FINISH RAL7016 | 2613 | TEM | 1 | MC | 6.902 | 1
1FK70437AH711DB8 | SIMOTICS S SYNCHRONOUS SERVOMOTOR, 1FK7 HIGH DYNAMIC, 3.1 NM, 100 K, 4500 RPM, 1,23KW NATURAL COOLING, IM B5 (V1, V3) POWER/SIGNAL CONNECTORS CONNECTOR CAN BE ROTATED BY 270 DEGR. INCREMENTAL ENCODER 2048 P/REV (ENCODER I-2048) WITH DRIVE-CLIQ INTERFACE; SHAFT WITH FITTED KEY, TOLERANCE N; WITH HOLDING BRAKE DEGREE OF PROTECTION IP65 IP67 D-END FLANGE; RAL7016 COATING; METALLIC RATING PLATE AT MOTOR | 2722 | TEM | 1 | MC | 6.902 | 1
1FK70437AH711DG0 | SIMOTICS S SYNCHRONOUS SERVOMOTOR, 1FK7 HIGH DYNAMIC, 3.1 NM, 100 K, 4500 RPM, 1,23KW NATURAL COOLING, IM B5 (V1, V3) POWER/SIGNAL CONNECTORS CONNECTOR CAN BE ROTATED BY 270 DEGR. INCREMENTAL ENCODER 2048 P/REV (ENCODER I-2048) WITH DRIVE-CLIQ INTERFACE; PLAIN SHAFT, TOLERANCE N; W/O HOLDING BRAKE DEGREE OF PROTECTION IP64 | 2085 | TEM | 1 | MC | 6.303 | 1
1FK70437AH711DG2 | SIMOTICS S SYNCHRONOUS SERVOMOTOR, 1FK7 HIGH DYNAMIC, 3.1 NM, 100 K, 4500 RPM, 1,23KW NATURAL COOLING, IM B5 (V1, V3) POWER/SIGNAL CONNECTORS CONNECTOR CAN BE ROTATED BY 270 DEGR. INCREMENTAL ENCODER 2048 P/REV (ENCODER I-2048) WITH DRIVE-CLIQ INTERFACE; PLAIN SHAFT, TOLERANCE N; W/O HOLDING BRAKE DEGREE OF PROTECTION IP65 FLANGE ON DRIVE END IP67 | 2187 | TEM | 1 | MC | 6.303 | 1
1FK70437AH711DG3 | SIMOTICS S SYNCHRONOUS SERVOMOTOR, 1FK7 HIGH DYNAMIC, 3.1 NM, 100 K, 4500 RPM, 1,23KW NATURAL COOLING, IM B5 (V1, V3) POWER/SIGNAL CONNECTORS CONNECTOR CAN BE ROTATED BY 270 DEGR. INCREMENTAL ENCODER 2048 P/REV (ENCODER I-2048) WITH DRIVE-CLIQ INTERFACE; PLAIN SHAFT, TOLERANCE N; W/O HOLDING BRAKE DEGREE OF PROTECTION IP64; PAINT FINISH RAL7016 | 2134 | TEM | 1 | MC | 6.303 | 1
1FK70437AH711DG5 | SIMOTICS S SYNCHRONOUS SERVOMOTOR, 1FK7 HIGH DYNAMIC, 3.1 NM, 100 K, 4500 RPM, 1,23KW NATURAL COOLING, IM B5 (V1, V3) POWER/SIGNAL CONNECTORS CONNECTOR CAN BE ROTATED BY 270 DEGR. INCREMENTAL ENCODER 2048 P/REV (ENCODER I-2048) WITH DRIVE-CLIQ INTERFACE; PLAIN SHAFT, TOLERANCE N; W/O HOLDING BRAKE DEGREE OF PROTECTION IP65 AS FLANGE IP67; PAINT FINISH RAL7016 | 2236 | TEM | 1 | MC | 6.303 | 1
1FK70437AH711DG8 | SIMOTICS S SYNCHRONOUS SERVOMOTOR, 1FK7 HIGH DYNAMIC, 3.1 NM, 100 K, 4500 RPM, 1,23KW NATURAL COOLING, IM B5 (V1, V3) POWER/SIGNAL CONNECTORS CONNECTOR CAN BE ROTATED BY 270 DEGR. INCREMENTAL ENCODER 2048 P/REV (ENCODER I-2048) WITH DRIVE-CLIQ INTERFACE; PLAIN SHAFT, TOLERANCE N; W/O HOLDING BRAKE DEGREE OF PROTECTION IP65 IP67 D-END FLANGE; RAL7016 COATING; METALLIC RATING PLATE AT MOTOR | 2344 | TEM | 1 | MC | 6.303 | 1
1FK70437AH711DH0 | SIMOTICS S SYNCHRONOUS SERVOMOTOR, 1FK7 HIGH DYNAMIC, 3.1 NM, 100 K, 4500 RPM, 1,23KW NATURAL COOLING, IM B5 (V1, V3) POWER/SIGNAL CONNECTORS CONNECTOR CAN BE ROTATED BY 270 DEGR. INCREMENTAL ENCODER 2048 P/REV (ENCODER I-2048) WITH DRIVE-CLIQ INTERFACE; PLAIN SHAFT, TOLERANCE N; WITH HOLDING BRAKE DEGREE OF PROTECTION IP64 | 2366 | TEM | 1 | MC | 6.902 | 1
1FK70437AH711DH2 | SIMOTICS S SYNCHRONOUS SERVOMOTOR, 1FK7 HIGH DYNAMIC, 3.1 NM, 100 K, 4500 RPM, 1,23KW NATURAL COOLING, IM B5 (V1, V3) POWER/SIGNAL CONNECTORS CONNECTOR CAN BE ROTATED BY 270 DEGR. INCREMENTAL ENCODER 2048 P/REV (ENCODER I-2048) WITH DRIVE-CLIQ INTERFACE; PLAIN SHAFT, TOLERANCE N; WITH HOLDING BRAKE DEGREE OF PROTECTION IP65 FLANGE ON DRIVE END IP67 | 2468 | TEM | 1 | MC | 6.902 | 1
1FK70437AH711DH3 | SIMOTICS S SYNCHRONOUS SERVOMOTOR, 1FK7 HIGH DYNAMIC, 3.1 NM, 100 K, 4500 RPM, 1,23KW NATURAL COOLING, IM B5 (V1, V3) POWER/SIGNAL CONNECTORS CONNECTOR CAN BE ROTATED BY 270 DEGR. INCREMENTAL ENCODER 2048 P/REV (ENCODER I-2048) WITH DRIVE-CLIQ INTERFACE; PLAIN SHAFT, TOLERANCE N; WITH HOLDING BRAKE DEGREE OF PROTECTION IP64; PAINT FINISH RAL7016 | 2415 | TEM | 1 | MC | 6.902 | 1
1FK70437AH711DH5 | SIMOTICS S SYNCHRONOUS SERVOMOTOR, 1FK7 HIGH DYNAMIC, 3.1 NM, 100 K, 4500 RPM, 1,23KW NATURAL COOLING, IM B5 (V1, V3) POWER/SIGNAL CONNECTORS CONNECTOR CAN BE ROTATED BY 270 DEGR. INCREMENTAL ENCODER 2048 P/REV (ENCODER I-2048) WITH DRIVE-CLIQ INTERFACE; PLAIN SHAFT, TOLERANCE N; WITH HOLDING BRAKE DEGREE OF PROTECTION IP65 AS FLANGE IP67; PAINT FINISH RAL7016 | 2517 | TEM | 1 | MC | 6.902 | 1
1FK70437AH711DH8 | SIMOTICS S SYNCHRONOUS SERVOMOTOR, 1FK7 HIGH DYNAMIC, 3.1 NM, 100 K, 4500 RPM, 1,23KW NATURAL COOLING, IM B5 (V1, V3) POWER/SIGNAL CONNECTORS CONNECTOR CAN BE ROTATED BY 270 DEGR. INCREMENTAL ENCODER 2048 P/REV (ENCODER I-2048) WITH DRIVE-CLIQ INTERFACE; PLAIN SHAFT, TOLERANCE N; WITH HOLDING BRAKE DEGREE OF PROTECTION IP65 IP67 D-END FLANGE; RAL7016 COATING; METALLIC RATING PLATE AT MOTOR | 2625 | TEM | 1 | MC | 6.902 | 1
1FK70437AH711EA0 | SIMOTICS S SYNCHRONOUS SERVOMOTOR, 1FK7 HIGH DYNAMIC, 3.1 NM, 100 K, 4500 RPM, 1,23KW NATURAL COOLING, IM B5 (V1, V3) POWER/SIGNAL CONNECTORS CONNECTOR CAN BE ROTATED BY 270 DEGR. ABSOLUTE ENCODER ENDAT 2048 P/REV (ENCODER A-2048); PERFORMANCE REDUCTION BY 10% DUE TO ABSOLUTE ENCODER; SHAFT WITH FITTED KEY, TOLERANCE N; W/O HOLDING BRAKE DEGREE OF PROTECTION IP64 | 2320 | TEM | 1 | MC | 6.303 | 1
1FK70437AH711EA2 | SIMOTICS S SYNCHRONOUS SERVOMOTOR, 1FK7 HIGH DYNAMIC, 3.1 NM, 100 K, 4500 RPM, 1,23KW NATURAL COOLING, IM B5 (V1, V3) POWER/SIGNAL CONNECTORS CONNECTOR CAN BE ROTATED BY 270 DEGR. ABSOLUTE ENCODER ENDAT 2048 P/REV (ENCODER A-2048); PERFORMANCE REDUCTION BY 10% DUE TO ABSOLUTE ENCODER; SHAFT WITH FITTED KEY, TOLERANCE N; W/O HOLDING BRAKE DEGREE OF PROTECTION IP65 FLANGE ON DRIVE END IP67 | 2422 | TEM | 1 | MC | 6.303 | 1
1FK70437AH711EA3 | SIMOTICS S SYNCHRONOUS SERVOMOTOR, 1FK7 HIGH DYNAMIC, 3.1 NM, 100 K, 4500 RPM, 1,23KW NATURAL COOLING, IM B5 (V1, V3) POWER/SIGNAL CONNECTORS CONNECTOR CAN BE ROTATED BY 270 DEGR. ABSOLUTE ENCODER ENDAT 2048 P/REV (ENCODER A-2048); PERFORMANCE REDUCTION BY 10% DUE TO ABSOLUTE ENCODER; SHAFT WITH FITTED KEY, TOLERANCE N; W/O HOLDING BRAKE DEGREE OF PROTECTION IP64; PAINT FINISH RAL7016 | 2370 | TEM | 1 | MC | 6.303 | 1
1FK70437AH711EA5 | SIMOTICS S SYNCHRONOUS SERVOMOTOR, 1FK7 HIGH DYNAMIC, 3.1 NM, 100 K, 4500 RPM, 1,23KW NATURAL COOLING, IM B5 (V1, V3) POWER/SIGNAL CONNECTORS CONNECTOR CAN BE ROTATED BY 270 DEGR. ABSOLUTE ENCODER ENDAT 2048 P/REV (ENCODER A-2048); PERFORMANCE REDUCTION BY 10% DUE TO ABSOLUTE ENCODER; SHAFT WITH FITTED KEY, TOLERANCE N; W/O HOLDING BRAKE DEGREE OF PROTECTION IP65 AS FLANGE IP67; PAINT FINISH RAL7016 | 2471 | TEM | 1 | MC | 6.303 | 1
1FK70437AH711EA8 | SIMOTICS S SYNCHRONOUS SERVOMOTOR, 1FK7 HIGH DYNAMIC, 3.1 NM, 100 K, 4500 RPM, 1,23KW NATURAL COOLING, IM B5 (V1, V3) POWER/SIGNAL CONNECTORS CONNECTOR CAN BE ROTATED BY 270 DEGR. ABSOLUTE ENCODER ENDAT 2048 P/REV (ENCODER A-2048); PERFORMANCE REDUCTION BY 10% DUE TO ABSOLUTE ENCODER; SHAFT WITH FITTED KEY, TOLERANCE N; W/O HOLDING BRAKE DEGREE OF PROTECTION IP65 IP67 D-END FLANGE; RAL7016 COATING; METALLIC RATING PLATE AT MOTOR | 2580 | TEM | 1 | MC | 6.303 | 1
1FK70437AH711EB0 | SIMOTICS S SYNCHRONOUS SERVOMOTOR, 1FK7 HIGH DYNAMIC, 3.1 NM, 100 K, 4500 RPM, 1,23KW NATURAL COOLING, IM B5 (V1, V3) POWER/SIGNAL CONNECTORS CONNECTOR CAN BE ROTATED BY 270 DEGR. ABSOLUTE ENCODER ENDAT 2048 P/REV (ENCODER A-2048); PERFORMANCE REDUCTION BY 10% DUE TO ABSOLUTE ENCODER; SHAFT WITH FITTED KEY, TOLERANCE N; WITH HOLDING BRAKE DEGREE OF PROTECTION IP64 | 2604 | TEM | 1 | MC | 6.902 | 1
1FK70437AH711EB2 | SIMOTICS S SYNCHRONOUS SERVOMOTOR, 1FK7 HIGH DYNAMIC, 3.1 NM, 100 K, 4500 RPM, 1,23KW NATURAL COOLING, IM B5 (V1, V3) POWER/SIGNAL CONNECTORS CONNECTOR CAN BE ROTATED BY 270 DEGR. ABSOLUTE ENCODER ENDAT 2048 P/REV (ENCODER A-2048); PERFORMANCE REDUCTION BY 10% DUE TO ABSOLUTE ENCODER; SHAFT WITH FITTED KEY, TOLERANCE N; WITH HOLDING BRAKE DEGREE OF PROTECTION IP65 FLANGE ON DRIVE END IP67 | 2705 | TEM | 1 | MC | 6.902 | 1
1FK70437AH711EB3 | SIMOTICS S SYNCHRONOUS SERVOMOTOR, 1FK7 HIGH DYNAMIC, 3.1 NM, 100 K, 4500 RPM, 1,23KW NATURAL COOLING, IM B5 (V1, V3) POWER/SIGNAL CONNECTORS CONNECTOR CAN BE ROTATED BY 270 DEGR. ABSOLUTE ENCODER ENDAT 2048 P/REV (ENCODER A-2048); PERFORMANCE REDUCTION BY 10% DUE TO ABSOLUTE ENCODER; SHAFT WITH FITTED KEY, TOLERANCE N; WITH HOLDING BRAKE DEGREE OF PROTECTION IP64; PAINT FINISH RAL7016 | 2653 | TEM | 1 | MC | 6.902 | 1
1FK70437AH711EB5 | SIMOTICS S SYNCHRONOUS SERVOMOTOR, 1FK7 HIGH DYNAMIC, 3.1 NM, 100 K, 4500 RPM, 1,23KW NATURAL COOLING, IM B5 (V1, V3) POWER/SIGNAL CONNECTORS CONNECTOR CAN BE ROTATED BY 270 DEGR. ABSOLUTE ENCODER ENDAT 2048 P/REV (ENCODER A-2048); PERFORMANCE REDUCTION BY 10% DUE TO ABSOLUTE ENCODER; SHAFT WITH FITTED KEY, TOLERANCE N; WITH HOLDING BRAKE DEGREE OF PROTECTION IP65 AS FLANGE IP67; PAINT FINISH RAL7016 | 2755 | TEM | 1 | MC | 6.902 | 1
1FK70437AH711EB8 | SIMOTICS S SYNCHRONOUS SERVOMOTOR, 1FK7 HIGH DYNAMIC, 3.1 NM, 100 K, 4500 RPM, 1,23KW NATURAL COOLING, IM B5 (V1, V3) POWER/SIGNAL CONNECTORS CONNECTOR CAN BE ROTATED BY 270 DEGR. ABSOLUTE ENCODER ENDAT 2048 P/REV (ENCODER A-2048); PERFORMANCE REDUCTION BY 10% DUE TO ABSOLUTE ENCODER; SHAFT WITH FITTED KEY, TOLERANCE N; WITH HOLDING BRAKE DEGREE OF PROTECTION IP65 IP67 D-END FLANGE; RAL7016 COATING; METALLIC RATING PLATE AT MOTOR | 2863 | TEM | 1 | MC | 6.902 | 1
1FK70437AH711EG0 | SIMOTICS S SYNCHRONOUS SERVOMOTOR, 1FK7 HIGH DYNAMIC, 3.1 NM, 100 K, 4500 RPM, 1,23KW NATURAL COOLING, IM B5 (V1, V3) POWER/SIGNAL CONNECTORS CONNECTOR CAN BE ROTATED BY 270 DEGR. ABSOLUTE ENCODER ENDAT 2048 P/REV (ENCODER A-2048); PERFORMANCE REDUCTION BY 10% DUE TO ABSOLUTE ENCODER; PLAIN SHAFT, TOLERANCE N; W/O HOLDING BRAKE DEGREE OF PROTECTION IP64 | 2227 | TEM | 1 | MC | 6.303 | 1
1FK70437AH711EG2 | SIMOTICS S SYNCHRONOUS SERVOMOTOR, 1FK7 HIGH DYNAMIC, 3.1 NM, 100 K, 4500 RPM, 1,23KW NATURAL COOLING, IM B5 (V1, V3) POWER/SIGNAL CONNECTORS CONNECTOR CAN BE ROTATED BY 270 DEGR. ABSOLUTE ENCODER ENDAT 2048 P/REV (ENCODER A-2048); PERFORMANCE REDUCTION BY 10% DUE TO ABSOLUTE ENCODER; PLAIN SHAFT, TOLERANCE N; W/O HOLDING BRAKE DEGREE OF PROTECTION IP65 FLANGE ON DRIVE END IP67 | 2328 | TEM | 1 | MC | 6.303 | 1
1FK70437AH711EG3 | SIMOTICS S SYNCHRONOUS SERVOMOTOR, 1FK7 HIGH DYNAMIC, 3.1 NM, 100 K, 4500 RPM, 1,23KW NATURAL COOLING, IM B5 (V1, V3) POWER/SIGNAL CONNECTORS CONNECTOR CAN BE ROTATED BY 270 DEGR. ABSOLUTE ENCODER ENDAT 2048 P/REV (ENCODER A-2048); PERFORMANCE REDUCTION BY 10% DUE TO ABSOLUTE ENCODER; PLAIN SHAFT, TOLERANCE N; W/O HOLDING BRAKE DEGREE OF PROTECTION IP64; PAINT FINISH RAL7016 | 2276 | TEM | 1 | MC | 6.303 | 1
1FK70437AH711EG5 | SIMOTICS S SYNCHRONOUS SERVOMOTOR, 1FK7 HIGH DYNAMIC, 3.1 NM, 100 K, 4500 RPM, 1,23KW NATURAL COOLING, IM B5 (V1, V3) POWER/SIGNAL CONNECTORS CONNECTOR CAN BE ROTATED BY 270 DEGR. ABSOLUTE ENCODER ENDAT 2048 P/REV (ENCODER A-2048); PERFORMANCE REDUCTION BY 10% DUE TO ABSOLUTE ENCODER; PLAIN SHAFT, TOLERANCE N; W/O HOLDING BRAKE DEGREE OF PROTECTION IP65 AS FLANGE IP67; PAINT FINISH RAL7016 | 2378 | TEM | 1 | MC | 6.303 | 1
1FK70437AH711EG8 | SIMOTICS S SYNCHRONOUS SERVOMOTOR, 1FK7 HIGH DYNAMIC, 3.1 NM, 100 K, 4500 RPM, 1,23KW NATURAL COOLING, IM B5 (V1, V3) POWER/SIGNAL CONNECTORS CONNECTOR CAN BE ROTATED BY 270 DEGR. ABSOLUTE ENCODER ENDAT 2048 P/REV (ENCODER A-2048); PERFORMANCE REDUCTION BY 10% DUE TO ABSOLUTE ENCODER; PLAIN SHAFT, TOLERANCE N; W/O HOLDING BRAKE DEGREE OF PROTECTION IP65 IP67 D-END FLANGE; RAL7016 COATING; METALLIC RATING PLATE AT MOTOR | 2486 | TEM | 1 | MC | 6.303 | 1
1FK70437AH711EH0 | SIMOTICS S SYNCHRONOUS SERVOMOTOR, 1FK7 HIGH DYNAMIC, 3.1 NM, 100 K, 4500 RPM, 1,23KW NATURAL COOLING, IM B5 (V1, V3) POWER/SIGNAL CONNECTORS CONNECTOR CAN BE ROTATED BY 270 DEGR. ABSOLUTE ENCODER ENDAT 2048 P/REV (ENCODER A-2048); PERFORMANCE REDUCTION BY 10% DUE TO ABSOLUTE ENCODER; PLAIN SHAFT, TOLERANCE N; WITH HOLDING BRAKE DEGREE OF PROTECTION IP64 | 2508 | TEM | 1 | MC | 6.902 | 1
1FK70437AH711EH2 | SIMOTICS S SYNCHRONOUS SERVOMOTOR, 1FK7 HIGH DYNAMIC, 3.1 NM, 100 K, 4500 RPM, 1,23KW NATURAL COOLING, IM B5 (V1, V3) POWER/SIGNAL CONNECTORS CONNECTOR CAN BE ROTATED BY 270 DEGR. ABSOLUTE ENCODER ENDAT 2048 P/REV (ENCODER A-2048); PERFORMANCE REDUCTION BY 10% DUE TO ABSOLUTE ENCODER; PLAIN SHAFT, TOLERANCE N; WITH HOLDING BRAKE DEGREE OF PROTECTION IP65 FLANGE ON DRIVE END IP67 | 2609 | TEM | 1 | MC | 6.902 | 1
1FK70437AH711EH3 | SIMOTICS S SYNCHRONOUS SERVOMOTOR, 1FK7 HIGH DYNAMIC, 3.1 NM, 100 K, 4500 RPM, 1,23KW NATURAL COOLING, IM B5 (V1, V3) POWER/SIGNAL CONNECTORS CONNECTOR CAN BE ROTATED BY 270 DEGR. ABSOLUTE ENCODER ENDAT 2048 P/REV (ENCODER A-2048); PERFORMANCE REDUCTION BY 10% DUE TO ABSOLUTE ENCODER; PLAIN SHAFT, TOLERANCE N; WITH HOLDING BRAKE DEGREE OF PROTECTION IP64; PAINT FINISH RAL7016 | 2557 | TEM | 1 | MC | 6.902 | 1
1FK70437AH711EH5 | SIMOTICS S SYNCHRONOUS SERVOMOTOR, 1FK7 HIGH DYNAMIC, 3.1 NM, 100 K, 4500 RPM, 1,23KW NATURAL COOLING, IM B5 (V1, V3) POWER/SIGNAL CONNECTORS CONNECTOR CAN BE ROTATED BY 270 DEGR. ABSOLUTE ENCODER ENDAT 2048 P/REV (ENCODER A-2048); PERFORMANCE REDUCTION BY 10% DUE TO ABSOLUTE ENCODER; PLAIN SHAFT, TOLERANCE N; WITH HOLDING BRAKE DEGREE OF PROTECTION IP65 AS FLANGE IP67; PAINT FINISH RAL7016 | 2659 | TEM | 1 | MC | 6.902 | 1
1FK70437AH711EH8 | SIMOTICS S SYNCHRONOUS SERVOMOTOR, 1FK7 HIGH DYNAMIC, 3.1 NM, 100 K, 4500 RPM, 1,23KW NATURAL COOLING, IM B5 (V1, V3) POWER/SIGNAL CONNECTORS CONNECTOR CAN BE ROTATED BY 270 DEGR. ABSOLUTE ENCODER ENDAT 2048 P/REV (ENCODER A-2048); PERFORMANCE REDUCTION BY 10% DUE TO ABSOLUTE ENCODER; PLAIN SHAFT, TOLERANCE N; WITH HOLDING BRAKE DEGREE OF PROTECTION IP65 IP67 D-END FLANGE; RAL7016 COATING; METALLIC RATING PLATE AT MOTOR | 2767 | TEM | 1 | MC | 6.902 | 1
1FK70437AH711FA0 | SIMOTICS S SYNCHRONOUS SERVOMOTOR, 1FK7 HIGH DYNAMIC, 3.1 NM, 100 K, 4500 RPM, 1,23KW NATURAL COOLING, IM B5 (V1, V3) POWER/SIGNAL CONNECTORS CONNECTOR CAN BE ROTATED BY 270 DEGR. ABSOLUTE ENCODER 2048 P/REV (ENCODER A-2048) WITH DRIVE-CLIQ INTERFACE; PERFORMANCE REDUCTION BY 10% DUE TO ABSOLUTE ENCODER; SHAFT WITH FITTED KEY, TOLERANCE N; W/O HOLDING BRAKE DEGREE OF PROTECTION IP64 | 2580 | TEM | 1 | MC | 6.303 | 1
1FK70437AH711FA2 | SIMOTICS S SYNCHRONOUS SERVOMOTOR, 1FK7 HIGH DYNAMIC, 3.1 NM, 100 K, 4500 RPM, 1,23KW NATURAL COOLING, IM B5 (V1, V3) POWER/SIGNAL CONNECTORS CONNECTOR CAN BE ROTATED BY 270 DEGR. ABSOLUTE ENCODER 2048 P/REV (ENCODER A-2048) WITH DRIVE-CLIQ INTERFACE; PERFORMANCE REDUCTION BY 10% DUE TO ABSOLUTE ENCODER; SHAFT WITH FITTED KEY, TOLERANCE N; W/O HOLDING BRAKE DEGREE OF PROTECTION IP65 FLANGE ON DRIVE END IP67 | 2681 | TEM | 1 | MC | 6.303 | 1
1FK70437AH711FA3 | SIMOTICS S SYNCHRONOUS SERVOMOTOR, 1FK7 HIGH DYNAMIC, 3.1 NM, 100 K, 4500 RPM, 1,23KW NATURAL COOLING, IM B5 (V1, V3) POWER/SIGNAL CONNECTORS CONNECTOR CAN BE ROTATED BY 270 DEGR. ABSOLUTE ENCODER 2048 P/REV (ENCODER A-2048) WITH DRIVE-CLIQ INTERFACE; PERFORMANCE REDUCTION BY 10% DUE TO ABSOLUTE ENCODER; SHAFT WITH FITTED KEY, TOLERANCE N; W/O HOLDING BRAKE DEGREE OF PROTECTION IP64; PAINT FINISH RAL7016 | 2629 | TEM | 1 | MC | 6.303 | 1
1FK70437AH711FA5 | SIMOTICS S SYNCHRONOUS SERVOMOTOR, 1FK7 HIGH DYNAMIC, 3.1 NM, 100 K, 4500 RPM, 1,23KW NATURAL COOLING, IM B5 (V1, V3) POWER/SIGNAL CONNECTORS CONNECTOR CAN BE ROTATED BY 270 DEGR. ABSOLUTE ENCODER 2048 P/REV (ENCODER A-2048) WITH DRIVE-CLIQ INTERFACE; PERFORMANCE REDUCTION BY 10% DUE TO ABSOLUTE ENCODER; SHAFT WITH FITTED KEY, TOLERANCE N; W/O HOLDING BRAKE DEGREE OF PROTECTION IP65 AS FLANGE IP67; PAINT FINISH RAL7016 | 2731 | TEM | 1 | MC | 6.303 | 1
1FK70437AH711FA8 | SIMOTICS S SYNCHRONOUS SERVOMOTOR, 1FK7 HIGH DYNAMIC, 3.1 NM, 100 K, 4500 RPM, 1,23KW NATURAL COOLING, IM B5 (V1, V3) POWER/SIGNAL CONNECTORS CONNECTOR CAN BE ROTATED BY 270 DEGR. ABSOLUTE ENCODER 2048 P/REV (ENCODER A-2048) WITH DRIVE-CLIQ INTERFACE; PERFORMANCE REDUCTION BY 10% DUE TO ABSOLUTE ENCODER; SHAFT WITH FITTED KEY, TOLERANCE N; W/O HOLDING BRAKE DEGREE OF PROTECTION IP65 IP67 D-END FLANGE; RAL7016 COATING; METALLIC RATING PLATE AT MOTOR | 2839 | TEM | 1 | MC | 6.303 | 1
1FK70437AH711FB0 | SIMOTICS S SYNCHRONOUS SERVOMOTOR, 1FK7 HIGH DYNAMIC, 3.1 NM, 100 K, 4500 RPM, 1,23KW NATURAL COOLING, IM B5 (V1, V3) POWER/SIGNAL CONNECTORS CONNECTOR CAN BE ROTATED BY 270 DEGR. ABSOLUTE ENCODER 2048 P/REV (ENCODER A-2048) WITH DRIVE-CLIQ INTERFACE; PERFORMANCE REDUCTION BY 10% DUE TO ABSOLUTE ENCODER; SHAFT WITH FITTED KEY, TOLERANCE N; WITH HOLDING BRAKE DEGREE OF PROTECTION IP64 | 2863 | TEM | 1 | MC | 6.902 | 1
1FK70437AH711FB2 | SIMOTICS S SYNCHRONOUS SERVOMOTOR, 1FK7 HIGH DYNAMIC, 3.1 NM, 100 K, 4500 RPM, 1,23KW NATURAL COOLING, IM B5 (V1, V3) POWER/SIGNAL CONNECTORS CONNECTOR CAN BE ROTATED BY 270 DEGR. ABSOLUTE ENCODER 2048 P/REV (ENCODER A-2048) WITH DRIVE-CLIQ INTERFACE; PERFORMANCE REDUCTION BY 10% DUE TO ABSOLUTE ENCODER; SHAFT WITH FITTED KEY, TOLERANCE N; WITH HOLDING BRAKE DEGREE OF PROTECTION IP65 FLANGE ON DRIVE END IP67 | 2965 | TEM | 1 | MC | 6.902 | 1
1FK70437AH711FB3 | SIMOTICS S SYNCHRONOUS SERVOMOTOR, 1FK7 HIGH DYNAMIC, 3.1 NM, 100 K, 4500 RPM, 1,23KW NATURAL COOLING, IM B5 (V1, V3) POWER/SIGNAL CONNECTORS CONNECTOR CAN BE ROTATED BY 270 DEGR. ABSOLUTE ENCODER 2048 P/REV (ENCODER A-2048) WITH DRIVE-CLIQ INTERFACE; PERFORMANCE REDUCTION BY 10% DUE TO ABSOLUTE ENCODER; SHAFT WITH FITTED KEY, TOLERANCE N; WITH HOLDING BRAKE DEGREE OF PROTECTION IP64; PAINT FINISH RAL7016 | 2912 | TEM | 1 | MC | 6.902 | 1
1FK70437AH711FB5 | SIMOTICS S SYNCHRONOUS SERVOMOTOR, 1FK7 HIGH DYNAMIC, 3.1 NM, 100 K, 4500 RPM, 1,23KW NATURAL COOLING, IM B5 (V1, V3) POWER/SIGNAL CONNECTORS CONNECTOR CAN BE ROTATED BY 270 DEGR. ABSOLUTE ENCODER 2048 P/REV (ENCODER A-2048) WITH DRIVE-CLIQ INTERFACE; PERFORMANCE REDUCTION BY 10% DUE TO ABSOLUTE ENCODER; SHAFT WITH FITTED KEY, TOLERANCE N; WITH HOLDING BRAKE DEGREE OF PROTECTION IP65 AS FLANGE IP67; PAINT FINISH RAL7016 | 3014 | TEM | 1 | MC | 6.902 | 1
1FK70437AH711FB8 | SIMOTICS S SYNCHRONOUS SERVOMOTOR, 1FK7 HIGH DYNAMIC, 3.1 NM, 100 K, 4500 RPM, 1,23KW NATURAL COOLING, IM B5 (V1, V3) POWER/SIGNAL CONNECTORS CONNECTOR CAN BE ROTATED BY 270 DEGR. ABSOLUTE ENCODER 2048 P/REV (ENCODER A-2048) WITH DRIVE-CLIQ INTERFACE; PERFORMANCE REDUCTION BY 10% DUE TO ABSOLUTE ENCODER; SHAFT WITH FITTED KEY, TOLERANCE N; WITH HOLDING BRAKE DEGREE OF PROTECTION IP65 IP67 D-END FLANGE; RAL7016 COATING; METALLIC RATING PLATE AT MOTOR | 3123 | TEM | 1 | MC | 6.902 | 1
1FK70437AH711FG0 | SIMOTICS S SYNCHRONOUS SERVOMOTOR, 1FK7 HIGH DYNAMIC, 3.1 NM, 100 K, 4500 RPM, 1,23KW NATURAL COOLING, IM B5 (V1, V3) POWER/SIGNAL CONNECTORS CONNECTOR CAN BE ROTATED BY 270 DEGR. ABSOLUTE ENCODER 2048 P/REV (ENCODER A-2048) WITH DRIVE-CLIQ INTERFACE; PERFORMANCE REDUCTION BY 10% DUE TO ABSOLUTE ENCODER; PLAIN SHAFT, TOLERANCE N; W/O HOLDING BRAKE DEGREE OF PROTECTION IP64 | 2486 | TEM | 1 | MC | 6.303 | 1
1FK70437AH711FG2 | SIMOTICS S SYNCHRONOUS SERVOMOTOR, 1FK7 HIGH DYNAMIC, 3.1 NM, 100 K, 4500 RPM, 1,23KW NATURAL COOLING, IM B5 (V1, V3) POWER/SIGNAL CONNECTORS CONNECTOR CAN BE ROTATED BY 270 DEGR. ABSOLUTE ENCODER 2048 P/REV (ENCODER A-2048) WITH DRIVE-CLIQ INTERFACE; PERFORMANCE REDUCTION BY 10% DUE TO ABSOLUTE ENCODER; PLAIN SHAFT, TOLERANCE N; W/O HOLDING BRAKE DEGREE OF PROTECTION IP65 FLANGE ON DRIVE END IP67 | 2588 | TEM | 1 | MC | 6.303 | 1
1FK70437AH711FG3 | SIMOTICS S SYNCHRONOUS SERVOMOTOR, 1FK7 HIGH DYNAMIC, 3.1 NM, 100 K, 4500 RPM, 1,23KW NATURAL COOLING, IM B5 (V1, V3) POWER/SIGNAL CONNECTORS CONNECTOR CAN BE ROTATED BY 270 DEGR. ABSOLUTE ENCODER 2048 P/REV (ENCODER A-2048) WITH DRIVE-CLIQ INTERFACE; PERFORMANCE REDUCTION BY 10% DUE TO ABSOLUTE ENCODER; PLAIN SHAFT, TOLERANCE N; W/O HOLDING BRAKE DEGREE OF PROTECTION IP64; PAINT FINISH RAL7016 | 2535 | TEM | 1 | MC | 6.303 | 1
1FK70437AH711FG5 | SIMOTICS S SYNCHRONOUS SERVOMOTOR, 1FK7 HIGH DYNAMIC, 3.1 NM, 100 K, 4500 RPM, 1,23KW NATURAL COOLING, IM B5 (V1, V3) POWER/SIGNAL CONNECTORS CONNECTOR CAN BE ROTATED BY 270 DEGR. ABSOLUTE ENCODER 2048 P/REV (ENCODER A-2048) WITH DRIVE-CLIQ INTERFACE; PERFORMANCE REDUCTION BY 10% DUE TO ABSOLUTE ENCODER; PLAIN SHAFT, TOLERANCE N; W/O HOLDING BRAKE DEGREE OF PROTECTION IP65 AS FLANGE IP67; PAINT FINISH RAL7016 | 2637 | TEM | 1 | MC | 6.303 | 1
1FK70437AH711FG8 | SIMOTICS S SYNCHRONOUS SERVOMOTOR, 1FK7 HIGH DYNAMIC, 3.1 NM, 100 K, 4500 RPM, 1,23KW NATURAL COOLING, IM B5 (V1, V3) POWER/SIGNAL CONNECTORS CONNECTOR CAN BE ROTATED BY 270 DEGR. ABSOLUTE ENCODER 2048 P/REV (ENCODER A-2048) WITH DRIVE-CLIQ INTERFACE; PERFORMANCE REDUCTION BY 10% DUE TO ABSOLUTE ENCODER; PLAIN SHAFT, TOLERANCE N; W/O HOLDING BRAKE DEGREE OF PROTECTION IP65 IP67 D-END FLANGE; RAL7016 COATING; METALLIC RATING PLATE AT MOTOR | 2746 | TEM | 1 | MC | 6.303 | 1
1FK70437AH711FH0 | SIMOTICS S SYNCHRONOUS SERVOMOTOR, 1FK7 HIGH DYNAMIC, 3.1 NM, 100 K, 4500 RPM, 1,23KW NATURAL COOLING, IM B5 (V1, V3) POWER/SIGNAL CONNECTORS CONNECTOR CAN BE ROTATED BY 270 DEGR. ABSOLUTE ENCODER 2048 P/REV (ENCODER A-2048) WITH DRIVE-CLIQ INTERFACE; PERFORMANCE REDUCTION BY 10% DUE TO ABSOLUTE ENCODER; PLAIN SHAFT, TOLERANCE N; WITH HOLDING BRAKE DEGREE OF PROTECTION IP64 | 2767 | TEM | 1 | MC | 6.902 | 1
1FK70437AH711FH2 | SIMOTICS S SYNCHRONOUS SERVOMOTOR, 1FK7 HIGH DYNAMIC, 3.1 NM, 100 K, 4500 RPM, 1,23KW NATURAL COOLING, IM B5 (V1, V3) POWER/SIGNAL CONNECTORS CONNECTOR CAN BE ROTATED BY 270 DEGR. ABSOLUTE ENCODER 2048 P/REV (ENCODER A-2048) WITH DRIVE-CLIQ INTERFACE; PERFORMANCE REDUCTION BY 10% DUE TO ABSOLUTE ENCODER; PLAIN SHAFT, TOLERANCE N; WITH HOLDING BRAKE DEGREE OF PROTECTION IP65 FLANGE ON DRIVE END IP67 | 2869 | TEM | 1 | MC | 6.902 | 1
1FK70437AH711FH3 | SIMOTICS S SYNCHRONOUS SERVOMOTOR, 1FK7 HIGH DYNAMIC, 3.1 NM, 100 K, 4500 RPM, 1,23KW NATURAL COOLING, IM B5 (V1, V3) POWER/SIGNAL CONNECTORS CONNECTOR CAN BE ROTATED BY 270 DEGR. ABSOLUTE ENCODER 2048 P/REV (ENCODER A-2048) WITH DRIVE-CLIQ INTERFACE; PERFORMANCE REDUCTION BY 10% DUE TO ABSOLUTE ENCODER; PLAIN SHAFT, TOLERANCE N; WITH HOLDING BRAKE DEGREE OF PROTECTION IP64; PAINT FINISH RAL7016 | 2816 | TEM | 1 | MC | 6.902 | 1
1FK70437AH711FH5 | SIMOTICS S SYNCHRONOUS SERVOMOTOR, 1FK7 HIGH DYNAMIC, 3.1 NM, 100 K, 4500 RPM, 1,23KW NATURAL COOLING, IM B5 (V1, V3) POWER/SIGNAL CONNECTORS CONNECTOR CAN BE ROTATED BY 270 DEGR. ABSOLUTE ENCODER 2048 P/REV (ENCODER A-2048) WITH DRIVE-CLIQ INTERFACE; PERFORMANCE REDUCTION BY 10% DUE TO ABSOLUTE ENCODER; PLAIN SHAFT, TOLERANCE N; WITH HOLDING BRAKE DEGREE OF PROTECTION IP65 AS FLANGE IP67; PAINT FINISH RAL7016 | 2918 | TEM | 1 | MC | 6.902 | 1
1FK70437AH711FH8 | SIMOTICS S SYNCHRONOUS SERVOMOTOR, 1FK7 HIGH DYNAMIC, 3.1 NM, 100 K, 4500 RPM, 1,23KW NATURAL COOLING, IM B5 (V1, V3) POWER/SIGNAL CONNECTORS CONNECTOR CAN BE ROTATED BY 270 DEGR. ABSOLUTE ENCODER 2048 P/REV (ENCODER A-2048) WITH DRIVE-CLIQ INTERFACE; PERFORMANCE REDUCTION BY 10% DUE TO ABSOLUTE ENCODER; PLAIN SHAFT, TOLERANCE N; WITH HOLDING BRAKE DEGREE OF PROTECTION IP65 IP67 D-END FLANGE; RAL7016 COATING; METALLIC RATING PLATE AT MOTOR | 3027 | TEM | 1 | MC | 6.902 | 1
1FK70437AH711GA0 | SIMOTICS S SYNCHRONOUS SERVOMOTOR, 1FK7 HIGH DYNAMIC, 3.1 NM, 100 K, 4500 RPM, 1,23KW NATURAL COOLING, IM B5 (V1, V3) POWER/SIGNAL CONNECTORS CONNECTOR CAN BE ROTATED BY 270 DEGR. BASIC ABSOLUTE ENCODER 32 P/REV (ENCODER A-32); PERFORMANCE REDUCTION BY 10% DUE TO ABSOLUTE ENCODER; SHAFT WITH FITTED KEY, TOLERANCE N; W/O HOLDING BRAKE DEGREE OF PROTECTION IP64 | 1758 | TEM | 1 | MC | 6.303 | 1
1FK70437AH711GA2 | SIMOTICS S SYNCHRONOUS SERVOMOTOR, 1FK7 HIGH DYNAMIC, 3.1 NM, 100 K, 4500 RPM, 1,23KW NATURAL COOLING, IM B5 (V1, V3) POWER/SIGNAL CONNECTORS CONNECTOR CAN BE ROTATED BY 270 DEGR. BASIC ABSOLUTE ENCODER 32 P/REV (ENCODER A-32); PERFORMANCE REDUCTION BY 10% DUE TO ABSOLUTE ENCODER; SHAFT WITH FITTED KEY, TOLERANCE N; W/O HOLDING BRAKE DEGREE OF PROTECTION IP65 FLANGE ON DRIVE END IP67 | 1860 | TEM | 1 | MC | 6.303 | 1
1FK70437AH711GA3 | SIMOTICS S SYNCHRONOUS SERVOMOTOR, 1FK7 HIGH DYNAMIC, 3.1 NM, 100 K, 4500 RPM, 1,23KW NATURAL COOLING, IM B5 (V1, V3) POWER/SIGNAL CONNECTORS CONNECTOR CAN BE ROTATED BY 270 DEGR. BASIC ABSOLUTE ENCODER 32 P/REV (ENCODER A-32); PERFORMANCE REDUCTION BY 10% DUE TO ABSOLUTE ENCODER; SHAFT WITH FITTED KEY, TOLERANCE N; W/O HOLDING BRAKE DEGREE OF PROTECTION IP64; PAINT FINISH RAL7016 | 1808 | TEM | 1 | MC | 6.303 | 1
1FK70437AH711GA5 | SIMOTICS S SYNCHRONOUS SERVOMOTOR, 1FK7 HIGH DYNAMIC, 3.1 NM, 100 K, 4500 RPM, 1,23KW NATURAL COOLING, IM B5 (V1, V3) POWER/SIGNAL CONNECTORS CONNECTOR CAN BE ROTATED BY 270 DEGR. BASIC ABSOLUTE ENCODER 32 P/REV (ENCODER A-32); PERFORMANCE REDUCTION BY 10% DUE TO ABSOLUTE ENCODER; SHAFT WITH FITTED KEY, TOLERANCE N; W/O HOLDING BRAKE DEGREE OF PROTECTION IP65 AS FLANGE IP67; PAINT FINISH RAL7016 | 1909 | TEM | 1 | MC | 6.303 | 1
1FK70437AH711GA8 | SIMOTICS S SYNCHRONOUS SERVOMOTOR, 1FK7 HIGH DYNAMIC, 3.1 NM, 100 K, 4500 RPM, 1,23KW NATURAL COOLING, IM B5 (V1, V3) POWER/SIGNAL CONNECTORS CONNECTOR CAN BE ROTATED BY 270 DEGR. BASIC ABSOLUTE ENCODER 32 P/REV (ENCODER A-32); PERFORMANCE REDUCTION BY 10% DUE TO ABSOLUTE ENCODER; SHAFT WITH FITTED KEY, TOLERANCE N; W/O HOLDING BRAKE DEGREE OF PROTECTION IP65 IP67 D-END FLANGE; RAL7016 COATING; METALLIC RATING PLATE AT MOTOR | 2018 | TEM | 1 | MC | 6.303 | 1
1FK70437AH711GB0 | SIMOTICS S SYNCHRONOUS SERVOMOTOR, 1FK7 HIGH DYNAMIC, 3.1 NM, 100 K, 4500 RPM, 1,23KW NATURAL COOLING, IM B5 (V1, V3) POWER/SIGNAL CONNECTORS CONNECTOR CAN BE ROTATED BY 270 DEGR. BASIC ABSOLUTE ENCODER 32 P/REV (ENCODER A-32); PERFORMANCE REDUCTION BY 10% DUE TO ABSOLUTE ENCODER; SHAFT WITH FITTED KEY, TOLERANCE N; WITH HOLDING BRAKE DEGREE OF PROTECTION IP64 | 2042 | TEM | 1 | MC | 6.902 | 1
1FK70437AH711GB2 | SIMOTICS S SYNCHRONOUS SERVOMOTOR, 1FK7 HIGH DYNAMIC, 3.1 NM, 100 K, 4500 RPM, 1,23KW NATURAL COOLING, IM B5 (V1, V3) POWER/SIGNAL CONNECTORS CONNECTOR CAN BE ROTATED BY 270 DEGR. BASIC ABSOLUTE ENCODER 32 P/REV (ENCODER A-32); PERFORMANCE REDUCTION BY 10% DUE TO ABSOLUTE ENCODER; SHAFT WITH FITTED KEY, TOLERANCE N; WITH HOLDING BRAKE DEGREE OF PROTECTION IP65 FLANGE ON DRIVE END IP67 | 2143 | TEM | 1 | MC | 6.902 | 1
1FK70437AH711GB3 | SIMOTICS S SYNCHRONOUS SERVOMOTOR, 1FK7 HIGH DYNAMIC, 3.1 NM, 100 K, 4500 RPM, 1,23KW NATURAL COOLING, IM B5 (V1, V3) POWER/SIGNAL CONNECTORS CONNECTOR CAN BE ROTATED BY 270 DEGR. BASIC ABSOLUTE ENCODER 32 P/REV (ENCODER A-32); PERFORMANCE REDUCTION BY 10% DUE TO ABSOLUTE ENCODER; SHAFT WITH FITTED KEY, TOLERANCE N; WITH HOLDING BRAKE DEGREE OF PROTECTION IP64; PAINT FINISH RAL7016 | 2091 | TEM | 1 | MC | 6.902 | 1
1FK70437AH711GB5 | SIMOTICS S SYNCHRONOUS SERVOMOTOR, 1FK7 HIGH DYNAMIC, 3.1 NM, 100 K, 4500 RPM, 1,23KW NATURAL COOLING, IM B5 (V1, V3) POWER/SIGNAL CONNECTORS CONNECTOR CAN BE ROTATED BY 270 DEGR. BASIC ABSOLUTE ENCODER 32 P/REV (ENCODER A-32); PERFORMANCE REDUCTION BY 10% DUE TO ABSOLUTE ENCODER; SHAFT WITH FITTED KEY, TOLERANCE N; WITH HOLDING BRAKE DEGREE OF PROTECTION IP65 AS FLANGE IP67; PAINT FINISH RAL7016 | 2193 | TEM | 1 | MC | 6.902 | 1
1FK70437AH711GB8 | SIMOTICS S SYNCHRONOUS SERVOMOTOR, 1FK7 HIGH DYNAMIC, 3.1 NM, 100 K, 4500 RPM, 1,23KW NATURAL COOLING, IM B5 (V1, V3) POWER/SIGNAL CONNECTORS CONNECTOR CAN BE ROTATED BY 270 DEGR. BASIC ABSOLUTE ENCODER 32 P/REV (ENCODER A-32); PERFORMANCE REDUCTION BY 10% DUE TO ABSOLUTE ENCODER; SHAFT WITH FITTED KEY, TOLERANCE N; WITH HOLDING BRAKE DEGREE OF PROTECTION IP65 IP67 D-END FLANGE; RAL7016 COATING; METALLIC RATING PLATE AT MOTOR | 2301 | TEM | 1 | MC | 6.902 | 1
1FK70437AH711GG0 | SIMOTICS S SYNCHRONOUS SERVOMOTOR, 1FK7 HIGH DYNAMIC, 3.1 NM, 100 K, 4500 RPM, 1,23KW NATURAL COOLING, IM B5 (V1, V3) POWER/SIGNAL CONNECTORS CONNECTOR CAN BE ROTATED BY 270 DEGR. BASIC ABSOLUTE ENCODER 32 P/REV (ENCODER A-32); PERFORMANCE REDUCTION BY 10% DUE TO ABSOLUTE ENCODER; PLAIN SHAFT, TOLERANCE N; W/O HOLDING BRAKE DEGREE OF PROTECTION IP64 | 1665 | TEM | 1 | MC | 6.303 | 1
1FK70437AH711GG2 | SIMOTICS S SYNCHRONOUS SERVOMOTOR, 1FK7 HIGH DYNAMIC, 3.1 NM, 100 K, 4500 RPM, 1,23KW NATURAL COOLING, IM B5 (V1, V3) POWER/SIGNAL CONNECTORS CONNECTOR CAN BE ROTATED BY 270 DEGR. BASIC ABSOLUTE ENCODER 32 P/REV (ENCODER A-32); PERFORMANCE REDUCTION BY 10% DUE TO ABSOLUTE ENCODER; PLAIN SHAFT, TOLERANCE N; W/O HOLDING BRAKE DEGREE OF PROTECTION IP65 FLANGE ON DRIVE END IP67 | 1766 | TEM | 1 | MC | 6.303 | 1
1FK70437AH711GG3 | SIMOTICS S SYNCHRONOUS SERVOMOTOR, 1FK7 HIGH DYNAMIC, 3.1 NM, 100 K, 4500 RPM, 1,23KW NATURAL COOLING, IM B5 (V1, V3) POWER/SIGNAL CONNECTORS CONNECTOR CAN BE ROTATED BY 270 DEGR. BASIC ABSOLUTE ENCODER 32 P/REV (ENCODER A-32); PERFORMANCE REDUCTION BY 10% DUE TO ABSOLUTE ENCODER; PLAIN SHAFT, TOLERANCE N; W/O HOLDING BRAKE DEGREE OF PROTECTION IP64; PAINT FINISH RAL7016 | 1714 | TEM | 1 | MC | 6.303 | 1
1FK70437AH711GG5 | SIMOTICS S SYNCHRONOUS SERVOMOTOR, 1FK7 HIGH DYNAMIC, 3.1 NM, 100 K, 4500 RPM, 1,23KW NATURAL COOLING, IM B5 (V1, V3) POWER/SIGNAL CONNECTORS CONNECTOR CAN BE ROTATED BY 270 DEGR. BASIC ABSOLUTE ENCODER 32 P/REV (ENCODER A-32); PERFORMANCE REDUCTION BY 10% DUE TO ABSOLUTE ENCODER; PLAIN SHAFT, TOLERANCE N; W/O HOLDING BRAKE DEGREE OF PROTECTION IP65 AS FLANGE IP67; PAINT FINISH RAL7016 | 1816 | TEM | 1 | MC | 6.303 | 1
1FK70437AH711GG8 | SIMOTICS S SYNCHRONOUS SERVOMOTOR, 1FK7 HIGH DYNAMIC, 3.1 NM, 100 K, 4500 RPM, 1,23KW NATURAL COOLING, IM B5 (V1, V3) POWER/SIGNAL CONNECTORS CONNECTOR CAN BE ROTATED BY 270 DEGR. BASIC ABSOLUTE ENCODER 32 P/REV (ENCODER A-32); PERFORMANCE REDUCTION BY 10% DUE TO ABSOLUTE ENCODER; PLAIN SHAFT, TOLERANCE N; W/O HOLDING BRAKE DEGREE OF PROTECTION IP65 IP67 D-END FLANGE; RAL7016 COATING; METALLIC RATING PLATE AT MOTOR | 1924 | TEM | 1 | MC | 6.303 | 1
1FK70437AH711GH0 | SIMOTICS S SYNCHRONOUS SERVOMOTOR, 1FK7 HIGH DYNAMIC, 3.1 NM, 100 K, 4500 RPM, 1,23KW NATURAL COOLING, IM B5 (V1, V3) POWER/SIGNAL CONNECTORS CONNECTOR CAN BE ROTATED BY 270 DEGR. BASIC ABSOLUTE ENCODER 32 P/REV (ENCODER A-32); PERFORMANCE REDUCTION BY 10% DUE TO ABSOLUTE ENCODER; PLAIN SHAFT, TOLERANCE N; WITH HOLDING BRAKE DEGREE OF PROTECTION IP64 | 1946 | TEM | 1 | MC | 6.902 | 1
1FK70437AH711GH2 | SIMOTICS S SYNCHRONOUS SERVOMOTOR, 1FK7 HIGH DYNAMIC, 3.1 NM, 100 K, 4500 RPM, 1,23KW NATURAL COOLING, IM B5 (V1, V3) POWER/SIGNAL CONNECTORS CONNECTOR CAN BE ROTATED BY 270 DEGR. BASIC ABSOLUTE ENCODER 32 P/REV (ENCODER A-32); PERFORMANCE REDUCTION BY 10% DUE TO ABSOLUTE ENCODER; PLAIN SHAFT, TOLERANCE N; WITH HOLDING BRAKE DEGREE OF PROTECTION IP65 FLANGE ON DRIVE END IP67 | 2047 | TEM | 1 | MC | 6.902 | 1
1FK70437AH711GH3 | SIMOTICS S SYNCHRONOUS SERVOMOTOR, 1FK7 HIGH DYNAMIC, 3.1 NM, 100 K, 4500 RPM, 1,23KW NATURAL COOLING, IM B5 (V1, V3) POWER/SIGNAL CONNECTORS CONNECTOR CAN BE ROTATED BY 270 DEGR. BASIC ABSOLUTE ENCODER 32 P/REV (ENCODER A-32); PERFORMANCE REDUCTION BY 10% DUE TO ABSOLUTE ENCODER; PLAIN SHAFT, TOLERANCE N; WITH HOLDING BRAKE DEGREE OF PROTECTION IP64; PAINT FINISH RAL7016 | 1995 | TEM | 1 | MC | 6.902 | 1
1FK70437AH711GH5 | SIMOTICS S SYNCHRONOUS SERVOMOTOR, 1FK7 HIGH DYNAMIC, 3.1 NM, 100 K, 4500 RPM, 1,23KW NATURAL COOLING, IM B5 (V1, V3) POWER/SIGNAL CONNECTORS CONNECTOR CAN BE ROTATED BY 270 DEGR. BASIC ABSOLUTE ENCODER 32 P/REV (ENCODER A-32); PERFORMANCE REDUCTION BY 10% DUE TO ABSOLUTE ENCODER; PLAIN SHAFT, TOLERANCE N; WITH HOLDING BRAKE DEGREE OF PROTECTION IP65 AS FLANGE IP67; PAINT FINISH RAL7016 | 2097 | TEM | 1 | MC | 6.902 | 1
1FK70437AH711GH8 | SIMOTICS S SYNCHRONOUS SERVOMOTOR, 1FK7 HIGH DYNAMIC, 3.1 NM, 100 K, 4500 RPM, 1,23KW NATURAL COOLING, IM B5 (V1, V3) POWER/SIGNAL CONNECTORS CONNECTOR CAN BE ROTATED BY 270 DEGR. BASIC ABSOLUTE ENCODER 32 P/REV (ENCODER A-32); PERFORMANCE REDUCTION BY 10% DUE TO ABSOLUTE ENCODER; PLAIN SHAFT, TOLERANCE N; WITH HOLDING BRAKE DEGREE OF PROTECTION IP65 IP67 D-END FLANGE; RAL7016 COATING; METALLIC RATING PLATE AT MOTOR | 2205 | TEM | 1 | MC | 6.902 | 1
1FK70437AH711KA0 | SIMOTICS S SYNCHRONOUS SERVOMOTOR, 1FK7 HIGH DYNAMIC, 3.1 NM, 100 K, 4500 RPM, 1,23KW NATURAL COOLING, IM B5 (V1, V3) POWER/SIGNAL CONNECTORS CONNECTOR CAN BE ROTATED BY 270 DEGR. BASIC ABSOLUTE ENCODER 32 P/REV (ENCODER A-32) WITH DRIVE-CLIQ INTERFACE; PERFORMANCE REDUCTION BY 10% DUE TO ABSOLUTE ENCODER; SHAFT WITH FITTED KEY, TOLERANCE N; W/O HOLDING BRAKE DEGREE OF PROTECTION IP64 | 2018 | TEM | 1 | MC | 6.303 | 1
1FK70437AH711KA2 | SIMOTICS S SYNCHRONOUS SERVOMOTOR, 1FK7 HIGH DYNAMIC, 3.1 NM, 100 K, 4500 RPM, 1,23KW NATURAL COOLING, IM B5 (V1, V3) POWER/SIGNAL CONNECTORS CONNECTOR CAN BE ROTATED BY 270 DEGR. BASIC ABSOLUTE ENCODER 32 P/REV (ENCODER A-32) WITH DRIVE-CLIQ INTERFACE; PERFORMANCE REDUCTION BY 10% DUE TO ABSOLUTE ENCODER; SHAFT WITH FITTED KEY, TOLERANCE N; W/O HOLDING BRAKE DEGREE OF PROTECTION IP65 FLANGE ON DRIVE END IP67 | 2119 | TEM | 1 | MC | 6.303 | 1
1FK70437AH711KA3 | SIMOTICS S SYNCHRONOUS SERVOMOTOR, 1FK7 HIGH DYNAMIC, 3.1 NM, 100 K, 4500 RPM, 1,23KW NATURAL COOLING, IM B5 (V1, V3) POWER/SIGNAL CONNECTORS CONNECTOR CAN BE ROTATED BY 270 DEGR. BASIC ABSOLUTE ENCODER 32 P/REV (ENCODER A-32) WITH DRIVE-CLIQ INTERFACE; PERFORMANCE REDUCTION BY 10% DUE TO ABSOLUTE ENCODER; SHAFT WITH FITTED KEY, TOLERANCE N; W/O HOLDING BRAKE DEGREE OF PROTECTION IP64; PAINT FINISH RAL7016 | 2067 | TEM | 1 | MC | 6.303 | 1
1FK70437AH711KA5 | SIMOTICS S SYNCHRONOUS SERVOMOTOR, 1FK7 HIGH DYNAMIC, 3.1 NM, 100 K, 4500 RPM, 1,23KW NATURAL COOLING, IM B5 (V1, V3) POWER/SIGNAL CONNECTORS CONNECTOR CAN BE ROTATED BY 270 DEGR. BASIC ABSOLUTE ENCODER 32 P/REV (ENCODER A-32) WITH DRIVE-CLIQ INTERFACE; PERFORMANCE REDUCTION BY 10% DUE TO ABSOLUTE ENCODER; SHAFT WITH FITTED KEY, TOLERANCE N; W/O HOLDING BRAKE DEGREE OF PROTECTION IP65 AS FLANGE IP67; PAINT FINISH RAL7016 | 2169 | TEM | 1 | MC | 6.303 | 1
1FK70437AH711KA8 | SIMOTICS S SYNCHRONOUS SERVOMOTOR, 1FK7 HIGH DYNAMIC, 3.1 NM, 100 K, 4500 RPM, 1,23KW NATURAL COOLING, IM B5 (V1, V3) POWER/SIGNAL CONNECTORS CONNECTOR CAN BE ROTATED BY 270 DEGR. BASIC ABSOLUTE ENCODER 32 P/REV (ENCODER A-32) WITH DRIVE-CLIQ INTERFACE; PERFORMANCE REDUCTION BY 10% DUE TO ABSOLUTE ENCODER; SHAFT WITH FITTED KEY, TOLERANCE N; W/O HOLDING BRAKE DEGREE OF PROTECTION IP65 IP67 D-END FLANGE; RAL7016 COATING; METALLIC RATING PLATE AT MOTOR | 2277 | TEM | 1 | MC | 6.303 | 1
1FK70437AH711KB0 | SIMOTICS S SYNCHRONOUS SERVOMOTOR, 1FK7 HIGH DYNAMIC, 3.1 NM, 100 K, 4500 RPM, 1,23KW NATURAL COOLING, IM B5 (V1, V3) POWER/SIGNAL CONNECTORS CONNECTOR CAN BE ROTATED BY 270 DEGR. BASIC ABSOLUTE ENCODER 32 P/REV (ENCODER A-32) WITH DRIVE-CLIQ INTERFACE; PERFORMANCE REDUCTION BY 10% DUE TO ABSOLUTE ENCODER; SHAFT WITH FITTED KEY, TOLERANCE N; WITH HOLDING BRAKE DEGREE OF PROTECTION IP64 | 2301 | TEM | 1 | MC | 6.902 | 1
1FK70437AH711KB2 | SIMOTICS S SYNCHRONOUS SERVOMOTOR, 1FK7 HIGH DYNAMIC, 3.1 NM, 100 K, 4500 RPM, 1,23KW NATURAL COOLING, IM B5 (V1, V3) POWER/SIGNAL CONNECTORS CONNECTOR CAN BE ROTATED BY 270 DEGR. BASIC ABSOLUTE ENCODER 32 P/REV (ENCODER A-32) WITH DRIVE-CLIQ INTERFACE; PERFORMANCE REDUCTION BY 10% DUE TO ABSOLUTE ENCODER; SHAFT WITH FITTED KEY, TOLERANCE N; WITH HOLDING BRAKE DEGREE OF PROTECTION IP65 FLANGE ON DRIVE END IP67 | 2403 | TEM | 1 | MC | 6.902 | 1
1FK70437AH711KB3 | SIMOTICS S SYNCHRONOUS SERVOMOTOR, 1FK7 HIGH DYNAMIC, 3.1 NM, 100 K, 4500 RPM, 1,23KW NATURAL COOLING, IM B5 (V1, V3) POWER/SIGNAL CONNECTORS CONNECTOR CAN BE ROTATED BY 270 DEGR. BASIC ABSOLUTE ENCODER 32 P/REV (ENCODER A-32) WITH DRIVE-CLIQ INTERFACE; PERFORMANCE REDUCTION BY 10% DUE TO ABSOLUTE ENCODER; SHAFT WITH FITTED KEY, TOLERANCE N; WITH HOLDING BRAKE DEGREE OF PROTECTION IP64; PAINT FINISH RAL7016 | 2351 | TEM | 1 | MC | 6.902 | 1
1FK70437AH711KB5 | SIMOTICS S SYNCHRONOUS SERVOMOTOR, 1FK7 HIGH DYNAMIC, 3.1 NM, 100 K, 4500 RPM, 1,23KW NATURAL COOLING, IM B5 (V1, V3) POWER/SIGNAL CONNECTORS CONNECTOR CAN BE ROTATED BY 270 DEGR. BASIC ABSOLUTE ENCODER 32 P/REV (ENCODER A-32) WITH DRIVE-CLIQ INTERFACE; PERFORMANCE REDUCTION BY 10% DUE TO ABSOLUTE ENCODER; SHAFT WITH FITTED KEY, TOLERANCE N; WITH HOLDING BRAKE DEGREE OF PROTECTION IP65 AS FLANGE IP67; PAINT FINISH RAL7016 | 2452 | TEM | 1 | MC | 6.902 | 1
1FK70437AH711KB8 | SIMOTICS S SYNCHRONOUS SERVOMOTOR, 1FK7 HIGH DYNAMIC, 3.1 NM, 100 K, 4500 RPM, 1,23KW NATURAL COOLING, IM B5 (V1, V3) POWER/SIGNAL CONNECTORS CONNECTOR CAN BE ROTATED BY 270 DEGR. BASIC ABSOLUTE ENCODER 32 P/REV (ENCODER A-32) WITH DRIVE-CLIQ INTERFACE; PERFORMANCE REDUCTION BY 10% DUE TO ABSOLUTE ENCODER; SHAFT WITH FITTED KEY, TOLERANCE N; WITH HOLDING BRAKE DEGREE OF PROTECTION IP65 IP67 D-END FLANGE; RAL7016 COATING; METALLIC RATING PLATE AT MOTOR | 2561 | TEM | 1 | MC | 6.902 | 1
1FK70437AH711KG0 | SIMOTICS S SYNCHRONOUS SERVOMOTOR, 1FK7 HIGH DYNAMIC, 3.1 NM, 100 K, 4500 RPM, 1,23KW NATURAL COOLING, IM B5 (V1, V3) POWER/SIGNAL CONNECTORS CONNECTOR CAN BE ROTATED BY 270 DEGR. BASIC ABSOLUTE ENCODER 32 P/REV (ENCODER A-32) WITH DRIVE-CLIQ INTERFACE; PERFORMANCE REDUCTION BY 10% DUE TO ABSOLUTE ENCODER; PLAIN SHAFT, TOLERANCE N; W/O HOLDING BRAKE DEGREE OF PROTECTION IP64 | 1924 | TEM | 1 | MC | 6.303 | 1
1FK70437AH711KG2 | SIMOTICS S SYNCHRONOUS SERVOMOTOR, 1FK7 HIGH DYNAMIC, 3.1 NM, 100 K, 4500 RPM, 1,23KW NATURAL COOLING, IM B5 (V1, V3) POWER/SIGNAL CONNECTORS CONNECTOR CAN BE ROTATED BY 270 DEGR. BASIC ABSOLUTE ENCODER 32 P/REV (ENCODER A-32) WITH DRIVE-CLIQ INTERFACE; PERFORMANCE REDUCTION BY 10% DUE TO ABSOLUTE ENCODER; PLAIN SHAFT, TOLERANCE N; W/O HOLDING BRAKE DEGREE OF PROTECTION IP65 FLANGE ON DRIVE END IP67 | 2026 | TEM | 1 | MC | 6.303 | 1
1FK70437AH711KG3 | SIMOTICS S SYNCHRONOUS SERVOMOTOR, 1FK7 HIGH DYNAMIC, 3.1 NM, 100 K, 4500 RPM, 1,23KW NATURAL COOLING, IM B5 (V1, V3) POWER/SIGNAL CONNECTORS CONNECTOR CAN BE ROTATED BY 270 DEGR. BASIC ABSOLUTE ENCODER 32 P/REV (ENCODER A-32) WITH DRIVE-CLIQ INTERFACE; PERFORMANCE REDUCTION BY 10% DUE TO ABSOLUTE ENCODER; PLAIN SHAFT, TOLERANCE N; W/O HOLDING BRAKE DEGREE OF PROTECTION IP64; PAINT FINISH RAL7016 | 1973 | TEM | 1 | MC | 6.303 | 1
1FK70437AH711KG5 | SIMOTICS S SYNCHRONOUS SERVOMOTOR, 1FK7 HIGH DYNAMIC, 3.1 NM, 100 K, 4500 RPM, 1,23KW NATURAL COOLING, IM B5 (V1, V3) POWER/SIGNAL CONNECTORS CONNECTOR CAN BE ROTATED BY 270 DEGR. BASIC ABSOLUTE ENCODER 32 P/REV (ENCODER A-32) WITH DRIVE-CLIQ INTERFACE; PERFORMANCE REDUCTION BY 10% DUE TO ABSOLUTE ENCODER; PLAIN SHAFT, TOLERANCE N; W/O HOLDING BRAKE DEGREE OF PROTECTION IP65 AS FLANGE IP67; PAINT FINISH RAL7016 | 2075 | TEM | 1 | MC | 6.303 | 1
1FK70437AH711KG8 | SIMOTICS S SYNCHRONOUS SERVOMOTOR, 1FK7 HIGH DYNAMIC, 3.1 NM, 100 K, 4500 RPM, 1,23KW NATURAL COOLING, IM B5 (V1, V3) POWER/SIGNAL CONNECTORS CONNECTOR CAN BE ROTATED BY 270 DEGR. BASIC ABSOLUTE ENCODER 32 P/REV (ENCODER A-32) WITH DRIVE-CLIQ INTERFACE; PERFORMANCE REDUCTION BY 10% DUE TO ABSOLUTE ENCODER; PLAIN SHAFT, TOLERANCE N; W/O HOLDING BRAKE DEGREE OF PROTECTION IP65 IP67 D-END FLANGE; RAL7016 COATING; METALLIC RATING PLATE AT MOTOR | 2184 | TEM | 1 | MC | 6.303 | 1
1FK70437AH711KH0 | SIMOTICS S SYNCHRONOUS SERVOMOTOR, 1FK7 HIGH DYNAMIC, 3.1 NM, 100 K, 4500 RPM, 1,23KW NATURAL COOLING, IM B5 (V1, V3) POWER/SIGNAL CONNECTORS CONNECTOR CAN BE ROTATED BY 270 DEGR. BASIC ABSOLUTE ENCODER 32 P/REV (ENCODER A-32) WITH DRIVE-CLIQ INTERFACE; PERFORMANCE REDUCTION BY 10% DUE TO ABSOLUTE ENCODER; PLAIN SHAFT, TOLERANCE N; WITH HOLDING BRAKE DEGREE OF PROTECTION IP64 | 2205 | TEM | 1 | MC | 6.902 | 1
1FK70437AH711KH2 | SIMOTICS S SYNCHRONOUS SERVOMOTOR, 1FK7 HIGH DYNAMIC, 3.1 NM, 100 K, 4500 RPM, 1,23KW NATURAL COOLING, IM B5 (V1, V3) POWER/SIGNAL CONNECTORS CONNECTOR CAN BE ROTATED BY 270 DEGR. BASIC ABSOLUTE ENCODER 32 P/REV (ENCODER A-32) WITH DRIVE-CLIQ INTERFACE; PERFORMANCE REDUCTION BY 10% DUE TO ABSOLUTE ENCODER; PLAIN SHAFT, TOLERANCE N; WITH HOLDING BRAKE DEGREE OF PROTECTION IP65 FLANGE ON DRIVE END IP67 | 2307 | TEM | 1 | MC | 6.902 | 1
1FK70437AH711KH3 | SIMOTICS S SYNCHRONOUS SERVOMOTOR, 1FK7 HIGH DYNAMIC, 3.1 NM, 100 K, 4500 RPM, 1,23KW NATURAL COOLING, IM B5 (V1, V3) POWER/SIGNAL CONNECTORS CONNECTOR CAN BE ROTATED BY 270 DEGR. BASIC ABSOLUTE ENCODER 32 P/REV (ENCODER A-32) WITH DRIVE-CLIQ INTERFACE; PERFORMANCE REDUCTION BY 10% DUE TO ABSOLUTE ENCODER; PLAIN SHAFT, TOLERANCE N; WITH HOLDING BRAKE DEGREE OF PROTECTION IP64; PAINT FINISH RAL7016 | 2254 | TEM | 1 | MC | 6.902 | 1
1FK70437AH711KH5 | SIMOTICS S SYNCHRONOUS SERVOMOTOR, 1FK7 HIGH DYNAMIC, 3.1 NM, 100 K, 4500 RPM, 1,23KW NATURAL COOLING, IM B5 (V1, V3) POWER/SIGNAL CONNECTORS CONNECTOR CAN BE ROTATED BY 270 DEGR. BASIC ABSOLUTE ENCODER 32 P/REV (ENCODER A-32) WITH DRIVE-CLIQ INTERFACE; PERFORMANCE REDUCTION BY 10% DUE TO ABSOLUTE ENCODER; PLAIN SHAFT, TOLERANCE N; WITH HOLDING BRAKE DEGREE OF PROTECTION IP65 AS FLANGE IP67; PAINT FINISH RAL7016 | 2356 | TEM | 1 | MC | 6.902 | 1
1FK70437AH711KH8 | SIMOTICS S SYNCHRONOUS SERVOMOTOR, 1FK7 HIGH DYNAMIC, 3.1 NM, 100 K, 4500 RPM, 1,23KW NATURAL COOLING, IM B5 (V1, V3) POWER/SIGNAL CONNECTORS CONNECTOR CAN BE ROTATED BY 270 DEGR. BASIC ABSOLUTE ENCODER 32 P/REV (ENCODER A-32) WITH DRIVE-CLIQ INTERFACE; PERFORMANCE REDUCTION BY 10% DUE TO ABSOLUTE ENCODER; PLAIN SHAFT, TOLERANCE N; WITH HOLDING BRAKE DEGREE OF PROTECTION IP65 IP67 D-END FLANGE; RAL7016 COATING; METALLIC RATING PLATE AT MOTOR | 2465 | TEM | 1 | MC | 6.902 | 1
1FK70437AH711PA0 | SIMOTICS S SYNCHRONOUS SERVOMOTOR, 1FK7 HIGH DYNAMIC, 3.1 NM, 100 K, 4500 RPM, 1,23KW NATURAL COOLING, IM B5 (V1, V3) POWER/SIGNAL CONNECTORS CONNECTOR CAN BE ROTATED BY 270 DEGR. RESOLVER 2-POLE (RESOLVER P=1) WITH DRIVE-CLIQ INTERFACE; SHAFT WITH FITTED KEY, TOLERANCE N; W/O HOLDING BRAKE DEGREE OF PROTECTION IP64 | 1542 | TEM | 1 | MC | 6.303 | 1
1FK70437AH711PA2 | SIMOTICS S SYNCHRONOUS SERVOMOTOR, 1FK7 HIGH DYNAMIC, 3.1 NM, 100 K, 4500 RPM, 1,23KW NATURAL COOLING, IM B5 (V1, V3) POWER/SIGNAL CONNECTORS CONNECTOR CAN BE ROTATED BY 270 DEGR. RESOLVER 2-POLE (RESOLVER P=1) WITH DRIVE-CLIQ INTERFACE; SHAFT WITH FITTED KEY, TOLERANCE N; W/O HOLDING BRAKE DEGREE OF PROTECTION IP65 FLANGE ON DRIVE END IP67 | 1644 | TEM | 1 | MC | 6.303 | 1
1FK70437AH711PA3 | SIMOTICS S SYNCHRONOUS SERVOMOTOR, 1FK7 HIGH DYNAMIC, 3.1 NM, 100 K, 4500 RPM, 1,23KW NATURAL COOLING, IM B5 (V1, V3) POWER/SIGNAL CONNECTORS CONNECTOR CAN BE ROTATED BY 270 DEGR. RESOLVER 2-POLE (RESOLVER P=1) WITH DRIVE-CLIQ INTERFACE; SHAFT WITH FITTED KEY, TOLERANCE N; W/O HOLDING BRAKE DEGREE OF PROTECTION IP64; PAINT FINISH RAL7016 | 1592 | TEM | 1 | MC | 6.303 | 1
1FK70437AH711PA5 | SIMOTICS S SYNCHRONOUS SERVOMOTOR, 1FK7 HIGH DYNAMIC, 3.1 NM, 100 K, 4500 RPM, 1,23KW NATURAL COOLING, IM B5 (V1, V3) POWER/SIGNAL CONNECTORS CONNECTOR CAN BE ROTATED BY 270 DEGR. RESOLVER 2-POLE (RESOLVER P=1) WITH DRIVE-CLIQ INTERFACE; SHAFT WITH FITTED KEY, TOLERANCE N; W/O HOLDING BRAKE DEGREE OF PROTECTION IP65 AS FLANGE IP67; PAINT FINISH RAL7016 | 1693 | TEM | 1 | MC | 6.303 | 1
1FK70437AH711PA8 | SIMOTICS S SYNCHRONOUS SERVOMOTOR, 1FK7 HIGH DYNAMIC, 3.1 NM, 100 K, 4500 RPM, 1,23KW NATURAL COOLING, IM B5 (V1, V3) POWER/SIGNAL CONNECTORS CONNECTOR CAN BE ROTATED BY 270 DEGR. RESOLVER 2-POLE (RESOLVER P=1) WITH DRIVE-CLIQ INTERFACE; SHAFT WITH FITTED KEY, TOLERANCE N; W/O HOLDING BRAKE DEGREE OF PROTECTION IP65 IP67 D-END FLANGE; RAL7016 COATING; METALLIC RATING PLATE AT MOTOR | 1802 | TEM | 1 | MC | 6.303 | 1
1FK70437AH711PB0 | SIMOTICS S SYNCHRONOUS SERVOMOTOR, 1FK7 HIGH DYNAMIC, 3.1 NM, 100 K, 4500 RPM, 1,23KW NATURAL COOLING, IM B5 (V1, V3) POWER/SIGNAL CONNECTORS CONNECTOR CAN BE ROTATED BY 270 DEGR. RESOLVER 2-POLE (RESOLVER P=1) WITH DRIVE-CLIQ INTERFACE; SHAFT WITH FITTED KEY, TOLERANCE N; WITH HOLDING BRAKE DEGREE OF PROTECTION IP64 | 1826 | TEM | 1 | MC | 6.902 | 1
1FK70437AH711PB2 | SIMOTICS S SYNCHRONOUS SERVOMOTOR, 1FK7 HIGH DYNAMIC, 3.1 NM, 100 K, 4500 RPM, 1,23KW NATURAL COOLING, IM B5 (V1, V3) POWER/SIGNAL CONNECTORS CONNECTOR CAN BE ROTATED BY 270 DEGR. RESOLVER 2-POLE (RESOLVER P=1) WITH DRIVE-CLIQ INTERFACE; SHAFT WITH FITTED KEY, TOLERANCE N; WITH HOLDING BRAKE DEGREE OF PROTECTION IP65 FLANGE ON DRIVE END IP67 | 1927 | TEM | 1 | MC | 6.902 | 1
1FK70437AH711PB3 | SIMOTICS S SYNCHRONOUS SERVOMOTOR, 1FK7 HIGH DYNAMIC, 3.1 NM, 100 K, 4500 RPM, 1,23KW NATURAL COOLING, IM B5 (V1, V3) POWER/SIGNAL CONNECTORS CONNECTOR CAN BE ROTATED BY 270 DEGR. RESOLVER 2-POLE (RESOLVER P=1) WITH DRIVE-CLIQ INTERFACE; SHAFT WITH FITTED KEY, TOLERANCE N; WITH HOLDING BRAKE DEGREE OF PROTECTION IP64; PAINT FINISH RAL7016 | 1875 | TEM | 1 | MC | 6.902 | 1
1FK70437AH711PB5 | SIMOTICS S SYNCHRONOUS SERVOMOTOR, 1FK7 HIGH DYNAMIC, 3.1 NM, 100 K, 4500 RPM, 1,23KW NATURAL COOLING, IM B5 (V1, V3) POWER/SIGNAL CONNECTORS CONNECTOR CAN BE ROTATED BY 270 DEGR. RESOLVER 2-POLE (RESOLVER P=1) WITH DRIVE-CLIQ INTERFACE; SHAFT WITH FITTED KEY, TOLERANCE N; WITH HOLDING BRAKE DEGREE OF PROTECTION IP65 AS FLANGE IP67; PAINT FINISH RAL7016 | 1977 | TEM | 1 | MC | 6.902 | 1
1FK70437AH711PB8 | SIMOTICS S SYNCHRONOUS SERVOMOTOR, 1FK7 HIGH DYNAMIC, 3.1 NM, 100 K, 4500 RPM, 1,23KW NATURAL COOLING, IM B5 (V1, V3) POWER/SIGNAL CONNECTORS CONNECTOR CAN BE ROTATED BY 270 DEGR. RESOLVER 2-POLE (RESOLVER P=1) WITH DRIVE-CLIQ INTERFACE; SHAFT WITH FITTED KEY, TOLERANCE N; WITH HOLDING BRAKE DEGREE OF PROTECTION IP65 IP67 D-END FLANGE; RAL7016 COATING; METALLIC RATING PLATE AT MOTOR | 2085 | TEM | 1 | MC | 6.902 | 1
1FK70437AH711PG0 | SIMOTICS S SYNCHRONOUS SERVOMOTOR, 1FK7 HIGH DYNAMIC, 3.1 NM, 100 K, 4500 RPM, 1,23KW NATURAL COOLING, IM B5 (V1, V3) POWER/SIGNAL CONNECTORS CONNECTOR CAN BE ROTATED BY 270 DEGR. RESOLVER 2-POLE (RESOLVER P=1) WITH DRIVE-CLIQ INTERFACE; PLAIN SHAFT, TOLERANCE N; W/O HOLDING BRAKE DEGREE OF PROTECTION IP64 | 1449 | TEM | 1 | MC | 6.303 | 1
1FK70437AH711PG2 | SIMOTICS S SYNCHRONOUS SERVOMOTOR, 1FK7 HIGH DYNAMIC, 3.1 NM, 100 K, 4500 RPM, 1,23KW NATURAL COOLING, IM B5 (V1, V3) POWER/SIGNAL CONNECTORS CONNECTOR CAN BE ROTATED BY 270 DEGR. RESOLVER 2-POLE (RESOLVER P=1) WITH DRIVE-CLIQ INTERFACE; PLAIN SHAFT, TOLERANCE N; W/O HOLDING BRAKE DEGREE OF PROTECTION IP65 FLANGE ON DRIVE END IP67 | 1550 | TEM | 1 | MC | 6.303 | 1
1FK70437AH711PG3 | SIMOTICS S SYNCHRONOUS SERVOMOTOR, 1FK7 HIGH DYNAMIC, 3.1 NM, 100 K, 4500 RPM, 1,23KW NATURAL COOLING, IM B5 (V1, V3) POWER/SIGNAL CONNECTORS CONNECTOR CAN BE ROTATED BY 270 DEGR. RESOLVER 2-POLE (RESOLVER P=1) WITH DRIVE-CLIQ INTERFACE; PLAIN SHAFT, TOLERANCE N; W/O HOLDING BRAKE DEGREE OF PROTECTION IP64; PAINT FINISH RAL7016 | 1498 | TEM | 1 | MC | 6.303 | 1
1FK70437AH711PG5 | SIMOTICS S SYNCHRONOUS SERVOMOTOR, 1FK7 HIGH DYNAMIC, 3.1 NM, 100 K, 4500 RPM, 1,23KW NATURAL COOLING, IM B5 (V1, V3) POWER/SIGNAL CONNECTORS CONNECTOR CAN BE ROTATED BY 270 DEGR. RESOLVER 2-POLE (RESOLVER P=1) WITH DRIVE-CLIQ INTERFACE; PLAIN SHAFT, TOLERANCE N; W/O HOLDING BRAKE DEGREE OF PROTECTION IP65 AS FLANGE IP67; PAINT FINISH RAL7016 | 1599 | TEM | 1 | MC | 6.303 | 1
1FK70437AH711PG8 | SIMOTICS S SYNCHRONOUS SERVOMOTOR, 1FK7 HIGH DYNAMIC, 3.1 NM, 100 K, 4500 RPM, 1,23KW NATURAL COOLING, IM B5 (V1, V3) POWER/SIGNAL CONNECTORS CONNECTOR CAN BE ROTATED BY 270 DEGR. RESOLVER 2-POLE (RESOLVER P=1) WITH DRIVE-CLIQ INTERFACE; PLAIN SHAFT, TOLERANCE N; W/O HOLDING BRAKE DEGREE OF PROTECTION IP65 IP67 D-END FLANGE; RAL7016 COATING; METALLIC RATING PLATE AT MOTOR | 1708 | TEM | 1 | MC | 6.303 | 1
1FK70437AH711PH0 | SIMOTICS S SYNCHRONOUS SERVOMOTOR, 1FK7 HIGH DYNAMIC, 3.1 NM, 100 K, 4500 RPM, 1,23KW NATURAL COOLING, IM B5 (V1, V3) POWER/SIGNAL CONNECTORS CONNECTOR CAN BE ROTATED BY 270 DEGR. RESOLVER 2-POLE (RESOLVER P=1) WITH DRIVE-CLIQ INTERFACE; PLAIN SHAFT, TOLERANCE N; WITH HOLDING BRAKE DEGREE OF PROTECTION IP64 | 1730 | TEM | 1 | MC | 6.902 | 1
1FK70437AH711PH2 | SIMOTICS S SYNCHRONOUS SERVOMOTOR, 1FK7 HIGH DYNAMIC, 3.1 NM, 100 K, 4500 RPM, 1,23KW NATURAL COOLING, IM B5 (V1, V3) POWER/SIGNAL CONNECTORS CONNECTOR CAN BE ROTATED BY 270 DEGR. RESOLVER 2-POLE (RESOLVER P=1) WITH DRIVE-CLIQ INTERFACE; PLAIN SHAFT, TOLERANCE N; WITH HOLDING BRAKE DEGREE OF PROTECTION IP65 FLANGE ON DRIVE END IP67 | 1831 | TEM | 1 | MC | 6.902 | 1
1FK70437AH711PH3 | SIMOTICS S SYNCHRONOUS SERVOMOTOR, 1FK7 HIGH DYNAMIC, 3.1 NM, 100 K, 4500 RPM, 1,23KW NATURAL COOLING, IM B5 (V1, V3) POWER/SIGNAL CONNECTORS CONNECTOR CAN BE ROTATED BY 270 DEGR. RESOLVER 2-POLE (RESOLVER P=1) WITH DRIVE-CLIQ INTERFACE; PLAIN SHAFT, TOLERANCE N; WITH HOLDING BRAKE DEGREE OF PROTECTION IP64; PAINT FINISH RAL7016 | 1779 | TEM | 1 | MC | 6.902 | 1
1FK70437AH711PH5 | SIMOTICS S SYNCHRONOUS SERVOMOTOR, 1FK7 HIGH DYNAMIC, 3.1 NM, 100 K, 4500 RPM, 1,23KW NATURAL COOLING, IM B5 (V1, V3) POWER/SIGNAL CONNECTORS CONNECTOR CAN BE ROTATED BY 270 DEGR. RESOLVER 2-POLE (RESOLVER P=1) WITH DRIVE-CLIQ INTERFACE; PLAIN SHAFT, TOLERANCE N; WITH HOLDING BRAKE DEGREE OF PROTECTION IP65 AS FLANGE IP67; PAINT FINISH RAL7016 | 1880 | TEM | 1 | MC | 6.902 | 1
1FK70437AH711PH8 | SIMOTICS S SYNCHRONOUS SERVOMOTOR, 1FK7 HIGH DYNAMIC, 3.1 NM, 100 K, 4500 RPM, 1,23KW NATURAL COOLING, IM B5 (V1, V3) POWER/SIGNAL CONNECTORS CONNECTOR CAN BE ROTATED BY 270 DEGR. RESOLVER 2-POLE (RESOLVER P=1) WITH DRIVE-CLIQ INTERFACE; PLAIN SHAFT, TOLERANCE N; WITH HOLDING BRAKE DEGREE OF PROTECTION IP65 IP67 D-END FLANGE; RAL7016 COATING; METALLIC RATING PLATE AT MOTOR | 1989 | TEM | 1 | MC | 6.902 | 1
1FK70437AH711SA0 | SIMOTICS S SYNCHRONOUS SERVOMOTOR, 1FK7 HIGH DYNAMIC, 3.1 NM, 100 K, 4500 RPM, 1,23KW NATURAL COOLING, IM B5 (V1, V3) POWER/SIGNAL CONNECTORS CONNECTOR CAN BE ROTATED BY 270 DEGR. RESOLVER MULTI-POLE (RESOLVER P=3); SHAFT WITH FITTED KEY, TOLERANCE N; W/O HOLDING BRAKE DEGREE OF PROTECTION IP64 | 1281 | TEM | 1 | MC | 6.303 | 1
1FK70437AH711SA2 | SIMOTICS S SYNCHRONOUS SERVOMOTOR, 1FK7 HIGH DYNAMIC, 3.1 NM, 100 K, 4500 RPM, 1,23KW NATURAL COOLING, IM B5 (V1, V3) POWER/SIGNAL CONNECTORS CONNECTOR CAN BE ROTATED BY 270 DEGR. RESOLVER MULTI-POLE (RESOLVER P=3); SHAFT WITH FITTED KEY, TOLERANCE N; W/O HOLDING BRAKE DEGREE OF PROTECTION IP65 FLANGE ON DRIVE END IP67 | 1382 | TEM | 1 | MC | 6.303 | 1
1FK70437AH711SA3 | SIMOTICS S SYNCHRONOUS SERVOMOTOR, 1FK7 HIGH DYNAMIC, 3.1 NM, 100 K, 4500 RPM, 1,23KW NATURAL COOLING, IM B5 (V1, V3) POWER/SIGNAL CONNECTORS CONNECTOR CAN BE ROTATED BY 270 DEGR. RESOLVER MULTI-POLE (RESOLVER P=3); SHAFT WITH FITTED KEY, TOLERANCE N; W/O HOLDING BRAKE DEGREE OF PROTECTION IP64; PAINT FINISH RAL7016 | 1330 | TEM | 1 | MC | 6.303 | 1
1FK70437AH711SA5 | SIMOTICS S SYNCHRONOUS SERVOMOTOR, 1FK7 HIGH DYNAMIC, 3.1 NM, 100 K, 4500 RPM, 1,23KW NATURAL COOLING, IM B5 (V1, V3) POWER/SIGNAL CONNECTORS CONNECTOR CAN BE ROTATED BY 270 DEGR. RESOLVER MULTI-POLE (RESOLVER P=3); SHAFT WITH FITTED KEY, TOLERANCE N; W/O HOLDING BRAKE DEGREE OF PROTECTION IP65 AS FLANGE IP67; PAINT FINISH RAL7016 | 1431 | TEM | 1 | MC | 6.303 | 1
1FK70437AH711SA8 | SIMOTICS S SYNCHRONOUS SERVOMOTOR, 1FK7 HIGH DYNAMIC, 3.1 NM, 100 K, 4500 RPM, 1,23KW NATURAL COOLING, IM B5 (V1, V3) POWER/SIGNAL CONNECTORS CONNECTOR CAN BE ROTATED BY 270 DEGR. RESOLVER MULTI-POLE (RESOLVER P=3); SHAFT WITH FITTED KEY, TOLERANCE N; W/O HOLDING BRAKE DEGREE OF PROTECTION IP65 IP67 D-END FLANGE; RAL7016 COATING; METALLIC RATING PLATE AT MOTOR | 1540 | TEM | 1 | MC | 6.303 | 1
1FK70437AH711SB0 | SIMOTICS S SYNCHRONOUS SERVOMOTOR, 1FK7 HIGH DYNAMIC, 3.1 NM, 100 K, 4500 RPM, 1,23KW NATURAL COOLING, IM B5 (V1, V3) POWER/SIGNAL CONNECTORS CONNECTOR CAN BE ROTATED BY 270 DEGR. RESOLVER MULTI-POLE (RESOLVER P=3); SHAFT WITH FITTED KEY, TOLERANCE N; WITH HOLDING BRAKE DEGREE OF PROTECTION IP64 | 1564 | TEM | 1 | MC | 6.902 | 1
1FK70437AH711SB2 | SIMOTICS S SYNCHRONOUS SERVOMOTOR, 1FK7 HIGH DYNAMIC, 3.1 NM, 100 K, 4500 RPM, 1,23KW NATURAL COOLING, IM B5 (V1, V3) POWER/SIGNAL CONNECTORS CONNECTOR CAN BE ROTATED BY 270 DEGR. RESOLVER MULTI-POLE (RESOLVER P=3); SHAFT WITH FITTED KEY, TOLERANCE N; WITH HOLDING BRAKE DEGREE OF PROTECTION IP65 FLANGE ON DRIVE END IP67 | 1666 | TEM | 1 | MC | 6.902 | 1
1FK70437AH711SB3 | SIMOTICS S SYNCHRONOUS SERVOMOTOR, 1FK7 HIGH DYNAMIC, 3.1 NM, 100 K, 4500 RPM, 1,23KW NATURAL COOLING, IM B5 (V1, V3) POWER/SIGNAL CONNECTORS CONNECTOR CAN BE ROTATED BY 270 DEGR. RESOLVER MULTI-POLE (RESOLVER P=3); SHAFT WITH FITTED KEY, TOLERANCE N; WITH HOLDING BRAKE DEGREE OF PROTECTION IP64; PAINT FINISH RAL7016 | 1613 | TEM | 1 | MC | 6.902 | 1
1FK70437AH711SB5 | SIMOTICS S SYNCHRONOUS SERVOMOTOR, 1FK7 HIGH DYNAMIC, 3.1 NM, 100 K, 4500 RPM, 1,23KW NATURAL COOLING, IM B5 (V1, V3) POWER/SIGNAL CONNECTORS CONNECTOR CAN BE ROTATED BY 270 DEGR. RESOLVER MULTI-POLE (RESOLVER P=3); SHAFT WITH FITTED KEY, TOLERANCE N; WITH HOLDING BRAKE DEGREE OF PROTECTION IP65 AS FLANGE IP67; PAINT FINISH RAL7016 | 1715 | TEM | 1 | MC | 6.902 | 1
1FK70437AH711SB8 | SIMOTICS S SYNCHRONOUS SERVOMOTOR, 1FK7 HIGH DYNAMIC, 3.1 NM, 100 K, 4500 RPM, 1,23KW NATURAL COOLING, IM B5 (V1, V3) POWER/SIGNAL CONNECTORS CONNECTOR CAN BE ROTATED BY 270 DEGR. RESOLVER MULTI-POLE (RESOLVER P=3); SHAFT WITH FITTED KEY, TOLERANCE N; WITH HOLDING BRAKE DEGREE OF PROTECTION IP65 IP67 D-END FLANGE; RAL7016 COATING; METALLIC RATING PLATE AT MOTOR | 1823 | TEM | 1 | MC | 6.902 | 1
1FK70437AH711SG0 | SIMOTICS S SYNCHRONOUS SERVOMOTOR, 1FK7 HIGH DYNAMIC, 3.1 NM, 100 K, 4500 RPM, 1,23KW NATURAL COOLING, IM B5 (V1, V3) POWER/SIGNAL CONNECTORS CONNECTOR CAN BE ROTATED BY 270 DEGR. RESOLVER MULTI-POLE (RESOLVER P=3); PLAIN SHAFT, TOLERANCE N; W/O HOLDING BRAKE DEGREE OF PROTECTION IP64 | 1187 | TEM | 1 | MC | 6.303 | 1
1FK70437AH711SG2 | SIMOTICS S SYNCHRONOUS SERVOMOTOR, 1FK7 HIGH DYNAMIC, 3.1 NM, 100 K, 4500 RPM, 1,23KW NATURAL COOLING, IM B5 (V1, V3) POWER/SIGNAL CONNECTORS CONNECTOR CAN BE ROTATED BY 270 DEGR. RESOLVER MULTI-POLE (RESOLVER P=3); PLAIN SHAFT, TOLERANCE N; W/O HOLDING BRAKE DEGREE OF PROTECTION IP65 FLANGE ON DRIVE END IP67 | 1289 | TEM | 1 | MC | 6.303 | 1
1FK70437AH711SG3 | SIMOTICS S SYNCHRONOUS SERVOMOTOR, 1FK7 HIGH DYNAMIC, 3.1 NM, 100 K, 4500 RPM, 1,23KW NATURAL COOLING, IM B5 (V1, V3) POWER/SIGNAL CONNECTORS CONNECTOR CAN BE ROTATED BY 270 DEGR. RESOLVER MULTI-POLE (RESOLVER P=3); PLAIN SHAFT, TOLERANCE N; W/O HOLDING BRAKE DEGREE OF PROTECTION IP64; PAINT FINISH RAL7016 | 1236 | TEM | 1 | MC | 6.303 | 1
1FK70437AH711SG5 | SIMOTICS S SYNCHRONOUS SERVOMOTOR, 1FK7 HIGH DYNAMIC, 3.1 NM, 100 K, 4500 RPM, 1,23KW NATURAL COOLING, IM B5 (V1, V3) POWER/SIGNAL CONNECTORS CONNECTOR CAN BE ROTATED BY 270 DEGR. RESOLVER MULTI-POLE (RESOLVER P=3); PLAIN SHAFT, TOLERANCE N; W/O HOLDING BRAKE DEGREE OF PROTECTION IP65 AS FLANGE IP67; PAINT FINISH RAL7016 | 1338 | TEM | 1 | MC | 6.303 | 1
1FK70437AH711SG8 | SIMOTICS S SYNCHRONOUS SERVOMOTOR, 1FK7 HIGH DYNAMIC, 3.1 NM, 100 K, 4500 RPM, 1,23KW NATURAL COOLING, IM B5 (V1, V3) POWER/SIGNAL CONNECTORS CONNECTOR CAN BE ROTATED BY 270 DEGR. RESOLVER MULTI-POLE (RESOLVER P=3); PLAIN SHAFT, TOLERANCE N; W/O HOLDING BRAKE DEGREE OF PROTECTION IP65 IP67 D-END FLANGE; RAL7016 COATING; METALLIC RATING PLATE AT MOTOR | 1446 | TEM | 1 | MC | 6.303 | 1
1FK70437AH711SH0 | SIMOTICS S SYNCHRONOUS SERVOMOTOR, 1FK7 HIGH DYNAMIC, 3.1 NM, 100 K, 4500 RPM, 1,23KW NATURAL COOLING, IM B5 (V1, V3) POWER/SIGNAL CONNECTORS CONNECTOR CAN BE ROTATED BY 270 DEGR. RESOLVER MULTI-POLE (RESOLVER P=3); PLAIN SHAFT, TOLERANCE N; WITH HOLDING BRAKE DEGREE OF PROTECTION IP64 | 1468 | TEM | 1 | MC | 6.902 | 1
1FK70437AH711SH2 | SIMOTICS S SYNCHRONOUS SERVOMOTOR, 1FK7 HIGH DYNAMIC, 3.1 NM, 100 K, 4500 RPM, 1,23KW NATURAL COOLING, IM B5 (V1, V3) POWER/SIGNAL CONNECTORS CONNECTOR CAN BE ROTATED BY 270 DEGR. RESOLVER MULTI-POLE (RESOLVER P=3); PLAIN SHAFT, TOLERANCE N; WITH HOLDING BRAKE DEGREE OF PROTECTION IP65 FLANGE ON DRIVE END IP67 | 1569 | TEM | 1 | MC | 6.902 | 1
1FK70437AH711SH3 | SIMOTICS S SYNCHRONOUS SERVOMOTOR, 1FK7 HIGH DYNAMIC, 3.1 NM, 100 K, 4500 RPM, 1,23KW NATURAL COOLING, IM B5 (V1, V3) POWER/SIGNAL CONNECTORS CONNECTOR CAN BE ROTATED BY 270 DEGR. RESOLVER MULTI-POLE (RESOLVER P=3); PLAIN SHAFT, TOLERANCE N; WITH HOLDING BRAKE DEGREE OF PROTECTION IP64; PAINT FINISH RAL7016 | 1517 | TEM | 1 | MC | 6.902 | 1
1FK70437AH711SH5 | SIMOTICS S SYNCHRONOUS SERVOMOTOR, 1FK7 HIGH DYNAMIC, 3.1 NM, 100 K, 4500 RPM, 1,23KW NATURAL COOLING, IM B5 (V1, V3) POWER/SIGNAL CONNECTORS CONNECTOR CAN BE ROTATED BY 270 DEGR. RESOLVER MULTI-POLE (RESOLVER P=3); PLAIN SHAFT, TOLERANCE N; WITH HOLDING BRAKE DEGREE OF PROTECTION IP65 AS FLANGE IP67; PAINT FINISH RAL7016 | 1619 | TEM | 1 | MC | 6.902 | 1
1FK70437AH711SH8 | SIMOTICS S SYNCHRONOUS SERVOMOTOR, 1FK7 HIGH DYNAMIC, 3.1 NM, 100 K, 4500 RPM, 1,23KW NATURAL COOLING, IM B5 (V1, V3) POWER/SIGNAL CONNECTORS CONNECTOR CAN BE ROTATED BY 270 DEGR. RESOLVER MULTI-POLE (RESOLVER P=3); PLAIN SHAFT, TOLERANCE N; WITH HOLDING BRAKE DEGREE OF PROTECTION IP65 IP67 D-END FLANGE; RAL7016 COATING; METALLIC RATING PLATE AT MOTOR | 1727 | TEM | 1 | MC | 6.902 | 1
1FK70437AH711TA0 | SIMOTICS S SYNCHRONOUS SERVOMOTOR, 1FK7 HIGH DYNAMIC, 3.1 NM, 100 K, 4500 RPM, 1,23KW NATURAL COOLING, IM B5 (V1, V3) POWER/SIGNAL CONNECTORS CONNECTOR CAN BE ROTATED BY 270 DEGR. RESOLVER 2-POLE (RESOLVER P=1); SHAFT WITH FITTED KEY, TOLERANCE N; W/O HOLDING BRAKE DEGREE OF PROTECTION IP64 | 1281 | TEM | 1 | MC | 6.303 | 1
1FK70437AH711TA2 | SIMOTICS S SYNCHRONOUS SERVOMOTOR, 1FK7 HIGH DYNAMIC, 3.1 NM, 100 K, 4500 RPM, 1,23KW NATURAL COOLING, IM B5 (V1, V3) POWER/SIGNAL CONNECTORS CONNECTOR CAN BE ROTATED BY 270 DEGR. RESOLVER 2-POLE (RESOLVER P=1); SHAFT WITH FITTED KEY, TOLERANCE N; W/O HOLDING BRAKE DEGREE OF PROTECTION IP65 FLANGE ON DRIVE END IP67 | 1382 | TEM | 1 | MC | 6.303 | 1
1FK70437AH711TA3 | SIMOTICS S SYNCHRONOUS SERVOMOTOR, 1FK7 HIGH DYNAMIC, 3.1 NM, 100 K, 4500 RPM, 1,23KW NATURAL COOLING, IM B5 (V1, V3) POWER/SIGNAL CONNECTORS CONNECTOR CAN BE ROTATED BY 270 DEGR. RESOLVER 2-POLE (RESOLVER P=1); SHAFT WITH FITTED KEY, TOLERANCE N; W/O HOLDING BRAKE DEGREE OF PROTECTION IP64; PAINT FINISH RAL7016 | 1330 | TEM | 1 | MC | 6.303 | 1
1FK70437AH711TA5 | SIMOTICS S SYNCHRONOUS SERVOMOTOR, 1FK7 HIGH DYNAMIC, 3.1 NM, 100 K, 4500 RPM, 1,23KW NATURAL COOLING, IM B5 (V1, V3) POWER/SIGNAL CONNECTORS CONNECTOR CAN BE ROTATED BY 270 DEGR. RESOLVER 2-POLE (RESOLVER P=1); SHAFT WITH FITTED KEY, TOLERANCE N; W/O HOLDING BRAKE DEGREE OF PROTECTION IP65 AS FLANGE IP67; PAINT FINISH RAL7016 | 1431 | TEM | 1 | MC | 6.303 | 1
1FK70437AH711TA8 | SIMOTICS S SYNCHRONOUS SERVOMOTOR, 1FK7 HIGH DYNAMIC, 3.1 NM, 100 K, 4500 RPM, 1,23KW NATURAL COOLING, IM B5 (V1, V3) POWER/SIGNAL CONNECTORS CONNECTOR CAN BE ROTATED BY 270 DEGR. RESOLVER 2-POLE (RESOLVER P=1); SHAFT WITH FITTED KEY, TOLERANCE N; W/O HOLDING BRAKE DEGREE OF PROTECTION IP65 IP67 D-END FLANGE; RAL7016 COATING; METALLIC RATING PLATE AT MOTOR | 1540 | TEM | 1 | MC | 6.303 | 1
1FK70437AH711TB0 | SIMOTICS S SYNCHRONOUS SERVOMOTOR, 1FK7 HIGH DYNAMIC, 3.1 NM, 100 K, 4500 RPM, 1,23KW NATURAL COOLING, IM B5 (V1, V3) POWER/SIGNAL CONNECTORS CONNECTOR CAN BE ROTATED BY 270 DEGR. RESOLVER 2-POLE (RESOLVER P=1); SHAFT WITH FITTED KEY, TOLERANCE N; WITH HOLDING BRAKE DEGREE OF PROTECTION IP64 | 1564 | TEM | 1 | MC | 6.902 | 1
1FK70437AH711TB2 | SIMOTICS S SYNCHRONOUS SERVOMOTOR, 1FK7 HIGH DYNAMIC, 3.1 NM, 100 K, 4500 RPM, 1,23KW NATURAL COOLING, IM B5 (V1, V3) POWER/SIGNAL CONNECTORS CONNECTOR CAN BE ROTATED BY 270 DEGR. RESOLVER 2-POLE (RESOLVER P=1); SHAFT WITH FITTED KEY, TOLERANCE N; WITH HOLDING BRAKE DEGREE OF PROTECTION IP65 FLANGE ON DRIVE END IP67 | 1666 | TEM | 1 | MC | 6.902 | 1
1FK70437AH711TB3 | SIMOTICS S SYNCHRONOUS SERVOMOTOR, 1FK7 HIGH DYNAMIC, 3.1 NM, 100 K, 4500 RPM, 1,23KW NATURAL COOLING, IM B5 (V1, V3) POWER/SIGNAL CONNECTORS CONNECTOR CAN BE ROTATED BY 270 DEGR. RESOLVER 2-POLE (RESOLVER P=1); SHAFT WITH FITTED KEY, TOLERANCE N; WITH HOLDING BRAKE DEGREE OF PROTECTION IP64; PAINT FINISH RAL7016 | 1613 | TEM | 1 | MC | 6.902 | 1
1FK70437AH711TB5 | SIMOTICS S SYNCHRONOUS SERVOMOTOR, 1FK7 HIGH DYNAMIC, 3.1 NM, 100 K, 4500 RPM, 1,23KW NATURAL COOLING, IM B5 (V1, V3) POWER/SIGNAL CONNECTORS CONNECTOR CAN BE ROTATED BY 270 DEGR. RESOLVER 2-POLE (RESOLVER P=1); SHAFT WITH FITTED KEY, TOLERANCE N; WITH HOLDING BRAKE DEGREE OF PROTECTION IP65 AS FLANGE IP67; PAINT FINISH RAL7016 | 1715 | TEM | 1 | MC | 6.902 | 1
1FK70437AH711TB8 | SIMOTICS S SYNCHRONOUS SERVOMOTOR, 1FK7 HIGH DYNAMIC, 3.1 NM, 100 K, 4500 RPM, 1,23KW NATURAL COOLING, IM B5 (V1, V3) POWER/SIGNAL CONNECTORS CONNECTOR CAN BE ROTATED BY 270 DEGR. RESOLVER 2-POLE (RESOLVER P=1); SHAFT WITH FITTED KEY, TOLERANCE N; WITH HOLDING BRAKE DEGREE OF PROTECTION IP65 IP67 D-END FLANGE; RAL7016 COATING; METALLIC RATING PLATE AT MOTOR | 1823 | TEM | 1 | MC | 6.902 | 1
1FK70437AH711TG0 | SIMOTICS S SYNCHRONOUS SERVOMOTOR, 1FK7 HIGH DYNAMIC, 3.1 NM, 100 K, 4500 RPM, 1,23KW NATURAL COOLING, IM B5 (V1, V3) POWER/SIGNAL CONNECTORS CONNECTOR CAN BE ROTATED BY 270 DEGR. RESOLVER 2-POLE (RESOLVER P=1); PLAIN SHAFT, TOLERANCE N; W/O HOLDING BRAKE DEGREE OF PROTECTION IP64 | 1187 | TEM | 1 | MC | 6.303 | 1
1FK70437AH711TG2 | SIMOTICS S SYNCHRONOUS SERVOMOTOR, 1FK7 HIGH DYNAMIC, 3.1 NM, 100 K, 4500 RPM, 1,23KW NATURAL COOLING, IM B5 (V1, V3) POWER/SIGNAL CONNECTORS CONNECTOR CAN BE ROTATED BY 270 DEGR. RESOLVER 2-POLE (RESOLVER P=1); PLAIN SHAFT, TOLERANCE N; W/O HOLDING BRAKE DEGREE OF PROTECTION IP65 FLANGE ON DRIVE END IP67 | 1289 | TEM | 1 | MC | 6.303 | 1
1FK70437AH711TG3 | SIMOTICS S SYNCHRONOUS SERVOMOTOR, 1FK7 HIGH DYNAMIC, 3.1 NM, 100 K, 4500 RPM, 1,23KW NATURAL COOLING, IM B5 (V1, V3) POWER/SIGNAL CONNECTORS CONNECTOR CAN BE ROTATED BY 270 DEGR. RESOLVER 2-POLE (RESOLVER P=1); PLAIN SHAFT, TOLERANCE N; W/O HOLDING BRAKE DEGREE OF PROTECTION IP64; PAINT FINISH RAL7016 | 1236 | TEM | 1 | MC | 6.303 | 1
1FK70437AH711TG5 | SIMOTICS S SYNCHRONOUS SERVOMOTOR, 1FK7 HIGH DYNAMIC, 3.1 NM, 100 K, 4500 RPM, 1,23KW NATURAL COOLING, IM B5 (V1, V3) POWER/SIGNAL CONNECTORS CONNECTOR CAN BE ROTATED BY 270 DEGR. RESOLVER 2-POLE (RESOLVER P=1); PLAIN SHAFT, TOLERANCE N; W/O HOLDING BRAKE DEGREE OF PROTECTION IP65 AS FLANGE IP67; PAINT FINISH RAL7016 | 1338 | TEM | 1 | MC | 6.303 | 1
1FK70437AH711TG8 | SIMOTICS S SYNCHRONOUS SERVOMOTOR, 1FK7 HIGH DYNAMIC, 3.1 NM, 100 K, 4500 RPM, 1,23KW NATURAL COOLING, IM B5 (V1, V3) POWER/SIGNAL CONNECTORS CONNECTOR CAN BE ROTATED BY 270 DEGR. RESOLVER 2-POLE (RESOLVER P=1); PLAIN SHAFT, TOLERANCE N; W/O HOLDING BRAKE DEGREE OF PROTECTION IP65 IP67 D-END FLANGE; RAL7016 COATING; METALLIC RATING PLATE AT MOTOR | 1446 | TEM | 1 | MC | 6.303 | 1
1FK70437AH711TH0 | SIMOTICS S SYNCHRONOUS SERVOMOTOR, 1FK7 HIGH DYNAMIC, 3.1 NM, 100 K, 4500 RPM, 1,23KW NATURAL COOLING, IM B5 (V1, V3) POWER/SIGNAL CONNECTORS CONNECTOR CAN BE ROTATED BY 270 DEGR. RESOLVER 2-POLE (RESOLVER P=1); PLAIN SHAFT, TOLERANCE N; WITH HOLDING BRAKE DEGREE OF PROTECTION IP64 | 1468 | TEM | 1 | MC | 6.902 | 1
1FK70437AH711TH2 | SIMOTICS S SYNCHRONOUS SERVOMOTOR, 1FK7 HIGH DYNAMIC, 3.1 NM, 100 K, 4500 RPM, 1,23KW NATURAL COOLING, IM B5 (V1, V3) POWER/SIGNAL CONNECTORS CONNECTOR CAN BE ROTATED BY 270 DEGR. RESOLVER 2-POLE (RESOLVER P=1); PLAIN SHAFT, TOLERANCE N; WITH HOLDING BRAKE DEGREE OF PROTECTION IP65 FLANGE ON DRIVE END IP67 | 1569 | TEM | 1 | MC | 6.902 | 1
1FK70437AH711TH3 | SIMOTICS S SYNCHRONOUS SERVOMOTOR, 1FK7 HIGH DYNAMIC, 3.1 NM, 100 K, 4500 RPM, 1,23KW NATURAL COOLING, IM B5 (V1, V3) POWER/SIGNAL CONNECTORS CONNECTOR CAN BE ROTATED BY 270 DEGR. RESOLVER 2-POLE (RESOLVER P=1); PLAIN SHAFT, TOLERANCE N; WITH HOLDING BRAKE DEGREE OF PROTECTION IP64; PAINT FINISH RAL7016 | 1517 | TEM | 1 | MC | 6.902 | 1
1FK70437AH711TH5 | SIMOTICS S SYNCHRONOUS SERVOMOTOR, 1FK7 HIGH DYNAMIC, 3.1 NM, 100 K, 4500 RPM, 1,23KW NATURAL COOLING, IM B5 (V1, V3) POWER/SIGNAL CONNECTORS CONNECTOR CAN BE ROTATED BY 270 DEGR. RESOLVER 2-POLE (RESOLVER P=1); PLAIN SHAFT, TOLERANCE N; WITH HOLDING BRAKE DEGREE OF PROTECTION IP65 AS FLANGE IP67; PAINT FINISH RAL7016 | 1619 | TEM | 1 | MC | 6.902 | 1
1FK70437AH711TH8 | SIMOTICS S SYNCHRONOUS SERVOMOTOR, 1FK7 HIGH DYNAMIC, 3.1 NM, 100 K, 4500 RPM, 1,23KW NATURAL COOLING, IM B5 (V1, V3) POWER/SIGNAL CONNECTORS CONNECTOR CAN BE ROTATED BY 270 DEGR. RESOLVER 2-POLE (RESOLVER P=1); PLAIN SHAFT, TOLERANCE N; WITH HOLDING BRAKE DEGREE OF PROTECTION IP65 IP67 D-END FLANGE; RAL7016 COATING; METALLIC RATING PLATE AT MOTOR | 1727 | TEM | 1 | MC | 6.902 | 1
1FK70437AH711UA0 | SIMOTICS S SYNCHRONOUS SERVOMOTOR, 1FK7 HIGH DYNAMIC, 3.1 NM, 100 K, 4500 RPM, 1,23KW NATURAL COOLING, IM B5 (V1, V3) POWER/SIGNAL CONNECTORS CONNECTOR CAN BE ROTATED BY 270 DEGR. RESOLVER MULTI-POLE (RESOLVER P=3) WITH DRIVE-CLIQ INTERFACE; SHAFT WITH FITTED KEY, TOLERANCE N; W/O HOLDING BRAKE DEGREE OF PROTECTION IP64 | 1542 | TEM | 1 | MC | 6.303 | 1
1FK70437AH711UA2 | SIMOTICS S SYNCHRONOUS SERVOMOTOR, 1FK7 HIGH DYNAMIC, 3.1 NM, 100 K, 4500 RPM, 1,23KW NATURAL COOLING, IM B5 (V1, V3) POWER/SIGNAL CONNECTORS CONNECTOR CAN BE ROTATED BY 270 DEGR. RESOLVER MULTI-POLE (RESOLVER P=3) WITH DRIVE-CLIQ INTERFACE; SHAFT WITH FITTED KEY, TOLERANCE N; W/O HOLDING BRAKE DEGREE OF PROTECTION IP65 FLANGE ON DRIVE END IP67 | 1644 | TEM | 1 | MC | 6.303 | 1
1FK70437AH711UA3 | SIMOTICS S SYNCHRONOUS SERVOMOTOR, 1FK7 HIGH DYNAMIC, 3.1 NM, 100 K, 4500 RPM, 1,23KW NATURAL COOLING, IM B5 (V1, V3) POWER/SIGNAL CONNECTORS CONNECTOR CAN BE ROTATED BY 270 DEGR. RESOLVER MULTI-POLE (RESOLVER P=3) WITH DRIVE-CLIQ INTERFACE; SHAFT WITH FITTED KEY, TOLERANCE N; W/O HOLDING BRAKE DEGREE OF PROTECTION IP64; PAINT FINISH RAL7016 | 1592 | TEM | 1 | MC | 6.303 | 1
1FK70437AH711UA5 | SIMOTICS S SYNCHRONOUS SERVOMOTOR, 1FK7 HIGH DYNAMIC, 3.1 NM, 100 K, 4500 RPM, 1,23KW NATURAL COOLING, IM B5 (V1, V3) POWER/SIGNAL CONNECTORS CONNECTOR CAN BE ROTATED BY 270 DEGR. RESOLVER MULTI-POLE (RESOLVER P=3) WITH DRIVE-CLIQ INTERFACE; SHAFT WITH FITTED KEY, TOLERANCE N; W/O HOLDING BRAKE DEGREE OF PROTECTION IP65 AS FLANGE IP67; PAINT FINISH RAL7016 | 1693 | TEM | 1 | MC | 6.303 | 1
1FK70437AH711UA8 | SIMOTICS S SYNCHRONOUS SERVOMOTOR, 1FK7 HIGH DYNAMIC, 3.1 NM, 100 K, 4500 RPM, 1,23KW NATURAL COOLING, IM B5 (V1, V3) POWER/SIGNAL CONNECTORS CONNECTOR CAN BE ROTATED BY 270 DEGR. RESOLVER MULTI-POLE (RESOLVER P=3) WITH DRIVE-CLIQ INTERFACE; SHAFT WITH FITTED KEY, TOLERANCE N; W/O HOLDING BRAKE DEGREE OF PROTECTION IP65 IP67 D-END FLANGE; RAL7016 COATING; METALLIC RATING PLATE AT MOTOR | 1802 | TEM | 1 | MC | 6.303 | 1
1FK70437AH711UB0 | SIMOTICS S SYNCHRONOUS SERVOMOTOR, 1FK7 HIGH DYNAMIC, 3.1 NM, 100 K, 4500 RPM, 1,23KW NATURAL COOLING, IM B5 (V1, V3) POWER/SIGNAL CONNECTORS CONNECTOR CAN BE ROTATED BY 270 DEGR. RESOLVER MULTI-POLE (RESOLVER P=3) WITH DRIVE-CLIQ INTERFACE; SHAFT WITH FITTED KEY, TOLERANCE N; WITH HOLDING BRAKE DEGREE OF PROTECTION IP64 | 1826 | TEM | 1 | MC | 6.902 | 1
1FK70437AH711UB2 | SIMOTICS S SYNCHRONOUS SERVOMOTOR, 1FK7 HIGH DYNAMIC, 3.1 NM, 100 K, 4500 RPM, 1,23KW NATURAL COOLING, IM B5 (V1, V3) POWER/SIGNAL CONNECTORS CONNECTOR CAN BE ROTATED BY 270 DEGR. RESOLVER MULTI-POLE (RESOLVER P=3) WITH DRIVE-CLIQ INTERFACE; SHAFT WITH FITTED KEY, TOLERANCE N; WITH HOLDING BRAKE DEGREE OF PROTECTION IP65 FLANGE ON DRIVE END IP67 | 1927 | TEM | 1 | MC | 6.902 | 1
1FK70437AH711UB3 | SIMOTICS S SYNCHRONOUS SERVOMOTOR, 1FK7 HIGH DYNAMIC, 3.1 NM, 100 K, 4500 RPM, 1,23KW NATURAL COOLING, IM B5 (V1, V3) POWER/SIGNAL CONNECTORS CONNECTOR CAN BE ROTATED BY 270 DEGR. RESOLVER MULTI-POLE (RESOLVER P=3) WITH DRIVE-CLIQ INTERFACE; SHAFT WITH FITTED KEY, TOLERANCE N; WITH HOLDING BRAKE DEGREE OF PROTECTION IP64; PAINT FINISH RAL7016 | 1875 | TEM | 1 | MC | 6.902 | 1
1FK70437AH711UB5 | SIMOTICS S SYNCHRONOUS SERVOMOTOR, 1FK7 HIGH DYNAMIC, 3.1 NM, 100 K, 4500 RPM, 1,23KW NATURAL COOLING, IM B5 (V1, V3) POWER/SIGNAL CONNECTORS CONNECTOR CAN BE ROTATED BY 270 DEGR. RESOLVER MULTI-POLE (RESOLVER P=3) WITH DRIVE-CLIQ INTERFACE; SHAFT WITH FITTED KEY, TOLERANCE N; WITH HOLDING BRAKE DEGREE OF PROTECTION IP65 AS FLANGE IP67; PAINT FINISH RAL7016 | 1977 | TEM | 1 | MC | 6.902 | 1
1FK70437AH711UB8 | SIMOTICS S SYNCHRONOUS SERVOMOTOR, 1FK7 HIGH DYNAMIC, 3.1 NM, 100 K, 4500 RPM, 1,23KW NATURAL COOLING, IM B5 (V1, V3) POWER/SIGNAL CONNECTORS CONNECTOR CAN BE ROTATED BY 270 DEGR. RESOLVER MULTI-POLE (RESOLVER P=3) WITH DRIVE-CLIQ INTERFACE; SHAFT WITH FITTED KEY, TOLERANCE N; WITH HOLDING BRAKE DEGREE OF PROTECTION IP65 IP67 D-END FLANGE; RAL7016 COATING; METALLIC RATING PLATE AT MOTOR | 2085 | TEM | 1 | MC | 6.902 | 1
1FK70437AH711UG0 | SIMOTICS S SYNCHRONOUS SERVOMOTOR, 1FK7 HIGH DYNAMIC, 3.1 NM, 100 K, 4500 RPM, 1,23KW NATURAL COOLING, IM B5 (V1, V3) POWER/SIGNAL CONNECTORS CONNECTOR CAN BE ROTATED BY 270 DEGR. RESOLVER MULTI-POLE (RESOLVER P=3) WITH DRIVE-CLIQ INTERFACE; PLAIN SHAFT, TOLERANCE N; W/O HOLDING BRAKE DEGREE OF PROTECTION IP64 | 1449 | TEM | 1 | MC | 6.303 | 1
1FK70437AH711UG2 | SIMOTICS S SYNCHRONOUS SERVOMOTOR, 1FK7 HIGH DYNAMIC, 3.1 NM, 100 K, 4500 RPM, 1,23KW NATURAL COOLING, IM B5 (V1, V3) POWER/SIGNAL CONNECTORS CONNECTOR CAN BE ROTATED BY 270 DEGR. RESOLVER MULTI-POLE (RESOLVER P=3) WITH DRIVE-CLIQ INTERFACE; PLAIN SHAFT, TOLERANCE N; W/O HOLDING BRAKE DEGREE OF PROTECTION IP65 FLANGE ON DRIVE END IP67 | 1550 | TEM | 1 | MC | 6.303 | 1
1FK70437AH711UG3 | SIMOTICS S SYNCHRONOUS SERVOMOTOR, 1FK7 HIGH DYNAMIC, 3.1 NM, 100 K, 4500 RPM, 1,23KW NATURAL COOLING, IM B5 (V1, V3) POWER/SIGNAL CONNECTORS CONNECTOR CAN BE ROTATED BY 270 DEGR. RESOLVER MULTI-POLE (RESOLVER P=3) WITH DRIVE-CLIQ INTERFACE; PLAIN SHAFT, TOLERANCE N; W/O HOLDING BRAKE DEGREE OF PROTECTION IP64; PAINT FINISH RAL7016 | 1498 | TEM | 1 | MC | 6.303 | 1
1FK70437AH711UG5 | SIMOTICS S SYNCHRONOUS SERVOMOTOR, 1FK7 HIGH DYNAMIC, 3.1 NM, 100 K, 4500 RPM, 1,23KW NATURAL COOLING, IM B5 (V1, V3) POWER/SIGNAL CONNECTORS CONNECTOR CAN BE ROTATED BY 270 DEGR. RESOLVER MULTI-POLE (RESOLVER P=3) WITH DRIVE-CLIQ INTERFACE; PLAIN SHAFT, TOLERANCE N; W/O HOLDING BRAKE DEGREE OF PROTECTION IP65 AS FLANGE IP67; PAINT FINISH RAL7016 | 1599 | TEM | 1 | MC | 6.303 | 1
1FK70437AH711UG8 | SIMOTICS S SYNCHRONOUS SERVOMOTOR, 1FK7 HIGH DYNAMIC, 3.1 NM, 100 K, 4500 RPM, 1,23KW NATURAL COOLING, IM B5 (V1, V3) POWER/SIGNAL CONNECTORS CONNECTOR CAN BE ROTATED BY 270 DEGR. RESOLVER MULTI-POLE (RESOLVER P=3) WITH DRIVE-CLIQ INTERFACE; PLAIN SHAFT, TOLERANCE N; W/O HOLDING BRAKE DEGREE OF PROTECTION IP65 IP67 D-END FLANGE; RAL7016 COATING; METALLIC RATING PLATE AT MOTOR | 1708 | TEM | 1 | MC | 6.303 | 1
1FK70437AH711UH0 | SIMOTICS S SYNCHRONOUS SERVOMOTOR, 1FK7 HIGH DYNAMIC, 3.1 NM, 100 K, 4500 RPM, 1,23KW NATURAL COOLING, IM B5 (V1, V3) POWER/SIGNAL CONNECTORS CONNECTOR CAN BE ROTATED BY 270 DEGR. RESOLVER MULTI-POLE (RESOLVER P=3) WITH DRIVE-CLIQ INTERFACE; PLAIN SHAFT, TOLERANCE N; WITH HOLDING BRAKE DEGREE OF PROTECTION IP64 | 1730 | TEM | 1 | MC | 6.902 | 1
1FK70437AH711UH2 | SIMOTICS S SYNCHRONOUS SERVOMOTOR, 1FK7 HIGH DYNAMIC, 3.1 NM, 100 K, 4500 RPM, 1,23KW NATURAL COOLING, IM B5 (V1, V3) POWER/SIGNAL CONNECTORS CONNECTOR CAN BE ROTATED BY 270 DEGR. RESOLVER MULTI-POLE (RESOLVER P=3) WITH DRIVE-CLIQ INTERFACE; PLAIN SHAFT, TOLERANCE N; WITH HOLDING BRAKE DEGREE OF PROTECTION IP65 FLANGE ON DRIVE END IP67 | 1831 | TEM | 1 | MC | 6.902 | 1
1FK70437AH711UH3 | SIMOTICS S SYNCHRONOUS SERVOMOTOR, 1FK7 HIGH DYNAMIC, 3.1 NM, 100 K, 4500 RPM, 1,23KW NATURAL COOLING, IM B5 (V1, V3) POWER/SIGNAL CONNECTORS CONNECTOR CAN BE ROTATED BY 270 DEGR. RESOLVER MULTI-POLE (RESOLVER P=3) WITH DRIVE-CLIQ INTERFACE; PLAIN SHAFT, TOLERANCE N; WITH HOLDING BRAKE DEGREE OF PROTECTION IP64; PAINT FINISH RAL7016 | 1779 | TEM | 1 | MC | 6.902 | 1
1FK70437AH711UH5 | SIMOTICS S SYNCHRONOUS SERVOMOTOR, 1FK7 HIGH DYNAMIC, 3.1 NM, 100 K, 4500 RPM, 1,23KW NATURAL COOLING, IM B5 (V1, V3) POWER/SIGNAL CONNECTORS CONNECTOR CAN BE ROTATED BY 270 DEGR. RESOLVER MULTI-POLE (RESOLVER P=3) WITH DRIVE-CLIQ INTERFACE; PLAIN SHAFT, TOLERANCE N; WITH HOLDING BRAKE DEGREE OF PROTECTION IP65 AS FLANGE IP67; PAINT FINISH RAL7016 | 1880 | TEM | 1 | MC | 6.902 | 1
1FK70437AH711UH8 | SIMOTICS S SYNCHRONOUS SERVOMOTOR, 1FK7 HIGH DYNAMIC, 3.1 NM, 100 K, 4500 RPM, 1,23KW NATURAL COOLING, IM B5 (V1, V3) POWER/SIGNAL CONNECTORS CONNECTOR CAN BE ROTATED BY 270 DEGR. RESOLVER MULTI-POLE (RESOLVER P=3) WITH DRIVE-CLIQ INTERFACE; PLAIN SHAFT, TOLERANCE N; WITH HOLDING BRAKE DEGREE OF PROTECTION IP65 IP67 D-END FLANGE; RAL7016 COATING; METALLIC RATING PLATE AT MOTOR | 1989 | TEM | 1 | MC | 6.902 | 1
1FK70437AK711AA0 | SIMOTICS S SYNCHRONOUS SERVOMOTOR, 1FK7 HIGH DYNAMIC 3.1 NM, 100 K, 6000 RPM, 1.26KW, NATURAL COOLING, IM B5 (V1, V3) POWER/SIGNAL CONNECTORS CONNECTOR CAN BE ROTATED BY 270 DEGR. INCREM. ENCODER, SIN/COS 1 VPP 2048 P/REV (ENCODER I-2048); SHAFT WITH FITTED KEY, TOLERANCE N; W/O HOLDING BRAKE DEGREE OF PROTECTION IP64 | 1917 | TEM | 1 | MC | 6.303 | 1
1FK70437AK711AA2 | SIMOTICS S SYNCHRONOUS SERVOMOTOR, 1FK7 HIGH DYNAMIC 3.1 NM, 100 K, 6000 RPM, 1.26KW, NATURAL COOLING, IM B5 (V1, V3) POWER/SIGNAL CONNECTORS CONNECTOR CAN BE ROTATED BY 270 DEGR. INCREM. ENCODER, SIN/COS 1 VPP 2048 P/REV (ENCODER I-2048); SHAFT WITH FITTED KEY, TOLERANCE N; W/O HOLDING BRAKE DEGREE OF PROTECTION IP65 FLANGE ON DRIVE END IP67 | 2019 | TEM | 1 | MC | 6.303 | 1
1FK70437AK711AA3 | SIMOTICS S SYNCHRONOUS SERVOMOTOR, 1FK7 HIGH DYNAMIC 3.1 NM, 100 K, 6000 RPM, 1.26KW, NATURAL COOLING, IM B5 (V1, V3) POWER/SIGNAL CONNECTORS CONNECTOR CAN BE ROTATED BY 270 DEGR. INCREM. ENCODER, SIN/COS 1 VPP 2048 P/REV (ENCODER I-2048); SHAFT WITH FITTED KEY, TOLERANCE N; W/O HOLDING BRAKE DEGREE OF PROTECTION IP64; PAINT FINISH RAL7016 | 1966 | TEM | 1 | MC | 6.303 | 1
1FK70437AK711AA5 | SIMOTICS S SYNCHRONOUS SERVOMOTOR, 1FK7 HIGH DYNAMIC 3.1 NM, 100 K, 6000 RPM, 1.26KW, NATURAL COOLING, IM B5 (V1, V3) POWER/SIGNAL CONNECTORS CONNECTOR CAN BE ROTATED BY 270 DEGR. INCREM. ENCODER, SIN/COS 1 VPP 2048 P/REV (ENCODER I-2048); SHAFT WITH FITTED KEY, TOLERANCE N; W/O HOLDING BRAKE DEGREE OF PROTECTION IP65 AS FLANGE IP67; PAINT FINISH RAL7016 | 2068 | TEM | 1 | MC | 6.303 | 1
1FK70437AK711AA8 | SIMOTICS S SYNCHRONOUS SERVOMOTOR, 1FK7 HIGH DYNAMIC 3.1 NM, 100 K, 6000 RPM, 1.26KW, NATURAL COOLING, IM B5 (V1, V3) POWER/SIGNAL CONNECTORS CONNECTOR CAN BE ROTATED BY 270 DEGR. INCREM. ENCODER, SIN/COS 1 VPP 2048 P/REV (ENCODER I-2048); SHAFT WITH FITTED KEY, TOLERANCE N; W/O HOLDING BRAKE DEGREE OF PROTECTION IP65 IP67 D-END FLANGE; RAL7016 COATING; METALLIC RATING PLATE AT MOTOR | 2176 | TEM | 1 | MC | 6.303 | 1
1FK70437AK711AB0 | SIMOTICS S SYNCHRONOUS SERVOMOTOR, 1FK7 HIGH DYNAMIC 3.1 NM, 100 K, 6000 RPM, 1.26KW, NATURAL COOLING, IM B5 (V1, V3) POWER/SIGNAL CONNECTORS CONNECTOR CAN BE ROTATED BY 270 DEGR. INCREM. ENCODER, SIN/COS 1 VPP 2048 P/REV (ENCODER I-2048); SHAFT WITH FITTED KEY, TOLERANCE N; WITH HOLDING BRAKE DEGREE OF PROTECTION IP64 | 2200 | TEM | 1 | MC | 6.902 | 1
1FK70437AK711AB2 | SIMOTICS S SYNCHRONOUS SERVOMOTOR, 1FK7 HIGH DYNAMIC 3.1 NM, 100 K, 6000 RPM, 1.26KW, NATURAL COOLING, IM B5 (V1, V3) POWER/SIGNAL CONNECTORS CONNECTOR CAN BE ROTATED BY 270 DEGR. INCREM. ENCODER, SIN/COS 1 VPP 2048 P/REV (ENCODER I-2048); SHAFT WITH FITTED KEY, TOLERANCE N; WITH HOLDING BRAKE DEGREE OF PROTECTION IP65 FLANGE ON DRIVE END IP67 | 2302 | TEM | 1 | MC | 6.902 | 1
1FK70437AK711AB3 | SIMOTICS S SYNCHRONOUS SERVOMOTOR, 1FK7 HIGH DYNAMIC 3.1 NM, 100 K, 6000 RPM, 1.26KW, NATURAL COOLING, IM B5 (V1, V3) POWER/SIGNAL CONNECTORS CONNECTOR CAN BE ROTATED BY 270 DEGR. INCREM. ENCODER, SIN/COS 1 VPP 2048 P/REV (ENCODER I-2048); SHAFT WITH FITTED KEY, TOLERANCE N; WITH HOLDING BRAKE DEGREE OF PROTECTION IP64; PAINT FINISH RAL7016 | 2250 | TEM | 1 | MC | 6.902 | 1
1FK70437AK711AB5 | SIMOTICS S SYNCHRONOUS SERVOMOTOR, 1FK7 HIGH DYNAMIC 3.1 NM, 100 K, 6000 RPM, 1.26KW, NATURAL COOLING, IM B5 (V1, V3) POWER/SIGNAL CONNECTORS CONNECTOR CAN BE ROTATED BY 270 DEGR. INCREM. ENCODER, SIN/COS 1 VPP 2048 P/REV (ENCODER I-2048); SHAFT WITH FITTED KEY, TOLERANCE N; WITH HOLDING BRAKE DEGREE OF PROTECTION IP65 AS FLANGE IP67; PAINT FINISH RAL7016 | 2351 | TEM | 1 | MC | 6.902 | 1
1FK70437AK711AB8 | SIMOTICS S SYNCHRONOUS SERVOMOTOR, 1FK7 HIGH DYNAMIC 3.1 NM, 100 K, 6000 RPM, 1.26KW, NATURAL COOLING, IM B5 (V1, V3) POWER/SIGNAL CONNECTORS CONNECTOR CAN BE ROTATED BY 270 DEGR. INCREM. ENCODER, SIN/COS 1 VPP 2048 P/REV (ENCODER I-2048); SHAFT WITH FITTED KEY, TOLERANCE N; WITH HOLDING BRAKE DEGREE OF PROTECTION IP65 IP67 D-END FLANGE; RAL7016 COATING; METALLIC RATING PLATE AT MOTOR | 2460 | TEM | 1 | MC | 6.902 | 1
1FK70437AK711AG0 | SIMOTICS S SYNCHRONOUS SERVOMOTOR, 1FK7 HIGH DYNAMIC 3.1 NM, 100 K, 6000 RPM, 1.26KW, NATURAL COOLING, IM B5 (V1, V3) POWER/SIGNAL CONNECTORS CONNECTOR CAN BE ROTATED BY 270 DEGR. INCREM. ENCODER, SIN/COS 1 VPP 2048 P/REV (ENCODER I-2048); PLAIN SHAFT, TOLERANCE N; W/O HOLDING BRAKE DEGREE OF PROTECTION IP64 | 1823 | TEM | 1 | MC | 6.303 | 1
1FK70437AK711AG2 | SIMOTICS S SYNCHRONOUS SERVOMOTOR, 1FK7 HIGH DYNAMIC 3.1 NM, 100 K, 6000 RPM, 1.26KW, NATURAL COOLING, IM B5 (V1, V3) POWER/SIGNAL CONNECTORS CONNECTOR CAN BE ROTATED BY 270 DEGR. INCREM. ENCODER, SIN/COS 1 VPP 2048 P/REV (ENCODER I-2048); PLAIN SHAFT, TOLERANCE N; W/O HOLDING BRAKE DEGREE OF PROTECTION IP65 FLANGE ON DRIVE END IP67 | 1925 | TEM | 1 | MC | 6.303 | 1
1FK70437AK711AG3 | SIMOTICS S SYNCHRONOUS SERVOMOTOR, 1FK7 HIGH DYNAMIC 3.1 NM, 100 K, 6000 RPM, 1.26KW, NATURAL COOLING, IM B5 (V1, V3) POWER/SIGNAL CONNECTORS CONNECTOR CAN BE ROTATED BY 270 DEGR. INCREM. ENCODER, SIN/COS 1 VPP 2048 P/REV (ENCODER I-2048); PLAIN SHAFT, TOLERANCE N; W/O HOLDING BRAKE DEGREE OF PROTECTION IP64; PAINT FINISH RAL7016 | 1873 | TEM | 1 | MC | 6.303 | 1
1FK70437AK711AG5 | SIMOTICS S SYNCHRONOUS SERVOMOTOR, 1FK7 HIGH DYNAMIC 3.1 NM, 100 K, 6000 RPM, 1.26KW, NATURAL COOLING, IM B5 (V1, V3) POWER/SIGNAL CONNECTORS CONNECTOR CAN BE ROTATED BY 270 DEGR. INCREM. ENCODER, SIN/COS 1 VPP 2048 P/REV (ENCODER I-2048); PLAIN SHAFT, TOLERANCE N; W/O HOLDING BRAKE DEGREE OF PROTECTION IP65 AS FLANGE IP67; PAINT FINISH RAL7016 | 1974 | TEM | 1 | MC | 6.303 | 1
1FK70437AK711AG8 | SIMOTICS S SYNCHRONOUS SERVOMOTOR, 1FK7 HIGH DYNAMIC 3.1 NM, 100 K, 6000 RPM, 1.26KW, NATURAL COOLING, IM B5 (V1, V3) POWER/SIGNAL CONNECTORS CONNECTOR CAN BE ROTATED BY 270 DEGR. INCREM. ENCODER, SIN/COS 1 VPP 2048 P/REV (ENCODER I-2048); PLAIN SHAFT, TOLERANCE N; W/O HOLDING BRAKE DEGREE OF PROTECTION IP65 IP67 D-END FLANGE; RAL7016 COATING; METALLIC RATING PLATE AT MOTOR | 2083 | TEM | 1 | MC | 6.303 | 1
1FK70437AK711AH0 | SIMOTICS S SYNCHRONOUS SERVOMOTOR, 1FK7 HIGH DYNAMIC 3.1 NM, 100 K, 6000 RPM, 1.26KW, NATURAL COOLING, IM B5 (V1, V3) POWER/SIGNAL CONNECTORS CONNECTOR CAN BE ROTATED BY 270 DEGR. INCREM. ENCODER, SIN/COS 1 VPP 2048 P/REV (ENCODER I-2048); PLAIN SHAFT, TOLERANCE N; WITH HOLDING BRAKE DEGREE OF PROTECTION IP64 | 2104 | TEM | 1 | MC | 6.902 | 1
1FK70437AK711AH2 | SIMOTICS S SYNCHRONOUS SERVOMOTOR, 1FK7 HIGH DYNAMIC 3.1 NM, 100 K, 6000 RPM, 1.26KW, NATURAL COOLING, IM B5 (V1, V3) POWER/SIGNAL CONNECTORS CONNECTOR CAN BE ROTATED BY 270 DEGR. INCREM. ENCODER, SIN/COS 1 VPP 2048 P/REV (ENCODER I-2048); PLAIN SHAFT, TOLERANCE N; WITH HOLDING BRAKE DEGREE OF PROTECTION IP65 FLANGE ON DRIVE END IP67 | 2206 | TEM | 1 | MC | 6.902 | 1
1FK70437AK711AH3 | SIMOTICS S SYNCHRONOUS SERVOMOTOR, 1FK7 HIGH DYNAMIC 3.1 NM, 100 K, 6000 RPM, 1.26KW, NATURAL COOLING, IM B5 (V1, V3) POWER/SIGNAL CONNECTORS CONNECTOR CAN BE ROTATED BY 270 DEGR. INCREM. ENCODER, SIN/COS 1 VPP 2048 P/REV (ENCODER I-2048); PLAIN SHAFT, TOLERANCE N; WITH HOLDING BRAKE DEGREE OF PROTECTION IP64; PAINT FINISH RAL7016 | 2154 | TEM | 1 | MC | 6.902 | 1
1FK70437AK711AH5 | SIMOTICS S SYNCHRONOUS SERVOMOTOR, 1FK7 HIGH DYNAMIC 3.1 NM, 100 K, 6000 RPM, 1.26KW, NATURAL COOLING, IM B5 (V1, V3) POWER/SIGNAL CONNECTORS CONNECTOR CAN BE ROTATED BY 270 DEGR. INCREM. ENCODER, SIN/COS 1 VPP 2048 P/REV (ENCODER I-2048); PLAIN SHAFT, TOLERANCE N; WITH HOLDING BRAKE DEGREE OF PROTECTION IP65 AS FLANGE IP67; PAINT FINISH RAL7016 | 2255 | TEM | 1 | MC | 6.902 | 1
1FK70437AK711AH8 | SIMOTICS S SYNCHRONOUS SERVOMOTOR, 1FK7 HIGH DYNAMIC 3.1 NM, 100 K, 6000 RPM, 1.26KW, NATURAL COOLING, IM B5 (V1, V3) POWER/SIGNAL CONNECTORS CONNECTOR CAN BE ROTATED BY 270 DEGR. INCREM. ENCODER, SIN/COS 1 VPP 2048 P/REV (ENCODER I-2048); PLAIN SHAFT, TOLERANCE N; WITH HOLDING BRAKE DEGREE OF PROTECTION IP65 IP67 D-END FLANGE; RAL7016 COATING; METALLIC RATING PLATE AT MOTOR | 2364 | TEM | 1 | MC | 6.902 | 1
1FK70437AK711DA0 | SIMOTICS S SYNCHRONOUS SERVOMOTOR, 1FK7 HIGH DYNAMIC 3.1 NM, 100 K, 6000 RPM, 1.26KW, NATURAL COOLING, IM B5 (V1, V3) POWER/SIGNAL CONNECTORS CONNECTOR CAN BE ROTATED BY 270 DEGR. INCREMENTAL ENCODER 2048 P/REV (ENCODER I-2048) WITH DRIVE-CLIQ INTERFACE; SHAFT WITH FITTED KEY, TOLERANCE N; W/O HOLDING BRAKE DEGREE OF PROTECTION IP64 | 2179 | TEM | 1 | MC | 6.303 | 1
1FK70437AK711DA2 | SIMOTICS S SYNCHRONOUS SERVOMOTOR, 1FK7 HIGH DYNAMIC 3.1 NM, 100 K, 6000 RPM, 1.26KW, NATURAL COOLING, IM B5 (V1, V3) POWER/SIGNAL CONNECTORS CONNECTOR CAN BE ROTATED BY 270 DEGR. INCREMENTAL ENCODER 2048 P/REV (ENCODER I-2048) WITH DRIVE-CLIQ INTERFACE; SHAFT WITH FITTED KEY, TOLERANCE N; W/O HOLDING BRAKE DEGREE OF PROTECTION IP65 FLANGE ON DRIVE END IP67 | 2280 | TEM | 1 | MC | 6.303 | 1
1FK70437AK711DA3 | SIMOTICS S SYNCHRONOUS SERVOMOTOR, 1FK7 HIGH DYNAMIC 3.1 NM, 100 K, 6000 RPM, 1.26KW, NATURAL COOLING, IM B5 (V1, V3) POWER/SIGNAL CONNECTORS CONNECTOR CAN BE ROTATED BY 270 DEGR. INCREMENTAL ENCODER 2048 P/REV (ENCODER I-2048) WITH DRIVE-CLIQ INTERFACE; SHAFT WITH FITTED KEY, TOLERANCE N; W/O HOLDING BRAKE DEGREE OF PROTECTION IP64; PAINT FINISH RAL7016 | 2228 | TEM | 1 | MC | 6.303 | 1
1FK70437AK711DA5 | SIMOTICS S SYNCHRONOUS SERVOMOTOR, 1FK7 HIGH DYNAMIC 3.1 NM, 100 K, 6000 RPM, 1.26KW, NATURAL COOLING, IM B5 (V1, V3) POWER/SIGNAL CONNECTORS CONNECTOR CAN BE ROTATED BY 270 DEGR. INCREMENTAL ENCODER 2048 P/REV (ENCODER I-2048) WITH DRIVE-CLIQ INTERFACE; SHAFT WITH FITTED KEY, TOLERANCE N; W/O HOLDING BRAKE DEGREE OF PROTECTION IP65 AS FLANGE IP67; PAINT FINISH RAL7016 | 2330 | TEM | 1 | MC | 6.303 | 1
1FK70437AK711DA8 | SIMOTICS S SYNCHRONOUS SERVOMOTOR, 1FK7 HIGH DYNAMIC 3.1 NM, 100 K, 6000 RPM, 1.26KW, NATURAL COOLING, IM B5 (V1, V3) POWER/SIGNAL CONNECTORS CONNECTOR CAN BE ROTATED BY 270 DEGR. INCREMENTAL ENCODER 2048 P/REV (ENCODER I-2048) WITH DRIVE-CLIQ INTERFACE; SHAFT WITH FITTED KEY, TOLERANCE N; W/O HOLDING BRAKE DEGREE OF PROTECTION IP65 IP67 D-END FLANGE; RAL7016 COATING; METALLIC RATING PLATE AT MOTOR | 2438 | TEM | 1 | MC | 6.303 | 1
1FK70437AK711DB0 | SIMOTICS S SYNCHRONOUS SERVOMOTOR, 1FK7 HIGH DYNAMIC 3.1 NM, 100 K, 6000 RPM, 1.26KW, NATURAL COOLING, IM B5 (V1, V3) POWER/SIGNAL CONNECTORS CONNECTOR CAN BE ROTATED BY 270 DEGR. INCREMENTAL ENCODER 2048 P/REV (ENCODER I-2048) WITH DRIVE-CLIQ INTERFACE; SHAFT WITH FITTED KEY, TOLERANCE N; WITH HOLDING BRAKE DEGREE OF PROTECTION IP64 | 2462 | TEM | 1 | MC | 6.902 | 1
1FK70437AK711DB2 | SIMOTICS S SYNCHRONOUS SERVOMOTOR, 1FK7 HIGH DYNAMIC 3.1 NM, 100 K, 6000 RPM, 1.26KW, NATURAL COOLING, IM B5 (V1, V3) POWER/SIGNAL CONNECTORS CONNECTOR CAN BE ROTATED BY 270 DEGR. INCREMENTAL ENCODER 2048 P/REV (ENCODER I-2048) WITH DRIVE-CLIQ INTERFACE; SHAFT WITH FITTED KEY, TOLERANCE N; WITH HOLDING BRAKE DEGREE OF PROTECTION IP65 FLANGE ON DRIVE END IP67 | 2564 | TEM | 1 | MC | 6.902 | 1
1FK70437AK711DB3 | SIMOTICS S SYNCHRONOUS SERVOMOTOR, 1FK7 HIGH DYNAMIC 3.1 NM, 100 K, 6000 RPM, 1.26KW, NATURAL COOLING, IM B5 (V1, V3) POWER/SIGNAL CONNECTORS CONNECTOR CAN BE ROTATED BY 270 DEGR. INCREMENTAL ENCODER 2048 P/REV (ENCODER I-2048) WITH DRIVE-CLIQ INTERFACE; SHAFT WITH FITTED KEY, TOLERANCE N; WITH HOLDING BRAKE DEGREE OF PROTECTION IP64; PAINT FINISH RAL7016 | 2511 | TEM | 1 | MC | 6.902 | 1
1FK70437AK711DB5 | SIMOTICS S SYNCHRONOUS SERVOMOTOR, 1FK7 HIGH DYNAMIC 3.1 NM, 100 K, 6000 RPM, 1.26KW, NATURAL COOLING, IM B5 (V1, V3) POWER/SIGNAL CONNECTORS CONNECTOR CAN BE ROTATED BY 270 DEGR. INCREMENTAL ENCODER 2048 P/REV (ENCODER I-2048) WITH DRIVE-CLIQ INTERFACE; SHAFT WITH FITTED KEY, TOLERANCE N; WITH HOLDING BRAKE DEGREE OF PROTECTION IP65 AS FLANGE IP67; PAINT FINISH RAL7016 | 2613 | TEM | 1 | MC | 6.902 | 1
1FK70437AK711DB8 | SIMOTICS S SYNCHRONOUS SERVOMOTOR, 1FK7 HIGH DYNAMIC 3.1 NM, 100 K, 6000 RPM, 1.26KW, NATURAL COOLING, IM B5 (V1, V3) POWER/SIGNAL CONNECTORS CONNECTOR CAN BE ROTATED BY 270 DEGR. INCREMENTAL ENCODER 2048 P/REV (ENCODER I-2048) WITH DRIVE-CLIQ INTERFACE; SHAFT WITH FITTED KEY, TOLERANCE N; WITH HOLDING BRAKE DEGREE OF PROTECTION IP65 IP67 D-END FLANGE; RAL7016 COATING; METALLIC RATING PLATE AT MOTOR | 2722 | TEM | 1 | MC | 6.902 | 1
1FK70437AK711DG0 | SIMOTICS S SYNCHRONOUS SERVOMOTOR, 1FK7 HIGH DYNAMIC 3.1 NM, 100 K, 6000 RPM, 1.26KW, NATURAL COOLING, IM B5 (V1, V3) POWER/SIGNAL CONNECTORS CONNECTOR CAN BE ROTATED BY 270 DEGR. INCREMENTAL ENCODER 2048 P/REV (ENCODER I-2048) WITH DRIVE-CLIQ INTERFACE; PLAIN SHAFT, TOLERANCE N; W/O HOLDING BRAKE DEGREE OF PROTECTION IP64 | 2085 | TEM | 1 | MC | 6.303 | 1
1FK70437AK711DG2 | SIMOTICS S SYNCHRONOUS SERVOMOTOR, 1FK7 HIGH DYNAMIC 3.1 NM, 100 K, 6000 RPM, 1.26KW, NATURAL COOLING, IM B5 (V1, V3) POWER/SIGNAL CONNECTORS CONNECTOR CAN BE ROTATED BY 270 DEGR. INCREMENTAL ENCODER 2048 P/REV (ENCODER I-2048) WITH DRIVE-CLIQ INTERFACE; PLAIN SHAFT, TOLERANCE N; W/O HOLDING BRAKE DEGREE OF PROTECTION IP65 FLANGE ON DRIVE END IP67 | 2187 | TEM | 1 | MC | 6.303 | 1
1FK70437AK711DG3 | SIMOTICS S SYNCHRONOUS SERVOMOTOR, 1FK7 HIGH DYNAMIC 3.1 NM, 100 K, 6000 RPM, 1.26KW, NATURAL COOLING, IM B5 (V1, V3) POWER/SIGNAL CONNECTORS CONNECTOR CAN BE ROTATED BY 270 DEGR. INCREMENTAL ENCODER 2048 P/REV (ENCODER I-2048) WITH DRIVE-CLIQ INTERFACE; PLAIN SHAFT, TOLERANCE N; W/O HOLDING BRAKE DEGREE OF PROTECTION IP64; PAINT FINISH RAL7016 | 2134 | TEM | 1 | MC | 6.303 | 1
1FK70437AK711DG5 | SIMOTICS S SYNCHRONOUS SERVOMOTOR, 1FK7 HIGH DYNAMIC 3.1 NM, 100 K, 6000 RPM, 1.26KW, NATURAL COOLING, IM B5 (V1, V3) POWER/SIGNAL CONNECTORS CONNECTOR CAN BE ROTATED BY 270 DEGR. INCREMENTAL ENCODER 2048 P/REV (ENCODER I-2048) WITH DRIVE-CLIQ INTERFACE; PLAIN SHAFT, TOLERANCE N; W/O HOLDING BRAKE DEGREE OF PROTECTION IP65 AS FLANGE IP67; PAINT FINISH RAL7016 | 2236 | TEM | 1 | MC | 6.303 | 1
1FK70437AK711DG8 | SIMOTICS S SYNCHRONOUS SERVOMOTOR, 1FK7 HIGH DYNAMIC 3.1 NM, 100 K, 6000 RPM, 1.26KW, NATURAL COOLING, IM B5 (V1, V3) POWER/SIGNAL CONNECTORS CONNECTOR CAN BE ROTATED BY 270 DEGR. INCREMENTAL ENCODER 2048 P/REV (ENCODER I-2048) WITH DRIVE-CLIQ INTERFACE; PLAIN SHAFT, TOLERANCE N; W/O HOLDING BRAKE DEGREE OF PROTECTION IP65 IP67 D-END FLANGE; RAL7016 COATING; METALLIC RATING PLATE AT MOTOR | 2344 | TEM | 1 | MC | 6.303 | 1
1FK70437AK711DH0 | SIMOTICS S SYNCHRONOUS SERVOMOTOR, 1FK7 HIGH DYNAMIC 3.1 NM, 100 K, 6000 RPM, 1.26KW, NATURAL COOLING, IM B5 (V1, V3) POWER/SIGNAL CONNECTORS CONNECTOR CAN BE ROTATED BY 270 DEGR. INCREMENTAL ENCODER 2048 P/REV (ENCODER I-2048) WITH DRIVE-CLIQ INTERFACE; PLAIN SHAFT, TOLERANCE N; WITH HOLDING BRAKE DEGREE OF PROTECTION IP64 | 2366 | TEM | 1 | MC | 6.902 | 1
1FK70437AK711DH2 | SIMOTICS S SYNCHRONOUS SERVOMOTOR, 1FK7 HIGH DYNAMIC 3.1 NM, 100 K, 6000 RPM, 1.26KW, NATURAL COOLING, IM B5 (V1, V3) POWER/SIGNAL CONNECTORS CONNECTOR CAN BE ROTATED BY 270 DEGR. INCREMENTAL ENCODER 2048 P/REV (ENCODER I-2048) WITH DRIVE-CLIQ INTERFACE; PLAIN SHAFT, TOLERANCE N; WITH HOLDING BRAKE DEGREE OF PROTECTION IP65 FLANGE ON DRIVE END IP67 | 2468 | TEM | 1 | MC | 6.902 | 1
1FK70437AK711DH3 | SIMOTICS S SYNCHRONOUS SERVOMOTOR, 1FK7 HIGH DYNAMIC 3.1 NM, 100 K, 6000 RPM, 1.26KW, NATURAL COOLING, IM B5 (V1, V3) POWER/SIGNAL CONNECTORS CONNECTOR CAN BE ROTATED BY 270 DEGR. INCREMENTAL ENCODER 2048 P/REV (ENCODER I-2048) WITH DRIVE-CLIQ INTERFACE; PLAIN SHAFT, TOLERANCE N; WITH HOLDING BRAKE DEGREE OF PROTECTION IP64; PAINT FINISH RAL7016 | 2415 | TEM | 1 | MC | 6.902 | 1
1FK70437AK711DH5 | SIMOTICS S SYNCHRONOUS SERVOMOTOR, 1FK7 HIGH DYNAMIC 3.1 NM, 100 K, 6000 RPM, 1.26KW, NATURAL COOLING, IM B5 (V1, V3) POWER/SIGNAL CONNECTORS CONNECTOR CAN BE ROTATED BY 270 DEGR. INCREMENTAL ENCODER 2048 P/REV (ENCODER I-2048) WITH DRIVE-CLIQ INTERFACE; PLAIN SHAFT, TOLERANCE N; WITH HOLDING BRAKE DEGREE OF PROTECTION IP65 AS FLANGE IP67; PAINT FINISH RAL7016 | 2517 | TEM | 1 | MC | 6.902 | 1
1FK70437AK711DH8 | SIMOTICS S SYNCHRONOUS SERVOMOTOR, 1FK7 HIGH DYNAMIC 3.1 NM, 100 K, 6000 RPM, 1.26KW, NATURAL COOLING, IM B5 (V1, V3) POWER/SIGNAL CONNECTORS CONNECTOR CAN BE ROTATED BY 270 DEGR. INCREMENTAL ENCODER 2048 P/REV (ENCODER I-2048) WITH DRIVE-CLIQ INTERFACE; PLAIN SHAFT, TOLERANCE N; WITH HOLDING BRAKE DEGREE OF PROTECTION IP65 IP67 D-END FLANGE; RAL7016 COATING; METALLIC RATING PLATE AT MOTOR | 2625 | TEM | 1 | MC | 6.902 | 1
1FK70437AK711EA0 | SIMOTICS S SYNCHRONOUS SERVOMOTOR, 1FK7 HIGH DYNAMIC 3.1 NM, 100 K, 6000 RPM, 1.26KW, NATURAL COOLING, IM B5 (V1, V3) POWER/SIGNAL CONNECTORS CONNECTOR CAN BE ROTATED BY 270 DEGR. ABSOLUTE ENCODER ENDAT 2048 P/REV (ENCODER A-2048); PERFORMANCE REDUCTION BY 10% DUE TO ABSOLUTE ENCODER; SHAFT WITH FITTED KEY, TOLERANCE N; W/O HOLDING BRAKE DEGREE OF PROTECTION IP64 | 2320 | TEM | 1 | MC | 6.303 | 1
1FK70437AK711EA2 | SIMOTICS S SYNCHRONOUS SERVOMOTOR, 1FK7 HIGH DYNAMIC 3.1 NM, 100 K, 6000 RPM, 1.26KW, NATURAL COOLING, IM B5 (V1, V3) POWER/SIGNAL CONNECTORS CONNECTOR CAN BE ROTATED BY 270 DEGR. ABSOLUTE ENCODER ENDAT 2048 P/REV (ENCODER A-2048); PERFORMANCE REDUCTION BY 10% DUE TO ABSOLUTE ENCODER; SHAFT WITH FITTED KEY, TOLERANCE N; W/O HOLDING BRAKE DEGREE OF PROTECTION IP65 FLANGE ON DRIVE END IP67 | 2422 | TEM | 1 | MC | 6.303 | 1
1FK70437AK711EA3 | SIMOTICS S SYNCHRONOUS SERVOMOTOR, 1FK7 HIGH DYNAMIC 3.1 NM, 100 K, 6000 RPM, 1.26KW, NATURAL COOLING, IM B5 (V1, V3) POWER/SIGNAL CONNECTORS CONNECTOR CAN BE ROTATED BY 270 DEGR. ABSOLUTE ENCODER ENDAT 2048 P/REV (ENCODER A-2048); PERFORMANCE REDUCTION BY 10% DUE TO ABSOLUTE ENCODER; SHAFT WITH FITTED KEY, TOLERANCE N; W/O HOLDING BRAKE DEGREE OF PROTECTION IP64; PAINT FINISH RAL7016 | 2370 | TEM | 1 | MC | 6.303 | 1
1FK70437AK711EA5 | SIMOTICS S SYNCHRONOUS SERVOMOTOR, 1FK7 HIGH DYNAMIC 3.1 NM, 100 K, 6000 RPM, 1.26KW, NATURAL COOLING, IM B5 (V1, V3) POWER/SIGNAL CONNECTORS CONNECTOR CAN BE ROTATED BY 270 DEGR. ABSOLUTE ENCODER ENDAT 2048 P/REV (ENCODER A-2048); PERFORMANCE REDUCTION BY 10% DUE TO ABSOLUTE ENCODER; SHAFT WITH FITTED KEY, TOLERANCE N; W/O HOLDING BRAKE DEGREE OF PROTECTION IP65 AS FLANGE IP67; PAINT FINISH RAL7016 | 2471 | TEM | 1 | MC | 6.303 | 1
1FK70437AK711EA8 | SIMOTICS S SYNCHRONOUS SERVOMOTOR, 1FK7 HIGH DYNAMIC 3.1 NM, 100 K, 6000 RPM, 1.26KW, NATURAL COOLING, IM B5 (V1, V3) POWER/SIGNAL CONNECTORS CONNECTOR CAN BE ROTATED BY 270 DEGR. ABSOLUTE ENCODER ENDAT 2048 P/REV (ENCODER A-2048); PERFORMANCE REDUCTION BY 10% DUE TO ABSOLUTE ENCODER; SHAFT WITH FITTED KEY, TOLERANCE N; W/O HOLDING BRAKE DEGREE OF PROTECTION IP65 IP67 D-END FLANGE; RAL7016 COATING; METALLIC RATING PLATE AT MOTOR | 2580 | TEM | 1 | MC | 6.303 | 1
1FK70437AK711EB0 | SIMOTICS S SYNCHRONOUS SERVOMOTOR, 1FK7 HIGH DYNAMIC 3.1 NM, 100 K, 6000 RPM, 1.26KW, NATURAL COOLING, IM B5 (V1, V3) POWER/SIGNAL CONNECTORS CONNECTOR CAN BE ROTATED BY 270 DEGR. ABSOLUTE ENCODER ENDAT 2048 P/REV (ENCODER A-2048); PERFORMANCE REDUCTION BY 10% DUE TO ABSOLUTE ENCODER; SHAFT WITH FITTED KEY, TOLERANCE N; WITH HOLDING BRAKE DEGREE OF PROTECTION IP64 | 2604 | TEM | 1 | MC | 6.902 | 1
1FK70437AK711EB2 | SIMOTICS S SYNCHRONOUS SERVOMOTOR, 1FK7 HIGH DYNAMIC 3.1 NM, 100 K, 6000 RPM, 1.26KW, NATURAL COOLING, IM B5 (V1, V3) POWER/SIGNAL CONNECTORS CONNECTOR CAN BE ROTATED BY 270 DEGR. ABSOLUTE ENCODER ENDAT 2048 P/REV (ENCODER A-2048); PERFORMANCE REDUCTION BY 10% DUE TO ABSOLUTE ENCODER; SHAFT WITH FITTED KEY, TOLERANCE N; WITH HOLDING BRAKE DEGREE OF PROTECTION IP65 FLANGE ON DRIVE END IP67 | 2705 | TEM | 1 | MC | 6.902 | 1
1FK70437AK711EB3 | SIMOTICS S SYNCHRONOUS SERVOMOTOR, 1FK7 HIGH DYNAMIC 3.1 NM, 100 K, 6000 RPM, 1.26KW, NATURAL COOLING, IM B5 (V1, V3) POWER/SIGNAL CONNECTORS CONNECTOR CAN BE ROTATED BY 270 DEGR. ABSOLUTE ENCODER ENDAT 2048 P/REV (ENCODER A-2048); PERFORMANCE REDUCTION BY 10% DUE TO ABSOLUTE ENCODER; SHAFT WITH FITTED KEY, TOLERANCE N; WITH HOLDING BRAKE DEGREE OF PROTECTION IP64; PAINT FINISH RAL7016 | 2653 | TEM | 1 | MC | 6.902 | 1
1FK70437AK711EB5 | SIMOTICS S SYNCHRONOUS SERVOMOTOR, 1FK7 HIGH DYNAMIC 3.1 NM, 100 K, 6000 RPM, 1.26KW, NATURAL COOLING, IM B5 (V1, V3) POWER/SIGNAL CONNECTORS CONNECTOR CAN BE ROTATED BY 270 DEGR. ABSOLUTE ENCODER ENDAT 2048 P/REV (ENCODER A-2048); PERFORMANCE REDUCTION BY 10% DUE TO ABSOLUTE ENCODER; SHAFT WITH FITTED KEY, TOLERANCE N; WITH HOLDING BRAKE DEGREE OF PROTECTION IP65 AS FLANGE IP67; PAINT FINISH RAL7016 | 2755 | TEM | 1 | MC | 6.902 | 1
1FK70437AK711EB8 | SIMOTICS S SYNCHRONOUS SERVOMOTOR, 1FK7 HIGH DYNAMIC 3.1 NM, 100 K, 6000 RPM, 1.26KW, NATURAL COOLING, IM B5 (V1, V3) POWER/SIGNAL CONNECTORS CONNECTOR CAN BE ROTATED BY 270 DEGR. ABSOLUTE ENCODER ENDAT 2048 P/REV (ENCODER A-2048); PERFORMANCE REDUCTION BY 10% DUE TO ABSOLUTE ENCODER; SHAFT WITH FITTED KEY, TOLERANCE N; WITH HOLDING BRAKE DEGREE OF PROTECTION IP65 IP67 D-END FLANGE; RAL7016 COATING; METALLIC RATING PLATE AT MOTOR | 2863 | TEM | 1 | MC | 6.902 | 1
1FK70437AK711EG0 | SIMOTICS S SYNCHRONOUS SERVOMOTOR, 1FK7 HIGH DYNAMIC 3.1 NM, 100 K, 6000 RPM, 1.26KW, NATURAL COOLING, IM B5 (V1, V3) POWER/SIGNAL CONNECTORS CONNECTOR CAN BE ROTATED BY 270 DEGR. ABSOLUTE ENCODER ENDAT 2048 P/REV (ENCODER A-2048); PERFORMANCE REDUCTION BY 10% DUE TO ABSOLUTE ENCODER; PLAIN SHAFT, TOLERANCE N; W/O HOLDING BRAKE DEGREE OF PROTECTION IP64 | 2227 | TEM | 1 | MC | 6.303 | 1
1FK70437AK711EG2 | SIMOTICS S SYNCHRONOUS SERVOMOTOR, 1FK7 HIGH DYNAMIC 3.1 NM, 100 K, 6000 RPM, 1.26KW, NATURAL COOLING, IM B5 (V1, V3) POWER/SIGNAL CONNECTORS CONNECTOR CAN BE ROTATED BY 270 DEGR. ABSOLUTE ENCODER ENDAT 2048 P/REV (ENCODER A-2048); PERFORMANCE REDUCTION BY 10% DUE TO ABSOLUTE ENCODER; PLAIN SHAFT, TOLERANCE N; W/O HOLDING BRAKE DEGREE OF PROTECTION IP65 FLANGE ON DRIVE END IP67 | 2328 | TEM | 1 | MC | 6.303 | 1
1FK70437AK711EG3 | SIMOTICS S SYNCHRONOUS SERVOMOTOR, 1FK7 HIGH DYNAMIC 3.1 NM, 100 K, 6000 RPM, 1.26KW, NATURAL COOLING, IM B5 (V1, V3) POWER/SIGNAL CONNECTORS CONNECTOR CAN BE ROTATED BY 270 DEGR. ABSOLUTE ENCODER ENDAT 2048 P/REV (ENCODER A-2048); PERFORMANCE REDUCTION BY 10% DUE TO ABSOLUTE ENCODER; PLAIN SHAFT, TOLERANCE N; W/O HOLDING BRAKE DEGREE OF PROTECTION IP64; PAINT FINISH RAL7016 | 2276 | TEM | 1 | MC | 6.303 | 1
1FK70437AK711EG5 | SIMOTICS S SYNCHRONOUS SERVOMOTOR, 1FK7 HIGH DYNAMIC 3.1 NM, 100 K, 6000 RPM, 1.26KW, NATURAL COOLING, IM B5 (V1, V3) POWER/SIGNAL CONNECTORS CONNECTOR CAN BE ROTATED BY 270 DEGR. ABSOLUTE ENCODER ENDAT 2048 P/REV (ENCODER A-2048); PERFORMANCE REDUCTION BY 10% DUE TO ABSOLUTE ENCODER; PLAIN SHAFT, TOLERANCE N; W/O HOLDING BRAKE DEGREE OF PROTECTION IP65 AS FLANGE IP67; PAINT FINISH RAL7016 | 2378 | TEM | 1 | MC | 6.303 | 1
1FK70437AK711EG8 | SIMOTICS S SYNCHRONOUS SERVOMOTOR, 1FK7 HIGH DYNAMIC 3.1 NM, 100 K, 6000 RPM, 1.26KW, NATURAL COOLING, IM B5 (V1, V3) POWER/SIGNAL CONNECTORS CONNECTOR CAN BE ROTATED BY 270 DEGR. ABSOLUTE ENCODER ENDAT 2048 P/REV (ENCODER A-2048); PERFORMANCE REDUCTION BY 10% DUE TO ABSOLUTE ENCODER; PLAIN SHAFT, TOLERANCE N; W/O HOLDING BRAKE DEGREE OF PROTECTION IP65 IP67 D-END FLANGE; RAL7016 COATING; METALLIC RATING PLATE AT MOTOR | 2486 | TEM | 1 | MC | 6.303 | 1
1FK70437AK711EH0 | SIMOTICS S SYNCHRONOUS SERVOMOTOR, 1FK7 HIGH DYNAMIC 3.1 NM, 100 K, 6000 RPM, 1.26KW, NATURAL COOLING, IM B5 (V1, V3) POWER/SIGNAL CONNECTORS CONNECTOR CAN BE ROTATED BY 270 DEGR. ABSOLUTE ENCODER ENDAT 2048 P/REV (ENCODER A-2048); PERFORMANCE REDUCTION BY 10% DUE TO ABSOLUTE ENCODER; PLAIN SHAFT, TOLERANCE N; WITH HOLDING BRAKE DEGREE OF PROTECTION IP64 | 2508 | TEM | 1 | MC | 6.902 | 1
1FK70437AK711EH2 | SIMOTICS S SYNCHRONOUS SERVOMOTOR, 1FK7 HIGH DYNAMIC 3.1 NM, 100 K, 6000 RPM, 1.26KW, NATURAL COOLING, IM B5 (V1, V3) POWER/SIGNAL CONNECTORS CONNECTOR CAN BE ROTATED BY 270 DEGR. ABSOLUTE ENCODER ENDAT 2048 P/REV (ENCODER A-2048); PERFORMANCE REDUCTION BY 10% DUE TO ABSOLUTE ENCODER; PLAIN SHAFT, TOLERANCE N; WITH HOLDING BRAKE DEGREE OF PROTECTION IP65 FLANGE ON DRIVE END IP67 | 2609 | TEM | 1 | MC | 6.902 | 1
1FK70437AK711EH3 | SIMOTICS S SYNCHRONOUS SERVOMOTOR, 1FK7 HIGH DYNAMIC 3.1 NM, 100 K, 6000 RPM, 1.26KW, NATURAL COOLING, IM B5 (V1, V3) POWER/SIGNAL CONNECTORS CONNECTOR CAN BE ROTATED BY 270 DEGR. ABSOLUTE ENCODER ENDAT 2048 P/REV (ENCODER A-2048); PERFORMANCE REDUCTION BY 10% DUE TO ABSOLUTE ENCODER; PLAIN SHAFT, TOLERANCE N; WITH HOLDING BRAKE DEGREE OF PROTECTION IP64; PAINT FINISH RAL7016 | 2557 | TEM | 1 | MC | 6.902 | 1
1FK70437AK711EH5 | SIMOTICS S SYNCHRONOUS SERVOMOTOR, 1FK7 HIGH DYNAMIC 3.1 NM, 100 K, 6000 RPM, 1.26KW, NATURAL COOLING, IM B5 (V1, V3) POWER/SIGNAL CONNECTORS CONNECTOR CAN BE ROTATED BY 270 DEGR. ABSOLUTE ENCODER ENDAT 2048 P/REV (ENCODER A-2048); PERFORMANCE REDUCTION BY 10% DUE TO ABSOLUTE ENCODER; PLAIN SHAFT, TOLERANCE N; WITH HOLDING BRAKE DEGREE OF PROTECTION IP65 AS FLANGE IP67; PAINT FINISH RAL7016 | 2659 | TEM | 1 | MC | 6.902 | 1
1FK70437AK711EH8 | SIMOTICS S SYNCHRONOUS SERVOMOTOR, 1FK7 HIGH DYNAMIC 3.1 NM, 100 K, 6000 RPM, 1.26KW, NATURAL COOLING, IM B5 (V1, V3) POWER/SIGNAL CONNECTORS CONNECTOR CAN BE ROTATED BY 270 DEGR. ABSOLUTE ENCODER ENDAT 2048 P/REV (ENCODER A-2048); PERFORMANCE REDUCTION BY 10% DUE TO ABSOLUTE ENCODER; PLAIN SHAFT, TOLERANCE N; WITH HOLDING BRAKE DEGREE OF PROTECTION IP65 IP67 D-END FLANGE; RAL7016 COATING; METALLIC RATING PLATE AT MOTOR | 2767 | TEM | 1 | MC | 6.902 | 1
1FK70437AK711FA0 | SIMOTICS S SYNCHRONOUS SERVOMOTOR, 1FK7 HIGH DYNAMIC 3.1 NM, 100 K, 6000 RPM, 1.26KW, NATURAL COOLING, IM B5 (V1, V3) POWER/SIGNAL CONNECTORS CONNECTOR CAN BE ROTATED BY 270 DEGR. ABSOLUTE ENCODER 2048 P/REV (ENCODER A-2048) WITH DRIVE-CLIQ INTERFACE; PERFORMANCE REDUCTION BY 10% DUE TO ABSOLUTE ENCODER; SHAFT WITH FITTED KEY, TOLERANCE N; W/O HOLDING BRAKE DEGREE OF PROTECTION IP64 | 2580 | TEM | 1 | MC | 6.303 | 1
1FK70437AK711FA2 | SIMOTICS S SYNCHRONOUS SERVOMOTOR, 1FK7 HIGH DYNAMIC 3.1 NM, 100 K, 6000 RPM, 1.26KW, NATURAL COOLING, IM B5 (V1, V3) POWER/SIGNAL CONNECTORS CONNECTOR CAN BE ROTATED BY 270 DEGR. ABSOLUTE ENCODER 2048 P/REV (ENCODER A-2048) WITH DRIVE-CLIQ INTERFACE; PERFORMANCE REDUCTION BY 10% DUE TO ABSOLUTE ENCODER; SHAFT WITH FITTED KEY, TOLERANCE N; W/O HOLDING BRAKE DEGREE OF PROTECTION IP65 FLANGE ON DRIVE END IP67 | 2681 | TEM | 1 | MC | 6.303 | 1
1FK70437AK711FA3 | SIMOTICS S SYNCHRONOUS SERVOMOTOR, 1FK7 HIGH DYNAMIC 3.1 NM, 100 K, 6000 RPM, 1.26KW, NATURAL COOLING, IM B5 (V1, V3) POWER/SIGNAL CONNECTORS CONNECTOR CAN BE ROTATED BY 270 DEGR. ABSOLUTE ENCODER 2048 P/REV (ENCODER A-2048) WITH DRIVE-CLIQ INTERFACE; PERFORMANCE REDUCTION BY 10% DUE TO ABSOLUTE ENCODER; SHAFT WITH FITTED KEY, TOLERANCE N; W/O HOLDING BRAKE DEGREE OF PROTECTION IP64; PAINT FINISH RAL7016 | 2629 | TEM | 1 | MC | 6.303 | 1
1FK70437AK711FA5 | SIMOTICS S SYNCHRONOUS SERVOMOTOR, 1FK7 HIGH DYNAMIC 3.1 NM, 100 K, 6000 RPM, 1.26KW, NATURAL COOLING, IM B5 (V1, V3) POWER/SIGNAL CONNECTORS CONNECTOR CAN BE ROTATED BY 270 DEGR. ABSOLUTE ENCODER 2048 P/REV (ENCODER A-2048) WITH DRIVE-CLIQ INTERFACE; PERFORMANCE REDUCTION BY 10% DUE TO ABSOLUTE ENCODER; SHAFT WITH FITTED KEY, TOLERANCE N; W/O HOLDING BRAKE DEGREE OF PROTECTION IP65 AS FLANGE IP67; PAINT FINISH RAL7016 | 2731 | TEM | 1 | MC | 6.303 | 1
1FK70437AK711FA8 | SIMOTICS S SYNCHRONOUS SERVOMOTOR, 1FK7 HIGH DYNAMIC 3.1 NM, 100 K, 6000 RPM, 1.26KW, NATURAL COOLING, IM B5 (V1, V3) POWER/SIGNAL CONNECTORS CONNECTOR CAN BE ROTATED BY 270 DEGR. ABSOLUTE ENCODER 2048 P/REV (ENCODER A-2048) WITH DRIVE-CLIQ INTERFACE; PERFORMANCE REDUCTION BY 10% DUE TO ABSOLUTE ENCODER; SHAFT WITH FITTED KEY, TOLERANCE N; W/O HOLDING BRAKE DEGREE OF PROTECTION IP65 IP67 D-END FLANGE; RAL7016 COATING; METALLIC RATING PLATE AT MOTOR | 2839 | TEM | 1 | MC | 6.303 | 1
1FK70437AK711FB0 | SIMOTICS S SYNCHRONOUS SERVOMOTOR, 1FK7 HIGH DYNAMIC 3.1 NM, 100 K, 6000 RPM, 1.26KW, NATURAL COOLING, IM B5 (V1, V3) POWER/SIGNAL CONNECTORS CONNECTOR CAN BE ROTATED BY 270 DEGR. ABSOLUTE ENCODER 2048 P/REV (ENCODER A-2048) WITH DRIVE-CLIQ INTERFACE; PERFORMANCE REDUCTION BY 10% DUE TO ABSOLUTE ENCODER; SHAFT WITH FITTED KEY, TOLERANCE N; WITH HOLDING BRAKE DEGREE OF PROTECTION IP64 | 2863 | TEM | 1 | MC | 6.902 | 1
1FK70437AK711FB2 | SIMOTICS S SYNCHRONOUS SERVOMOTOR, 1FK7 HIGH DYNAMIC 3.1 NM, 100 K, 6000 RPM, 1.26KW, NATURAL COOLING, IM B5 (V1, V3) POWER/SIGNAL CONNECTORS CONNECTOR CAN BE ROTATED BY 270 DEGR. ABSOLUTE ENCODER 2048 P/REV (ENCODER A-2048) WITH DRIVE-CLIQ INTERFACE; PERFORMANCE REDUCTION BY 10% DUE TO ABSOLUTE ENCODER; SHAFT WITH FITTED KEY, TOLERANCE N; WITH HOLDING BRAKE DEGREE OF PROTECTION IP65 FLANGE ON DRIVE END IP67 | 2965 | TEM | 1 | MC | 6.902 | 1
1FK70437AK711FB3 | SIMOTICS S SYNCHRONOUS SERVOMOTOR, 1FK7 HIGH DYNAMIC 3.1 NM, 100 K, 6000 RPM, 1.26KW, NATURAL COOLING, IM B5 (V1, V3) POWER/SIGNAL CONNECTORS CONNECTOR CAN BE ROTATED BY 270 DEGR. ABSOLUTE ENCODER 2048 P/REV (ENCODER A-2048) WITH DRIVE-CLIQ INTERFACE; PERFORMANCE REDUCTION BY 10% DUE TO ABSOLUTE ENCODER; SHAFT WITH FITTED KEY, TOLERANCE N; WITH HOLDING BRAKE DEGREE OF PROTECTION IP64; PAINT FINISH RAL7016 | 2912 | TEM | 1 | MC | 6.902 | 1
1FK70437AK711FB5 | SIMOTICS S SYNCHRONOUS SERVOMOTOR, 1FK7 HIGH DYNAMIC 3.1 NM, 100 K, 6000 RPM, 1.26KW, NATURAL COOLING, IM B5 (V1, V3) POWER/SIGNAL CONNECTORS CONNECTOR CAN BE ROTATED BY 270 DEGR. ABSOLUTE ENCODER 2048 P/REV (ENCODER A-2048) WITH DRIVE-CLIQ INTERFACE; PERFORMANCE REDUCTION BY 10% DUE TO ABSOLUTE ENCODER; SHAFT WITH FITTED KEY, TOLERANCE N; WITH HOLDING BRAKE DEGREE OF PROTECTION IP65 AS FLANGE IP67; PAINT FINISH RAL7016 | 3014 | TEM | 1 | MC | 6.902 | 1
1FK70437AK711FB8 | SIMOTICS S SYNCHRONOUS SERVOMOTOR, 1FK7 HIGH DYNAMIC 3.1 NM, 100 K, 6000 RPM, 1.26KW, NATURAL COOLING, IM B5 (V1, V3) POWER/SIGNAL CONNECTORS CONNECTOR CAN BE ROTATED BY 270 DEGR. ABSOLUTE ENCODER 2048 P/REV (ENCODER A-2048) WITH DRIVE-CLIQ INTERFACE; PERFORMANCE REDUCTION BY 10% DUE TO ABSOLUTE ENCODER; SHAFT WITH FITTED KEY, TOLERANCE N; WITH HOLDING BRAKE DEGREE OF PROTECTION IP65 IP67 D-END FLANGE; RAL7016 COATING; METALLIC RATING PLATE AT MOTOR | 3123 | TEM | 1 | MC | 6.902 | 1
1FK70437AK711FG0 | SIMOTICS S SYNCHRONOUS SERVOMOTOR, 1FK7 HIGH DYNAMIC 3.1 NM, 100 K, 6000 RPM, 1.26KW, NATURAL COOLING, IM B5 (V1, V3) POWER/SIGNAL CONNECTORS CONNECTOR CAN BE ROTATED BY 270 DEGR. ABSOLUTE ENCODER 2048 P/REV (ENCODER A-2048) WITH DRIVE-CLIQ INTERFACE; PERFORMANCE REDUCTION BY 10% DUE TO ABSOLUTE ENCODER; PLAIN SHAFT, TOLERANCE N; W/O HOLDING BRAKE DEGREE OF PROTECTION IP64 | 2486 | TEM | 1 | MC | 6.303 | 1
1FK70437AK711FG2 | SIMOTICS S SYNCHRONOUS SERVOMOTOR, 1FK7 HIGH DYNAMIC 3.1 NM, 100 K, 6000 RPM, 1.26KW, NATURAL COOLING, IM B5 (V1, V3) POWER/SIGNAL CONNECTORS CONNECTOR CAN BE ROTATED BY 270 DEGR. ABSOLUTE ENCODER 2048 P/REV (ENCODER A-2048) WITH DRIVE-CLIQ INTERFACE; PERFORMANCE REDUCTION BY 10% DUE TO ABSOLUTE ENCODER; PLAIN SHAFT, TOLERANCE N; W/O HOLDING BRAKE DEGREE OF PROTECTION IP65 FLANGE ON DRIVE END IP67 | 2588 | TEM | 1 | MC | 6.303 | 1
1FK70437AK711FG3 | SIMOTICS S SYNCHRONOUS SERVOMOTOR, 1FK7 HIGH DYNAMIC 3.1 NM, 100 K, 6000 RPM, 1.26KW, NATURAL COOLING, IM B5 (V1, V3) POWER/SIGNAL CONNECTORS CONNECTOR CAN BE ROTATED BY 270 DEGR. ABSOLUTE ENCODER 2048 P/REV (ENCODER A-2048) WITH DRIVE-CLIQ INTERFACE; PERFORMANCE REDUCTION BY 10% DUE TO ABSOLUTE ENCODER; PLAIN SHAFT, TOLERANCE N; W/O HOLDING BRAKE DEGREE OF PROTECTION IP64; PAINT FINISH RAL7016 | 2535 | TEM | 1 | MC | 6.303 | 1
1FK70437AK711FG5 | SIMOTICS S SYNCHRONOUS SERVOMOTOR, 1FK7 HIGH DYNAMIC 3.1 NM, 100 K, 6000 RPM, 1.26KW, NATURAL COOLING, IM B5 (V1, V3) POWER/SIGNAL CONNECTORS CONNECTOR CAN BE ROTATED BY 270 DEGR. ABSOLUTE ENCODER 2048 P/REV (ENCODER A-2048) WITH DRIVE-CLIQ INTERFACE; PERFORMANCE REDUCTION BY 10% DUE TO ABSOLUTE ENCODER; PLAIN SHAFT, TOLERANCE N; W/O HOLDING BRAKE DEGREE OF PROTECTION IP65 AS FLANGE IP67; PAINT FINISH RAL7016 | 2637 | TEM | 1 | MC | 6.303 | 1
1FK70437AK711FG8 | SIMOTICS S SYNCHRONOUS SERVOMOTOR, 1FK7 HIGH DYNAMIC 3.1 NM, 100 K, 6000 RPM, 1.26KW, NATURAL COOLING, IM B5 (V1, V3) POWER/SIGNAL CONNECTORS CONNECTOR CAN BE ROTATED BY 270 DEGR. ABSOLUTE ENCODER 2048 P/REV (ENCODER A-2048) WITH DRIVE-CLIQ INTERFACE; PERFORMANCE REDUCTION BY 10% DUE TO ABSOLUTE ENCODER; PLAIN SHAFT, TOLERANCE N; W/O HOLDING BRAKE DEGREE OF PROTECTION IP65 IP67 D-END FLANGE; RAL7016 COATING; METALLIC RATING PLATE AT MOTOR | 2746 | TEM | 1 | MC | 6.303 | 1
1FK70437AK711FH0 | SIMOTICS S SYNCHRONOUS SERVOMOTOR, 1FK7 HIGH DYNAMIC 3.1 NM, 100 K, 6000 RPM, 1.26KW, NATURAL COOLING, IM B5 (V1, V3) POWER/SIGNAL CONNECTORS CONNECTOR CAN BE ROTATED BY 270 DEGR. ABSOLUTE ENCODER 2048 P/REV (ENCODER A-2048) WITH DRIVE-CLIQ INTERFACE; PERFORMANCE REDUCTION BY 10% DUE TO ABSOLUTE ENCODER; PLAIN SHAFT, TOLERANCE N; WITH HOLDING BRAKE DEGREE OF PROTECTION IP64 | 2767 | TEM | 1 | MC | 6.902 | 1
1FK70437AK711FH2 | SIMOTICS S SYNCHRONOUS SERVOMOTOR, 1FK7 HIGH DYNAMIC 3.1 NM, 100 K, 6000 RPM, 1.26KW, NATURAL COOLING, IM B5 (V1, V3) POWER/SIGNAL CONNECTORS CONNECTOR CAN BE ROTATED BY 270 DEGR. ABSOLUTE ENCODER 2048 P/REV (ENCODER A-2048) WITH DRIVE-CLIQ INTERFACE; PERFORMANCE REDUCTION BY 10% DUE TO ABSOLUTE ENCODER; PLAIN SHAFT, TOLERANCE N; WITH HOLDING BRAKE DEGREE OF PROTECTION IP65 FLANGE ON DRIVE END IP67 | 2869 | TEM | 1 | MC | 6.902 | 1
1FK70437AK711FH3 | SIMOTICS S SYNCHRONOUS SERVOMOTOR, 1FK7 HIGH DYNAMIC 3.1 NM, 100 K, 6000 RPM, 1.26KW, NATURAL COOLING, IM B5 (V1, V3) POWER/SIGNAL CONNECTORS CONNECTOR CAN BE ROTATED BY 270 DEGR. ABSOLUTE ENCODER 2048 P/REV (ENCODER A-2048) WITH DRIVE-CLIQ INTERFACE; PERFORMANCE REDUCTION BY 10% DUE TO ABSOLUTE ENCODER; PLAIN SHAFT, TOLERANCE N; WITH HOLDING BRAKE DEGREE OF PROTECTION IP64; PAINT FINISH RAL7016 | 2816 | TEM | 1 | MC | 6.902 | 1
1FK70437AK711FH5 | SIMOTICS S SYNCHRONOUS SERVOMOTOR, 1FK7 HIGH DYNAMIC 3.1 NM, 100 K, 6000 RPM, 1.26KW, NATURAL COOLING, IM B5 (V1, V3) POWER/SIGNAL CONNECTORS CONNECTOR CAN BE ROTATED BY 270 DEGR. ABSOLUTE ENCODER 2048 P/REV (ENCODER A-2048) WITH DRIVE-CLIQ INTERFACE; PERFORMANCE REDUCTION BY 10% DUE TO ABSOLUTE ENCODER; PLAIN SHAFT, TOLERANCE N; WITH HOLDING BRAKE DEGREE OF PROTECTION IP65 AS FLANGE IP67; PAINT FINISH RAL7016 | 2918 | TEM | 1 | MC | 6.902 | 1
1FK70437AK711FH8 | SIMOTICS S SYNCHRONOUS SERVOMOTOR, 1FK7 HIGH DYNAMIC 3.1 NM, 100 K, 6000 RPM, 1.26KW, NATURAL COOLING, IM B5 (V1, V3) POWER/SIGNAL CONNECTORS CONNECTOR CAN BE ROTATED BY 270 DEGR. ABSOLUTE ENCODER 2048 P/REV (ENCODER A-2048) WITH DRIVE-CLIQ INTERFACE; PERFORMANCE REDUCTION BY 10% DUE TO ABSOLUTE ENCODER; PLAIN SHAFT, TOLERANCE N; WITH HOLDING BRAKE DEGREE OF PROTECTION IP65 IP67 D-END FLANGE; RAL7016 COATING; METALLIC RATING PLATE AT MOTOR | 3027 | TEM | 1 | MC | 6.902 | 1
1FK70437AK711GA0 | SIMOTICS S SYNCHRONOUS SERVOMOTOR, 1FK7 HIGH DYNAMIC 3.1 NM, 100 K, 6000 RPM, 1.26KW, NATURAL COOLING, IM B5 (V1, V3) POWER/SIGNAL CONNECTORS CONNECTOR CAN BE ROTATED BY 270 DEGR. BASIC ABSOLUTE ENCODER 32 P/REV (ENCODER A-32); PERFORMANCE REDUCTION BY 10% DUE TO ABSOLUTE ENCODER; SHAFT WITH FITTED KEY, TOLERANCE N; W/O HOLDING BRAKE DEGREE OF PROTECTION IP64 | 1758 | TEM | 1 | MC | 6.303 | 1
1FK70437AK711GA2 | SIMOTICS S SYNCHRONOUS SERVOMOTOR, 1FK7 HIGH DYNAMIC 3.1 NM, 100 K, 6000 RPM, 1.26KW, NATURAL COOLING, IM B5 (V1, V3) POWER/SIGNAL CONNECTORS CONNECTOR CAN BE ROTATED BY 270 DEGR. BASIC ABSOLUTE ENCODER 32 P/REV (ENCODER A-32); PERFORMANCE REDUCTION BY 10% DUE TO ABSOLUTE ENCODER; SHAFT WITH FITTED KEY, TOLERANCE N; W/O HOLDING BRAKE DEGREE OF PROTECTION IP65 FLANGE ON DRIVE END IP67 | 1860 | TEM | 1 | MC | 6.303 | 1
1FK70437AK711GA3 | SIMOTICS S SYNCHRONOUS SERVOMOTOR, 1FK7 HIGH DYNAMIC 3.1 NM, 100 K, 6000 RPM, 1.26KW, NATURAL COOLING, IM B5 (V1, V3) POWER/SIGNAL CONNECTORS CONNECTOR CAN BE ROTATED BY 270 DEGR. BASIC ABSOLUTE ENCODER 32 P/REV (ENCODER A-32); PERFORMANCE REDUCTION BY 10% DUE TO ABSOLUTE ENCODER; SHAFT WITH FITTED KEY, TOLERANCE N; W/O HOLDING BRAKE DEGREE OF PROTECTION IP64; PAINT FINISH RAL7016 | 1808 | TEM | 1 | MC | 6.303 | 1
1FK70437AK711GA5 | SIMOTICS S SYNCHRONOUS SERVOMOTOR, 1FK7 HIGH DYNAMIC 3.1 NM, 100 K, 6000 RPM, 1.26KW, NATURAL COOLING, IM B5 (V1, V3) POWER/SIGNAL CONNECTORS CONNECTOR CAN BE ROTATED BY 270 DEGR. BASIC ABSOLUTE ENCODER 32 P/REV (ENCODER A-32); PERFORMANCE REDUCTION BY 10% DUE TO ABSOLUTE ENCODER; SHAFT WITH FITTED KEY, TOLERANCE N; W/O HOLDING BRAKE DEGREE OF PROTECTION IP65 AS FLANGE IP67; PAINT FINISH RAL7016 | 1909 | TEM | 1 | MC | 6.303 | 1
1FK70437AK711GA8 | SIMOTICS S SYNCHRONOUS SERVOMOTOR, 1FK7 HIGH DYNAMIC 3.1 NM, 100 K, 6000 RPM, 1.26KW, NATURAL COOLING, IM B5 (V1, V3) POWER/SIGNAL CONNECTORS CONNECTOR CAN BE ROTATED BY 270 DEGR. BASIC ABSOLUTE ENCODER 32 P/REV (ENCODER A-32); PERFORMANCE REDUCTION BY 10% DUE TO ABSOLUTE ENCODER; SHAFT WITH FITTED KEY, TOLERANCE N; W/O HOLDING BRAKE DEGREE OF PROTECTION IP65 IP67 D-END FLANGE; RAL7016 COATING; METALLIC RATING PLATE AT MOTOR | 2018 | TEM | 1 | MC | 6.303 | 1
1FK70437AK711GB0 | SIMOTICS S SYNCHRONOUS SERVOMOTOR, 1FK7 HIGH DYNAMIC 3.1 NM, 100 K, 6000 RPM, 1.26KW, NATURAL COOLING, IM B5 (V1, V3) POWER/SIGNAL CONNECTORS CONNECTOR CAN BE ROTATED BY 270 DEGR. BASIC ABSOLUTE ENCODER 32 P/REV (ENCODER A-32); PERFORMANCE REDUCTION BY 10% DUE TO ABSOLUTE ENCODER; SHAFT WITH FITTED KEY, TOLERANCE N; WITH HOLDING BRAKE DEGREE OF PROTECTION IP64 | 2042 | TEM | 1 | MC | 6.902 | 1
1FK70437AK711GB2 | SIMOTICS S SYNCHRONOUS SERVOMOTOR, 1FK7 HIGH DYNAMIC 3.1 NM, 100 K, 6000 RPM, 1.26KW, NATURAL COOLING, IM B5 (V1, V3) POWER/SIGNAL CONNECTORS CONNECTOR CAN BE ROTATED BY 270 DEGR. BASIC ABSOLUTE ENCODER 32 P/REV (ENCODER A-32); PERFORMANCE REDUCTION BY 10% DUE TO ABSOLUTE ENCODER; SHAFT WITH FITTED KEY, TOLERANCE N; WITH HOLDING BRAKE DEGREE OF PROTECTION IP65 FLANGE ON DRIVE END IP67 | 2143 | TEM | 1 | MC | 6.902 | 1
1FK70437AK711GB3 | SIMOTICS S SYNCHRONOUS SERVOMOTOR, 1FK7 HIGH DYNAMIC 3.1 NM, 100 K, 6000 RPM, 1.26KW, NATURAL COOLING, IM B5 (V1, V3) POWER/SIGNAL CONNECTORS CONNECTOR CAN BE ROTATED BY 270 DEGR. BASIC ABSOLUTE ENCODER 32 P/REV (ENCODER A-32); PERFORMANCE REDUCTION BY 10% DUE TO ABSOLUTE ENCODER; SHAFT WITH FITTED KEY, TOLERANCE N; WITH HOLDING BRAKE DEGREE OF PROTECTION IP64; PAINT FINISH RAL7016 | 2091 | TEM | 1 | MC | 6.902 | 1
1FK70437AK711GB5 | SIMOTICS S SYNCHRONOUS SERVOMOTOR, 1FK7 HIGH DYNAMIC 3.1 NM, 100 K, 6000 RPM, 1.26KW, NATURAL COOLING, IM B5 (V1, V3) POWER/SIGNAL CONNECTORS CONNECTOR CAN BE ROTATED BY 270 DEGR. BASIC ABSOLUTE ENCODER 32 P/REV (ENCODER A-32); PERFORMANCE REDUCTION BY 10% DUE TO ABSOLUTE ENCODER; SHAFT WITH FITTED KEY, TOLERANCE N; WITH HOLDING BRAKE DEGREE OF PROTECTION IP65 AS FLANGE IP67; PAINT FINISH RAL7016 | 2193 | TEM | 1 | MC | 6.902 | 1
1FK70437AK711GB8 | SIMOTICS S SYNCHRONOUS SERVOMOTOR, 1FK7 HIGH DYNAMIC 3.1 NM, 100 K, 6000 RPM, 1.26KW, NATURAL COOLING, IM B5 (V1, V3) POWER/SIGNAL CONNECTORS CONNECTOR CAN BE ROTATED BY 270 DEGR. BASIC ABSOLUTE ENCODER 32 P/REV (ENCODER A-32); PERFORMANCE REDUCTION BY 10% DUE TO ABSOLUTE ENCODER; SHAFT WITH FITTED KEY, TOLERANCE N; WITH HOLDING BRAKE DEGREE OF PROTECTION IP65 IP67 D-END FLANGE; RAL7016 COATING; METALLIC RATING PLATE AT MOTOR | 2301 | TEM | 1 | MC | 6.902 | 1
1FK70437AK711GG0 | SIMOTICS S SYNCHRONOUS SERVOMOTOR, 1FK7 HIGH DYNAMIC 3.1 NM, 100 K, 6000 RPM, 1.26KW, NATURAL COOLING, IM B5 (V1, V3) POWER/SIGNAL CONNECTORS CONNECTOR CAN BE ROTATED BY 270 DEGR. BASIC ABSOLUTE ENCODER 32 P/REV (ENCODER A-32); PERFORMANCE REDUCTION BY 10% DUE TO ABSOLUTE ENCODER; PLAIN SHAFT, TOLERANCE N; W/O HOLDING BRAKE DEGREE OF PROTECTION IP64 | 1665 | TEM | 1 | MC | 6.303 | 1
1FK70437AK711GG2 | SIMOTICS S SYNCHRONOUS SERVOMOTOR, 1FK7 HIGH DYNAMIC 3.1 NM, 100 K, 6000 RPM, 1.26KW, NATURAL COOLING, IM B5 (V1, V3) POWER/SIGNAL CONNECTORS CONNECTOR CAN BE ROTATED BY 270 DEGR. BASIC ABSOLUTE ENCODER 32 P/REV (ENCODER A-32); PERFORMANCE REDUCTION BY 10% DUE TO ABSOLUTE ENCODER; PLAIN SHAFT, TOLERANCE N; W/O HOLDING BRAKE DEGREE OF PROTECTION IP65 FLANGE ON DRIVE END IP67 | 1766 | TEM | 1 | MC | 6.303 | 1
1FK70437AK711GG3 | SIMOTICS S SYNCHRONOUS SERVOMOTOR, 1FK7 HIGH DYNAMIC 3.1 NM, 100 K, 6000 RPM, 1.26KW, NATURAL COOLING, IM B5 (V1, V3) POWER/SIGNAL CONNECTORS CONNECTOR CAN BE ROTATED BY 270 DEGR. BASIC ABSOLUTE ENCODER 32 P/REV (ENCODER A-32); PERFORMANCE REDUCTION BY 10% DUE TO ABSOLUTE ENCODER; PLAIN SHAFT, TOLERANCE N; W/O HOLDING BRAKE DEGREE OF PROTECTION IP64; PAINT FINISH RAL7016 | 1714 | TEM | 1 | MC | 6.303 | 1
1FK70437AK711GG5 | SIMOTICS S SYNCHRONOUS SERVOMOTOR, 1FK7 HIGH DYNAMIC 3.1 NM, 100 K, 6000 RPM, 1.26KW, NATURAL COOLING, IM B5 (V1, V3) POWER/SIGNAL CONNECTORS CONNECTOR CAN BE ROTATED BY 270 DEGR. BASIC ABSOLUTE ENCODER 32 P/REV (ENCODER A-32); PERFORMANCE REDUCTION BY 10% DUE TO ABSOLUTE ENCODER; PLAIN SHAFT, TOLERANCE N; W/O HOLDING BRAKE DEGREE OF PROTECTION IP65 AS FLANGE IP67; PAINT FINISH RAL7016 | 1816 | TEM | 1 | MC | 6.303 | 1
1FK70437AK711GG8 | SIMOTICS S SYNCHRONOUS SERVOMOTOR, 1FK7 HIGH DYNAMIC 3.1 NM, 100 K, 6000 RPM, 1.26KW, NATURAL COOLING, IM B5 (V1, V3) POWER/SIGNAL CONNECTORS CONNECTOR CAN BE ROTATED BY 270 DEGR. BASIC ABSOLUTE ENCODER 32 P/REV (ENCODER A-32); PERFORMANCE REDUCTION BY 10% DUE TO ABSOLUTE ENCODER; PLAIN SHAFT, TOLERANCE N; W/O HOLDING BRAKE DEGREE OF PROTECTION IP65 IP67 D-END FLANGE; RAL7016 COATING; METALLIC RATING PLATE AT MOTOR | 1924 | TEM | 1 | MC | 6.303 | 1
1FK70437AK711GH0 | SIMOTICS S SYNCHRONOUS SERVOMOTOR, 1FK7 HIGH DYNAMIC 3.1 NM, 100 K, 6000 RPM, 1.26KW, NATURAL COOLING, IM B5 (V1, V3) POWER/SIGNAL CONNECTORS CONNECTOR CAN BE ROTATED BY 270 DEGR. BASIC ABSOLUTE ENCODER 32 P/REV (ENCODER A-32); PERFORMANCE REDUCTION BY 10% DUE TO ABSOLUTE ENCODER; PLAIN SHAFT, TOLERANCE N; WITH HOLDING BRAKE DEGREE OF PROTECTION IP64 | 1946 | TEM | 1 | MC | 6.902 | 1
1FK70437AK711GH2 | SIMOTICS S SYNCHRONOUS SERVOMOTOR, 1FK7 HIGH DYNAMIC 3.1 NM, 100 K, 6000 RPM, 1.26KW, NATURAL COOLING, IM B5 (V1, V3) POWER/SIGNAL CONNECTORS CONNECTOR CAN BE ROTATED BY 270 DEGR. BASIC ABSOLUTE ENCODER 32 P/REV (ENCODER A-32); PERFORMANCE REDUCTION BY 10% DUE TO ABSOLUTE ENCODER; PLAIN SHAFT, TOLERANCE N; WITH HOLDING BRAKE DEGREE OF PROTECTION IP65 FLANGE ON DRIVE END IP67 | 2047 | TEM | 1 | MC | 6.902 | 1
1FK70437AK711GH3 | SIMOTICS S SYNCHRONOUS SERVOMOTOR, 1FK7 HIGH DYNAMIC 3.1 NM, 100 K, 6000 RPM, 1.26KW, NATURAL COOLING, IM B5 (V1, V3) POWER/SIGNAL CONNECTORS CONNECTOR CAN BE ROTATED BY 270 DEGR. BASIC ABSOLUTE ENCODER 32 P/REV (ENCODER A-32); PERFORMANCE REDUCTION BY 10% DUE TO ABSOLUTE ENCODER; PLAIN SHAFT, TOLERANCE N; WITH HOLDING BRAKE DEGREE OF PROTECTION IP64; PAINT FINISH RAL7016 | 1995 | TEM | 1 | MC | 6.902 | 1
1FK70437AK711GH5 | SIMOTICS S SYNCHRONOUS SERVOMOTOR, 1FK7 HIGH DYNAMIC 3.1 NM, 100 K, 6000 RPM, 1.26KW, NATURAL COOLING, IM B5 (V1, V3) POWER/SIGNAL CONNECTORS CONNECTOR CAN BE ROTATED BY 270 DEGR. BASIC ABSOLUTE ENCODER 32 P/REV (ENCODER A-32); PERFORMANCE REDUCTION BY 10% DUE TO ABSOLUTE ENCODER; PLAIN SHAFT, TOLERANCE N; WITH HOLDING BRAKE DEGREE OF PROTECTION IP65 AS FLANGE IP67; PAINT FINISH RAL7016 | 2097 | TEM | 1 | MC | 6.902 | 1
1FK70437AK711GH8 | SIMOTICS S SYNCHRONOUS SERVOMOTOR, 1FK7 HIGH DYNAMIC 3.1 NM, 100 K, 6000 RPM, 1.26KW, NATURAL COOLING, IM B5 (V1, V3) POWER/SIGNAL CONNECTORS CONNECTOR CAN BE ROTATED BY 270 DEGR. BASIC ABSOLUTE ENCODER 32 P/REV (ENCODER A-32); PERFORMANCE REDUCTION BY 10% DUE TO ABSOLUTE ENCODER; PLAIN SHAFT, TOLERANCE N; WITH HOLDING BRAKE DEGREE OF PROTECTION IP65 IP67 D-END FLANGE; RAL7016 COATING; METALLIC RATING PLATE AT MOTOR | 2205 | TEM | 1 | MC | 6.902 | 1
1FK70437AK711KA0 | SIMOTICS S SYNCHRONOUS SERVOMOTOR, 1FK7 HIGH DYNAMIC 3.1 NM, 100 K, 6000 RPM, 1.26KW, NATURAL COOLING, IM B5 (V1, V3) POWER/SIGNAL CONNECTORS CONNECTOR CAN BE ROTATED BY 270 DEGR. BASIC ABSOLUTE ENCODER 32 P/REV (ENCODER A-32) WITH DRIVE-CLIQ INTERFACE; PERFORMANCE REDUCTION BY 10% DUE TO ABSOLUTE ENCODER; SHAFT WITH FITTED KEY, TOLERANCE N; W/O HOLDING BRAKE DEGREE OF PROTECTION IP64 | 2018 | TEM | 1 | MC | 6.303 | 1
1FK70437AK711KA2 | SIMOTICS S SYNCHRONOUS SERVOMOTOR, 1FK7 HIGH DYNAMIC 3.1 NM, 100 K, 6000 RPM, 1.26KW, NATURAL COOLING, IM B5 (V1, V3) POWER/SIGNAL CONNECTORS CONNECTOR CAN BE ROTATED BY 270 DEGR. BASIC ABSOLUTE ENCODER 32 P/REV (ENCODER A-32) WITH DRIVE-CLIQ INTERFACE; PERFORMANCE REDUCTION BY 10% DUE TO ABSOLUTE ENCODER; SHAFT WITH FITTED KEY, TOLERANCE N; W/O HOLDING BRAKE DEGREE OF PROTECTION IP65 FLANGE ON DRIVE END IP67 | 2119 | TEM | 1 | MC | 6.303 | 1
1FK70437AK711KA3 | SIMOTICS S SYNCHRONOUS SERVOMOTOR, 1FK7 HIGH DYNAMIC 3.1 NM, 100 K, 6000 RPM, 1.26KW, NATURAL COOLING, IM B5 (V1, V3) POWER/SIGNAL CONNECTORS CONNECTOR CAN BE ROTATED BY 270 DEGR. BASIC ABSOLUTE ENCODER 32 P/REV (ENCODER A-32) WITH DRIVE-CLIQ INTERFACE; PERFORMANCE REDUCTION BY 10% DUE TO ABSOLUTE ENCODER; SHAFT WITH FITTED KEY, TOLERANCE N; W/O HOLDING BRAKE DEGREE OF PROTECTION IP64; PAINT FINISH RAL7016 | 2067 | TEM | 1 | MC | 6.303 | 1
1FK70437AK711KA5 | SIMOTICS S SYNCHRONOUS SERVOMOTOR, 1FK7 HIGH DYNAMIC 3.1 NM, 100 K, 6000 RPM, 1.26KW, NATURAL COOLING, IM B5 (V1, V3) POWER/SIGNAL CONNECTORS CONNECTOR CAN BE ROTATED BY 270 DEGR. BASIC ABSOLUTE ENCODER 32 P/REV (ENCODER A-32) WITH DRIVE-CLIQ INTERFACE; PERFORMANCE REDUCTION BY 10% DUE TO ABSOLUTE ENCODER; SHAFT WITH FITTED KEY, TOLERANCE N; W/O HOLDING BRAKE DEGREE OF PROTECTION IP65 AS FLANGE IP67; PAINT FINISH RAL7016 | 2169 | TEM | 1 | MC | 6.303 | 1
1FK70437AK711KA8 | SIMOTICS S SYNCHRONOUS SERVOMOTOR, 1FK7 HIGH DYNAMIC 3.1 NM, 100 K, 6000 RPM, 1.26KW, NATURAL COOLING, IM B5 (V1, V3) POWER/SIGNAL CONNECTORS CONNECTOR CAN BE ROTATED BY 270 DEGR. BASIC ABSOLUTE ENCODER 32 P/REV (ENCODER A-32) WITH DRIVE-CLIQ INTERFACE; PERFORMANCE REDUCTION BY 10% DUE TO ABSOLUTE ENCODER; SHAFT WITH FITTED KEY, TOLERANCE N; W/O HOLDING BRAKE DEGREE OF PROTECTION IP65 IP67 D-END FLANGE; RAL7016 COATING; METALLIC RATING PLATE AT MOTOR | 2277 | TEM | 1 | MC | 6.303 | 1
1FK70437AK711KB0 | SIMOTICS S SYNCHRONOUS SERVOMOTOR, 1FK7 HIGH DYNAMIC 3.1 NM, 100 K, 6000 RPM, 1.26KW, NATURAL COOLING, IM B5 (V1, V3) POWER/SIGNAL CONNECTORS CONNECTOR CAN BE ROTATED BY 270 DEGR. BASIC ABSOLUTE ENCODER 32 P/REV (ENCODER A-32) WITH DRIVE-CLIQ INTERFACE; PERFORMANCE REDUCTION BY 10% DUE TO ABSOLUTE ENCODER; SHAFT WITH FITTED KEY, TOLERANCE N; WITH HOLDING BRAKE DEGREE OF PROTECTION IP64 | 2301 | TEM | 1 | MC | 6.902 | 1
1FK70437AK711KB2 | SIMOTICS S SYNCHRONOUS SERVOMOTOR, 1FK7 HIGH DYNAMIC 3.1 NM, 100 K, 6000 RPM, 1.26KW, NATURAL COOLING, IM B5 (V1, V3) POWER/SIGNAL CONNECTORS CONNECTOR CAN BE ROTATED BY 270 DEGR. BASIC ABSOLUTE ENCODER 32 P/REV (ENCODER A-32) WITH DRIVE-CLIQ INTERFACE; PERFORMANCE REDUCTION BY 10% DUE TO ABSOLUTE ENCODER; SHAFT WITH FITTED KEY, TOLERANCE N; WITH HOLDING BRAKE DEGREE OF PROTECTION IP65 FLANGE ON DRIVE END IP67 | 2403 | TEM | 1 | MC | 6.902 | 1
1FK70437AK711KB3 | SIMOTICS S SYNCHRONOUS SERVOMOTOR, 1FK7 HIGH DYNAMIC 3.1 NM, 100 K, 6000 RPM, 1.26KW, NATURAL COOLING, IM B5 (V1, V3) POWER/SIGNAL CONNECTORS CONNECTOR CAN BE ROTATED BY 270 DEGR. BASIC ABSOLUTE ENCODER 32 P/REV (ENCODER A-32) WITH DRIVE-CLIQ INTERFACE; PERFORMANCE REDUCTION BY 10% DUE TO ABSOLUTE ENCODER; SHAFT WITH FITTED KEY, TOLERANCE N; WITH HOLDING BRAKE DEGREE OF PROTECTION IP64; PAINT FINISH RAL7016 | 2351 | TEM | 1 | MC | 6.902 | 1
1FK70437AK711KB5 | SIMOTICS S SYNCHRONOUS SERVOMOTOR, 1FK7 HIGH DYNAMIC 3.1 NM, 100 K, 6000 RPM, 1.26KW, NATURAL COOLING, IM B5 (V1, V3) POWER/SIGNAL CONNECTORS CONNECTOR CAN BE ROTATED BY 270 DEGR. BASIC ABSOLUTE ENCODER 32 P/REV (ENCODER A-32) WITH DRIVE-CLIQ INTERFACE; PERFORMANCE REDUCTION BY 10% DUE TO ABSOLUTE ENCODER; SHAFT WITH FITTED KEY, TOLERANCE N; WITH HOLDING BRAKE DEGREE OF PROTECTION IP65 AS FLANGE IP67; PAINT FINISH RAL7016 | 2452 | TEM | 1 | MC | 6.902 | 1
1FK70437AK711KB8 | SIMOTICS S SYNCHRONOUS SERVOMOTOR, 1FK7 HIGH DYNAMIC 3.1 NM, 100 K, 6000 RPM, 1.26KW, NATURAL COOLING, IM B5 (V1, V3) POWER/SIGNAL CONNECTORS CONNECTOR CAN BE ROTATED BY 270 DEGR. BASIC ABSOLUTE ENCODER 32 P/REV (ENCODER A-32) WITH DRIVE-CLIQ INTERFACE; PERFORMANCE REDUCTION BY 10% DUE TO ABSOLUTE ENCODER; SHAFT WITH FITTED KEY, TOLERANCE N; WITH HOLDING BRAKE DEGREE OF PROTECTION IP65 IP67 D-END FLANGE; RAL7016 COATING; METALLIC RATING PLATE AT MOTOR | 2561 | TEM | 1 | MC | 6.902 | 1
1FK70437AK711KG0 | SIMOTICS S SYNCHRONOUS SERVOMOTOR, 1FK7 HIGH DYNAMIC 3.1 NM, 100 K, 6000 RPM, 1.26KW, NATURAL COOLING, IM B5 (V1, V3) POWER/SIGNAL CONNECTORS CONNECTOR CAN BE ROTATED BY 270 DEGR. BASIC ABSOLUTE ENCODER 32 P/REV (ENCODER A-32) WITH DRIVE-CLIQ INTERFACE; PERFORMANCE REDUCTION BY 10% DUE TO ABSOLUTE ENCODER; PLAIN SHAFT, TOLERANCE N; W/O HOLDING BRAKE DEGREE OF PROTECTION IP64 | 1924 | TEM | 1 | MC | 6.303 | 1
1FK70437AK711KG2 | SIMOTICS S SYNCHRONOUS SERVOMOTOR, 1FK7 HIGH DYNAMIC 3.1 NM, 100 K, 6000 RPM, 1.26KW, NATURAL COOLING, IM B5 (V1, V3) POWER/SIGNAL CONNECTORS CONNECTOR CAN BE ROTATED BY 270 DEGR. BASIC ABSOLUTE ENCODER 32 P/REV (ENCODER A-32) WITH DRIVE-CLIQ INTERFACE; PERFORMANCE REDUCTION BY 10% DUE TO ABSOLUTE ENCODER; PLAIN SHAFT, TOLERANCE N; W/O HOLDING BRAKE DEGREE OF PROTECTION IP65 FLANGE ON DRIVE END IP67 | 2026 | TEM | 1 | MC | 6.303 | 1
1FK70437AK711KG3 | SIMOTICS S SYNCHRONOUS SERVOMOTOR, 1FK7 HIGH DYNAMIC 3.1 NM, 100 K, 6000 RPM, 1.26KW, NATURAL COOLING, IM B5 (V1, V3) POWER/SIGNAL CONNECTORS CONNECTOR CAN BE ROTATED BY 270 DEGR. BASIC ABSOLUTE ENCODER 32 P/REV (ENCODER A-32) WITH DRIVE-CLIQ INTERFACE; PERFORMANCE REDUCTION BY 10% DUE TO ABSOLUTE ENCODER; PLAIN SHAFT, TOLERANCE N; W/O HOLDING BRAKE DEGREE OF PROTECTION IP64; PAINT FINISH RAL7016 | 1973 | TEM | 1 | MC | 6.303 | 1
1FK70437AK711KG5 | SIMOTICS S SYNCHRONOUS SERVOMOTOR, 1FK7 HIGH DYNAMIC 3.1 NM, 100 K, 6000 RPM, 1.26KW, NATURAL COOLING, IM B5 (V1, V3) POWER/SIGNAL CONNECTORS CONNECTOR CAN BE ROTATED BY 270 DEGR. BASIC ABSOLUTE ENCODER 32 P/REV (ENCODER A-32) WITH DRIVE-CLIQ INTERFACE; PERFORMANCE REDUCTION BY 10% DUE TO ABSOLUTE ENCODER; PLAIN SHAFT, TOLERANCE N; W/O HOLDING BRAKE DEGREE OF PROTECTION IP65 AS FLANGE IP67; PAINT FINISH RAL7016 | 2075 | TEM | 1 | MC | 6.303 | 1
1FK70437AK711KG8 | SIMOTICS S SYNCHRONOUS SERVOMOTOR, 1FK7 HIGH DYNAMIC 3.1 NM, 100 K, 6000 RPM, 1.26KW, NATURAL COOLING, IM B5 (V1, V3) POWER/SIGNAL CONNECTORS CONNECTOR CAN BE ROTATED BY 270 DEGR. BASIC ABSOLUTE ENCODER 32 P/REV (ENCODER A-32) WITH DRIVE-CLIQ INTERFACE; PERFORMANCE REDUCTION BY 10% DUE TO ABSOLUTE ENCODER; PLAIN SHAFT, TOLERANCE N; W/O HOLDING BRAKE DEGREE OF PROTECTION IP65 IP67 D-END FLANGE; RAL7016 COATING; METALLIC RATING PLATE AT MOTOR | 2184 | TEM | 1 | MC | 6.303 | 1
1FK70437AK711KH0 | SIMOTICS S SYNCHRONOUS SERVOMOTOR, 1FK7 HIGH DYNAMIC 3.1 NM, 100 K, 6000 RPM, 1.26KW, NATURAL COOLING, IM B5 (V1, V3) POWER/SIGNAL CONNECTORS CONNECTOR CAN BE ROTATED BY 270 DEGR. BASIC ABSOLUTE ENCODER 32 P/REV (ENCODER A-32) WITH DRIVE-CLIQ INTERFACE; PERFORMANCE REDUCTION BY 10% DUE TO ABSOLUTE ENCODER; PLAIN SHAFT, TOLERANCE N; WITH HOLDING BRAKE DEGREE OF PROTECTION IP64 | 2205 | TEM | 1 | MC | 6.902 | 1
1FK70437AK711KH2 | SIMOTICS S SYNCHRONOUS SERVOMOTOR, 1FK7 HIGH DYNAMIC 3.1 NM, 100 K, 6000 RPM, 1.26KW, NATURAL COOLING, IM B5 (V1, V3) POWER/SIGNAL CONNECTORS CONNECTOR CAN BE ROTATED BY 270 DEGR. BASIC ABSOLUTE ENCODER 32 P/REV (ENCODER A-32) WITH DRIVE-CLIQ INTERFACE; PERFORMANCE REDUCTION BY 10% DUE TO ABSOLUTE ENCODER; PLAIN SHAFT, TOLERANCE N; WITH HOLDING BRAKE DEGREE OF PROTECTION IP65 FLANGE ON DRIVE END IP67 | 2307 | TEM | 1 | MC | 6.902 | 1
1FK70437AK711KH3 | SIMOTICS S SYNCHRONOUS SERVOMOTOR, 1FK7 HIGH DYNAMIC 3.1 NM, 100 K, 6000 RPM, 1.26KW, NATURAL COOLING, IM B5 (V1, V3) POWER/SIGNAL CONNECTORS CONNECTOR CAN BE ROTATED BY 270 DEGR. BASIC ABSOLUTE ENCODER 32 P/REV (ENCODER A-32) WITH DRIVE-CLIQ INTERFACE; PERFORMANCE REDUCTION BY 10% DUE TO ABSOLUTE ENCODER; PLAIN SHAFT, TOLERANCE N; WITH HOLDING BRAKE DEGREE OF PROTECTION IP64; PAINT FINISH RAL7016 | 2254 | TEM | 1 | MC | 6.902 | 1
1FK70437AK711KH5 | SIMOTICS S SYNCHRONOUS SERVOMOTOR, 1FK7 HIGH DYNAMIC 3.1 NM, 100 K, 6000 RPM, 1.26KW, NATURAL COOLING, IM B5 (V1, V3) POWER/SIGNAL CONNECTORS CONNECTOR CAN BE ROTATED BY 270 DEGR. BASIC ABSOLUTE ENCODER 32 P/REV (ENCODER A-32) WITH DRIVE-CLIQ INTERFACE; PERFORMANCE REDUCTION BY 10% DUE TO ABSOLUTE ENCODER; PLAIN SHAFT, TOLERANCE N; WITH HOLDING BRAKE DEGREE OF PROTECTION IP65 AS FLANGE IP67; PAINT FINISH RAL7016 | 2356 | TEM | 1 | MC | 6.902 | 1
1FK70437AK711KH8 | SIMOTICS S SYNCHRONOUS SERVOMOTOR, 1FK7 HIGH DYNAMIC 3.1 NM, 100 K, 6000 RPM, 1.26KW, NATURAL COOLING, IM B5 (V1, V3) POWER/SIGNAL CONNECTORS CONNECTOR CAN BE ROTATED BY 270 DEGR. BASIC ABSOLUTE ENCODER 32 P/REV (ENCODER A-32) WITH DRIVE-CLIQ INTERFACE; PERFORMANCE REDUCTION BY 10% DUE TO ABSOLUTE ENCODER; PLAIN SHAFT, TOLERANCE N; WITH HOLDING BRAKE DEGREE OF PROTECTION IP65 IP67 D-END FLANGE; RAL7016 COATING; METALLIC RATING PLATE AT MOTOR | 2465 | TEM | 1 | MC | 6.902 | 1
1FK70437AK711PA0 | SIMOTICS S SYNCHRONOUS SERVOMOTOR, 1FK7 HIGH DYNAMIC 3.1 NM, 100 K, 6000 RPM, 1.26KW, NATURAL COOLING, IM B5 (V1, V3) POWER/SIGNAL CONNECTORS CONNECTOR CAN BE ROTATED BY 270 DEGR. RESOLVER 2-POLE (RESOLVER P=1) WITH DRIVE-CLIQ INTERFACE; SHAFT WITH FITTED KEY, TOLERANCE N; W/O HOLDING BRAKE DEGREE OF PROTECTION IP64 | 1542 | TEM | 1 | MC | 6.303 | 1
1FK70437AK711PA2 | SIMOTICS S SYNCHRONOUS SERVOMOTOR, 1FK7 HIGH DYNAMIC 3.1 NM, 100 K, 6000 RPM, 1.26KW, NATURAL COOLING, IM B5 (V1, V3) POWER/SIGNAL CONNECTORS CONNECTOR CAN BE ROTATED BY 270 DEGR. RESOLVER 2-POLE (RESOLVER P=1) WITH DRIVE-CLIQ INTERFACE; SHAFT WITH FITTED KEY, TOLERANCE N; W/O HOLDING BRAKE DEGREE OF PROTECTION IP65 FLANGE ON DRIVE END IP67 | 1644 | TEM | 1 | MC | 6.303 | 1
1FK70437AK711PA3 | SIMOTICS S SYNCHRONOUS SERVOMOTOR, 1FK7 HIGH DYNAMIC 3.1 NM, 100 K, 6000 RPM, 1.26KW, NATURAL COOLING, IM B5 (V1, V3) POWER/SIGNAL CONNECTORS CONNECTOR CAN BE ROTATED BY 270 DEGR. RESOLVER 2-POLE (RESOLVER P=1) WITH DRIVE-CLIQ INTERFACE; SHAFT WITH FITTED KEY, TOLERANCE N; W/O HOLDING BRAKE DEGREE OF PROTECTION IP64; PAINT FINISH RAL7016 | 1592 | TEM | 1 | MC | 6.303 | 1
1FK70437AK711PA5 | SIMOTICS S SYNCHRONOUS SERVOMOTOR, 1FK7 HIGH DYNAMIC 3.1 NM, 100 K, 6000 RPM, 1.26KW, NATURAL COOLING, IM B5 (V1, V3) POWER/SIGNAL CONNECTORS CONNECTOR CAN BE ROTATED BY 270 DEGR. RESOLVER 2-POLE (RESOLVER P=1) WITH DRIVE-CLIQ INTERFACE; SHAFT WITH FITTED KEY, TOLERANCE N; W/O HOLDING BRAKE DEGREE OF PROTECTION IP65 AS FLANGE IP67; PAINT FINISH RAL7016 | 1693 | TEM | 1 | MC | 6.303 | 1
1FK70437AK711PA8 | SIMOTICS S SYNCHRONOUS SERVOMOTOR, 1FK7 HIGH DYNAMIC 3.1 NM, 100 K, 6000 RPM, 1.26KW, NATURAL COOLING, IM B5 (V1, V3) POWER/SIGNAL CONNECTORS CONNECTOR CAN BE ROTATED BY 270 DEGR. RESOLVER 2-POLE (RESOLVER P=1) WITH DRIVE-CLIQ INTERFACE; SHAFT WITH FITTED KEY, TOLERANCE N; W/O HOLDING BRAKE DEGREE OF PROTECTION IP65 IP67 D-END FLANGE; RAL7016 COATING; METALLIC RATING PLATE AT MOTOR | 1802 | TEM | 1 | MC | 6.303 | 1
1FK70437AK711PB0 | SIMOTICS S SYNCHRONOUS SERVOMOTOR, 1FK7 HIGH DYNAMIC 3.1 NM, 100 K, 6000 RPM, 1.26KW, NATURAL COOLING, IM B5 (V1, V3) POWER/SIGNAL CONNECTORS CONNECTOR CAN BE ROTATED BY 270 DEGR. RESOLVER 2-POLE (RESOLVER P=1) WITH DRIVE-CLIQ INTERFACE; SHAFT WITH FITTED KEY, TOLERANCE N; WITH HOLDING BRAKE DEGREE OF PROTECTION IP64 | 1826 | TEM | 1 | MC | 6.902 | 1
1FK70437AK711PB2 | SIMOTICS S SYNCHRONOUS SERVOMOTOR, 1FK7 HIGH DYNAMIC 3.1 NM, 100 K, 6000 RPM, 1.26KW, NATURAL COOLING, IM B5 (V1, V3) POWER/SIGNAL CONNECTORS CONNECTOR CAN BE ROTATED BY 270 DEGR. RESOLVER 2-POLE (RESOLVER P=1) WITH DRIVE-CLIQ INTERFACE; SHAFT WITH FITTED KEY, TOLERANCE N; WITH HOLDING BRAKE DEGREE OF PROTECTION IP65 FLANGE ON DRIVE END IP67 | 1927 | TEM | 1 | MC | 6.902 | 1
1FK70437AK711PB3 | SIMOTICS S SYNCHRONOUS SERVOMOTOR, 1FK7 HIGH DYNAMIC 3.1 NM, 100 K, 6000 RPM, 1.26KW, NATURAL COOLING, IM B5 (V1, V3) POWER/SIGNAL CONNECTORS CONNECTOR CAN BE ROTATED BY 270 DEGR. RESOLVER 2-POLE (RESOLVER P=1) WITH DRIVE-CLIQ INTERFACE; SHAFT WITH FITTED KEY, TOLERANCE N; WITH HOLDING BRAKE DEGREE OF PROTECTION IP64; PAINT FINISH RAL7016 | 1875 | TEM | 1 | MC | 6.902 | 1
1FK70437AK711PB5 | SIMOTICS S SYNCHRONOUS SERVOMOTOR, 1FK7 HIGH DYNAMIC 3.1 NM, 100 K, 6000 RPM, 1.26KW, NATURAL COOLING, IM B5 (V1, V3) POWER/SIGNAL CONNECTORS CONNECTOR CAN BE ROTATED BY 270 DEGR. RESOLVER 2-POLE (RESOLVER P=1) WITH DRIVE-CLIQ INTERFACE; SHAFT WITH FITTED KEY, TOLERANCE N; WITH HOLDING BRAKE DEGREE OF PROTECTION IP65 AS FLANGE IP67; PAINT FINISH RAL7016 | 1977 | TEM | 1 | MC | 6.902 | 1
1FK70437AK711PB8 | SIMOTICS S SYNCHRONOUS SERVOMOTOR, 1FK7 HIGH DYNAMIC 3.1 NM, 100 K, 6000 RPM, 1.26KW, NATURAL COOLING, IM B5 (V1, V3) POWER/SIGNAL CONNECTORS CONNECTOR CAN BE ROTATED BY 270 DEGR. RESOLVER 2-POLE (RESOLVER P=1) WITH DRIVE-CLIQ INTERFACE; SHAFT WITH FITTED KEY, TOLERANCE N; WITH HOLDING BRAKE DEGREE OF PROTECTION IP65 IP67 D-END FLANGE; RAL7016 COATING; METALLIC RATING PLATE AT MOTOR | 2085 | TEM | 1 | MC | 6.902 | 1
1FK70437AK711PG0 | SIMOTICS S SYNCHRONOUS SERVOMOTOR, 1FK7 HIGH DYNAMIC 3.1 NM, 100 K, 6000 RPM, 1.26KW, NATURAL COOLING, IM B5 (V1, V3) POWER/SIGNAL CONNECTORS CONNECTOR CAN BE ROTATED BY 270 DEGR. RESOLVER 2-POLE (RESOLVER P=1) WITH DRIVE-CLIQ INTERFACE; PLAIN SHAFT, TOLERANCE N; W/O HOLDING BRAKE DEGREE OF PROTECTION IP64 | 1449 | TEM | 1 | MC | 6.303 | 1
1FK70437AK711PG2 | SIMOTICS S SYNCHRONOUS SERVOMOTOR, 1FK7 HIGH DYNAMIC 3.1 NM, 100 K, 6000 RPM, 1.26KW, NATURAL COOLING, IM B5 (V1, V3) POWER/SIGNAL CONNECTORS CONNECTOR CAN BE ROTATED BY 270 DEGR. RESOLVER 2-POLE (RESOLVER P=1) WITH DRIVE-CLIQ INTERFACE; PLAIN SHAFT, TOLERANCE N; W/O HOLDING BRAKE DEGREE OF PROTECTION IP65 FLANGE ON DRIVE END IP67 | 1550 | TEM | 1 | MC | 6.303 | 1
1FK70437AK711PG3 | SIMOTICS S SYNCHRONOUS SERVOMOTOR, 1FK7 HIGH DYNAMIC 3.1 NM, 100 K, 6000 RPM, 1.26KW, NATURAL COOLING, IM B5 (V1, V3) POWER/SIGNAL CONNECTORS CONNECTOR CAN BE ROTATED BY 270 DEGR. RESOLVER 2-POLE (RESOLVER P=1) WITH DRIVE-CLIQ INTERFACE; PLAIN SHAFT, TOLERANCE N; W/O HOLDING BRAKE DEGREE OF PROTECTION IP64; PAINT FINISH RAL7016 | 1498 | TEM | 1 | MC | 6.303 | 1
1FK70437AK711PG5 | SIMOTICS S SYNCHRONOUS SERVOMOTOR, 1FK7 HIGH DYNAMIC 3.1 NM, 100 K, 6000 RPM, 1.26KW, NATURAL COOLING, IM B5 (V1, V3) POWER/SIGNAL CONNECTORS CONNECTOR CAN BE ROTATED BY 270 DEGR. RESOLVER 2-POLE (RESOLVER P=1) WITH DRIVE-CLIQ INTERFACE; PLAIN SHAFT, TOLERANCE N; W/O HOLDING BRAKE DEGREE OF PROTECTION IP65 AS FLANGE IP67; PAINT FINISH RAL7016 | 1599 | TEM | 1 | MC | 6.303 | 1
1FK70437AK711PG8 | SIMOTICS S SYNCHRONOUS SERVOMOTOR, 1FK7 HIGH DYNAMIC 3.1 NM, 100 K, 6000 RPM, 1.26KW, NATURAL COOLING, IM B5 (V1, V3) POWER/SIGNAL CONNECTORS CONNECTOR CAN BE ROTATED BY 270 DEGR. RESOLVER 2-POLE (RESOLVER P=1) WITH DRIVE-CLIQ INTERFACE; PLAIN SHAFT, TOLERANCE N; W/O HOLDING BRAKE DEGREE OF PROTECTION IP65 IP67 D-END FLANGE; RAL7016 COATING; METALLIC RATING PLATE AT MOTOR | 1708 | TEM | 1 | MC | 6.303 | 1
1FK70437AK711PH0 | SIMOTICS S SYNCHRONOUS SERVOMOTOR, 1FK7 HIGH DYNAMIC 3.1 NM, 100 K, 6000 RPM, 1.26KW, NATURAL COOLING, IM B5 (V1, V3) POWER/SIGNAL CONNECTORS CONNECTOR CAN BE ROTATED BY 270 DEGR. RESOLVER 2-POLE (RESOLVER P=1) WITH DRIVE-CLIQ INTERFACE; PLAIN SHAFT, TOLERANCE N; WITH HOLDING BRAKE DEGREE OF PROTECTION IP64 | 1730 | TEM | 1 | MC | 6.902 | 1
1FK70437AK711PH2 | SIMOTICS S SYNCHRONOUS SERVOMOTOR, 1FK7 HIGH DYNAMIC 3.1 NM, 100 K, 6000 RPM, 1.26KW, NATURAL COOLING, IM B5 (V1, V3) POWER/SIGNAL CONNECTORS CONNECTOR CAN BE ROTATED BY 270 DEGR. RESOLVER 2-POLE (RESOLVER P=1) WITH DRIVE-CLIQ INTERFACE; PLAIN SHAFT, TOLERANCE N; WITH HOLDING BRAKE DEGREE OF PROTECTION IP65 FLANGE ON DRIVE END IP67 | 1831 | TEM | 1 | MC | 6.902 | 1
1FK70437AK711PH3 | SIMOTICS S SYNCHRONOUS SERVOMOTOR, 1FK7 HIGH DYNAMIC 3.1 NM, 100 K, 6000 RPM, 1.26KW, NATURAL COOLING, IM B5 (V1, V3) POWER/SIGNAL CONNECTORS CONNECTOR CAN BE ROTATED BY 270 DEGR. RESOLVER 2-POLE (RESOLVER P=1) WITH DRIVE-CLIQ INTERFACE; PLAIN SHAFT, TOLERANCE N; WITH HOLDING BRAKE DEGREE OF PROTECTION IP64; PAINT FINISH RAL7016 | 1779 | TEM | 1 | MC | 6.902 | 1
1FK70437AK711PH5 | SIMOTICS S SYNCHRONOUS SERVOMOTOR, 1FK7 HIGH DYNAMIC 3.1 NM, 100 K, 6000 RPM, 1.26KW, NATURAL COOLING, IM B5 (V1, V3) POWER/SIGNAL CONNECTORS CONNECTOR CAN BE ROTATED BY 270 DEGR. RESOLVER 2-POLE (RESOLVER P=1) WITH DRIVE-CLIQ INTERFACE; PLAIN SHAFT, TOLERANCE N; WITH HOLDING BRAKE DEGREE OF PROTECTION IP65 AS FLANGE IP67; PAINT FINISH RAL7016 | 1880 | TEM | 1 | MC | 6.902 | 1
1FK70437AK711PH8 | SIMOTICS S SYNCHRONOUS SERVOMOTOR, 1FK7 HIGH DYNAMIC 3.1 NM, 100 K, 6000 RPM, 1.26KW, NATURAL COOLING, IM B5 (V1, V3) POWER/SIGNAL CONNECTORS CONNECTOR CAN BE ROTATED BY 270 DEGR. RESOLVER 2-POLE (RESOLVER P=1) WITH DRIVE-CLIQ INTERFACE; PLAIN SHAFT, TOLERANCE N; WITH HOLDING BRAKE DEGREE OF PROTECTION IP65 IP67 D-END FLANGE; RAL7016 COATING; METALLIC RATING PLATE AT MOTOR | 1989 | TEM | 1 | MC | 6.902 | 1
1FK70437AK711SA0 | SIMOTICS S SYNCHRONOUS SERVOMOTOR, 1FK7 HIGH DYNAMIC 3.1 NM, 100 K, 6000 RPM, 1.26KW, NATURAL COOLING, IM B5 (V1, V3) POWER/SIGNAL CONNECTORS CONNECTOR CAN BE ROTATED BY 270 DEGR. RESOLVER MULTI-POLE (RESOLVER P=3); SHAFT WITH FITTED KEY, TOLERANCE N; W/O HOLDING BRAKE DEGREE OF PROTECTION IP64 | 1281 | TEM | 1 | MC | 6.303 | 1
1FK70437AK711SA2 | SIMOTICS S SYNCHRONOUS SERVOMOTOR, 1FK7 HIGH DYNAMIC 3.1 NM, 100 K, 6000 RPM, 1.26KW, NATURAL COOLING, IM B5 (V1, V3) POWER/SIGNAL CONNECTORS CONNECTOR CAN BE ROTATED BY 270 DEGR. RESOLVER MULTI-POLE (RESOLVER P=3); SHAFT WITH FITTED KEY, TOLERANCE N; W/O HOLDING BRAKE DEGREE OF PROTECTION IP65 FLANGE ON DRIVE END IP67 | 1382 | TEM | 1 | MC | 6.303 | 1
1FK70437AK711SA3 | SIMOTICS S SYNCHRONOUS SERVOMOTOR, 1FK7 HIGH DYNAMIC 3.1 NM, 100 K, 6000 RPM, 1.26KW, NATURAL COOLING, IM B5 (V1, V3) POWER/SIGNAL CONNECTORS CONNECTOR CAN BE ROTATED BY 270 DEGR. RESOLVER MULTI-POLE (RESOLVER P=3); SHAFT WITH FITTED KEY, TOLERANCE N; W/O HOLDING BRAKE DEGREE OF PROTECTION IP64; PAINT FINISH RAL7016 | 1330 | TEM | 1 | MC | 6.303 | 1
1FK70437AK711SA5 | SIMOTICS S SYNCHRONOUS SERVOMOTOR, 1FK7 HIGH DYNAMIC 3.1 NM, 100 K, 6000 RPM, 1.26KW, NATURAL COOLING, IM B5 (V1, V3) POWER/SIGNAL CONNECTORS CONNECTOR CAN BE ROTATED BY 270 DEGR. RESOLVER MULTI-POLE (RESOLVER P=3); SHAFT WITH FITTED KEY, TOLERANCE N; W/O HOLDING BRAKE DEGREE OF PROTECTION IP65 AS FLANGE IP67; PAINT FINISH RAL7016 | 1431 | TEM | 1 | MC | 6.303 | 1
1FK70437AK711SA8 | SIMOTICS S SYNCHRONOUS SERVOMOTOR, 1FK7 HIGH DYNAMIC 3.1 NM, 100 K, 6000 RPM, 1.26KW, NATURAL COOLING, IM B5 (V1, V3) POWER/SIGNAL CONNECTORS CONNECTOR CAN BE ROTATED BY 270 DEGR. RESOLVER MULTI-POLE (RESOLVER P=3); SHAFT WITH FITTED KEY, TOLERANCE N; W/O HOLDING BRAKE DEGREE OF PROTECTION IP65 IP67 D-END FLANGE; RAL7016 COATING; METALLIC RATING PLATE AT MOTOR | 1540 | TEM | 1 | MC | 6.303 | 1
1FK70437AK711SB0 | SIMOTICS S SYNCHRONOUS SERVOMOTOR, 1FK7 HIGH DYNAMIC 3.1 NM, 100 K, 6000 RPM, 1.26KW, NATURAL COOLING, IM B5 (V1, V3) POWER/SIGNAL CONNECTORS CONNECTOR CAN BE ROTATED BY 270 DEGR. RESOLVER MULTI-POLE (RESOLVER P=3); SHAFT WITH FITTED KEY, TOLERANCE N; WITH HOLDING BRAKE DEGREE OF PROTECTION IP64 | 1564 | TEM | 1 | MC | 6.902 | 1
1FK70437AK711SB2 | SIMOTICS S SYNCHRONOUS SERVOMOTOR, 1FK7 HIGH DYNAMIC 3.1 NM, 100 K, 6000 RPM, 1.26KW, NATURAL COOLING, IM B5 (V1, V3) POWER/SIGNAL CONNECTORS CONNECTOR CAN BE ROTATED BY 270 DEGR. RESOLVER MULTI-POLE (RESOLVER P=3); SHAFT WITH FITTED KEY, TOLERANCE N; WITH HOLDING BRAKE DEGREE OF PROTECTION IP65 FLANGE ON DRIVE END IP67 | 1666 | TEM | 1 | MC | 6.902 | 1
1FK70437AK711SB3 | SIMOTICS S SYNCHRONOUS SERVOMOTOR, 1FK7 HIGH DYNAMIC 3.1 NM, 100 K, 6000 RPM, 1.26KW, NATURAL COOLING, IM B5 (V1, V3) POWER/SIGNAL CONNECTORS CONNECTOR CAN BE ROTATED BY 270 DEGR. RESOLVER MULTI-POLE (RESOLVER P=3); SHAFT WITH FITTED KEY, TOLERANCE N; WITH HOLDING BRAKE DEGREE OF PROTECTION IP64; PAINT FINISH RAL7016 | 1613 | TEM | 1 | MC | 6.902 | 1
1FK70437AK711SB5 | SIMOTICS S SYNCHRONOUS SERVOMOTOR, 1FK7 HIGH DYNAMIC 3.1 NM, 100 K, 6000 RPM, 1.26KW, NATURAL COOLING, IM B5 (V1, V3) POWER/SIGNAL CONNECTORS CONNECTOR CAN BE ROTATED BY 270 DEGR. RESOLVER MULTI-POLE (RESOLVER P=3); SHAFT WITH FITTED KEY, TOLERANCE N; WITH HOLDING BRAKE DEGREE OF PROTECTION IP65 AS FLANGE IP67; PAINT FINISH RAL7016 | 1715 | TEM | 1 | MC | 6.902 | 1
1FK70437AK711SB8 | SIMOTICS S SYNCHRONOUS SERVOMOTOR, 1FK7 HIGH DYNAMIC 3.1 NM, 100 K, 6000 RPM, 1.26KW, NATURAL COOLING, IM B5 (V1, V3) POWER/SIGNAL CONNECTORS CONNECTOR CAN BE ROTATED BY 270 DEGR. RESOLVER MULTI-POLE (RESOLVER P=3); SHAFT WITH FITTED KEY, TOLERANCE N; WITH HOLDING BRAKE DEGREE OF PROTECTION IP65 IP67 D-END FLANGE; RAL7016 COATING; METALLIC RATING PLATE AT MOTOR | 1823 | TEM | 1 | MC | 6.902 | 1
1FK70437AK711SG0 | SIMOTICS S SYNCHRONOUS SERVOMOTOR, 1FK7 HIGH DYNAMIC 3.1 NM, 100 K, 6000 RPM, 1.26KW, NATURAL COOLING, IM B5 (V1, V3) POWER/SIGNAL CONNECTORS CONNECTOR CAN BE ROTATED BY 270 DEGR. RESOLVER MULTI-POLE (RESOLVER P=3); PLAIN SHAFT, TOLERANCE N; W/O HOLDING BRAKE DEGREE OF PROTECTION IP64 | 1187 | TEM | 1 | MC | 6.303 | 1
1FK70437AK711SG2 | SIMOTICS S SYNCHRONOUS SERVOMOTOR, 1FK7 HIGH DYNAMIC 3.1 NM, 100 K, 6000 RPM, 1.26KW, NATURAL COOLING, IM B5 (V1, V3) POWER/SIGNAL CONNECTORS CONNECTOR CAN BE ROTATED BY 270 DEGR. RESOLVER MULTI-POLE (RESOLVER P=3); PLAIN SHAFT, TOLERANCE N; W/O HOLDING BRAKE DEGREE OF PROTECTION IP65 FLANGE ON DRIVE END IP67 | 1289 | TEM | 1 | MC | 6.303 | 1
1FK70437AK711SG3 | SIMOTICS S SYNCHRONOUS SERVOMOTOR, 1FK7 HIGH DYNAMIC 3.1 NM, 100 K, 6000 RPM, 1.26KW, NATURAL COOLING, IM B5 (V1, V3) POWER/SIGNAL CONNECTORS CONNECTOR CAN BE ROTATED BY 270 DEGR. RESOLVER MULTI-POLE (RESOLVER P=3); PLAIN SHAFT, TOLERANCE N; W/O HOLDING BRAKE DEGREE OF PROTECTION IP64; PAINT FINISH RAL7016 | 1236 | TEM | 1 | MC | 6.303 | 1
1FK70437AK711SG5 | SIMOTICS S SYNCHRONOUS SERVOMOTOR, 1FK7 HIGH DYNAMIC 3.1 NM, 100 K, 6000 RPM, 1.26KW, NATURAL COOLING, IM B5 (V1, V3) POWER/SIGNAL CONNECTORS CONNECTOR CAN BE ROTATED BY 270 DEGR. RESOLVER MULTI-POLE (RESOLVER P=3); PLAIN SHAFT, TOLERANCE N; W/O HOLDING BRAKE DEGREE OF PROTECTION IP65 AS FLANGE IP67; PAINT FINISH RAL7016 | 1338 | TEM | 1 | MC | 6.303 | 1
1FK70437AK711SG8 | SIMOTICS S SYNCHRONOUS SERVOMOTOR, 1FK7 HIGH DYNAMIC 3.1 NM, 100 K, 6000 RPM, 1.26KW, NATURAL COOLING, IM B5 (V1, V3) POWER/SIGNAL CONNECTORS CONNECTOR CAN BE ROTATED BY 270 DEGR. RESOLVER MULTI-POLE (RESOLVER P=3); PLAIN SHAFT, TOLERANCE N; W/O HOLDING BRAKE DEGREE OF PROTECTION IP65 IP67 D-END FLANGE; RAL7016 COATING; METALLIC RATING PLATE AT MOTOR | 1446 | TEM | 1 | MC | 6.303 | 1
1FK70437AK711SH0 | SIMOTICS S SYNCHRONOUS SERVOMOTOR, 1FK7 HIGH DYNAMIC 3.1 NM, 100 K, 6000 RPM, 1.26KW, NATURAL COOLING, IM B5 (V1, V3) POWER/SIGNAL CONNECTORS CONNECTOR CAN BE ROTATED BY 270 DEGR. RESOLVER MULTI-POLE (RESOLVER P=3); PLAIN SHAFT, TOLERANCE N; WITH HOLDING BRAKE DEGREE OF PROTECTION IP64 | 1468 | TEM | 1 | MC | 6.902 | 1
1FK70437AK711SH2 | SIMOTICS S SYNCHRONOUS SERVOMOTOR, 1FK7 HIGH DYNAMIC 3.1 NM, 100 K, 6000 RPM, 1.26KW, NATURAL COOLING, IM B5 (V1, V3) POWER/SIGNAL CONNECTORS CONNECTOR CAN BE ROTATED BY 270 DEGR. RESOLVER MULTI-POLE (RESOLVER P=3); PLAIN SHAFT, TOLERANCE N; WITH HOLDING BRAKE DEGREE OF PROTECTION IP65 FLANGE ON DRIVE END IP67 | 1569 | TEM | 1 | MC | 6.902 | 1
1FK70437AK711SH3 | SIMOTICS S SYNCHRONOUS SERVOMOTOR, 1FK7 HIGH DYNAMIC 3.1 NM, 100 K, 6000 RPM, 1.26KW, NATURAL COOLING, IM B5 (V1, V3) POWER/SIGNAL CONNECTORS CONNECTOR CAN BE ROTATED BY 270 DEGR. RESOLVER MULTI-POLE (RESOLVER P=3); PLAIN SHAFT, TOLERANCE N; WITH HOLDING BRAKE DEGREE OF PROTECTION IP64; PAINT FINISH RAL7016 | 1517 | TEM | 1 | MC | 6.902 | 1
1FK70437AK711SH5 | SIMOTICS S SYNCHRONOUS SERVOMOTOR, 1FK7 HIGH DYNAMIC 3.1 NM, 100 K, 6000 RPM, 1.26KW, NATURAL COOLING, IM B5 (V1, V3) POWER/SIGNAL CONNECTORS CONNECTOR CAN BE ROTATED BY 270 DEGR. RESOLVER MULTI-POLE (RESOLVER P=3); PLAIN SHAFT, TOLERANCE N; WITH HOLDING BRAKE DEGREE OF PROTECTION IP65 AS FLANGE IP67; PAINT FINISH RAL7016 | 1619 | TEM | 1 | MC | 6.902 | 1
1FK70437AK711SH8 | SIMOTICS S SYNCHRONOUS SERVOMOTOR, 1FK7 HIGH DYNAMIC 3.1 NM, 100 K, 6000 RPM, 1.26KW, NATURAL COOLING, IM B5 (V1, V3) POWER/SIGNAL CONNECTORS CONNECTOR CAN BE ROTATED BY 270 DEGR. RESOLVER MULTI-POLE (RESOLVER P=3); PLAIN SHAFT, TOLERANCE N; WITH HOLDING BRAKE DEGREE OF PROTECTION IP65 IP67 D-END FLANGE; RAL7016 COATING; METALLIC RATING PLATE AT MOTOR | 1727 | TEM | 1 | MC | 6.902 | 1
1FK70437AK711TA0 | SIMOTICS S SYNCHRONOUS SERVOMOTOR, 1FK7 HIGH DYNAMIC 3.1 NM, 100 K, 6000 RPM, 1.26KW, NATURAL COOLING, IM B5 (V1, V3) POWER/SIGNAL CONNECTORS CONNECTOR CAN BE ROTATED BY 270 DEGR. RESOLVER 2-POLE (RESOLVER P=1); SHAFT WITH FITTED KEY, TOLERANCE N; W/O HOLDING BRAKE DEGREE OF PROTECTION IP64 | 1281 | TEM | 1 | MC | 6.303 | 1
1FK70437AK711TA2 | SIMOTICS S SYNCHRONOUS SERVOMOTOR, 1FK7 HIGH DYNAMIC 3.1 NM, 100 K, 6000 RPM, 1.26KW, NATURAL COOLING, IM B5 (V1, V3) POWER/SIGNAL CONNECTORS CONNECTOR CAN BE ROTATED BY 270 DEGR. RESOLVER 2-POLE (RESOLVER P=1); SHAFT WITH FITTED KEY, TOLERANCE N; W/O HOLDING BRAKE DEGREE OF PROTECTION IP65 FLANGE ON DRIVE END IP67 | 1382 | TEM | 1 | MC | 6.303 | 1
1FK70437AK711TA3 | SIMOTICS S SYNCHRONOUS SERVOMOTOR, 1FK7 HIGH DYNAMIC 3.1 NM, 100 K, 6000 RPM, 1.26KW, NATURAL COOLING, IM B5 (V1, V3) POWER/SIGNAL CONNECTORS CONNECTOR CAN BE ROTATED BY 270 DEGR. RESOLVER 2-POLE (RESOLVER P=1); SHAFT WITH FITTED KEY, TOLERANCE N; W/O HOLDING BRAKE DEGREE OF PROTECTION IP64; PAINT FINISH RAL7016 | 1330 | TEM | 1 | MC | 6.303 | 1
1FK70437AK711TA5 | SIMOTICS S SYNCHRONOUS SERVOMOTOR, 1FK7 HIGH DYNAMIC 3.1 NM, 100 K, 6000 RPM, 1.26KW, NATURAL COOLING, IM B5 (V1, V3) POWER/SIGNAL CONNECTORS CONNECTOR CAN BE ROTATED BY 270 DEGR. RESOLVER 2-POLE (RESOLVER P=1); SHAFT WITH FITTED KEY, TOLERANCE N; W/O HOLDING BRAKE DEGREE OF PROTECTION IP65 AS FLANGE IP67; PAINT FINISH RAL7016 | 1431 | TEM | 1 | MC | 6.303 | 1
1FK70437AK711TA8 | SIMOTICS S SYNCHRONOUS SERVOMOTOR, 1FK7 HIGH DYNAMIC 3.1 NM, 100 K, 6000 RPM, 1.26KW, NATURAL COOLING, IM B5 (V1, V3) POWER/SIGNAL CONNECTORS CONNECTOR CAN BE ROTATED BY 270 DEGR. RESOLVER 2-POLE (RESOLVER P=1); SHAFT WITH FITTED KEY, TOLERANCE N; W/O HOLDING BRAKE DEGREE OF PROTECTION IP65 IP67 D-END FLANGE; RAL7016 COATING; METALLIC RATING PLATE AT MOTOR | 1540 | TEM | 1 | MC | 6.303 | 1
1FK70437AK711TB0 | SIMOTICS S SYNCHRONOUS SERVOMOTOR, 1FK7 HIGH DYNAMIC 3.1 NM, 100 K, 6000 RPM, 1.26KW, NATURAL COOLING, IM B5 (V1, V3) POWER/SIGNAL CONNECTORS CONNECTOR CAN BE ROTATED BY 270 DEGR. RESOLVER 2-POLE (RESOLVER P=1); SHAFT WITH FITTED KEY, TOLERANCE N; WITH HOLDING BRAKE DEGREE OF PROTECTION IP64 | 1564 | TEM | 1 | MC | 6.902 | 1
1FK70437AK711TB2 | SIMOTICS S SYNCHRONOUS SERVOMOTOR, 1FK7 HIGH DYNAMIC 3.1 NM, 100 K, 6000 RPM, 1.26KW, NATURAL COOLING, IM B5 (V1, V3) POWER/SIGNAL CONNECTORS CONNECTOR CAN BE ROTATED BY 270 DEGR. RESOLVER 2-POLE (RESOLVER P=1); SHAFT WITH FITTED KEY, TOLERANCE N; WITH HOLDING BRAKE DEGREE OF PROTECTION IP65 FLANGE ON DRIVE END IP67 | 1666 | TEM | 1 | MC | 6.902 | 1
1FK70437AK711TB3 | SIMOTICS S SYNCHRONOUS SERVOMOTOR, 1FK7 HIGH DYNAMIC 3.1 NM, 100 K, 6000 RPM, 1.26KW, NATURAL COOLING, IM B5 (V1, V3) POWER/SIGNAL CONNECTORS CONNECTOR CAN BE ROTATED BY 270 DEGR. RESOLVER 2-POLE (RESOLVER P=1); SHAFT WITH FITTED KEY, TOLERANCE N; WITH HOLDING BRAKE DEGREE OF PROTECTION IP64; PAINT FINISH RAL7016 | 1613 | TEM | 1 | MC | 6.902 | 1
1FK70437AK711TB5 | SIMOTICS S SYNCHRONOUS SERVOMOTOR, 1FK7 HIGH DYNAMIC 3.1 NM, 100 K, 6000 RPM, 1.26KW, NATURAL COOLING, IM B5 (V1, V3) POWER/SIGNAL CONNECTORS CONNECTOR CAN BE ROTATED BY 270 DEGR. RESOLVER 2-POLE (RESOLVER P=1); SHAFT WITH FITTED KEY, TOLERANCE N; WITH HOLDING BRAKE DEGREE OF PROTECTION IP65 AS FLANGE IP67; PAINT FINISH RAL7016 | 1715 | TEM | 1 | MC | 6.902 | 1
1FK70437AK711TB8 | SIMOTICS S SYNCHRONOUS SERVOMOTOR, 1FK7 HIGH DYNAMIC 3.1 NM, 100 K, 6000 RPM, 1.26KW, NATURAL COOLING, IM B5 (V1, V3) POWER/SIGNAL CONNECTORS CONNECTOR CAN BE ROTATED BY 270 DEGR. RESOLVER 2-POLE (RESOLVER P=1); SHAFT WITH FITTED KEY, TOLERANCE N; WITH HOLDING BRAKE DEGREE OF PROTECTION IP65 IP67 D-END FLANGE; RAL7016 COATING; METALLIC RATING PLATE AT MOTOR | 1823 | TEM | 1 | MC | 6.902 | 1
1FK70437AK711TG0 | SIMOTICS S SYNCHRONOUS SERVOMOTOR, 1FK7 HIGH DYNAMIC 3.1 NM, 100 K, 6000 RPM, 1.26KW, NATURAL COOLING, IM B5 (V1, V3) POWER/SIGNAL CONNECTORS CONNECTOR CAN BE ROTATED BY 270 DEGR. RESOLVER 2-POLE (RESOLVER P=1); PLAIN SHAFT, TOLERANCE N; W/O HOLDING BRAKE DEGREE OF PROTECTION IP64 | 1187 | TEM | 1 | MC | 6.303 | 1
1FK70437AK711TG2 | SIMOTICS S SYNCHRONOUS SERVOMOTOR, 1FK7 HIGH DYNAMIC 3.1 NM, 100 K, 6000 RPM, 1.26KW, NATURAL COOLING, IM B5 (V1, V3) POWER/SIGNAL CONNECTORS CONNECTOR CAN BE ROTATED BY 270 DEGR. RESOLVER 2-POLE (RESOLVER P=1); PLAIN SHAFT, TOLERANCE N; W/O HOLDING BRAKE DEGREE OF PROTECTION IP65 FLANGE ON DRIVE END IP67 | 1289 | TEM | 1 | MC | 6.303 | 1
1FK70437AK711TG3 | SIMOTICS S SYNCHRONOUS SERVOMOTOR, 1FK7 HIGH DYNAMIC 3.1 NM, 100 K, 6000 RPM, 1.26KW, NATURAL COOLING, IM B5 (V1, V3) POWER/SIGNAL CONNECTORS CONNECTOR CAN BE ROTATED BY 270 DEGR. RESOLVER 2-POLE (RESOLVER P=1); PLAIN SHAFT, TOLERANCE N; W/O HOLDING BRAKE DEGREE OF PROTECTION IP64; PAINT FINISH RAL7016 | 1236 | TEM | 1 | MC | 6.303 | 1
1FK70437AK711TG5 | SIMOTICS S SYNCHRONOUS SERVOMOTOR, 1FK7 HIGH DYNAMIC 3.1 NM, 100 K, 6000 RPM, 1.26KW, NATURAL COOLING, IM B5 (V1, V3) POWER/SIGNAL CONNECTORS CONNECTOR CAN BE ROTATED BY 270 DEGR. RESOLVER 2-POLE (RESOLVER P=1); PLAIN SHAFT, TOLERANCE N; W/O HOLDING BRAKE DEGREE OF PROTECTION IP65 AS FLANGE IP67; PAINT FINISH RAL7016 | 1338 | TEM | 1 | MC | 6.303 | 1
1FK70437AK711TG8 | SIMOTICS S SYNCHRONOUS SERVOMOTOR, 1FK7 HIGH DYNAMIC 3.1 NM, 100 K, 6000 RPM, 1.26KW, NATURAL COOLING, IM B5 (V1, V3) POWER/SIGNAL CONNECTORS CONNECTOR CAN BE ROTATED BY 270 DEGR. RESOLVER 2-POLE (RESOLVER P=1); PLAIN SHAFT, TOLERANCE N; W/O HOLDING BRAKE DEGREE OF PROTECTION IP65 IP67 D-END FLANGE; RAL7016 COATING; METALLIC RATING PLATE AT MOTOR | 1446 | TEM | 1 | MC | 6.303 | 1
1FK70437AK711TH0 | SIMOTICS S SYNCHRONOUS SERVOMOTOR, 1FK7 HIGH DYNAMIC 3.1 NM, 100 K, 6000 RPM, 1.26KW, NATURAL COOLING, IM B5 (V1, V3) POWER/SIGNAL CONNECTORS CONNECTOR CAN BE ROTATED BY 270 DEGR. RESOLVER 2-POLE (RESOLVER P=1); PLAIN SHAFT, TOLERANCE N; WITH HOLDING BRAKE DEGREE OF PROTECTION IP64 | 1468 | TEM | 1 | MC | 6.902 | 1
1FK70437AK711TH2 | SIMOTICS S SYNCHRONOUS SERVOMOTOR, 1FK7 HIGH DYNAMIC 3.1 NM, 100 K, 6000 RPM, 1.26KW, NATURAL COOLING, IM B5 (V1, V3) POWER/SIGNAL CONNECTORS CONNECTOR CAN BE ROTATED BY 270 DEGR. RESOLVER 2-POLE (RESOLVER P=1); PLAIN SHAFT, TOLERANCE N; WITH HOLDING BRAKE DEGREE OF PROTECTION IP65 FLANGE ON DRIVE END IP67 | 1569 | TEM | 1 | MC | 6.902 | 1
1FK70437AK711TH3 | SIMOTICS S SYNCHRONOUS SERVOMOTOR, 1FK7 HIGH DYNAMIC 3.1 NM, 100 K, 6000 RPM, 1.26KW, NATURAL COOLING, IM B5 (V1, V3) POWER/SIGNAL CONNECTORS CONNECTOR CAN BE ROTATED BY 270 DEGR. RESOLVER 2-POLE (RESOLVER P=1); PLAIN SHAFT, TOLERANCE N; WITH HOLDING BRAKE DEGREE OF PROTECTION IP64; PAINT FINISH RAL7016 | 1517 | TEM | 1 | MC | 6.902 | 1
1FK70437AK711TH5 | SIMOTICS S SYNCHRONOUS SERVOMOTOR, 1FK7 HIGH DYNAMIC 3.1 NM, 100 K, 6000 RPM, 1.26KW, NATURAL COOLING, IM B5 (V1, V3) POWER/SIGNAL CONNECTORS CONNECTOR CAN BE ROTATED BY 270 DEGR. RESOLVER 2-POLE (RESOLVER P=1); PLAIN SHAFT, TOLERANCE N; WITH HOLDING BRAKE DEGREE OF PROTECTION IP65 AS FLANGE IP67; PAINT FINISH RAL7016 | 1619 | TEM | 1 | MC | 6.902 | 1
1FK70437AK711TH8 | SIMOTICS S SYNCHRONOUS SERVOMOTOR, 1FK7 HIGH DYNAMIC 3.1 NM, 100 K, 6000 RPM, 1.26KW, NATURAL COOLING, IM B5 (V1, V3) POWER/SIGNAL CONNECTORS CONNECTOR CAN BE ROTATED BY 270 DEGR. RESOLVER 2-POLE (RESOLVER P=1); PLAIN SHAFT, TOLERANCE N; WITH HOLDING BRAKE DEGREE OF PROTECTION IP65 IP67 D-END FLANGE; RAL7016 COATING; METALLIC RATING PLATE AT MOTOR | 1727 | TEM | 1 | MC | 6.902 | 1
1FK70437AK711UA0 | SIMOTICS S SYNCHRONOUS SERVOMOTOR, 1FK7 HIGH DYNAMIC 3.1 NM, 100 K, 6000 RPM, 1.26KW, NATURAL COOLING, IM B5 (V1, V3) POWER/SIGNAL CONNECTORS CONNECTOR CAN BE ROTATED BY 270 DEGR. RESOLVER MULTI-POLE (RESOLVER P=3) WITH DRIVE-CLIQ INTERFACE; SHAFT WITH FITTED KEY, TOLERANCE N; W/O HOLDING BRAKE DEGREE OF PROTECTION IP64 | 1542 | TEM | 1 | MC | 6.303 | 1
1FK70437AK711UA2 | SIMOTICS S SYNCHRONOUS SERVOMOTOR, 1FK7 HIGH DYNAMIC 3.1 NM, 100 K, 6000 RPM, 1.26KW, NATURAL COOLING, IM B5 (V1, V3) POWER/SIGNAL CONNECTORS CONNECTOR CAN BE ROTATED BY 270 DEGR. RESOLVER MULTI-POLE (RESOLVER P=3) WITH DRIVE-CLIQ INTERFACE; SHAFT WITH FITTED KEY, TOLERANCE N; W/O HOLDING BRAKE DEGREE OF PROTECTION IP65 FLANGE ON DRIVE END IP67 | 1644 | TEM | 1 | MC | 6.303 | 1
1FK70437AK711UA3 | SIMOTICS S SYNCHRONOUS SERVOMOTOR, 1FK7 HIGH DYNAMIC 3.1 NM, 100 K, 6000 RPM, 1.26KW, NATURAL COOLING, IM B5 (V1, V3) POWER/SIGNAL CONNECTORS CONNECTOR CAN BE ROTATED BY 270 DEGR. RESOLVER MULTI-POLE (RESOLVER P=3) WITH DRIVE-CLIQ INTERFACE; SHAFT WITH FITTED KEY, TOLERANCE N; W/O HOLDING BRAKE DEGREE OF PROTECTION IP64; PAINT FINISH RAL7016 | 1592 | TEM | 1 | MC | 6.303 | 1
1FK70437AK711UA5 | SIMOTICS S SYNCHRONOUS SERVOMOTOR, 1FK7 HIGH DYNAMIC 3.1 NM, 100 K, 6000 RPM, 1.26KW, NATURAL COOLING, IM B5 (V1, V3) POWER/SIGNAL CONNECTORS CONNECTOR CAN BE ROTATED BY 270 DEGR. RESOLVER MULTI-POLE (RESOLVER P=3) WITH DRIVE-CLIQ INTERFACE; SHAFT WITH FITTED KEY, TOLERANCE N; W/O HOLDING BRAKE DEGREE OF PROTECTION IP65 AS FLANGE IP67; PAINT FINISH RAL7016 | 1693 | TEM | 1 | MC | 6.303 | 1
1FK70437AK711UA8 | SIMOTICS S SYNCHRONOUS SERVOMOTOR, 1FK7 HIGH DYNAMIC 3.1 NM, 100 K, 6000 RPM, 1.26KW, NATURAL COOLING, IM B5 (V1, V3) POWER/SIGNAL CONNECTORS CONNECTOR CAN BE ROTATED BY 270 DEGR. RESOLVER MULTI-POLE (RESOLVER P=3) WITH DRIVE-CLIQ INTERFACE; SHAFT WITH FITTED KEY, TOLERANCE N; W/O HOLDING BRAKE DEGREE OF PROTECTION IP65 IP67 D-END FLANGE; RAL7016 COATING; METALLIC RATING PLATE AT MOTOR | 1802 | TEM | 1 | MC | 6.303 | 1
1FK70437AK711UB0 | SIMOTICS S SYNCHRONOUS SERVOMOTOR, 1FK7 HIGH DYNAMIC 3.1 NM, 100 K, 6000 RPM, 1.26KW, NATURAL COOLING, IM B5 (V1, V3) POWER/SIGNAL CONNECTORS CONNECTOR CAN BE ROTATED BY 270 DEGR. RESOLVER MULTI-POLE (RESOLVER P=3) WITH DRIVE-CLIQ INTERFACE; SHAFT WITH FITTED KEY, TOLERANCE N; WITH HOLDING BRAKE DEGREE OF PROTECTION IP64 | 1826 | TEM | 1 | MC | 6.902 | 1
1FK70437AK711UB2 | SIMOTICS S SYNCHRONOUS SERVOMOTOR, 1FK7 HIGH DYNAMIC 3.1 NM, 100 K, 6000 RPM, 1.26KW, NATURAL COOLING, IM B5 (V1, V3) POWER/SIGNAL CONNECTORS CONNECTOR CAN BE ROTATED BY 270 DEGR. RESOLVER MULTI-POLE (RESOLVER P=3) WITH DRIVE-CLIQ INTERFACE; SHAFT WITH FITTED KEY, TOLERANCE N; WITH HOLDING BRAKE DEGREE OF PROTECTION IP65 FLANGE ON DRIVE END IP67 | 1927 | TEM | 1 | MC | 6.902 | 1
1FK70437AK711UB3 | SIMOTICS S SYNCHRONOUS SERVOMOTOR, 1FK7 HIGH DYNAMIC 3.1 NM, 100 K, 6000 RPM, 1.26KW, NATURAL COOLING, IM B5 (V1, V3) POWER/SIGNAL CONNECTORS CONNECTOR CAN BE ROTATED BY 270 DEGR. RESOLVER MULTI-POLE (RESOLVER P=3) WITH DRIVE-CLIQ INTERFACE; SHAFT WITH FITTED KEY, TOLERANCE N; WITH HOLDING BRAKE DEGREE OF PROTECTION IP64; PAINT FINISH RAL7016 | 1875 | TEM | 1 | MC | 6.902 | 1
1FK70437AK711UB5 | SIMOTICS S SYNCHRONOUS SERVOMOTOR, 1FK7 HIGH DYNAMIC 3.1 NM, 100 K, 6000 RPM, 1.26KW, NATURAL COOLING, IM B5 (V1, V3) POWER/SIGNAL CONNECTORS CONNECTOR CAN BE ROTATED BY 270 DEGR. RESOLVER MULTI-POLE (RESOLVER P=3) WITH DRIVE-CLIQ INTERFACE; SHAFT WITH FITTED KEY, TOLERANCE N; WITH HOLDING BRAKE DEGREE OF PROTECTION IP65 AS FLANGE IP67; PAINT FINISH RAL7016 | 1977 | TEM | 1 | MC | 6.902 | 1
1FK70437AK711UB8 | SIMOTICS S SYNCHRONOUS SERVOMOTOR, 1FK7 HIGH DYNAMIC 3.1 NM, 100 K, 6000 RPM, 1.26KW, NATURAL COOLING, IM B5 (V1, V3) POWER/SIGNAL CONNECTORS CONNECTOR CAN BE ROTATED BY 270 DEGR. RESOLVER MULTI-POLE (RESOLVER P=3) WITH DRIVE-CLIQ INTERFACE; SHAFT WITH FITTED KEY, TOLERANCE N; WITH HOLDING BRAKE DEGREE OF PROTECTION IP65 IP67 D-END FLANGE; RAL7016 COATING; METALLIC RATING PLATE AT MOTOR | 2085 | TEM | 1 | MC | 6.902 | 1
1FK70437AK711UG0 | SIMOTICS S SYNCHRONOUS SERVOMOTOR, 1FK7 HIGH DYNAMIC 3.1 NM, 100 K, 6000 RPM, 1.26KW, NATURAL COOLING, IM B5 (V1, V3) POWER/SIGNAL CONNECTORS CONNECTOR CAN BE ROTATED BY 270 DEGR. RESOLVER MULTI-POLE (RESOLVER P=3) WITH DRIVE-CLIQ INTERFACE; PLAIN SHAFT, TOLERANCE N; W/O HOLDING BRAKE DEGREE OF PROTECTION IP64 | 1449 | TEM | 1 | MC | 6.303 | 1
1FK70437AK711UG2 | SIMOTICS S SYNCHRONOUS SERVOMOTOR, 1FK7 HIGH DYNAMIC 3.1 NM, 100 K, 6000 RPM, 1.26KW, NATURAL COOLING, IM B5 (V1, V3) POWER/SIGNAL CONNECTORS CONNECTOR CAN BE ROTATED BY 270 DEGR. RESOLVER MULTI-POLE (RESOLVER P=3) WITH DRIVE-CLIQ INTERFACE; PLAIN SHAFT, TOLERANCE N; W/O HOLDING BRAKE DEGREE OF PROTECTION IP65 FLANGE ON DRIVE END IP67 | 1550 | TEM | 1 | MC | 6.303 | 1
1FK70437AK711UG3 | SIMOTICS S SYNCHRONOUS SERVOMOTOR, 1FK7 HIGH DYNAMIC 3.1 NM, 100 K, 6000 RPM, 1.26KW, NATURAL COOLING, IM B5 (V1, V3) POWER/SIGNAL CONNECTORS CONNECTOR CAN BE ROTATED BY 270 DEGR. RESOLVER MULTI-POLE (RESOLVER P=3) WITH DRIVE-CLIQ INTERFACE; PLAIN SHAFT, TOLERANCE N; W/O HOLDING BRAKE DEGREE OF PROTECTION IP64; PAINT FINISH RAL7016 | 1498 | TEM | 1 | MC | 6.303 | 1
1FK70437AK711UG5 | SIMOTICS S SYNCHRONOUS SERVOMOTOR, 1FK7 HIGH DYNAMIC 3.1 NM, 100 K, 6000 RPM, 1.26KW, NATURAL COOLING, IM B5 (V1, V3) POWER/SIGNAL CONNECTORS CONNECTOR CAN BE ROTATED BY 270 DEGR. RESOLVER MULTI-POLE (RESOLVER P=3) WITH DRIVE-CLIQ INTERFACE; PLAIN SHAFT, TOLERANCE N; W/O HOLDING BRAKE DEGREE OF PROTECTION IP65 AS FLANGE IP67; PAINT FINISH RAL7016 | 1599 | TEM | 1 | MC | 6.303 | 1
1FK70437AK711UG8 | SIMOTICS S SYNCHRONOUS SERVOMOTOR, 1FK7 HIGH DYNAMIC 3.1 NM, 100 K, 6000 RPM, 1.26KW, NATURAL COOLING, IM B5 (V1, V3) POWER/SIGNAL CONNECTORS CONNECTOR CAN BE ROTATED BY 270 DEGR. RESOLVER MULTI-POLE (RESOLVER P=3) WITH DRIVE-CLIQ INTERFACE; PLAIN SHAFT, TOLERANCE N; W/O HOLDING BRAKE DEGREE OF PROTECTION IP65 IP67 D-END FLANGE; RAL7016 COATING; METALLIC RATING PLATE AT MOTOR | 1708 | TEM | 1 | MC | 6.303 | 1
1FK70437AK711UH0 | SIMOTICS S SYNCHRONOUS SERVOMOTOR, 1FK7 HIGH DYNAMIC 3.1 NM, 100 K, 6000 RPM, 1.26KW, NATURAL COOLING, IM B5 (V1, V3) POWER/SIGNAL CONNECTORS CONNECTOR CAN BE ROTATED BY 270 DEGR. RESOLVER MULTI-POLE (RESOLVER P=3) WITH DRIVE-CLIQ INTERFACE; PLAIN SHAFT, TOLERANCE N; WITH HOLDING BRAKE DEGREE OF PROTECTION IP64 | 1730 | TEM | 1 | MC | 6.902 | 1
1FK70437AK711UH2 | SIMOTICS S SYNCHRONOUS SERVOMOTOR, 1FK7 HIGH DYNAMIC 3.1 NM, 100 K, 6000 RPM, 1.26KW, NATURAL COOLING, IM B5 (V1, V3) POWER/SIGNAL CONNECTORS CONNECTOR CAN BE ROTATED BY 270 DEGR. RESOLVER MULTI-POLE (RESOLVER P=3) WITH DRIVE-CLIQ INTERFACE; PLAIN SHAFT, TOLERANCE N; WITH HOLDING BRAKE DEGREE OF PROTECTION IP65 FLANGE ON DRIVE END IP67 | 1831 | TEM | 1 | MC | 6.902 | 1
1FK70437AK711UH3 | SIMOTICS S SYNCHRONOUS SERVOMOTOR, 1FK7 HIGH DYNAMIC 3.1 NM, 100 K, 6000 RPM, 1.26KW, NATURAL COOLING, IM B5 (V1, V3) POWER/SIGNAL CONNECTORS CONNECTOR CAN BE ROTATED BY 270 DEGR. RESOLVER MULTI-POLE (RESOLVER P=3) WITH DRIVE-CLIQ INTERFACE; PLAIN SHAFT, TOLERANCE N; WITH HOLDING BRAKE DEGREE OF PROTECTION IP64; PAINT FINISH RAL7016 | 1779 | TEM | 1 | MC | 6.902 | 1
1FK70437AK711UH5 | SIMOTICS S SYNCHRONOUS SERVOMOTOR, 1FK7 HIGH DYNAMIC 3.1 NM, 100 K, 6000 RPM, 1.26KW, NATURAL COOLING, IM B5 (V1, V3) POWER/SIGNAL CONNECTORS CONNECTOR CAN BE ROTATED BY 270 DEGR. RESOLVER MULTI-POLE (RESOLVER P=3) WITH DRIVE-CLIQ INTERFACE; PLAIN SHAFT, TOLERANCE N; WITH HOLDING BRAKE DEGREE OF PROTECTION IP65 AS FLANGE IP67; PAINT FINISH RAL7016 | 1880 | TEM | 1 | MC | 6.902 | 1
1FK70437AK711UH8 | SIMOTICS S SYNCHRONOUS SERVOMOTOR, 1FK7 HIGH DYNAMIC 3.1 NM, 100 K, 6000 RPM, 1.26KW, NATURAL COOLING, IM B5 (V1, V3) POWER/SIGNAL CONNECTORS CONNECTOR CAN BE ROTATED BY 270 DEGR. RESOLVER MULTI-POLE (RESOLVER P=3) WITH DRIVE-CLIQ INTERFACE; PLAIN SHAFT, TOLERANCE N; WITH HOLDING BRAKE DEGREE OF PROTECTION IP65 IP67 D-END FLANGE; RAL7016 COATING; METALLIC RATING PLATE AT MOTOR | 1989 | TEM | 1 | MC | 6.902 | 1
1FK70444CF711AA0 | SIMOTICS S SYNCHRONOUS MOTOR 1FK7-HD PN=1,2 KW; UZK=600V M0=4,5NM (100K); NN=3000RPM; NATURAL COOLING, FRAME SIZE IMB 5 (IM V1, IM V3) FLANGE 1, WITH KTY TEMPERATURESENSOR POWER CONNECTOR ROTATABLE INCREMENTAL ENCODER SIN/COS 1VPP;2048 S/R W. C-AND D-SPUR (ENCODER IC2048S/R) SHAFT WITH FITTED KEY, TOLERANCE N; W/O HOLDING BRAKE PROTECTION CLASS IP64; | 1836 | TEM | 1 | MC | 7.401 | 1
1FK70444CF711AA1 | SIMOTICS S SYNCHRONOUS MOTOR 1FK7-HD PN=1,2 KW; UZK=600V M0=4,5NM (100K); NN=3000RPM; NATURAL COOLING, FRAME SIZE IMB 5 (IM V1, IM V3) FLANGE 1, WITH KTY TEMPERATURESENSOR POWER CONNECTOR ROTATABLE INCREMENTAL ENCODER SIN/COS 1VPP;2048 S/R W. C-AND D-SPUR (ENCODER IC2048S/R) SHAFT WITH FITTED KEY, TOLERANCE N; W/O HOLDING BRAKE PROTECTION CLASS IP65, | 1929 | TEM | 1 | MC | 7.401 | 1
1FK70444CF711AA2 | SIMOTICS S SYNCHRONOUS MOTOR 1FK7-HD PN=1,2 KW; UZK=600V M0=4,5NM (100K); NN=3000RPM; NATURAL COOLING, FRAME SIZE IMB 5 (IM V1, IM V3) FLANGE 1, WITH KTY TEMPERATURESENSOR POWER CONNECTOR ROTATABLE INCREMENTAL ENCODER SIN/COS 1VPP;2048 S/R W. C-AND D-SPUR (ENCODER IC2048S/R) SHAFT WITH FITTED KEY, TOLERANCE N; W/O HOLDING BRAKE PROTECTION CLASS IP65, FLANGE ON DRIVE END IP67; | 1929 | TEM | 1 | MC | 7.401 | 1
1FK70444CF711AB0 | SIMOTICS S SYNCHRONOUS MOTOR 1FK7-HD PN=1,2 KW; UZK=600V M0=4,5NM (100K); NN=3000RPM; NATURAL COOLING, FRAME SIZE IMB 5 (IM V1, IM V3) FLANGE 1, WITH KTY TEMPERATURESENSOR POWER CONNECTOR ROTATABLE INCREMENTAL ENCODER SIN/COS 1VPP;2048 S/R W. C-AND D-SPUR (ENCODER IC2048S/R) SHAFT WITH FITTED KEY, TOLERANCE N; WITH HOLDING BRAKE PROTECTION CLASS IP64; | 2097 | TEM | 1 | MC | 7.7 | 1
1FK70444CF711AB1 | SIMOTICS S SYNCHRONOUS MOTOR 1FK7-HD PN=1,2 KW; UZK=600V M0=4,5NM (100K); NN=3000RPM; NATURAL COOLING, FRAME SIZE IMB 5 (IM V1, IM V3) FLANGE 1, WITH KTY TEMPERATURESENSOR POWER CONNECTOR ROTATABLE INCREMENTAL ENCODER SIN/COS 1VPP;2048 S/R W. C-AND D-SPUR (ENCODER IC2048S/R) SHAFT WITH FITTED KEY, TOLERANCE N; WITH HOLDING BRAKE PROTECTION CLASS IP65, | 2190 | TEM | 1 | MC | 7.7 | 1
1FK70444CF711AB2 | SIMOTICS S SYNCHRONOUS MOTOR 1FK7-HD PN=1,2 KW; UZK=600V M0=4,5NM (100K); NN=3000RPM; NATURAL COOLING, FRAME SIZE IMB 5 (IM V1, IM V3) FLANGE 1, WITH KTY TEMPERATURESENSOR POWER CONNECTOR ROTATABLE INCREMENTAL ENCODER SIN/COS 1VPP;2048 S/R W. C-AND D-SPUR (ENCODER IC2048S/R) SHAFT WITH FITTED KEY, TOLERANCE N; WITH HOLDING BRAKE PROTECTION CLASS IP65, FLANGE ON DRIVE END IP67; | 2190 | TEM | 1 | MC | 7.7 | 1
1FK70444CF711AG0 | SIMOTICS S SYNCHRONOUS MOTOR 1FK7-HD PN=1,2 KW; UZK=600V M0=4,5NM (100K); NN=3000RPM; NATURAL COOLING, FRAME SIZE IMB 5 (IM V1, IM V3) FLANGE 1, WITH KTY TEMPERATURESENSOR POWER CONNECTOR ROTATABLE INCREMENTAL ENCODER SIN/COS 1VPP;2048 S/R W. C-AND D-SPUR (ENCODER IC2048S/R) PLAIN SHAFT, TOLERANCE N; W/O HOLDING BRAKE PROTECTION CLASS IP64; | 1750 | TEM | 1 | MC | 7.401 | 1
1FK70444CF711AG1 | SIMOTICS S SYNCHRONOUS MOTOR 1FK7-HD PN=1,2 KW; UZK=600V M0=4,5NM (100K); NN=3000RPM; NATURAL COOLING, FRAME SIZE IMB 5 (IM V1, IM V3) FLANGE 1, WITH KTY TEMPERATURESENSOR POWER CONNECTOR ROTATABLE INCREMENTAL ENCODER SIN/COS 1VPP;2048 S/R W. C-AND D-SPUR (ENCODER IC2048S/R) PLAIN SHAFT, TOLERANCE N; W/O HOLDING BRAKE PROTECTION CLASS IP65, | 1843 | TEM | 1 | MC | 7.401 | 1
1FK70444CF711AG2 | SIMOTICS S SYNCHRONOUS MOTOR 1FK7-HD PN=1,2 KW; UZK=600V M0=4,5NM (100K); NN=3000RPM; NATURAL COOLING, FRAME SIZE IMB 5 (IM V1, IM V3) FLANGE 1, WITH KTY TEMPERATURESENSOR POWER CONNECTOR ROTATABLE INCREMENTAL ENCODER SIN/COS 1VPP;2048 S/R W. C-AND D-SPUR (ENCODER IC2048S/R) PLAIN SHAFT, TOLERANCE N; W/O HOLDING BRAKE PROTECTION CLASS IP65, FLANGE ON DRIVE END IP67; | 1843 | TEM | 1 | MC | 7.401 | 1
1FK70444CF711AH0 | SIMOTICS S SYNCHRONOUS MOTOR 1FK7-HD PN=1,2 KW; UZK=600V M0=4,5NM (100K); NN=3000RPM; NATURAL COOLING, FRAME SIZE IMB 5 (IM V1, IM V3) FLANGE 1, WITH KTY TEMPERATURESENSOR POWER CONNECTOR ROTATABLE INCREMENTAL ENCODER SIN/COS 1VPP;2048 S/R W. C-AND D-SPUR (ENCODER IC2048S/R) PLAIN SHAFT, TOLERANCE N; WITH HOLDING BRAKE PROTECTION CLASS IP64; | 2008 | TEM | 1 | MC | 7.7 | 1
1FK70444CF711AH1 | SIMOTICS S SYNCHRONOUS MOTOR 1FK7-HD PN=1,2 KW; UZK=600V M0=4,5NM (100K); NN=3000RPM; NATURAL COOLING, FRAME SIZE IMB 5 (IM V1, IM V3) FLANGE 1, WITH KTY TEMPERATURESENSOR POWER CONNECTOR ROTATABLE INCREMENTAL ENCODER SIN/COS 1VPP;2048 S/R W. C-AND D-SPUR (ENCODER IC2048S/R) PLAIN SHAFT, TOLERANCE N; WITH HOLDING BRAKE PROTECTION CLASS IP65, | 2102 | TEM | 1 | MC | 7.7 | 1
1FK70444CF711AH2 | SIMOTICS S SYNCHRONOUS MOTOR 1FK7-HD PN=1,2 KW; UZK=600V M0=4,5NM (100K); NN=3000RPM; NATURAL COOLING, FRAME SIZE IMB 5 (IM V1, IM V3) FLANGE 1, WITH KTY TEMPERATURESENSOR POWER CONNECTOR ROTATABLE INCREMENTAL ENCODER SIN/COS 1VPP;2048 S/R W. C-AND D-SPUR (ENCODER IC2048S/R) PLAIN SHAFT, TOLERANCE N; WITH HOLDING BRAKE PROTECTION CLASS IP65, FLANGE ON DRIVE END IP67; | 2102 | TEM | 1 | MC | 7.7 | 1
1FK70444CF711BA0 | SIMOTICS S SYNCHRONOUS MOTOR 1FK7-HD PN=1,2 KW; UZK=600V M0=4,5NM (100K); NN=3000RPM; NATURAL COOLING, FRAME SIZE IMB 5 (IM V1, IM V3) FLANGE 1 POWER CONNECTOR ROTATABLE ABSOLUTE ENCODER SINGLETURN 24 BIT WITH DRIVE CLIQ INTERFACE (ENCODER AS24DQI) SHAFT WITH FITTED KEY, TOLERANCE N; W/O HOLDING BRAKE PROTECTION CLASS IP64; | 2077 | TEM | 1 | MC | 7.401 | 1
1FK70444CF711BA1 | SIMOTICS S SYNCHRONOUS MOTOR 1FK7-HD PN=1,2 KW; UZK=600V M0=4,5NM (100K); NN=3000RPM; NATURAL COOLING, FRAME SIZE IMB 5 (IM V1, IM V3) FLANGE 1 POWER CONNECTOR ROTATABLE ABSOLUTE ENCODER SINGLETURN 24 BIT WITH DRIVE CLIQ INTERFACE (ENCODER AS24DQI) SHAFT WITH FITTED KEY, TOLERANCE N; W/O HOLDING BRAKE PROTECTION CLASS IP65, | 2170 | TEM | 1 | MC | 7.401 | 1
1FK70444CF711BA2 | SIMOTICS S SYNCHRONOUS MOTOR 1FK7-HD PN=1,2 KW; UZK=600V M0=4,5NM (100K); NN=3000RPM; NATURAL COOLING, FRAME SIZE IMB 5 (IM V1, IM V3) FLANGE 1 POWER CONNECTOR ROTATABLE ABSOLUTE ENCODER SINGLETURN 24 BIT WITH DRIVE CLIQ INTERFACE (ENCODER AS24DQI) SHAFT WITH FITTED KEY, TOLERANCE N; W/O HOLDING BRAKE PROTECTION CLASS IP65, FLANGE ON DRIVE END IP67; | 2170 | TEM | 1 | MC | 7.401 | 1
1FK70444CF711BB0 | SIMOTICS S SYNCHRONOUS MOTOR 1FK7-HD PN=1,2 KW; UZK=600V M0=4,5NM (100K); NN=3000RPM; NATURAL COOLING, FRAME SIZE IMB 5 (IM V1, IM V3) FLANGE 1 POWER CONNECTOR ROTATABLE ABSOLUTE ENCODER SINGLETURN 24 BIT WITH DRIVE CLIQ INTERFACE (ENCODER AS24DQI) SHAFT WITH FITTED KEY, TOLERANCE N; WITH HOLDING BRAKE PROTECTION CLASS IP64; | 2338 | TEM | 1 | MC | 7.7 | 1
1FK70444CF711BB1 | SIMOTICS S SYNCHRONOUS MOTOR 1FK7-HD PN=1,2 KW; UZK=600V M0=4,5NM (100K); NN=3000RPM; NATURAL COOLING, FRAME SIZE IMB 5 (IM V1, IM V3) FLANGE 1 POWER CONNECTOR ROTATABLE ABSOLUTE ENCODER SINGLETURN 24 BIT WITH DRIVE CLIQ INTERFACE (ENCODER AS24DQI) SHAFT WITH FITTED KEY, TOLERANCE N; WITH HOLDING BRAKE PROTECTION CLASS IP65, | 2431 | TEM | 1 | MC | 7.7 | 1
1FK70444CF711BB2 | SIMOTICS S SYNCHRONOUS MOTOR 1FK7-HD PN=1,2 KW; UZK=600V M0=4,5NM (100K); NN=3000RPM; NATURAL COOLING, FRAME SIZE IMB 5 (IM V1, IM V3) FLANGE 1 POWER CONNECTOR ROTATABLE ABSOLUTE ENCODER SINGLETURN 24 BIT WITH DRIVE CLIQ INTERFACE (ENCODER AS24DQI) SHAFT WITH FITTED KEY, TOLERANCE N; WITH HOLDING BRAKE PROTECTION CLASS IP65, FLANGE ON DRIVE END IP67; | 2431 | TEM | 1 | MC | 7.7 | 1
1FK70444CF711BG0 | SIMOTICS S SYNCHRONOUS MOTOR 1FK7-HD PN=1,2 KW; UZK=600V M0=4,5NM (100K); NN=3000RPM; NATURAL COOLING, FRAME SIZE IMB 5 (IM V1, IM V3) FLANGE 1 POWER CONNECTOR ROTATABLE ABSOLUTE ENCODER SINGLETURN 24 BIT WITH DRIVE CLIQ INTERFACE (ENCODER AS24DQI) PLAIN SHAFT, TOLERANCE N; W/O HOLDING BRAKE PROTECTION CLASS IP64; | 1991 | TEM | 1 | MC | 7.401 | 1
1FK70444CF711BG1 | SIMOTICS S SYNCHRONOUS MOTOR 1FK7-HD PN=1,2 KW; UZK=600V M0=4,5NM (100K); NN=3000RPM; NATURAL COOLING, FRAME SIZE IMB 5 (IM V1, IM V3) FLANGE 1 POWER CONNECTOR ROTATABLE ABSOLUTE ENCODER SINGLETURN 24 BIT WITH DRIVE CLIQ INTERFACE (ENCODER AS24DQI) PLAIN SHAFT, TOLERANCE N; W/O HOLDING BRAKE PROTECTION CLASS IP65, | 2084 | TEM | 1 | MC | 7.401 | 1
1FK70444CF711BG2 | SIMOTICS S SYNCHRONOUS MOTOR 1FK7-HD PN=1,2 KW; UZK=600V M0=4,5NM (100K); NN=3000RPM; NATURAL COOLING, FRAME SIZE IMB 5 (IM V1, IM V3) FLANGE 1 POWER CONNECTOR ROTATABLE ABSOLUTE ENCODER SINGLETURN 24 BIT WITH DRIVE CLIQ INTERFACE (ENCODER AS24DQI) PLAIN SHAFT, TOLERANCE N; W/O HOLDING BRAKE PROTECTION CLASS IP65, FLANGE ON DRIVE END IP67; | 2084 | TEM | 1 | MC | 7.401 | 1
1FK70444CF711BH0 | SIMOTICS S SYNCHRONOUS MOTOR 1FK7-HD PN=1,2 KW; UZK=600V M0=4,5NM (100K); NN=3000RPM; NATURAL COOLING, FRAME SIZE IMB 5 (IM V1, IM V3) FLANGE 1 POWER CONNECTOR ROTATABLE ABSOLUTE ENCODER SINGLETURN 24 BIT WITH DRIVE CLIQ INTERFACE (ENCODER AS24DQI) PLAIN SHAFT, TOLERANCE N; WITH HOLDING BRAKE PROTECTION CLASS IP64; | 2249 | TEM | 1 | MC | 7.7 | 1
1FK70444CF711BH1 | SIMOTICS S SYNCHRONOUS MOTOR 1FK7-HD PN=1,2 KW; UZK=600V M0=4,5NM (100K); NN=3000RPM; NATURAL COOLING, FRAME SIZE IMB 5 (IM V1, IM V3) FLANGE 1 POWER CONNECTOR ROTATABLE ABSOLUTE ENCODER SINGLETURN 24 BIT WITH DRIVE CLIQ INTERFACE (ENCODER AS24DQI) PLAIN SHAFT, TOLERANCE N; WITH HOLDING BRAKE PROTECTION CLASS IP65, | 2343 | TEM | 1 | MC | 7.7 | 1
1FK70444CF711BH2 | SIMOTICS S SYNCHRONOUS MOTOR 1FK7-HD PN=1,2 KW; UZK=600V M0=4,5NM (100K); NN=3000RPM; NATURAL COOLING, FRAME SIZE IMB 5 (IM V1, IM V3) FLANGE 1 POWER CONNECTOR ROTATABLE ABSOLUTE ENCODER SINGLETURN 24 BIT WITH DRIVE CLIQ INTERFACE (ENCODER AS24DQI) PLAIN SHAFT, TOLERANCE N; WITH HOLDING BRAKE PROTECTION CLASS IP65, FLANGE ON DRIVE END IP67; | 2343 | TEM | 1 | MC | 7.7 | 1
1FK70444CF711CA0 | SIMOTICS S SYNCHRONOUS MOTOR 1FK7-HD PN=1,2 KW; UZK=600V M0=4,5NM (100K); NN=3000RPM; NATURAL COOLING, FRAME SIZE IMB 5 (IM V1, IM V3) FLANGE 1 POWER CONNECTOR ROTATABLE ABSOLUTE ENCODER 24 BIT + 12 BIT MULTITURN WITH DRIVE-CLIQ INTERFACE (ENCODER AM24DQI) SHAFT WITH FITTED KEY, TOLERANCE N; W/O HOLDING BRAKE PROTECTION CLASS IP64; | 2446 | TEM | 1 | MC | 7.401 | 1
1FK70444CF711CA1 | SIMOTICS S SYNCHRONOUS MOTOR 1FK7-HD PN=1,2 KW; UZK=600V M0=4,5NM (100K); NN=3000RPM; NATURAL COOLING, FRAME SIZE IMB 5 (IM V1, IM V3) FLANGE 1 POWER CONNECTOR ROTATABLE ABSOLUTE ENCODER 24 BIT + 12 BIT MULTITURN WITH DRIVE-CLIQ INTERFACE (ENCODER AM24DQI) SHAFT WITH FITTED KEY, TOLERANCE N; W/O HOLDING BRAKE PROTECTION CLASS IP65, | 2540 | TEM | 1 | MC | 7.401 | 1
1FK70444CF711CA2 | SIMOTICS S SYNCHRONOUS MOTOR 1FK7-HD PN=1,2 KW; UZK=600V M0=4,5NM (100K); NN=3000RPM; NATURAL COOLING, FRAME SIZE IMB 5 (IM V1, IM V3) FLANGE 1 POWER CONNECTOR ROTATABLE ABSOLUTE ENCODER 24 BIT + 12 BIT MULTITURN WITH DRIVE-CLIQ INTERFACE (ENCODER AM24DQI) SHAFT WITH FITTED KEY, TOLERANCE N; W/O HOLDING BRAKE PROTECTION CLASS IP65, FLANGE ON DRIVE END IP67; | 2540 | TEM | 1 | MC | 7.401 | 1
1FK70444CF711CB0 | SIMOTICS S SYNCHRONOUS MOTOR 1FK7-HD PN=1,2 KW; UZK=600V M0=4,5NM (100K); NN=3000RPM; NATURAL COOLING, FRAME SIZE IMB 5 (IM V1, IM V3) FLANGE 1 POWER CONNECTOR ROTATABLE ABSOLUTE ENCODER 24 BIT + 12 BIT MULTITURN WITH DRIVE-CLIQ INTERFACE (ENCODER AM24DQI) SHAFT WITH FITTED KEY, TOLERANCE N; WITH HOLDING BRAKE PROTECTION CLASS IP64; | 2707 | TEM | 1 | MC | 7.7 | 1
1FK70444CF711CB1 | SIMOTICS S SYNCHRONOUS MOTOR 1FK7-HD PN=1,2 KW; UZK=600V M0=4,5NM (100K); NN=3000RPM; NATURAL COOLING, FRAME SIZE IMB 5 (IM V1, IM V3) FLANGE 1 POWER CONNECTOR ROTATABLE ABSOLUTE ENCODER 24 BIT + 12 BIT MULTITURN WITH DRIVE-CLIQ INTERFACE (ENCODER AM24DQI) SHAFT WITH FITTED KEY, TOLERANCE N; WITH HOLDING BRAKE PROTECTION CLASS IP65, | 2801 | TEM | 1 | MC | 7.7 | 1
1FK70444CF711CB2 | SIMOTICS S SYNCHRONOUS MOTOR 1FK7-HD PN=1,2 KW; UZK=600V M0=4,5NM (100K); NN=3000RPM; NATURAL COOLING, FRAME SIZE IMB 5 (IM V1, IM V3) FLANGE 1 POWER CONNECTOR ROTATABLE ABSOLUTE ENCODER 24 BIT + 12 BIT MULTITURN WITH DRIVE-CLIQ INTERFACE (ENCODER AM24DQI) SHAFT WITH FITTED KEY, TOLERANCE N; WITH HOLDING BRAKE PROTECTION CLASS IP65, FLANGE ON DRIVE END IP67; | 2801 | TEM | 1 | MC | 7.7 | 1
1FK70444CF711CG0 | SIMOTICS S SYNCHRONOUS MOTOR 1FK7-HD PN=1,2 KW; UZK=600V M0=4,5NM (100K); NN=3000RPM; NATURAL COOLING, FRAME SIZE IMB 5 (IM V1, IM V3) FLANGE 1 POWER CONNECTOR ROTATABLE ABSOLUTE ENCODER 24 BIT + 12 BIT MULTITURN WITH DRIVE-CLIQ INTERFACE (ENCODER AM24DQI) PLAIN SHAFT, TOLERANCE N; W/O HOLDING BRAKE PROTECTION CLASS IP64; | 2360 | TEM | 1 | MC | 7.401 | 1
1FK70444CF711CG1 | SIMOTICS S SYNCHRONOUS MOTOR 1FK7-HD PN=1,2 KW; UZK=600V M0=4,5NM (100K); NN=3000RPM; NATURAL COOLING, FRAME SIZE IMB 5 (IM V1, IM V3) FLANGE 1 POWER CONNECTOR ROTATABLE ABSOLUTE ENCODER 24 BIT + 12 BIT MULTITURN WITH DRIVE-CLIQ INTERFACE (ENCODER AM24DQI) PLAIN SHAFT, TOLERANCE N; W/O HOLDING BRAKE PROTECTION CLASS IP65, | 2453 | TEM | 1 | MC | 7.401 | 1
1FK70444CF711CG2 | SIMOTICS S SYNCHRONOUS MOTOR 1FK7-HD PN=1,2 KW; UZK=600V M0=4,5NM (100K); NN=3000RPM; NATURAL COOLING, FRAME SIZE IMB 5 (IM V1, IM V3) FLANGE 1 POWER CONNECTOR ROTATABLE ABSOLUTE ENCODER 24 BIT + 12 BIT MULTITURN WITH DRIVE-CLIQ INTERFACE (ENCODER AM24DQI) PLAIN SHAFT, TOLERANCE N; W/O HOLDING BRAKE PROTECTION CLASS IP65, FLANGE ON DRIVE END IP67; | 2453 | TEM | 1 | MC | 7.401 | 1
1FK70444CF711CH0 | SIMOTICS S SYNCHRONOUS MOTOR 1FK7-HD PN=1,2 KW; UZK=600V M0=4,5NM (100K); NN=3000RPM; NATURAL COOLING, FRAME SIZE IMB 5 (IM V1, IM V3) FLANGE 1 POWER CONNECTOR ROTATABLE ABSOLUTE ENCODER 24 BIT + 12 BIT MULTITURN WITH DRIVE-CLIQ INTERFACE (ENCODER AM24DQI) PLAIN SHAFT, TOLERANCE N; WITH HOLDING BRAKE PROTECTION CLASS IP64; | 2619 | TEM | 1 | MC | 7.7 | 1
1FK70444CF711CH1 | SIMOTICS S SYNCHRONOUS MOTOR 1FK7-HD PN=1,2 KW; UZK=600V M0=4,5NM (100K); NN=3000RPM; NATURAL COOLING, FRAME SIZE IMB 5 (IM V1, IM V3) FLANGE 1 POWER CONNECTOR ROTATABLE ABSOLUTE ENCODER 24 BIT + 12 BIT MULTITURN WITH DRIVE-CLIQ INTERFACE (ENCODER AM24DQI) PLAIN SHAFT, TOLERANCE N; WITH HOLDING BRAKE PROTECTION CLASS IP65, | 2712 | TEM | 1 | MC | 7.7 | 1
1FK70444CF711CH2 | SIMOTICS S SYNCHRONOUS MOTOR 1FK7-HD PN=1,2 KW; UZK=600V M0=4,5NM (100K); NN=3000RPM; NATURAL COOLING, FRAME SIZE IMB 5 (IM V1, IM V3) FLANGE 1 POWER CONNECTOR ROTATABLE ABSOLUTE ENCODER 24 BIT + 12 BIT MULTITURN WITH DRIVE-CLIQ INTERFACE (ENCODER AM24DQI) PLAIN SHAFT, TOLERANCE N; WITH HOLDING BRAKE PROTECTION CLASS IP65, FLANGE ON DRIVE END IP67; | 2712 | TEM | 1 | MC | 7.7 | 1
1FK70444CF711DA0 | SIMOTICS S SYNCHRONOUS MOTOR 1FK7-HD PN=1,2 KW; UZK=600V M0=4,5NM (100K); NN=3000RPM; NATURAL COOLING, FRAME SIZE IMB 5 (IM V1, IM V3) FLANGE 1 POWER CONNECTOR ROTATABLE INCREMENTAL ENCODER 22 BIT WITH DRIVE-CLIQ INTERFACE (ENCODER IC22DQ) SHAFT WITH FITTED KEY, TOLERANCE N; W/O HOLDING BRAKE PROTECTION CLASS IP64; | 2157 | TEM | 1 | MC | 7.402 | 1
1FK70444CF711DA1 | SIMOTICS S SYNCHRONOUS MOTOR 1FK7-HD PN=1,2 KW; UZK=600V M0=4,5NM (100K); NN=3000RPM; NATURAL COOLING, FRAME SIZE IMB 5 (IM V1, IM V3) FLANGE 1 POWER CONNECTOR ROTATABLE INCREMENTAL ENCODER 22 BIT WITH DRIVE-CLIQ INTERFACE (ENCODER IC22DQ) SHAFT WITH FITTED KEY, TOLERANCE N; W/O HOLDING BRAKE PROTECTION CLASS IP65, | 2251 | TEM | 1 | MC | 7.402 | 1
1FK70444CF711DB0 | SIMOTICS S SYNCHRONOUS MOTOR 1FK7-HD PN=1,2 KW; UZK=600V M0=4,5NM (100K); NN=3000RPM; NATURAL COOLING, FRAME SIZE IMB 5 (IM V1, IM V3) FLANGE 1 POWER CONNECTOR ROTATABLE INCREMENTAL ENCODER 22 BIT WITH DRIVE-CLIQ INTERFACE (ENCODER IC22DQ) SHAFT WITH FITTED KEY, TOLERANCE N; WITH HOLDING BRAKE PROTECTION CLASS IP64; | 2418 | TEM | 1 | MC | 7.701 | 1
1FK70444CF711DG1 | SIMOTICS S SYNCHRONOUS MOTOR 1FK7-HD PN=1,2 KW; UZK=600V M0=4,5NM (100K); NN=3000RPM; NATURAL COOLING, FRAME SIZE IMB 5 (IM V1, IM V3) FLANGE 1 POWER CONNECTOR ROTATABLE INCREMENTAL ENCODER 22 BIT WITH DRIVE-CLIQ INTERFACE (ENCODER IC22DQ) PLAIN SHAFT, TOLERANCE N; W/O HOLDING BRAKE PROTECTION CLASS IP65, | 2164 | TEM | 1 | MC | 7.402 | 1
1FK70444CF711DH0 | SIMOTICS S SYNCHRONOUS MOTOR 1FK7-HD PN=1,2 KW; UZK=600V M0=4,5NM (100K); NN=3000RPM; NATURAL COOLING, FRAME SIZE IMB 5 (IM V1, IM V3) FLANGE 1 POWER CONNECTOR ROTATABLE INCREMENTAL ENCODER 22 BIT WITH DRIVE-CLIQ INTERFACE (ENCODER IC22DQ) PLAIN SHAFT, TOLERANCE N; WITH HOLDING BRAKE PROTECTION CLASS IP64; | 2329 | TEM | 1 | MC | 7.701 | 1
1FK70444CF711EA0 | SIMOTICS S SYNCHRONOUS MOTOR 1FK7-HD PN=1,2 KW; UZK=600V M0=4,5NM (100K); NN=3000RPM; NATURAL COOLING, FRAME SIZE IMB 5 (IM V1, IM V3) FLANGE 1, WITH KTY TEMPERATURESENSOR POWER CONNECTOR ROTATABLE ABSOLUTE ENCODERR 2048 S/R + 4096 UMDREHUNGEN MULTITURN, WITH ENDAT-SCHNITTSTELLE (ENCODER AM2048S/R) SHAFT WITH FITTED KEY, TOLERANCE N; W/O HOLDING BRAKE PROTECTION CLASS IP64; | 2207 | TEM | 1 | MC | 7.401 | 1
1FK70444CF711EA1 | SIMOTICS S SYNCHRONOUS MOTOR 1FK7-HD PN=1,2 KW; UZK=600V M0=4,5NM (100K); NN=3000RPM; NATURAL COOLING, FRAME SIZE IMB 5 (IM V1, IM V3) FLANGE 1, WITH KTY TEMPERATURESENSOR POWER CONNECTOR ROTATABLE ABSOLUTE ENCODERR 2048 S/R + 4096 UMDREHUNGEN MULTITURN, WITH ENDAT-SCHNITTSTELLE (ENCODER AM2048S/R) SHAFT WITH FITTED KEY, TOLERANCE N; W/O HOLDING BRAKE PROTECTION CLASS IP65, | 2301 | TEM | 1 | MC | 7.401 | 1
1FK70444CF711EA2 | SIMOTICS S SYNCHRONOUS MOTOR 1FK7-HD PN=1,2 KW; UZK=600V M0=4,5NM (100K); NN=3000RPM; NATURAL COOLING, FRAME SIZE IMB 5 (IM V1, IM V3) FLANGE 1, WITH KTY TEMPERATURESENSOR POWER CONNECTOR ROTATABLE ABSOLUTE ENCODERR 2048 S/R + 4096 UMDREHUNGEN MULTITURN, WITH ENDAT-SCHNITTSTELLE (ENCODER AM2048S/R) SHAFT WITH FITTED KEY, TOLERANCE N; W/O HOLDING BRAKE PROTECTION CLASS IP65, FLANGE ON DRIVE END IP67; | 2301 | TEM | 1 | MC | 7.401 | 1
1FK70444CF711EB0 | SIMOTICS S SYNCHRONOUS MOTOR 1FK7-HD PN=1,2 KW; UZK=600V M0=4,5NM (100K); NN=3000RPM; NATURAL COOLING, FRAME SIZE IMB 5 (IM V1, IM V3) FLANGE 1, WITH KTY TEMPERATURESENSOR POWER CONNECTOR ROTATABLE ABSOLUTE ENCODERR 2048 S/R + 4096 UMDREHUNGEN MULTITURN, WITH ENDAT-SCHNITTSTELLE (ENCODER AM2048S/R) SHAFT WITH FITTED KEY, TOLERANCE N; WITH HOLDING BRAKE PROTECTION CLASS IP64; | 2468 | TEM | 1 | MC | 7.7 | 1
1FK70444CF711EB1 | SIMOTICS S SYNCHRONOUS MOTOR 1FK7-HD PN=1,2 KW; UZK=600V M0=4,5NM (100K); NN=3000RPM; NATURAL COOLING, FRAME SIZE IMB 5 (IM V1, IM V3) FLANGE 1, WITH KTY TEMPERATURESENSOR POWER CONNECTOR ROTATABLE ABSOLUTE ENCODERR 2048 S/R + 4096 UMDREHUNGEN MULTITURN, WITH ENDAT-SCHNITTSTELLE (ENCODER AM2048S/R) SHAFT WITH FITTED KEY, TOLERANCE N; WITH HOLDING BRAKE PROTECTION CLASS IP65, | 2562 | TEM | 1 | MC | 7.7 | 1
1FK70444CF711EB2 | SIMOTICS S SYNCHRONOUS MOTOR 1FK7-HD PN=1,2 KW; UZK=600V M0=4,5NM (100K); NN=3000RPM; NATURAL COOLING, FRAME SIZE IMB 5 (IM V1, IM V3) FLANGE 1, WITH KTY TEMPERATURESENSOR POWER CONNECTOR ROTATABLE ABSOLUTE ENCODERR 2048 S/R + 4096 UMDREHUNGEN MULTITURN, WITH ENDAT-SCHNITTSTELLE (ENCODER AM2048S/R) SHAFT WITH FITTED KEY, TOLERANCE N; WITH HOLDING BRAKE PROTECTION CLASS IP65, FLANGE ON DRIVE END IP67; | 2562 | TEM | 1 | MC | 7.7 | 1
1FK70444CF711EG0 | SIMOTICS S SYNCHRONOUS MOTOR 1FK7-HD PN=1,2 KW; UZK=600V M0=4,5NM (100K); NN=3000RPM; NATURAL COOLING, FRAME SIZE IMB 5 (IM V1, IM V3) FLANGE 1, WITH KTY TEMPERATURESENSOR POWER CONNECTOR ROTATABLE ABSOLUTE ENCODERR 2048 S/R + 4096 UMDREHUNGEN MULTITURN, WITH ENDAT-SCHNITTSTELLE (ENCODER AM2048S/R) PLAIN SHAFT, TOLERANCE N; W/O HOLDING BRAKE PROTECTION CLASS IP64; | 2121 | TEM | 1 | MC | 7.401 | 1
1FK70444CF711EG1 | SIMOTICS S SYNCHRONOUS MOTOR 1FK7-HD PN=1,2 KW; UZK=600V M0=4,5NM (100K); NN=3000RPM; NATURAL COOLING, FRAME SIZE IMB 5 (IM V1, IM V3) FLANGE 1, WITH KTY TEMPERATURESENSOR POWER CONNECTOR ROTATABLE ABSOLUTE ENCODERR 2048 S/R + 4096 UMDREHUNGEN MULTITURN, WITH ENDAT-SCHNITTSTELLE (ENCODER AM2048S/R) PLAIN SHAFT, TOLERANCE N; W/O HOLDING BRAKE PROTECTION CLASS IP65, | 2215 | TEM | 1 | MC | 7.401 | 1
1FK70444CF711EG2 | SIMOTICS S SYNCHRONOUS MOTOR 1FK7-HD PN=1,2 KW; UZK=600V M0=4,5NM (100K); NN=3000RPM; NATURAL COOLING, FRAME SIZE IMB 5 (IM V1, IM V3) FLANGE 1, WITH KTY TEMPERATURESENSOR POWER CONNECTOR ROTATABLE ABSOLUTE ENCODERR 2048 S/R + 4096 UMDREHUNGEN MULTITURN, WITH ENDAT-SCHNITTSTELLE (ENCODER AM2048S/R) PLAIN SHAFT, TOLERANCE N; W/O HOLDING BRAKE PROTECTION CLASS IP65, FLANGE ON DRIVE END IP67; | 2215 | TEM | 1 | MC | 7.401 | 1
1FK70444CF711EH0 | SIMOTICS S SYNCHRONOUS MOTOR 1FK7-HD PN=1,2 KW; UZK=600V M0=4,5NM (100K); NN=3000RPM; NATURAL COOLING, FRAME SIZE IMB 5 (IM V1, IM V3) FLANGE 1, WITH KTY TEMPERATURESENSOR POWER CONNECTOR ROTATABLE ABSOLUTE ENCODERR 2048 S/R + 4096 UMDREHUNGEN MULTITURN, WITH ENDAT-SCHNITTSTELLE (ENCODER AM2048S/R) PLAIN SHAFT, TOLERANCE N; WITH HOLDING BRAKE PROTECTION CLASS IP64; | 2380 | TEM | 1 | MC | 7.7 | 1
1FK70444CF711EH1 | SIMOTICS S SYNCHRONOUS MOTOR 1FK7-HD PN=1,2 KW; UZK=600V M0=4,5NM (100K); NN=3000RPM; NATURAL COOLING, FRAME SIZE IMB 5 (IM V1, IM V3) FLANGE 1, WITH KTY TEMPERATURESENSOR POWER CONNECTOR ROTATABLE ABSOLUTE ENCODERR 2048 S/R + 4096 UMDREHUNGEN MULTITURN, WITH ENDAT-SCHNITTSTELLE (ENCODER AM2048S/R) PLAIN SHAFT, TOLERANCE N; WITH HOLDING BRAKE PROTECTION CLASS IP65, | 2473 | TEM | 1 | MC | 7.7 | 1
1FK70444CF711EH2 | SIMOTICS S SYNCHRONOUS MOTOR 1FK7-HD PN=1,2 KW; UZK=600V M0=4,5NM (100K); NN=3000RPM; NATURAL COOLING, FRAME SIZE IMB 5 (IM V1, IM V3) FLANGE 1, WITH KTY TEMPERATURESENSOR POWER CONNECTOR ROTATABLE ABSOLUTE ENCODERR 2048 S/R + 4096 UMDREHUNGEN MULTITURN, WITH ENDAT-SCHNITTSTELLE (ENCODER AM2048S/R) PLAIN SHAFT, TOLERANCE N; WITH HOLDING BRAKE PROTECTION CLASS IP65, FLANGE ON DRIVE END IP67; | 2473 | TEM | 1 | MC | 7.7 | 1
1FK70444CF711FB2 | SIMOTICS S SYNCHRONOUS MOTOR 1FK7-HD PN=1,2 KW; UZK=600V M0=4,5NM (100K); NN=3000RPM; NATURAL COOLING, FRAME SIZE IMB 5 (IM V1, IM V3) FLANGE 1 POWER CONNECTOR ROTATABLE ABSOLUTE ENCODER 22BIT + 12 BIT MULTITURN, WITH DRIVE-CLIQ INTERFACE (ENCODER AM22DQ) SHAFT WITH FITTED KEY, TOLERANCE N; WITH HOLDING BRAKE PROTECTION CLASS IP65, FLANGE ON DRIVE END IP67; | 2881 | TEM | 1 | MC | 7.7 | 1
1FK70444CF711FG0 | SIMOTICS S SYNCHRONOUS MOTOR 1FK7-HD PN=1,2 KW; UZK=600V M0=4,5NM (100K); NN=3000RPM; NATURAL COOLING, FRAME SIZE IMB 5 (IM V1, IM V3) FLANGE 1 POWER CONNECTOR ROTATABLE ABSOLUTE ENCODER 22BIT + 12 BIT MULTITURN, WITH DRIVE-CLIQ INTERFACE (ENCODER AM22DQ) PLAIN SHAFT, TOLERANCE N; W/O HOLDING BRAKE PROTECTION CLASS IP64; | 2440 | TEM | 1 | MC | 7.401 | 1
1FK70444CF711GA0 | SIMOTICS S SYNCHRONOUS MOTOR 1FK7-HD PN=1,2 KW; UZK=600V M0=4,5NM (100K); NN=3000RPM; NATURAL COOLING, FRAME SIZE IMB 5 (IM V1, IM V3) FLANGE 1, WITH KTY TEMPERATURESENSOR POWER CONNECTOR ROTATABLE ABSOLUTE ENCODER 32 S/R SINGLETURN, 4096 ROTATION MULTITURN, WITH ENDAT- INTERFACE (ENCODER AM32S/R) SHAFT WITH FITTED KEY, TOLERANCE N; W/O HOLDING BRAKE PROTECTION CLASS IP64; | 1690 | TEM | 1 | MC | 7.401 | 1
1FK70444CF711GA2 | SIMOTICS S SYNCHRONOUS MOTOR 1FK7-HD PN=1,2 KW; UZK=600V M0=4,5NM (100K); NN=3000RPM; NATURAL COOLING, FRAME SIZE IMB 5 (IM V1, IM V3) FLANGE 1, WITH KTY TEMPERATURESENSOR POWER CONNECTOR ROTATABLE ABSOLUTE ENCODER 32 S/R SINGLETURN, 4096 ROTATION MULTITURN, WITH ENDAT- INTERFACE (ENCODER AM32S/R) SHAFT WITH FITTED KEY, TOLERANCE N; W/O HOLDING BRAKE PROTECTION CLASS IP65, FLANGE ON DRIVE END IP67; | 1783 | TEM | 1 | MC | 7.401 | 1
1FK70444CF711GB0 | SIMOTICS S SYNCHRONOUS MOTOR 1FK7-HD PN=1,2 KW; UZK=600V M0=4,5NM (100K); NN=3000RPM; NATURAL COOLING, FRAME SIZE IMB 5 (IM V1, IM V3) FLANGE 1, WITH KTY TEMPERATURESENSOR POWER CONNECTOR ROTATABLE ABSOLUTE ENCODER 32 S/R SINGLETURN, 4096 ROTATION MULTITURN, WITH ENDAT- INTERFACE (ENCODER AM32S/R) SHAFT WITH FITTED KEY, TOLERANCE N; WITH HOLDING BRAKE PROTECTION CLASS IP64; | 1951 | TEM | 1 | MC | 7.7 | 1
1FK70444CF711GG2 | SIMOTICS S SYNCHRONOUS MOTOR 1FK7-HD PN=1,2 KW; UZK=600V M0=4,5NM (100K); NN=3000RPM; NATURAL COOLING, FRAME SIZE IMB 5 (IM V1, IM V3) FLANGE 1, WITH KTY TEMPERATURESENSOR POWER CONNECTOR ROTATABLE ABSOLUTE ENCODER 32 S/R SINGLETURN, 4096 ROTATION MULTITURN, WITH ENDAT- INTERFACE (ENCODER AM32S/R) PLAIN SHAFT, TOLERANCE N; W/O HOLDING BRAKE PROTECTION CLASS IP65, FLANGE ON DRIVE END IP67; | 1697 | TEM | 1 | MC | 7.401 | 1
1FK70444CF711KA0 | SIMOTICS S SYNCHRONOUS MOTOR 1FK7-HD PN=1,2 KW; UZK=600V M0=4,5NM (100K); NN=3000RPM; NATURAL COOLING, FRAME SIZE IMB 5 (IM V1, IM V3) FLANGE 1 POWER CONNECTOR ROTATABLE ABSOLUTE ENCODER 16BIT + 12BIT MULTITURN, WITH DRIVE-CLIQ INTERFACE (ENCODER AM16DQ) SHAFT WITH FITTED KEY, TOLERANCE N; W/O HOLDING BRAKE PROTECTION CLASS IP64; | 2009 | TEM | 1 | MC | 7.401 | 1
1FK70444CF711KA1 | SIMOTICS S SYNCHRONOUS MOTOR 1FK7-HD PN=1,2 KW; UZK=600V M0=4,5NM (100K); NN=3000RPM; NATURAL COOLING, FRAME SIZE IMB 5 (IM V1, IM V3) FLANGE 1 POWER CONNECTOR ROTATABLE ABSOLUTE ENCODER 16BIT + 12BIT MULTITURN, WITH DRIVE-CLIQ INTERFACE (ENCODER AM16DQ) SHAFT WITH FITTED KEY, TOLERANCE N; W/O HOLDING BRAKE PROTECTION CLASS IP65, | 2102 | TEM | 1 | MC | 7.401 | 1
1FK70444CF711KA2 | SIMOTICS S SYNCHRONOUS MOTOR 1FK7-HD PN=1,2 KW; UZK=600V M0=4,5NM (100K); NN=3000RPM; NATURAL COOLING, FRAME SIZE IMB 5 (IM V1, IM V3) FLANGE 1 POWER CONNECTOR ROTATABLE ABSOLUTE ENCODER 16BIT + 12BIT MULTITURN, WITH DRIVE-CLIQ INTERFACE (ENCODER AM16DQ) SHAFT WITH FITTED KEY, TOLERANCE N; W/O HOLDING BRAKE PROTECTION CLASS IP65, FLANGE ON DRIVE END IP67; | 2102 | TEM | 1 | MC | 7.401 | 1
1FK70444CF711KB0 | SIMOTICS S SYNCHRONOUS MOTOR 1FK7-HD PN=1,2 KW; UZK=600V M0=4,5NM (100K); NN=3000RPM; NATURAL COOLING, FRAME SIZE IMB 5 (IM V1, IM V3) FLANGE 1 POWER CONNECTOR ROTATABLE ABSOLUTE ENCODER 16BIT + 12BIT MULTITURN, WITH DRIVE-CLIQ INTERFACE (ENCODER AM16DQ) SHAFT WITH FITTED KEY, TOLERANCE N; WITH HOLDING BRAKE PROTECTION CLASS IP64; | 2270 | TEM | 1 | MC | 7.7 | 1
1FK70444CF711KB1 | SIMOTICS S SYNCHRONOUS MOTOR 1FK7-HD PN=1,2 KW; UZK=600V M0=4,5NM (100K); NN=3000RPM; NATURAL COOLING, FRAME SIZE IMB 5 (IM V1, IM V3) FLANGE 1 POWER CONNECTOR ROTATABLE ABSOLUTE ENCODER 16BIT + 12BIT MULTITURN, WITH DRIVE-CLIQ INTERFACE (ENCODER AM16DQ) SHAFT WITH FITTED KEY, TOLERANCE N; WITH HOLDING BRAKE PROTECTION CLASS IP65, | 2363 | TEM | 1 | MC | 7.7 | 1
1FK70444CF711KB2 | SIMOTICS S SYNCHRONOUS MOTOR 1FK7-HD PN=1,2 KW; UZK=600V M0=4,5NM (100K); NN=3000RPM; NATURAL COOLING, FRAME SIZE IMB 5 (IM V1, IM V3) FLANGE 1 POWER CONNECTOR ROTATABLE ABSOLUTE ENCODER 16BIT + 12BIT MULTITURN, WITH DRIVE-CLIQ INTERFACE (ENCODER AM16DQ) SHAFT WITH FITTED KEY, TOLERANCE N; WITH HOLDING BRAKE PROTECTION CLASS IP65, FLANGE ON DRIVE END IP67; | 2363 | TEM | 1 | MC | 7.7 | 1
1FK70444CF711KG0 | SIMOTICS S SYNCHRONOUS MOTOR 1FK7-HD PN=1,2 KW; UZK=600V M0=4,5NM (100K); NN=3000RPM; NATURAL COOLING, FRAME SIZE IMB 5 (IM V1, IM V3) FLANGE 1 POWER CONNECTOR ROTATABLE ABSOLUTE ENCODER 16BIT + 12BIT MULTITURN, WITH DRIVE-CLIQ INTERFACE (ENCODER AM16DQ) PLAIN SHAFT, TOLERANCE N; W/O HOLDING BRAKE PROTECTION CLASS IP64; | 1923 | TEM | 1 | MC | 7.401 | 1
1FK70444CF711KG1 | SIMOTICS S SYNCHRONOUS MOTOR 1FK7-HD PN=1,2 KW; UZK=600V M0=4,5NM (100K); NN=3000RPM; NATURAL COOLING, FRAME SIZE IMB 5 (IM V1, IM V3) FLANGE 1 POWER CONNECTOR ROTATABLE ABSOLUTE ENCODER 16BIT + 12BIT MULTITURN, WITH DRIVE-CLIQ INTERFACE (ENCODER AM16DQ) PLAIN SHAFT, TOLERANCE N; W/O HOLDING BRAKE PROTECTION CLASS IP65, | 2016 | TEM | 1 | MC | 7.401 | 1
1FK70444CF711KG2 | SIMOTICS S SYNCHRONOUS MOTOR 1FK7-HD PN=1,2 KW; UZK=600V M0=4,5NM (100K); NN=3000RPM; NATURAL COOLING, FRAME SIZE IMB 5 (IM V1, IM V3) FLANGE 1 POWER CONNECTOR ROTATABLE ABSOLUTE ENCODER 16BIT + 12BIT MULTITURN, WITH DRIVE-CLIQ INTERFACE (ENCODER AM16DQ) PLAIN SHAFT, TOLERANCE N; W/O HOLDING BRAKE PROTECTION CLASS IP65, FLANGE ON DRIVE END IP67; | 2016 | TEM | 1 | MC | 7.401 | 1
1FK70444CF711KH0 | SIMOTICS S SYNCHRONOUS MOTOR 1FK7-HD PN=1,2 KW; UZK=600V M0=4,5NM (100K); NN=3000RPM; NATURAL COOLING, FRAME SIZE IMB 5 (IM V1, IM V3) FLANGE 1 POWER CONNECTOR ROTATABLE ABSOLUTE ENCODER 16BIT + 12BIT MULTITURN, WITH DRIVE-CLIQ INTERFACE (ENCODER AM16DQ) PLAIN SHAFT, TOLERANCE N; WITH HOLDING BRAKE PROTECTION CLASS IP64; | 2181 | TEM | 1 | MC | 7.7 | 1
1FK70444CF711KH1 | SIMOTICS S SYNCHRONOUS MOTOR 1FK7-HD PN=1,2 KW; UZK=600V M0=4,5NM (100K); NN=3000RPM; NATURAL COOLING, FRAME SIZE IMB 5 (IM V1, IM V3) FLANGE 1 POWER CONNECTOR ROTATABLE ABSOLUTE ENCODER 16BIT + 12BIT MULTITURN, WITH DRIVE-CLIQ INTERFACE (ENCODER AM16DQ) PLAIN SHAFT, TOLERANCE N; WITH HOLDING BRAKE PROTECTION CLASS IP65, | 2275 | TEM | 1 | MC | 7.7 | 1
1FK70444CF711KH2 | SIMOTICS S SYNCHRONOUS MOTOR 1FK7-HD PN=1,2 KW; UZK=600V M0=4,5NM (100K); NN=3000RPM; NATURAL COOLING, FRAME SIZE IMB 5 (IM V1, IM V3) FLANGE 1 POWER CONNECTOR ROTATABLE ABSOLUTE ENCODER 16BIT + 12BIT MULTITURN, WITH DRIVE-CLIQ INTERFACE (ENCODER AM16DQ) PLAIN SHAFT, TOLERANCE N; WITH HOLDING BRAKE PROTECTION CLASS IP65, FLANGE ON DRIVE END IP67; | 2275 | TEM | 1 | MC | 7.7 | 1
1FK70444CF711PA0 | SIMOTICS S SYNCHRONOUS MOTOR 1FK7-HD PN=1,2 KW; UZK=600V M0=4,5NM (100K); NN=3000RPM; NATURAL COOLING, FRAME SIZE IMB 5 (IM V1, IM V3) FLANGE 1 POWER CONNECTOR ROTATABLE RESOLVER 2-POLE, WITH DRIVE CLIQ-INTERFACE SHAFT WITH FITTED KEY, TOLERANCE N; W/O HOLDING BRAKE PROTECTION CLASS IP64; | 1491 | TEM | 1 | MC | 7.501 | 1
1FK70444CF711PA1 | SIMOTICS S SYNCHRONOUS MOTOR 1FK7-HD PN=1,2 KW; UZK=600V M0=4,5NM (100K); NN=3000RPM; NATURAL COOLING, FRAME SIZE IMB 5 (IM V1, IM V3) FLANGE 1 POWER CONNECTOR ROTATABLE RESOLVER 2-POLE, WITH DRIVE CLIQ-INTERFACE SHAFT WITH FITTED KEY, TOLERANCE N; W/O HOLDING BRAKE PROTECTION CLASS IP65, | 1584 | TEM | 1 | MC | 7.501 | 1
1FK70444CF711PA2 | SIMOTICS S SYNCHRONOUS MOTOR 1FK7-HD PN=1,2 KW; UZK=600V M0=4,5NM (100K); NN=3000RPM; NATURAL COOLING, FRAME SIZE IMB 5 (IM V1, IM V3) FLANGE 1 POWER CONNECTOR ROTATABLE RESOLVER 2-POLE, WITH DRIVE CLIQ-INTERFACE SHAFT WITH FITTED KEY, TOLERANCE N; W/O HOLDING BRAKE PROTECTION CLASS IP65, FLANGE ON DRIVE END IP67; | 1584 | TEM | 1 | MC | 7.501 | 1
1FK70444CF711PB0 | SIMOTICS S SYNCHRONOUS MOTOR 1FK7-HD PN=1,2 KW; UZK=600V M0=4,5NM (100K); NN=3000RPM; NATURAL COOLING, FRAME SIZE IMB 5 (IM V1, IM V3) FLANGE 1 POWER CONNECTOR ROTATABLE RESOLVER 2-POLE, WITH DRIVE CLIQ-INTERFACE SHAFT WITH FITTED KEY, TOLERANCE N; WITH HOLDING BRAKE PROTECTION CLASS IP64; | 1752 | TEM | 1 | MC | 7.8 | 1
1FK70444CF711PB1 | SIMOTICS S SYNCHRONOUS MOTOR 1FK7-HD PN=1,2 KW; UZK=600V M0=4,5NM (100K); NN=3000RPM; NATURAL COOLING, FRAME SIZE IMB 5 (IM V1, IM V3) FLANGE 1 POWER CONNECTOR ROTATABLE RESOLVER 2-POLE, WITH DRIVE CLIQ-INTERFACE SHAFT WITH FITTED KEY, TOLERANCE N; WITH HOLDING BRAKE PROTECTION CLASS IP65, | 1845 | TEM | 1 | MC | 7.8 | 1
1FK70444CF711PB2 | SIMOTICS S SYNCHRONOUS MOTOR 1FK7-HD PN=1,2 KW; UZK=600V M0=4,5NM (100K); NN=3000RPM; NATURAL COOLING, FRAME SIZE IMB 5 (IM V1, IM V3) FLANGE 1 POWER CONNECTOR ROTATABLE RESOLVER 2-POLE, WITH DRIVE CLIQ-INTERFACE SHAFT WITH FITTED KEY, TOLERANCE N; WITH HOLDING BRAKE PROTECTION CLASS IP65, FLANGE ON DRIVE END IP67; | 1845 | TEM | 1 | MC | 7.8 | 1
1FK70444CF711PG0 | SIMOTICS S SYNCHRONOUS MOTOR 1FK7-HD PN=1,2 KW; UZK=600V M0=4,5NM (100K); NN=3000RPM; NATURAL COOLING, FRAME SIZE IMB 5 (IM V1, IM V3) FLANGE 1 POWER CONNECTOR ROTATABLE RESOLVER 2-POLE, WITH DRIVE CLIQ-INTERFACE PLAIN SHAFT, TOLERANCE N; W/O HOLDING BRAKE PROTECTION CLASS IP64; | 1405 | TEM | 1 | MC | 7.501 | 1
1FK70444CF711PG1 | SIMOTICS S SYNCHRONOUS MOTOR 1FK7-HD PN=1,2 KW; UZK=600V M0=4,5NM (100K); NN=3000RPM; NATURAL COOLING, FRAME SIZE IMB 5 (IM V1, IM V3) FLANGE 1 POWER CONNECTOR ROTATABLE RESOLVER 2-POLE, WITH DRIVE CLIQ-INTERFACE PLAIN SHAFT, TOLERANCE N; W/O HOLDING BRAKE PROTECTION CLASS IP65, | 1498 | TEM | 1 | MC | 7.501 | 1
1FK70444CF711PG2 | SIMOTICS S SYNCHRONOUS MOTOR 1FK7-HD PN=1,2 KW; UZK=600V M0=4,5NM (100K); NN=3000RPM; NATURAL COOLING, FRAME SIZE IMB 5 (IM V1, IM V3) FLANGE 1 POWER CONNECTOR ROTATABLE RESOLVER 2-POLE, WITH DRIVE CLIQ-INTERFACE PLAIN SHAFT, TOLERANCE N; W/O HOLDING BRAKE PROTECTION CLASS IP65, FLANGE ON DRIVE END IP67; | 1498 | TEM | 1 | MC | 7.501 | 1
1FK70444CF711PH0 | SIMOTICS S SYNCHRONOUS MOTOR 1FK7-HD PN=1,2 KW; UZK=600V M0=4,5NM (100K); NN=3000RPM; NATURAL COOLING, FRAME SIZE IMB 5 (IM V1, IM V3) FLANGE 1 POWER CONNECTOR ROTATABLE RESOLVER 2-POLE, WITH DRIVE CLIQ-INTERFACE PLAIN SHAFT, TOLERANCE N; WITH HOLDING BRAKE PROTECTION CLASS IP64; | 1663 | TEM | 1 | MC | 7.8 | 1
1FK70444CF711PH1 | SIMOTICS S SYNCHRONOUS MOTOR 1FK7-HD PN=1,2 KW; UZK=600V M0=4,5NM (100K); NN=3000RPM; NATURAL COOLING, FRAME SIZE IMB 5 (IM V1, IM V3) FLANGE 1 POWER CONNECTOR ROTATABLE RESOLVER 2-POLE, WITH DRIVE CLIQ-INTERFACE PLAIN SHAFT, TOLERANCE N; WITH HOLDING BRAKE PROTECTION CLASS IP65, | 1757 | TEM | 1 | MC | 7.8 | 1
1FK70444CF711PH2 | SIMOTICS S SYNCHRONOUS MOTOR 1FK7-HD PN=1,2 KW; UZK=600V M0=4,5NM (100K); NN=3000RPM; NATURAL COOLING, FRAME SIZE IMB 5 (IM V1, IM V3) FLANGE 1 POWER CONNECTOR ROTATABLE RESOLVER 2-POLE, WITH DRIVE CLIQ-INTERFACE PLAIN SHAFT, TOLERANCE N; WITH HOLDING BRAKE PROTECTION CLASS IP65, FLANGE ON DRIVE END IP67; | 1757 | TEM | 1 | MC | 7.8 | 1
1FK70444CF711QA0 | SIMOTICS S SYNCHRONOUS MOTOR 1FK7-HD PN=1,2 KW; UZK=600V M0=4,5NM (100K); NN=3000RPM; NATURAL COOLING, FRAME SIZE IMB 5 (IM V1, IM V3) FLANGE 1 POWER CONNECTOR ROTATABLE ABSOLUTE ENCODER SINGLETURN 20 BIT WITH DRIVE-CLIQ INTERFACE (ENCODER AS20DQI) SHAFT WITH FITTED KEY, TOLERANCE N; W/O HOLDING BRAKE PROTECTION CLASS IP64; | 1594 | TEM | 1 | MC | 7.401 | 1
1FK70444CF711QA1 | SIMOTICS S SYNCHRONOUS MOTOR 1FK7-HD PN=1,2 KW; UZK=600V M0=4,5NM (100K); NN=3000RPM; NATURAL COOLING, FRAME SIZE IMB 5 (IM V1, IM V3) FLANGE 1 POWER CONNECTOR ROTATABLE ABSOLUTE ENCODER SINGLETURN 20 BIT WITH DRIVE-CLIQ INTERFACE (ENCODER AS20DQI) SHAFT WITH FITTED KEY, TOLERANCE N; W/O HOLDING BRAKE PROTECTION CLASS IP65, | 1687 | TEM | 1 | MC | 7.401 | 1
1FK70444CF711QA2 | SIMOTICS S SYNCHRONOUS MOTOR 1FK7-HD PN=1,2 KW; UZK=600V M0=4,5NM (100K); NN=3000RPM; NATURAL COOLING, FRAME SIZE IMB 5 (IM V1, IM V3) FLANGE 1 POWER CONNECTOR ROTATABLE ABSOLUTE ENCODER SINGLETURN 20 BIT WITH DRIVE-CLIQ INTERFACE (ENCODER AS20DQI) SHAFT WITH FITTED KEY, TOLERANCE N; W/O HOLDING BRAKE PROTECTION CLASS IP65, FLANGE ON DRIVE END IP67; | 1687 | TEM | 1 | MC | 7.401 | 1
1FK70444CF711QB0 | SIMOTICS S SYNCHRONOUS MOTOR 1FK7-HD PN=1,2 KW; UZK=600V M0=4,5NM (100K); NN=3000RPM; NATURAL COOLING, FRAME SIZE IMB 5 (IM V1, IM V3) FLANGE 1 POWER CONNECTOR ROTATABLE ABSOLUTE ENCODER SINGLETURN 20 BIT WITH DRIVE-CLIQ INTERFACE (ENCODER AS20DQI) SHAFT WITH FITTED KEY, TOLERANCE N; WITH HOLDING BRAKE PROTECTION CLASS IP64; | 1855 | TEM | 1 | MC | 7.7 | 1
1FK70444CF711QB1 | SIMOTICS S SYNCHRONOUS MOTOR 1FK7-HD PN=1,2 KW; UZK=600V M0=4,5NM (100K); NN=3000RPM; NATURAL COOLING, FRAME SIZE IMB 5 (IM V1, IM V3) FLANGE 1 POWER CONNECTOR ROTATABLE ABSOLUTE ENCODER SINGLETURN 20 BIT WITH DRIVE-CLIQ INTERFACE (ENCODER AS20DQI) SHAFT WITH FITTED KEY, TOLERANCE N; WITH HOLDING BRAKE PROTECTION CLASS IP65, | 1948 | TEM | 1 | MC | 7.7 | 1
1FK70444CF711QB2 | SIMOTICS S SYNCHRONOUS MOTOR 1FK7-HD PN=1,2 KW; UZK=600V M0=4,5NM (100K); NN=3000RPM; NATURAL COOLING, FRAME SIZE IMB 5 (IM V1, IM V3) FLANGE 1 POWER CONNECTOR ROTATABLE ABSOLUTE ENCODER SINGLETURN 20 BIT WITH DRIVE-CLIQ INTERFACE (ENCODER AS20DQI) SHAFT WITH FITTED KEY, TOLERANCE N; WITH HOLDING BRAKE PROTECTION CLASS IP65, FLANGE ON DRIVE END IP67; | 1948 | TEM | 1 | MC | 7.7 | 1
1FK70444CF711QG0 | SIMOTICS S SYNCHRONOUS MOTOR 1FK7-HD PN=1,2 KW; UZK=600V M0=4,5NM (100K); NN=3000RPM; NATURAL COOLING, FRAME SIZE IMB 5 (IM V1, IM V3) FLANGE 1 POWER CONNECTOR ROTATABLE ABSOLUTE ENCODER SINGLETURN 20 BIT WITH DRIVE-CLIQ INTERFACE (ENCODER AS20DQI) PLAIN SHAFT, TOLERANCE N; W/O HOLDING BRAKE PROTECTION CLASS IP64; | 1508 | TEM | 1 | MC | 7.401 | 1
1FK70444CF711QG1 | SIMOTICS S SYNCHRONOUS MOTOR 1FK7-HD PN=1,2 KW; UZK=600V M0=4,5NM (100K); NN=3000RPM; NATURAL COOLING, FRAME SIZE IMB 5 (IM V1, IM V3) FLANGE 1 POWER CONNECTOR ROTATABLE ABSOLUTE ENCODER SINGLETURN 20 BIT WITH DRIVE-CLIQ INTERFACE (ENCODER AS20DQI) PLAIN SHAFT, TOLERANCE N; W/O HOLDING BRAKE PROTECTION CLASS IP65, | 1601 | TEM | 1 | MC | 7.401 | 1
1FK70444CF711QG2 | SIMOTICS S SYNCHRONOUS MOTOR 1FK7-HD PN=1,2 KW; UZK=600V M0=4,5NM (100K); NN=3000RPM; NATURAL COOLING, FRAME SIZE IMB 5 (IM V1, IM V3) FLANGE 1 POWER CONNECTOR ROTATABLE ABSOLUTE ENCODER SINGLETURN 20 BIT WITH DRIVE-CLIQ INTERFACE (ENCODER AS20DQI) PLAIN SHAFT, TOLERANCE N; W/O HOLDING BRAKE PROTECTION CLASS IP65, FLANGE ON DRIVE END IP67; | 1601 | TEM | 1 | MC | 7.401 | 1
1FK70444CF711QH0 | SIMOTICS S SYNCHRONOUS MOTOR 1FK7-HD PN=1,2 KW; UZK=600V M0=4,5NM (100K); NN=3000RPM; NATURAL COOLING, FRAME SIZE IMB 5 (IM V1, IM V3) FLANGE 1 POWER CONNECTOR ROTATABLE ABSOLUTE ENCODER SINGLETURN 20 BIT WITH DRIVE-CLIQ INTERFACE (ENCODER AS20DQI) PLAIN SHAFT, TOLERANCE N; WITH HOLDING BRAKE PROTECTION CLASS IP64; | 1766 | TEM | 1 | MC | 7.7 | 1
1FK70444CF711QH1 | SIMOTICS S SYNCHRONOUS MOTOR 1FK7-HD PN=1,2 KW; UZK=600V M0=4,5NM (100K); NN=3000RPM; NATURAL COOLING, FRAME SIZE IMB 5 (IM V1, IM V3) FLANGE 1 POWER CONNECTOR ROTATABLE ABSOLUTE ENCODER SINGLETURN 20 BIT WITH DRIVE-CLIQ INTERFACE (ENCODER AS20DQI) PLAIN SHAFT, TOLERANCE N; WITH HOLDING BRAKE PROTECTION CLASS IP65, | 1860 | TEM | 1 | MC | 7.7 | 1
1FK70444CF711QH2 | SIMOTICS S SYNCHRONOUS MOTOR 1FK7-HD PN=1,2 KW; UZK=600V M0=4,5NM (100K); NN=3000RPM; NATURAL COOLING, FRAME SIZE IMB 5 (IM V1, IM V3) FLANGE 1 POWER CONNECTOR ROTATABLE ABSOLUTE ENCODER SINGLETURN 20 BIT WITH DRIVE-CLIQ INTERFACE (ENCODER AS20DQI) PLAIN SHAFT, TOLERANCE N; WITH HOLDING BRAKE PROTECTION CLASS IP65, FLANGE ON DRIVE END IP67; | 1860 | TEM | 1 | MC | 7.7 | 1
1FK70444CF711RA0 | SIMOTICS S SYNCHRONOUS MOTOR 1FK7-HD PN=1,2 KW; UZK=600V M0=4,5NM (100K); NN=3000RPM; NATURAL COOLING, FRAME SIZE IMB 5 (IM V1, IM V3) FLANGE 1 POWER CONNECTOR ROTATABLE ABSOLUTE ENCODER 20 BIT + 12 BIT MULTITURN WITH DRIVE-CLIQ INTERFACE (ENCODER AM20DQI) SHAFT WITH FITTED KEY, TOLERANCE N; W/O HOLDING BRAKE PROTECTION CLASS IP64; | 1968 | TEM | 1 | MC | 7.401 | 1
1FK70444CF711RA1 | SIMOTICS S SYNCHRONOUS MOTOR 1FK7-HD PN=1,2 KW; UZK=600V M0=4,5NM (100K); NN=3000RPM; NATURAL COOLING, FRAME SIZE IMB 5 (IM V1, IM V3) FLANGE 1 POWER CONNECTOR ROTATABLE ABSOLUTE ENCODER 20 BIT + 12 BIT MULTITURN WITH DRIVE-CLIQ INTERFACE (ENCODER AM20DQI) SHAFT WITH FITTED KEY, TOLERANCE N; W/O HOLDING BRAKE PROTECTION CLASS IP65, | 2062 | TEM | 1 | MC | 7.401 | 1
1FK70444CF711RA2 | SIMOTICS S SYNCHRONOUS MOTOR 1FK7-HD PN=1,2 KW; UZK=600V M0=4,5NM (100K); NN=3000RPM; NATURAL COOLING, FRAME SIZE IMB 5 (IM V1, IM V3) FLANGE 1 POWER CONNECTOR ROTATABLE ABSOLUTE ENCODER 20 BIT + 12 BIT MULTITURN WITH DRIVE-CLIQ INTERFACE (ENCODER AM20DQI) SHAFT WITH FITTED KEY, TOLERANCE N; W/O HOLDING BRAKE PROTECTION CLASS IP65, FLANGE ON DRIVE END IP67; | 2062 | TEM | 1 | MC | 7.401 | 1
1FK70444CF711RB0 | SIMOTICS S SYNCHRONOUS MOTOR 1FK7-HD PN=1,2 KW; UZK=600V M0=4,5NM (100K); NN=3000RPM; NATURAL COOLING, FRAME SIZE IMB 5 (IM V1, IM V3) FLANGE 1 POWER CONNECTOR ROTATABLE ABSOLUTE ENCODER 20 BIT + 12 BIT MULTITURN WITH DRIVE-CLIQ INTERFACE (ENCODER AM20DQI) SHAFT WITH FITTED KEY, TOLERANCE N; WITH HOLDING BRAKE PROTECTION CLASS IP64; | 2229 | TEM | 1 | MC | 7.7 | 1
1FK70444CF711RB1 | SIMOTICS S SYNCHRONOUS MOTOR 1FK7-HD PN=1,2 KW; UZK=600V M0=4,5NM (100K); NN=3000RPM; NATURAL COOLING, FRAME SIZE IMB 5 (IM V1, IM V3) FLANGE 1 POWER CONNECTOR ROTATABLE ABSOLUTE ENCODER 20 BIT + 12 BIT MULTITURN WITH DRIVE-CLIQ INTERFACE (ENCODER AM20DQI) SHAFT WITH FITTED KEY, TOLERANCE N; WITH HOLDING BRAKE PROTECTION CLASS IP65, | 2322 | TEM | 1 | MC | 7.7 | 1
1FK70444CF711RB2 | SIMOTICS S SYNCHRONOUS MOTOR 1FK7-HD PN=1,2 KW; UZK=600V M0=4,5NM (100K); NN=3000RPM; NATURAL COOLING, FRAME SIZE IMB 5 (IM V1, IM V3) FLANGE 1 POWER CONNECTOR ROTATABLE ABSOLUTE ENCODER 20 BIT + 12 BIT MULTITURN WITH DRIVE-CLIQ INTERFACE (ENCODER AM20DQI) SHAFT WITH FITTED KEY, TOLERANCE N; WITH HOLDING BRAKE PROTECTION CLASS IP65, FLANGE ON DRIVE END IP67; | 2322 | TEM | 1 | MC | 7.7 | 1
1FK70444CF711RG0 | SIMOTICS S SYNCHRONOUS MOTOR 1FK7-HD PN=1,2 KW; UZK=600V M0=4,5NM (100K); NN=3000RPM; NATURAL COOLING, FRAME SIZE IMB 5 (IM V1, IM V3) FLANGE 1 POWER CONNECTOR ROTATABLE ABSOLUTE ENCODER 20 BIT + 12 BIT MULTITURN WITH DRIVE-CLIQ INTERFACE (ENCODER AM20DQI) PLAIN SHAFT, TOLERANCE N; W/O HOLDING BRAKE PROTECTION CLASS IP64; | 1882 | TEM | 1 | MC | 7.401 | 1
1FK70444CF711RG1 | SIMOTICS S SYNCHRONOUS MOTOR 1FK7-HD PN=1,2 KW; UZK=600V M0=4,5NM (100K); NN=3000RPM; NATURAL COOLING, FRAME SIZE IMB 5 (IM V1, IM V3) FLANGE 1 POWER CONNECTOR ROTATABLE ABSOLUTE ENCODER 20 BIT + 12 BIT MULTITURN WITH DRIVE-CLIQ INTERFACE (ENCODER AM20DQI) PLAIN SHAFT, TOLERANCE N; W/O HOLDING BRAKE PROTECTION CLASS IP65, | 1975 | TEM | 1 | MC | 7.401 | 1
1FK70444CF711RG2 | SIMOTICS S SYNCHRONOUS MOTOR 1FK7-HD PN=1,2 KW; UZK=600V M0=4,5NM (100K); NN=3000RPM; NATURAL COOLING, FRAME SIZE IMB 5 (IM V1, IM V3) FLANGE 1 POWER CONNECTOR ROTATABLE ABSOLUTE ENCODER 20 BIT + 12 BIT MULTITURN WITH DRIVE-CLIQ INTERFACE (ENCODER AM20DQI) PLAIN SHAFT, TOLERANCE N; W/O HOLDING BRAKE PROTECTION CLASS IP65, FLANGE ON DRIVE END IP67; | 1975 | TEM | 1 | MC | 7.401 | 1
1FK70444CF711RH0 | SIMOTICS S SYNCHRONOUS MOTOR 1FK7-HD PN=1,2 KW; UZK=600V M0=4,5NM (100K); NN=3000RPM; NATURAL COOLING, FRAME SIZE IMB 5 (IM V1, IM V3) FLANGE 1 POWER CONNECTOR ROTATABLE ABSOLUTE ENCODER 20 BIT + 12 BIT MULTITURN WITH DRIVE-CLIQ INTERFACE (ENCODER AM20DQI) PLAIN SHAFT, TOLERANCE N; WITH HOLDING BRAKE PROTECTION CLASS IP64; | 2140 | TEM | 1 | MC | 7.7 | 1
1FK70444CF711RH1 | SIMOTICS S SYNCHRONOUS MOTOR 1FK7-HD PN=1,2 KW; UZK=600V M0=4,5NM (100K); NN=3000RPM; NATURAL COOLING, FRAME SIZE IMB 5 (IM V1, IM V3) FLANGE 1 POWER CONNECTOR ROTATABLE ABSOLUTE ENCODER 20 BIT + 12 BIT MULTITURN WITH DRIVE-CLIQ INTERFACE (ENCODER AM20DQI) PLAIN SHAFT, TOLERANCE N; WITH HOLDING BRAKE PROTECTION CLASS IP65, | 2234 | TEM | 1 | MC | 7.7 | 1
1FK70444CF711RH2 | SIMOTICS S SYNCHRONOUS MOTOR 1FK7-HD PN=1,2 KW; UZK=600V M0=4,5NM (100K); NN=3000RPM; NATURAL COOLING, FRAME SIZE IMB 5 (IM V1, IM V3) FLANGE 1 POWER CONNECTOR ROTATABLE ABSOLUTE ENCODER 20 BIT + 12 BIT MULTITURN WITH DRIVE-CLIQ INTERFACE (ENCODER AM20DQI) PLAIN SHAFT, TOLERANCE N; WITH HOLDING BRAKE PROTECTION CLASS IP65, FLANGE ON DRIVE END IP67; | 2234 | TEM | 1 | MC | 7.7 | 1
1FK70444CF711SA0 | SIMOTICS S SYNCHRONOUS MOTOR 1FK7-HD PN=1,2 KW; UZK=600V M0=4,5NM (100K); NN=3000RPM; NATURAL COOLING, FRAME SIZE IMB 5 (IM V1, IM V3) FLANGE 1, WITH KTY TEMPERATURESENSOR POWER CONNECTOR ROTATABLE RESOLVER MULTI-POLE (RESOLVER P=3); SHAFT WITH FITTED KEY, TOLERANCE N; W/O HOLDING BRAKE PROTECTION CLASS IP64; | 1250 | TEM | 1 | MC | 7.402 | 1
1FK70444CF711SA1 | SIMOTICS S SYNCHRONOUS MOTOR 1FK7-HD PN=1,2 KW; UZK=600V M0=4,5NM (100K); NN=3000RPM; NATURAL COOLING, FRAME SIZE IMB 5 (IM V1, IM V3) FLANGE 1, WITH KTY TEMPERATURESENSOR POWER CONNECTOR ROTATABLE RESOLVER MULTI-POLE (RESOLVER P=3); SHAFT WITH FITTED KEY, TOLERANCE N; W/O HOLDING BRAKE PROTECTION CLASS IP65, | 1343 | TEM | 1 | MC | 7.402 | 1
1FK70444CF711SA2 | SIMOTICS S SYNCHRONOUS MOTOR 1FK7-HD PN=1,2 KW; UZK=600V M0=4,5NM (100K); NN=3000RPM; NATURAL COOLING, FRAME SIZE IMB 5 (IM V1, IM V3) FLANGE 1, WITH KTY TEMPERATURESENSOR POWER CONNECTOR ROTATABLE RESOLVER MULTI-POLE (RESOLVER P=3); SHAFT WITH FITTED KEY, TOLERANCE N; W/O HOLDING BRAKE PROTECTION CLASS IP65, FLANGE ON DRIVE END IP67; | 1343 | TEM | 1 | MC | 7.402 | 1
1FK70444CF711SB0 | SIMOTICS S SYNCHRONOUS MOTOR 1FK7-HD PN=1,2 KW; UZK=600V M0=4,5NM (100K); NN=3000RPM; NATURAL COOLING, FRAME SIZE IMB 5 (IM V1, IM V3) FLANGE 1, WITH KTY TEMPERATURESENSOR POWER CONNECTOR ROTATABLE RESOLVER MULTI-POLE (RESOLVER P=3); SHAFT WITH FITTED KEY, TOLERANCE N; WITH HOLDING BRAKE PROTECTION CLASS IP64; | 1511 | TEM | 1 | MC | 7.701 | 1
1FK70444CF711SB1 | SIMOTICS S SYNCHRONOUS MOTOR 1FK7-HD PN=1,2 KW; UZK=600V M0=4,5NM (100K); NN=3000RPM; NATURAL COOLING, FRAME SIZE IMB 5 (IM V1, IM V3) FLANGE 1, WITH KTY TEMPERATURESENSOR POWER CONNECTOR ROTATABLE RESOLVER MULTI-POLE (RESOLVER P=3); SHAFT WITH FITTED KEY, TOLERANCE N; WITH HOLDING BRAKE PROTECTION CLASS IP65, | 1604 | TEM | 1 | MC | 7.701 | 1
1FK70444CF711SB2 | SIMOTICS S SYNCHRONOUS MOTOR 1FK7-HD PN=1,2 KW; UZK=600V M0=4,5NM (100K); NN=3000RPM; NATURAL COOLING, FRAME SIZE IMB 5 (IM V1, IM V3) FLANGE 1, WITH KTY TEMPERATURESENSOR POWER CONNECTOR ROTATABLE RESOLVER MULTI-POLE (RESOLVER P=3); SHAFT WITH FITTED KEY, TOLERANCE N; WITH HOLDING BRAKE PROTECTION CLASS IP65, FLANGE ON DRIVE END IP67; | 1604 | TEM | 1 | MC | 7.701 | 1
1FK70444CF711SG0 | SIMOTICS S SYNCHRONOUS MOTOR 1FK7-HD PN=1,2 KW; UZK=600V M0=4,5NM (100K); NN=3000RPM; NATURAL COOLING, FRAME SIZE IMB 5 (IM V1, IM V3) FLANGE 1, WITH KTY TEMPERATURESENSOR POWER CONNECTOR ROTATABLE RESOLVER MULTI-POLE (RESOLVER P=3); PLAIN SHAFT, TOLERANCE N; W/O HOLDING BRAKE PROTECTION CLASS IP64; | 1164 | TEM | 1 | MC | 7.402 | 1
1FK70444CF711SG1 | SIMOTICS S SYNCHRONOUS MOTOR 1FK7-HD PN=1,2 KW; UZK=600V M0=4,5NM (100K); NN=3000RPM; NATURAL COOLING, FRAME SIZE IMB 5 (IM V1, IM V3) FLANGE 1, WITH KTY TEMPERATURESENSOR POWER CONNECTOR ROTATABLE RESOLVER MULTI-POLE (RESOLVER P=3); PLAIN SHAFT, TOLERANCE N; W/O HOLDING BRAKE PROTECTION CLASS IP65, | 1257 | TEM | 1 | MC | 7.402 | 1
1FK70444CF711SG2 | SIMOTICS S SYNCHRONOUS MOTOR 1FK7-HD PN=1,2 KW; UZK=600V M0=4,5NM (100K); NN=3000RPM; NATURAL COOLING, FRAME SIZE IMB 5 (IM V1, IM V3) FLANGE 1, WITH KTY TEMPERATURESENSOR POWER CONNECTOR ROTATABLE RESOLVER MULTI-POLE (RESOLVER P=3); PLAIN SHAFT, TOLERANCE N; W/O HOLDING BRAKE PROTECTION CLASS IP65, FLANGE ON DRIVE END IP67; | 1257 | TEM | 1 | MC | 7.402 | 1
1FK70444CF711SH0 | SIMOTICS S SYNCHRONOUS MOTOR 1FK7-HD PN=1,2 KW; UZK=600V M0=4,5NM (100K); NN=3000RPM; NATURAL COOLING, FRAME SIZE IMB 5 (IM V1, IM V3) FLANGE 1, WITH KTY TEMPERATURESENSOR POWER CONNECTOR ROTATABLE RESOLVER MULTI-POLE (RESOLVER P=3); PLAIN SHAFT, TOLERANCE N; WITH HOLDING BRAKE PROTECTION CLASS IP64; | 1422 | TEM | 1 | MC | 7.701 | 1
1FK70444CF711SH1 | SIMOTICS S SYNCHRONOUS MOTOR 1FK7-HD PN=1,2 KW; UZK=600V M0=4,5NM (100K); NN=3000RPM; NATURAL COOLING, FRAME SIZE IMB 5 (IM V1, IM V3) FLANGE 1, WITH KTY TEMPERATURESENSOR POWER CONNECTOR ROTATABLE RESOLVER MULTI-POLE (RESOLVER P=3); PLAIN SHAFT, TOLERANCE N; WITH HOLDING BRAKE PROTECTION CLASS IP65, | 1516 | TEM | 1 | MC | 7.701 | 1
1FK70444CF711SH2 | SIMOTICS S SYNCHRONOUS MOTOR 1FK7-HD PN=1,2 KW; UZK=600V M0=4,5NM (100K); NN=3000RPM; NATURAL COOLING, FRAME SIZE IMB 5 (IM V1, IM V3) FLANGE 1, WITH KTY TEMPERATURESENSOR POWER CONNECTOR ROTATABLE RESOLVER MULTI-POLE (RESOLVER P=3); PLAIN SHAFT, TOLERANCE N; WITH HOLDING BRAKE PROTECTION CLASS IP65, FLANGE ON DRIVE END IP67; | 1516 | TEM | 1 | MC | 7.701 | 1
1FK70444CF711TA0 | SIMOTICS S SYNCHRONOUS MOTOR 1FK7-HD PN=1,2 KW; UZK=600V M0=4,5NM (100K); NN=3000RPM; NATURAL COOLING, FRAME SIZE IMB 5 (IM V1, IM V3) FLANGE 1, WITH KTY TEMPERATURESENSOR POWER CONNECTOR ROTATABLE RESOLVER 2-POLE (RESOLVER P=1); SHAFT WITH FITTED KEY, TOLERANCE N; W/O HOLDING BRAKE PROTECTION CLASS IP64; | 1250 | TEM | 1 | MC | 7.402 | 1
1FK70444CF711TA1 | SIMOTICS S SYNCHRONOUS MOTOR 1FK7-HD PN=1,2 KW; UZK=600V M0=4,5NM (100K); NN=3000RPM; NATURAL COOLING, FRAME SIZE IMB 5 (IM V1, IM V3) FLANGE 1, WITH KTY TEMPERATURESENSOR POWER CONNECTOR ROTATABLE RESOLVER 2-POLE (RESOLVER P=1); SHAFT WITH FITTED KEY, TOLERANCE N; W/O HOLDING BRAKE PROTECTION CLASS IP65, | 1343 | TEM | 1 | MC | 7.402 | 1
1FK70444CF711TA2 | SIMOTICS S SYNCHRONOUS MOTOR 1FK7-HD PN=1,2 KW; UZK=600V M0=4,5NM (100K); NN=3000RPM; NATURAL COOLING, FRAME SIZE IMB 5 (IM V1, IM V3) FLANGE 1, WITH KTY TEMPERATURESENSOR POWER CONNECTOR ROTATABLE RESOLVER 2-POLE (RESOLVER P=1); SHAFT WITH FITTED KEY, TOLERANCE N; W/O HOLDING BRAKE PROTECTION CLASS IP65, FLANGE ON DRIVE END IP67; | 1343 | TEM | 1 | MC | 7.402 | 1
1FK70444CF711TB0 | SIMOTICS S SYNCHRONOUS MOTOR 1FK7-HD PN=1,2 KW; UZK=600V M0=4,5NM (100K); NN=3000RPM; NATURAL COOLING, FRAME SIZE IMB 5 (IM V1, IM V3) FLANGE 1, WITH KTY TEMPERATURESENSOR POWER CONNECTOR ROTATABLE RESOLVER 2-POLE (RESOLVER P=1); SHAFT WITH FITTED KEY, TOLERANCE N; WITH HOLDING BRAKE PROTECTION CLASS IP64; | 1511 | TEM | 1 | MC | 7.701 | 1
1FK70444CF711TB1 | SIMOTICS S SYNCHRONOUS MOTOR 1FK7-HD PN=1,2 KW; UZK=600V M0=4,5NM (100K); NN=3000RPM; NATURAL COOLING, FRAME SIZE IMB 5 (IM V1, IM V3) FLANGE 1, WITH KTY TEMPERATURESENSOR POWER CONNECTOR ROTATABLE RESOLVER 2-POLE (RESOLVER P=1); SHAFT WITH FITTED KEY, TOLERANCE N; WITH HOLDING BRAKE PROTECTION CLASS IP65, | 1604 | TEM | 1 | MC | 7.701 | 1
1FK70444CF711TB2 | SIMOTICS S SYNCHRONOUS MOTOR 1FK7-HD PN=1,2 KW; UZK=600V M0=4,5NM (100K); NN=3000RPM; NATURAL COOLING, FRAME SIZE IMB 5 (IM V1, IM V3) FLANGE 1, WITH KTY TEMPERATURESENSOR POWER CONNECTOR ROTATABLE RESOLVER 2-POLE (RESOLVER P=1); SHAFT WITH FITTED KEY, TOLERANCE N; WITH HOLDING BRAKE PROTECTION CLASS IP65, FLANGE ON DRIVE END IP67; | 1604 | TEM | 1 | MC | 7.701 | 1
1FK70444CF711TG0 | SIMOTICS S SYNCHRONOUS MOTOR 1FK7-HD PN=1,2 KW; UZK=600V M0=4,5NM (100K); NN=3000RPM; NATURAL COOLING, FRAME SIZE IMB 5 (IM V1, IM V3) FLANGE 1, WITH KTY TEMPERATURESENSOR POWER CONNECTOR ROTATABLE RESOLVER 2-POLE (RESOLVER P=1); PLAIN SHAFT, TOLERANCE N; W/O HOLDING BRAKE PROTECTION CLASS IP64; | 1164 | TEM | 1 | MC | 7.402 | 1
1FK70444CF711TG1 | SIMOTICS S SYNCHRONOUS MOTOR 1FK7-HD PN=1,2 KW; UZK=600V M0=4,5NM (100K); NN=3000RPM; NATURAL COOLING, FRAME SIZE IMB 5 (IM V1, IM V3) FLANGE 1, WITH KTY TEMPERATURESENSOR POWER CONNECTOR ROTATABLE RESOLVER 2-POLE (RESOLVER P=1); PLAIN SHAFT, TOLERANCE N; W/O HOLDING BRAKE PROTECTION CLASS IP65, | 1257 | TEM | 1 | MC | 7.402 | 1
1FK70444CF711TG2 | SIMOTICS S SYNCHRONOUS MOTOR 1FK7-HD PN=1,2 KW; UZK=600V M0=4,5NM (100K); NN=3000RPM; NATURAL COOLING, FRAME SIZE IMB 5 (IM V1, IM V3) FLANGE 1, WITH KTY TEMPERATURESENSOR POWER CONNECTOR ROTATABLE RESOLVER 2-POLE (RESOLVER P=1); PLAIN SHAFT, TOLERANCE N; W/O HOLDING BRAKE PROTECTION CLASS IP65, FLANGE ON DRIVE END IP67; | 1257 | TEM | 1 | MC | 7.402 | 1
1FK70444CF711TH0 | SIMOTICS S SYNCHRONOUS MOTOR 1FK7-HD PN=1,2 KW; UZK=600V M0=4,5NM (100K); NN=3000RPM; NATURAL COOLING, FRAME SIZE IMB 5 (IM V1, IM V3) FLANGE 1, WITH KTY TEMPERATURESENSOR POWER CONNECTOR ROTATABLE RESOLVER 2-POLE (RESOLVER P=1); PLAIN SHAFT, TOLERANCE N; WITH HOLDING BRAKE PROTECTION CLASS IP64; | 1422 | TEM | 1 | MC | 7.701 | 1
1FK70444CF711TH1 | SIMOTICS S SYNCHRONOUS MOTOR 1FK7-HD PN=1,2 KW; UZK=600V M0=4,5NM (100K); NN=3000RPM; NATURAL COOLING, FRAME SIZE IMB 5 (IM V1, IM V3) FLANGE 1, WITH KTY TEMPERATURESENSOR POWER CONNECTOR ROTATABLE RESOLVER 2-POLE (RESOLVER P=1); PLAIN SHAFT, TOLERANCE N; WITH HOLDING BRAKE PROTECTION CLASS IP65, | 1516 | TEM | 1 | MC | 7.701 | 1
1FK70444CF711TH2 | SIMOTICS S SYNCHRONOUS MOTOR 1FK7-HD PN=1,2 KW; UZK=600V M0=4,5NM (100K); NN=3000RPM; NATURAL COOLING, FRAME SIZE IMB 5 (IM V1, IM V3) FLANGE 1, WITH KTY TEMPERATURESENSOR POWER CONNECTOR ROTATABLE RESOLVER 2-POLE (RESOLVER P=1); PLAIN SHAFT, TOLERANCE N; WITH HOLDING BRAKE PROTECTION CLASS IP65, FLANGE ON DRIVE END IP67; | 1516 | TEM | 1 | MC | 7.701 | 1
1FK70444CF711UA0 | SIMOTICS S SYNCHRONOUS MOTOR 1FK7-HD PN=1,2 KW; UZK=600V M0=4,5NM (100K); NN=3000RPM; NATURAL COOLING, FRAME SIZE IMB 5 (IM V1, IM V3) FLANGE 1 POWER CONNECTOR ROTATABLE RESOLVER MULTI-POLE WITH DRIVE-CLIQ INTERFACE; SHAFT WITH FITTED KEY, TOLERANCE N; W/O HOLDING BRAKE PROTECTION CLASS IP64; | 1491 | TEM | 1 | MC | 7.402 | 1
1FK70444CF711UA1 | SIMOTICS S SYNCHRONOUS MOTOR 1FK7-HD PN=1,2 KW; UZK=600V M0=4,5NM (100K); NN=3000RPM; NATURAL COOLING, FRAME SIZE IMB 5 (IM V1, IM V3) FLANGE 1 POWER CONNECTOR ROTATABLE RESOLVER MULTI-POLE WITH DRIVE-CLIQ INTERFACE; SHAFT WITH FITTED KEY, TOLERANCE N; W/O HOLDING BRAKE PROTECTION CLASS IP65, | 1584 | TEM | 1 | MC | 7.402 | 1
1FK70444CF711UA2 | SIMOTICS S SYNCHRONOUS MOTOR 1FK7-HD PN=1,2 KW; UZK=600V M0=4,5NM (100K); NN=3000RPM; NATURAL COOLING, FRAME SIZE IMB 5 (IM V1, IM V3) FLANGE 1 POWER CONNECTOR ROTATABLE RESOLVER MULTI-POLE WITH DRIVE-CLIQ INTERFACE; SHAFT WITH FITTED KEY, TOLERANCE N; W/O HOLDING BRAKE PROTECTION CLASS IP65, FLANGE ON DRIVE END IP67; | 1584 | TEM | 1 | MC | 7.402 | 1
1FK70444CF711UB0 | SIMOTICS S SYNCHRONOUS MOTOR 1FK7-HD PN=1,2 KW; UZK=600V M0=4,5NM (100K); NN=3000RPM; NATURAL COOLING, FRAME SIZE IMB 5 (IM V1, IM V3) FLANGE 1 POWER CONNECTOR ROTATABLE RESOLVER MULTI-POLE WITH DRIVE-CLIQ INTERFACE; SHAFT WITH FITTED KEY, TOLERANCE N; WITH HOLDING BRAKE PROTECTION CLASS IP64; | 1752 | TEM | 1 | MC | 7.701 | 1
1FK70444CF711UB1 | SIMOTICS S SYNCHRONOUS MOTOR 1FK7-HD PN=1,2 KW; UZK=600V M0=4,5NM (100K); NN=3000RPM; NATURAL COOLING, FRAME SIZE IMB 5 (IM V1, IM V3) FLANGE 1 POWER CONNECTOR ROTATABLE RESOLVER MULTI-POLE WITH DRIVE-CLIQ INTERFACE; SHAFT WITH FITTED KEY, TOLERANCE N; WITH HOLDING BRAKE PROTECTION CLASS IP65, | 1845 | TEM | 1 | MC | 7.701 | 1
1FK70444CF711UB2 | SIMOTICS S SYNCHRONOUS MOTOR 1FK7-HD PN=1,2 KW; UZK=600V M0=4,5NM (100K); NN=3000RPM; NATURAL COOLING, FRAME SIZE IMB 5 (IM V1, IM V3) FLANGE 1 POWER CONNECTOR ROTATABLE RESOLVER MULTI-POLE WITH DRIVE-CLIQ INTERFACE; SHAFT WITH FITTED KEY, TOLERANCE N; WITH HOLDING BRAKE PROTECTION CLASS IP65, FLANGE ON DRIVE END IP67; | 1845 | TEM | 1 | MC | 7.701 | 1
1FK70444CF711UG0 | SIMOTICS S SYNCHRONOUS MOTOR 1FK7-HD PN=1,2 KW; UZK=600V M0=4,5NM (100K); NN=3000RPM; NATURAL COOLING, FRAME SIZE IMB 5 (IM V1, IM V3) FLANGE 1 POWER CONNECTOR ROTATABLE RESOLVER MULTI-POLE WITH DRIVE-CLIQ INTERFACE; PLAIN SHAFT, TOLERANCE N; W/O HOLDING BRAKE PROTECTION CLASS IP64; | 1405 | TEM | 1 | MC | 7.402 | 1
1FK70444CF711UG1 | SIMOTICS S SYNCHRONOUS MOTOR 1FK7-HD PN=1,2 KW; UZK=600V M0=4,5NM (100K); NN=3000RPM; NATURAL COOLING, FRAME SIZE IMB 5 (IM V1, IM V3) FLANGE 1 POWER CONNECTOR ROTATABLE RESOLVER MULTI-POLE WITH DRIVE-CLIQ INTERFACE; PLAIN SHAFT, TOLERANCE N; W/O HOLDING BRAKE PROTECTION CLASS IP65, | 1498 | TEM | 1 | MC | 7.402 | 1
1FK70444CF711UG2 | SIMOTICS S SYNCHRONOUS MOTOR 1FK7-HD PN=1,2 KW; UZK=600V M0=4,5NM (100K); NN=3000RPM; NATURAL COOLING, FRAME SIZE IMB 5 (IM V1, IM V3) FLANGE 1 POWER CONNECTOR ROTATABLE RESOLVER MULTI-POLE WITH DRIVE-CLIQ INTERFACE; PLAIN SHAFT, TOLERANCE N; W/O HOLDING BRAKE PROTECTION CLASS IP65, FLANGE ON DRIVE END IP67; | 1498 | TEM | 1 | MC | 7.402 | 1
1FK70444CF711UH0 | SIMOTICS S SYNCHRONOUS MOTOR 1FK7-HD PN=1,2 KW; UZK=600V M0=4,5NM (100K); NN=3000RPM; NATURAL COOLING, FRAME SIZE IMB 5 (IM V1, IM V3) FLANGE 1 POWER CONNECTOR ROTATABLE RESOLVER MULTI-POLE WITH DRIVE-CLIQ INTERFACE; PLAIN SHAFT, TOLERANCE N; WITH HOLDING BRAKE PROTECTION CLASS IP64; | 1663 | TEM | 1 | MC | 7.701 | 1
1FK70444CF711UH1 | SIMOTICS S SYNCHRONOUS MOTOR 1FK7-HD PN=1,2 KW; UZK=600V M0=4,5NM (100K); NN=3000RPM; NATURAL COOLING, FRAME SIZE IMB 5 (IM V1, IM V3) FLANGE 1 POWER CONNECTOR ROTATABLE RESOLVER MULTI-POLE WITH DRIVE-CLIQ INTERFACE; PLAIN SHAFT, TOLERANCE N; WITH HOLDING BRAKE PROTECTION CLASS IP65, | 1757 | TEM | 1 | MC | 7.701 | 1
1FK70444CF711UH2 | SIMOTICS S SYNCHRONOUS MOTOR 1FK7-HD PN=1,2 KW; UZK=600V M0=4,5NM (100K); NN=3000RPM; NATURAL COOLING, FRAME SIZE IMB 5 (IM V1, IM V3) FLANGE 1 POWER CONNECTOR ROTATABLE RESOLVER MULTI-POLE WITH DRIVE-CLIQ INTERFACE; PLAIN SHAFT, TOLERANCE N; WITH HOLDING BRAKE PROTECTION CLASS IP65, FLANGE ON DRIVE END IP67; | 1757 | TEM | 1 | MC | 7.701 | 1
1FK70444CH711AA0 | SIMOTICS S SYNCHRONOUS MOTOR 1FK7-HD PN=1,4 KW; UZK=600V M0=4,5NM (100K); NN=4500RPM; NATURAL COOLING, FRAME SIZE IMB 5 (IM V1, IM V3) FLANGE 1, WITH KTY TEMPERATURESENSOR POWER CONNECTOR ROTATABLE INCREMENTAL ENCODER SIN/COS 1VPP;2048 S/R W. C-AND D-SPUR (ENCODER IC2048S/R) SHAFT WITH FITTED KEY, TOLERANCE N; W/O HOLDING BRAKE PROTECTION CLASS IP64; | 1836 | TEM | 1 | MC | 7.401 | 1
1FK70444CH711AA1 | SIMOTICS S SYNCHRONOUS MOTOR 1FK7-HD PN=1,4 KW; UZK=600V M0=4,5NM (100K); NN=4500RPM; NATURAL COOLING, FRAME SIZE IMB 5 (IM V1, IM V3) FLANGE 1, WITH KTY TEMPERATURESENSOR POWER CONNECTOR ROTATABLE INCREMENTAL ENCODER SIN/COS 1VPP;2048 S/R W. C-AND D-SPUR (ENCODER IC2048S/R) SHAFT WITH FITTED KEY, TOLERANCE N; W/O HOLDING BRAKE PROTECTION CLASS IP65, | 1929 | TEM | 1 | MC | 7.401 | 1
1FK70444CH711AA2 | SIMOTICS S SYNCHRONOUS MOTOR 1FK7-HD PN=1,4 KW; UZK=600V M0=4,5NM (100K); NN=4500RPM; NATURAL COOLING, FRAME SIZE IMB 5 (IM V1, IM V3) FLANGE 1, WITH KTY TEMPERATURESENSOR POWER CONNECTOR ROTATABLE INCREMENTAL ENCODER SIN/COS 1VPP;2048 S/R W. C-AND D-SPUR (ENCODER IC2048S/R) SHAFT WITH FITTED KEY, TOLERANCE N; W/O HOLDING BRAKE PROTECTION CLASS IP65, FLANGE ON DRIVE END IP67; | 1929 | TEM | 1 | MC | 7.401 | 1
1FK70444CH711AB0 | SIMOTICS S SYNCHRONOUS MOTOR 1FK7-HD PN=1,4 KW; UZK=600V M0=4,5NM (100K); NN=4500RPM; NATURAL COOLING, FRAME SIZE IMB 5 (IM V1, IM V3) FLANGE 1, WITH KTY TEMPERATURESENSOR POWER CONNECTOR ROTATABLE INCREMENTAL ENCODER SIN/COS 1VPP;2048 S/R W. C-AND D-SPUR (ENCODER IC2048S/R) SHAFT WITH FITTED KEY, TOLERANCE N; WITH HOLDING BRAKE PROTECTION CLASS IP64; | 2097 | TEM | 1 | MC | 7.7 | 1
1FK70444CH711AB1 | SIMOTICS S SYNCHRONOUS MOTOR 1FK7-HD PN=1,4 KW; UZK=600V M0=4,5NM (100K); NN=4500RPM; NATURAL COOLING, FRAME SIZE IMB 5 (IM V1, IM V3) FLANGE 1, WITH KTY TEMPERATURESENSOR POWER CONNECTOR ROTATABLE INCREMENTAL ENCODER SIN/COS 1VPP;2048 S/R W. C-AND D-SPUR (ENCODER IC2048S/R) SHAFT WITH FITTED KEY, TOLERANCE N; WITH HOLDING BRAKE PROTECTION CLASS IP65, | 2190 | TEM | 1 | MC | 7.7 | 1
1FK70444CH711AB2 | SIMOTICS S SYNCHRONOUS MOTOR 1FK7-HD PN=1,4 KW; UZK=600V M0=4,5NM (100K); NN=4500RPM; NATURAL COOLING, FRAME SIZE IMB 5 (IM V1, IM V3) FLANGE 1, WITH KTY TEMPERATURESENSOR POWER CONNECTOR ROTATABLE INCREMENTAL ENCODER SIN/COS 1VPP;2048 S/R W. C-AND D-SPUR (ENCODER IC2048S/R) SHAFT WITH FITTED KEY, TOLERANCE N; WITH HOLDING BRAKE PROTECTION CLASS IP65, FLANGE ON DRIVE END IP67; | 2190 | TEM | 1 | MC | 7.7 | 1
1FK70444CH711AG0 | SIMOTICS S SYNCHRONOUS MOTOR 1FK7-HD PN=1,4 KW; UZK=600V M0=4,5NM (100K); NN=4500RPM; NATURAL COOLING, FRAME SIZE IMB 5 (IM V1, IM V3) FLANGE 1, WITH KTY TEMPERATURESENSOR POWER CONNECTOR ROTATABLE INCREMENTAL ENCODER SIN/COS 1VPP;2048 S/R W. C-AND D-SPUR (ENCODER IC2048S/R) PLAIN SHAFT, TOLERANCE N; W/O HOLDING BRAKE PROTECTION CLASS IP64; | 1750 | TEM | 1 | MC | 7.401 | 1
1FK70444CH711AG1 | SIMOTICS S SYNCHRONOUS MOTOR 1FK7-HD PN=1,4 KW; UZK=600V M0=4,5NM (100K); NN=4500RPM; NATURAL COOLING, FRAME SIZE IMB 5 (IM V1, IM V3) FLANGE 1, WITH KTY TEMPERATURESENSOR POWER CONNECTOR ROTATABLE INCREMENTAL ENCODER SIN/COS 1VPP;2048 S/R W. C-AND D-SPUR (ENCODER IC2048S/R) PLAIN SHAFT, TOLERANCE N; W/O HOLDING BRAKE PROTECTION CLASS IP65, | 1843 | TEM | 1 | MC | 7.401 | 1
1FK70444CH711AG2 | SIMOTICS S SYNCHRONOUS MOTOR 1FK7-HD PN=1,4 KW; UZK=600V M0=4,5NM (100K); NN=4500RPM; NATURAL COOLING, FRAME SIZE IMB 5 (IM V1, IM V3) FLANGE 1, WITH KTY TEMPERATURESENSOR POWER CONNECTOR ROTATABLE INCREMENTAL ENCODER SIN/COS 1VPP;2048 S/R W. C-AND D-SPUR (ENCODER IC2048S/R) PLAIN SHAFT, TOLERANCE N; W/O HOLDING BRAKE PROTECTION CLASS IP65, FLANGE ON DRIVE END IP67; | 1843 | TEM | 1 | MC | 7.401 | 1
1FK70444CH711AH0 | SIMOTICS S SYNCHRONOUS MOTOR 1FK7-HD PN=1,4 KW; UZK=600V M0=4,5NM (100K); NN=4500RPM; NATURAL COOLING, FRAME SIZE IMB 5 (IM V1, IM V3) FLANGE 1, WITH KTY TEMPERATURESENSOR POWER CONNECTOR ROTATABLE INCREMENTAL ENCODER SIN/COS 1VPP;2048 S/R W. C-AND D-SPUR (ENCODER IC2048S/R) PLAIN SHAFT, TOLERANCE N; WITH HOLDING BRAKE PROTECTION CLASS IP64; | 2008 | TEM | 1 | MC | 7.7 | 1
1FK70444CH711AH1 | SIMOTICS S SYNCHRONOUS MOTOR 1FK7-HD PN=1,4 KW; UZK=600V M0=4,5NM (100K); NN=4500RPM; NATURAL COOLING, FRAME SIZE IMB 5 (IM V1, IM V3) FLANGE 1, WITH KTY TEMPERATURESENSOR POWER CONNECTOR ROTATABLE INCREMENTAL ENCODER SIN/COS 1VPP;2048 S/R W. C-AND D-SPUR (ENCODER IC2048S/R) PLAIN SHAFT, TOLERANCE N; WITH HOLDING BRAKE PROTECTION CLASS IP65, | 2102 | TEM | 1 | MC | 7.7 | 1
1FK70444CH711AH2 | SIMOTICS S SYNCHRONOUS MOTOR 1FK7-HD PN=1,4 KW; UZK=600V M0=4,5NM (100K); NN=4500RPM; NATURAL COOLING, FRAME SIZE IMB 5 (IM V1, IM V3) FLANGE 1, WITH KTY TEMPERATURESENSOR POWER CONNECTOR ROTATABLE INCREMENTAL ENCODER SIN/COS 1VPP;2048 S/R W. C-AND D-SPUR (ENCODER IC2048S/R) PLAIN SHAFT, TOLERANCE N; WITH HOLDING BRAKE PROTECTION CLASS IP65, FLANGE ON DRIVE END IP67; | 2102 | TEM | 1 | MC | 7.7 | 1
1FK70444CH711BA0 | SIMOTICS S SYNCHRONOUS MOTOR 1FK7-HD PN=1,4 KW; UZK=600V M0=4,5NM (100K); NN=4500RPM; NATURAL COOLING, FRAME SIZE IMB 5 (IM V1, IM V3) FLANGE 1 POWER CONNECTOR ROTATABLE ABSOLUTE ENCODER SINGLETURN 24 BIT WITH DRIVE CLIQ INTERFACE (ENCODER AS24DQI) SHAFT WITH FITTED KEY, TOLERANCE N; W/O HOLDING BRAKE PROTECTION CLASS IP64; | 2077 | TEM | 1 | MC | 7.401 | 1
1FK70444CH711BA1 | SIMOTICS S SYNCHRONOUS MOTOR 1FK7-HD PN=1,4 KW; UZK=600V M0=4,5NM (100K); NN=4500RPM; NATURAL COOLING, FRAME SIZE IMB 5 (IM V1, IM V3) FLANGE 1 POWER CONNECTOR ROTATABLE ABSOLUTE ENCODER SINGLETURN 24 BIT WITH DRIVE CLIQ INTERFACE (ENCODER AS24DQI) SHAFT WITH FITTED KEY, TOLERANCE N; W/O HOLDING BRAKE PROTECTION CLASS IP65, | 2170 | TEM | 1 | MC | 7.401 | 1
1FK70444CH711BA2 | SIMOTICS S SYNCHRONOUS MOTOR 1FK7-HD PN=1,4 KW; UZK=600V M0=4,5NM (100K); NN=4500RPM; NATURAL COOLING, FRAME SIZE IMB 5 (IM V1, IM V3) FLANGE 1 POWER CONNECTOR ROTATABLE ABSOLUTE ENCODER SINGLETURN 24 BIT WITH DRIVE CLIQ INTERFACE (ENCODER AS24DQI) SHAFT WITH FITTED KEY, TOLERANCE N; W/O HOLDING BRAKE PROTECTION CLASS IP65, FLANGE ON DRIVE END IP67; | 2170 | TEM | 1 | MC | 7.401 | 1
1FK70444CH711BB0 | SIMOTICS S SYNCHRONOUS MOTOR 1FK7-HD PN=1,4 KW; UZK=600V M0=4,5NM (100K); NN=4500RPM; NATURAL COOLING, FRAME SIZE IMB 5 (IM V1, IM V3) FLANGE 1 POWER CONNECTOR ROTATABLE ABSOLUTE ENCODER SINGLETURN 24 BIT WITH DRIVE CLIQ INTERFACE (ENCODER AS24DQI) SHAFT WITH FITTED KEY, TOLERANCE N; WITH HOLDING BRAKE PROTECTION CLASS IP64; | 2338 | TEM | 1 | MC | 7.7 | 1
1FK70444CH711BB1 | SIMOTICS S SYNCHRONOUS MOTOR 1FK7-HD PN=1,4 KW; UZK=600V M0=4,5NM (100K); NN=4500RPM; NATURAL COOLING, FRAME SIZE IMB 5 (IM V1, IM V3) FLANGE 1 POWER CONNECTOR ROTATABLE ABSOLUTE ENCODER SINGLETURN 24 BIT WITH DRIVE CLIQ INTERFACE (ENCODER AS24DQI) SHAFT WITH FITTED KEY, TOLERANCE N; WITH HOLDING BRAKE PROTECTION CLASS IP65, | 2431 | TEM | 1 | MC | 7.7 | 1
1FK70444CH711BB2 | SIMOTICS S SYNCHRONOUS MOTOR 1FK7-HD PN=1,4 KW; UZK=600V M0=4,5NM (100K); NN=4500RPM; NATURAL COOLING, FRAME SIZE IMB 5 (IM V1, IM V3) FLANGE 1 POWER CONNECTOR ROTATABLE ABSOLUTE ENCODER SINGLETURN 24 BIT WITH DRIVE CLIQ INTERFACE (ENCODER AS24DQI) SHAFT WITH FITTED KEY, TOLERANCE N; WITH HOLDING BRAKE PROTECTION CLASS IP65, FLANGE ON DRIVE END IP67; | 2431 | TEM | 1 | MC | 7.7 | 1
1FK70444CH711BG0 | SIMOTICS S SYNCHRONOUS MOTOR 1FK7-HD PN=1,4 KW; UZK=600V M0=4,5NM (100K); NN=4500RPM; NATURAL COOLING, FRAME SIZE IMB 5 (IM V1, IM V3) FLANGE 1 POWER CONNECTOR ROTATABLE ABSOLUTE ENCODER SINGLETURN 24 BIT WITH DRIVE CLIQ INTERFACE (ENCODER AS24DQI) PLAIN SHAFT, TOLERANCE N; W/O HOLDING BRAKE PROTECTION CLASS IP64; | 1991 | TEM | 1 | MC | 7.401 | 1
1FK70444CH711BG1 | SIMOTICS S SYNCHRONOUS MOTOR 1FK7-HD PN=1,4 KW; UZK=600V M0=4,5NM (100K); NN=4500RPM; NATURAL COOLING, FRAME SIZE IMB 5 (IM V1, IM V3) FLANGE 1 POWER CONNECTOR ROTATABLE ABSOLUTE ENCODER SINGLETURN 24 BIT WITH DRIVE CLIQ INTERFACE (ENCODER AS24DQI) PLAIN SHAFT, TOLERANCE N; W/O HOLDING BRAKE PROTECTION CLASS IP65, | 2084 | TEM | 1 | MC | 7.401 | 1
1FK70444CH711BG2 | SIMOTICS S SYNCHRONOUS MOTOR 1FK7-HD PN=1,4 KW; UZK=600V M0=4,5NM (100K); NN=4500RPM; NATURAL COOLING, FRAME SIZE IMB 5 (IM V1, IM V3) FLANGE 1 POWER CONNECTOR ROTATABLE ABSOLUTE ENCODER SINGLETURN 24 BIT WITH DRIVE CLIQ INTERFACE (ENCODER AS24DQI) PLAIN SHAFT, TOLERANCE N; W/O HOLDING BRAKE PROTECTION CLASS IP65, FLANGE ON DRIVE END IP67; | 2084 | TEM | 1 | MC | 7.401 | 1
1FK70444CH711BH0 | SIMOTICS S SYNCHRONOUS MOTOR 1FK7-HD PN=1,4 KW; UZK=600V M0=4,5NM (100K); NN=4500RPM; NATURAL COOLING, FRAME SIZE IMB 5 (IM V1, IM V3) FLANGE 1 POWER CONNECTOR ROTATABLE ABSOLUTE ENCODER SINGLETURN 24 BIT WITH DRIVE CLIQ INTERFACE (ENCODER AS24DQI) PLAIN SHAFT, TOLERANCE N; WITH HOLDING BRAKE PROTECTION CLASS IP64; | 2249 | TEM | 1 | MC | 7.7 | 1
1FK70444CH711BH1 | SIMOTICS S SYNCHRONOUS MOTOR 1FK7-HD PN=1,4 KW; UZK=600V M0=4,5NM (100K); NN=4500RPM; NATURAL COOLING, FRAME SIZE IMB 5 (IM V1, IM V3) FLANGE 1 POWER CONNECTOR ROTATABLE ABSOLUTE ENCODER SINGLETURN 24 BIT WITH DRIVE CLIQ INTERFACE (ENCODER AS24DQI) PLAIN SHAFT, TOLERANCE N; WITH HOLDING BRAKE PROTECTION CLASS IP65, | 2343 | TEM | 1 | MC | 7.7 | 1
1FK70444CH711BH2 | SIMOTICS S SYNCHRONOUS MOTOR 1FK7-HD PN=1,4 KW; UZK=600V M0=4,5NM (100K); NN=4500RPM; NATURAL COOLING, FRAME SIZE IMB 5 (IM V1, IM V3) FLANGE 1 POWER CONNECTOR ROTATABLE ABSOLUTE ENCODER SINGLETURN 24 BIT WITH DRIVE CLIQ INTERFACE (ENCODER AS24DQI) PLAIN SHAFT, TOLERANCE N; WITH HOLDING BRAKE PROTECTION CLASS IP65, FLANGE ON DRIVE END IP67; | 2343 | TEM | 1 | MC | 7.7 | 1
1FK70444CH711CA0 | SIMOTICS S SYNCHRONOUS MOTOR 1FK7-HD PN=1,4 KW; UZK=600V M0=4,5NM (100K); NN=4500RPM; NATURAL COOLING, FRAME SIZE IMB 5 (IM V1, IM V3) FLANGE 1 POWER CONNECTOR ROTATABLE ABSOLUTE ENCODER 24 BIT + 12 BIT MULTITURN WITH DRIVE-CLIQ INTERFACE (ENCODER AM24DQI) SHAFT WITH FITTED KEY, TOLERANCE N; W/O HOLDING BRAKE PROTECTION CLASS IP64; | 2446 | TEM | 1 | MC | 7.401 | 1
1FK70444CH711CA1 | SIMOTICS S SYNCHRONOUS MOTOR 1FK7-HD PN=1,4 KW; UZK=600V M0=4,5NM (100K); NN=4500RPM; NATURAL COOLING, FRAME SIZE IMB 5 (IM V1, IM V3) FLANGE 1 POWER CONNECTOR ROTATABLE ABSOLUTE ENCODER 24 BIT + 12 BIT MULTITURN WITH DRIVE-CLIQ INTERFACE (ENCODER AM24DQI) SHAFT WITH FITTED KEY, TOLERANCE N; W/O HOLDING BRAKE PROTECTION CLASS IP65, | 2540 | TEM | 1 | MC | 7.401 | 1
1FK70444CH711CA2 | SIMOTICS S SYNCHRONOUS MOTOR 1FK7-HD PN=1,4 KW; UZK=600V M0=4,5NM (100K); NN=4500RPM; NATURAL COOLING, FRAME SIZE IMB 5 (IM V1, IM V3) FLANGE 1 POWER CONNECTOR ROTATABLE ABSOLUTE ENCODER 24 BIT + 12 BIT MULTITURN WITH DRIVE-CLIQ INTERFACE (ENCODER AM24DQI) SHAFT WITH FITTED KEY, TOLERANCE N; W/O HOLDING BRAKE PROTECTION CLASS IP65, FLANGE ON DRIVE END IP67; | 2540 | TEM | 1 | MC | 7.401 | 1
1FK70444CH711CB0 | SIMOTICS S SYNCHRONOUS MOTOR 1FK7-HD PN=1,4 KW; UZK=600V M0=4,5NM (100K); NN=4500RPM; NATURAL COOLING, FRAME SIZE IMB 5 (IM V1, IM V3) FLANGE 1 POWER CONNECTOR ROTATABLE ABSOLUTE ENCODER 24 BIT + 12 BIT MULTITURN WITH DRIVE-CLIQ INTERFACE (ENCODER AM24DQI) SHAFT WITH FITTED KEY, TOLERANCE N; WITH HOLDING BRAKE PROTECTION CLASS IP64; | 2707 | TEM | 1 | MC | 7.7 | 1
1FK70444CH711CB1 | SIMOTICS S SYNCHRONOUS MOTOR 1FK7-HD PN=1,4 KW; UZK=600V M0=4,5NM (100K); NN=4500RPM; NATURAL COOLING, FRAME SIZE IMB 5 (IM V1, IM V3) FLANGE 1 POWER CONNECTOR ROTATABLE ABSOLUTE ENCODER 24 BIT + 12 BIT MULTITURN WITH DRIVE-CLIQ INTERFACE (ENCODER AM24DQI) SHAFT WITH FITTED KEY, TOLERANCE N; WITH HOLDING BRAKE PROTECTION CLASS IP65, | 2801 | TEM | 1 | MC | 7.7 | 1
1FK70444CH711CB2 | SIMOTICS S SYNCHRONOUS MOTOR 1FK7-HD PN=1,4 KW; UZK=600V M0=4,5NM (100K); NN=4500RPM; NATURAL COOLING, FRAME SIZE IMB 5 (IM V1, IM V3) FLANGE 1 POWER CONNECTOR ROTATABLE ABSOLUTE ENCODER 24 BIT + 12 BIT MULTITURN WITH DRIVE-CLIQ INTERFACE (ENCODER AM24DQI) SHAFT WITH FITTED KEY, TOLERANCE N; WITH HOLDING BRAKE PROTECTION CLASS IP65, FLANGE ON DRIVE END IP67; | 2801 | TEM | 1 | MC | 7.7 | 1
1FK70444CH711CG0 | SIMOTICS S SYNCHRONOUS MOTOR 1FK7-HD PN=1,4 KW; UZK=600V M0=4,5NM (100K); NN=4500RPM; NATURAL COOLING, FRAME SIZE IMB 5 (IM V1, IM V3) FLANGE 1 POWER CONNECTOR ROTATABLE ABSOLUTE ENCODER 24 BIT + 12 BIT MULTITURN WITH DRIVE-CLIQ INTERFACE (ENCODER AM24DQI) PLAIN SHAFT, TOLERANCE N; W/O HOLDING BRAKE PROTECTION CLASS IP64; | 2360 | TEM | 1 | MC | 7.401 | 1
1FK70444CH711CG1 | SIMOTICS S SYNCHRONOUS MOTOR 1FK7-HD PN=1,4 KW; UZK=600V M0=4,5NM (100K); NN=4500RPM; NATURAL COOLING, FRAME SIZE IMB 5 (IM V1, IM V3) FLANGE 1 POWER CONNECTOR ROTATABLE ABSOLUTE ENCODER 24 BIT + 12 BIT MULTITURN WITH DRIVE-CLIQ INTERFACE (ENCODER AM24DQI) PLAIN SHAFT, TOLERANCE N; W/O HOLDING BRAKE PROTECTION CLASS IP65, | 2453 | TEM | 1 | MC | 7.401 | 1
1FK70444CH711CG2 | SIMOTICS S SYNCHRONOUS MOTOR 1FK7-HD PN=1,4 KW; UZK=600V M0=4,5NM (100K); NN=4500RPM; NATURAL COOLING, FRAME SIZE IMB 5 (IM V1, IM V3) FLANGE 1 POWER CONNECTOR ROTATABLE ABSOLUTE ENCODER 24 BIT + 12 BIT MULTITURN WITH DRIVE-CLIQ INTERFACE (ENCODER AM24DQI) PLAIN SHAFT, TOLERANCE N; W/O HOLDING BRAKE PROTECTION CLASS IP65, FLANGE ON DRIVE END IP67; | 2453 | TEM | 1 | MC | 7.401 | 1
1FK70444CH711CH0 | SIMOTICS S SYNCHRONOUS MOTOR 1FK7-HD PN=1,4 KW; UZK=600V M0=4,5NM (100K); NN=4500RPM; NATURAL COOLING, FRAME SIZE IMB 5 (IM V1, IM V3) FLANGE 1 POWER CONNECTOR ROTATABLE ABSOLUTE ENCODER 24 BIT + 12 BIT MULTITURN WITH DRIVE-CLIQ INTERFACE (ENCODER AM24DQI) PLAIN SHAFT, TOLERANCE N; WITH HOLDING BRAKE PROTECTION CLASS IP64; | 2619 | TEM | 1 | MC | 7.7 | 1
1FK70444CH711CH1 | SIMOTICS S SYNCHRONOUS MOTOR 1FK7-HD PN=1,4 KW; UZK=600V M0=4,5NM (100K); NN=4500RPM; NATURAL COOLING, FRAME SIZE IMB 5 (IM V1, IM V3) FLANGE 1 POWER CONNECTOR ROTATABLE ABSOLUTE ENCODER 24 BIT + 12 BIT MULTITURN WITH DRIVE-CLIQ INTERFACE (ENCODER AM24DQI) PLAIN SHAFT, TOLERANCE N; WITH HOLDING BRAKE PROTECTION CLASS IP65, | 2712 | TEM | 1 | MC | 7.7 | 1
1FK70444CH711CH2 | SIMOTICS S SYNCHRONOUS MOTOR 1FK7-HD PN=1,4 KW; UZK=600V M0=4,5NM (100K); NN=4500RPM; NATURAL COOLING, FRAME SIZE IMB 5 (IM V1, IM V3) FLANGE 1 POWER CONNECTOR ROTATABLE ABSOLUTE ENCODER 24 BIT + 12 BIT MULTITURN WITH DRIVE-CLIQ INTERFACE (ENCODER AM24DQI) PLAIN SHAFT, TOLERANCE N; WITH HOLDING BRAKE PROTECTION CLASS IP65, FLANGE ON DRIVE END IP67; | 2712 | TEM | 1 | MC | 7.7 | 1
1FK70444CH711DH0 | SIMOTICS S SYNCHRONOUS MOTOR 1FK7-HD PN=1,4 KW; UZK=600V M0=4,5NM (100K); NN=4500RPM; NATURAL COOLING, FRAME SIZE IMB 5 (IM V1, IM V3) FLANGE 1 POWER CONNECTOR ROTATABLE INCREMENTAL ENCODER 22 BIT WITH DRIVE-CLIQ INTERFACE (ENCODER IC22DQ) PLAIN SHAFT, TOLERANCE N; WITH HOLDING BRAKE PROTECTION CLASS IP64; | 2329 | TEM | 1 | MC | 7.701 | 1
1FK70444CH711EA0 | SIMOTICS S SYNCHRONOUS MOTOR 1FK7-HD PN=1,4 KW; UZK=600V M0=4,5NM (100K); NN=4500RPM; NATURAL COOLING, FRAME SIZE IMB 5 (IM V1, IM V3) FLANGE 1, WITH KTY TEMPERATURESENSOR POWER CONNECTOR ROTATABLE ABSOLUTE ENCODERR 2048 S/R + 4096 UMDREHUNGEN MULTITURN, WITH ENDAT-SCHNITTSTELLE (ENCODER AM2048S/R) SHAFT WITH FITTED KEY, TOLERANCE N; W/O HOLDING BRAKE PROTECTION CLASS IP64; | 2207 | TEM | 1 | MC | 7.401 | 1
1FK70444CH711EA1 | SIMOTICS S SYNCHRONOUS MOTOR 1FK7-HD PN=1,4 KW; UZK=600V M0=4,5NM (100K); NN=4500RPM; NATURAL COOLING, FRAME SIZE IMB 5 (IM V1, IM V3) FLANGE 1, WITH KTY TEMPERATURESENSOR POWER CONNECTOR ROTATABLE ABSOLUTE ENCODERR 2048 S/R + 4096 UMDREHUNGEN MULTITURN, WITH ENDAT-SCHNITTSTELLE (ENCODER AM2048S/R) SHAFT WITH FITTED KEY, TOLERANCE N; W/O HOLDING BRAKE PROTECTION CLASS IP65, | 2301 | TEM | 1 | MC | 7.401 | 1
1FK70444CH711EA2 | SIMOTICS S SYNCHRONOUS MOTOR 1FK7-HD PN=1,4 KW; UZK=600V M0=4,5NM (100K); NN=4500RPM; NATURAL COOLING, FRAME SIZE IMB 5 (IM V1, IM V3) FLANGE 1, WITH KTY TEMPERATURESENSOR POWER CONNECTOR ROTATABLE ABSOLUTE ENCODERR 2048 S/R + 4096 UMDREHUNGEN MULTITURN, WITH ENDAT-SCHNITTSTELLE (ENCODER AM2048S/R) SHAFT WITH FITTED KEY, TOLERANCE N; W/O HOLDING BRAKE PROTECTION CLASS IP65, FLANGE ON DRIVE END IP67; | 2301 | TEM | 1 | MC | 7.401 | 1
1FK70444CH711EB0 | SIMOTICS S SYNCHRONOUS MOTOR 1FK7-HD PN=1,4 KW; UZK=600V M0=4,5NM (100K); NN=4500RPM; NATURAL COOLING, FRAME SIZE IMB 5 (IM V1, IM V3) FLANGE 1, WITH KTY TEMPERATURESENSOR POWER CONNECTOR ROTATABLE ABSOLUTE ENCODERR 2048 S/R + 4096 UMDREHUNGEN MULTITURN, WITH ENDAT-SCHNITTSTELLE (ENCODER AM2048S/R) SHAFT WITH FITTED KEY, TOLERANCE N; WITH HOLDING BRAKE PROTECTION CLASS IP64; | 2468 | TEM | 1 | MC | 7.7 | 1
1FK70444CH711EB1 | SIMOTICS S SYNCHRONOUS MOTOR 1FK7-HD PN=1,4 KW; UZK=600V M0=4,5NM (100K); NN=4500RPM; NATURAL COOLING, FRAME SIZE IMB 5 (IM V1, IM V3) FLANGE 1, WITH KTY TEMPERATURESENSOR POWER CONNECTOR ROTATABLE ABSOLUTE ENCODERR 2048 S/R + 4096 UMDREHUNGEN MULTITURN, WITH ENDAT-SCHNITTSTELLE (ENCODER AM2048S/R) SHAFT WITH FITTED KEY, TOLERANCE N; WITH HOLDING BRAKE PROTECTION CLASS IP65, | 2562 | TEM | 1 | MC | 7.7 | 1
1FK70444CH711EB2 | SIMOTICS S SYNCHRONOUS MOTOR 1FK7-HD PN=1,4 KW; UZK=600V M0=4,5NM (100K); NN=4500RPM; NATURAL COOLING, FRAME SIZE IMB 5 (IM V1, IM V3) FLANGE 1, WITH KTY TEMPERATURESENSOR POWER CONNECTOR ROTATABLE ABSOLUTE ENCODERR 2048 S/R + 4096 UMDREHUNGEN MULTITURN, WITH ENDAT-SCHNITTSTELLE (ENCODER AM2048S/R) SHAFT WITH FITTED KEY, TOLERANCE N; WITH HOLDING BRAKE PROTECTION CLASS IP65, FLANGE ON DRIVE END IP67; | 2562 | TEM | 1 | MC | 7.7 | 1
1FK70444CH711EG0 | SIMOTICS S SYNCHRONOUS MOTOR 1FK7-HD PN=1,4 KW; UZK=600V M0=4,5NM (100K); NN=4500RPM; NATURAL COOLING, FRAME SIZE IMB 5 (IM V1, IM V3) FLANGE 1, WITH KTY TEMPERATURESENSOR POWER CONNECTOR ROTATABLE ABSOLUTE ENCODERR 2048 S/R + 4096 UMDREHUNGEN MULTITURN, WITH ENDAT-SCHNITTSTELLE (ENCODER AM2048S/R) PLAIN SHAFT, TOLERANCE N; W/O HOLDING BRAKE PROTECTION CLASS IP64; | 2121 | TEM | 1 | MC | 7.401 | 1
1FK70444CH711EG1 | SIMOTICS S SYNCHRONOUS MOTOR 1FK7-HD PN=1,4 KW; UZK=600V M0=4,5NM (100K); NN=4500RPM; NATURAL COOLING, FRAME SIZE IMB 5 (IM V1, IM V3) FLANGE 1, WITH KTY TEMPERATURESENSOR POWER CONNECTOR ROTATABLE ABSOLUTE ENCODERR 2048 S/R + 4096 UMDREHUNGEN MULTITURN, WITH ENDAT-SCHNITTSTELLE (ENCODER AM2048S/R) PLAIN SHAFT, TOLERANCE N; W/O HOLDING BRAKE PROTECTION CLASS IP65, | 2215 | TEM | 1 | MC | 7.401 | 1
1FK70444CH711EG2 | SIMOTICS S SYNCHRONOUS MOTOR 1FK7-HD PN=1,4 KW; UZK=600V M0=4,5NM (100K); NN=4500RPM; NATURAL COOLING, FRAME SIZE IMB 5 (IM V1, IM V3) FLANGE 1, WITH KTY TEMPERATURESENSOR POWER CONNECTOR ROTATABLE ABSOLUTE ENCODERR 2048 S/R + 4096 UMDREHUNGEN MULTITURN, WITH ENDAT-SCHNITTSTELLE (ENCODER AM2048S/R) PLAIN SHAFT, TOLERANCE N; W/O HOLDING BRAKE PROTECTION CLASS IP65, FLANGE ON DRIVE END IP67; | 2215 | TEM | 1 | MC | 7.401 | 1
1FK70444CH711EH0 | SIMOTICS S SYNCHRONOUS MOTOR 1FK7-HD PN=1,4 KW; UZK=600V M0=4,5NM (100K); NN=4500RPM; NATURAL COOLING, FRAME SIZE IMB 5 (IM V1, IM V3) FLANGE 1, WITH KTY TEMPERATURESENSOR POWER CONNECTOR ROTATABLE ABSOLUTE ENCODERR 2048 S/R + 4096 UMDREHUNGEN MULTITURN, WITH ENDAT-SCHNITTSTELLE (ENCODER AM2048S/R) PLAIN SHAFT, TOLERANCE N; WITH HOLDING BRAKE PROTECTION CLASS IP64; | 2380 | TEM | 1 | MC | 7.7 | 1
1FK70444CH711EH1 | SIMOTICS S SYNCHRONOUS MOTOR 1FK7-HD PN=1,4 KW; UZK=600V M0=4,5NM (100K); NN=4500RPM; NATURAL COOLING, FRAME SIZE IMB 5 (IM V1, IM V3) FLANGE 1, WITH KTY TEMPERATURESENSOR POWER CONNECTOR ROTATABLE ABSOLUTE ENCODERR 2048 S/R + 4096 UMDREHUNGEN MULTITURN, WITH ENDAT-SCHNITTSTELLE (ENCODER AM2048S/R) PLAIN SHAFT, TOLERANCE N; WITH HOLDING BRAKE PROTECTION CLASS IP65, | 2473 | TEM | 1 | MC | 7.7 | 1
1FK70444CH711EH2 | SIMOTICS S SYNCHRONOUS MOTOR 1FK7-HD PN=1,4 KW; UZK=600V M0=4,5NM (100K); NN=4500RPM; NATURAL COOLING, FRAME SIZE IMB 5 (IM V1, IM V3) FLANGE 1, WITH KTY TEMPERATURESENSOR POWER CONNECTOR ROTATABLE ABSOLUTE ENCODERR 2048 S/R + 4096 UMDREHUNGEN MULTITURN, WITH ENDAT-SCHNITTSTELLE (ENCODER AM2048S/R) PLAIN SHAFT, TOLERANCE N; WITH HOLDING BRAKE PROTECTION CLASS IP65, FLANGE ON DRIVE END IP67; | 2473 | TEM | 1 | MC | 7.7 | 1
1FK70444CH711FH0 | SIMOTICS S SYNCHRONOUS MOTOR 1FK7-HD PN=1,4 KW; UZK=600V M0=4,5NM (100K); NN=4500RPM; NATURAL COOLING, FRAME SIZE IMB 5 (IM V1, IM V3) FLANGE 1 POWER CONNECTOR ROTATABLE ABSOLUTE ENCODER 22BIT + 12 BIT MULTITURN, WITH DRIVE-CLIQ INTERFACE (ENCODER AM22DQ) PLAIN SHAFT, TOLERANCE N; WITH HOLDING BRAKE PROTECTION CLASS IP64; | 2699 | TEM | 1 | MC | 7.7 | 1
1FK70444CH711KA0 | SIMOTICS S SYNCHRONOUS MOTOR 1FK7-HD PN=1,4 KW; UZK=600V M0=4,5NM (100K); NN=4500RPM; NATURAL COOLING, FRAME SIZE IMB 5 (IM V1, IM V3) FLANGE 1 POWER CONNECTOR ROTATABLE ABSOLUTE ENCODER 16BIT + 12BIT MULTITURN, WITH DRIVE-CLIQ INTERFACE (ENCODER AM16DQ) SHAFT WITH FITTED KEY, TOLERANCE N; W/O HOLDING BRAKE PROTECTION CLASS IP64; | 2009 | TEM | 1 | MC | 7.401 | 1
1FK70444CH711KA1 | SIMOTICS S SYNCHRONOUS MOTOR 1FK7-HD PN=1,4 KW; UZK=600V M0=4,5NM (100K); NN=4500RPM; NATURAL COOLING, FRAME SIZE IMB 5 (IM V1, IM V3) FLANGE 1 POWER CONNECTOR ROTATABLE ABSOLUTE ENCODER 16BIT + 12BIT MULTITURN, WITH DRIVE-CLIQ INTERFACE (ENCODER AM16DQ) SHAFT WITH FITTED KEY, TOLERANCE N; W/O HOLDING BRAKE PROTECTION CLASS IP65, | 2102 | TEM | 1 | MC | 7.401 | 1
1FK70444CH711KA2 | SIMOTICS S SYNCHRONOUS MOTOR 1FK7-HD PN=1,4 KW; UZK=600V M0=4,5NM (100K); NN=4500RPM; NATURAL COOLING, FRAME SIZE IMB 5 (IM V1, IM V3) FLANGE 1 POWER CONNECTOR ROTATABLE ABSOLUTE ENCODER 16BIT + 12BIT MULTITURN, WITH DRIVE-CLIQ INTERFACE (ENCODER AM16DQ) SHAFT WITH FITTED KEY, TOLERANCE N; W/O HOLDING BRAKE PROTECTION CLASS IP65, FLANGE ON DRIVE END IP67; | 2102 | TEM | 1 | MC | 7.401 | 1
1FK70444CH711KB0 | SIMOTICS S SYNCHRONOUS MOTOR 1FK7-HD PN=1,4 KW; UZK=600V M0=4,5NM (100K); NN=4500RPM; NATURAL COOLING, FRAME SIZE IMB 5 (IM V1, IM V3) FLANGE 1 POWER CONNECTOR ROTATABLE ABSOLUTE ENCODER 16BIT + 12BIT MULTITURN, WITH DRIVE-CLIQ INTERFACE (ENCODER AM16DQ) SHAFT WITH FITTED KEY, TOLERANCE N; WITH HOLDING BRAKE PROTECTION CLASS IP64; | 2270 | TEM | 1 | MC | 7.7 | 1
1FK70444CH711KB1 | SIMOTICS S SYNCHRONOUS MOTOR 1FK7-HD PN=1,4 KW; UZK=600V M0=4,5NM (100K); NN=4500RPM; NATURAL COOLING, FRAME SIZE IMB 5 (IM V1, IM V3) FLANGE 1 POWER CONNECTOR ROTATABLE ABSOLUTE ENCODER 16BIT + 12BIT MULTITURN, WITH DRIVE-CLIQ INTERFACE (ENCODER AM16DQ) SHAFT WITH FITTED KEY, TOLERANCE N; WITH HOLDING BRAKE PROTECTION CLASS IP65, | 2363 | TEM | 1 | MC | 7.7 | 1
1FK70444CH711KB2 | SIMOTICS S SYNCHRONOUS MOTOR 1FK7-HD PN=1,4 KW; UZK=600V M0=4,5NM (100K); NN=4500RPM; NATURAL COOLING, FRAME SIZE IMB 5 (IM V1, IM V3) FLANGE 1 POWER CONNECTOR ROTATABLE ABSOLUTE ENCODER 16BIT + 12BIT MULTITURN, WITH DRIVE-CLIQ INTERFACE (ENCODER AM16DQ) SHAFT WITH FITTED KEY, TOLERANCE N; WITH HOLDING BRAKE PROTECTION CLASS IP65, FLANGE ON DRIVE END IP67; | 2363 | TEM | 1 | MC | 7.7 | 1
1FK70444CH711KG0 | SIMOTICS S SYNCHRONOUS MOTOR 1FK7-HD PN=1,4 KW; UZK=600V M0=4,5NM (100K); NN=4500RPM; NATURAL COOLING, FRAME SIZE IMB 5 (IM V1, IM V3) FLANGE 1 POWER CONNECTOR ROTATABLE ABSOLUTE ENCODER 16BIT + 12BIT MULTITURN, WITH DRIVE-CLIQ INTERFACE (ENCODER AM16DQ) PLAIN SHAFT, TOLERANCE N; W/O HOLDING BRAKE PROTECTION CLASS IP64; | 1923 | TEM | 1 | MC | 7.401 | 1
1FK70444CH711KG1 | SIMOTICS S SYNCHRONOUS MOTOR 1FK7-HD PN=1,4 KW; UZK=600V M0=4,5NM (100K); NN=4500RPM; NATURAL COOLING, FRAME SIZE IMB 5 (IM V1, IM V3) FLANGE 1 POWER CONNECTOR ROTATABLE ABSOLUTE ENCODER 16BIT + 12BIT MULTITURN, WITH DRIVE-CLIQ INTERFACE (ENCODER AM16DQ) PLAIN SHAFT, TOLERANCE N; W/O HOLDING BRAKE PROTECTION CLASS IP65, | 2016 | TEM | 1 | MC | 7.401 | 1
1FK70444CH711KG2 | SIMOTICS S SYNCHRONOUS MOTOR 1FK7-HD PN=1,4 KW; UZK=600V M0=4,5NM (100K); NN=4500RPM; NATURAL COOLING, FRAME SIZE IMB 5 (IM V1, IM V3) FLANGE 1 POWER CONNECTOR ROTATABLE ABSOLUTE ENCODER 16BIT + 12BIT MULTITURN, WITH DRIVE-CLIQ INTERFACE (ENCODER AM16DQ) PLAIN SHAFT, TOLERANCE N; W/O HOLDING BRAKE PROTECTION CLASS IP65, FLANGE ON DRIVE END IP67; | 2016 | TEM | 1 | MC | 7.401 | 1
1FK70444CH711KH0 | SIMOTICS S SYNCHRONOUS MOTOR 1FK7-HD PN=1,4 KW; UZK=600V M0=4,5NM (100K); NN=4500RPM; NATURAL COOLING, FRAME SIZE IMB 5 (IM V1, IM V3) FLANGE 1 POWER CONNECTOR ROTATABLE ABSOLUTE ENCODER 16BIT + 12BIT MULTITURN, WITH DRIVE-CLIQ INTERFACE (ENCODER AM16DQ) PLAIN SHAFT, TOLERANCE N; WITH HOLDING BRAKE PROTECTION CLASS IP64; | 2181 | TEM | 1 | MC | 7.7 | 1
1FK70444CH711KH1 | SIMOTICS S SYNCHRONOUS MOTOR 1FK7-HD PN=1,4 KW; UZK=600V M0=4,5NM (100K); NN=4500RPM; NATURAL COOLING, FRAME SIZE IMB 5 (IM V1, IM V3) FLANGE 1 POWER CONNECTOR ROTATABLE ABSOLUTE ENCODER 16BIT + 12BIT MULTITURN, WITH DRIVE-CLIQ INTERFACE (ENCODER AM16DQ) PLAIN SHAFT, TOLERANCE N; WITH HOLDING BRAKE PROTECTION CLASS IP65, | 2275 | TEM | 1 | MC | 7.7 | 1
1FK70444CH711KH2 | SIMOTICS S SYNCHRONOUS MOTOR 1FK7-HD PN=1,4 KW; UZK=600V M0=4,5NM (100K); NN=4500RPM; NATURAL COOLING, FRAME SIZE IMB 5 (IM V1, IM V3) FLANGE 1 POWER CONNECTOR ROTATABLE ABSOLUTE ENCODER 16BIT + 12BIT MULTITURN, WITH DRIVE-CLIQ INTERFACE (ENCODER AM16DQ) PLAIN SHAFT, TOLERANCE N; WITH HOLDING BRAKE PROTECTION CLASS IP65, FLANGE ON DRIVE END IP67; | 2275 | TEM | 1 | MC | 7.7 | 1
1FK70444CH711PA0 | SIMOTICS S SYNCHRONOUS MOTOR 1FK7-HD PN=1,4 KW; UZK=600V M0=4,5NM (100K); NN=4500RPM; NATURAL COOLING, FRAME SIZE IMB 5 (IM V1, IM V3) FLANGE 1 POWER CONNECTOR ROTATABLE RESOLVER 2-POLE, WITH DRIVE CLIQ-INTERFACE SHAFT WITH FITTED KEY, TOLERANCE N; W/O HOLDING BRAKE PROTECTION CLASS IP64; | 1491 | TEM | 1 | MC | 7.501 | 1
1FK70444CH711PA1 | SIMOTICS S SYNCHRONOUS MOTOR 1FK7-HD PN=1,4 KW; UZK=600V M0=4,5NM (100K); NN=4500RPM; NATURAL COOLING, FRAME SIZE IMB 5 (IM V1, IM V3) FLANGE 1 POWER CONNECTOR ROTATABLE RESOLVER 2-POLE, WITH DRIVE CLIQ-INTERFACE SHAFT WITH FITTED KEY, TOLERANCE N; W/O HOLDING BRAKE PROTECTION CLASS IP65, | 1584 | TEM | 1 | MC | 7.501 | 1
1FK70444CH711PA2 | SIMOTICS S SYNCHRONOUS MOTOR 1FK7-HD PN=1,4 KW; UZK=600V M0=4,5NM (100K); NN=4500RPM; NATURAL COOLING, FRAME SIZE IMB 5 (IM V1, IM V3) FLANGE 1 POWER CONNECTOR ROTATABLE RESOLVER 2-POLE, WITH DRIVE CLIQ-INTERFACE SHAFT WITH FITTED KEY, TOLERANCE N; W/O HOLDING BRAKE PROTECTION CLASS IP65, FLANGE ON DRIVE END IP67; | 1584 | TEM | 1 | MC | 7.501 | 1
1FK70444CH711PB0 | SIMOTICS S SYNCHRONOUS MOTOR 1FK7-HD PN=1,4 KW; UZK=600V M0=4,5NM (100K); NN=4500RPM; NATURAL COOLING, FRAME SIZE IMB 5 (IM V1, IM V3) FLANGE 1 POWER CONNECTOR ROTATABLE RESOLVER 2-POLE, WITH DRIVE CLIQ-INTERFACE SHAFT WITH FITTED KEY, TOLERANCE N; WITH HOLDING BRAKE PROTECTION CLASS IP64; | 1752 | TEM | 1 | MC | 7.8 | 1
1FK70444CH711PB1 | SIMOTICS S SYNCHRONOUS MOTOR 1FK7-HD PN=1,4 KW; UZK=600V M0=4,5NM (100K); NN=4500RPM; NATURAL COOLING, FRAME SIZE IMB 5 (IM V1, IM V3) FLANGE 1 POWER CONNECTOR ROTATABLE RESOLVER 2-POLE, WITH DRIVE CLIQ-INTERFACE SHAFT WITH FITTED KEY, TOLERANCE N; WITH HOLDING BRAKE PROTECTION CLASS IP65, | 1845 | TEM | 1 | MC | 7.8 | 1
1FK70444CH711PB2 | SIMOTICS S SYNCHRONOUS MOTOR 1FK7-HD PN=1,4 KW; UZK=600V M0=4,5NM (100K); NN=4500RPM; NATURAL COOLING, FRAME SIZE IMB 5 (IM V1, IM V3) FLANGE 1 POWER CONNECTOR ROTATABLE RESOLVER 2-POLE, WITH DRIVE CLIQ-INTERFACE SHAFT WITH FITTED KEY, TOLERANCE N; WITH HOLDING BRAKE PROTECTION CLASS IP65, FLANGE ON DRIVE END IP67; | 1845 | TEM | 1 | MC | 7.8 | 1
1FK70444CH711PG0 | SIMOTICS S SYNCHRONOUS MOTOR 1FK7-HD PN=1,4 KW; UZK=600V M0=4,5NM (100K); NN=4500RPM; NATURAL COOLING, FRAME SIZE IMB 5 (IM V1, IM V3) FLANGE 1 POWER CONNECTOR ROTATABLE RESOLVER 2-POLE, WITH DRIVE CLIQ-INTERFACE PLAIN SHAFT, TOLERANCE N; W/O HOLDING BRAKE PROTECTION CLASS IP64; | 1405 | TEM | 1 | MC | 7.501 | 1
1FK70444CH711PG1 | SIMOTICS S SYNCHRONOUS MOTOR 1FK7-HD PN=1,4 KW; UZK=600V M0=4,5NM (100K); NN=4500RPM; NATURAL COOLING, FRAME SIZE IMB 5 (IM V1, IM V3) FLANGE 1 POWER CONNECTOR ROTATABLE RESOLVER 2-POLE, WITH DRIVE CLIQ-INTERFACE PLAIN SHAFT, TOLERANCE N; W/O HOLDING BRAKE PROTECTION CLASS IP65, | 1498 | TEM | 1 | MC | 7.501 | 1
1FK70444CH711PG2 | SIMOTICS S SYNCHRONOUS MOTOR 1FK7-HD PN=1,4 KW; UZK=600V M0=4,5NM (100K); NN=4500RPM; NATURAL COOLING, FRAME SIZE IMB 5 (IM V1, IM V3) FLANGE 1 POWER CONNECTOR ROTATABLE RESOLVER 2-POLE, WITH DRIVE CLIQ-INTERFACE PLAIN SHAFT, TOLERANCE N; W/O HOLDING BRAKE PROTECTION CLASS IP65, FLANGE ON DRIVE END IP67; | 1498 | TEM | 1 | MC | 7.501 | 1
1FK70444CH711PH0 | SIMOTICS S SYNCHRONOUS MOTOR 1FK7-HD PN=1,4 KW; UZK=600V M0=4,5NM (100K); NN=4500RPM; NATURAL COOLING, FRAME SIZE IMB 5 (IM V1, IM V3) FLANGE 1 POWER CONNECTOR ROTATABLE RESOLVER 2-POLE, WITH DRIVE CLIQ-INTERFACE PLAIN SHAFT, TOLERANCE N; WITH HOLDING BRAKE PROTECTION CLASS IP64; | 1663 | TEM | 1 | MC | 7.8 | 1
1FK70444CH711PH1 | SIMOTICS S SYNCHRONOUS MOTOR 1FK7-HD PN=1,4 KW; UZK=600V M0=4,5NM (100K); NN=4500RPM; NATURAL COOLING, FRAME SIZE IMB 5 (IM V1, IM V3) FLANGE 1 POWER CONNECTOR ROTATABLE RESOLVER 2-POLE, WITH DRIVE CLIQ-INTERFACE PLAIN SHAFT, TOLERANCE N; WITH HOLDING BRAKE PROTECTION CLASS IP65, | 1757 | TEM | 1 | MC | 7.8 | 1
1FK70444CH711PH2 | SIMOTICS S SYNCHRONOUS MOTOR 1FK7-HD PN=1,4 KW; UZK=600V M0=4,5NM (100K); NN=4500RPM; NATURAL COOLING, FRAME SIZE IMB 5 (IM V1, IM V3) FLANGE 1 POWER CONNECTOR ROTATABLE RESOLVER 2-POLE, WITH DRIVE CLIQ-INTERFACE PLAIN SHAFT, TOLERANCE N; WITH HOLDING BRAKE PROTECTION CLASS IP65, FLANGE ON DRIVE END IP67; | 1757 | TEM | 1 | MC | 7.8 | 1
1FK70444CH711QA0 | SIMOTICS S SYNCHRONOUS MOTOR 1FK7-HD PN=1,4 KW; UZK=600V M0=4,5NM (100K); NN=4500RPM; NATURAL COOLING, FRAME SIZE IMB 5 (IM V1, IM V3) FLANGE 1 POWER CONNECTOR ROTATABLE ABSOLUTE ENCODER SINGLETURN 20 BIT WITH DRIVE-CLIQ INTERFACE (ENCODER AS20DQI) SHAFT WITH FITTED KEY, TOLERANCE N; W/O HOLDING BRAKE PROTECTION CLASS IP64; | 1594 | TEM | 1 | MC | 7.401 | 1
1FK70444CH711QA1 | SIMOTICS S SYNCHRONOUS MOTOR 1FK7-HD PN=1,4 KW; UZK=600V M0=4,5NM (100K); NN=4500RPM; NATURAL COOLING, FRAME SIZE IMB 5 (IM V1, IM V3) FLANGE 1 POWER CONNECTOR ROTATABLE ABSOLUTE ENCODER SINGLETURN 20 BIT WITH DRIVE-CLIQ INTERFACE (ENCODER AS20DQI) SHAFT WITH FITTED KEY, TOLERANCE N; W/O HOLDING BRAKE PROTECTION CLASS IP65, | 1687 | TEM | 1 | MC | 7.401 | 1
1FK70444CH711QA2 | SIMOTICS S SYNCHRONOUS MOTOR 1FK7-HD PN=1,4 KW; UZK=600V M0=4,5NM (100K); NN=4500RPM; NATURAL COOLING, FRAME SIZE IMB 5 (IM V1, IM V3) FLANGE 1 POWER CONNECTOR ROTATABLE ABSOLUTE ENCODER SINGLETURN 20 BIT WITH DRIVE-CLIQ INTERFACE (ENCODER AS20DQI) SHAFT WITH FITTED KEY, TOLERANCE N; W/O HOLDING BRAKE PROTECTION CLASS IP65, FLANGE ON DRIVE END IP67; | 1687 | TEM | 1 | MC | 7.401 | 1
1FK70444CH711QB0 | SIMOTICS S SYNCHRONOUS MOTOR 1FK7-HD PN=1,4 KW; UZK=600V M0=4,5NM (100K); NN=4500RPM; NATURAL COOLING, FRAME SIZE IMB 5 (IM V1, IM V3) FLANGE 1 POWER CONNECTOR ROTATABLE ABSOLUTE ENCODER SINGLETURN 20 BIT WITH DRIVE-CLIQ INTERFACE (ENCODER AS20DQI) SHAFT WITH FITTED KEY, TOLERANCE N; WITH HOLDING BRAKE PROTECTION CLASS IP64; | 1855 | TEM | 1 | MC | 7.7 | 1
1FK70444CH711QB1 | SIMOTICS S SYNCHRONOUS MOTOR 1FK7-HD PN=1,4 KW; UZK=600V M0=4,5NM (100K); NN=4500RPM; NATURAL COOLING, FRAME SIZE IMB 5 (IM V1, IM V3) FLANGE 1 POWER CONNECTOR ROTATABLE ABSOLUTE ENCODER SINGLETURN 20 BIT WITH DRIVE-CLIQ INTERFACE (ENCODER AS20DQI) SHAFT WITH FITTED KEY, TOLERANCE N; WITH HOLDING BRAKE PROTECTION CLASS IP65, | 1948 | TEM | 1 | MC | 7.7 | 1
1FK70444CH711QB2 | SIMOTICS S SYNCHRONOUS MOTOR 1FK7-HD PN=1,4 KW; UZK=600V M0=4,5NM (100K); NN=4500RPM; NATURAL COOLING, FRAME SIZE IMB 5 (IM V1, IM V3) FLANGE 1 POWER CONNECTOR ROTATABLE ABSOLUTE ENCODER SINGLETURN 20 BIT WITH DRIVE-CLIQ INTERFACE (ENCODER AS20DQI) SHAFT WITH FITTED KEY, TOLERANCE N; WITH HOLDING BRAKE PROTECTION CLASS IP65, FLANGE ON DRIVE END IP67; | 1948 | TEM | 1 | MC | 7.7 | 1
1FK70444CH711QG0 | SIMOTICS S SYNCHRONOUS MOTOR 1FK7-HD PN=1,4 KW; UZK=600V M0=4,5NM (100K); NN=4500RPM; NATURAL COOLING, FRAME SIZE IMB 5 (IM V1, IM V3) FLANGE 1 POWER CONNECTOR ROTATABLE ABSOLUTE ENCODER SINGLETURN 20 BIT WITH DRIVE-CLIQ INTERFACE (ENCODER AS20DQI) PLAIN SHAFT, TOLERANCE N; W/O HOLDING BRAKE PROTECTION CLASS IP64; | 1508 | TEM | 1 | MC | 7.401 | 1
1FK70444CH711QG1 | SIMOTICS S SYNCHRONOUS MOTOR 1FK7-HD PN=1,4 KW; UZK=600V M0=4,5NM (100K); NN=4500RPM; NATURAL COOLING, FRAME SIZE IMB 5 (IM V1, IM V3) FLANGE 1 POWER CONNECTOR ROTATABLE ABSOLUTE ENCODER SINGLETURN 20 BIT WITH DRIVE-CLIQ INTERFACE (ENCODER AS20DQI) PLAIN SHAFT, TOLERANCE N; W/O HOLDING BRAKE PROTECTION CLASS IP65, | 1601 | TEM | 1 | MC | 7.401 | 1
1FK70444CH711QG2 | SIMOTICS S SYNCHRONOUS MOTOR 1FK7-HD PN=1,4 KW; UZK=600V M0=4,5NM (100K); NN=4500RPM; NATURAL COOLING, FRAME SIZE IMB 5 (IM V1, IM V3) FLANGE 1 POWER CONNECTOR ROTATABLE ABSOLUTE ENCODER SINGLETURN 20 BIT WITH DRIVE-CLIQ INTERFACE (ENCODER AS20DQI) PLAIN SHAFT, TOLERANCE N; W/O HOLDING BRAKE PROTECTION CLASS IP65, FLANGE ON DRIVE END IP67; | 1601 | TEM | 1 | MC | 7.401 | 1
1FK70444CH711QH0 | SIMOTICS S SYNCHRONOUS MOTOR 1FK7-HD PN=1,4 KW; UZK=600V M0=4,5NM (100K); NN=4500RPM; NATURAL COOLING, FRAME SIZE IMB 5 (IM V1, IM V3) FLANGE 1 POWER CONNECTOR ROTATABLE ABSOLUTE ENCODER SINGLETURN 20 BIT WITH DRIVE-CLIQ INTERFACE (ENCODER AS20DQI) PLAIN SHAFT, TOLERANCE N; WITH HOLDING BRAKE PROTECTION CLASS IP64; | 1766 | TEM | 1 | MC | 7.7 | 1
1FK70444CH711QH1 | SIMOTICS S SYNCHRONOUS MOTOR 1FK7-HD PN=1,4 KW; UZK=600V M0=4,5NM (100K); NN=4500RPM; NATURAL COOLING, FRAME SIZE IMB 5 (IM V1, IM V3) FLANGE 1 POWER CONNECTOR ROTATABLE ABSOLUTE ENCODER SINGLETURN 20 BIT WITH DRIVE-CLIQ INTERFACE (ENCODER AS20DQI) PLAIN SHAFT, TOLERANCE N; WITH HOLDING BRAKE PROTECTION CLASS IP65, | 1860 | TEM | 1 | MC | 7.7 | 1
1FK70444CH711QH2 | SIMOTICS S SYNCHRONOUS MOTOR 1FK7-HD PN=1,4 KW; UZK=600V M0=4,5NM (100K); NN=4500RPM; NATURAL COOLING, FRAME SIZE IMB 5 (IM V1, IM V3) FLANGE 1 POWER CONNECTOR ROTATABLE ABSOLUTE ENCODER SINGLETURN 20 BIT WITH DRIVE-CLIQ INTERFACE (ENCODER AS20DQI) PLAIN SHAFT, TOLERANCE N; WITH HOLDING BRAKE PROTECTION CLASS IP65, FLANGE ON DRIVE END IP67; | 1860 | TEM | 1 | MC | 7.7 | 1
1FK70444CH711RA0 | SIMOTICS S SYNCHRONOUS MOTOR 1FK7-HD PN=1,4 KW; UZK=600V M0=4,5NM (100K); NN=4500RPM; NATURAL COOLING, FRAME SIZE IMB 5 (IM V1, IM V3) FLANGE 1 POWER CONNECTOR ROTATABLE ABSOLUTE ENCODER 20 BIT + 12 BIT MULTITURN WITH DRIVE-CLIQ INTERFACE (ENCODER AM20DQI) SHAFT WITH FITTED KEY, TOLERANCE N; W/O HOLDING BRAKE PROTECTION CLASS IP64; | 1968 | TEM | 1 | MC | 7.401 | 1
1FK70444CH711RA1 | SIMOTICS S SYNCHRONOUS MOTOR 1FK7-HD PN=1,4 KW; UZK=600V M0=4,5NM (100K); NN=4500RPM; NATURAL COOLING, FRAME SIZE IMB 5 (IM V1, IM V3) FLANGE 1 POWER CONNECTOR ROTATABLE ABSOLUTE ENCODER 20 BIT + 12 BIT MULTITURN WITH DRIVE-CLIQ INTERFACE (ENCODER AM20DQI) SHAFT WITH FITTED KEY, TOLERANCE N; W/O HOLDING BRAKE PROTECTION CLASS IP65, | 2062 | TEM | 1 | MC | 7.401 | 1
1FK70444CH711RA2 | SIMOTICS S SYNCHRONOUS MOTOR 1FK7-HD PN=1,4 KW; UZK=600V M0=4,5NM (100K); NN=4500RPM; NATURAL COOLING, FRAME SIZE IMB 5 (IM V1, IM V3) FLANGE 1 POWER CONNECTOR ROTATABLE ABSOLUTE ENCODER 20 BIT + 12 BIT MULTITURN WITH DRIVE-CLIQ INTERFACE (ENCODER AM20DQI) SHAFT WITH FITTED KEY, TOLERANCE N; W/O HOLDING BRAKE PROTECTION CLASS IP65, FLANGE ON DRIVE END IP67; | 2062 | TEM | 1 | MC | 7.401 | 1
1FK70444CH711RB0 | SIMOTICS S SYNCHRONOUS MOTOR 1FK7-HD PN=1,4 KW; UZK=600V M0=4,5NM (100K); NN=4500RPM; NATURAL COOLING, FRAME SIZE IMB 5 (IM V1, IM V3) FLANGE 1 POWER CONNECTOR ROTATABLE ABSOLUTE ENCODER 20 BIT + 12 BIT MULTITURN WITH DRIVE-CLIQ INTERFACE (ENCODER AM20DQI) SHAFT WITH FITTED KEY, TOLERANCE N; WITH HOLDING BRAKE PROTECTION CLASS IP64; | 2229 | TEM | 1 | MC | 7.7 | 1
1FK70444CH711RB1 | SIMOTICS S SYNCHRONOUS MOTOR 1FK7-HD PN=1,4 KW; UZK=600V M0=4,5NM (100K); NN=4500RPM; NATURAL COOLING, FRAME SIZE IMB 5 (IM V1, IM V3) FLANGE 1 POWER CONNECTOR ROTATABLE ABSOLUTE ENCODER 20 BIT + 12 BIT MULTITURN WITH DRIVE-CLIQ INTERFACE (ENCODER AM20DQI) SHAFT WITH FITTED KEY, TOLERANCE N; WITH HOLDING BRAKE PROTECTION CLASS IP65, | 2322 | TEM | 1 | MC | 7.7 | 1
1FK70444CH711RB2 | SIMOTICS S SYNCHRONOUS MOTOR 1FK7-HD PN=1,4 KW; UZK=600V M0=4,5NM (100K); NN=4500RPM; NATURAL COOLING, FRAME SIZE IMB 5 (IM V1, IM V3) FLANGE 1 POWER CONNECTOR ROTATABLE ABSOLUTE ENCODER 20 BIT + 12 BIT MULTITURN WITH DRIVE-CLIQ INTERFACE (ENCODER AM20DQI) SHAFT WITH FITTED KEY, TOLERANCE N; WITH HOLDING BRAKE PROTECTION CLASS IP65, FLANGE ON DRIVE END IP67; | 2322 | TEM | 1 | MC | 7.7 | 1
1FK70444CH711RG0 | SIMOTICS S SYNCHRONOUS MOTOR 1FK7-HD PN=1,4 KW; UZK=600V M0=4,5NM (100K); NN=4500RPM; NATURAL COOLING, FRAME SIZE IMB 5 (IM V1, IM V3) FLANGE 1 POWER CONNECTOR ROTATABLE ABSOLUTE ENCODER 20 BIT + 12 BIT MULTITURN WITH DRIVE-CLIQ INTERFACE (ENCODER AM20DQI) PLAIN SHAFT, TOLERANCE N; W/O HOLDING BRAKE PROTECTION CLASS IP64; | 1882 | TEM | 1 | MC | 7.401 | 1
1FK70444CH711RG1 | SIMOTICS S SYNCHRONOUS MOTOR 1FK7-HD PN=1,4 KW; UZK=600V M0=4,5NM (100K); NN=4500RPM; NATURAL COOLING, FRAME SIZE IMB 5 (IM V1, IM V3) FLANGE 1 POWER CONNECTOR ROTATABLE ABSOLUTE ENCODER 20 BIT + 12 BIT MULTITURN WITH DRIVE-CLIQ INTERFACE (ENCODER AM20DQI) PLAIN SHAFT, TOLERANCE N; W/O HOLDING BRAKE PROTECTION CLASS IP65, | 1975 | TEM | 1 | MC | 7.401 | 1
1FK70444CH711RG2 | SIMOTICS S SYNCHRONOUS MOTOR 1FK7-HD PN=1,4 KW; UZK=600V M0=4,5NM (100K); NN=4500RPM; NATURAL COOLING, FRAME SIZE IMB 5 (IM V1, IM V3) FLANGE 1 POWER CONNECTOR ROTATABLE ABSOLUTE ENCODER 20 BIT + 12 BIT MULTITURN WITH DRIVE-CLIQ INTERFACE (ENCODER AM20DQI) PLAIN SHAFT, TOLERANCE N; W/O HOLDING BRAKE PROTECTION CLASS IP65, FLANGE ON DRIVE END IP67; | 1975 | TEM | 1 | MC | 7.401 | 1
1FK70444CH711RH0 | SIMOTICS S SYNCHRONOUS MOTOR 1FK7-HD PN=1,4 KW; UZK=600V M0=4,5NM (100K); NN=4500RPM; NATURAL COOLING, FRAME SIZE IMB 5 (IM V1, IM V3) FLANGE 1 POWER CONNECTOR ROTATABLE ABSOLUTE ENCODER 20 BIT + 12 BIT MULTITURN WITH DRIVE-CLIQ INTERFACE (ENCODER AM20DQI) PLAIN SHAFT, TOLERANCE N; WITH HOLDING BRAKE PROTECTION CLASS IP64; | 2140 | TEM | 1 | MC | 7.7 | 1
1FK70444CH711RH1 | SIMOTICS S SYNCHRONOUS MOTOR 1FK7-HD PN=1,4 KW; UZK=600V M0=4,5NM (100K); NN=4500RPM; NATURAL COOLING, FRAME SIZE IMB 5 (IM V1, IM V3) FLANGE 1 POWER CONNECTOR ROTATABLE ABSOLUTE ENCODER 20 BIT + 12 BIT MULTITURN WITH DRIVE-CLIQ INTERFACE (ENCODER AM20DQI) PLAIN SHAFT, TOLERANCE N; WITH HOLDING BRAKE PROTECTION CLASS IP65, | 2234 | TEM | 1 | MC | 7.7 | 1
1FK70444CH711RH2 | SIMOTICS S SYNCHRONOUS MOTOR 1FK7-HD PN=1,4 KW; UZK=600V M0=4,5NM (100K); NN=4500RPM; NATURAL COOLING, FRAME SIZE IMB 5 (IM V1, IM V3) FLANGE 1 POWER CONNECTOR ROTATABLE ABSOLUTE ENCODER 20 BIT + 12 BIT MULTITURN WITH DRIVE-CLIQ INTERFACE (ENCODER AM20DQI) PLAIN SHAFT, TOLERANCE N; WITH HOLDING BRAKE PROTECTION CLASS IP65, FLANGE ON DRIVE END IP67; | 2234 | TEM | 1 | MC | 7.7 | 1
1FK70444CH711SA0 | SIMOTICS S SYNCHRONOUS MOTOR 1FK7-HD PN=1,4 KW; UZK=600V M0=4,5NM (100K); NN=4500RPM; NATURAL COOLING, FRAME SIZE IMB 5 (IM V1, IM V3) FLANGE 1, WITH KTY TEMPERATURESENSOR POWER CONNECTOR ROTATABLE RESOLVER MULTI-POLE (RESOLVER P=3); SHAFT WITH FITTED KEY, TOLERANCE N; W/O HOLDING BRAKE PROTECTION CLASS IP64; | 1250 | TEM | 1 | MC | 7.402 | 1
1FK70444CH711SA1 | SIMOTICS S SYNCHRONOUS MOTOR 1FK7-HD PN=1,4 KW; UZK=600V M0=4,5NM (100K); NN=4500RPM; NATURAL COOLING, FRAME SIZE IMB 5 (IM V1, IM V3) FLANGE 1, WITH KTY TEMPERATURESENSOR POWER CONNECTOR ROTATABLE RESOLVER MULTI-POLE (RESOLVER P=3); SHAFT WITH FITTED KEY, TOLERANCE N; W/O HOLDING BRAKE PROTECTION CLASS IP65, | 1343 | TEM | 1 | MC | 7.402 | 1
1FK70444CH711SA2 | SIMOTICS S SYNCHRONOUS MOTOR 1FK7-HD PN=1,4 KW; UZK=600V M0=4,5NM (100K); NN=4500RPM; NATURAL COOLING, FRAME SIZE IMB 5 (IM V1, IM V3) FLANGE 1, WITH KTY TEMPERATURESENSOR POWER CONNECTOR ROTATABLE RESOLVER MULTI-POLE (RESOLVER P=3); SHAFT WITH FITTED KEY, TOLERANCE N; W/O HOLDING BRAKE PROTECTION CLASS IP65, FLANGE ON DRIVE END IP67; | 1343 | TEM | 1 | MC | 7.402 | 1
1FK70444CH711SB0 | SIMOTICS S SYNCHRONOUS MOTOR 1FK7-HD PN=1,4 KW; UZK=600V M0=4,5NM (100K); NN=4500RPM; NATURAL COOLING, FRAME SIZE IMB 5 (IM V1, IM V3) FLANGE 1, WITH KTY TEMPERATURESENSOR POWER CONNECTOR ROTATABLE RESOLVER MULTI-POLE (RESOLVER P=3); SHAFT WITH FITTED KEY, TOLERANCE N; WITH HOLDING BRAKE PROTECTION CLASS IP64; | 1511 | TEM | 1 | MC | 7.701 | 1
1FK70444CH711SB1 | SIMOTICS S SYNCHRONOUS MOTOR 1FK7-HD PN=1,4 KW; UZK=600V M0=4,5NM (100K); NN=4500RPM; NATURAL COOLING, FRAME SIZE IMB 5 (IM V1, IM V3) FLANGE 1, WITH KTY TEMPERATURESENSOR POWER CONNECTOR ROTATABLE RESOLVER MULTI-POLE (RESOLVER P=3); SHAFT WITH FITTED KEY, TOLERANCE N; WITH HOLDING BRAKE PROTECTION CLASS IP65, | 1604 | TEM | 1 | MC | 7.701 | 1
1FK70444CH711SB2 | SIMOTICS S SYNCHRONOUS MOTOR 1FK7-HD PN=1,4 KW; UZK=600V M0=4,5NM (100K); NN=4500RPM; NATURAL COOLING, FRAME SIZE IMB 5 (IM V1, IM V3) FLANGE 1, WITH KTY TEMPERATURESENSOR POWER CONNECTOR ROTATABLE RESOLVER MULTI-POLE (RESOLVER P=3); SHAFT WITH FITTED KEY, TOLERANCE N; WITH HOLDING BRAKE PROTECTION CLASS IP65, FLANGE ON DRIVE END IP67; | 1604 | TEM | 1 | MC | 7.701 | 1
1FK70444CH711SG0 | SIMOTICS S SYNCHRONOUS MOTOR 1FK7-HD PN=1,4 KW; UZK=600V M0=4,5NM (100K); NN=4500RPM; NATURAL COOLING, FRAME SIZE IMB 5 (IM V1, IM V3) FLANGE 1, WITH KTY TEMPERATURESENSOR POWER CONNECTOR ROTATABLE RESOLVER MULTI-POLE (RESOLVER P=3); PLAIN SHAFT, TOLERANCE N; W/O HOLDING BRAKE PROTECTION CLASS IP64; | 1164 | TEM | 1 | MC | 7.402 | 1
1FK70444CH711SG1 | SIMOTICS S SYNCHRONOUS MOTOR 1FK7-HD PN=1,4 KW; UZK=600V M0=4,5NM (100K); NN=4500RPM; NATURAL COOLING, FRAME SIZE IMB 5 (IM V1, IM V3) FLANGE 1, WITH KTY TEMPERATURESENSOR POWER CONNECTOR ROTATABLE RESOLVER MULTI-POLE (RESOLVER P=3); PLAIN SHAFT, TOLERANCE N; W/O HOLDING BRAKE PROTECTION CLASS IP65, | 1257 | TEM | 1 | MC | 7.402 | 1
1FK70444CH711SG2 | SIMOTICS S SYNCHRONOUS MOTOR 1FK7-HD PN=1,4 KW; UZK=600V M0=4,5NM (100K); NN=4500RPM; NATURAL COOLING, FRAME SIZE IMB 5 (IM V1, IM V3) FLANGE 1, WITH KTY TEMPERATURESENSOR POWER CONNECTOR ROTATABLE RESOLVER MULTI-POLE (RESOLVER P=3); PLAIN SHAFT, TOLERANCE N; W/O HOLDING BRAKE PROTECTION CLASS IP65, FLANGE ON DRIVE END IP67; | 1257 | TEM | 1 | MC | 7.402 | 1
1FK70444CH711SH0 | SIMOTICS S SYNCHRONOUS MOTOR 1FK7-HD PN=1,4 KW; UZK=600V M0=4,5NM (100K); NN=4500RPM; NATURAL COOLING, FRAME SIZE IMB 5 (IM V1, IM V3) FLANGE 1, WITH KTY TEMPERATURESENSOR POWER CONNECTOR ROTATABLE RESOLVER MULTI-POLE (RESOLVER P=3); PLAIN SHAFT, TOLERANCE N; WITH HOLDING BRAKE PROTECTION CLASS IP64; | 1422 | TEM | 1 | MC | 7.701 | 1
1FK70444CH711SH1 | SIMOTICS S SYNCHRONOUS MOTOR 1FK7-HD PN=1,4 KW; UZK=600V M0=4,5NM (100K); NN=4500RPM; NATURAL COOLING, FRAME SIZE IMB 5 (IM V1, IM V3) FLANGE 1, WITH KTY TEMPERATURESENSOR POWER CONNECTOR ROTATABLE RESOLVER MULTI-POLE (RESOLVER P=3); PLAIN SHAFT, TOLERANCE N; WITH HOLDING BRAKE PROTECTION CLASS IP65, | 1516 | TEM | 1 | MC | 7.701 | 1
1FK70444CH711SH2 | SIMOTICS S SYNCHRONOUS MOTOR 1FK7-HD PN=1,4 KW; UZK=600V M0=4,5NM (100K); NN=4500RPM; NATURAL COOLING, FRAME SIZE IMB 5 (IM V1, IM V3) FLANGE 1, WITH KTY TEMPERATURESENSOR POWER CONNECTOR ROTATABLE RESOLVER MULTI-POLE (RESOLVER P=3); PLAIN SHAFT, TOLERANCE N; WITH HOLDING BRAKE PROTECTION CLASS IP65, FLANGE ON DRIVE END IP67; | 1516 | TEM | 1 | MC | 7.701 | 1
1FK70444CH711TA0 | SIMOTICS S SYNCHRONOUS MOTOR 1FK7-HD PN=1,4 KW; UZK=600V M0=4,5NM (100K); NN=4500RPM; NATURAL COOLING, FRAME SIZE IMB 5 (IM V1, IM V3) FLANGE 1, WITH KTY TEMPERATURESENSOR POWER CONNECTOR ROTATABLE RESOLVER 2-POLE (RESOLVER P=1); SHAFT WITH FITTED KEY, TOLERANCE N; W/O HOLDING BRAKE PROTECTION CLASS IP64; | 1250 | TEM | 1 | MC | 7.402 | 1
1FK70444CH711TA1 | SIMOTICS S SYNCHRONOUS MOTOR 1FK7-HD PN=1,4 KW; UZK=600V M0=4,5NM (100K); NN=4500RPM; NATURAL COOLING, FRAME SIZE IMB 5 (IM V1, IM V3) FLANGE 1, WITH KTY TEMPERATURESENSOR POWER CONNECTOR ROTATABLE RESOLVER 2-POLE (RESOLVER P=1); SHAFT WITH FITTED KEY, TOLERANCE N; W/O HOLDING BRAKE PROTECTION CLASS IP65, | 1343 | TEM | 1 | MC | 7.402 | 1
1FK70444CH711TA2 | SIMOTICS S SYNCHRONOUS MOTOR 1FK7-HD PN=1,4 KW; UZK=600V M0=4,5NM (100K); NN=4500RPM; NATURAL COOLING, FRAME SIZE IMB 5 (IM V1, IM V3) FLANGE 1, WITH KTY TEMPERATURESENSOR POWER CONNECTOR ROTATABLE RESOLVER 2-POLE (RESOLVER P=1); SHAFT WITH FITTED KEY, TOLERANCE N; W/O HOLDING BRAKE PROTECTION CLASS IP65, FLANGE ON DRIVE END IP67; | 1343 | TEM | 1 | MC | 7.402 | 1
1FK70444CH711TB0 | SIMOTICS S SYNCHRONOUS MOTOR 1FK7-HD PN=1,4 KW; UZK=600V M0=4,5NM (100K); NN=4500RPM; NATURAL COOLING, FRAME SIZE IMB 5 (IM V1, IM V3) FLANGE 1, WITH KTY TEMPERATURESENSOR POWER CONNECTOR ROTATABLE RESOLVER 2-POLE (RESOLVER P=1); SHAFT WITH FITTED KEY, TOLERANCE N; WITH HOLDING BRAKE PROTECTION CLASS IP64; | 1511 | TEM | 1 | MC | 7.701 | 1
1FK70444CH711TB1 | SIMOTICS S SYNCHRONOUS MOTOR 1FK7-HD PN=1,4 KW; UZK=600V M0=4,5NM (100K); NN=4500RPM; NATURAL COOLING, FRAME SIZE IMB 5 (IM V1, IM V3) FLANGE 1, WITH KTY TEMPERATURESENSOR POWER CONNECTOR ROTATABLE RESOLVER 2-POLE (RESOLVER P=1); SHAFT WITH FITTED KEY, TOLERANCE N; WITH HOLDING BRAKE PROTECTION CLASS IP65, | 1604 | TEM | 1 | MC | 7.701 | 1
1FK70444CH711TB2 | SIMOTICS S SYNCHRONOUS MOTOR 1FK7-HD PN=1,4 KW; UZK=600V M0=4,5NM (100K); NN=4500RPM; NATURAL COOLING, FRAME SIZE IMB 5 (IM V1, IM V3) FLANGE 1, WITH KTY TEMPERATURESENSOR POWER CONNECTOR ROTATABLE RESOLVER 2-POLE (RESOLVER P=1); SHAFT WITH FITTED KEY, TOLERANCE N; WITH HOLDING BRAKE PROTECTION CLASS IP65, FLANGE ON DRIVE END IP67; | 1604 | TEM | 1 | MC | 7.701 | 1
1FK70444CH711TG0 | SIMOTICS S SYNCHRONOUS MOTOR 1FK7-HD PN=1,4 KW; UZK=600V M0=4,5NM (100K); NN=4500RPM; NATURAL COOLING, FRAME SIZE IMB 5 (IM V1, IM V3) FLANGE 1, WITH KTY TEMPERATURESENSOR POWER CONNECTOR ROTATABLE RESOLVER 2-POLE (RESOLVER P=1); PLAIN SHAFT, TOLERANCE N; W/O HOLDING BRAKE PROTECTION CLASS IP64; | 1164 | TEM | 1 | MC | 7.402 | 1
1FK70444CH711TG1 | SIMOTICS S SYNCHRONOUS MOTOR 1FK7-HD PN=1,4 KW; UZK=600V M0=4,5NM (100K); NN=4500RPM; NATURAL COOLING, FRAME SIZE IMB 5 (IM V1, IM V3) FLANGE 1, WITH KTY TEMPERATURESENSOR POWER CONNECTOR ROTATABLE RESOLVER 2-POLE (RESOLVER P=1); PLAIN SHAFT, TOLERANCE N; W/O HOLDING BRAKE PROTECTION CLASS IP65, | 1257 | TEM | 1 | MC | 7.402 | 1
1FK70444CH711TG2 | SIMOTICS S SYNCHRONOUS MOTOR 1FK7-HD PN=1,4 KW; UZK=600V M0=4,5NM (100K); NN=4500RPM; NATURAL COOLING, FRAME SIZE IMB 5 (IM V1, IM V3) FLANGE 1, WITH KTY TEMPERATURESENSOR POWER CONNECTOR ROTATABLE RESOLVER 2-POLE (RESOLVER P=1); PLAIN SHAFT, TOLERANCE N; W/O HOLDING BRAKE PROTECTION CLASS IP65, FLANGE ON DRIVE END IP67; | 1257 | TEM | 1 | MC | 7.402 | 1
1FK70444CH711TH0 | SIMOTICS S SYNCHRONOUS MOTOR 1FK7-HD PN=1,4 KW; UZK=600V M0=4,5NM (100K); NN=4500RPM; NATURAL COOLING, FRAME SIZE IMB 5 (IM V1, IM V3) FLANGE 1, WITH KTY TEMPERATURESENSOR POWER CONNECTOR ROTATABLE RESOLVER 2-POLE (RESOLVER P=1); PLAIN SHAFT, TOLERANCE N; WITH HOLDING BRAKE PROTECTION CLASS IP64; | 1422 | TEM | 1 | MC | 7.701 | 1
1FK70444CH711TH1 | SIMOTICS S SYNCHRONOUS MOTOR 1FK7-HD PN=1,4 KW; UZK=600V M0=4,5NM (100K); NN=4500RPM; NATURAL COOLING, FRAME SIZE IMB 5 (IM V1, IM V3) FLANGE 1, WITH KTY TEMPERATURESENSOR POWER CONNECTOR ROTATABLE RESOLVER 2-POLE (RESOLVER P=1); PLAIN SHAFT, TOLERANCE N; WITH HOLDING BRAKE PROTECTION CLASS IP65, | 1516 | TEM | 1 | MC | 7.701 | 1
1FK70444CH711TH2 | SIMOTICS S SYNCHRONOUS MOTOR 1FK7-HD PN=1,4 KW; UZK=600V M0=4,5NM (100K); NN=4500RPM; NATURAL COOLING, FRAME SIZE IMB 5 (IM V1, IM V3) FLANGE 1, WITH KTY TEMPERATURESENSOR POWER CONNECTOR ROTATABLE RESOLVER 2-POLE (RESOLVER P=1); PLAIN SHAFT, TOLERANCE N; WITH HOLDING BRAKE PROTECTION CLASS IP65, FLANGE ON DRIVE END IP67; | 1516 | TEM | 1 | MC | 7.701 | 1
1FK70444CH711UA0 | SIMOTICS S SYNCHRONOUS MOTOR 1FK7-HD PN=1,4 KW; UZK=600V M0=4,5NM (100K); NN=4500RPM; NATURAL COOLING, FRAME SIZE IMB 5 (IM V1, IM V3) FLANGE 1 POWER CONNECTOR ROTATABLE RESOLVER MULTI-POLE WITH DRIVE-CLIQ INTERFACE; SHAFT WITH FITTED KEY, TOLERANCE N; W/O HOLDING BRAKE PROTECTION CLASS IP64; | 1491 | TEM | 1 | MC | 7.402 | 1
1FK70444CH711UA1 | SIMOTICS S SYNCHRONOUS MOTOR 1FK7-HD PN=1,4 KW; UZK=600V M0=4,5NM (100K); NN=4500RPM; NATURAL COOLING, FRAME SIZE IMB 5 (IM V1, IM V3) FLANGE 1 POWER CONNECTOR ROTATABLE RESOLVER MULTI-POLE WITH DRIVE-CLIQ INTERFACE; SHAFT WITH FITTED KEY, TOLERANCE N; W/O HOLDING BRAKE PROTECTION CLASS IP65, | 1584 | TEM | 1 | MC | 7.402 | 1
1FK70444CH711UA2 | SIMOTICS S SYNCHRONOUS MOTOR 1FK7-HD PN=1,4 KW; UZK=600V M0=4,5NM (100K); NN=4500RPM; NATURAL COOLING, FRAME SIZE IMB 5 (IM V1, IM V3) FLANGE 1 POWER CONNECTOR ROTATABLE RESOLVER MULTI-POLE WITH DRIVE-CLIQ INTERFACE; SHAFT WITH FITTED KEY, TOLERANCE N; W/O HOLDING BRAKE PROTECTION CLASS IP65, FLANGE ON DRIVE END IP67; | 1584 | TEM | 1 | MC | 7.402 | 1
1FK70444CH711UB0 | SIMOTICS S SYNCHRONOUS MOTOR 1FK7-HD PN=1,4 KW; UZK=600V M0=4,5NM (100K); NN=4500RPM; NATURAL COOLING, FRAME SIZE IMB 5 (IM V1, IM V3) FLANGE 1 POWER CONNECTOR ROTATABLE RESOLVER MULTI-POLE WITH DRIVE-CLIQ INTERFACE; SHAFT WITH FITTED KEY, TOLERANCE N; WITH HOLDING BRAKE PROTECTION CLASS IP64; | 1752 | TEM | 1 | MC | 7.701 | 1
1FK70444CH711UB1 | SIMOTICS S SYNCHRONOUS MOTOR 1FK7-HD PN=1,4 KW; UZK=600V M0=4,5NM (100K); NN=4500RPM; NATURAL COOLING, FRAME SIZE IMB 5 (IM V1, IM V3) FLANGE 1 POWER CONNECTOR ROTATABLE RESOLVER MULTI-POLE WITH DRIVE-CLIQ INTERFACE; SHAFT WITH FITTED KEY, TOLERANCE N; WITH HOLDING BRAKE PROTECTION CLASS IP65, | 1845 | TEM | 1 | MC | 7.701 | 1
1FK70444CH711UB2 | SIMOTICS S SYNCHRONOUS MOTOR 1FK7-HD PN=1,4 KW; UZK=600V M0=4,5NM (100K); NN=4500RPM; NATURAL COOLING, FRAME SIZE IMB 5 (IM V1, IM V3) FLANGE 1 POWER CONNECTOR ROTATABLE RESOLVER MULTI-POLE WITH DRIVE-CLIQ INTERFACE; SHAFT WITH FITTED KEY, TOLERANCE N; WITH HOLDING BRAKE PROTECTION CLASS IP65, FLANGE ON DRIVE END IP67; | 1845 | TEM | 1 | MC | 7.701 | 1
1FK70444CH711UG0 | SIMOTICS S SYNCHRONOUS MOTOR 1FK7-HD PN=1,4 KW; UZK=600V M0=4,5NM (100K); NN=4500RPM; NATURAL COOLING, FRAME SIZE IMB 5 (IM V1, IM V3) FLANGE 1 POWER CONNECTOR ROTATABLE RESOLVER MULTI-POLE WITH DRIVE-CLIQ INTERFACE; PLAIN SHAFT, TOLERANCE N; W/O HOLDING BRAKE PROTECTION CLASS IP64; | 1405 | TEM | 1 | MC | 7.402 | 1
1FK70444CH711UG1 | SIMOTICS S SYNCHRONOUS MOTOR 1FK7-HD PN=1,4 KW; UZK=600V M0=4,5NM (100K); NN=4500RPM; NATURAL COOLING, FRAME SIZE IMB 5 (IM V1, IM V3) FLANGE 1 POWER CONNECTOR ROTATABLE RESOLVER MULTI-POLE WITH DRIVE-CLIQ INTERFACE; PLAIN SHAFT, TOLERANCE N; W/O HOLDING BRAKE PROTECTION CLASS IP65, | 1498 | TEM | 1 | MC | 7.402 | 1
1FK70444CH711UG2 | SIMOTICS S SYNCHRONOUS MOTOR 1FK7-HD PN=1,4 KW; UZK=600V M0=4,5NM (100K); NN=4500RPM; NATURAL COOLING, FRAME SIZE IMB 5 (IM V1, IM V3) FLANGE 1 POWER CONNECTOR ROTATABLE RESOLVER MULTI-POLE WITH DRIVE-CLIQ INTERFACE; PLAIN SHAFT, TOLERANCE N; W/O HOLDING BRAKE PROTECTION CLASS IP65, FLANGE ON DRIVE END IP67; | 1498 | TEM | 1 | MC | 7.402 | 1
1FK70444CH711UH0 | SIMOTICS S SYNCHRONOUS MOTOR 1FK7-HD PN=1,4 KW; UZK=600V M0=4,5NM (100K); NN=4500RPM; NATURAL COOLING, FRAME SIZE IMB 5 (IM V1, IM V3) FLANGE 1 POWER CONNECTOR ROTATABLE RESOLVER MULTI-POLE WITH DRIVE-CLIQ INTERFACE; PLAIN SHAFT, TOLERANCE N; WITH HOLDING BRAKE PROTECTION CLASS IP64; | 1663 | TEM | 1 | MC | 7.701 | 1
1FK70444CH711UH1 | SIMOTICS S SYNCHRONOUS MOTOR 1FK7-HD PN=1,4 KW; UZK=600V M0=4,5NM (100K); NN=4500RPM; NATURAL COOLING, FRAME SIZE IMB 5 (IM V1, IM V3) FLANGE 1 POWER CONNECTOR ROTATABLE RESOLVER MULTI-POLE WITH DRIVE-CLIQ INTERFACE; PLAIN SHAFT, TOLERANCE N; WITH HOLDING BRAKE PROTECTION CLASS IP65, | 1757 | TEM | 1 | MC | 7.701 | 1
1FK70444CH711UH2 | SIMOTICS S SYNCHRONOUS MOTOR 1FK7-HD PN=1,4 KW; UZK=600V M0=4,5NM (100K); NN=4500RPM; NATURAL COOLING, FRAME SIZE IMB 5 (IM V1, IM V3) FLANGE 1 POWER CONNECTOR ROTATABLE RESOLVER MULTI-POLE WITH DRIVE-CLIQ INTERFACE; PLAIN SHAFT, TOLERANCE N; WITH HOLDING BRAKE PROTECTION CLASS IP65, FLANGE ON DRIVE END IP67; | 1757 | TEM | 1 | MC | 7.701 | 1
1FK70447AF711AA0 | SIMOTICS S SYNCHRONOUS SERVOMOTOR, 1FK7 HIGH DYNAMIC 4.0 NM, 100 K, 3000 RPM, 1,1KW NATURAL COOLING, IM B5 (V1, V3) POWER/SIGNAL CONNECTORS CONNECTOR CAN BE ROTATED BY 270 DEGR. INCREM. ENCODER, SIN/COS 1 VPP 2048 P/REV (ENCODER I-2048); SHAFT WITH FITTED KEY, TOLERANCE N; W/O HOLDING BRAKE DEGREE OF PROTECTION IP64 | 1994 | TEM | 1 | MC | 7.703 | 1
1FK70447AF711AA2 | SIMOTICS S SYNCHRONOUS SERVOMOTOR, 1FK7 HIGH DYNAMIC 4.0 NM, 100 K, 3000 RPM, 1,1KW NATURAL COOLING, IM B5 (V1, V3) POWER/SIGNAL CONNECTORS CONNECTOR CAN BE ROTATED BY 270 DEGR. INCREM. ENCODER, SIN/COS 1 VPP 2048 P/REV (ENCODER I-2048); SHAFT WITH FITTED KEY, TOLERANCE N; W/O HOLDING BRAKE DEGREE OF PROTECTION IP65 FLANGE ON DRIVE END IP67 | 2095 | TEM | 1 | MC | 7.703 | 1
1FK70447AF711AA3 | SIMOTICS S SYNCHRONOUS SERVOMOTOR, 1FK7 HIGH DYNAMIC 4.0 NM, 100 K, 3000 RPM, 1,1KW NATURAL COOLING, IM B5 (V1, V3) POWER/SIGNAL CONNECTORS CONNECTOR CAN BE ROTATED BY 270 DEGR. INCREM. ENCODER, SIN/COS 1 VPP 2048 P/REV (ENCODER I-2048); SHAFT WITH FITTED KEY, TOLERANCE N; W/O HOLDING BRAKE DEGREE OF PROTECTION IP64; PAINT FINISH RAL7016 | 2043 | TEM | 1 | MC | 7.703 | 1
1FK70447AF711AA5 | SIMOTICS S SYNCHRONOUS SERVOMOTOR, 1FK7 HIGH DYNAMIC 4.0 NM, 100 K, 3000 RPM, 1,1KW NATURAL COOLING, IM B5 (V1, V3) POWER/SIGNAL CONNECTORS CONNECTOR CAN BE ROTATED BY 270 DEGR. INCREM. ENCODER, SIN/COS 1 VPP 2048 P/REV (ENCODER I-2048); SHAFT WITH FITTED KEY, TOLERANCE N; W/O HOLDING BRAKE DEGREE OF PROTECTION IP65 AS FLANGE IP67; PAINT FINISH RAL7016 | 2145 | TEM | 1 | MC | 7.703 | 1
1FK70447AF711AA8 | SIMOTICS S SYNCHRONOUS SERVOMOTOR, 1FK7 HIGH DYNAMIC 4.0 NM, 100 K, 3000 RPM, 1,1KW NATURAL COOLING, IM B5 (V1, V3) POWER/SIGNAL CONNECTORS CONNECTOR CAN BE ROTATED BY 270 DEGR. INCREM. ENCODER, SIN/COS 1 VPP 2048 P/REV (ENCODER I-2048); SHAFT WITH FITTED KEY, TOLERANCE N; W/O HOLDING BRAKE DEGREE OF PROTECTION IP65 IP67 D-END FLANGE; RAL7016 COATING; METALLIC RATING PLATE AT MOTOR | 2253 | TEM | 1 | MC | 7.703 | 1
1FK70447AF711AB0 | SIMOTICS S SYNCHRONOUS SERVOMOTOR, 1FK7 HIGH DYNAMIC 4.0 NM, 100 K, 3000 RPM, 1,1KW NATURAL COOLING, IM B5 (V1, V3) POWER/SIGNAL CONNECTORS CONNECTOR CAN BE ROTATED BY 270 DEGR. INCREM. ENCODER, SIN/COS 1 VPP 2048 P/REV (ENCODER I-2048); SHAFT WITH FITTED KEY, TOLERANCE N; WITH HOLDING BRAKE DEGREE OF PROTECTION IP64 | 2277 | TEM | 1 | MC | 8.302 | 1
1FK70447AF711AB2 | SIMOTICS S SYNCHRONOUS SERVOMOTOR, 1FK7 HIGH DYNAMIC 4.0 NM, 100 K, 3000 RPM, 1,1KW NATURAL COOLING, IM B5 (V1, V3) POWER/SIGNAL CONNECTORS CONNECTOR CAN BE ROTATED BY 270 DEGR. INCREM. ENCODER, SIN/COS 1 VPP 2048 P/REV (ENCODER I-2048); SHAFT WITH FITTED KEY, TOLERANCE N; WITH HOLDING BRAKE DEGREE OF PROTECTION IP65 FLANGE ON DRIVE END IP67 | 2379 | TEM | 1 | MC | 8.302 | 1
1FK70447AF711AB3 | SIMOTICS S SYNCHRONOUS SERVOMOTOR, 1FK7 HIGH DYNAMIC 4.0 NM, 100 K, 3000 RPM, 1,1KW NATURAL COOLING, IM B5 (V1, V3) POWER/SIGNAL CONNECTORS CONNECTOR CAN BE ROTATED BY 270 DEGR. INCREM. ENCODER, SIN/COS 1 VPP 2048 P/REV (ENCODER I-2048); SHAFT WITH FITTED KEY, TOLERANCE N; WITH HOLDING BRAKE DEGREE OF PROTECTION IP64; PAINT FINISH RAL7016 | 2326 | TEM | 1 | MC | 8.302 | 1
1FK70447AF711AB5 | SIMOTICS S SYNCHRONOUS SERVOMOTOR, 1FK7 HIGH DYNAMIC 4.0 NM, 100 K, 3000 RPM, 1,1KW NATURAL COOLING, IM B5 (V1, V3) POWER/SIGNAL CONNECTORS CONNECTOR CAN BE ROTATED BY 270 DEGR. INCREM. ENCODER, SIN/COS 1 VPP 2048 P/REV (ENCODER I-2048); SHAFT WITH FITTED KEY, TOLERANCE N; WITH HOLDING BRAKE DEGREE OF PROTECTION IP65 AS FLANGE IP67; PAINT FINISH RAL7016 | 2428 | TEM | 1 | MC | 8.302 | 1
1FK70447AF711AB8 | SIMOTICS S SYNCHRONOUS SERVOMOTOR, 1FK7 HIGH DYNAMIC 4.0 NM, 100 K, 3000 RPM, 1,1KW NATURAL COOLING, IM B5 (V1, V3) POWER/SIGNAL CONNECTORS CONNECTOR CAN BE ROTATED BY 270 DEGR. INCREM. ENCODER, SIN/COS 1 VPP 2048 P/REV (ENCODER I-2048); SHAFT WITH FITTED KEY, TOLERANCE N; WITH HOLDING BRAKE DEGREE OF PROTECTION IP65 IP67 D-END FLANGE; RAL7016 COATING; METALLIC RATING PLATE AT MOTOR | 2537 | TEM | 1 | MC | 8.302 | 1
1FK70447AF711AG0 | SIMOTICS S SYNCHRONOUS SERVOMOTOR, 1FK7 HIGH DYNAMIC 4.0 NM, 100 K, 3000 RPM, 1,1KW NATURAL COOLING, IM B5 (V1, V3) POWER/SIGNAL CONNECTORS CONNECTOR CAN BE ROTATED BY 270 DEGR. INCREM. ENCODER, SIN/COS 1 VPP 2048 P/REV (ENCODER I-2048); PLAIN SHAFT, TOLERANCE N; W/O HOLDING BRAKE DEGREE OF PROTECTION IP64 | 1900 | TEM | 1 | MC | 7.703 | 1
1FK70447AF711AG2 | SIMOTICS S SYNCHRONOUS SERVOMOTOR, 1FK7 HIGH DYNAMIC 4.0 NM, 100 K, 3000 RPM, 1,1KW NATURAL COOLING, IM B5 (V1, V3) POWER/SIGNAL CONNECTORS CONNECTOR CAN BE ROTATED BY 270 DEGR. INCREM. ENCODER, SIN/COS 1 VPP 2048 P/REV (ENCODER I-2048); PLAIN SHAFT, TOLERANCE N; W/O HOLDING BRAKE DEGREE OF PROTECTION IP65 FLANGE ON DRIVE END IP67 | 2002 | TEM | 1 | MC | 7.703 | 1
1FK70447AF711AG3 | SIMOTICS S SYNCHRONOUS SERVOMOTOR, 1FK7 HIGH DYNAMIC 4.0 NM, 100 K, 3000 RPM, 1,1KW NATURAL COOLING, IM B5 (V1, V3) POWER/SIGNAL CONNECTORS CONNECTOR CAN BE ROTATED BY 270 DEGR. INCREM. ENCODER, SIN/COS 1 VPP 2048 P/REV (ENCODER I-2048); PLAIN SHAFT, TOLERANCE N; W/O HOLDING BRAKE DEGREE OF PROTECTION IP64; PAINT FINISH RAL7016 | 1949 | TEM | 1 | MC | 7.703 | 1
1FK70447AF711AG5 | SIMOTICS S SYNCHRONOUS SERVOMOTOR, 1FK7 HIGH DYNAMIC 4.0 NM, 100 K, 3000 RPM, 1,1KW NATURAL COOLING, IM B5 (V1, V3) POWER/SIGNAL CONNECTORS CONNECTOR CAN BE ROTATED BY 270 DEGR. INCREM. ENCODER, SIN/COS 1 VPP 2048 P/REV (ENCODER I-2048); PLAIN SHAFT, TOLERANCE N; W/O HOLDING BRAKE DEGREE OF PROTECTION IP65 AS FLANGE IP67; PAINT FINISH RAL7016 | 2051 | TEM | 1 | MC | 7.703 | 1
1FK70447AF711AG8 | SIMOTICS S SYNCHRONOUS SERVOMOTOR, 1FK7 HIGH DYNAMIC 4.0 NM, 100 K, 3000 RPM, 1,1KW NATURAL COOLING, IM B5 (V1, V3) POWER/SIGNAL CONNECTORS CONNECTOR CAN BE ROTATED BY 270 DEGR. INCREM. ENCODER, SIN/COS 1 VPP 2048 P/REV (ENCODER I-2048); PLAIN SHAFT, TOLERANCE N; W/O HOLDING BRAKE DEGREE OF PROTECTION IP65 IP67 D-END FLANGE; RAL7016 COATING; METALLIC RATING PLATE AT MOTOR | 2160 | TEM | 1 | MC | 7.703 | 1
1FK70447AF711AH0 | SIMOTICS S SYNCHRONOUS SERVOMOTOR, 1FK7 HIGH DYNAMIC 4.0 NM, 100 K, 3000 RPM, 1,1KW NATURAL COOLING, IM B5 (V1, V3) POWER/SIGNAL CONNECTORS CONNECTOR CAN BE ROTATED BY 270 DEGR. INCREM. ENCODER, SIN/COS 1 VPP 2048 P/REV (ENCODER I-2048); PLAIN SHAFT, TOLERANCE N; WITH HOLDING BRAKE DEGREE OF PROTECTION IP64 | 2181 | TEM | 1 | MC | 8.302 | 1
1FK70447AF711AH2 | SIMOTICS S SYNCHRONOUS SERVOMOTOR, 1FK7 HIGH DYNAMIC 4.0 NM, 100 K, 3000 RPM, 1,1KW NATURAL COOLING, IM B5 (V1, V3) POWER/SIGNAL CONNECTORS CONNECTOR CAN BE ROTATED BY 270 DEGR. INCREM. ENCODER, SIN/COS 1 VPP 2048 P/REV (ENCODER I-2048); PLAIN SHAFT, TOLERANCE N; WITH HOLDING BRAKE DEGREE OF PROTECTION IP65 FLANGE ON DRIVE END IP67 | 2283 | TEM | 1 | MC | 8.302 | 1
1FK70447AF711AH3 | SIMOTICS S SYNCHRONOUS SERVOMOTOR, 1FK7 HIGH DYNAMIC 4.0 NM, 100 K, 3000 RPM, 1,1KW NATURAL COOLING, IM B5 (V1, V3) POWER/SIGNAL CONNECTORS CONNECTOR CAN BE ROTATED BY 270 DEGR. INCREM. ENCODER, SIN/COS 1 VPP 2048 P/REV (ENCODER I-2048); PLAIN SHAFT, TOLERANCE N; WITH HOLDING BRAKE DEGREE OF PROTECTION IP64; PAINT FINISH RAL7016 | 2230 | TEM | 1 | MC | 8.302 | 1
1FK70447AF711AH5 | SIMOTICS S SYNCHRONOUS SERVOMOTOR, 1FK7 HIGH DYNAMIC 4.0 NM, 100 K, 3000 RPM, 1,1KW NATURAL COOLING, IM B5 (V1, V3) POWER/SIGNAL CONNECTORS CONNECTOR CAN BE ROTATED BY 270 DEGR. INCREM. ENCODER, SIN/COS 1 VPP 2048 P/REV (ENCODER I-2048); PLAIN SHAFT, TOLERANCE N; WITH HOLDING BRAKE DEGREE OF PROTECTION IP65 AS FLANGE IP67; PAINT FINISH RAL7016 | 2332 | TEM | 1 | MC | 8.302 | 1
1FK70447AF711AH8 | SIMOTICS S SYNCHRONOUS SERVOMOTOR, 1FK7 HIGH DYNAMIC 4.0 NM, 100 K, 3000 RPM, 1,1KW NATURAL COOLING, IM B5 (V1, V3) POWER/SIGNAL CONNECTORS CONNECTOR CAN BE ROTATED BY 270 DEGR. INCREM. ENCODER, SIN/COS 1 VPP 2048 P/REV (ENCODER I-2048); PLAIN SHAFT, TOLERANCE N; WITH HOLDING BRAKE DEGREE OF PROTECTION IP65 IP67 D-END FLANGE; RAL7016 COATING; METALLIC RATING PLATE AT MOTOR | 2441 | TEM | 1 | MC | 8.302 | 1
1FK70447AF711DA0 | SIMOTICS S SYNCHRONOUS SERVOMOTOR, 1FK7 HIGH DYNAMIC 4.0 NM, 100 K, 3000 RPM, 1,1KW NATURAL COOLING, IM B5 (V1, V3) POWER/SIGNAL CONNECTORS CONNECTOR CAN BE ROTATED BY 270 DEGR. INCREMENTAL ENCODER 2048 P/REV (ENCODER I-2048) WITH DRIVE-CLIQ INTERFACE; SHAFT WITH FITTED KEY, TOLERANCE N; W/O HOLDING BRAKE DEGREE OF PROTECTION IP64 | 2256 | TEM | 1 | MC | 7.703 | 1
1FK70447AF711DA2 | SIMOTICS S SYNCHRONOUS SERVOMOTOR, 1FK7 HIGH DYNAMIC 4.0 NM, 100 K, 3000 RPM, 1,1KW NATURAL COOLING, IM B5 (V1, V3) POWER/SIGNAL CONNECTORS CONNECTOR CAN BE ROTATED BY 270 DEGR. INCREMENTAL ENCODER 2048 P/REV (ENCODER I-2048) WITH DRIVE-CLIQ INTERFACE; SHAFT WITH FITTED KEY, TOLERANCE N; W/O HOLDING BRAKE DEGREE OF PROTECTION IP65 FLANGE ON DRIVE END IP67 | 2357 | TEM | 1 | MC | 7.703 | 1
1FK70447AF711DA3 | SIMOTICS S SYNCHRONOUS SERVOMOTOR, 1FK7 HIGH DYNAMIC 4.0 NM, 100 K, 3000 RPM, 1,1KW NATURAL COOLING, IM B5 (V1, V3) POWER/SIGNAL CONNECTORS CONNECTOR CAN BE ROTATED BY 270 DEGR. INCREMENTAL ENCODER 2048 P/REV (ENCODER I-2048) WITH DRIVE-CLIQ INTERFACE; SHAFT WITH FITTED KEY, TOLERANCE N; W/O HOLDING BRAKE DEGREE OF PROTECTION IP64; PAINT FINISH RAL7016 | 2305 | TEM | 1 | MC | 7.703 | 1
1FK70447AF711DA5 | SIMOTICS S SYNCHRONOUS SERVOMOTOR, 1FK7 HIGH DYNAMIC 4.0 NM, 100 K, 3000 RPM, 1,1KW NATURAL COOLING, IM B5 (V1, V3) POWER/SIGNAL CONNECTORS CONNECTOR CAN BE ROTATED BY 270 DEGR. INCREMENTAL ENCODER 2048 P/REV (ENCODER I-2048) WITH DRIVE-CLIQ INTERFACE; SHAFT WITH FITTED KEY, TOLERANCE N; W/O HOLDING BRAKE DEGREE OF PROTECTION IP65 AS FLANGE IP67; PAINT FINISH RAL7016 | 2406 | TEM | 1 | MC | 7.703 | 1
1FK70447AF711DA8 | SIMOTICS S SYNCHRONOUS SERVOMOTOR, 1FK7 HIGH DYNAMIC 4.0 NM, 100 K, 3000 RPM, 1,1KW NATURAL COOLING, IM B5 (V1, V3) POWER/SIGNAL CONNECTORS CONNECTOR CAN BE ROTATED BY 270 DEGR. INCREMENTAL ENCODER 2048 P/REV (ENCODER I-2048) WITH DRIVE-CLIQ INTERFACE; SHAFT WITH FITTED KEY, TOLERANCE N; W/O HOLDING BRAKE DEGREE OF PROTECTION IP65 IP67 D-END FLANGE; RAL7016 COATING; METALLIC RATING PLATE AT MOTOR | 2515 | TEM | 1 | MC | 7.703 | 1
1FK70447AF711DB0 | SIMOTICS S SYNCHRONOUS SERVOMOTOR, 1FK7 HIGH DYNAMIC 4.0 NM, 100 K, 3000 RPM, 1,1KW NATURAL COOLING, IM B5 (V1, V3) POWER/SIGNAL CONNECTORS CONNECTOR CAN BE ROTATED BY 270 DEGR. INCREMENTAL ENCODER 2048 P/REV (ENCODER I-2048) WITH DRIVE-CLIQ INTERFACE; SHAFT WITH FITTED KEY, TOLERANCE N; WITH HOLDING BRAKE DEGREE OF PROTECTION IP64 | 2539 | TEM | 1 | MC | 8.302 | 1
1FK70447AF711DB2 | SIMOTICS S SYNCHRONOUS SERVOMOTOR, 1FK7 HIGH DYNAMIC 4.0 NM, 100 K, 3000 RPM, 1,1KW NATURAL COOLING, IM B5 (V1, V3) POWER/SIGNAL CONNECTORS CONNECTOR CAN BE ROTATED BY 270 DEGR. INCREMENTAL ENCODER 2048 P/REV (ENCODER I-2048) WITH DRIVE-CLIQ INTERFACE; SHAFT WITH FITTED KEY, TOLERANCE N; WITH HOLDING BRAKE DEGREE OF PROTECTION IP65 FLANGE ON DRIVE END IP67 | 2641 | TEM | 1 | MC | 8.302 | 1
1FK70447AF711DB3 | SIMOTICS S SYNCHRONOUS SERVOMOTOR, 1FK7 HIGH DYNAMIC 4.0 NM, 100 K, 3000 RPM, 1,1KW NATURAL COOLING, IM B5 (V1, V3) POWER/SIGNAL CONNECTORS CONNECTOR CAN BE ROTATED BY 270 DEGR. INCREMENTAL ENCODER 2048 P/REV (ENCODER I-2048) WITH DRIVE-CLIQ INTERFACE; SHAFT WITH FITTED KEY, TOLERANCE N; WITH HOLDING BRAKE DEGREE OF PROTECTION IP64; PAINT FINISH RAL7016 | 2588 | TEM | 1 | MC | 8.302 | 1
1FK70447AF711DB5 | SIMOTICS S SYNCHRONOUS SERVOMOTOR, 1FK7 HIGH DYNAMIC 4.0 NM, 100 K, 3000 RPM, 1,1KW NATURAL COOLING, IM B5 (V1, V3) POWER/SIGNAL CONNECTORS CONNECTOR CAN BE ROTATED BY 270 DEGR. INCREMENTAL ENCODER 2048 P/REV (ENCODER I-2048) WITH DRIVE-CLIQ INTERFACE; SHAFT WITH FITTED KEY, TOLERANCE N; WITH HOLDING BRAKE DEGREE OF PROTECTION IP65 AS FLANGE IP67; PAINT FINISH RAL7016 | 2690 | TEM | 1 | MC | 8.302 | 1
1FK70447AF711DB8 | SIMOTICS S SYNCHRONOUS SERVOMOTOR, 1FK7 HIGH DYNAMIC 4.0 NM, 100 K, 3000 RPM, 1,1KW NATURAL COOLING, IM B5 (V1, V3) POWER/SIGNAL CONNECTORS CONNECTOR CAN BE ROTATED BY 270 DEGR. INCREMENTAL ENCODER 2048 P/REV (ENCODER I-2048) WITH DRIVE-CLIQ INTERFACE; SHAFT WITH FITTED KEY, TOLERANCE N; WITH HOLDING BRAKE DEGREE OF PROTECTION IP65 IP67 D-END FLANGE; RAL7016 COATING; METALLIC RATING PLATE AT MOTOR | 2798 | TEM | 1 | MC | 8.302 | 1
1FK70447AF711DG0 | SIMOTICS S SYNCHRONOUS SERVOMOTOR, 1FK7 HIGH DYNAMIC 4.0 NM, 100 K, 3000 RPM, 1,1KW NATURAL COOLING, IM B5 (V1, V3) POWER/SIGNAL CONNECTORS CONNECTOR CAN BE ROTATED BY 270 DEGR. INCREMENTAL ENCODER 2048 P/REV (ENCODER I-2048) WITH DRIVE-CLIQ INTERFACE; PLAIN SHAFT, TOLERANCE N; W/O HOLDING BRAKE DEGREE OF PROTECTION IP64 | 2162 | TEM | 1 | MC | 7.703 | 1
1FK70447AF711DG2 | SIMOTICS S SYNCHRONOUS SERVOMOTOR, 1FK7 HIGH DYNAMIC 4.0 NM, 100 K, 3000 RPM, 1,1KW NATURAL COOLING, IM B5 (V1, V3) POWER/SIGNAL CONNECTORS CONNECTOR CAN BE ROTATED BY 270 DEGR. INCREMENTAL ENCODER 2048 P/REV (ENCODER I-2048) WITH DRIVE-CLIQ INTERFACE; PLAIN SHAFT, TOLERANCE N; W/O HOLDING BRAKE DEGREE OF PROTECTION IP65 FLANGE ON DRIVE END IP67 | 2264 | TEM | 1 | MC | 7.703 | 1
1FK70447AF711DG3 | SIMOTICS S SYNCHRONOUS SERVOMOTOR, 1FK7 HIGH DYNAMIC 4.0 NM, 100 K, 3000 RPM, 1,1KW NATURAL COOLING, IM B5 (V1, V3) POWER/SIGNAL CONNECTORS CONNECTOR CAN BE ROTATED BY 270 DEGR. INCREMENTAL ENCODER 2048 P/REV (ENCODER I-2048) WITH DRIVE-CLIQ INTERFACE; PLAIN SHAFT, TOLERANCE N; W/O HOLDING BRAKE DEGREE OF PROTECTION IP64; PAINT FINISH RAL7016 | 2211 | TEM | 1 | MC | 7.703 | 1
1FK70447AF711DG5 | SIMOTICS S SYNCHRONOUS SERVOMOTOR, 1FK7 HIGH DYNAMIC 4.0 NM, 100 K, 3000 RPM, 1,1KW NATURAL COOLING, IM B5 (V1, V3) POWER/SIGNAL CONNECTORS CONNECTOR CAN BE ROTATED BY 270 DEGR. INCREMENTAL ENCODER 2048 P/REV (ENCODER I-2048) WITH DRIVE-CLIQ INTERFACE; PLAIN SHAFT, TOLERANCE N; W/O HOLDING BRAKE DEGREE OF PROTECTION IP65 AS FLANGE IP67; PAINT FINISH RAL7016 | 2313 | TEM | 1 | MC | 7.703 | 1
1FK70447AF711DG8 | SIMOTICS S SYNCHRONOUS SERVOMOTOR, 1FK7 HIGH DYNAMIC 4.0 NM, 100 K, 3000 RPM, 1,1KW NATURAL COOLING, IM B5 (V1, V3) POWER/SIGNAL CONNECTORS CONNECTOR CAN BE ROTATED BY 270 DEGR. INCREMENTAL ENCODER 2048 P/REV (ENCODER I-2048) WITH DRIVE-CLIQ INTERFACE; PLAIN SHAFT, TOLERANCE N; W/O HOLDING BRAKE DEGREE OF PROTECTION IP65 IP67 D-END FLANGE; RAL7016 COATING; METALLIC RATING PLATE AT MOTOR | 2421 | TEM | 1 | MC | 7.703 | 1
1FK70447AF711DH0 | SIMOTICS S SYNCHRONOUS SERVOMOTOR, 1FK7 HIGH DYNAMIC 4.0 NM, 100 K, 3000 RPM, 1,1KW NATURAL COOLING, IM B5 (V1, V3) POWER/SIGNAL CONNECTORS CONNECTOR CAN BE ROTATED BY 270 DEGR. INCREMENTAL ENCODER 2048 P/REV (ENCODER I-2048) WITH DRIVE-CLIQ INTERFACE; PLAIN SHAFT, TOLERANCE N; WITH HOLDING BRAKE DEGREE OF PROTECTION IP64 | 2443 | TEM | 1 | MC | 8.302 | 1
1FK70447AF711DH2 | SIMOTICS S SYNCHRONOUS SERVOMOTOR, 1FK7 HIGH DYNAMIC 4.0 NM, 100 K, 3000 RPM, 1,1KW NATURAL COOLING, IM B5 (V1, V3) POWER/SIGNAL CONNECTORS CONNECTOR CAN BE ROTATED BY 270 DEGR. INCREMENTAL ENCODER 2048 P/REV (ENCODER I-2048) WITH DRIVE-CLIQ INTERFACE; PLAIN SHAFT, TOLERANCE N; WITH HOLDING BRAKE DEGREE OF PROTECTION IP65 FLANGE ON DRIVE END IP67 | 2545 | TEM | 1 | MC | 8.302 | 1
1FK70447AF711DH3 | SIMOTICS S SYNCHRONOUS SERVOMOTOR, 1FK7 HIGH DYNAMIC 4.0 NM, 100 K, 3000 RPM, 1,1KW NATURAL COOLING, IM B5 (V1, V3) POWER/SIGNAL CONNECTORS CONNECTOR CAN BE ROTATED BY 270 DEGR. INCREMENTAL ENCODER 2048 P/REV (ENCODER I-2048) WITH DRIVE-CLIQ INTERFACE; PLAIN SHAFT, TOLERANCE N; WITH HOLDING BRAKE DEGREE OF PROTECTION IP64; PAINT FINISH RAL7016 | 2492 | TEM | 1 | MC | 8.302 | 1
1FK70447AF711DH5 | SIMOTICS S SYNCHRONOUS SERVOMOTOR, 1FK7 HIGH DYNAMIC 4.0 NM, 100 K, 3000 RPM, 1,1KW NATURAL COOLING, IM B5 (V1, V3) POWER/SIGNAL CONNECTORS CONNECTOR CAN BE ROTATED BY 270 DEGR. INCREMENTAL ENCODER 2048 P/REV (ENCODER I-2048) WITH DRIVE-CLIQ INTERFACE; PLAIN SHAFT, TOLERANCE N; WITH HOLDING BRAKE DEGREE OF PROTECTION IP65 AS FLANGE IP67; PAINT FINISH RAL7016 | 2594 | TEM | 1 | MC | 8.302 | 1
1FK70447AF711DH8 | SIMOTICS S SYNCHRONOUS SERVOMOTOR, 1FK7 HIGH DYNAMIC 4.0 NM, 100 K, 3000 RPM, 1,1KW NATURAL COOLING, IM B5 (V1, V3) POWER/SIGNAL CONNECTORS CONNECTOR CAN BE ROTATED BY 270 DEGR. INCREMENTAL ENCODER 2048 P/REV (ENCODER I-2048) WITH DRIVE-CLIQ INTERFACE; PLAIN SHAFT, TOLERANCE N; WITH HOLDING BRAKE DEGREE OF PROTECTION IP65 IP67 D-END FLANGE; RAL7016 COATING; METALLIC RATING PLATE AT MOTOR | 2702 | TEM | 1 | MC | 8.302 | 1
1FK70447AF711EA0 | SIMOTICS S SYNCHRONOUS SERVOMOTOR, 1FK7 HIGH DYNAMIC 4.0 NM, 100 K, 3000 RPM, 1,1KW NATURAL COOLING, IM B5 (V1, V3) POWER/SIGNAL CONNECTORS CONNECTOR CAN BE ROTATED BY 270 DEGR. ABSOLUTE ENCODER ENDAT 2048 P/REV (ENCODER A-2048); PERFORMANCE REDUCTION BY 10% DUE TO ABSOLUTE ENCODER; SHAFT WITH FITTED KEY, TOLERANCE N; W/O HOLDING BRAKE DEGREE OF PROTECTION IP64 | 2397 | TEM | 1 | MC | 7.703 | 1
1FK70447AF711EA2 | SIMOTICS S SYNCHRONOUS SERVOMOTOR, 1FK7 HIGH DYNAMIC 4.0 NM, 100 K, 3000 RPM, 1,1KW NATURAL COOLING, IM B5 (V1, V3) POWER/SIGNAL CONNECTORS CONNECTOR CAN BE ROTATED BY 270 DEGR. ABSOLUTE ENCODER ENDAT 2048 P/REV (ENCODER A-2048); PERFORMANCE REDUCTION BY 10% DUE TO ABSOLUTE ENCODER; SHAFT WITH FITTED KEY, TOLERANCE N; W/O HOLDING BRAKE DEGREE OF PROTECTION IP65 FLANGE ON DRIVE END IP67 | 2499 | TEM | 1 | MC | 7.703 | 1
1FK70447AF711EA3 | SIMOTICS S SYNCHRONOUS SERVOMOTOR, 1FK7 HIGH DYNAMIC 4.0 NM, 100 K, 3000 RPM, 1,1KW NATURAL COOLING, IM B5 (V1, V3) POWER/SIGNAL CONNECTORS CONNECTOR CAN BE ROTATED BY 270 DEGR. ABSOLUTE ENCODER ENDAT 2048 P/REV (ENCODER A-2048); PERFORMANCE REDUCTION BY 10% DUE TO ABSOLUTE ENCODER; SHAFT WITH FITTED KEY, TOLERANCE N; W/O HOLDING BRAKE DEGREE OF PROTECTION IP64; PAINT FINISH RAL7016 | 2447 | TEM | 1 | MC | 7.703 | 1
1FK70447AF711EA5 | SIMOTICS S SYNCHRONOUS SERVOMOTOR, 1FK7 HIGH DYNAMIC 4.0 NM, 100 K, 3000 RPM, 1,1KW NATURAL COOLING, IM B5 (V1, V3) POWER/SIGNAL CONNECTORS CONNECTOR CAN BE ROTATED BY 270 DEGR. ABSOLUTE ENCODER ENDAT 2048 P/REV (ENCODER A-2048); PERFORMANCE REDUCTION BY 10% DUE TO ABSOLUTE ENCODER; SHAFT WITH FITTED KEY, TOLERANCE N; W/O HOLDING BRAKE DEGREE OF PROTECTION IP65 AS FLANGE IP67; PAINT FINISH RAL7016 | 2548 | TEM | 1 | MC | 7.703 | 1
1FK70447AF711EA8 | SIMOTICS S SYNCHRONOUS SERVOMOTOR, 1FK7 HIGH DYNAMIC 4.0 NM, 100 K, 3000 RPM, 1,1KW NATURAL COOLING, IM B5 (V1, V3) POWER/SIGNAL CONNECTORS CONNECTOR CAN BE ROTATED BY 270 DEGR. ABSOLUTE ENCODER ENDAT 2048 P/REV (ENCODER A-2048); PERFORMANCE REDUCTION BY 10% DUE TO ABSOLUTE ENCODER; SHAFT WITH FITTED KEY, TOLERANCE N; W/O HOLDING BRAKE DEGREE OF PROTECTION IP65 IP67 D-END FLANGE; RAL7016 COATING; METALLIC RATING PLATE AT MOTOR | 2657 | TEM | 1 | MC | 7.703 | 1
1FK70447AF711EB0 | SIMOTICS S SYNCHRONOUS SERVOMOTOR, 1FK7 HIGH DYNAMIC 4.0 NM, 100 K, 3000 RPM, 1,1KW NATURAL COOLING, IM B5 (V1, V3) POWER/SIGNAL CONNECTORS CONNECTOR CAN BE ROTATED BY 270 DEGR. ABSOLUTE ENCODER ENDAT 2048 P/REV (ENCODER A-2048); PERFORMANCE REDUCTION BY 10% DUE TO ABSOLUTE ENCODER; SHAFT WITH FITTED KEY, TOLERANCE N; WITH HOLDING BRAKE DEGREE OF PROTECTION IP64 | 2681 | TEM | 1 | MC | 8.302 | 1
1FK70447AF711EB2 | SIMOTICS S SYNCHRONOUS SERVOMOTOR, 1FK7 HIGH DYNAMIC 4.0 NM, 100 K, 3000 RPM, 1,1KW NATURAL COOLING, IM B5 (V1, V3) POWER/SIGNAL CONNECTORS CONNECTOR CAN BE ROTATED BY 270 DEGR. ABSOLUTE ENCODER ENDAT 2048 P/REV (ENCODER A-2048); PERFORMANCE REDUCTION BY 10% DUE TO ABSOLUTE ENCODER; SHAFT WITH FITTED KEY, TOLERANCE N; WITH HOLDING BRAKE DEGREE OF PROTECTION IP65 FLANGE ON DRIVE END IP67 | 2782 | TEM | 1 | MC | 8.302 | 1
1FK70447AF711EB3 | SIMOTICS S SYNCHRONOUS SERVOMOTOR, 1FK7 HIGH DYNAMIC 4.0 NM, 100 K, 3000 RPM, 1,1KW NATURAL COOLING, IM B5 (V1, V3) POWER/SIGNAL CONNECTORS CONNECTOR CAN BE ROTATED BY 270 DEGR. ABSOLUTE ENCODER ENDAT 2048 P/REV (ENCODER A-2048); PERFORMANCE REDUCTION BY 10% DUE TO ABSOLUTE ENCODER; SHAFT WITH FITTED KEY, TOLERANCE N; WITH HOLDING BRAKE DEGREE OF PROTECTION IP64; PAINT FINISH RAL7016 | 2730 | TEM | 1 | MC | 8.302 | 1
1FK70447AF711EB5 | SIMOTICS S SYNCHRONOUS SERVOMOTOR, 1FK7 HIGH DYNAMIC 4.0 NM, 100 K, 3000 RPM, 1,1KW NATURAL COOLING, IM B5 (V1, V3) POWER/SIGNAL CONNECTORS CONNECTOR CAN BE ROTATED BY 270 DEGR. ABSOLUTE ENCODER ENDAT 2048 P/REV (ENCODER A-2048); PERFORMANCE REDUCTION BY 10% DUE TO ABSOLUTE ENCODER; SHAFT WITH FITTED KEY, TOLERANCE N; WITH HOLDING BRAKE DEGREE OF PROTECTION IP65 AS FLANGE IP67; PAINT FINISH RAL7016 | 2832 | TEM | 1 | MC | 8.302 | 1
1FK70447AF711EB8 | SIMOTICS S SYNCHRONOUS SERVOMOTOR, 1FK7 HIGH DYNAMIC 4.0 NM, 100 K, 3000 RPM, 1,1KW NATURAL COOLING, IM B5 (V1, V3) POWER/SIGNAL CONNECTORS CONNECTOR CAN BE ROTATED BY 270 DEGR. ABSOLUTE ENCODER ENDAT 2048 P/REV (ENCODER A-2048); PERFORMANCE REDUCTION BY 10% DUE TO ABSOLUTE ENCODER; SHAFT WITH FITTED KEY, TOLERANCE N; WITH HOLDING BRAKE DEGREE OF PROTECTION IP65 IP67 D-END FLANGE; RAL7016 COATING; METALLIC RATING PLATE AT MOTOR | 2940 | TEM | 1 | MC | 8.302 | 1
1FK70447AF711EG0 | SIMOTICS S SYNCHRONOUS SERVOMOTOR, 1FK7 HIGH DYNAMIC 4.0 NM, 100 K, 3000 RPM, 1,1KW NATURAL COOLING, IM B5 (V1, V3) POWER/SIGNAL CONNECTORS CONNECTOR CAN BE ROTATED BY 270 DEGR. ABSOLUTE ENCODER ENDAT 2048 P/REV (ENCODER A-2048); PERFORMANCE REDUCTION BY 10% DUE TO ABSOLUTE ENCODER; PLAIN SHAFT, TOLERANCE N; W/O HOLDING BRAKE DEGREE OF PROTECTION IP64 | 2304 | TEM | 1 | MC | 7.703 | 1
1FK70447AF711EG2 | SIMOTICS S SYNCHRONOUS SERVOMOTOR, 1FK7 HIGH DYNAMIC 4.0 NM, 100 K, 3000 RPM, 1,1KW NATURAL COOLING, IM B5 (V1, V3) POWER/SIGNAL CONNECTORS CONNECTOR CAN BE ROTATED BY 270 DEGR. ABSOLUTE ENCODER ENDAT 2048 P/REV (ENCODER A-2048); PERFORMANCE REDUCTION BY 10% DUE TO ABSOLUTE ENCODER; PLAIN SHAFT, TOLERANCE N; W/O HOLDING BRAKE DEGREE OF PROTECTION IP65 FLANGE ON DRIVE END IP67 | 2405 | TEM | 1 | MC | 7.703 | 1
1FK70447AF711EG3 | SIMOTICS S SYNCHRONOUS SERVOMOTOR, 1FK7 HIGH DYNAMIC 4.0 NM, 100 K, 3000 RPM, 1,1KW NATURAL COOLING, IM B5 (V1, V3) POWER/SIGNAL CONNECTORS CONNECTOR CAN BE ROTATED BY 270 DEGR. ABSOLUTE ENCODER ENDAT 2048 P/REV (ENCODER A-2048); PERFORMANCE REDUCTION BY 10% DUE TO ABSOLUTE ENCODER; PLAIN SHAFT, TOLERANCE N; W/O HOLDING BRAKE DEGREE OF PROTECTION IP64; PAINT FINISH RAL7016 | 2353 | TEM | 1 | MC | 7.703 | 1
1FK70447AF711EG5 | SIMOTICS S SYNCHRONOUS SERVOMOTOR, 1FK7 HIGH DYNAMIC 4.0 NM, 100 K, 3000 RPM, 1,1KW NATURAL COOLING, IM B5 (V1, V3) POWER/SIGNAL CONNECTORS CONNECTOR CAN BE ROTATED BY 270 DEGR. ABSOLUTE ENCODER ENDAT 2048 P/REV (ENCODER A-2048); PERFORMANCE REDUCTION BY 10% DUE TO ABSOLUTE ENCODER; PLAIN SHAFT, TOLERANCE N; W/O HOLDING BRAKE DEGREE OF PROTECTION IP65 AS FLANGE IP67; PAINT FINISH RAL7016 | 2454 | TEM | 1 | MC | 7.703 | 1
1FK70447AF711EG8 | SIMOTICS S SYNCHRONOUS SERVOMOTOR, 1FK7 HIGH DYNAMIC 4.0 NM, 100 K, 3000 RPM, 1,1KW NATURAL COOLING, IM B5 (V1, V3) POWER/SIGNAL CONNECTORS CONNECTOR CAN BE ROTATED BY 270 DEGR. ABSOLUTE ENCODER ENDAT 2048 P/REV (ENCODER A-2048); PERFORMANCE REDUCTION BY 10% DUE TO ABSOLUTE ENCODER; PLAIN SHAFT, TOLERANCE N; W/O HOLDING BRAKE DEGREE OF PROTECTION IP65 IP67 D-END FLANGE; RAL7016 COATING; METALLIC RATING PLATE AT MOTOR | 2563 | TEM | 1 | MC | 7.703 | 1
1FK70447AF711EH0 | SIMOTICS S SYNCHRONOUS SERVOMOTOR, 1FK7 HIGH DYNAMIC 4.0 NM, 100 K, 3000 RPM, 1,1KW NATURAL COOLING, IM B5 (V1, V3) POWER/SIGNAL CONNECTORS CONNECTOR CAN BE ROTATED BY 270 DEGR. ABSOLUTE ENCODER ENDAT 2048 P/REV (ENCODER A-2048); PERFORMANCE REDUCTION BY 10% DUE TO ABSOLUTE ENCODER; PLAIN SHAFT, TOLERANCE N; WITH HOLDING BRAKE DEGREE OF PROTECTION IP64 | 2585 | TEM | 1 | MC | 8.302 | 1
1FK70447AF711EH2 | SIMOTICS S SYNCHRONOUS SERVOMOTOR, 1FK7 HIGH DYNAMIC 4.0 NM, 100 K, 3000 RPM, 1,1KW NATURAL COOLING, IM B5 (V1, V3) POWER/SIGNAL CONNECTORS CONNECTOR CAN BE ROTATED BY 270 DEGR. ABSOLUTE ENCODER ENDAT 2048 P/REV (ENCODER A-2048); PERFORMANCE REDUCTION BY 10% DUE TO ABSOLUTE ENCODER; PLAIN SHAFT, TOLERANCE N; WITH HOLDING BRAKE DEGREE OF PROTECTION IP65 FLANGE ON DRIVE END IP67 | 2686 | TEM | 1 | MC | 8.302 | 1
1FK70447AF711EH3 | SIMOTICS S SYNCHRONOUS SERVOMOTOR, 1FK7 HIGH DYNAMIC 4.0 NM, 100 K, 3000 RPM, 1,1KW NATURAL COOLING, IM B5 (V1, V3) POWER/SIGNAL CONNECTORS CONNECTOR CAN BE ROTATED BY 270 DEGR. ABSOLUTE ENCODER ENDAT 2048 P/REV (ENCODER A-2048); PERFORMANCE REDUCTION BY 10% DUE TO ABSOLUTE ENCODER; PLAIN SHAFT, TOLERANCE N; WITH HOLDING BRAKE DEGREE OF PROTECTION IP64; PAINT FINISH RAL7016 | 2634 | TEM | 1 | MC | 8.302 | 1
1FK70447AF711EH5 | SIMOTICS S SYNCHRONOUS SERVOMOTOR, 1FK7 HIGH DYNAMIC 4.0 NM, 100 K, 3000 RPM, 1,1KW NATURAL COOLING, IM B5 (V1, V3) POWER/SIGNAL CONNECTORS CONNECTOR CAN BE ROTATED BY 270 DEGR. ABSOLUTE ENCODER ENDAT 2048 P/REV (ENCODER A-2048); PERFORMANCE REDUCTION BY 10% DUE TO ABSOLUTE ENCODER; PLAIN SHAFT, TOLERANCE N; WITH HOLDING BRAKE DEGREE OF PROTECTION IP65 AS FLANGE IP67; PAINT FINISH RAL7016 | 2735 | TEM | 1 | MC | 8.302 | 1
1FK70447AF711EH8 | SIMOTICS S SYNCHRONOUS SERVOMOTOR, 1FK7 HIGH DYNAMIC 4.0 NM, 100 K, 3000 RPM, 1,1KW NATURAL COOLING, IM B5 (V1, V3) POWER/SIGNAL CONNECTORS CONNECTOR CAN BE ROTATED BY 270 DEGR. ABSOLUTE ENCODER ENDAT 2048 P/REV (ENCODER A-2048); PERFORMANCE REDUCTION BY 10% DUE TO ABSOLUTE ENCODER; PLAIN SHAFT, TOLERANCE N; WITH HOLDING BRAKE DEGREE OF PROTECTION IP65 IP67 D-END FLANGE; RAL7016 COATING; METALLIC RATING PLATE AT MOTOR | 2844 | TEM | 1 | MC | 8.302 | 1
1FK70447AF711FA0 | SIMOTICS S SYNCHRONOUS SERVOMOTOR, 1FK7 HIGH DYNAMIC 4.0 NM, 100 K, 3000 RPM, 1,1KW NATURAL COOLING, IM B5 (V1, V3) POWER/SIGNAL CONNECTORS CONNECTOR CAN BE ROTATED BY 270 DEGR. ABSOLUTE ENCODER 2048 P/REV (ENCODER A-2048) WITH DRIVE-CLIQ INTERFACE; PERFORMANCE REDUCTION BY 10% DUE TO ABSOLUTE ENCODER; SHAFT WITH FITTED KEY, TOLERANCE N; W/O HOLDING BRAKE DEGREE OF PROTECTION IP64 | 2657 | TEM | 1 | MC | 7.703 | 1
1FK70447AF711FA2 | SIMOTICS S SYNCHRONOUS SERVOMOTOR, 1FK7 HIGH DYNAMIC 4.0 NM, 100 K, 3000 RPM, 1,1KW NATURAL COOLING, IM B5 (V1, V3) POWER/SIGNAL CONNECTORS CONNECTOR CAN BE ROTATED BY 270 DEGR. ABSOLUTE ENCODER 2048 P/REV (ENCODER A-2048) WITH DRIVE-CLIQ INTERFACE; PERFORMANCE REDUCTION BY 10% DUE TO ABSOLUTE ENCODER; SHAFT WITH FITTED KEY, TOLERANCE N; W/O HOLDING BRAKE DEGREE OF PROTECTION IP65 FLANGE ON DRIVE END IP67 | 2758 | TEM | 1 | MC | 7.703 | 1
1FK70447AF711FA3 | SIMOTICS S SYNCHRONOUS SERVOMOTOR, 1FK7 HIGH DYNAMIC 4.0 NM, 100 K, 3000 RPM, 1,1KW NATURAL COOLING, IM B5 (V1, V3) POWER/SIGNAL CONNECTORS CONNECTOR CAN BE ROTATED BY 270 DEGR. ABSOLUTE ENCODER 2048 P/REV (ENCODER A-2048) WITH DRIVE-CLIQ INTERFACE; PERFORMANCE REDUCTION BY 10% DUE TO ABSOLUTE ENCODER; SHAFT WITH FITTED KEY, TOLERANCE N; W/O HOLDING BRAKE DEGREE OF PROTECTION IP64; PAINT FINISH RAL7016 | 2706 | TEM | 1 | MC | 7.703 | 1
1FK70447AF711FA5 | SIMOTICS S SYNCHRONOUS SERVOMOTOR, 1FK7 HIGH DYNAMIC 4.0 NM, 100 K, 3000 RPM, 1,1KW NATURAL COOLING, IM B5 (V1, V3) POWER/SIGNAL CONNECTORS CONNECTOR CAN BE ROTATED BY 270 DEGR. ABSOLUTE ENCODER 2048 P/REV (ENCODER A-2048) WITH DRIVE-CLIQ INTERFACE; PERFORMANCE REDUCTION BY 10% DUE TO ABSOLUTE ENCODER; SHAFT WITH FITTED KEY, TOLERANCE N; W/O HOLDING BRAKE DEGREE OF PROTECTION IP65 AS FLANGE IP67; PAINT FINISH RAL7016 | 2808 | TEM | 1 | MC | 7.703 | 1
1FK70447AF711FA8 | SIMOTICS S SYNCHRONOUS SERVOMOTOR, 1FK7 HIGH DYNAMIC 4.0 NM, 100 K, 3000 RPM, 1,1KW NATURAL COOLING, IM B5 (V1, V3) POWER/SIGNAL CONNECTORS CONNECTOR CAN BE ROTATED BY 270 DEGR. ABSOLUTE ENCODER 2048 P/REV (ENCODER A-2048) WITH DRIVE-CLIQ INTERFACE; PERFORMANCE REDUCTION BY 10% DUE TO ABSOLUTE ENCODER; SHAFT WITH FITTED KEY, TOLERANCE N; W/O HOLDING BRAKE DEGREE OF PROTECTION IP65 IP67 D-END FLANGE; RAL7016 COATING; METALLIC RATING PLATE AT MOTOR | 2916 | TEM | 1 | MC | 7.703 | 1
1FK70447AF711FB0 | SIMOTICS S SYNCHRONOUS SERVOMOTOR, 1FK7 HIGH DYNAMIC 4.0 NM, 100 K, 3000 RPM, 1,1KW NATURAL COOLING, IM B5 (V1, V3) POWER/SIGNAL CONNECTORS CONNECTOR CAN BE ROTATED BY 270 DEGR. ABSOLUTE ENCODER 2048 P/REV (ENCODER A-2048) WITH DRIVE-CLIQ INTERFACE; PERFORMANCE REDUCTION BY 10% DUE TO ABSOLUTE ENCODER; SHAFT WITH FITTED KEY, TOLERANCE N; WITH HOLDING BRAKE DEGREE OF PROTECTION IP64 | 2940 | TEM | 1 | MC | 8.302 | 1
1FK70447AF711FB2 | SIMOTICS S SYNCHRONOUS SERVOMOTOR, 1FK7 HIGH DYNAMIC 4.0 NM, 100 K, 3000 RPM, 1,1KW NATURAL COOLING, IM B5 (V1, V3) POWER/SIGNAL CONNECTORS CONNECTOR CAN BE ROTATED BY 270 DEGR. ABSOLUTE ENCODER 2048 P/REV (ENCODER A-2048) WITH DRIVE-CLIQ INTERFACE; PERFORMANCE REDUCTION BY 10% DUE TO ABSOLUTE ENCODER; SHAFT WITH FITTED KEY, TOLERANCE N; WITH HOLDING BRAKE DEGREE OF PROTECTION IP65 FLANGE ON DRIVE END IP67 | 3042 | TEM | 1 | MC | 8.302 | 1
1FK70447AF711FB3 | SIMOTICS S SYNCHRONOUS SERVOMOTOR, 1FK7 HIGH DYNAMIC 4.0 NM, 100 K, 3000 RPM, 1,1KW NATURAL COOLING, IM B5 (V1, V3) POWER/SIGNAL CONNECTORS CONNECTOR CAN BE ROTATED BY 270 DEGR. ABSOLUTE ENCODER 2048 P/REV (ENCODER A-2048) WITH DRIVE-CLIQ INTERFACE; PERFORMANCE REDUCTION BY 10% DUE TO ABSOLUTE ENCODER; SHAFT WITH FITTED KEY, TOLERANCE N; WITH HOLDING BRAKE DEGREE OF PROTECTION IP64; PAINT FINISH RAL7016 | 2989 | TEM | 1 | MC | 8.302 | 1
1FK70447AF711FB5 | SIMOTICS S SYNCHRONOUS SERVOMOTOR, 1FK7 HIGH DYNAMIC 4.0 NM, 100 K, 3000 RPM, 1,1KW NATURAL COOLING, IM B5 (V1, V3) POWER/SIGNAL CONNECTORS CONNECTOR CAN BE ROTATED BY 270 DEGR. ABSOLUTE ENCODER 2048 P/REV (ENCODER A-2048) WITH DRIVE-CLIQ INTERFACE; PERFORMANCE REDUCTION BY 10% DUE TO ABSOLUTE ENCODER; SHAFT WITH FITTED KEY, TOLERANCE N; WITH HOLDING BRAKE DEGREE OF PROTECTION IP65 AS FLANGE IP67; PAINT FINISH RAL7016 | 3091 | TEM | 1 | MC | 8.302 | 1
1FK70447AF711FB8 | SIMOTICS S SYNCHRONOUS SERVOMOTOR, 1FK7 HIGH DYNAMIC 4.0 NM, 100 K, 3000 RPM, 1,1KW NATURAL COOLING, IM B5 (V1, V3) POWER/SIGNAL CONNECTORS CONNECTOR CAN BE ROTATED BY 270 DEGR. ABSOLUTE ENCODER 2048 P/REV (ENCODER A-2048) WITH DRIVE-CLIQ INTERFACE; PERFORMANCE REDUCTION BY 10% DUE TO ABSOLUTE ENCODER; SHAFT WITH FITTED KEY, TOLERANCE N; WITH HOLDING BRAKE DEGREE OF PROTECTION IP65 IP67 D-END FLANGE; RAL7016 COATING; METALLIC RATING PLATE AT MOTOR | 3200 | TEM | 1 | MC | 8.302 | 1
1FK70447AF711FG0 | SIMOTICS S SYNCHRONOUS SERVOMOTOR, 1FK7 HIGH DYNAMIC 4.0 NM, 100 K, 3000 RPM, 1,1KW NATURAL COOLING, IM B5 (V1, V3) POWER/SIGNAL CONNECTORS CONNECTOR CAN BE ROTATED BY 270 DEGR. ABSOLUTE ENCODER 2048 P/REV (ENCODER A-2048) WITH DRIVE-CLIQ INTERFACE; PERFORMANCE REDUCTION BY 10% DUE TO ABSOLUTE ENCODER; PLAIN SHAFT, TOLERANCE N; W/O HOLDING BRAKE DEGREE OF PROTECTION IP64 | 2563 | TEM | 1 | MC | 7.703 | 1
1FK70447AF711FG2 | SIMOTICS S SYNCHRONOUS SERVOMOTOR, 1FK7 HIGH DYNAMIC 4.0 NM, 100 K, 3000 RPM, 1,1KW NATURAL COOLING, IM B5 (V1, V3) POWER/SIGNAL CONNECTORS CONNECTOR CAN BE ROTATED BY 270 DEGR. ABSOLUTE ENCODER 2048 P/REV (ENCODER A-2048) WITH DRIVE-CLIQ INTERFACE; PERFORMANCE REDUCTION BY 10% DUE TO ABSOLUTE ENCODER; PLAIN SHAFT, TOLERANCE N; W/O HOLDING BRAKE DEGREE OF PROTECTION IP65 FLANGE ON DRIVE END IP67 | 2665 | TEM | 1 | MC | 7.703 | 1
1FK70447AF711FG3 | SIMOTICS S SYNCHRONOUS SERVOMOTOR, 1FK7 HIGH DYNAMIC 4.0 NM, 100 K, 3000 RPM, 1,1KW NATURAL COOLING, IM B5 (V1, V3) POWER/SIGNAL CONNECTORS CONNECTOR CAN BE ROTATED BY 270 DEGR. ABSOLUTE ENCODER 2048 P/REV (ENCODER A-2048) WITH DRIVE-CLIQ INTERFACE; PERFORMANCE REDUCTION BY 10% DUE TO ABSOLUTE ENCODER; PLAIN SHAFT, TOLERANCE N; W/O HOLDING BRAKE DEGREE OF PROTECTION IP64; PAINT FINISH RAL7016 | 2612 | TEM | 1 | MC | 7.703 | 1
1FK70447AF711FG5 | SIMOTICS S SYNCHRONOUS SERVOMOTOR, 1FK7 HIGH DYNAMIC 4.0 NM, 100 K, 3000 RPM, 1,1KW NATURAL COOLING, IM B5 (V1, V3) POWER/SIGNAL CONNECTORS CONNECTOR CAN BE ROTATED BY 270 DEGR. ABSOLUTE ENCODER 2048 P/REV (ENCODER A-2048) WITH DRIVE-CLIQ INTERFACE; PERFORMANCE REDUCTION BY 10% DUE TO ABSOLUTE ENCODER; PLAIN SHAFT, TOLERANCE N; W/O HOLDING BRAKE DEGREE OF PROTECTION IP65 AS FLANGE IP67; PAINT FINISH RAL7016 | 2714 | TEM | 1 | MC | 7.703 | 1
1FK70447AF711FG8 | SIMOTICS S SYNCHRONOUS SERVOMOTOR, 1FK7 HIGH DYNAMIC 4.0 NM, 100 K, 3000 RPM, 1,1KW NATURAL COOLING, IM B5 (V1, V3) POWER/SIGNAL CONNECTORS CONNECTOR CAN BE ROTATED BY 270 DEGR. ABSOLUTE ENCODER 2048 P/REV (ENCODER A-2048) WITH DRIVE-CLIQ INTERFACE; PERFORMANCE REDUCTION BY 10% DUE TO ABSOLUTE ENCODER; PLAIN SHAFT, TOLERANCE N; W/O HOLDING BRAKE DEGREE OF PROTECTION IP65 IP67 D-END FLANGE; RAL7016 COATING; METALLIC RATING PLATE AT MOTOR | 2822 | TEM | 1 | MC | 7.703 | 1
1FK70447AF711FH0 | SIMOTICS S SYNCHRONOUS SERVOMOTOR, 1FK7 HIGH DYNAMIC 4.0 NM, 100 K, 3000 RPM, 1,1KW NATURAL COOLING, IM B5 (V1, V3) POWER/SIGNAL CONNECTORS CONNECTOR CAN BE ROTATED BY 270 DEGR. ABSOLUTE ENCODER 2048 P/REV (ENCODER A-2048) WITH DRIVE-CLIQ INTERFACE; PERFORMANCE REDUCTION BY 10% DUE TO ABSOLUTE ENCODER; PLAIN SHAFT, TOLERANCE N; WITH HOLDING BRAKE DEGREE OF PROTECTION IP64 | 2844 | TEM | 1 | MC | 8.302 | 1
1FK70447AF711FH2 | SIMOTICS S SYNCHRONOUS SERVOMOTOR, 1FK7 HIGH DYNAMIC 4.0 NM, 100 K, 3000 RPM, 1,1KW NATURAL COOLING, IM B5 (V1, V3) POWER/SIGNAL CONNECTORS CONNECTOR CAN BE ROTATED BY 270 DEGR. ABSOLUTE ENCODER 2048 P/REV (ENCODER A-2048) WITH DRIVE-CLIQ INTERFACE; PERFORMANCE REDUCTION BY 10% DUE TO ABSOLUTE ENCODER; PLAIN SHAFT, TOLERANCE N; WITH HOLDING BRAKE DEGREE OF PROTECTION IP65 FLANGE ON DRIVE END IP67 | 2946 | TEM | 1 | MC | 8.302 | 1
1FK70447AF711FH3 | SIMOTICS S SYNCHRONOUS SERVOMOTOR, 1FK7 HIGH DYNAMIC 4.0 NM, 100 K, 3000 RPM, 1,1KW NATURAL COOLING, IM B5 (V1, V3) POWER/SIGNAL CONNECTORS CONNECTOR CAN BE ROTATED BY 270 DEGR. ABSOLUTE ENCODER 2048 P/REV (ENCODER A-2048) WITH DRIVE-CLIQ INTERFACE; PERFORMANCE REDUCTION BY 10% DUE TO ABSOLUTE ENCODER; PLAIN SHAFT, TOLERANCE N; WITH HOLDING BRAKE DEGREE OF PROTECTION IP64; PAINT FINISH RAL7016 | 2893 | TEM | 1 | MC | 8.302 | 1
1FK70447AF711FH5 | SIMOTICS S SYNCHRONOUS SERVOMOTOR, 1FK7 HIGH DYNAMIC 4.0 NM, 100 K, 3000 RPM, 1,1KW NATURAL COOLING, IM B5 (V1, V3) POWER/SIGNAL CONNECTORS CONNECTOR CAN BE ROTATED BY 270 DEGR. ABSOLUTE ENCODER 2048 P/REV (ENCODER A-2048) WITH DRIVE-CLIQ INTERFACE; PERFORMANCE REDUCTION BY 10% DUE TO ABSOLUTE ENCODER; PLAIN SHAFT, TOLERANCE N; WITH HOLDING BRAKE DEGREE OF PROTECTION IP65 AS FLANGE IP67; PAINT FINISH RAL7016 | 2995 | TEM | 1 | MC | 8.302 | 1
1FK70447AF711FH8 | SIMOTICS S SYNCHRONOUS SERVOMOTOR, 1FK7 HIGH DYNAMIC 4.0 NM, 100 K, 3000 RPM, 1,1KW NATURAL COOLING, IM B5 (V1, V3) POWER/SIGNAL CONNECTORS CONNECTOR CAN BE ROTATED BY 270 DEGR. ABSOLUTE ENCODER 2048 P/REV (ENCODER A-2048) WITH DRIVE-CLIQ INTERFACE; PERFORMANCE REDUCTION BY 10% DUE TO ABSOLUTE ENCODER; PLAIN SHAFT, TOLERANCE N; WITH HOLDING BRAKE DEGREE OF PROTECTION IP65 IP67 D-END FLANGE; RAL7016 COATING; METALLIC RATING PLATE AT MOTOR | 3103 | TEM | 1 | MC | 8.302 | 1
1FK70447AF711GA0 | SIMOTICS S SYNCHRONOUS SERVOMOTOR, 1FK7 HIGH DYNAMIC 4.0 NM, 100 K, 3000 RPM, 1,1KW NATURAL COOLING, IM B5 (V1, V3) POWER/SIGNAL CONNECTORS CONNECTOR CAN BE ROTATED BY 270 DEGR. BASIC ABSOLUTE ENCODER 32 P/REV (ENCODER A-32); PERFORMANCE REDUCTION BY 10% DUE TO ABSOLUTE ENCODER; SHAFT WITH FITTED KEY, TOLERANCE N; W/O HOLDING BRAKE DEGREE OF PROTECTION IP64 | 1835 | TEM | 1 | MC | 7.703 | 1
1FK70447AF711GA2 | SIMOTICS S SYNCHRONOUS SERVOMOTOR, 1FK7 HIGH DYNAMIC 4.0 NM, 100 K, 3000 RPM, 1,1KW NATURAL COOLING, IM B5 (V1, V3) POWER/SIGNAL CONNECTORS CONNECTOR CAN BE ROTATED BY 270 DEGR. BASIC ABSOLUTE ENCODER 32 P/REV (ENCODER A-32); PERFORMANCE REDUCTION BY 10% DUE TO ABSOLUTE ENCODER; SHAFT WITH FITTED KEY, TOLERANCE N; W/O HOLDING BRAKE DEGREE OF PROTECTION IP65 FLANGE ON DRIVE END IP67 | 1937 | TEM | 1 | MC | 7.703 | 1
1FK70447AF711GA3 | SIMOTICS S SYNCHRONOUS SERVOMOTOR, 1FK7 HIGH DYNAMIC 4.0 NM, 100 K, 3000 RPM, 1,1KW NATURAL COOLING, IM B5 (V1, V3) POWER/SIGNAL CONNECTORS CONNECTOR CAN BE ROTATED BY 270 DEGR. BASIC ABSOLUTE ENCODER 32 P/REV (ENCODER A-32); PERFORMANCE REDUCTION BY 10% DUE TO ABSOLUTE ENCODER; SHAFT WITH FITTED KEY, TOLERANCE N; W/O HOLDING BRAKE DEGREE OF PROTECTION IP64; PAINT FINISH RAL7016 | 1885 | TEM | 1 | MC | 7.703 | 1
1FK70447AF711GA5 | SIMOTICS S SYNCHRONOUS SERVOMOTOR, 1FK7 HIGH DYNAMIC 4.0 NM, 100 K, 3000 RPM, 1,1KW NATURAL COOLING, IM B5 (V1, V3) POWER/SIGNAL CONNECTORS CONNECTOR CAN BE ROTATED BY 270 DEGR. BASIC ABSOLUTE ENCODER 32 P/REV (ENCODER A-32); PERFORMANCE REDUCTION BY 10% DUE TO ABSOLUTE ENCODER; SHAFT WITH FITTED KEY, TOLERANCE N; W/O HOLDING BRAKE DEGREE OF PROTECTION IP65 AS FLANGE IP67; PAINT FINISH RAL7016 | 1986 | TEM | 1 | MC | 7.703 | 1
1FK70447AF711GA8 | SIMOTICS S SYNCHRONOUS SERVOMOTOR, 1FK7 HIGH DYNAMIC 4.0 NM, 100 K, 3000 RPM, 1,1KW NATURAL COOLING, IM B5 (V1, V3) POWER/SIGNAL CONNECTORS CONNECTOR CAN BE ROTATED BY 270 DEGR. BASIC ABSOLUTE ENCODER 32 P/REV (ENCODER A-32); PERFORMANCE REDUCTION BY 10% DUE TO ABSOLUTE ENCODER; SHAFT WITH FITTED KEY, TOLERANCE N; W/O HOLDING BRAKE DEGREE OF PROTECTION IP65 IP67 D-END FLANGE; RAL7016 COATING; METALLIC RATING PLATE AT MOTOR | 2095 | TEM | 1 | MC | 7.703 | 1
1FK70447AF711GB0 | SIMOTICS S SYNCHRONOUS SERVOMOTOR, 1FK7 HIGH DYNAMIC 4.0 NM, 100 K, 3000 RPM, 1,1KW NATURAL COOLING, IM B5 (V1, V3) POWER/SIGNAL CONNECTORS CONNECTOR CAN BE ROTATED BY 270 DEGR. BASIC ABSOLUTE ENCODER 32 P/REV (ENCODER A-32); PERFORMANCE REDUCTION BY 10% DUE TO ABSOLUTE ENCODER; SHAFT WITH FITTED KEY, TOLERANCE N; WITH HOLDING BRAKE DEGREE OF PROTECTION IP64 | 2119 | TEM | 1 | MC | 8.302 | 1
1FK70447AF711GB2 | SIMOTICS S SYNCHRONOUS SERVOMOTOR, 1FK7 HIGH DYNAMIC 4.0 NM, 100 K, 3000 RPM, 1,1KW NATURAL COOLING, IM B5 (V1, V3) POWER/SIGNAL CONNECTORS CONNECTOR CAN BE ROTATED BY 270 DEGR. BASIC ABSOLUTE ENCODER 32 P/REV (ENCODER A-32); PERFORMANCE REDUCTION BY 10% DUE TO ABSOLUTE ENCODER; SHAFT WITH FITTED KEY, TOLERANCE N; WITH HOLDING BRAKE DEGREE OF PROTECTION IP65 FLANGE ON DRIVE END IP67 | 2220 | TEM | 1 | MC | 8.302 | 1
1FK70447AF711GB3 | SIMOTICS S SYNCHRONOUS SERVOMOTOR, 1FK7 HIGH DYNAMIC 4.0 NM, 100 K, 3000 RPM, 1,1KW NATURAL COOLING, IM B5 (V1, V3) POWER/SIGNAL CONNECTORS CONNECTOR CAN BE ROTATED BY 270 DEGR. BASIC ABSOLUTE ENCODER 32 P/REV (ENCODER A-32); PERFORMANCE REDUCTION BY 10% DUE TO ABSOLUTE ENCODER; SHAFT WITH FITTED KEY, TOLERANCE N; WITH HOLDING BRAKE DEGREE OF PROTECTION IP64; PAINT FINISH RAL7016 | 2168 | TEM | 1 | MC | 8.302 | 1
1FK70447AF711GB5 | SIMOTICS S SYNCHRONOUS SERVOMOTOR, 1FK7 HIGH DYNAMIC 4.0 NM, 100 K, 3000 RPM, 1,1KW NATURAL COOLING, IM B5 (V1, V3) POWER/SIGNAL CONNECTORS CONNECTOR CAN BE ROTATED BY 270 DEGR. BASIC ABSOLUTE ENCODER 32 P/REV (ENCODER A-32); PERFORMANCE REDUCTION BY 10% DUE TO ABSOLUTE ENCODER; SHAFT WITH FITTED KEY, TOLERANCE N; WITH HOLDING BRAKE DEGREE OF PROTECTION IP65 AS FLANGE IP67; PAINT FINISH RAL7016 | 2270 | TEM | 1 | MC | 8.302 | 1
1FK70447AF711GB8 | SIMOTICS S SYNCHRONOUS SERVOMOTOR, 1FK7 HIGH DYNAMIC 4.0 NM, 100 K, 3000 RPM, 1,1KW NATURAL COOLING, IM B5 (V1, V3) POWER/SIGNAL CONNECTORS CONNECTOR CAN BE ROTATED BY 270 DEGR. BASIC ABSOLUTE ENCODER 32 P/REV (ENCODER A-32); PERFORMANCE REDUCTION BY 10% DUE TO ABSOLUTE ENCODER; SHAFT WITH FITTED KEY, TOLERANCE N; WITH HOLDING BRAKE DEGREE OF PROTECTION IP65 IP67 D-END FLANGE; RAL7016 COATING; METALLIC RATING PLATE AT MOTOR | 2378 | TEM | 1 | MC | 8.302 | 1
1FK70447AF711GG0 | SIMOTICS S SYNCHRONOUS SERVOMOTOR, 1FK7 HIGH DYNAMIC 4.0 NM, 100 K, 3000 RPM, 1,1KW NATURAL COOLING, IM B5 (V1, V3) POWER/SIGNAL CONNECTORS CONNECTOR CAN BE ROTATED BY 270 DEGR. BASIC ABSOLUTE ENCODER 32 P/REV (ENCODER A-32); PERFORMANCE REDUCTION BY 10% DUE TO ABSOLUTE ENCODER; PLAIN SHAFT, TOLERANCE N; W/O HOLDING BRAKE DEGREE OF PROTECTION IP64 | 1742 | TEM | 1 | MC | 7.703 | 1
1FK70447AF711GG2 | SIMOTICS S SYNCHRONOUS SERVOMOTOR, 1FK7 HIGH DYNAMIC 4.0 NM, 100 K, 3000 RPM, 1,1KW NATURAL COOLING, IM B5 (V1, V3) POWER/SIGNAL CONNECTORS CONNECTOR CAN BE ROTATED BY 270 DEGR. BASIC ABSOLUTE ENCODER 32 P/REV (ENCODER A-32); PERFORMANCE REDUCTION BY 10% DUE TO ABSOLUTE ENCODER; PLAIN SHAFT, TOLERANCE N; W/O HOLDING BRAKE DEGREE OF PROTECTION IP65 FLANGE ON DRIVE END IP67 | 1843 | TEM | 1 | MC | 7.703 | 1
1FK70447AF711GG3 | SIMOTICS S SYNCHRONOUS SERVOMOTOR, 1FK7 HIGH DYNAMIC 4.0 NM, 100 K, 3000 RPM, 1,1KW NATURAL COOLING, IM B5 (V1, V3) POWER/SIGNAL CONNECTORS CONNECTOR CAN BE ROTATED BY 270 DEGR. BASIC ABSOLUTE ENCODER 32 P/REV (ENCODER A-32); PERFORMANCE REDUCTION BY 10% DUE TO ABSOLUTE ENCODER; PLAIN SHAFT, TOLERANCE N; W/O HOLDING BRAKE DEGREE OF PROTECTION IP64; PAINT FINISH RAL7016 | 1791 | TEM | 1 | MC | 7.703 | 1
1FK70447AF711GG5 | SIMOTICS S SYNCHRONOUS SERVOMOTOR, 1FK7 HIGH DYNAMIC 4.0 NM, 100 K, 3000 RPM, 1,1KW NATURAL COOLING, IM B5 (V1, V3) POWER/SIGNAL CONNECTORS CONNECTOR CAN BE ROTATED BY 270 DEGR. BASIC ABSOLUTE ENCODER 32 P/REV (ENCODER A-32); PERFORMANCE REDUCTION BY 10% DUE TO ABSOLUTE ENCODER; PLAIN SHAFT, TOLERANCE N; W/O HOLDING BRAKE DEGREE OF PROTECTION IP65 AS FLANGE IP67; PAINT FINISH RAL7016 | 1892 | TEM | 1 | MC | 7.703 | 1
1FK70447AF711GG8 | SIMOTICS S SYNCHRONOUS SERVOMOTOR, 1FK7 HIGH DYNAMIC 4.0 NM, 100 K, 3000 RPM, 1,1KW NATURAL COOLING, IM B5 (V1, V3) POWER/SIGNAL CONNECTORS CONNECTOR CAN BE ROTATED BY 270 DEGR. BASIC ABSOLUTE ENCODER 32 P/REV (ENCODER A-32); PERFORMANCE REDUCTION BY 10% DUE TO ABSOLUTE ENCODER; PLAIN SHAFT, TOLERANCE N; W/O HOLDING BRAKE DEGREE OF PROTECTION IP65 IP67 D-END FLANGE; RAL7016 COATING; METALLIC RATING PLATE AT MOTOR | 2001 | TEM | 1 | MC | 7.703 | 1
1FK70447AF711GH0 | SIMOTICS S SYNCHRONOUS SERVOMOTOR, 1FK7 HIGH DYNAMIC 4.0 NM, 100 K, 3000 RPM, 1,1KW NATURAL COOLING, IM B5 (V1, V3) POWER/SIGNAL CONNECTORS CONNECTOR CAN BE ROTATED BY 270 DEGR. BASIC ABSOLUTE ENCODER 32 P/REV (ENCODER A-32); PERFORMANCE REDUCTION BY 10% DUE TO ABSOLUTE ENCODER; PLAIN SHAFT, TOLERANCE N; WITH HOLDING BRAKE DEGREE OF PROTECTION IP64 | 2023 | TEM | 1 | MC | 8.302 | 1
1FK70447AF711GH2 | SIMOTICS S SYNCHRONOUS SERVOMOTOR, 1FK7 HIGH DYNAMIC 4.0 NM, 100 K, 3000 RPM, 1,1KW NATURAL COOLING, IM B5 (V1, V3) POWER/SIGNAL CONNECTORS CONNECTOR CAN BE ROTATED BY 270 DEGR. BASIC ABSOLUTE ENCODER 32 P/REV (ENCODER A-32); PERFORMANCE REDUCTION BY 10% DUE TO ABSOLUTE ENCODER; PLAIN SHAFT, TOLERANCE N; WITH HOLDING BRAKE DEGREE OF PROTECTION IP65 FLANGE ON DRIVE END IP67 | 2124 | TEM | 1 | MC | 8.302 | 1
1FK70447AF711GH3 | SIMOTICS S SYNCHRONOUS SERVOMOTOR, 1FK7 HIGH DYNAMIC 4.0 NM, 100 K, 3000 RPM, 1,1KW NATURAL COOLING, IM B5 (V1, V3) POWER/SIGNAL CONNECTORS CONNECTOR CAN BE ROTATED BY 270 DEGR. BASIC ABSOLUTE ENCODER 32 P/REV (ENCODER A-32); PERFORMANCE REDUCTION BY 10% DUE TO ABSOLUTE ENCODER; PLAIN SHAFT, TOLERANCE N; WITH HOLDING BRAKE DEGREE OF PROTECTION IP64; PAINT FINISH RAL7016 | 2072 | TEM | 1 | MC | 8.302 | 1
1FK70447AF711GH5 | SIMOTICS S SYNCHRONOUS SERVOMOTOR, 1FK7 HIGH DYNAMIC 4.0 NM, 100 K, 3000 RPM, 1,1KW NATURAL COOLING, IM B5 (V1, V3) POWER/SIGNAL CONNECTORS CONNECTOR CAN BE ROTATED BY 270 DEGR. BASIC ABSOLUTE ENCODER 32 P/REV (ENCODER A-32); PERFORMANCE REDUCTION BY 10% DUE TO ABSOLUTE ENCODER; PLAIN SHAFT, TOLERANCE N; WITH HOLDING BRAKE DEGREE OF PROTECTION IP65 AS FLANGE IP67; PAINT FINISH RAL7016 | 2173 | TEM | 1 | MC | 8.302 | 1
1FK70447AF711GH8 | SIMOTICS S SYNCHRONOUS SERVOMOTOR, 1FK7 HIGH DYNAMIC 4.0 NM, 100 K, 3000 RPM, 1,1KW NATURAL COOLING, IM B5 (V1, V3) POWER/SIGNAL CONNECTORS CONNECTOR CAN BE ROTATED BY 270 DEGR. BASIC ABSOLUTE ENCODER 32 P/REV (ENCODER A-32); PERFORMANCE REDUCTION BY 10% DUE TO ABSOLUTE ENCODER; PLAIN SHAFT, TOLERANCE N; WITH HOLDING BRAKE DEGREE OF PROTECTION IP65 IP67 D-END FLANGE; RAL7016 COATING; METALLIC RATING PLATE AT MOTOR | 2282 | TEM | 1 | MC | 8.302 | 1
1FK70447AF711KA0 | SIMOTICS S SYNCHRONOUS SERVOMOTOR, 1FK7 HIGH DYNAMIC 4.0 NM, 100 K, 3000 RPM, 1,1KW NATURAL COOLING, IM B5 (V1, V3) POWER/SIGNAL CONNECTORS CONNECTOR CAN BE ROTATED BY 270 DEGR. BASIC ABSOLUTE ENCODER 32 P/REV (ENCODER A-32) WITH DRIVE-CLIQ INTERFACE; PERFORMANCE REDUCTION BY 10% DUE TO ABSOLUTE ENCODER; SHAFT WITH FITTED KEY, TOLERANCE N; W/O HOLDING BRAKE DEGREE OF PROTECTION IP64 | 2095 | TEM | 1 | MC | 7.703 | 1
1FK70447AF711KA2 | SIMOTICS S SYNCHRONOUS SERVOMOTOR, 1FK7 HIGH DYNAMIC 4.0 NM, 100 K, 3000 RPM, 1,1KW NATURAL COOLING, IM B5 (V1, V3) POWER/SIGNAL CONNECTORS CONNECTOR CAN BE ROTATED BY 270 DEGR. BASIC ABSOLUTE ENCODER 32 P/REV (ENCODER A-32) WITH DRIVE-CLIQ INTERFACE; PERFORMANCE REDUCTION BY 10% DUE TO ABSOLUTE ENCODER; SHAFT WITH FITTED KEY, TOLERANCE N; W/O HOLDING BRAKE DEGREE OF PROTECTION IP65 FLANGE ON DRIVE END IP67 | 2196 | TEM | 1 | MC | 7.703 | 1
1FK70447AF711KA3 | SIMOTICS S SYNCHRONOUS SERVOMOTOR, 1FK7 HIGH DYNAMIC 4.0 NM, 100 K, 3000 RPM, 1,1KW NATURAL COOLING, IM B5 (V1, V3) POWER/SIGNAL CONNECTORS CONNECTOR CAN BE ROTATED BY 270 DEGR. BASIC ABSOLUTE ENCODER 32 P/REV (ENCODER A-32) WITH DRIVE-CLIQ INTERFACE; PERFORMANCE REDUCTION BY 10% DUE TO ABSOLUTE ENCODER; SHAFT WITH FITTED KEY, TOLERANCE N; W/O HOLDING BRAKE DEGREE OF PROTECTION IP64; PAINT FINISH RAL7016 | 2144 | TEM | 1 | MC | 7.703 | 1
1FK70447AF711KA5 | SIMOTICS S SYNCHRONOUS SERVOMOTOR, 1FK7 HIGH DYNAMIC 4.0 NM, 100 K, 3000 RPM, 1,1KW NATURAL COOLING, IM B5 (V1, V3) POWER/SIGNAL CONNECTORS CONNECTOR CAN BE ROTATED BY 270 DEGR. BASIC ABSOLUTE ENCODER 32 P/REV (ENCODER A-32) WITH DRIVE-CLIQ INTERFACE; PERFORMANCE REDUCTION BY 10% DUE TO ABSOLUTE ENCODER; SHAFT WITH FITTED KEY, TOLERANCE N; W/O HOLDING BRAKE DEGREE OF PROTECTION IP65 AS FLANGE IP67; PAINT FINISH RAL7016 | 2246 | TEM | 1 | MC | 7.703 | 1
1FK70447AF711KA8 | SIMOTICS S SYNCHRONOUS SERVOMOTOR, 1FK7 HIGH DYNAMIC 4.0 NM, 100 K, 3000 RPM, 1,1KW NATURAL COOLING, IM B5 (V1, V3) POWER/SIGNAL CONNECTORS CONNECTOR CAN BE ROTATED BY 270 DEGR. BASIC ABSOLUTE ENCODER 32 P/REV (ENCODER A-32) WITH DRIVE-CLIQ INTERFACE; PERFORMANCE REDUCTION BY 10% DUE TO ABSOLUTE ENCODER; SHAFT WITH FITTED KEY, TOLERANCE N; W/O HOLDING BRAKE DEGREE OF PROTECTION IP65 IP67 D-END FLANGE; RAL7016 COATING; METALLIC RATING PLATE AT MOTOR | 2354 | TEM | 1 | MC | 7.703 | 1
1FK70447AF711KB0 | SIMOTICS S SYNCHRONOUS SERVOMOTOR, 1FK7 HIGH DYNAMIC 4.0 NM, 100 K, 3000 RPM, 1,1KW NATURAL COOLING, IM B5 (V1, V3) POWER/SIGNAL CONNECTORS CONNECTOR CAN BE ROTATED BY 270 DEGR. BASIC ABSOLUTE ENCODER 32 P/REV (ENCODER A-32) WITH DRIVE-CLIQ INTERFACE; PERFORMANCE REDUCTION BY 10% DUE TO ABSOLUTE ENCODER; SHAFT WITH FITTED KEY, TOLERANCE N; WITH HOLDING BRAKE DEGREE OF PROTECTION IP64 | 2378 | TEM | 1 | MC | 8.302 | 1
1FK70447AF711KB2 | SIMOTICS S SYNCHRONOUS SERVOMOTOR, 1FK7 HIGH DYNAMIC 4.0 NM, 100 K, 3000 RPM, 1,1KW NATURAL COOLING, IM B5 (V1, V3) POWER/SIGNAL CONNECTORS CONNECTOR CAN BE ROTATED BY 270 DEGR. BASIC ABSOLUTE ENCODER 32 P/REV (ENCODER A-32) WITH DRIVE-CLIQ INTERFACE; PERFORMANCE REDUCTION BY 10% DUE TO ABSOLUTE ENCODER; SHAFT WITH FITTED KEY, TOLERANCE N; WITH HOLDING BRAKE DEGREE OF PROTECTION IP65 FLANGE ON DRIVE END IP67 | 2480 | TEM | 1 | MC | 8.302 | 1
1FK70447AF711KB3 | SIMOTICS S SYNCHRONOUS SERVOMOTOR, 1FK7 HIGH DYNAMIC 4.0 NM, 100 K, 3000 RPM, 1,1KW NATURAL COOLING, IM B5 (V1, V3) POWER/SIGNAL CONNECTORS CONNECTOR CAN BE ROTATED BY 270 DEGR. BASIC ABSOLUTE ENCODER 32 P/REV (ENCODER A-32) WITH DRIVE-CLIQ INTERFACE; PERFORMANCE REDUCTION BY 10% DUE TO ABSOLUTE ENCODER; SHAFT WITH FITTED KEY, TOLERANCE N; WITH HOLDING BRAKE DEGREE OF PROTECTION IP64; PAINT FINISH RAL7016 | 2427 | TEM | 1 | MC | 8.302 | 1
1FK70447AF711KB5 | SIMOTICS S SYNCHRONOUS SERVOMOTOR, 1FK7 HIGH DYNAMIC 4.0 NM, 100 K, 3000 RPM, 1,1KW NATURAL COOLING, IM B5 (V1, V3) POWER/SIGNAL CONNECTORS CONNECTOR CAN BE ROTATED BY 270 DEGR. BASIC ABSOLUTE ENCODER 32 P/REV (ENCODER A-32) WITH DRIVE-CLIQ INTERFACE; PERFORMANCE REDUCTION BY 10% DUE TO ABSOLUTE ENCODER; SHAFT WITH FITTED KEY, TOLERANCE N; WITH HOLDING BRAKE DEGREE OF PROTECTION IP65 AS FLANGE IP67; PAINT FINISH RAL7016 | 2529 | TEM | 1 | MC | 8.302 | 1
1FK70447AF711KB8 | SIMOTICS S SYNCHRONOUS SERVOMOTOR, 1FK7 HIGH DYNAMIC 4.0 NM, 100 K, 3000 RPM, 1,1KW NATURAL COOLING, IM B5 (V1, V3) POWER/SIGNAL CONNECTORS CONNECTOR CAN BE ROTATED BY 270 DEGR. BASIC ABSOLUTE ENCODER 32 P/REV (ENCODER A-32) WITH DRIVE-CLIQ INTERFACE; PERFORMANCE REDUCTION BY 10% DUE TO ABSOLUTE ENCODER; SHAFT WITH FITTED KEY, TOLERANCE N; WITH HOLDING BRAKE DEGREE OF PROTECTION IP65 IP67 D-END FLANGE; RAL7016 COATING; METALLIC RATING PLATE AT MOTOR | 2638 | TEM | 1 | MC | 8.302 | 1
1FK70447AF711KG0 | SIMOTICS S SYNCHRONOUS SERVOMOTOR, 1FK7 HIGH DYNAMIC 4.0 NM, 100 K, 3000 RPM, 1,1KW NATURAL COOLING, IM B5 (V1, V3) POWER/SIGNAL CONNECTORS CONNECTOR CAN BE ROTATED BY 270 DEGR. BASIC ABSOLUTE ENCODER 32 P/REV (ENCODER A-32) WITH DRIVE-CLIQ INTERFACE; PERFORMANCE REDUCTION BY 10% DUE TO ABSOLUTE ENCODER; PLAIN SHAFT, TOLERANCE N; W/O HOLDING BRAKE DEGREE OF PROTECTION IP64 | 2001 | TEM | 1 | MC | 7.703 | 1
1FK70447AF711KG2 | SIMOTICS S SYNCHRONOUS SERVOMOTOR, 1FK7 HIGH DYNAMIC 4.0 NM, 100 K, 3000 RPM, 1,1KW NATURAL COOLING, IM B5 (V1, V3) POWER/SIGNAL CONNECTORS CONNECTOR CAN BE ROTATED BY 270 DEGR. BASIC ABSOLUTE ENCODER 32 P/REV (ENCODER A-32) WITH DRIVE-CLIQ INTERFACE; PERFORMANCE REDUCTION BY 10% DUE TO ABSOLUTE ENCODER; PLAIN SHAFT, TOLERANCE N; W/O HOLDING BRAKE DEGREE OF PROTECTION IP65 FLANGE ON DRIVE END IP67 | 2103 | TEM | 1 | MC | 7.703 | 1
1FK70447AF711KG3 | SIMOTICS S SYNCHRONOUS SERVOMOTOR, 1FK7 HIGH DYNAMIC 4.0 NM, 100 K, 3000 RPM, 1,1KW NATURAL COOLING, IM B5 (V1, V3) POWER/SIGNAL CONNECTORS CONNECTOR CAN BE ROTATED BY 270 DEGR. BASIC ABSOLUTE ENCODER 32 P/REV (ENCODER A-32) WITH DRIVE-CLIQ INTERFACE; PERFORMANCE REDUCTION BY 10% DUE TO ABSOLUTE ENCODER; PLAIN SHAFT, TOLERANCE N; W/O HOLDING BRAKE DEGREE OF PROTECTION IP64; PAINT FINISH RAL7016 | 2050 | TEM | 1 | MC | 7.703 | 1
1FK70447AF711KG5 | SIMOTICS S SYNCHRONOUS SERVOMOTOR, 1FK7 HIGH DYNAMIC 4.0 NM, 100 K, 3000 RPM, 1,1KW NATURAL COOLING, IM B5 (V1, V3) POWER/SIGNAL CONNECTORS CONNECTOR CAN BE ROTATED BY 270 DEGR. BASIC ABSOLUTE ENCODER 32 P/REV (ENCODER A-32) WITH DRIVE-CLIQ INTERFACE; PERFORMANCE REDUCTION BY 10% DUE TO ABSOLUTE ENCODER; PLAIN SHAFT, TOLERANCE N; W/O HOLDING BRAKE DEGREE OF PROTECTION IP65 AS FLANGE IP67; PAINT FINISH RAL7016 | 2152 | TEM | 1 | MC | 7.703 | 1
1FK70447AF711KG8 | SIMOTICS S SYNCHRONOUS SERVOMOTOR, 1FK7 HIGH DYNAMIC 4.0 NM, 100 K, 3000 RPM, 1,1KW NATURAL COOLING, IM B5 (V1, V3) POWER/SIGNAL CONNECTORS CONNECTOR CAN BE ROTATED BY 270 DEGR. BASIC ABSOLUTE ENCODER 32 P/REV (ENCODER A-32) WITH DRIVE-CLIQ INTERFACE; PERFORMANCE REDUCTION BY 10% DUE TO ABSOLUTE ENCODER; PLAIN SHAFT, TOLERANCE N; W/O HOLDING BRAKE DEGREE OF PROTECTION IP65 IP67 D-END FLANGE; RAL7016 COATING; METALLIC RATING PLATE AT MOTOR | 2260 | TEM | 1 | MC | 7.703 | 1
1FK70447AF711KH0 | SIMOTICS S SYNCHRONOUS SERVOMOTOR, 1FK7 HIGH DYNAMIC 4.0 NM, 100 K, 3000 RPM, 1,1KW NATURAL COOLING, IM B5 (V1, V3) POWER/SIGNAL CONNECTORS CONNECTOR CAN BE ROTATED BY 270 DEGR. BASIC ABSOLUTE ENCODER 32 P/REV (ENCODER A-32) WITH DRIVE-CLIQ INTERFACE; PERFORMANCE REDUCTION BY 10% DUE TO ABSOLUTE ENCODER; PLAIN SHAFT, TOLERANCE N; WITH HOLDING BRAKE DEGREE OF PROTECTION IP64 | 2282 | TEM | 1 | MC | 8.302 | 1
1FK70447AF711KH2 | SIMOTICS S SYNCHRONOUS SERVOMOTOR, 1FK7 HIGH DYNAMIC 4.0 NM, 100 K, 3000 RPM, 1,1KW NATURAL COOLING, IM B5 (V1, V3) POWER/SIGNAL CONNECTORS CONNECTOR CAN BE ROTATED BY 270 DEGR. BASIC ABSOLUTE ENCODER 32 P/REV (ENCODER A-32) WITH DRIVE-CLIQ INTERFACE; PERFORMANCE REDUCTION BY 10% DUE TO ABSOLUTE ENCODER; PLAIN SHAFT, TOLERANCE N; WITH HOLDING BRAKE DEGREE OF PROTECTION IP65 FLANGE ON DRIVE END IP67 | 2384 | TEM | 1 | MC | 8.302 | 1
1FK70447AF711KH3 | SIMOTICS S SYNCHRONOUS SERVOMOTOR, 1FK7 HIGH DYNAMIC 4.0 NM, 100 K, 3000 RPM, 1,1KW NATURAL COOLING, IM B5 (V1, V3) POWER/SIGNAL CONNECTORS CONNECTOR CAN BE ROTATED BY 270 DEGR. BASIC ABSOLUTE ENCODER 32 P/REV (ENCODER A-32) WITH DRIVE-CLIQ INTERFACE; PERFORMANCE REDUCTION BY 10% DUE TO ABSOLUTE ENCODER; PLAIN SHAFT, TOLERANCE N; WITH HOLDING BRAKE DEGREE OF PROTECTION IP64; PAINT FINISH RAL7016 | 2331 | TEM | 1 | MC | 8.302 | 1
1FK70447AF711KH5 | SIMOTICS S SYNCHRONOUS SERVOMOTOR, 1FK7 HIGH DYNAMIC 4.0 NM, 100 K, 3000 RPM, 1,1KW NATURAL COOLING, IM B5 (V1, V3) POWER/SIGNAL CONNECTORS CONNECTOR CAN BE ROTATED BY 270 DEGR. BASIC ABSOLUTE ENCODER 32 P/REV (ENCODER A-32) WITH DRIVE-CLIQ INTERFACE; PERFORMANCE REDUCTION BY 10% DUE TO ABSOLUTE ENCODER; PLAIN SHAFT, TOLERANCE N; WITH HOLDING BRAKE DEGREE OF PROTECTION IP65 AS FLANGE IP67; PAINT FINISH RAL7016 | 2433 | TEM | 1 | MC | 8.302 | 1
1FK70447AF711KH8 | SIMOTICS S SYNCHRONOUS SERVOMOTOR, 1FK7 HIGH DYNAMIC 4.0 NM, 100 K, 3000 RPM, 1,1KW NATURAL COOLING, IM B5 (V1, V3) POWER/SIGNAL CONNECTORS CONNECTOR CAN BE ROTATED BY 270 DEGR. BASIC ABSOLUTE ENCODER 32 P/REV (ENCODER A-32) WITH DRIVE-CLIQ INTERFACE; PERFORMANCE REDUCTION BY 10% DUE TO ABSOLUTE ENCODER; PLAIN SHAFT, TOLERANCE N; WITH HOLDING BRAKE DEGREE OF PROTECTION IP65 IP67 D-END FLANGE; RAL7016 COATING; METALLIC RATING PLATE AT MOTOR | 2541 | TEM | 1 | MC | 8.302 | 1
1FK70447AF711PA0 | SIMOTICS S SYNCHRONOUS SERVOMOTOR, 1FK7 HIGH DYNAMIC 4.0 NM, 100 K, 3000 RPM, 1,1KW NATURAL COOLING, IM B5 (V1, V3) POWER/SIGNAL CONNECTORS CONNECTOR CAN BE ROTATED BY 270 DEGR. RESOLVER 2-POLE (RESOLVER P=1) WITH DRIVE-CLIQ INTERFACE; SHAFT WITH FITTED KEY, TOLERANCE N; W/O HOLDING BRAKE DEGREE OF PROTECTION IP64 | 1619 | TEM | 1 | MC | 7.703 | 1
1FK70447AF711PA2 | SIMOTICS S SYNCHRONOUS SERVOMOTOR, 1FK7 HIGH DYNAMIC 4.0 NM, 100 K, 3000 RPM, 1,1KW NATURAL COOLING, IM B5 (V1, V3) POWER/SIGNAL CONNECTORS CONNECTOR CAN BE ROTATED BY 270 DEGR. RESOLVER 2-POLE (RESOLVER P=1) WITH DRIVE-CLIQ INTERFACE; SHAFT WITH FITTED KEY, TOLERANCE N; W/O HOLDING BRAKE DEGREE OF PROTECTION IP65 FLANGE ON DRIVE END IP67 | 1721 | TEM | 1 | MC | 7.703 | 1
1FK70447AF711PA3 | SIMOTICS S SYNCHRONOUS SERVOMOTOR, 1FK7 HIGH DYNAMIC 4.0 NM, 100 K, 3000 RPM, 1,1KW NATURAL COOLING, IM B5 (V1, V3) POWER/SIGNAL CONNECTORS CONNECTOR CAN BE ROTATED BY 270 DEGR. RESOLVER 2-POLE (RESOLVER P=1) WITH DRIVE-CLIQ INTERFACE; SHAFT WITH FITTED KEY, TOLERANCE N; W/O HOLDING BRAKE DEGREE OF PROTECTION IP64; PAINT FINISH RAL7016 | 1668 | TEM | 1 | MC | 7.703 | 1
1FK70447AF711PA5 | SIMOTICS S SYNCHRONOUS SERVOMOTOR, 1FK7 HIGH DYNAMIC 4.0 NM, 100 K, 3000 RPM, 1,1KW NATURAL COOLING, IM B5 (V1, V3) POWER/SIGNAL CONNECTORS CONNECTOR CAN BE ROTATED BY 270 DEGR. RESOLVER 2-POLE (RESOLVER P=1) WITH DRIVE-CLIQ INTERFACE; SHAFT WITH FITTED KEY, TOLERANCE N; W/O HOLDING BRAKE DEGREE OF PROTECTION IP65 AS FLANGE IP67; PAINT FINISH RAL7016 | 1770 | TEM | 1 | MC | 7.703 | 1
1FK70447AF711PA8 | SIMOTICS S SYNCHRONOUS SERVOMOTOR, 1FK7 HIGH DYNAMIC 4.0 NM, 100 K, 3000 RPM, 1,1KW NATURAL COOLING, IM B5 (V1, V3) POWER/SIGNAL CONNECTORS CONNECTOR CAN BE ROTATED BY 270 DEGR. RESOLVER 2-POLE (RESOLVER P=1) WITH DRIVE-CLIQ INTERFACE; SHAFT WITH FITTED KEY, TOLERANCE N; W/O HOLDING BRAKE DEGREE OF PROTECTION IP65 IP67 D-END FLANGE; RAL7016 COATING; METALLIC RATING PLATE AT MOTOR | 1879 | TEM | 1 | MC | 7.703 | 1
1FK70447AF711PB0 | SIMOTICS S SYNCHRONOUS SERVOMOTOR, 1FK7 HIGH DYNAMIC 4.0 NM, 100 K, 3000 RPM, 1,1KW NATURAL COOLING, IM B5 (V1, V3) POWER/SIGNAL CONNECTORS CONNECTOR CAN BE ROTATED BY 270 DEGR. RESOLVER 2-POLE (RESOLVER P=1) WITH DRIVE-CLIQ INTERFACE; SHAFT WITH FITTED KEY, TOLERANCE N; WITH HOLDING BRAKE DEGREE OF PROTECTION IP64 | 1903 | TEM | 1 | MC | 8.302 | 1
1FK70447AF711PB2 | SIMOTICS S SYNCHRONOUS SERVOMOTOR, 1FK7 HIGH DYNAMIC 4.0 NM, 100 K, 3000 RPM, 1,1KW NATURAL COOLING, IM B5 (V1, V3) POWER/SIGNAL CONNECTORS CONNECTOR CAN BE ROTATED BY 270 DEGR. RESOLVER 2-POLE (RESOLVER P=1) WITH DRIVE-CLIQ INTERFACE; SHAFT WITH FITTED KEY, TOLERANCE N; WITH HOLDING BRAKE DEGREE OF PROTECTION IP65 FLANGE ON DRIVE END IP67 | 2004 | TEM | 1 | MC | 8.302 | 1
1FK70447AF711PB3 | SIMOTICS S SYNCHRONOUS SERVOMOTOR, 1FK7 HIGH DYNAMIC 4.0 NM, 100 K, 3000 RPM, 1,1KW NATURAL COOLING, IM B5 (V1, V3) POWER/SIGNAL CONNECTORS CONNECTOR CAN BE ROTATED BY 270 DEGR. RESOLVER 2-POLE (RESOLVER P=1) WITH DRIVE-CLIQ INTERFACE; SHAFT WITH FITTED KEY, TOLERANCE N; WITH HOLDING BRAKE DEGREE OF PROTECTION IP64; PAINT FINISH RAL7016 | 1952 | TEM | 1 | MC | 8.302 | 1
1FK70447AF711PB5 | SIMOTICS S SYNCHRONOUS SERVOMOTOR, 1FK7 HIGH DYNAMIC 4.0 NM, 100 K, 3000 RPM, 1,1KW NATURAL COOLING, IM B5 (V1, V3) POWER/SIGNAL CONNECTORS CONNECTOR CAN BE ROTATED BY 270 DEGR. RESOLVER 2-POLE (RESOLVER P=1) WITH DRIVE-CLIQ INTERFACE; SHAFT WITH FITTED KEY, TOLERANCE N; WITH HOLDING BRAKE DEGREE OF PROTECTION IP65 AS FLANGE IP67; PAINT FINISH RAL7016 | 2053 | TEM | 1 | MC | 8.302 | 1
1FK70447AF711PB8 | SIMOTICS S SYNCHRONOUS SERVOMOTOR, 1FK7 HIGH DYNAMIC 4.0 NM, 100 K, 3000 RPM, 1,1KW NATURAL COOLING, IM B5 (V1, V3) POWER/SIGNAL CONNECTORS CONNECTOR CAN BE ROTATED BY 270 DEGR. RESOLVER 2-POLE (RESOLVER P=1) WITH DRIVE-CLIQ INTERFACE; SHAFT WITH FITTED KEY, TOLERANCE N; WITH HOLDING BRAKE DEGREE OF PROTECTION IP65 IP67 D-END FLANGE; RAL7016 COATING; METALLIC RATING PLATE AT MOTOR | 2162 | TEM | 1 | MC | 8.302 | 1
1FK70447AF711PG0 | SIMOTICS S SYNCHRONOUS SERVOMOTOR, 1FK7 HIGH DYNAMIC 4.0 NM, 100 K, 3000 RPM, 1,1KW NATURAL COOLING, IM B5 (V1, V3) POWER/SIGNAL CONNECTORS CONNECTOR CAN BE ROTATED BY 270 DEGR. RESOLVER 2-POLE (RESOLVER P=1) WITH DRIVE-CLIQ INTERFACE; PLAIN SHAFT, TOLERANCE N; W/O HOLDING BRAKE DEGREE OF PROTECTION IP64 | 1526 | TEM | 1 | MC | 7.703 | 1
1FK70447AF711PG2 | SIMOTICS S SYNCHRONOUS SERVOMOTOR, 1FK7 HIGH DYNAMIC 4.0 NM, 100 K, 3000 RPM, 1,1KW NATURAL COOLING, IM B5 (V1, V3) POWER/SIGNAL CONNECTORS CONNECTOR CAN BE ROTATED BY 270 DEGR. RESOLVER 2-POLE (RESOLVER P=1) WITH DRIVE-CLIQ INTERFACE; PLAIN SHAFT, TOLERANCE N; W/O HOLDING BRAKE DEGREE OF PROTECTION IP65 FLANGE ON DRIVE END IP67 | 1627 | TEM | 1 | MC | 7.703 | 1
1FK70447AF711PG3 | SIMOTICS S SYNCHRONOUS SERVOMOTOR, 1FK7 HIGH DYNAMIC 4.0 NM, 100 K, 3000 RPM, 1,1KW NATURAL COOLING, IM B5 (V1, V3) POWER/SIGNAL CONNECTORS CONNECTOR CAN BE ROTATED BY 270 DEGR. RESOLVER 2-POLE (RESOLVER P=1) WITH DRIVE-CLIQ INTERFACE; PLAIN SHAFT, TOLERANCE N; W/O HOLDING BRAKE DEGREE OF PROTECTION IP64; PAINT FINISH RAL7016 | 1575 | TEM | 1 | MC | 7.703 | 1
1FK70447AF711PG5 | SIMOTICS S SYNCHRONOUS SERVOMOTOR, 1FK7 HIGH DYNAMIC 4.0 NM, 100 K, 3000 RPM, 1,1KW NATURAL COOLING, IM B5 (V1, V3) POWER/SIGNAL CONNECTORS CONNECTOR CAN BE ROTATED BY 270 DEGR. RESOLVER 2-POLE (RESOLVER P=1) WITH DRIVE-CLIQ INTERFACE; PLAIN SHAFT, TOLERANCE N; W/O HOLDING BRAKE DEGREE OF PROTECTION IP65 AS FLANGE IP67; PAINT FINISH RAL7016 | 1676 | TEM | 1 | MC | 7.703 | 1
1FK70447AF711PG8 | SIMOTICS S SYNCHRONOUS SERVOMOTOR, 1FK7 HIGH DYNAMIC 4.0 NM, 100 K, 3000 RPM, 1,1KW NATURAL COOLING, IM B5 (V1, V3) POWER/SIGNAL CONNECTORS CONNECTOR CAN BE ROTATED BY 270 DEGR. RESOLVER 2-POLE (RESOLVER P=1) WITH DRIVE-CLIQ INTERFACE; PLAIN SHAFT, TOLERANCE N; W/O HOLDING BRAKE DEGREE OF PROTECTION IP65 IP67 D-END FLANGE; RAL7016 COATING; METALLIC RATING PLATE AT MOTOR | 1785 | TEM | 1 | MC | 7.703 | 1
1FK70447AF711PH0 | SIMOTICS S SYNCHRONOUS SERVOMOTOR, 1FK7 HIGH DYNAMIC 4.0 NM, 100 K, 3000 RPM, 1,1KW NATURAL COOLING, IM B5 (V1, V3) POWER/SIGNAL CONNECTORS CONNECTOR CAN BE ROTATED BY 270 DEGR. RESOLVER 2-POLE (RESOLVER P=1) WITH DRIVE-CLIQ INTERFACE; PLAIN SHAFT, TOLERANCE N; WITH HOLDING BRAKE DEGREE OF PROTECTION IP64 | 1807 | TEM | 1 | MC | 8.302 | 1
1FK70447AF711PH2 | SIMOTICS S SYNCHRONOUS SERVOMOTOR, 1FK7 HIGH DYNAMIC 4.0 NM, 100 K, 3000 RPM, 1,1KW NATURAL COOLING, IM B5 (V1, V3) POWER/SIGNAL CONNECTORS CONNECTOR CAN BE ROTATED BY 270 DEGR. RESOLVER 2-POLE (RESOLVER P=1) WITH DRIVE-CLIQ INTERFACE; PLAIN SHAFT, TOLERANCE N; WITH HOLDING BRAKE DEGREE OF PROTECTION IP65 FLANGE ON DRIVE END IP67 | 1908 | TEM | 1 | MC | 8.302 | 1
1FK70447AF711PH3 | SIMOTICS S SYNCHRONOUS SERVOMOTOR, 1FK7 HIGH DYNAMIC 4.0 NM, 100 K, 3000 RPM, 1,1KW NATURAL COOLING, IM B5 (V1, V3) POWER/SIGNAL CONNECTORS CONNECTOR CAN BE ROTATED BY 270 DEGR. RESOLVER 2-POLE (RESOLVER P=1) WITH DRIVE-CLIQ INTERFACE; PLAIN SHAFT, TOLERANCE N; WITH HOLDING BRAKE DEGREE OF PROTECTION IP64; PAINT FINISH RAL7016 | 1856 | TEM | 1 | MC | 8.302 | 1
1FK70447AF711PH5 | SIMOTICS S SYNCHRONOUS SERVOMOTOR, 1FK7 HIGH DYNAMIC 4.0 NM, 100 K, 3000 RPM, 1,1KW NATURAL COOLING, IM B5 (V1, V3) POWER/SIGNAL CONNECTORS CONNECTOR CAN BE ROTATED BY 270 DEGR. RESOLVER 2-POLE (RESOLVER P=1) WITH DRIVE-CLIQ INTERFACE; PLAIN SHAFT, TOLERANCE N; WITH HOLDING BRAKE DEGREE OF PROTECTION IP65 AS FLANGE IP67; PAINT FINISH RAL7016 | 1957 | TEM | 1 | MC | 8.302 | 1
1FK70447AF711PH8 | SIMOTICS S SYNCHRONOUS SERVOMOTOR, 1FK7 HIGH DYNAMIC 4.0 NM, 100 K, 3000 RPM, 1,1KW NATURAL COOLING, IM B5 (V1, V3) POWER/SIGNAL CONNECTORS CONNECTOR CAN BE ROTATED BY 270 DEGR. RESOLVER 2-POLE (RESOLVER P=1) WITH DRIVE-CLIQ INTERFACE; PLAIN SHAFT, TOLERANCE N; WITH HOLDING BRAKE DEGREE OF PROTECTION IP65 IP67 D-END FLANGE; RAL7016 COATING; METALLIC RATING PLATE AT MOTOR | 2066 | TEM | 1 | MC | 8.302 | 1
1FK70447AF711SA0 | SIMOTICS S SYNCHRONOUS SERVOMOTOR, 1FK7 HIGH DYNAMIC 4.0 NM, 100 K, 3000 RPM, 1,1KW NATURAL COOLING, IM B5 (V1, V3) POWER/SIGNAL CONNECTORS CONNECTOR CAN BE ROTATED BY 270 DEGR. RESOLVER MULTI-POLE (RESOLVER P=3); SHAFT WITH FITTED KEY, TOLERANCE N; W/O HOLDING BRAKE DEGREE OF PROTECTION IP64 | 1357 | TEM | 1 | MC | 7.703 | 1
1FK70447AF711SA2 | SIMOTICS S SYNCHRONOUS SERVOMOTOR, 1FK7 HIGH DYNAMIC 4.0 NM, 100 K, 3000 RPM, 1,1KW NATURAL COOLING, IM B5 (V1, V3) POWER/SIGNAL CONNECTORS CONNECTOR CAN BE ROTATED BY 270 DEGR. RESOLVER MULTI-POLE (RESOLVER P=3); SHAFT WITH FITTED KEY, TOLERANCE N; W/O HOLDING BRAKE DEGREE OF PROTECTION IP65 FLANGE ON DRIVE END IP67 | 1459 | TEM | 1 | MC | 7.703 | 1
1FK70447AF711SA3 | SIMOTICS S SYNCHRONOUS SERVOMOTOR, 1FK7 HIGH DYNAMIC 4.0 NM, 100 K, 3000 RPM, 1,1KW NATURAL COOLING, IM B5 (V1, V3) POWER/SIGNAL CONNECTORS CONNECTOR CAN BE ROTATED BY 270 DEGR. RESOLVER MULTI-POLE (RESOLVER P=3); SHAFT WITH FITTED KEY, TOLERANCE N; W/O HOLDING BRAKE DEGREE OF PROTECTION IP64; PAINT FINISH RAL7016 | 1407 | TEM | 1 | MC | 7.703 | 1
1FK70447AF711SA5 | SIMOTICS S SYNCHRONOUS SERVOMOTOR, 1FK7 HIGH DYNAMIC 4.0 NM, 100 K, 3000 RPM, 1,1KW NATURAL COOLING, IM B5 (V1, V3) POWER/SIGNAL CONNECTORS CONNECTOR CAN BE ROTATED BY 270 DEGR. RESOLVER MULTI-POLE (RESOLVER P=3); SHAFT WITH FITTED KEY, TOLERANCE N; W/O HOLDING BRAKE DEGREE OF PROTECTION IP65 AS FLANGE IP67; PAINT FINISH RAL7016 | 1508 | TEM | 1 | MC | 7.703 | 1
1FK70447AF711SA8 | SIMOTICS S SYNCHRONOUS SERVOMOTOR, 1FK7 HIGH DYNAMIC 4.0 NM, 100 K, 3000 RPM, 1,1KW NATURAL COOLING, IM B5 (V1, V3) POWER/SIGNAL CONNECTORS CONNECTOR CAN BE ROTATED BY 270 DEGR. RESOLVER MULTI-POLE (RESOLVER P=3); SHAFT WITH FITTED KEY, TOLERANCE N; W/O HOLDING BRAKE DEGREE OF PROTECTION IP65 IP67 D-END FLANGE; RAL7016 COATING; METALLIC RATING PLATE AT MOTOR | 1617 | TEM | 1 | MC | 7.703 | 1
1FK70447AF711SB0 | SIMOTICS S SYNCHRONOUS SERVOMOTOR, 1FK7 HIGH DYNAMIC 4.0 NM, 100 K, 3000 RPM, 1,1KW NATURAL COOLING, IM B5 (V1, V3) POWER/SIGNAL CONNECTORS CONNECTOR CAN BE ROTATED BY 270 DEGR. RESOLVER MULTI-POLE (RESOLVER P=3); SHAFT WITH FITTED KEY, TOLERANCE N; WITH HOLDING BRAKE DEGREE OF PROTECTION IP64 | 1641 | TEM | 1 | MC | 8.302 | 1
1FK70447AF711SB2 | SIMOTICS S SYNCHRONOUS SERVOMOTOR, 1FK7 HIGH DYNAMIC 4.0 NM, 100 K, 3000 RPM, 1,1KW NATURAL COOLING, IM B5 (V1, V3) POWER/SIGNAL CONNECTORS CONNECTOR CAN BE ROTATED BY 270 DEGR. RESOLVER MULTI-POLE (RESOLVER P=3); SHAFT WITH FITTED KEY, TOLERANCE N; WITH HOLDING BRAKE DEGREE OF PROTECTION IP65 FLANGE ON DRIVE END IP67 | 1742 | TEM | 1 | MC | 8.302 | 1
1FK70447AF711SB3 | SIMOTICS S SYNCHRONOUS SERVOMOTOR, 1FK7 HIGH DYNAMIC 4.0 NM, 100 K, 3000 RPM, 1,1KW NATURAL COOLING, IM B5 (V1, V3) POWER/SIGNAL CONNECTORS CONNECTOR CAN BE ROTATED BY 270 DEGR. RESOLVER MULTI-POLE (RESOLVER P=3); SHAFT WITH FITTED KEY, TOLERANCE N; WITH HOLDING BRAKE DEGREE OF PROTECTION IP64; PAINT FINISH RAL7016 | 1690 | TEM | 1 | MC | 8.302 | 1
1FK70447AF711SB5 | SIMOTICS S SYNCHRONOUS SERVOMOTOR, 1FK7 HIGH DYNAMIC 4.0 NM, 100 K, 3000 RPM, 1,1KW NATURAL COOLING, IM B5 (V1, V3) POWER/SIGNAL CONNECTORS CONNECTOR CAN BE ROTATED BY 270 DEGR. RESOLVER MULTI-POLE (RESOLVER P=3); SHAFT WITH FITTED KEY, TOLERANCE N; WITH HOLDING BRAKE DEGREE OF PROTECTION IP65 AS FLANGE IP67; PAINT FINISH RAL7016 | 1792 | TEM | 1 | MC | 8.302 | 1
1FK70447AF711SB8 | SIMOTICS S SYNCHRONOUS SERVOMOTOR, 1FK7 HIGH DYNAMIC 4.0 NM, 100 K, 3000 RPM, 1,1KW NATURAL COOLING, IM B5 (V1, V3) POWER/SIGNAL CONNECTORS CONNECTOR CAN BE ROTATED BY 270 DEGR. RESOLVER MULTI-POLE (RESOLVER P=3); SHAFT WITH FITTED KEY, TOLERANCE N; WITH HOLDING BRAKE DEGREE OF PROTECTION IP65 IP67 D-END FLANGE; RAL7016 COATING; METALLIC RATING PLATE AT MOTOR | 1900 | TEM | 1 | MC | 8.302 | 1
1FK70447AF711SG0 | SIMOTICS S SYNCHRONOUS SERVOMOTOR, 1FK7 HIGH DYNAMIC 4.0 NM, 100 K, 3000 RPM, 1,1KW NATURAL COOLING, IM B5 (V1, V3) POWER/SIGNAL CONNECTORS CONNECTOR CAN BE ROTATED BY 270 DEGR. RESOLVER MULTI-POLE (RESOLVER P=3); PLAIN SHAFT, TOLERANCE N; W/O HOLDING BRAKE DEGREE OF PROTECTION IP64 | 1264 | TEM | 1 | MC | 7.703 | 1
1FK70447AF711SG2 | SIMOTICS S SYNCHRONOUS SERVOMOTOR, 1FK7 HIGH DYNAMIC 4.0 NM, 100 K, 3000 RPM, 1,1KW NATURAL COOLING, IM B5 (V1, V3) POWER/SIGNAL CONNECTORS CONNECTOR CAN BE ROTATED BY 270 DEGR. RESOLVER MULTI-POLE (RESOLVER P=3); PLAIN SHAFT, TOLERANCE N; W/O HOLDING BRAKE DEGREE OF PROTECTION IP65 FLANGE ON DRIVE END IP67 | 1365 | TEM | 1 | MC | 7.703 | 1
1FK70447AF711SG3 | SIMOTICS S SYNCHRONOUS SERVOMOTOR, 1FK7 HIGH DYNAMIC 4.0 NM, 100 K, 3000 RPM, 1,1KW NATURAL COOLING, IM B5 (V1, V3) POWER/SIGNAL CONNECTORS CONNECTOR CAN BE ROTATED BY 270 DEGR. RESOLVER MULTI-POLE (RESOLVER P=3); PLAIN SHAFT, TOLERANCE N; W/O HOLDING BRAKE DEGREE OF PROTECTION IP64; PAINT FINISH RAL7016 | 1313 | TEM | 1 | MC | 7.703 | 1
1FK70447AF711SG5 | SIMOTICS S SYNCHRONOUS SERVOMOTOR, 1FK7 HIGH DYNAMIC 4.0 NM, 100 K, 3000 RPM, 1,1KW NATURAL COOLING, IM B5 (V1, V3) POWER/SIGNAL CONNECTORS CONNECTOR CAN BE ROTATED BY 270 DEGR. RESOLVER MULTI-POLE (RESOLVER P=3); PLAIN SHAFT, TOLERANCE N; W/O HOLDING BRAKE DEGREE OF PROTECTION IP65 AS FLANGE IP67; PAINT FINISH RAL7016 | 1415 | TEM | 1 | MC | 7.703 | 1
1FK70447AF711SG8 | SIMOTICS S SYNCHRONOUS SERVOMOTOR, 1FK7 HIGH DYNAMIC 4.0 NM, 100 K, 3000 RPM, 1,1KW NATURAL COOLING, IM B5 (V1, V3) POWER/SIGNAL CONNECTORS CONNECTOR CAN BE ROTATED BY 270 DEGR. RESOLVER MULTI-POLE (RESOLVER P=3); PLAIN SHAFT, TOLERANCE N; W/O HOLDING BRAKE DEGREE OF PROTECTION IP65 IP67 D-END FLANGE; RAL7016 COATING; METALLIC RATING PLATE AT MOTOR | 1523 | TEM | 1 | MC | 7.703 | 1
1FK70447AF711SH0 | SIMOTICS S SYNCHRONOUS SERVOMOTOR, 1FK7 HIGH DYNAMIC 4.0 NM, 100 K, 3000 RPM, 1,1KW NATURAL COOLING, IM B5 (V1, V3) POWER/SIGNAL CONNECTORS CONNECTOR CAN BE ROTATED BY 270 DEGR. RESOLVER MULTI-POLE (RESOLVER P=3); PLAIN SHAFT, TOLERANCE N; WITH HOLDING BRAKE DEGREE OF PROTECTION IP64 | 1545 | TEM | 1 | MC | 8.302 | 1
1FK70447AF711SH2 | SIMOTICS S SYNCHRONOUS SERVOMOTOR, 1FK7 HIGH DYNAMIC 4.0 NM, 100 K, 3000 RPM, 1,1KW NATURAL COOLING, IM B5 (V1, V3) POWER/SIGNAL CONNECTORS CONNECTOR CAN BE ROTATED BY 270 DEGR. RESOLVER MULTI-POLE (RESOLVER P=3); PLAIN SHAFT, TOLERANCE N; WITH HOLDING BRAKE DEGREE OF PROTECTION IP65 FLANGE ON DRIVE END IP67 | 1646 | TEM | 1 | MC | 8.302 | 1
1FK70447AF711SH3 | SIMOTICS S SYNCHRONOUS SERVOMOTOR, 1FK7 HIGH DYNAMIC 4.0 NM, 100 K, 3000 RPM, 1,1KW NATURAL COOLING, IM B5 (V1, V3) POWER/SIGNAL CONNECTORS CONNECTOR CAN BE ROTATED BY 270 DEGR. RESOLVER MULTI-POLE (RESOLVER P=3); PLAIN SHAFT, TOLERANCE N; WITH HOLDING BRAKE DEGREE OF PROTECTION IP64; PAINT FINISH RAL7016 | 1594 | TEM | 1 | MC | 8.302 | 1
1FK70447AF711SH5 | SIMOTICS S SYNCHRONOUS SERVOMOTOR, 1FK7 HIGH DYNAMIC 4.0 NM, 100 K, 3000 RPM, 1,1KW NATURAL COOLING, IM B5 (V1, V3) POWER/SIGNAL CONNECTORS CONNECTOR CAN BE ROTATED BY 270 DEGR. RESOLVER MULTI-POLE (RESOLVER P=3); PLAIN SHAFT, TOLERANCE N; WITH HOLDING BRAKE DEGREE OF PROTECTION IP65 AS FLANGE IP67; PAINT FINISH RAL7016 | 1696 | TEM | 1 | MC | 8.302 | 1
1FK70447AF711SH8 | SIMOTICS S SYNCHRONOUS SERVOMOTOR, 1FK7 HIGH DYNAMIC 4.0 NM, 100 K, 3000 RPM, 1,1KW NATURAL COOLING, IM B5 (V1, V3) POWER/SIGNAL CONNECTORS CONNECTOR CAN BE ROTATED BY 270 DEGR. RESOLVER MULTI-POLE (RESOLVER P=3); PLAIN SHAFT, TOLERANCE N; WITH HOLDING BRAKE DEGREE OF PROTECTION IP65 IP67 D-END FLANGE; RAL7016 COATING; METALLIC RATING PLATE AT MOTOR | 1804 | TEM | 1 | MC | 8.302 | 1
1FK70447AF711TA0 | SIMOTICS S SYNCHRONOUS SERVOMOTOR, 1FK7 HIGH DYNAMIC 4.0 NM, 100 K, 3000 RPM, 1,1KW NATURAL COOLING, IM B5 (V1, V3) POWER/SIGNAL CONNECTORS CONNECTOR CAN BE ROTATED BY 270 DEGR. RESOLVER 2-POLE (RESOLVER P=1); SHAFT WITH FITTED KEY, TOLERANCE N; W/O HOLDING BRAKE DEGREE OF PROTECTION IP64 | 1357 | TEM | 1 | MC | 7.703 | 1
1FK70447AF711TA2 | SIMOTICS S SYNCHRONOUS SERVOMOTOR, 1FK7 HIGH DYNAMIC 4.0 NM, 100 K, 3000 RPM, 1,1KW NATURAL COOLING, IM B5 (V1, V3) POWER/SIGNAL CONNECTORS CONNECTOR CAN BE ROTATED BY 270 DEGR. RESOLVER 2-POLE (RESOLVER P=1); SHAFT WITH FITTED KEY, TOLERANCE N; W/O HOLDING BRAKE DEGREE OF PROTECTION IP65 FLANGE ON DRIVE END IP67 | 1459 | TEM | 1 | MC | 7.703 | 1
1FK70447AF711TA3 | SIMOTICS S SYNCHRONOUS SERVOMOTOR, 1FK7 HIGH DYNAMIC 4.0 NM, 100 K, 3000 RPM, 1,1KW NATURAL COOLING, IM B5 (V1, V3) POWER/SIGNAL CONNECTORS CONNECTOR CAN BE ROTATED BY 270 DEGR. RESOLVER 2-POLE (RESOLVER P=1); SHAFT WITH FITTED KEY, TOLERANCE N; W/O HOLDING BRAKE DEGREE OF PROTECTION IP64; PAINT FINISH RAL7016 | 1407 | TEM | 1 | MC | 7.703 | 1
1FK70447AF711TA5 | SIMOTICS S SYNCHRONOUS SERVOMOTOR, 1FK7 HIGH DYNAMIC 4.0 NM, 100 K, 3000 RPM, 1,1KW NATURAL COOLING, IM B5 (V1, V3) POWER/SIGNAL CONNECTORS CONNECTOR CAN BE ROTATED BY 270 DEGR. RESOLVER 2-POLE (RESOLVER P=1); SHAFT WITH FITTED KEY, TOLERANCE N; W/O HOLDING BRAKE DEGREE OF PROTECTION IP65 AS FLANGE IP67; PAINT FINISH RAL7016 | 1508 | TEM | 1 | MC | 7.703 | 1
1FK70447AF711TA8 | SIMOTICS S SYNCHRONOUS SERVOMOTOR, 1FK7 HIGH DYNAMIC 4.0 NM, 100 K, 3000 RPM, 1,1KW NATURAL COOLING, IM B5 (V1, V3) POWER/SIGNAL CONNECTORS CONNECTOR CAN BE ROTATED BY 270 DEGR. RESOLVER 2-POLE (RESOLVER P=1); SHAFT WITH FITTED KEY, TOLERANCE N; W/O HOLDING BRAKE DEGREE OF PROTECTION IP65 IP67 D-END FLANGE; RAL7016 COATING; METALLIC RATING PLATE AT MOTOR | 1617 | TEM | 1 | MC | 7.703 | 1
1FK70447AF711TB0 | SIMOTICS S SYNCHRONOUS SERVOMOTOR, 1FK7 HIGH DYNAMIC 4.0 NM, 100 K, 3000 RPM, 1,1KW NATURAL COOLING, IM B5 (V1, V3) POWER/SIGNAL CONNECTORS CONNECTOR CAN BE ROTATED BY 270 DEGR. RESOLVER 2-POLE (RESOLVER P=1); SHAFT WITH FITTED KEY, TOLERANCE N; WITH HOLDING BRAKE DEGREE OF PROTECTION IP64 | 1641 | TEM | 1 | MC | 8.302 | 1
1FK70447AF711TB2 | SIMOTICS S SYNCHRONOUS SERVOMOTOR, 1FK7 HIGH DYNAMIC 4.0 NM, 100 K, 3000 RPM, 1,1KW NATURAL COOLING, IM B5 (V1, V3) POWER/SIGNAL CONNECTORS CONNECTOR CAN BE ROTATED BY 270 DEGR. RESOLVER 2-POLE (RESOLVER P=1); SHAFT WITH FITTED KEY, TOLERANCE N; WITH HOLDING BRAKE DEGREE OF PROTECTION IP65 FLANGE ON DRIVE END IP67 | 1742 | TEM | 1 | MC | 8.302 | 1
1FK70447AF711TB3 | SIMOTICS S SYNCHRONOUS SERVOMOTOR, 1FK7 HIGH DYNAMIC 4.0 NM, 100 K, 3000 RPM, 1,1KW NATURAL COOLING, IM B5 (V1, V3) POWER/SIGNAL CONNECTORS CONNECTOR CAN BE ROTATED BY 270 DEGR. RESOLVER 2-POLE (RESOLVER P=1); SHAFT WITH FITTED KEY, TOLERANCE N; WITH HOLDING BRAKE DEGREE OF PROTECTION IP64; PAINT FINISH RAL7016 | 1690 | TEM | 1 | MC | 8.302 | 1
1FK70447AF711TB5 | SIMOTICS S SYNCHRONOUS SERVOMOTOR, 1FK7 HIGH DYNAMIC 4.0 NM, 100 K, 3000 RPM, 1,1KW NATURAL COOLING, IM B5 (V1, V3) POWER/SIGNAL CONNECTORS CONNECTOR CAN BE ROTATED BY 270 DEGR. RESOLVER 2-POLE (RESOLVER P=1); SHAFT WITH FITTED KEY, TOLERANCE N; WITH HOLDING BRAKE DEGREE OF PROTECTION IP65 AS FLANGE IP67; PAINT FINISH RAL7016 | 1792 | TEM | 1 | MC | 8.302 | 1
1FK70447AF711TB8 | SIMOTICS S SYNCHRONOUS SERVOMOTOR, 1FK7 HIGH DYNAMIC 4.0 NM, 100 K, 3000 RPM, 1,1KW NATURAL COOLING, IM B5 (V1, V3) POWER/SIGNAL CONNECTORS CONNECTOR CAN BE ROTATED BY 270 DEGR. RESOLVER 2-POLE (RESOLVER P=1); SHAFT WITH FITTED KEY, TOLERANCE N; WITH HOLDING BRAKE DEGREE OF PROTECTION IP65 IP67 D-END FLANGE; RAL7016 COATING; METALLIC RATING PLATE AT MOTOR | 1900 | TEM | 1 | MC | 8.302 | 1
1FK70447AF711TG0 | SIMOTICS S SYNCHRONOUS SERVOMOTOR, 1FK7 HIGH DYNAMIC 4.0 NM, 100 K, 3000 RPM, 1,1KW NATURAL COOLING, IM B5 (V1, V3) POWER/SIGNAL CONNECTORS CONNECTOR CAN BE ROTATED BY 270 DEGR. RESOLVER 2-POLE (RESOLVER P=1); PLAIN SHAFT, TOLERANCE N; W/O HOLDING BRAKE DEGREE OF PROTECTION IP64 | 1264 | TEM | 1 | MC | 7.703 | 1
1FK70447AF711TG2 | SIMOTICS S SYNCHRONOUS SERVOMOTOR, 1FK7 HIGH DYNAMIC 4.0 NM, 100 K, 3000 RPM, 1,1KW NATURAL COOLING, IM B5 (V1, V3) POWER/SIGNAL CONNECTORS CONNECTOR CAN BE ROTATED BY 270 DEGR. RESOLVER 2-POLE (RESOLVER P=1); PLAIN SHAFT, TOLERANCE N; W/O HOLDING BRAKE DEGREE OF PROTECTION IP65 FLANGE ON DRIVE END IP67 | 1365 | TEM | 1 | MC | 7.703 | 1
1FK70447AF711TG3 | SIMOTICS S SYNCHRONOUS SERVOMOTOR, 1FK7 HIGH DYNAMIC 4.0 NM, 100 K, 3000 RPM, 1,1KW NATURAL COOLING, IM B5 (V1, V3) POWER/SIGNAL CONNECTORS CONNECTOR CAN BE ROTATED BY 270 DEGR. RESOLVER 2-POLE (RESOLVER P=1); PLAIN SHAFT, TOLERANCE N; W/O HOLDING BRAKE DEGREE OF PROTECTION IP64; PAINT FINISH RAL7016 | 1313 | TEM | 1 | MC | 7.703 | 1
1FK70447AF711TG5 | SIMOTICS S SYNCHRONOUS SERVOMOTOR, 1FK7 HIGH DYNAMIC 4.0 NM, 100 K, 3000 RPM, 1,1KW NATURAL COOLING, IM B5 (V1, V3) POWER/SIGNAL CONNECTORS CONNECTOR CAN BE ROTATED BY 270 DEGR. RESOLVER 2-POLE (RESOLVER P=1); PLAIN SHAFT, TOLERANCE N; W/O HOLDING BRAKE DEGREE OF PROTECTION IP65 AS FLANGE IP67; PAINT FINISH RAL7016 | 1415 | TEM | 1 | MC | 7.703 | 1
1FK70447AF711TG8 | SIMOTICS S SYNCHRONOUS SERVOMOTOR, 1FK7 HIGH DYNAMIC 4.0 NM, 100 K, 3000 RPM, 1,1KW NATURAL COOLING, IM B5 (V1, V3) POWER/SIGNAL CONNECTORS CONNECTOR CAN BE ROTATED BY 270 DEGR. RESOLVER 2-POLE (RESOLVER P=1); PLAIN SHAFT, TOLERANCE N; W/O HOLDING BRAKE DEGREE OF PROTECTION IP65 IP67 D-END FLANGE; RAL7016 COATING; METALLIC RATING PLATE AT MOTOR | 1523 | TEM | 1 | MC | 7.703 | 1
1FK70447AF711TH0 | SIMOTICS S SYNCHRONOUS SERVOMOTOR, 1FK7 HIGH DYNAMIC 4.0 NM, 100 K, 3000 RPM, 1,1KW NATURAL COOLING, IM B5 (V1, V3) POWER/SIGNAL CONNECTORS CONNECTOR CAN BE ROTATED BY 270 DEGR. RESOLVER 2-POLE (RESOLVER P=1); PLAIN SHAFT, TOLERANCE N; WITH HOLDING BRAKE DEGREE OF PROTECTION IP64 | 1545 | TEM | 1 | MC | 8.302 | 1
1FK70447AF711TH2 | SIMOTICS S SYNCHRONOUS SERVOMOTOR, 1FK7 HIGH DYNAMIC 4.0 NM, 100 K, 3000 RPM, 1,1KW NATURAL COOLING, IM B5 (V1, V3) POWER/SIGNAL CONNECTORS CONNECTOR CAN BE ROTATED BY 270 DEGR. RESOLVER 2-POLE (RESOLVER P=1); PLAIN SHAFT, TOLERANCE N; WITH HOLDING BRAKE DEGREE OF PROTECTION IP65 FLANGE ON DRIVE END IP67 | 1646 | TEM | 1 | MC | 8.302 | 1
1FK70447AF711TH3 | SIMOTICS S SYNCHRONOUS SERVOMOTOR, 1FK7 HIGH DYNAMIC 4.0 NM, 100 K, 3000 RPM, 1,1KW NATURAL COOLING, IM B5 (V1, V3) POWER/SIGNAL CONNECTORS CONNECTOR CAN BE ROTATED BY 270 DEGR. RESOLVER 2-POLE (RESOLVER P=1); PLAIN SHAFT, TOLERANCE N; WITH HOLDING BRAKE DEGREE OF PROTECTION IP64; PAINT FINISH RAL7016 | 1594 | TEM | 1 | MC | 8.302 | 1
1FK70447AF711TH5 | SIMOTICS S SYNCHRONOUS SERVOMOTOR, 1FK7 HIGH DYNAMIC 4.0 NM, 100 K, 3000 RPM, 1,1KW NATURAL COOLING, IM B5 (V1, V3) POWER/SIGNAL CONNECTORS CONNECTOR CAN BE ROTATED BY 270 DEGR. RESOLVER 2-POLE (RESOLVER P=1); PLAIN SHAFT, TOLERANCE N; WITH HOLDING BRAKE DEGREE OF PROTECTION IP65 AS FLANGE IP67; PAINT FINISH RAL7016 | 1696 | TEM | 1 | MC | 8.302 | 1
1FK70447AF711TH8 | SIMOTICS S SYNCHRONOUS SERVOMOTOR, 1FK7 HIGH DYNAMIC 4.0 NM, 100 K, 3000 RPM, 1,1KW NATURAL COOLING, IM B5 (V1, V3) POWER/SIGNAL CONNECTORS CONNECTOR CAN BE ROTATED BY 270 DEGR. RESOLVER 2-POLE (RESOLVER P=1); PLAIN SHAFT, TOLERANCE N; WITH HOLDING BRAKE DEGREE OF PROTECTION IP65 IP67 D-END FLANGE; RAL7016 COATING; METALLIC RATING PLATE AT MOTOR | 1804 | TEM | 1 | MC | 8.302 | 1
1FK70447AF711UA0 | SIMOTICS S SYNCHRONOUS SERVOMOTOR, 1FK7 HIGH DYNAMIC 4.0 NM, 100 K, 3000 RPM, 1,1KW NATURAL COOLING, IM B5 (V1, V3) POWER/SIGNAL CONNECTORS CONNECTOR CAN BE ROTATED BY 270 DEGR. RESOLVER MULTI-POLE (RESOLVER P=3) WITH DRIVE-CLIQ INTERFACE; SHAFT WITH FITTED KEY, TOLERANCE N; W/O HOLDING BRAKE DEGREE OF PROTECTION IP64 | 1619 | TEM | 1 | MC | 7.703 | 1
1FK70447AF711UA2 | SIMOTICS S SYNCHRONOUS SERVOMOTOR, 1FK7 HIGH DYNAMIC 4.0 NM, 100 K, 3000 RPM, 1,1KW NATURAL COOLING, IM B5 (V1, V3) POWER/SIGNAL CONNECTORS CONNECTOR CAN BE ROTATED BY 270 DEGR. RESOLVER MULTI-POLE (RESOLVER P=3) WITH DRIVE-CLIQ INTERFACE; SHAFT WITH FITTED KEY, TOLERANCE N; W/O HOLDING BRAKE DEGREE OF PROTECTION IP65 FLANGE ON DRIVE END IP67 | 1721 | TEM | 1 | MC | 7.703 | 1
1FK70447AF711UA3 | SIMOTICS S SYNCHRONOUS SERVOMOTOR, 1FK7 HIGH DYNAMIC 4.0 NM, 100 K, 3000 RPM, 1,1KW NATURAL COOLING, IM B5 (V1, V3) POWER/SIGNAL CONNECTORS CONNECTOR CAN BE ROTATED BY 270 DEGR. RESOLVER MULTI-POLE (RESOLVER P=3) WITH DRIVE-CLIQ INTERFACE; SHAFT WITH FITTED KEY, TOLERANCE N; W/O HOLDING BRAKE DEGREE OF PROTECTION IP64; PAINT FINISH RAL7016 | 1668 | TEM | 1 | MC | 7.703 | 1
1FK70447AF711UA5 | SIMOTICS S SYNCHRONOUS SERVOMOTOR, 1FK7 HIGH DYNAMIC 4.0 NM, 100 K, 3000 RPM, 1,1KW NATURAL COOLING, IM B5 (V1, V3) POWER/SIGNAL CONNECTORS CONNECTOR CAN BE ROTATED BY 270 DEGR. RESOLVER MULTI-POLE (RESOLVER P=3) WITH DRIVE-CLIQ INTERFACE; SHAFT WITH FITTED KEY, TOLERANCE N; W/O HOLDING BRAKE DEGREE OF PROTECTION IP65 AS FLANGE IP67; PAINT FINISH RAL7016 | 1770 | TEM | 1 | MC | 7.703 | 1
1FK70447AF711UA8 | SIMOTICS S SYNCHRONOUS SERVOMOTOR, 1FK7 HIGH DYNAMIC 4.0 NM, 100 K, 3000 RPM, 1,1KW NATURAL COOLING, IM B5 (V1, V3) POWER/SIGNAL CONNECTORS CONNECTOR CAN BE ROTATED BY 270 DEGR. RESOLVER MULTI-POLE (RESOLVER P=3) WITH DRIVE-CLIQ INTERFACE; SHAFT WITH FITTED KEY, TOLERANCE N; W/O HOLDING BRAKE DEGREE OF PROTECTION IP65 IP67 D-END FLANGE; RAL7016 COATING; METALLIC RATING PLATE AT MOTOR | 1879 | TEM | 1 | MC | 7.703 | 1
1FK70447AF711UB0 | SIMOTICS S SYNCHRONOUS SERVOMOTOR, 1FK7 HIGH DYNAMIC 4.0 NM, 100 K, 3000 RPM, 1,1KW NATURAL COOLING, IM B5 (V1, V3) POWER/SIGNAL CONNECTORS CONNECTOR CAN BE ROTATED BY 270 DEGR. RESOLVER MULTI-POLE (RESOLVER P=3) WITH DRIVE-CLIQ INTERFACE; SHAFT WITH FITTED KEY, TOLERANCE N; WITH HOLDING BRAKE DEGREE OF PROTECTION IP64 | 1903 | TEM | 1 | MC | 8.302 | 1
1FK70447AF711UB2 | SIMOTICS S SYNCHRONOUS SERVOMOTOR, 1FK7 HIGH DYNAMIC 4.0 NM, 100 K, 3000 RPM, 1,1KW NATURAL COOLING, IM B5 (V1, V3) POWER/SIGNAL CONNECTORS CONNECTOR CAN BE ROTATED BY 270 DEGR. RESOLVER MULTI-POLE (RESOLVER P=3) WITH DRIVE-CLIQ INTERFACE; SHAFT WITH FITTED KEY, TOLERANCE N; WITH HOLDING BRAKE DEGREE OF PROTECTION IP65 FLANGE ON DRIVE END IP67 | 2004 | TEM | 1 | MC | 8.302 | 1
1FK70447AF711UB3 | SIMOTICS S SYNCHRONOUS SERVOMOTOR, 1FK7 HIGH DYNAMIC 4.0 NM, 100 K, 3000 RPM, 1,1KW NATURAL COOLING, IM B5 (V1, V3) POWER/SIGNAL CONNECTORS CONNECTOR CAN BE ROTATED BY 270 DEGR. RESOLVER MULTI-POLE (RESOLVER P=3) WITH DRIVE-CLIQ INTERFACE; SHAFT WITH FITTED KEY, TOLERANCE N; WITH HOLDING BRAKE DEGREE OF PROTECTION IP64; PAINT FINISH RAL7016 | 1952 | TEM | 1 | MC | 8.302 | 1
1FK70447AF711UB5 | SIMOTICS S SYNCHRONOUS SERVOMOTOR, 1FK7 HIGH DYNAMIC 4.0 NM, 100 K, 3000 RPM, 1,1KW NATURAL COOLING, IM B5 (V1, V3) POWER/SIGNAL CONNECTORS CONNECTOR CAN BE ROTATED BY 270 DEGR. RESOLVER MULTI-POLE (RESOLVER P=3) WITH DRIVE-CLIQ INTERFACE; SHAFT WITH FITTED KEY, TOLERANCE N; WITH HOLDING BRAKE DEGREE OF PROTECTION IP65 AS FLANGE IP67; PAINT FINISH RAL7016 | 2053 | TEM | 1 | MC | 8.302 | 1
1FK70447AF711UB8 | SIMOTICS S SYNCHRONOUS SERVOMOTOR, 1FK7 HIGH DYNAMIC 4.0 NM, 100 K, 3000 RPM, 1,1KW NATURAL COOLING, IM B5 (V1, V3) POWER/SIGNAL CONNECTORS CONNECTOR CAN BE ROTATED BY 270 DEGR. RESOLVER MULTI-POLE (RESOLVER P=3) WITH DRIVE-CLIQ INTERFACE; SHAFT WITH FITTED KEY, TOLERANCE N; WITH HOLDING BRAKE DEGREE OF PROTECTION IP65 IP67 D-END FLANGE; RAL7016 COATING; METALLIC RATING PLATE AT MOTOR | 2162 | TEM | 1 | MC | 8.302 | 1
1FK70447AF711UG0 | SIMOTICS S SYNCHRONOUS SERVOMOTOR, 1FK7 HIGH DYNAMIC 4.0 NM, 100 K, 3000 RPM, 1,1KW NATURAL COOLING, IM B5 (V1, V3) POWER/SIGNAL CONNECTORS CONNECTOR CAN BE ROTATED BY 270 DEGR. RESOLVER MULTI-POLE (RESOLVER P=3) WITH DRIVE-CLIQ INTERFACE; PLAIN SHAFT, TOLERANCE N; W/O HOLDING BRAKE DEGREE OF PROTECTION IP64 | 1526 | TEM | 1 | MC | 7.703 | 1
1FK70447AF711UG2 | SIMOTICS S SYNCHRONOUS SERVOMOTOR, 1FK7 HIGH DYNAMIC 4.0 NM, 100 K, 3000 RPM, 1,1KW NATURAL COOLING, IM B5 (V1, V3) POWER/SIGNAL CONNECTORS CONNECTOR CAN BE ROTATED BY 270 DEGR. RESOLVER MULTI-POLE (RESOLVER P=3) WITH DRIVE-CLIQ INTERFACE; PLAIN SHAFT, TOLERANCE N; W/O HOLDING BRAKE DEGREE OF PROTECTION IP65 FLANGE ON DRIVE END IP67 | 1627 | TEM | 1 | MC | 7.703 | 1
1FK70447AF711UG3 | SIMOTICS S SYNCHRONOUS SERVOMOTOR, 1FK7 HIGH DYNAMIC 4.0 NM, 100 K, 3000 RPM, 1,1KW NATURAL COOLING, IM B5 (V1, V3) POWER/SIGNAL CONNECTORS CONNECTOR CAN BE ROTATED BY 270 DEGR. RESOLVER MULTI-POLE (RESOLVER P=3) WITH DRIVE-CLIQ INTERFACE; PLAIN SHAFT, TOLERANCE N; W/O HOLDING BRAKE DEGREE OF PROTECTION IP64; PAINT FINISH RAL7016 | 1575 | TEM | 1 | MC | 7.703 | 1
1FK70447AF711UG5 | SIMOTICS S SYNCHRONOUS SERVOMOTOR, 1FK7 HIGH DYNAMIC 4.0 NM, 100 K, 3000 RPM, 1,1KW NATURAL COOLING, IM B5 (V1, V3) POWER/SIGNAL CONNECTORS CONNECTOR CAN BE ROTATED BY 270 DEGR. RESOLVER MULTI-POLE (RESOLVER P=3) WITH DRIVE-CLIQ INTERFACE; PLAIN SHAFT, TOLERANCE N; W/O HOLDING BRAKE DEGREE OF PROTECTION IP65 AS FLANGE IP67; PAINT FINISH RAL7016 | 1676 | TEM | 1 | MC | 7.703 | 1
1FK70447AF711UG8 | SIMOTICS S SYNCHRONOUS SERVOMOTOR, 1FK7 HIGH DYNAMIC 4.0 NM, 100 K, 3000 RPM, 1,1KW NATURAL COOLING, IM B5 (V1, V3) POWER/SIGNAL CONNECTORS CONNECTOR CAN BE ROTATED BY 270 DEGR. RESOLVER MULTI-POLE (RESOLVER P=3) WITH DRIVE-CLIQ INTERFACE; PLAIN SHAFT, TOLERANCE N; W/O HOLDING BRAKE DEGREE OF PROTECTION IP65 IP67 D-END FLANGE; RAL7016 COATING; METALLIC RATING PLATE AT MOTOR | 1785 | TEM | 1 | MC | 7.703 | 1
1FK70447AF711UH0 | SIMOTICS S SYNCHRONOUS SERVOMOTOR, 1FK7 HIGH DYNAMIC 4.0 NM, 100 K, 3000 RPM, 1,1KW NATURAL COOLING, IM B5 (V1, V3) POWER/SIGNAL CONNECTORS CONNECTOR CAN BE ROTATED BY 270 DEGR. RESOLVER MULTI-POLE (RESOLVER P=3) WITH DRIVE-CLIQ INTERFACE; PLAIN SHAFT, TOLERANCE N; WITH HOLDING BRAKE DEGREE OF PROTECTION IP64 | 1807 | TEM | 1 | MC | 8.302 | 1
1FK70447AF711UH2 | SIMOTICS S SYNCHRONOUS SERVOMOTOR, 1FK7 HIGH DYNAMIC 4.0 NM, 100 K, 3000 RPM, 1,1KW NATURAL COOLING, IM B5 (V1, V3) POWER/SIGNAL CONNECTORS CONNECTOR CAN BE ROTATED BY 270 DEGR. RESOLVER MULTI-POLE (RESOLVER P=3) WITH DRIVE-CLIQ INTERFACE; PLAIN SHAFT, TOLERANCE N; WITH HOLDING BRAKE DEGREE OF PROTECTION IP65 FLANGE ON DRIVE END IP67 | 1908 | TEM | 1 | MC | 8.302 | 1
1FK70447AF711UH3 | SIMOTICS S SYNCHRONOUS SERVOMOTOR, 1FK7 HIGH DYNAMIC 4.0 NM, 100 K, 3000 RPM, 1,1KW NATURAL COOLING, IM B5 (V1, V3) POWER/SIGNAL CONNECTORS CONNECTOR CAN BE ROTATED BY 270 DEGR. RESOLVER MULTI-POLE (RESOLVER P=3) WITH DRIVE-CLIQ INTERFACE; PLAIN SHAFT, TOLERANCE N; WITH HOLDING BRAKE DEGREE OF PROTECTION IP64; PAINT FINISH RAL7016 | 1856 | TEM | 1 | MC | 8.302 | 1
1FK70447AF711UH5 | SIMOTICS S SYNCHRONOUS SERVOMOTOR, 1FK7 HIGH DYNAMIC 4.0 NM, 100 K, 3000 RPM, 1,1KW NATURAL COOLING, IM B5 (V1, V3) POWER/SIGNAL CONNECTORS CONNECTOR CAN BE ROTATED BY 270 DEGR. RESOLVER MULTI-POLE (RESOLVER P=3) WITH DRIVE-CLIQ INTERFACE; PLAIN SHAFT, TOLERANCE N; WITH HOLDING BRAKE DEGREE OF PROTECTION IP65 AS FLANGE IP67; PAINT FINISH RAL7016 | 1957 | TEM | 1 | MC | 8.302 | 1
1FK70447AF711UH8 | SIMOTICS S SYNCHRONOUS SERVOMOTOR, 1FK7 HIGH DYNAMIC 4.0 NM, 100 K, 3000 RPM, 1,1KW NATURAL COOLING, IM B5 (V1, V3) POWER/SIGNAL CONNECTORS CONNECTOR CAN BE ROTATED BY 270 DEGR. RESOLVER MULTI-POLE (RESOLVER P=3) WITH DRIVE-CLIQ INTERFACE; PLAIN SHAFT, TOLERANCE N; WITH HOLDING BRAKE DEGREE OF PROTECTION IP65 IP67 D-END FLANGE; RAL7016 COATING; METALLIC RATING PLATE AT MOTOR | 2066 | TEM | 1 | MC | 8.302 | 1
1FK70447AH711AA0 | SIMOTICS S SYNCHRONOUS SERVOMOTOR, 1FK7 HIGH DYNAMIC, 4.0 NM, 100 K, 4500 RPM, 1,41KW NATURAL COOLING, IM B5 (V1, V3) POWER/SIGNAL CONNECTORS CONNECTOR CAN BE ROTATED BY 270 DEGR. INCREM. ENCODER, SIN/COS 1 VPP 2048 P/REV (ENCODER I-2048); SHAFT WITH FITTED KEY, TOLERANCE N; W/O HOLDING BRAKE DEGREE OF PROTECTION IP64 | 1994 | TEM | 1 | MC | 7.703 | 1
1FK70447AH711AA2 | SIMOTICS S SYNCHRONOUS SERVOMOTOR, 1FK7 HIGH DYNAMIC, 4.0 NM, 100 K, 4500 RPM, 1,41KW NATURAL COOLING, IM B5 (V1, V3) POWER/SIGNAL CONNECTORS CONNECTOR CAN BE ROTATED BY 270 DEGR. INCREM. ENCODER, SIN/COS 1 VPP 2048 P/REV (ENCODER I-2048); SHAFT WITH FITTED KEY, TOLERANCE N; W/O HOLDING BRAKE DEGREE OF PROTECTION IP65 FLANGE ON DRIVE END IP67 | 2095 | TEM | 1 | MC | 7.703 | 1
1FK70447AH711AA3 | SIMOTICS S SYNCHRONOUS SERVOMOTOR, 1FK7 HIGH DYNAMIC, 4.0 NM, 100 K, 4500 RPM, 1,41KW NATURAL COOLING, IM B5 (V1, V3) POWER/SIGNAL CONNECTORS CONNECTOR CAN BE ROTATED BY 270 DEGR. INCREM. ENCODER, SIN/COS 1 VPP 2048 P/REV (ENCODER I-2048); SHAFT WITH FITTED KEY, TOLERANCE N; W/O HOLDING BRAKE DEGREE OF PROTECTION IP64; PAINT FINISH RAL7016 | 2043 | TEM | 1 | MC | 7.703 | 1
1FK70447AH711AA5 | SIMOTICS S SYNCHRONOUS SERVOMOTOR, 1FK7 HIGH DYNAMIC, 4.0 NM, 100 K, 4500 RPM, 1,41KW NATURAL COOLING, IM B5 (V1, V3) POWER/SIGNAL CONNECTORS CONNECTOR CAN BE ROTATED BY 270 DEGR. INCREM. ENCODER, SIN/COS 1 VPP 2048 P/REV (ENCODER I-2048); SHAFT WITH FITTED KEY, TOLERANCE N; W/O HOLDING BRAKE DEGREE OF PROTECTION IP65 AS FLANGE IP67; PAINT FINISH RAL7016 | 2145 | TEM | 1 | MC | 7.703 | 1
1FK70447AH711AA8 | SIMOTICS S SYNCHRONOUS SERVOMOTOR, 1FK7 HIGH DYNAMIC, 4.0 NM, 100 K, 4500 RPM, 1,41KW NATURAL COOLING, IM B5 (V1, V3) POWER/SIGNAL CONNECTORS CONNECTOR CAN BE ROTATED BY 270 DEGR. INCREM. ENCODER, SIN/COS 1 VPP 2048 P/REV (ENCODER I-2048); SHAFT WITH FITTED KEY, TOLERANCE N; W/O HOLDING BRAKE DEGREE OF PROTECTION IP65 IP67 D-END FLANGE; RAL7016 COATING; METALLIC RATING PLATE AT MOTOR | 2253 | TEM | 1 | MC | 7.703 | 1
1FK70447AH711AB0 | SIMOTICS S SYNCHRONOUS SERVOMOTOR, 1FK7 HIGH DYNAMIC, 4.0 NM, 100 K, 4500 RPM, 1,41KW NATURAL COOLING, IM B5 (V1, V3) POWER/SIGNAL CONNECTORS CONNECTOR CAN BE ROTATED BY 270 DEGR. INCREM. ENCODER, SIN/COS 1 VPP 2048 P/REV (ENCODER I-2048); SHAFT WITH FITTED KEY, TOLERANCE N; WITH HOLDING BRAKE DEGREE OF PROTECTION IP64 | 2277 | TEM | 1 | MC | 8.302 | 1
1FK70447AH711AB2 | SIMOTICS S SYNCHRONOUS SERVOMOTOR, 1FK7 HIGH DYNAMIC, 4.0 NM, 100 K, 4500 RPM, 1,41KW NATURAL COOLING, IM B5 (V1, V3) POWER/SIGNAL CONNECTORS CONNECTOR CAN BE ROTATED BY 270 DEGR. INCREM. ENCODER, SIN/COS 1 VPP 2048 P/REV (ENCODER I-2048); SHAFT WITH FITTED KEY, TOLERANCE N; WITH HOLDING BRAKE DEGREE OF PROTECTION IP65 FLANGE ON DRIVE END IP67 | 2379 | TEM | 1 | MC | 8.302 | 1
1FK70447AH711AB3 | SIMOTICS S SYNCHRONOUS SERVOMOTOR, 1FK7 HIGH DYNAMIC, 4.0 NM, 100 K, 4500 RPM, 1,41KW NATURAL COOLING, IM B5 (V1, V3) POWER/SIGNAL CONNECTORS CONNECTOR CAN BE ROTATED BY 270 DEGR. INCREM. ENCODER, SIN/COS 1 VPP 2048 P/REV (ENCODER I-2048); SHAFT WITH FITTED KEY, TOLERANCE N; WITH HOLDING BRAKE DEGREE OF PROTECTION IP64; PAINT FINISH RAL7016 | 2326 | TEM | 1 | MC | 8.302 | 1
1FK70447AH711AB5 | SIMOTICS S SYNCHRONOUS SERVOMOTOR, 1FK7 HIGH DYNAMIC, 4.0 NM, 100 K, 4500 RPM, 1,41KW NATURAL COOLING, IM B5 (V1, V3) POWER/SIGNAL CONNECTORS CONNECTOR CAN BE ROTATED BY 270 DEGR. INCREM. ENCODER, SIN/COS 1 VPP 2048 P/REV (ENCODER I-2048); SHAFT WITH FITTED KEY, TOLERANCE N; WITH HOLDING BRAKE DEGREE OF PROTECTION IP65 AS FLANGE IP67; PAINT FINISH RAL7016 | 2428 | TEM | 1 | MC | 8.302 | 1
1FK70447AH711AB8 | SIMOTICS S SYNCHRONOUS SERVOMOTOR, 1FK7 HIGH DYNAMIC, 4.0 NM, 100 K, 4500 RPM, 1,41KW NATURAL COOLING, IM B5 (V1, V3) POWER/SIGNAL CONNECTORS CONNECTOR CAN BE ROTATED BY 270 DEGR. INCREM. ENCODER, SIN/COS 1 VPP 2048 P/REV (ENCODER I-2048); SHAFT WITH FITTED KEY, TOLERANCE N; WITH HOLDING BRAKE DEGREE OF PROTECTION IP65 IP67 D-END FLANGE; RAL7016 COATING; METALLIC RATING PLATE AT MOTOR | 2537 | TEM | 1 | MC | 8.302 | 1
1FK70447AH711AG0 | SIMOTICS S SYNCHRONOUS SERVOMOTOR, 1FK7 HIGH DYNAMIC, 4.0 NM, 100 K, 4500 RPM, 1,41KW NATURAL COOLING, IM B5 (V1, V3) POWER/SIGNAL CONNECTORS CONNECTOR CAN BE ROTATED BY 270 DEGR. INCREM. ENCODER, SIN/COS 1 VPP 2048 P/REV (ENCODER I-2048); PLAIN SHAFT, TOLERANCE N; W/O HOLDING BRAKE DEGREE OF PROTECTION IP64 | 1900 | TEM | 1 | MC | 7.703 | 1
1FK70447AH711AG2 | SIMOTICS S SYNCHRONOUS SERVOMOTOR, 1FK7 HIGH DYNAMIC, 4.0 NM, 100 K, 4500 RPM, 1,41KW NATURAL COOLING, IM B5 (V1, V3) POWER/SIGNAL CONNECTORS CONNECTOR CAN BE ROTATED BY 270 DEGR. INCREM. ENCODER, SIN/COS 1 VPP 2048 P/REV (ENCODER I-2048); PLAIN SHAFT, TOLERANCE N; W/O HOLDING BRAKE DEGREE OF PROTECTION IP65 FLANGE ON DRIVE END IP67 | 2002 | TEM | 1 | MC | 7.703 | 1
1FK70447AH711AG3 | SIMOTICS S SYNCHRONOUS SERVOMOTOR, 1FK7 HIGH DYNAMIC, 4.0 NM, 100 K, 4500 RPM, 1,41KW NATURAL COOLING, IM B5 (V1, V3) POWER/SIGNAL CONNECTORS CONNECTOR CAN BE ROTATED BY 270 DEGR. INCREM. ENCODER, SIN/COS 1 VPP 2048 P/REV (ENCODER I-2048); PLAIN SHAFT, TOLERANCE N; W/O HOLDING BRAKE DEGREE OF PROTECTION IP64; PAINT FINISH RAL7016 | 1949 | TEM | 1 | MC | 7.703 | 1
1FK70447AH711AG5 | SIMOTICS S SYNCHRONOUS SERVOMOTOR, 1FK7 HIGH DYNAMIC, 4.0 NM, 100 K, 4500 RPM, 1,41KW NATURAL COOLING, IM B5 (V1, V3) POWER/SIGNAL CONNECTORS CONNECTOR CAN BE ROTATED BY 270 DEGR. INCREM. ENCODER, SIN/COS 1 VPP 2048 P/REV (ENCODER I-2048); PLAIN SHAFT, TOLERANCE N; W/O HOLDING BRAKE DEGREE OF PROTECTION IP65 AS FLANGE IP67; PAINT FINISH RAL7016 | 2051 | TEM | 1 | MC | 7.703 | 1
1FK70447AH711AG8 | SIMOTICS S SYNCHRONOUS SERVOMOTOR, 1FK7 HIGH DYNAMIC, 4.0 NM, 100 K, 4500 RPM, 1,41KW NATURAL COOLING, IM B5 (V1, V3) POWER/SIGNAL CONNECTORS CONNECTOR CAN BE ROTATED BY 270 DEGR. INCREM. ENCODER, SIN/COS 1 VPP 2048 P/REV (ENCODER I-2048); PLAIN SHAFT, TOLERANCE N; W/O HOLDING BRAKE DEGREE OF PROTECTION IP65 IP67 D-END FLANGE; RAL7016 COATING; METALLIC RATING PLATE AT MOTOR | 2160 | TEM | 1 | MC | 7.703 | 1
1FK70447AH711AH0 | SIMOTICS S SYNCHRONOUS SERVOMOTOR, 1FK7 HIGH DYNAMIC, 4.0 NM, 100 K, 4500 RPM, 1,41KW NATURAL COOLING, IM B5 (V1, V3) POWER/SIGNAL CONNECTORS CONNECTOR CAN BE ROTATED BY 270 DEGR. INCREM. ENCODER, SIN/COS 1 VPP 2048 P/REV (ENCODER I-2048); PLAIN SHAFT, TOLERANCE N; WITH HOLDING BRAKE DEGREE OF PROTECTION IP64 | 2181 | TEM | 1 | MC | 8.302 | 1
1FK70447AH711AH2 | SIMOTICS S SYNCHRONOUS SERVOMOTOR, 1FK7 HIGH DYNAMIC, 4.0 NM, 100 K, 4500 RPM, 1,41KW NATURAL COOLING, IM B5 (V1, V3) POWER/SIGNAL CONNECTORS CONNECTOR CAN BE ROTATED BY 270 DEGR. INCREM. ENCODER, SIN/COS 1 VPP 2048 P/REV (ENCODER I-2048); PLAIN SHAFT, TOLERANCE N; WITH HOLDING BRAKE DEGREE OF PROTECTION IP65 FLANGE ON DRIVE END IP67 | 2283 | TEM | 1 | MC | 8.302 | 1
1FK70447AH711AH3 | SIMOTICS S SYNCHRONOUS SERVOMOTOR, 1FK7 HIGH DYNAMIC, 4.0 NM, 100 K, 4500 RPM, 1,41KW NATURAL COOLING, IM B5 (V1, V3) POWER/SIGNAL CONNECTORS CONNECTOR CAN BE ROTATED BY 270 DEGR. INCREM. ENCODER, SIN/COS 1 VPP 2048 P/REV (ENCODER I-2048); PLAIN SHAFT, TOLERANCE N; WITH HOLDING BRAKE DEGREE OF PROTECTION IP64; PAINT FINISH RAL7016 | 2230 | TEM | 1 | MC | 8.302 | 1
1FK70447AH711AH5 | SIMOTICS S SYNCHRONOUS SERVOMOTOR, 1FK7 HIGH DYNAMIC, 4.0 NM, 100 K, 4500 RPM, 1,41KW NATURAL COOLING, IM B5 (V1, V3) POWER/SIGNAL CONNECTORS CONNECTOR CAN BE ROTATED BY 270 DEGR. INCREM. ENCODER, SIN/COS 1 VPP 2048 P/REV (ENCODER I-2048); PLAIN SHAFT, TOLERANCE N; WITH HOLDING BRAKE DEGREE OF PROTECTION IP65 AS FLANGE IP67; PAINT FINISH RAL7016 | 2332 | TEM | 1 | MC | 8.302 | 1
1FK70447AH711AH8 | SIMOTICS S SYNCHRONOUS SERVOMOTOR, 1FK7 HIGH DYNAMIC, 4.0 NM, 100 K, 4500 RPM, 1,41KW NATURAL COOLING, IM B5 (V1, V3) POWER/SIGNAL CONNECTORS CONNECTOR CAN BE ROTATED BY 270 DEGR. INCREM. ENCODER, SIN/COS 1 VPP 2048 P/REV (ENCODER I-2048); PLAIN SHAFT, TOLERANCE N; WITH HOLDING BRAKE DEGREE OF PROTECTION IP65 IP67 D-END FLANGE; RAL7016 COATING; METALLIC RATING PLATE AT MOTOR | 2441 | TEM | 1 | MC | 8.302 | 1
1FK70447AH711DA0 | SIMOTICS S SYNCHRONOUS SERVOMOTOR, 1FK7 HIGH DYNAMIC, 4.0 NM, 100 K, 4500 RPM, 1,41KW NATURAL COOLING, IM B5 (V1, V3) POWER/SIGNAL CONNECTORS CONNECTOR CAN BE ROTATED BY 270 DEGR. INCREMENTAL ENCODER 2048 P/REV (ENCODER I-2048) WITH DRIVE-CLIQ INTERFACE; SHAFT WITH FITTED KEY, TOLERANCE N; W/O HOLDING BRAKE DEGREE OF PROTECTION IP64 | 2256 | TEM | 1 | MC | 7.703 | 1
1FK70447AH711DA2 | SIMOTICS S SYNCHRONOUS SERVOMOTOR, 1FK7 HIGH DYNAMIC, 4.0 NM, 100 K, 4500 RPM, 1,41KW NATURAL COOLING, IM B5 (V1, V3) POWER/SIGNAL CONNECTORS CONNECTOR CAN BE ROTATED BY 270 DEGR. INCREMENTAL ENCODER 2048 P/REV (ENCODER I-2048) WITH DRIVE-CLIQ INTERFACE; SHAFT WITH FITTED KEY, TOLERANCE N; W/O HOLDING BRAKE DEGREE OF PROTECTION IP65 FLANGE ON DRIVE END IP67 | 2357 | TEM | 1 | MC | 7.703 | 1
1FK70447AH711DA3 | SIMOTICS S SYNCHRONOUS SERVOMOTOR, 1FK7 HIGH DYNAMIC, 4.0 NM, 100 K, 4500 RPM, 1,41KW NATURAL COOLING, IM B5 (V1, V3) POWER/SIGNAL CONNECTORS CONNECTOR CAN BE ROTATED BY 270 DEGR. INCREMENTAL ENCODER 2048 P/REV (ENCODER I-2048) WITH DRIVE-CLIQ INTERFACE; SHAFT WITH FITTED KEY, TOLERANCE N; W/O HOLDING BRAKE DEGREE OF PROTECTION IP64; PAINT FINISH RAL7016 | 2305 | TEM | 1 | MC | 7.703 | 1
1FK70447AH711DA5 | SIMOTICS S SYNCHRONOUS SERVOMOTOR, 1FK7 HIGH DYNAMIC, 4.0 NM, 100 K, 4500 RPM, 1,41KW NATURAL COOLING, IM B5 (V1, V3) POWER/SIGNAL CONNECTORS CONNECTOR CAN BE ROTATED BY 270 DEGR. INCREMENTAL ENCODER 2048 P/REV (ENCODER I-2048) WITH DRIVE-CLIQ INTERFACE; SHAFT WITH FITTED KEY, TOLERANCE N; W/O HOLDING BRAKE DEGREE OF PROTECTION IP65 AS FLANGE IP67; PAINT FINISH RAL7016 | 2406 | TEM | 1 | MC | 7.703 | 1
1FK70447AH711DA8 | SIMOTICS S SYNCHRONOUS SERVOMOTOR, 1FK7 HIGH DYNAMIC, 4.0 NM, 100 K, 4500 RPM, 1,41KW NATURAL COOLING, IM B5 (V1, V3) POWER/SIGNAL CONNECTORS CONNECTOR CAN BE ROTATED BY 270 DEGR. INCREMENTAL ENCODER 2048 P/REV (ENCODER I-2048) WITH DRIVE-CLIQ INTERFACE; SHAFT WITH FITTED KEY, TOLERANCE N; W/O HOLDING BRAKE DEGREE OF PROTECTION IP65 IP67 D-END FLANGE; RAL7016 COATING; METALLIC RATING PLATE AT MOTOR | 2515 | TEM | 1 | MC | 7.703 | 1
1FK70447AH711DB0 | SIMOTICS S SYNCHRONOUS SERVOMOTOR, 1FK7 HIGH DYNAMIC, 4.0 NM, 100 K, 4500 RPM, 1,41KW NATURAL COOLING, IM B5 (V1, V3) POWER/SIGNAL CONNECTORS CONNECTOR CAN BE ROTATED BY 270 DEGR. INCREMENTAL ENCODER 2048 P/REV (ENCODER I-2048) WITH DRIVE-CLIQ INTERFACE; SHAFT WITH FITTED KEY, TOLERANCE N; WITH HOLDING BRAKE DEGREE OF PROTECTION IP64 | 2539 | TEM | 1 | MC | 8.302 | 1
1FK70447AH711DB2 | SIMOTICS S SYNCHRONOUS SERVOMOTOR, 1FK7 HIGH DYNAMIC, 4.0 NM, 100 K, 4500 RPM, 1,41KW NATURAL COOLING, IM B5 (V1, V3) POWER/SIGNAL CONNECTORS CONNECTOR CAN BE ROTATED BY 270 DEGR. INCREMENTAL ENCODER 2048 P/REV (ENCODER I-2048) WITH DRIVE-CLIQ INTERFACE; SHAFT WITH FITTED KEY, TOLERANCE N; WITH HOLDING BRAKE DEGREE OF PROTECTION IP65 FLANGE ON DRIVE END IP67 | 2641 | TEM | 1 | MC | 8.302 | 1
1FK70447AH711DB3 | SIMOTICS S SYNCHRONOUS SERVOMOTOR, 1FK7 HIGH DYNAMIC, 4.0 NM, 100 K, 4500 RPM, 1,41KW NATURAL COOLING, IM B5 (V1, V3) POWER/SIGNAL CONNECTORS CONNECTOR CAN BE ROTATED BY 270 DEGR. INCREMENTAL ENCODER 2048 P/REV (ENCODER I-2048) WITH DRIVE-CLIQ INTERFACE; SHAFT WITH FITTED KEY, TOLERANCE N; WITH HOLDING BRAKE DEGREE OF PROTECTION IP64; PAINT FINISH RAL7016 | 2588 | TEM | 1 | MC | 8.302 | 1
1FK70447AH711DB5 | SIMOTICS S SYNCHRONOUS SERVOMOTOR, 1FK7 HIGH DYNAMIC, 4.0 NM, 100 K, 4500 RPM, 1,41KW NATURAL COOLING, IM B5 (V1, V3) POWER/SIGNAL CONNECTORS CONNECTOR CAN BE ROTATED BY 270 DEGR. INCREMENTAL ENCODER 2048 P/REV (ENCODER I-2048) WITH DRIVE-CLIQ INTERFACE; SHAFT WITH FITTED KEY, TOLERANCE N; WITH HOLDING BRAKE DEGREE OF PROTECTION IP65 AS FLANGE IP67; PAINT FINISH RAL7016 | 2690 | TEM | 1 | MC | 8.302 | 1
1FK70447AH711DB8 | SIMOTICS S SYNCHRONOUS SERVOMOTOR, 1FK7 HIGH DYNAMIC, 4.0 NM, 100 K, 4500 RPM, 1,41KW NATURAL COOLING, IM B5 (V1, V3) POWER/SIGNAL CONNECTORS CONNECTOR CAN BE ROTATED BY 270 DEGR. INCREMENTAL ENCODER 2048 P/REV (ENCODER I-2048) WITH DRIVE-CLIQ INTERFACE; SHAFT WITH FITTED KEY, TOLERANCE N; WITH HOLDING BRAKE DEGREE OF PROTECTION IP65 IP67 D-END FLANGE; RAL7016 COATING; METALLIC RATING PLATE AT MOTOR | 2798 | TEM | 1 | MC | 8.302 | 1
1FK70447AH711DG0 | SIMOTICS S SYNCHRONOUS SERVOMOTOR, 1FK7 HIGH DYNAMIC, 4.0 NM, 100 K, 4500 RPM, 1,41KW NATURAL COOLING, IM B5 (V1, V3) POWER/SIGNAL CONNECTORS CONNECTOR CAN BE ROTATED BY 270 DEGR. INCREMENTAL ENCODER 2048 P/REV (ENCODER I-2048) WITH DRIVE-CLIQ INTERFACE; PLAIN SHAFT, TOLERANCE N; W/O HOLDING BRAKE DEGREE OF PROTECTION IP64 | 2162 | TEM | 1 | MC | 7.703 | 1
1FK70447AH711DG2 | SIMOTICS S SYNCHRONOUS SERVOMOTOR, 1FK7 HIGH DYNAMIC, 4.0 NM, 100 K, 4500 RPM, 1,41KW NATURAL COOLING, IM B5 (V1, V3) POWER/SIGNAL CONNECTORS CONNECTOR CAN BE ROTATED BY 270 DEGR. INCREMENTAL ENCODER 2048 P/REV (ENCODER I-2048) WITH DRIVE-CLIQ INTERFACE; PLAIN SHAFT, TOLERANCE N; W/O HOLDING BRAKE DEGREE OF PROTECTION IP65 FLANGE ON DRIVE END IP67 | 2264 | TEM | 1 | MC | 7.703 | 1
1FK70447AH711DG3 | SIMOTICS S SYNCHRONOUS SERVOMOTOR, 1FK7 HIGH DYNAMIC, 4.0 NM, 100 K, 4500 RPM, 1,41KW NATURAL COOLING, IM B5 (V1, V3) POWER/SIGNAL CONNECTORS CONNECTOR CAN BE ROTATED BY 270 DEGR. INCREMENTAL ENCODER 2048 P/REV (ENCODER I-2048) WITH DRIVE-CLIQ INTERFACE; PLAIN SHAFT, TOLERANCE N; W/O HOLDING BRAKE DEGREE OF PROTECTION IP64; PAINT FINISH RAL7016 | 2211 | TEM | 1 | MC | 7.703 | 1
1FK70447AH711DG5 | SIMOTICS S SYNCHRONOUS SERVOMOTOR, 1FK7 HIGH DYNAMIC, 4.0 NM, 100 K, 4500 RPM, 1,41KW NATURAL COOLING, IM B5 (V1, V3) POWER/SIGNAL CONNECTORS CONNECTOR CAN BE ROTATED BY 270 DEGR. INCREMENTAL ENCODER 2048 P/REV (ENCODER I-2048) WITH DRIVE-CLIQ INTERFACE; PLAIN SHAFT, TOLERANCE N; W/O HOLDING BRAKE DEGREE OF PROTECTION IP65 AS FLANGE IP67; PAINT FINISH RAL7016 | 2313 | TEM | 1 | MC | 7.703 | 1
1FK70447AH711DG8 | SIMOTICS S SYNCHRONOUS SERVOMOTOR, 1FK7 HIGH DYNAMIC, 4.0 NM, 100 K, 4500 RPM, 1,41KW NATURAL COOLING, IM B5 (V1, V3) POWER/SIGNAL CONNECTORS CONNECTOR CAN BE ROTATED BY 270 DEGR. INCREMENTAL ENCODER 2048 P/REV (ENCODER I-2048) WITH DRIVE-CLIQ INTERFACE; PLAIN SHAFT, TOLERANCE N; W/O HOLDING BRAKE DEGREE OF PROTECTION IP65 IP67 D-END FLANGE; RAL7016 COATING; METALLIC RATING PLATE AT MOTOR | 2421 | TEM | 1 | MC | 7.703 | 1
1FK70447AH711DH0 | SIMOTICS S SYNCHRONOUS SERVOMOTOR, 1FK7 HIGH DYNAMIC, 4.0 NM, 100 K, 4500 RPM, 1,41KW NATURAL COOLING, IM B5 (V1, V3) POWER/SIGNAL CONNECTORS CONNECTOR CAN BE ROTATED BY 270 DEGR. INCREMENTAL ENCODER 2048 P/REV (ENCODER I-2048) WITH DRIVE-CLIQ INTERFACE; PLAIN SHAFT, TOLERANCE N; WITH HOLDING BRAKE DEGREE OF PROTECTION IP64 | 2443 | TEM | 1 | MC | 8.302 | 1
1FK70447AH711DH2 | SIMOTICS S SYNCHRONOUS SERVOMOTOR, 1FK7 HIGH DYNAMIC, 4.0 NM, 100 K, 4500 RPM, 1,41KW NATURAL COOLING, IM B5 (V1, V3) POWER/SIGNAL CONNECTORS CONNECTOR CAN BE ROTATED BY 270 DEGR. INCREMENTAL ENCODER 2048 P/REV (ENCODER I-2048) WITH DRIVE-CLIQ INTERFACE; PLAIN SHAFT, TOLERANCE N; WITH HOLDING BRAKE DEGREE OF PROTECTION IP65 FLANGE ON DRIVE END IP67 | 2545 | TEM | 1 | MC | 8.302 | 1
1FK70447AH711DH3 | SIMOTICS S SYNCHRONOUS SERVOMOTOR, 1FK7 HIGH DYNAMIC, 4.0 NM, 100 K, 4500 RPM, 1,41KW NATURAL COOLING, IM B5 (V1, V3) POWER/SIGNAL CONNECTORS CONNECTOR CAN BE ROTATED BY 270 DEGR. INCREMENTAL ENCODER 2048 P/REV (ENCODER I-2048) WITH DRIVE-CLIQ INTERFACE; PLAIN SHAFT, TOLERANCE N; WITH HOLDING BRAKE DEGREE OF PROTECTION IP64; PAINT FINISH RAL7016 | 2492 | TEM | 1 | MC | 8.302 | 1
1FK70447AH711DH5 | SIMOTICS S SYNCHRONOUS SERVOMOTOR, 1FK7 HIGH DYNAMIC, 4.0 NM, 100 K, 4500 RPM, 1,41KW NATURAL COOLING, IM B5 (V1, V3) POWER/SIGNAL CONNECTORS CONNECTOR CAN BE ROTATED BY 270 DEGR. INCREMENTAL ENCODER 2048 P/REV (ENCODER I-2048) WITH DRIVE-CLIQ INTERFACE; PLAIN SHAFT, TOLERANCE N; WITH HOLDING BRAKE DEGREE OF PROTECTION IP65 AS FLANGE IP67; PAINT FINISH RAL7016 | 2594 | TEM | 1 | MC | 8.302 | 1
1FK70447AH711DH8 | SIMOTICS S SYNCHRONOUS SERVOMOTOR, 1FK7 HIGH DYNAMIC, 4.0 NM, 100 K, 4500 RPM, 1,41KW NATURAL COOLING, IM B5 (V1, V3) POWER/SIGNAL CONNECTORS CONNECTOR CAN BE ROTATED BY 270 DEGR. INCREMENTAL ENCODER 2048 P/REV (ENCODER I-2048) WITH DRIVE-CLIQ INTERFACE; PLAIN SHAFT, TOLERANCE N; WITH HOLDING BRAKE DEGREE OF PROTECTION IP65 IP67 D-END FLANGE; RAL7016 COATING; METALLIC RATING PLATE AT MOTOR | 2702 | TEM | 1 | MC | 8.302 | 1
1FK70447AH711EA0 | SIMOTICS S SYNCHRONOUS SERVOMOTOR, 1FK7 HIGH DYNAMIC, 4.0 NM, 100 K, 4500 RPM, 1,41KW NATURAL COOLING, IM B5 (V1, V3) POWER/SIGNAL CONNECTORS CONNECTOR CAN BE ROTATED BY 270 DEGR. ABSOLUTE ENCODER ENDAT 2048 P/REV (ENCODER A-2048); PERFORMANCE REDUCTION BY 10% DUE TO ABSOLUTE ENCODER; SHAFT WITH FITTED KEY, TOLERANCE N; W/O HOLDING BRAKE DEGREE OF PROTECTION IP64 | 2397 | TEM | 1 | MC | 7.703 | 1
1FK70447AH711EA2 | SIMOTICS S SYNCHRONOUS SERVOMOTOR, 1FK7 HIGH DYNAMIC, 4.0 NM, 100 K, 4500 RPM, 1,41KW NATURAL COOLING, IM B5 (V1, V3) POWER/SIGNAL CONNECTORS CONNECTOR CAN BE ROTATED BY 270 DEGR. ABSOLUTE ENCODER ENDAT 2048 P/REV (ENCODER A-2048); PERFORMANCE REDUCTION BY 10% DUE TO ABSOLUTE ENCODER; SHAFT WITH FITTED KEY, TOLERANCE N; W/O HOLDING BRAKE DEGREE OF PROTECTION IP65 FLANGE ON DRIVE END IP67 | 2499 | TEM | 1 | MC | 7.703 | 1
1FK70447AH711EA3 | SIMOTICS S SYNCHRONOUS SERVOMOTOR, 1FK7 HIGH DYNAMIC, 4.0 NM, 100 K, 4500 RPM, 1,41KW NATURAL COOLING, IM B5 (V1, V3) POWER/SIGNAL CONNECTORS CONNECTOR CAN BE ROTATED BY 270 DEGR. ABSOLUTE ENCODER ENDAT 2048 P/REV (ENCODER A-2048); PERFORMANCE REDUCTION BY 10% DUE TO ABSOLUTE ENCODER; SHAFT WITH FITTED KEY, TOLERANCE N; W/O HOLDING BRAKE DEGREE OF PROTECTION IP64; PAINT FINISH RAL7016 | 2447 | TEM | 1 | MC | 7.703 | 1
1FK70447AH711EA5 | SIMOTICS S SYNCHRONOUS SERVOMOTOR, 1FK7 HIGH DYNAMIC, 4.0 NM, 100 K, 4500 RPM, 1,41KW NATURAL COOLING, IM B5 (V1, V3) POWER/SIGNAL CONNECTORS CONNECTOR CAN BE ROTATED BY 270 DEGR. ABSOLUTE ENCODER ENDAT 2048 P/REV (ENCODER A-2048); PERFORMANCE REDUCTION BY 10% DUE TO ABSOLUTE ENCODER; SHAFT WITH FITTED KEY, TOLERANCE N; W/O HOLDING BRAKE DEGREE OF PROTECTION IP65 AS FLANGE IP67; PAINT FINISH RAL7016 | 2548 | TEM | 1 | MC | 7.703 | 1
1FK70447AH711EA8 | SIMOTICS S SYNCHRONOUS SERVOMOTOR, 1FK7 HIGH DYNAMIC, 4.0 NM, 100 K, 4500 RPM, 1,41KW NATURAL COOLING, IM B5 (V1, V3) POWER/SIGNAL CONNECTORS CONNECTOR CAN BE ROTATED BY 270 DEGR. ABSOLUTE ENCODER ENDAT 2048 P/REV (ENCODER A-2048); PERFORMANCE REDUCTION BY 10% DUE TO ABSOLUTE ENCODER; SHAFT WITH FITTED KEY, TOLERANCE N; W/O HOLDING BRAKE DEGREE OF PROTECTION IP65 IP67 D-END FLANGE; RAL7016 COATING; METALLIC RATING PLATE AT MOTOR | 2657 | TEM | 1 | MC | 7.703 | 1
1FK70447AH711EB0 | SIMOTICS S SYNCHRONOUS SERVOMOTOR, 1FK7 HIGH DYNAMIC, 4.0 NM, 100 K, 4500 RPM, 1,41KW NATURAL COOLING, IM B5 (V1, V3) POWER/SIGNAL CONNECTORS CONNECTOR CAN BE ROTATED BY 270 DEGR. ABSOLUTE ENCODER ENDAT 2048 P/REV (ENCODER A-2048); PERFORMANCE REDUCTION BY 10% DUE TO ABSOLUTE ENCODER; SHAFT WITH FITTED KEY, TOLERANCE N; WITH HOLDING BRAKE DEGREE OF PROTECTION IP64 | 2681 | TEM | 1 | MC | 8.302 | 1
1FK70447AH711EB2 | SIMOTICS S SYNCHRONOUS SERVOMOTOR, 1FK7 HIGH DYNAMIC, 4.0 NM, 100 K, 4500 RPM, 1,41KW NATURAL COOLING, IM B5 (V1, V3) POWER/SIGNAL CONNECTORS CONNECTOR CAN BE ROTATED BY 270 DEGR. ABSOLUTE ENCODER ENDAT 2048 P/REV (ENCODER A-2048); PERFORMANCE REDUCTION BY 10% DUE TO ABSOLUTE ENCODER; SHAFT WITH FITTED KEY, TOLERANCE N; WITH HOLDING BRAKE DEGREE OF PROTECTION IP65 FLANGE ON DRIVE END IP67 | 2782 | TEM | 1 | MC | 8.302 | 1
1FK70447AH711EB3 | SIMOTICS S SYNCHRONOUS SERVOMOTOR, 1FK7 HIGH DYNAMIC, 4.0 NM, 100 K, 4500 RPM, 1,41KW NATURAL COOLING, IM B5 (V1, V3) POWER/SIGNAL CONNECTORS CONNECTOR CAN BE ROTATED BY 270 DEGR. ABSOLUTE ENCODER ENDAT 2048 P/REV (ENCODER A-2048); PERFORMANCE REDUCTION BY 10% DUE TO ABSOLUTE ENCODER; SHAFT WITH FITTED KEY, TOLERANCE N; WITH HOLDING BRAKE DEGREE OF PROTECTION IP64; PAINT FINISH RAL7016 | 2730 | TEM | 1 | MC | 8.302 | 1
1FK70447AH711EB5 | SIMOTICS S SYNCHRONOUS SERVOMOTOR, 1FK7 HIGH DYNAMIC, 4.0 NM, 100 K, 4500 RPM, 1,41KW NATURAL COOLING, IM B5 (V1, V3) POWER/SIGNAL CONNECTORS CONNECTOR CAN BE ROTATED BY 270 DEGR. ABSOLUTE ENCODER ENDAT 2048 P/REV (ENCODER A-2048); PERFORMANCE REDUCTION BY 10% DUE TO ABSOLUTE ENCODER; SHAFT WITH FITTED KEY, TOLERANCE N; WITH HOLDING BRAKE DEGREE OF PROTECTION IP65 AS FLANGE IP67; PAINT FINISH RAL7016 | 2832 | TEM | 1 | MC | 8.302 | 1
1FK70447AH711EB8 | SIMOTICS S SYNCHRONOUS SERVOMOTOR, 1FK7 HIGH DYNAMIC, 4.0 NM, 100 K, 4500 RPM, 1,41KW NATURAL COOLING, IM B5 (V1, V3) POWER/SIGNAL CONNECTORS CONNECTOR CAN BE ROTATED BY 270 DEGR. ABSOLUTE ENCODER ENDAT 2048 P/REV (ENCODER A-2048); PERFORMANCE REDUCTION BY 10% DUE TO ABSOLUTE ENCODER; SHAFT WITH FITTED KEY, TOLERANCE N; WITH HOLDING BRAKE DEGREE OF PROTECTION IP65 IP67 D-END FLANGE; RAL7016 COATING; METALLIC RATING PLATE AT MOTOR | 2940 | TEM | 1 | MC | 8.302 | 1
1FK70447AH711EG0 | SIMOTICS S SYNCHRONOUS SERVOMOTOR, 1FK7 HIGH DYNAMIC, 4.0 NM, 100 K, 4500 RPM, 1,41KW NATURAL COOLING, IM B5 (V1, V3) POWER/SIGNAL CONNECTORS CONNECTOR CAN BE ROTATED BY 270 DEGR. ABSOLUTE ENCODER ENDAT 2048 P/REV (ENCODER A-2048); PERFORMANCE REDUCTION BY 10% DUE TO ABSOLUTE ENCODER; PLAIN SHAFT, TOLERANCE N; W/O HOLDING BRAKE DEGREE OF PROTECTION IP64 | 2304 | TEM | 1 | MC | 7.703 | 1
1FK70447AH711EG2 | SIMOTICS S SYNCHRONOUS SERVOMOTOR, 1FK7 HIGH DYNAMIC, 4.0 NM, 100 K, 4500 RPM, 1,41KW NATURAL COOLING, IM B5 (V1, V3) POWER/SIGNAL CONNECTORS CONNECTOR CAN BE ROTATED BY 270 DEGR. ABSOLUTE ENCODER ENDAT 2048 P/REV (ENCODER A-2048); PERFORMANCE REDUCTION BY 10% DUE TO ABSOLUTE ENCODER; PLAIN SHAFT, TOLERANCE N; W/O HOLDING BRAKE DEGREE OF PROTECTION IP65 FLANGE ON DRIVE END IP67 | 2405 | TEM | 1 | MC | 7.703 | 1
1FK70447AH711EG3 | SIMOTICS S SYNCHRONOUS SERVOMOTOR, 1FK7 HIGH DYNAMIC, 4.0 NM, 100 K, 4500 RPM, 1,41KW NATURAL COOLING, IM B5 (V1, V3) POWER/SIGNAL CONNECTORS CONNECTOR CAN BE ROTATED BY 270 DEGR. ABSOLUTE ENCODER ENDAT 2048 P/REV (ENCODER A-2048); PERFORMANCE REDUCTION BY 10% DUE TO ABSOLUTE ENCODER; PLAIN SHAFT, TOLERANCE N; W/O HOLDING BRAKE DEGREE OF PROTECTION IP64; PAINT FINISH RAL7016 | 2353 | TEM | 1 | MC | 7.703 | 1
1FK70447AH711EG5 | SIMOTICS S SYNCHRONOUS SERVOMOTOR, 1FK7 HIGH DYNAMIC, 4.0 NM, 100 K, 4500 RPM, 1,41KW NATURAL COOLING, IM B5 (V1, V3) POWER/SIGNAL CONNECTORS CONNECTOR CAN BE ROTATED BY 270 DEGR. ABSOLUTE ENCODER ENDAT 2048 P/REV (ENCODER A-2048); PERFORMANCE REDUCTION BY 10% DUE TO ABSOLUTE ENCODER; PLAIN SHAFT, TOLERANCE N; W/O HOLDING BRAKE DEGREE OF PROTECTION IP65 AS FLANGE IP67; PAINT FINISH RAL7016 | 2454 | TEM | 1 | MC | 7.703 | 1
1FK70447AH711EG8 | SIMOTICS S SYNCHRONOUS SERVOMOTOR, 1FK7 HIGH DYNAMIC, 4.0 NM, 100 K, 4500 RPM, 1,41KW NATURAL COOLING, IM B5 (V1, V3) POWER/SIGNAL CONNECTORS CONNECTOR CAN BE ROTATED BY 270 DEGR. ABSOLUTE ENCODER ENDAT 2048 P/REV (ENCODER A-2048); PERFORMANCE REDUCTION BY 10% DUE TO ABSOLUTE ENCODER; PLAIN SHAFT, TOLERANCE N; W/O HOLDING BRAKE DEGREE OF PROTECTION IP65 IP67 D-END FLANGE; RAL7016 COATING; METALLIC RATING PLATE AT MOTOR | 2563 | TEM | 1 | MC | 7.703 | 1
1FK70447AH711EH0 | SIMOTICS S SYNCHRONOUS SERVOMOTOR, 1FK7 HIGH DYNAMIC, 4.0 NM, 100 K, 4500 RPM, 1,41KW NATURAL COOLING, IM B5 (V1, V3) POWER/SIGNAL CONNECTORS CONNECTOR CAN BE ROTATED BY 270 DEGR. ABSOLUTE ENCODER ENDAT 2048 P/REV (ENCODER A-2048); PERFORMANCE REDUCTION BY 10% DUE TO ABSOLUTE ENCODER; PLAIN SHAFT, TOLERANCE N; WITH HOLDING BRAKE DEGREE OF PROTECTION IP64 | 2585 | TEM | 1 | MC | 8.302 | 1
1FK70447AH711EH2 | SIMOTICS S SYNCHRONOUS SERVOMOTOR, 1FK7 HIGH DYNAMIC, 4.0 NM, 100 K, 4500 RPM, 1,41KW NATURAL COOLING, IM B5 (V1, V3) POWER/SIGNAL CONNECTORS CONNECTOR CAN BE ROTATED BY 270 DEGR. ABSOLUTE ENCODER ENDAT 2048 P/REV (ENCODER A-2048); PERFORMANCE REDUCTION BY 10% DUE TO ABSOLUTE ENCODER; PLAIN SHAFT, TOLERANCE N; WITH HOLDING BRAKE DEGREE OF PROTECTION IP65 FLANGE ON DRIVE END IP67 | 2686 | TEM | 1 | MC | 8.302 | 1
1FK70447AH711EH3 | SIMOTICS S SYNCHRONOUS SERVOMOTOR, 1FK7 HIGH DYNAMIC, 4.0 NM, 100 K, 4500 RPM, 1,41KW NATURAL COOLING, IM B5 (V1, V3) POWER/SIGNAL CONNECTORS CONNECTOR CAN BE ROTATED BY 270 DEGR. ABSOLUTE ENCODER ENDAT 2048 P/REV (ENCODER A-2048); PERFORMANCE REDUCTION BY 10% DUE TO ABSOLUTE ENCODER; PLAIN SHAFT, TOLERANCE N; WITH HOLDING BRAKE DEGREE OF PROTECTION IP64; PAINT FINISH RAL7016 | 2634 | TEM | 1 | MC | 8.302 | 1
1FK70447AH711EH5 | SIMOTICS S SYNCHRONOUS SERVOMOTOR, 1FK7 HIGH DYNAMIC, 4.0 NM, 100 K, 4500 RPM, 1,41KW NATURAL COOLING, IM B5 (V1, V3) POWER/SIGNAL CONNECTORS CONNECTOR CAN BE ROTATED BY 270 DEGR. ABSOLUTE ENCODER ENDAT 2048 P/REV (ENCODER A-2048); PERFORMANCE REDUCTION BY 10% DUE TO ABSOLUTE ENCODER; PLAIN SHAFT, TOLERANCE N; WITH HOLDING BRAKE DEGREE OF PROTECTION IP65 AS FLANGE IP67; PAINT FINISH RAL7016 | 2735 | TEM | 1 | MC | 8.302 | 1
1FK70447AH711EH8 | SIMOTICS S SYNCHRONOUS SERVOMOTOR, 1FK7 HIGH DYNAMIC, 4.0 NM, 100 K, 4500 RPM, 1,41KW NATURAL COOLING, IM B5 (V1, V3) POWER/SIGNAL CONNECTORS CONNECTOR CAN BE ROTATED BY 270 DEGR. ABSOLUTE ENCODER ENDAT 2048 P/REV (ENCODER A-2048); PERFORMANCE REDUCTION BY 10% DUE TO ABSOLUTE ENCODER; PLAIN SHAFT, TOLERANCE N; WITH HOLDING BRAKE DEGREE OF PROTECTION IP65 IP67 D-END FLANGE; RAL7016 COATING; METALLIC RATING PLATE AT MOTOR | 2844 | TEM | 1 | MC | 8.302 | 1
1FK70447AH711FA0 | SIMOTICS S SYNCHRONOUS SERVOMOTOR, 1FK7 HIGH DYNAMIC, 4.0 NM, 100 K, 4500 RPM, 1,41KW NATURAL COOLING, IM B5 (V1, V3) POWER/SIGNAL CONNECTORS CONNECTOR CAN BE ROTATED BY 270 DEGR. ABSOLUTE ENCODER 2048 P/REV (ENCODER A-2048) WITH DRIVE-CLIQ INTERFACE; PERFORMANCE REDUCTION BY 10% DUE TO ABSOLUTE ENCODER; SHAFT WITH FITTED KEY, TOLERANCE N; W/O HOLDING BRAKE DEGREE OF PROTECTION IP64 | 2657 | TEM | 1 | MC | 7.703 | 1
1FK70447AH711FA2 | SIMOTICS S SYNCHRONOUS SERVOMOTOR, 1FK7 HIGH DYNAMIC, 4.0 NM, 100 K, 4500 RPM, 1,41KW NATURAL COOLING, IM B5 (V1, V3) POWER/SIGNAL CONNECTORS CONNECTOR CAN BE ROTATED BY 270 DEGR. ABSOLUTE ENCODER 2048 P/REV (ENCODER A-2048) WITH DRIVE-CLIQ INTERFACE; PERFORMANCE REDUCTION BY 10% DUE TO ABSOLUTE ENCODER; SHAFT WITH FITTED KEY, TOLERANCE N; W/O HOLDING BRAKE DEGREE OF PROTECTION IP65 FLANGE ON DRIVE END IP67 | 2758 | TEM | 1 | MC | 7.703 | 1
1FK70447AH711FA3 | SIMOTICS S SYNCHRONOUS SERVOMOTOR, 1FK7 HIGH DYNAMIC, 4.0 NM, 100 K, 4500 RPM, 1,41KW NATURAL COOLING, IM B5 (V1, V3) POWER/SIGNAL CONNECTORS CONNECTOR CAN BE ROTATED BY 270 DEGR. ABSOLUTE ENCODER 2048 P/REV (ENCODER A-2048) WITH DRIVE-CLIQ INTERFACE; PERFORMANCE REDUCTION BY 10% DUE TO ABSOLUTE ENCODER; SHAFT WITH FITTED KEY, TOLERANCE N; W/O HOLDING BRAKE DEGREE OF PROTECTION IP64; PAINT FINISH RAL7016 | 2706 | TEM | 1 | MC | 7.703 | 1
1FK70447AH711FA5 | SIMOTICS S SYNCHRONOUS SERVOMOTOR, 1FK7 HIGH DYNAMIC, 4.0 NM, 100 K, 4500 RPM, 1,41KW NATURAL COOLING, IM B5 (V1, V3) POWER/SIGNAL CONNECTORS CONNECTOR CAN BE ROTATED BY 270 DEGR. ABSOLUTE ENCODER 2048 P/REV (ENCODER A-2048) WITH DRIVE-CLIQ INTERFACE; PERFORMANCE REDUCTION BY 10% DUE TO ABSOLUTE ENCODER; SHAFT WITH FITTED KEY, TOLERANCE N; W/O HOLDING BRAKE DEGREE OF PROTECTION IP65 AS FLANGE IP67; PAINT FINISH RAL7016 | 2808 | TEM | 1 | MC | 7.703 | 1
1FK70447AH711FA8 | SIMOTICS S SYNCHRONOUS SERVOMOTOR, 1FK7 HIGH DYNAMIC, 4.0 NM, 100 K, 4500 RPM, 1,41KW NATURAL COOLING, IM B5 (V1, V3) POWER/SIGNAL CONNECTORS CONNECTOR CAN BE ROTATED BY 270 DEGR. ABSOLUTE ENCODER 2048 P/REV (ENCODER A-2048) WITH DRIVE-CLIQ INTERFACE; PERFORMANCE REDUCTION BY 10% DUE TO ABSOLUTE ENCODER; SHAFT WITH FITTED KEY, TOLERANCE N; W/O HOLDING BRAKE DEGREE OF PROTECTION IP65 IP67 D-END FLANGE; RAL7016 COATING; METALLIC RATING PLATE AT MOTOR | 2916 | TEM | 1 | MC | 7.703 | 1
1FK70447AH711FB0 | SIMOTICS S SYNCHRONOUS SERVOMOTOR, 1FK7 HIGH DYNAMIC, 4.0 NM, 100 K, 4500 RPM, 1,41KW NATURAL COOLING, IM B5 (V1, V3) POWER/SIGNAL CONNECTORS CONNECTOR CAN BE ROTATED BY 270 DEGR. ABSOLUTE ENCODER 2048 P/REV (ENCODER A-2048) WITH DRIVE-CLIQ INTERFACE; PERFORMANCE REDUCTION BY 10% DUE TO ABSOLUTE ENCODER; SHAFT WITH FITTED KEY, TOLERANCE N; WITH HOLDING BRAKE DEGREE OF PROTECTION IP64 | 2940 | TEM | 1 | MC | 8.302 | 1
1FK70447AH711FB2 | SIMOTICS S SYNCHRONOUS SERVOMOTOR, 1FK7 HIGH DYNAMIC, 4.0 NM, 100 K, 4500 RPM, 1,41KW NATURAL COOLING, IM B5 (V1, V3) POWER/SIGNAL CONNECTORS CONNECTOR CAN BE ROTATED BY 270 DEGR. ABSOLUTE ENCODER 2048 P/REV (ENCODER A-2048) WITH DRIVE-CLIQ INTERFACE; PERFORMANCE REDUCTION BY 10% DUE TO ABSOLUTE ENCODER; SHAFT WITH FITTED KEY, TOLERANCE N; WITH HOLDING BRAKE DEGREE OF PROTECTION IP65 FLANGE ON DRIVE END IP67 | 3042 | TEM | 1 | MC | 8.302 | 1
1FK70447AH711FB3 | SIMOTICS S SYNCHRONOUS SERVOMOTOR, 1FK7 HIGH DYNAMIC, 4.0 NM, 100 K, 4500 RPM, 1,41KW NATURAL COOLING, IM B5 (V1, V3) POWER/SIGNAL CONNECTORS CONNECTOR CAN BE ROTATED BY 270 DEGR. ABSOLUTE ENCODER 2048 P/REV (ENCODER A-2048) WITH DRIVE-CLIQ INTERFACE; PERFORMANCE REDUCTION BY 10% DUE TO ABSOLUTE ENCODER; SHAFT WITH FITTED KEY, TOLERANCE N; WITH HOLDING BRAKE DEGREE OF PROTECTION IP64; PAINT FINISH RAL7016 | 2989 | TEM | 1 | MC | 8.302 | 1
1FK70447AH711FB5 | SIMOTICS S SYNCHRONOUS SERVOMOTOR, 1FK7 HIGH DYNAMIC, 4.0 NM, 100 K, 4500 RPM, 1,41KW NATURAL COOLING, IM B5 (V1, V3) POWER/SIGNAL CONNECTORS CONNECTOR CAN BE ROTATED BY 270 DEGR. ABSOLUTE ENCODER 2048 P/REV (ENCODER A-2048) WITH DRIVE-CLIQ INTERFACE; PERFORMANCE REDUCTION BY 10% DUE TO ABSOLUTE ENCODER; SHAFT WITH FITTED KEY, TOLERANCE N; WITH HOLDING BRAKE DEGREE OF PROTECTION IP65 AS FLANGE IP67; PAINT FINISH RAL7016 | 3091 | TEM | 1 | MC | 8.302 | 1
1FK70447AH711FB8 | SIMOTICS S SYNCHRONOUS SERVOMOTOR, 1FK7 HIGH DYNAMIC, 4.0 NM, 100 K, 4500 RPM, 1,41KW NATURAL COOLING, IM B5 (V1, V3) POWER/SIGNAL CONNECTORS CONNECTOR CAN BE ROTATED BY 270 DEGR. ABSOLUTE ENCODER 2048 P/REV (ENCODER A-2048) WITH DRIVE-CLIQ INTERFACE; PERFORMANCE REDUCTION BY 10% DUE TO ABSOLUTE ENCODER; SHAFT WITH FITTED KEY, TOLERANCE N; WITH HOLDING BRAKE DEGREE OF PROTECTION IP65 IP67 D-END FLANGE; RAL7016 COATING; METALLIC RATING PLATE AT MOTOR | 3200 | TEM | 1 | MC | 8.302 | 1
1FK70447AH711FG0 | SIMOTICS S SYNCHRONOUS SERVOMOTOR, 1FK7 HIGH DYNAMIC, 4.0 NM, 100 K, 4500 RPM, 1,41KW NATURAL COOLING, IM B5 (V1, V3) POWER/SIGNAL CONNECTORS CONNECTOR CAN BE ROTATED BY 270 DEGR. ABSOLUTE ENCODER 2048 P/REV (ENCODER A-2048) WITH DRIVE-CLIQ INTERFACE; PERFORMANCE REDUCTION BY 10% DUE TO ABSOLUTE ENCODER; PLAIN SHAFT, TOLERANCE N; W/O HOLDING BRAKE DEGREE OF PROTECTION IP64 | 2563 | TEM | 1 | MC | 7.703 | 1
1FK70447AH711FG2 | SIMOTICS S SYNCHRONOUS SERVOMOTOR, 1FK7 HIGH DYNAMIC, 4.0 NM, 100 K, 4500 RPM, 1,41KW NATURAL COOLING, IM B5 (V1, V3) POWER/SIGNAL CONNECTORS CONNECTOR CAN BE ROTATED BY 270 DEGR. ABSOLUTE ENCODER 2048 P/REV (ENCODER A-2048) WITH DRIVE-CLIQ INTERFACE; PERFORMANCE REDUCTION BY 10% DUE TO ABSOLUTE ENCODER; PLAIN SHAFT, TOLERANCE N; W/O HOLDING BRAKE DEGREE OF PROTECTION IP65 FLANGE ON DRIVE END IP67 | 2665 | TEM | 1 | MC | 7.703 | 1
1FK70447AH711FG3 | SIMOTICS S SYNCHRONOUS SERVOMOTOR, 1FK7 HIGH DYNAMIC, 4.0 NM, 100 K, 4500 RPM, 1,41KW NATURAL COOLING, IM B5 (V1, V3) POWER/SIGNAL CONNECTORS CONNECTOR CAN BE ROTATED BY 270 DEGR. ABSOLUTE ENCODER 2048 P/REV (ENCODER A-2048) WITH DRIVE-CLIQ INTERFACE; PERFORMANCE REDUCTION BY 10% DUE TO ABSOLUTE ENCODER; PLAIN SHAFT, TOLERANCE N; W/O HOLDING BRAKE DEGREE OF PROTECTION IP64; PAINT FINISH RAL7016 | 2612 | TEM | 1 | MC | 7.703 | 1
1FK70447AH711FG5 | SIMOTICS S SYNCHRONOUS SERVOMOTOR, 1FK7 HIGH DYNAMIC, 4.0 NM, 100 K, 4500 RPM, 1,41KW NATURAL COOLING, IM B5 (V1, V3) POWER/SIGNAL CONNECTORS CONNECTOR CAN BE ROTATED BY 270 DEGR. ABSOLUTE ENCODER 2048 P/REV (ENCODER A-2048) WITH DRIVE-CLIQ INTERFACE; PERFORMANCE REDUCTION BY 10% DUE TO ABSOLUTE ENCODER; PLAIN SHAFT, TOLERANCE N; W/O HOLDING BRAKE DEGREE OF PROTECTION IP65 AS FLANGE IP67; PAINT FINISH RAL7016 | 2714 | TEM | 1 | MC | 7.703 | 1
1FK70447AH711FG8 | SIMOTICS S SYNCHRONOUS SERVOMOTOR, 1FK7 HIGH DYNAMIC, 4.0 NM, 100 K, 4500 RPM, 1,41KW NATURAL COOLING, IM B5 (V1, V3) POWER/SIGNAL CONNECTORS CONNECTOR CAN BE ROTATED BY 270 DEGR. ABSOLUTE ENCODER 2048 P/REV (ENCODER A-2048) WITH DRIVE-CLIQ INTERFACE; PERFORMANCE REDUCTION BY 10% DUE TO ABSOLUTE ENCODER; PLAIN SHAFT, TOLERANCE N; W/O HOLDING BRAKE DEGREE OF PROTECTION IP65 IP67 D-END FLANGE; RAL7016 COATING; METALLIC RATING PLATE AT MOTOR | 2822 | TEM | 1 | MC | 7.703 | 1
1FK70447AH711FH0 | SIMOTICS S SYNCHRONOUS SERVOMOTOR, 1FK7 HIGH DYNAMIC, 4.0 NM, 100 K, 4500 RPM, 1,41KW NATURAL COOLING, IM B5 (V1, V3) POWER/SIGNAL CONNECTORS CONNECTOR CAN BE ROTATED BY 270 DEGR. ABSOLUTE ENCODER 2048 P/REV (ENCODER A-2048) WITH DRIVE-CLIQ INTERFACE; PERFORMANCE REDUCTION BY 10% DUE TO ABSOLUTE ENCODER; PLAIN SHAFT, TOLERANCE N; WITH HOLDING BRAKE DEGREE OF PROTECTION IP64 | 2844 | TEM | 1 | MC | 8.302 | 1
1FK70447AH711FH2 | SIMOTICS S SYNCHRONOUS SERVOMOTOR, 1FK7 HIGH DYNAMIC, 4.0 NM, 100 K, 4500 RPM, 1,41KW NATURAL COOLING, IM B5 (V1, V3) POWER/SIGNAL CONNECTORS CONNECTOR CAN BE ROTATED BY 270 DEGR. ABSOLUTE ENCODER 2048 P/REV (ENCODER A-2048) WITH DRIVE-CLIQ INTERFACE; PERFORMANCE REDUCTION BY 10% DUE TO ABSOLUTE ENCODER; PLAIN SHAFT, TOLERANCE N; WITH HOLDING BRAKE DEGREE OF PROTECTION IP65 FLANGE ON DRIVE END IP67 | 2946 | TEM | 1 | MC | 8.302 | 1
1FK70447AH711FH3 | SIMOTICS S SYNCHRONOUS SERVOMOTOR, 1FK7 HIGH DYNAMIC, 4.0 NM, 100 K, 4500 RPM, 1,41KW NATURAL COOLING, IM B5 (V1, V3) POWER/SIGNAL CONNECTORS CONNECTOR CAN BE ROTATED BY 270 DEGR. ABSOLUTE ENCODER 2048 P/REV (ENCODER A-2048) WITH DRIVE-CLIQ INTERFACE; PERFORMANCE REDUCTION BY 10% DUE TO ABSOLUTE ENCODER; PLAIN SHAFT, TOLERANCE N; WITH HOLDING BRAKE DEGREE OF PROTECTION IP64; PAINT FINISH RAL7016 | 2893 | TEM | 1 | MC | 8.302 | 1
1FK70447AH711FH5 | SIMOTICS S SYNCHRONOUS SERVOMOTOR, 1FK7 HIGH DYNAMIC, 4.0 NM, 100 K, 4500 RPM, 1,41KW NATURAL COOLING, IM B5 (V1, V3) POWER/SIGNAL CONNECTORS CONNECTOR CAN BE ROTATED BY 270 DEGR. ABSOLUTE ENCODER 2048 P/REV (ENCODER A-2048) WITH DRIVE-CLIQ INTERFACE; PERFORMANCE REDUCTION BY 10% DUE TO ABSOLUTE ENCODER; PLAIN SHAFT, TOLERANCE N; WITH HOLDING BRAKE DEGREE OF PROTECTION IP65 AS FLANGE IP67; PAINT FINISH RAL7016 | 2995 | TEM | 1 | MC | 8.302 | 1
1FK70447AH711FH8 | SIMOTICS S SYNCHRONOUS SERVOMOTOR, 1FK7 HIGH DYNAMIC, 4.0 NM, 100 K, 4500 RPM, 1,41KW NATURAL COOLING, IM B5 (V1, V3) POWER/SIGNAL CONNECTORS CONNECTOR CAN BE ROTATED BY 270 DEGR. ABSOLUTE ENCODER 2048 P/REV (ENCODER A-2048) WITH DRIVE-CLIQ INTERFACE; PERFORMANCE REDUCTION BY 10% DUE TO ABSOLUTE ENCODER; PLAIN SHAFT, TOLERANCE N; WITH HOLDING BRAKE DEGREE OF PROTECTION IP65 IP67 D-END FLANGE; RAL7016 COATING; METALLIC RATING PLATE AT MOTOR | 3103 | TEM | 1 | MC | 8.302 | 1
1FK70447AH711GA0 | SIMOTICS S SYNCHRONOUS SERVOMOTOR, 1FK7 HIGH DYNAMIC, 4.0 NM, 100 K, 4500 RPM, 1,41KW NATURAL COOLING, IM B5 (V1, V3) POWER/SIGNAL CONNECTORS CONNECTOR CAN BE ROTATED BY 270 DEGR. BASIC ABSOLUTE ENCODER 32 P/REV (ENCODER A-32); PERFORMANCE REDUCTION BY 10% DUE TO ABSOLUTE ENCODER; SHAFT WITH FITTED KEY, TOLERANCE N; W/O HOLDING BRAKE DEGREE OF PROTECTION IP64 | 1835 | TEM | 1 | MC | 7.703 | 1
1FK70447AH711GA2 | SIMOTICS S SYNCHRONOUS SERVOMOTOR, 1FK7 HIGH DYNAMIC, 4.0 NM, 100 K, 4500 RPM, 1,41KW NATURAL COOLING, IM B5 (V1, V3) POWER/SIGNAL CONNECTORS CONNECTOR CAN BE ROTATED BY 270 DEGR. BASIC ABSOLUTE ENCODER 32 P/REV (ENCODER A-32); PERFORMANCE REDUCTION BY 10% DUE TO ABSOLUTE ENCODER; SHAFT WITH FITTED KEY, TOLERANCE N; W/O HOLDING BRAKE DEGREE OF PROTECTION IP65 FLANGE ON DRIVE END IP67 | 1937 | TEM | 1 | MC | 7.703 | 1
1FK70447AH711GA3 | SIMOTICS S SYNCHRONOUS SERVOMOTOR, 1FK7 HIGH DYNAMIC, 4.0 NM, 100 K, 4500 RPM, 1,41KW NATURAL COOLING, IM B5 (V1, V3) POWER/SIGNAL CONNECTORS CONNECTOR CAN BE ROTATED BY 270 DEGR. BASIC ABSOLUTE ENCODER 32 P/REV (ENCODER A-32); PERFORMANCE REDUCTION BY 10% DUE TO ABSOLUTE ENCODER; SHAFT WITH FITTED KEY, TOLERANCE N; W/O HOLDING BRAKE DEGREE OF PROTECTION IP64; PAINT FINISH RAL7016 | 1885 | TEM | 1 | MC | 7.703 | 1
1FK70447AH711GA5 | SIMOTICS S SYNCHRONOUS SERVOMOTOR, 1FK7 HIGH DYNAMIC, 4.0 NM, 100 K, 4500 RPM, 1,41KW NATURAL COOLING, IM B5 (V1, V3) POWER/SIGNAL CONNECTORS CONNECTOR CAN BE ROTATED BY 270 DEGR. BASIC ABSOLUTE ENCODER 32 P/REV (ENCODER A-32); PERFORMANCE REDUCTION BY 10% DUE TO ABSOLUTE ENCODER; SHAFT WITH FITTED KEY, TOLERANCE N; W/O HOLDING BRAKE DEGREE OF PROTECTION IP65 AS FLANGE IP67; PAINT FINISH RAL7016 | 1986 | TEM | 1 | MC | 7.703 | 1
1FK70447AH711GA8 | SIMOTICS S SYNCHRONOUS SERVOMOTOR, 1FK7 HIGH DYNAMIC, 4.0 NM, 100 K, 4500 RPM, 1,41KW NATURAL COOLING, IM B5 (V1, V3) POWER/SIGNAL CONNECTORS CONNECTOR CAN BE ROTATED BY 270 DEGR. BASIC ABSOLUTE ENCODER 32 P/REV (ENCODER A-32); PERFORMANCE REDUCTION BY 10% DUE TO ABSOLUTE ENCODER; SHAFT WITH FITTED KEY, TOLERANCE N; W/O HOLDING BRAKE DEGREE OF PROTECTION IP65 IP67 D-END FLANGE; RAL7016 COATING; METALLIC RATING PLATE AT MOTOR | 2095 | TEM | 1 | MC | 7.703 | 1
1FK70447AH711GB0 | SIMOTICS S SYNCHRONOUS SERVOMOTOR, 1FK7 HIGH DYNAMIC, 4.0 NM, 100 K, 4500 RPM, 1,41KW NATURAL COOLING, IM B5 (V1, V3) POWER/SIGNAL CONNECTORS CONNECTOR CAN BE ROTATED BY 270 DEGR. BASIC ABSOLUTE ENCODER 32 P/REV (ENCODER A-32); PERFORMANCE REDUCTION BY 10% DUE TO ABSOLUTE ENCODER; SHAFT WITH FITTED KEY, TOLERANCE N; WITH HOLDING BRAKE DEGREE OF PROTECTION IP64 | 2119 | TEM | 1 | MC | 8.302 | 1
1FK70447AH711GB2 | SIMOTICS S SYNCHRONOUS SERVOMOTOR, 1FK7 HIGH DYNAMIC, 4.0 NM, 100 K, 4500 RPM, 1,41KW NATURAL COOLING, IM B5 (V1, V3) POWER/SIGNAL CONNECTORS CONNECTOR CAN BE ROTATED BY 270 DEGR. BASIC ABSOLUTE ENCODER 32 P/REV (ENCODER A-32); PERFORMANCE REDUCTION BY 10% DUE TO ABSOLUTE ENCODER; SHAFT WITH FITTED KEY, TOLERANCE N; WITH HOLDING BRAKE DEGREE OF PROTECTION IP65 FLANGE ON DRIVE END IP67 | 2220 | TEM | 1 | MC | 8.302 | 1
1FK70447AH711GB3 | SIMOTICS S SYNCHRONOUS SERVOMOTOR, 1FK7 HIGH DYNAMIC, 4.0 NM, 100 K, 4500 RPM, 1,41KW NATURAL COOLING, IM B5 (V1, V3) POWER/SIGNAL CONNECTORS CONNECTOR CAN BE ROTATED BY 270 DEGR. BASIC ABSOLUTE ENCODER 32 P/REV (ENCODER A-32); PERFORMANCE REDUCTION BY 10% DUE TO ABSOLUTE ENCODER; SHAFT WITH FITTED KEY, TOLERANCE N; WITH HOLDING BRAKE DEGREE OF PROTECTION IP64; PAINT FINISH RAL7016 | 2168 | TEM | 1 | MC | 8.302 | 1
1FK70447AH711GB5 | SIMOTICS S SYNCHRONOUS SERVOMOTOR, 1FK7 HIGH DYNAMIC, 4.0 NM, 100 K, 4500 RPM, 1,41KW NATURAL COOLING, IM B5 (V1, V3) POWER/SIGNAL CONNECTORS CONNECTOR CAN BE ROTATED BY 270 DEGR. BASIC ABSOLUTE ENCODER 32 P/REV (ENCODER A-32); PERFORMANCE REDUCTION BY 10% DUE TO ABSOLUTE ENCODER; SHAFT WITH FITTED KEY, TOLERANCE N; WITH HOLDING BRAKE DEGREE OF PROTECTION IP65 AS FLANGE IP67; PAINT FINISH RAL7016 | 2270 | TEM | 1 | MC | 8.302 | 1
1FK70447AH711GB8 | SIMOTICS S SYNCHRONOUS SERVOMOTOR, 1FK7 HIGH DYNAMIC, 4.0 NM, 100 K, 4500 RPM, 1,41KW NATURAL COOLING, IM B5 (V1, V3) POWER/SIGNAL CONNECTORS CONNECTOR CAN BE ROTATED BY 270 DEGR. BASIC ABSOLUTE ENCODER 32 P/REV (ENCODER A-32); PERFORMANCE REDUCTION BY 10% DUE TO ABSOLUTE ENCODER; SHAFT WITH FITTED KEY, TOLERANCE N; WITH HOLDING BRAKE DEGREE OF PROTECTION IP65 IP67 D-END FLANGE; RAL7016 COATING; METALLIC RATING PLATE AT MOTOR | 2378 | TEM | 1 | MC | 8.302 | 1
1FK70447AH711GG0 | SIMOTICS S SYNCHRONOUS SERVOMOTOR, 1FK7 HIGH DYNAMIC, 4.0 NM, 100 K, 4500 RPM, 1,41KW NATURAL COOLING, IM B5 (V1, V3) POWER/SIGNAL CONNECTORS CONNECTOR CAN BE ROTATED BY 270 DEGR. BASIC ABSOLUTE ENCODER 32 P/REV (ENCODER A-32); PERFORMANCE REDUCTION BY 10% DUE TO ABSOLUTE ENCODER; PLAIN SHAFT, TOLERANCE N; W/O HOLDING BRAKE DEGREE OF PROTECTION IP64 | 1742 | TEM | 1 | MC | 7.703 | 1
1FK70447AH711GG2 | SIMOTICS S SYNCHRONOUS SERVOMOTOR, 1FK7 HIGH DYNAMIC, 4.0 NM, 100 K, 4500 RPM, 1,41KW NATURAL COOLING, IM B5 (V1, V3) POWER/SIGNAL CONNECTORS CONNECTOR CAN BE ROTATED BY 270 DEGR. BASIC ABSOLUTE ENCODER 32 P/REV (ENCODER A-32); PERFORMANCE REDUCTION BY 10% DUE TO ABSOLUTE ENCODER; PLAIN SHAFT, TOLERANCE N; W/O HOLDING BRAKE DEGREE OF PROTECTION IP65 FLANGE ON DRIVE END IP67 | 1843 | TEM | 1 | MC | 7.703 | 1
1FK70447AH711GG3 | SIMOTICS S SYNCHRONOUS SERVOMOTOR, 1FK7 HIGH DYNAMIC, 4.0 NM, 100 K, 4500 RPM, 1,41KW NATURAL COOLING, IM B5 (V1, V3) POWER/SIGNAL CONNECTORS CONNECTOR CAN BE ROTATED BY 270 DEGR. BASIC ABSOLUTE ENCODER 32 P/REV (ENCODER A-32); PERFORMANCE REDUCTION BY 10% DUE TO ABSOLUTE ENCODER; PLAIN SHAFT, TOLERANCE N; W/O HOLDING BRAKE DEGREE OF PROTECTION IP64; PAINT FINISH RAL7016 | 1791 | TEM | 1 | MC | 7.703 | 1
1FK70447AH711GG5 | SIMOTICS S SYNCHRONOUS SERVOMOTOR, 1FK7 HIGH DYNAMIC, 4.0 NM, 100 K, 4500 RPM, 1,41KW NATURAL COOLING, IM B5 (V1, V3) POWER/SIGNAL CONNECTORS CONNECTOR CAN BE ROTATED BY 270 DEGR. BASIC ABSOLUTE ENCODER 32 P/REV (ENCODER A-32); PERFORMANCE REDUCTION BY 10% DUE TO ABSOLUTE ENCODER; PLAIN SHAFT, TOLERANCE N; W/O HOLDING BRAKE DEGREE OF PROTECTION IP65 AS FLANGE IP67; PAINT FINISH RAL7016 | 1892 | TEM | 1 | MC | 7.703 | 1
1FK70447AH711GG8 | SIMOTICS S SYNCHRONOUS SERVOMOTOR, 1FK7 HIGH DYNAMIC, 4.0 NM, 100 K, 4500 RPM, 1,41KW NATURAL COOLING, IM B5 (V1, V3) POWER/SIGNAL CONNECTORS CONNECTOR CAN BE ROTATED BY 270 DEGR. BASIC ABSOLUTE ENCODER 32 P/REV (ENCODER A-32); PERFORMANCE REDUCTION BY 10% DUE TO ABSOLUTE ENCODER; PLAIN SHAFT, TOLERANCE N; W/O HOLDING BRAKE DEGREE OF PROTECTION IP65 IP67 D-END FLANGE; RAL7016 COATING; METALLIC RATING PLATE AT MOTOR | 2001 | TEM | 1 | MC | 7.703 | 1
1FK70447AH711GH0 | SIMOTICS S SYNCHRONOUS SERVOMOTOR, 1FK7 HIGH DYNAMIC, 4.0 NM, 100 K, 4500 RPM, 1,41KW NATURAL COOLING, IM B5 (V1, V3) POWER/SIGNAL CONNECTORS CONNECTOR CAN BE ROTATED BY 270 DEGR. BASIC ABSOLUTE ENCODER 32 P/REV (ENCODER A-32); PERFORMANCE REDUCTION BY 10% DUE TO ABSOLUTE ENCODER; PLAIN SHAFT, TOLERANCE N; WITH HOLDING BRAKE DEGREE OF PROTECTION IP64 | 2023 | TEM | 1 | MC | 8.302 | 1
1FK70447AH711GH2 | SIMOTICS S SYNCHRONOUS SERVOMOTOR, 1FK7 HIGH DYNAMIC, 4.0 NM, 100 K, 4500 RPM, 1,41KW NATURAL COOLING, IM B5 (V1, V3) POWER/SIGNAL CONNECTORS CONNECTOR CAN BE ROTATED BY 270 DEGR. BASIC ABSOLUTE ENCODER 32 P/REV (ENCODER A-32); PERFORMANCE REDUCTION BY 10% DUE TO ABSOLUTE ENCODER; PLAIN SHAFT, TOLERANCE N; WITH HOLDING BRAKE DEGREE OF PROTECTION IP65 FLANGE ON DRIVE END IP67 | 2124 | TEM | 1 | MC | 8.302 | 1
1FK70447AH711GH3 | SIMOTICS S SYNCHRONOUS SERVOMOTOR, 1FK7 HIGH DYNAMIC, 4.0 NM, 100 K, 4500 RPM, 1,41KW NATURAL COOLING, IM B5 (V1, V3) POWER/SIGNAL CONNECTORS CONNECTOR CAN BE ROTATED BY 270 DEGR. BASIC ABSOLUTE ENCODER 32 P/REV (ENCODER A-32); PERFORMANCE REDUCTION BY 10% DUE TO ABSOLUTE ENCODER; PLAIN SHAFT, TOLERANCE N; WITH HOLDING BRAKE DEGREE OF PROTECTION IP64; PAINT FINISH RAL7016 | 2072 | TEM | 1 | MC | 8.302 | 1
1FK70447AH711GH5 | SIMOTICS S SYNCHRONOUS SERVOMOTOR, 1FK7 HIGH DYNAMIC, 4.0 NM, 100 K, 4500 RPM, 1,41KW NATURAL COOLING, IM B5 (V1, V3) POWER/SIGNAL CONNECTORS CONNECTOR CAN BE ROTATED BY 270 DEGR. BASIC ABSOLUTE ENCODER 32 P/REV (ENCODER A-32); PERFORMANCE REDUCTION BY 10% DUE TO ABSOLUTE ENCODER; PLAIN SHAFT, TOLERANCE N; WITH HOLDING BRAKE DEGREE OF PROTECTION IP65 AS FLANGE IP67; PAINT FINISH RAL7016 | 2173 | TEM | 1 | MC | 8.302 | 1
1FK70447AH711GH8 | SIMOTICS S SYNCHRONOUS SERVOMOTOR, 1FK7 HIGH DYNAMIC, 4.0 NM, 100 K, 4500 RPM, 1,41KW NATURAL COOLING, IM B5 (V1, V3) POWER/SIGNAL CONNECTORS CONNECTOR CAN BE ROTATED BY 270 DEGR. BASIC ABSOLUTE ENCODER 32 P/REV (ENCODER A-32); PERFORMANCE REDUCTION BY 10% DUE TO ABSOLUTE ENCODER; PLAIN SHAFT, TOLERANCE N; WITH HOLDING BRAKE DEGREE OF PROTECTION IP65 IP67 D-END FLANGE; RAL7016 COATING; METALLIC RATING PLATE AT MOTOR | 2282 | TEM | 1 | MC | 8.302 | 1
1FK70447AH711KA0 | SIMOTICS S SYNCHRONOUS SERVOMOTOR, 1FK7 HIGH DYNAMIC, 4.0 NM, 100 K, 4500 RPM, 1,41KW NATURAL COOLING, IM B5 (V1, V3) POWER/SIGNAL CONNECTORS CONNECTOR CAN BE ROTATED BY 270 DEGR. BASIC ABSOLUTE ENCODER 32 P/REV (ENCODER A-32) WITH DRIVE-CLIQ INTERFACE; PERFORMANCE REDUCTION BY 10% DUE TO ABSOLUTE ENCODER; SHAFT WITH FITTED KEY, TOLERANCE N; W/O HOLDING BRAKE DEGREE OF PROTECTION IP64 | 2095 | TEM | 1 | MC | 7.703 | 1
1FK70447AH711KA2 | SIMOTICS S SYNCHRONOUS SERVOMOTOR, 1FK7 HIGH DYNAMIC, 4.0 NM, 100 K, 4500 RPM, 1,41KW NATURAL COOLING, IM B5 (V1, V3) POWER/SIGNAL CONNECTORS CONNECTOR CAN BE ROTATED BY 270 DEGR. BASIC ABSOLUTE ENCODER 32 P/REV (ENCODER A-32) WITH DRIVE-CLIQ INTERFACE; PERFORMANCE REDUCTION BY 10% DUE TO ABSOLUTE ENCODER; SHAFT WITH FITTED KEY, TOLERANCE N; W/O HOLDING BRAKE DEGREE OF PROTECTION IP65 FLANGE ON DRIVE END IP67 | 2196 | TEM | 1 | MC | 7.703 | 1
1FK70447AH711KA3 | SIMOTICS S SYNCHRONOUS SERVOMOTOR, 1FK7 HIGH DYNAMIC, 4.0 NM, 100 K, 4500 RPM, 1,41KW NATURAL COOLING, IM B5 (V1, V3) POWER/SIGNAL CONNECTORS CONNECTOR CAN BE ROTATED BY 270 DEGR. BASIC ABSOLUTE ENCODER 32 P/REV (ENCODER A-32) WITH DRIVE-CLIQ INTERFACE; PERFORMANCE REDUCTION BY 10% DUE TO ABSOLUTE ENCODER; SHAFT WITH FITTED KEY, TOLERANCE N; W/O HOLDING BRAKE DEGREE OF PROTECTION IP64; PAINT FINISH RAL7016 | 2144 | TEM | 1 | MC | 7.703 | 1
1FK70447AH711KA5 | SIMOTICS S SYNCHRONOUS SERVOMOTOR, 1FK7 HIGH DYNAMIC, 4.0 NM, 100 K, 4500 RPM, 1,41KW NATURAL COOLING, IM B5 (V1, V3) POWER/SIGNAL CONNECTORS CONNECTOR CAN BE ROTATED BY 270 DEGR. BASIC ABSOLUTE ENCODER 32 P/REV (ENCODER A-32) WITH DRIVE-CLIQ INTERFACE; PERFORMANCE REDUCTION BY 10% DUE TO ABSOLUTE ENCODER; SHAFT WITH FITTED KEY, TOLERANCE N; W/O HOLDING BRAKE DEGREE OF PROTECTION IP65 AS FLANGE IP67; PAINT FINISH RAL7016 | 2246 | TEM | 1 | MC | 7.703 | 1
1FK70447AH711KA8 | SIMOTICS S SYNCHRONOUS SERVOMOTOR, 1FK7 HIGH DYNAMIC, 4.0 NM, 100 K, 4500 RPM, 1,41KW NATURAL COOLING, IM B5 (V1, V3) POWER/SIGNAL CONNECTORS CONNECTOR CAN BE ROTATED BY 270 DEGR. BASIC ABSOLUTE ENCODER 32 P/REV (ENCODER A-32) WITH DRIVE-CLIQ INTERFACE; PERFORMANCE REDUCTION BY 10% DUE TO ABSOLUTE ENCODER; SHAFT WITH FITTED KEY, TOLERANCE N; W/O HOLDING BRAKE DEGREE OF PROTECTION IP65 IP67 D-END FLANGE; RAL7016 COATING; METALLIC RATING PLATE AT MOTOR | 2354 | TEM | 1 | MC | 7.703 | 1
1FK70447AH711KB0 | SIMOTICS S SYNCHRONOUS SERVOMOTOR, 1FK7 HIGH DYNAMIC, 4.0 NM, 100 K, 4500 RPM, 1,41KW NATURAL COOLING, IM B5 (V1, V3) POWER/SIGNAL CONNECTORS CONNECTOR CAN BE ROTATED BY 270 DEGR. BASIC ABSOLUTE ENCODER 32 P/REV (ENCODER A-32) WITH DRIVE-CLIQ INTERFACE; PERFORMANCE REDUCTION BY 10% DUE TO ABSOLUTE ENCODER; SHAFT WITH FITTED KEY, TOLERANCE N; WITH HOLDING BRAKE DEGREE OF PROTECTION IP64 | 2378 | TEM | 1 | MC | 8.302 | 1
1FK70447AH711KB2 | SIMOTICS S SYNCHRONOUS SERVOMOTOR, 1FK7 HIGH DYNAMIC, 4.0 NM, 100 K, 4500 RPM, 1,41KW NATURAL COOLING, IM B5 (V1, V3) POWER/SIGNAL CONNECTORS CONNECTOR CAN BE ROTATED BY 270 DEGR. BASIC ABSOLUTE ENCODER 32 P/REV (ENCODER A-32) WITH DRIVE-CLIQ INTERFACE; PERFORMANCE REDUCTION BY 10% DUE TO ABSOLUTE ENCODER; SHAFT WITH FITTED KEY, TOLERANCE N; WITH HOLDING BRAKE DEGREE OF PROTECTION IP65 FLANGE ON DRIVE END IP67 | 2480 | TEM | 1 | MC | 8.302 | 1
1FK70447AH711KB3 | SIMOTICS S SYNCHRONOUS SERVOMOTOR, 1FK7 HIGH DYNAMIC, 4.0 NM, 100 K, 4500 RPM, 1,41KW NATURAL COOLING, IM B5 (V1, V3) POWER/SIGNAL CONNECTORS CONNECTOR CAN BE ROTATED BY 270 DEGR. BASIC ABSOLUTE ENCODER 32 P/REV (ENCODER A-32) WITH DRIVE-CLIQ INTERFACE; PERFORMANCE REDUCTION BY 10% DUE TO ABSOLUTE ENCODER; SHAFT WITH FITTED KEY, TOLERANCE N; WITH HOLDING BRAKE DEGREE OF PROTECTION IP64; PAINT FINISH RAL7016 | 2427 | TEM | 1 | MC | 8.302 | 1
1FK70447AH711KB5 | SIMOTICS S SYNCHRONOUS SERVOMOTOR, 1FK7 HIGH DYNAMIC, 4.0 NM, 100 K, 4500 RPM, 1,41KW NATURAL COOLING, IM B5 (V1, V3) POWER/SIGNAL CONNECTORS CONNECTOR CAN BE ROTATED BY 270 DEGR. BASIC ABSOLUTE ENCODER 32 P/REV (ENCODER A-32) WITH DRIVE-CLIQ INTERFACE; PERFORMANCE REDUCTION BY 10% DUE TO ABSOLUTE ENCODER; SHAFT WITH FITTED KEY, TOLERANCE N; WITH HOLDING BRAKE DEGREE OF PROTECTION IP65 AS FLANGE IP67; PAINT FINISH RAL7016 | 2529 | TEM | 1 | MC | 8.302 | 1
1FK70447AH711KB8 | SIMOTICS S SYNCHRONOUS SERVOMOTOR, 1FK7 HIGH DYNAMIC, 4.0 NM, 100 K, 4500 RPM, 1,41KW NATURAL COOLING, IM B5 (V1, V3) POWER/SIGNAL CONNECTORS CONNECTOR CAN BE ROTATED BY 270 DEGR. BASIC ABSOLUTE ENCODER 32 P/REV (ENCODER A-32) WITH DRIVE-CLIQ INTERFACE; PERFORMANCE REDUCTION BY 10% DUE TO ABSOLUTE ENCODER; SHAFT WITH FITTED KEY, TOLERANCE N; WITH HOLDING BRAKE DEGREE OF PROTECTION IP65 IP67 D-END FLANGE; RAL7016 COATING; METALLIC RATING PLATE AT MOTOR | 2638 | TEM | 1 | MC | 8.302 | 1
1FK70447AH711KG0 | SIMOTICS S SYNCHRONOUS SERVOMOTOR, 1FK7 HIGH DYNAMIC, 4.0 NM, 100 K, 4500 RPM, 1,41KW NATURAL COOLING, IM B5 (V1, V3) POWER/SIGNAL CONNECTORS CONNECTOR CAN BE ROTATED BY 270 DEGR. BASIC ABSOLUTE ENCODER 32 P/REV (ENCODER A-32) WITH DRIVE-CLIQ INTERFACE; PERFORMANCE REDUCTION BY 10% DUE TO ABSOLUTE ENCODER; PLAIN SHAFT, TOLERANCE N; W/O HOLDING BRAKE DEGREE OF PROTECTION IP64 | 2001 | TEM | 1 | MC | 7.703 | 1
1FK70447AH711KG2 | SIMOTICS S SYNCHRONOUS SERVOMOTOR, 1FK7 HIGH DYNAMIC, 4.0 NM, 100 K, 4500 RPM, 1,41KW NATURAL COOLING, IM B5 (V1, V3) POWER/SIGNAL CONNECTORS CONNECTOR CAN BE ROTATED BY 270 DEGR. BASIC ABSOLUTE ENCODER 32 P/REV (ENCODER A-32) WITH DRIVE-CLIQ INTERFACE; PERFORMANCE REDUCTION BY 10% DUE TO ABSOLUTE ENCODER; PLAIN SHAFT, TOLERANCE N; W/O HOLDING BRAKE DEGREE OF PROTECTION IP65 FLANGE ON DRIVE END IP67 | 2103 | TEM | 1 | MC | 7.703 | 1
1FK70447AH711KG3 | SIMOTICS S SYNCHRONOUS SERVOMOTOR, 1FK7 HIGH DYNAMIC, 4.0 NM, 100 K, 4500 RPM, 1,41KW NATURAL COOLING, IM B5 (V1, V3) POWER/SIGNAL CONNECTORS CONNECTOR CAN BE ROTATED BY 270 DEGR. BASIC ABSOLUTE ENCODER 32 P/REV (ENCODER A-32) WITH DRIVE-CLIQ INTERFACE; PERFORMANCE REDUCTION BY 10% DUE TO ABSOLUTE ENCODER; PLAIN SHAFT, TOLERANCE N; W/O HOLDING BRAKE DEGREE OF PROTECTION IP64; PAINT FINISH RAL7016 | 2050 | TEM | 1 | MC | 7.703 | 1
1FK70447AH711KG5 | SIMOTICS S SYNCHRONOUS SERVOMOTOR, 1FK7 HIGH DYNAMIC, 4.0 NM, 100 K, 4500 RPM, 1,41KW NATURAL COOLING, IM B5 (V1, V3) POWER/SIGNAL CONNECTORS CONNECTOR CAN BE ROTATED BY 270 DEGR. BASIC ABSOLUTE ENCODER 32 P/REV (ENCODER A-32) WITH DRIVE-CLIQ INTERFACE; PERFORMANCE REDUCTION BY 10% DUE TO ABSOLUTE ENCODER; PLAIN SHAFT, TOLERANCE N; W/O HOLDING BRAKE DEGREE OF PROTECTION IP65 AS FLANGE IP67; PAINT FINISH RAL7016 | 2152 | TEM | 1 | MC | 7.703 | 1
1FK70447AH711KG8 | SIMOTICS S SYNCHRONOUS SERVOMOTOR, 1FK7 HIGH DYNAMIC, 4.0 NM, 100 K, 4500 RPM, 1,41KW NATURAL COOLING, IM B5 (V1, V3) POWER/SIGNAL CONNECTORS CONNECTOR CAN BE ROTATED BY 270 DEGR. BASIC ABSOLUTE ENCODER 32 P/REV (ENCODER A-32) WITH DRIVE-CLIQ INTERFACE; PERFORMANCE REDUCTION BY 10% DUE TO ABSOLUTE ENCODER; PLAIN SHAFT, TOLERANCE N; W/O HOLDING BRAKE DEGREE OF PROTECTION IP65 IP67 D-END FLANGE; RAL7016 COATING; METALLIC RATING PLATE AT MOTOR | 2260 | TEM | 1 | MC | 7.703 | 1
1FK70447AH711KH0 | SIMOTICS S SYNCHRONOUS SERVOMOTOR, 1FK7 HIGH DYNAMIC, 4.0 NM, 100 K, 4500 RPM, 1,41KW NATURAL COOLING, IM B5 (V1, V3) POWER/SIGNAL CONNECTORS CONNECTOR CAN BE ROTATED BY 270 DEGR. BASIC ABSOLUTE ENCODER 32 P/REV (ENCODER A-32) WITH DRIVE-CLIQ INTERFACE; PERFORMANCE REDUCTION BY 10% DUE TO ABSOLUTE ENCODER; PLAIN SHAFT, TOLERANCE N; WITH HOLDING BRAKE DEGREE OF PROTECTION IP64 | 2282 | TEM | 1 | MC | 8.302 | 1
1FK70447AH711KH2 | SIMOTICS S SYNCHRONOUS SERVOMOTOR, 1FK7 HIGH DYNAMIC, 4.0 NM, 100 K, 4500 RPM, 1,41KW NATURAL COOLING, IM B5 (V1, V3) POWER/SIGNAL CONNECTORS CONNECTOR CAN BE ROTATED BY 270 DEGR. BASIC ABSOLUTE ENCODER 32 P/REV (ENCODER A-32) WITH DRIVE-CLIQ INTERFACE; PERFORMANCE REDUCTION BY 10% DUE TO ABSOLUTE ENCODER; PLAIN SHAFT, TOLERANCE N; WITH HOLDING BRAKE DEGREE OF PROTECTION IP65 FLANGE ON DRIVE END IP67 | 2384 | TEM | 1 | MC | 8.302 | 1
1FK70447AH711KH3 | SIMOTICS S SYNCHRONOUS SERVOMOTOR, 1FK7 HIGH DYNAMIC, 4.0 NM, 100 K, 4500 RPM, 1,41KW NATURAL COOLING, IM B5 (V1, V3) POWER/SIGNAL CONNECTORS CONNECTOR CAN BE ROTATED BY 270 DEGR. BASIC ABSOLUTE ENCODER 32 P/REV (ENCODER A-32) WITH DRIVE-CLIQ INTERFACE; PERFORMANCE REDUCTION BY 10% DUE TO ABSOLUTE ENCODER; PLAIN SHAFT, TOLERANCE N; WITH HOLDING BRAKE DEGREE OF PROTECTION IP64; PAINT FINISH RAL7016 | 2331 | TEM | 1 | MC | 8.302 | 1
1FK70447AH711KH5 | SIMOTICS S SYNCHRONOUS SERVOMOTOR, 1FK7 HIGH DYNAMIC, 4.0 NM, 100 K, 4500 RPM, 1,41KW NATURAL COOLING, IM B5 (V1, V3) POWER/SIGNAL CONNECTORS CONNECTOR CAN BE ROTATED BY 270 DEGR. BASIC ABSOLUTE ENCODER 32 P/REV (ENCODER A-32) WITH DRIVE-CLIQ INTERFACE; PERFORMANCE REDUCTION BY 10% DUE TO ABSOLUTE ENCODER; PLAIN SHAFT, TOLERANCE N; WITH HOLDING BRAKE DEGREE OF PROTECTION IP65 AS FLANGE IP67; PAINT FINISH RAL7016 | 2433 | TEM | 1 | MC | 8.302 | 1
1FK70447AH711KH8 | SIMOTICS S SYNCHRONOUS SERVOMOTOR, 1FK7 HIGH DYNAMIC, 4.0 NM, 100 K, 4500 RPM, 1,41KW NATURAL COOLING, IM B5 (V1, V3) POWER/SIGNAL CONNECTORS CONNECTOR CAN BE ROTATED BY 270 DEGR. BASIC ABSOLUTE ENCODER 32 P/REV (ENCODER A-32) WITH DRIVE-CLIQ INTERFACE; PERFORMANCE REDUCTION BY 10% DUE TO ABSOLUTE ENCODER; PLAIN SHAFT, TOLERANCE N; WITH HOLDING BRAKE DEGREE OF PROTECTION IP65 IP67 D-END FLANGE; RAL7016 COATING; METALLIC RATING PLATE AT MOTOR | 2541 | TEM | 1 | MC | 8.302 | 1
1FK70447AH711PA0 | SIMOTICS S SYNCHRONOUS SERVOMOTOR, 1FK7 HIGH DYNAMIC, 4.0 NM, 100 K, 4500 RPM, 1,41KW NATURAL COOLING, IM B5 (V1, V3) POWER/SIGNAL CONNECTORS CONNECTOR CAN BE ROTATED BY 270 DEGR. RESOLVER 2-POLE (RESOLVER P=1) WITH DRIVE-CLIQ INTERFACE; SHAFT WITH FITTED KEY, TOLERANCE N; W/O HOLDING BRAKE DEGREE OF PROTECTION IP64 | 1619 | TEM | 1 | MC | 7.703 | 1
1FK70447AH711PA2 | SIMOTICS S SYNCHRONOUS SERVOMOTOR, 1FK7 HIGH DYNAMIC, 4.0 NM, 100 K, 4500 RPM, 1,41KW NATURAL COOLING, IM B5 (V1, V3) POWER/SIGNAL CONNECTORS CONNECTOR CAN BE ROTATED BY 270 DEGR. RESOLVER 2-POLE (RESOLVER P=1) WITH DRIVE-CLIQ INTERFACE; SHAFT WITH FITTED KEY, TOLERANCE N; W/O HOLDING BRAKE DEGREE OF PROTECTION IP65 FLANGE ON DRIVE END IP67 | 1721 | TEM | 1 | MC | 7.703 | 1
1FK70447AH711PA3 | SIMOTICS S SYNCHRONOUS SERVOMOTOR, 1FK7 HIGH DYNAMIC, 4.0 NM, 100 K, 4500 RPM, 1,41KW NATURAL COOLING, IM B5 (V1, V3) POWER/SIGNAL CONNECTORS CONNECTOR CAN BE ROTATED BY 270 DEGR. RESOLVER 2-POLE (RESOLVER P=1) WITH DRIVE-CLIQ INTERFACE; SHAFT WITH FITTED KEY, TOLERANCE N; W/O HOLDING BRAKE DEGREE OF PROTECTION IP64; PAINT FINISH RAL7016 | 1668 | TEM | 1 | MC | 7.703 | 1
1FK70447AH711PA5 | SIMOTICS S SYNCHRONOUS SERVOMOTOR, 1FK7 HIGH DYNAMIC, 4.0 NM, 100 K, 4500 RPM, 1,41KW NATURAL COOLING, IM B5 (V1, V3) POWER/SIGNAL CONNECTORS CONNECTOR CAN BE ROTATED BY 270 DEGR. RESOLVER 2-POLE (RESOLVER P=1) WITH DRIVE-CLIQ INTERFACE; SHAFT WITH FITTED KEY, TOLERANCE N; W/O HOLDING BRAKE DEGREE OF PROTECTION IP65 AS FLANGE IP67; PAINT FINISH RAL7016 | 1770 | TEM | 1 | MC | 7.703 | 1
1FK70447AH711PA8 | SIMOTICS S SYNCHRONOUS SERVOMOTOR, 1FK7 HIGH DYNAMIC, 4.0 NM, 100 K, 4500 RPM, 1,41KW NATURAL COOLING, IM B5 (V1, V3) POWER/SIGNAL CONNECTORS CONNECTOR CAN BE ROTATED BY 270 DEGR. RESOLVER 2-POLE (RESOLVER P=1) WITH DRIVE-CLIQ INTERFACE; SHAFT WITH FITTED KEY, TOLERANCE N; W/O HOLDING BRAKE DEGREE OF PROTECTION IP65 IP67 D-END FLANGE; RAL7016 COATING; METALLIC RATING PLATE AT MOTOR | 1879 | TEM | 1 | MC | 7.703 | 1
1FK70447AH711PB0 | SIMOTICS S SYNCHRONOUS SERVOMOTOR, 1FK7 HIGH DYNAMIC, 4.0 NM, 100 K, 4500 RPM, 1,41KW NATURAL COOLING, IM B5 (V1, V3) POWER/SIGNAL CONNECTORS CONNECTOR CAN BE ROTATED BY 270 DEGR. RESOLVER 2-POLE (RESOLVER P=1) WITH DRIVE-CLIQ INTERFACE; SHAFT WITH FITTED KEY, TOLERANCE N; WITH HOLDING BRAKE DEGREE OF PROTECTION IP64 | 1903 | TEM | 1 | MC | 8.302 | 1
1FK70447AH711PB2 | SIMOTICS S SYNCHRONOUS SERVOMOTOR, 1FK7 HIGH DYNAMIC, 4.0 NM, 100 K, 4500 RPM, 1,41KW NATURAL COOLING, IM B5 (V1, V3) POWER/SIGNAL CONNECTORS CONNECTOR CAN BE ROTATED BY 270 DEGR. RESOLVER 2-POLE (RESOLVER P=1) WITH DRIVE-CLIQ INTERFACE; SHAFT WITH FITTED KEY, TOLERANCE N; WITH HOLDING BRAKE DEGREE OF PROTECTION IP65 FLANGE ON DRIVE END IP67 | 2004 | TEM | 1 | MC | 8.302 | 1
1FK70447AH711PB3 | SIMOTICS S SYNCHRONOUS SERVOMOTOR, 1FK7 HIGH DYNAMIC, 4.0 NM, 100 K, 4500 RPM, 1,41KW NATURAL COOLING, IM B5 (V1, V3) POWER/SIGNAL CONNECTORS CONNECTOR CAN BE ROTATED BY 270 DEGR. RESOLVER 2-POLE (RESOLVER P=1) WITH DRIVE-CLIQ INTERFACE; SHAFT WITH FITTED KEY, TOLERANCE N; WITH HOLDING BRAKE DEGREE OF PROTECTION IP64; PAINT FINISH RAL7016 | 1952 | TEM | 1 | MC | 8.302 | 1
1FK70447AH711PB5 | SIMOTICS S SYNCHRONOUS SERVOMOTOR, 1FK7 HIGH DYNAMIC, 4.0 NM, 100 K, 4500 RPM, 1,41KW NATURAL COOLING, IM B5 (V1, V3) POWER/SIGNAL CONNECTORS CONNECTOR CAN BE ROTATED BY 270 DEGR. RESOLVER 2-POLE (RESOLVER P=1) WITH DRIVE-CLIQ INTERFACE; SHAFT WITH FITTED KEY, TOLERANCE N; WITH HOLDING BRAKE DEGREE OF PROTECTION IP65 AS FLANGE IP67; PAINT FINISH RAL7016 | 2053 | TEM | 1 | MC | 8.302 | 1
1FK70447AH711PB8 | SIMOTICS S SYNCHRONOUS SERVOMOTOR, 1FK7 HIGH DYNAMIC, 4.0 NM, 100 K, 4500 RPM, 1,41KW NATURAL COOLING, IM B5 (V1, V3) POWER/SIGNAL CONNECTORS CONNECTOR CAN BE ROTATED BY 270 DEGR. RESOLVER 2-POLE (RESOLVER P=1) WITH DRIVE-CLIQ INTERFACE; SHAFT WITH FITTED KEY, TOLERANCE N; WITH HOLDING BRAKE DEGREE OF PROTECTION IP65 IP67 D-END FLANGE; RAL7016 COATING; METALLIC RATING PLATE AT MOTOR | 2162 | TEM | 1 | MC | 8.302 | 1
1FK70447AH711PG0 | SIMOTICS S SYNCHRONOUS SERVOMOTOR, 1FK7 HIGH DYNAMIC, 4.0 NM, 100 K, 4500 RPM, 1,41KW NATURAL COOLING, IM B5 (V1, V3) POWER/SIGNAL CONNECTORS CONNECTOR CAN BE ROTATED BY 270 DEGR. RESOLVER 2-POLE (RESOLVER P=1) WITH DRIVE-CLIQ INTERFACE; PLAIN SHAFT, TOLERANCE N; W/O HOLDING BRAKE DEGREE OF PROTECTION IP64 | 1526 | TEM | 1 | MC | 7.703 | 1
1FK70447AH711PG2 | SIMOTICS S SYNCHRONOUS SERVOMOTOR, 1FK7 HIGH DYNAMIC, 4.0 NM, 100 K, 4500 RPM, 1,41KW NATURAL COOLING, IM B5 (V1, V3) POWER/SIGNAL CONNECTORS CONNECTOR CAN BE ROTATED BY 270 DEGR. RESOLVER 2-POLE (RESOLVER P=1) WITH DRIVE-CLIQ INTERFACE; PLAIN SHAFT, TOLERANCE N; W/O HOLDING BRAKE DEGREE OF PROTECTION IP65 FLANGE ON DRIVE END IP67 | 1627 | TEM | 1 | MC | 7.703 | 1
1FK70447AH711PG3 | SIMOTICS S SYNCHRONOUS SERVOMOTOR, 1FK7 HIGH DYNAMIC, 4.0 NM, 100 K, 4500 RPM, 1,41KW NATURAL COOLING, IM B5 (V1, V3) POWER/SIGNAL CONNECTORS CONNECTOR CAN BE ROTATED BY 270 DEGR. RESOLVER 2-POLE (RESOLVER P=1) WITH DRIVE-CLIQ INTERFACE; PLAIN SHAFT, TOLERANCE N; W/O HOLDING BRAKE DEGREE OF PROTECTION IP64; PAINT FINISH RAL7016 | 1575 | TEM | 1 | MC | 7.703 | 1
1FK70447AH711PG5 | SIMOTICS S SYNCHRONOUS SERVOMOTOR, 1FK7 HIGH DYNAMIC, 4.0 NM, 100 K, 4500 RPM, 1,41KW NATURAL COOLING, IM B5 (V1, V3) POWER/SIGNAL CONNECTORS CONNECTOR CAN BE ROTATED BY 270 DEGR. RESOLVER 2-POLE (RESOLVER P=1) WITH DRIVE-CLIQ INTERFACE; PLAIN SHAFT, TOLERANCE N; W/O HOLDING BRAKE DEGREE OF PROTECTION IP65 AS FLANGE IP67; PAINT FINISH RAL7016 | 1676 | TEM | 1 | MC | 7.703 | 1
1FK70447AH711PG8 | SIMOTICS S SYNCHRONOUS SERVOMOTOR, 1FK7 HIGH DYNAMIC, 4.0 NM, 100 K, 4500 RPM, 1,41KW NATURAL COOLING, IM B5 (V1, V3) POWER/SIGNAL CONNECTORS CONNECTOR CAN BE ROTATED BY 270 DEGR. RESOLVER 2-POLE (RESOLVER P=1) WITH DRIVE-CLIQ INTERFACE; PLAIN SHAFT, TOLERANCE N; W/O HOLDING BRAKE DEGREE OF PROTECTION IP65 IP67 D-END FLANGE; RAL7016 COATING; METALLIC RATING PLATE AT MOTOR | 1785 | TEM | 1 | MC | 7.703 | 1
1FK70447AH711PH0 | SIMOTICS S SYNCHRONOUS SERVOMOTOR, 1FK7 HIGH DYNAMIC, 4.0 NM, 100 K, 4500 RPM, 1,41KW NATURAL COOLING, IM B5 (V1, V3) POWER/SIGNAL CONNECTORS CONNECTOR CAN BE ROTATED BY 270 DEGR. RESOLVER 2-POLE (RESOLVER P=1) WITH DRIVE-CLIQ INTERFACE; PLAIN SHAFT, TOLERANCE N; WITH HOLDING BRAKE DEGREE OF PROTECTION IP64 | 1807 | TEM | 1 | MC | 8.302 | 1
1FK70447AH711PH2 | SIMOTICS S SYNCHRONOUS SERVOMOTOR, 1FK7 HIGH DYNAMIC, 4.0 NM, 100 K, 4500 RPM, 1,41KW NATURAL COOLING, IM B5 (V1, V3) POWER/SIGNAL CONNECTORS CONNECTOR CAN BE ROTATED BY 270 DEGR. RESOLVER 2-POLE (RESOLVER P=1) WITH DRIVE-CLIQ INTERFACE; PLAIN SHAFT, TOLERANCE N; WITH HOLDING BRAKE DEGREE OF PROTECTION IP65 FLANGE ON DRIVE END IP67 | 1908 | TEM | 1 | MC | 8.302 | 1
1FK70447AH711PH3 | SIMOTICS S SYNCHRONOUS SERVOMOTOR, 1FK7 HIGH DYNAMIC, 4.0 NM, 100 K, 4500 RPM, 1,41KW NATURAL COOLING, IM B5 (V1, V3) POWER/SIGNAL CONNECTORS CONNECTOR CAN BE ROTATED BY 270 DEGR. RESOLVER 2-POLE (RESOLVER P=1) WITH DRIVE-CLIQ INTERFACE; PLAIN SHAFT, TOLERANCE N; WITH HOLDING BRAKE DEGREE OF PROTECTION IP64; PAINT FINISH RAL7016 | 1856 | TEM | 1 | MC | 8.302 | 1
1FK70447AH711PH5 | SIMOTICS S SYNCHRONOUS SERVOMOTOR, 1FK7 HIGH DYNAMIC, 4.0 NM, 100 K, 4500 RPM, 1,41KW NATURAL COOLING, IM B5 (V1, V3) POWER/SIGNAL CONNECTORS CONNECTOR CAN BE ROTATED BY 270 DEGR. RESOLVER 2-POLE (RESOLVER P=1) WITH DRIVE-CLIQ INTERFACE; PLAIN SHAFT, TOLERANCE N; WITH HOLDING BRAKE DEGREE OF PROTECTION IP65 AS FLANGE IP67; PAINT FINISH RAL7016 | 1957 | TEM | 1 | MC | 8.302 | 1
1FK70447AH711PH8 | SIMOTICS S SYNCHRONOUS SERVOMOTOR, 1FK7 HIGH DYNAMIC, 4.0 NM, 100 K, 4500 RPM, 1,41KW NATURAL COOLING, IM B5 (V1, V3) POWER/SIGNAL CONNECTORS CONNECTOR CAN BE ROTATED BY 270 DEGR. RESOLVER 2-POLE (RESOLVER P=1) WITH DRIVE-CLIQ INTERFACE; PLAIN SHAFT, TOLERANCE N; WITH HOLDING BRAKE DEGREE OF PROTECTION IP65 IP67 D-END FLANGE; RAL7016 COATING; METALLIC RATING PLATE AT MOTOR | 2066 | TEM | 1 | MC | 8.302 | 1
1FK70447AH711SA0 | SIMOTICS S SYNCHRONOUS SERVOMOTOR, 1FK7 HIGH DYNAMIC, 4.0 NM, 100 K, 4500 RPM, 1,41KW NATURAL COOLING, IM B5 (V1, V3) POWER/SIGNAL CONNECTORS CONNECTOR CAN BE ROTATED BY 270 DEGR. RESOLVER MULTI-POLE (RESOLVER P=3); SHAFT WITH FITTED KEY, TOLERANCE N; W/O HOLDING BRAKE DEGREE OF PROTECTION IP64 | 1357 | TEM | 1 | MC | 7.703 | 1
1FK70447AH711SA2 | SIMOTICS S SYNCHRONOUS SERVOMOTOR, 1FK7 HIGH DYNAMIC, 4.0 NM, 100 K, 4500 RPM, 1,41KW NATURAL COOLING, IM B5 (V1, V3) POWER/SIGNAL CONNECTORS CONNECTOR CAN BE ROTATED BY 270 DEGR. RESOLVER MULTI-POLE (RESOLVER P=3); SHAFT WITH FITTED KEY, TOLERANCE N; W/O HOLDING BRAKE DEGREE OF PROTECTION IP65 FLANGE ON DRIVE END IP67 | 1459 | TEM | 1 | MC | 7.703 | 1
1FK70447AH711SA3 | SIMOTICS S SYNCHRONOUS SERVOMOTOR, 1FK7 HIGH DYNAMIC, 4.0 NM, 100 K, 4500 RPM, 1,41KW NATURAL COOLING, IM B5 (V1, V3) POWER/SIGNAL CONNECTORS CONNECTOR CAN BE ROTATED BY 270 DEGR. RESOLVER MULTI-POLE (RESOLVER P=3); SHAFT WITH FITTED KEY, TOLERANCE N; W/O HOLDING BRAKE DEGREE OF PROTECTION IP64; PAINT FINISH RAL7016 | 1407 | TEM | 1 | MC | 7.703 | 1
1FK70447AH711SA5 | SIMOTICS S SYNCHRONOUS SERVOMOTOR, 1FK7 HIGH DYNAMIC, 4.0 NM, 100 K, 4500 RPM, 1,41KW NATURAL COOLING, IM B5 (V1, V3) POWER/SIGNAL CONNECTORS CONNECTOR CAN BE ROTATED BY 270 DEGR. RESOLVER MULTI-POLE (RESOLVER P=3); SHAFT WITH FITTED KEY, TOLERANCE N; W/O HOLDING BRAKE DEGREE OF PROTECTION IP65 AS FLANGE IP67; PAINT FINISH RAL7016 | 1508 | TEM | 1 | MC | 7.703 | 1
1FK70447AH711SA8 | SIMOTICS S SYNCHRONOUS SERVOMOTOR, 1FK7 HIGH DYNAMIC, 4.0 NM, 100 K, 4500 RPM, 1,41KW NATURAL COOLING, IM B5 (V1, V3) POWER/SIGNAL CONNECTORS CONNECTOR CAN BE ROTATED BY 270 DEGR. RESOLVER MULTI-POLE (RESOLVER P=3); SHAFT WITH FITTED KEY, TOLERANCE N; W/O HOLDING BRAKE DEGREE OF PROTECTION IP65 IP67 D-END FLANGE; RAL7016 COATING; METALLIC RATING PLATE AT MOTOR | 1617 | TEM | 1 | MC | 7.703 | 1
1FK70447AH711SB0 | SIMOTICS S SYNCHRONOUS SERVOMOTOR, 1FK7 HIGH DYNAMIC, 4.0 NM, 100 K, 4500 RPM, 1,41KW NATURAL COOLING, IM B5 (V1, V3) POWER/SIGNAL CONNECTORS CONNECTOR CAN BE ROTATED BY 270 DEGR. RESOLVER MULTI-POLE (RESOLVER P=3); SHAFT WITH FITTED KEY, TOLERANCE N; WITH HOLDING BRAKE DEGREE OF PROTECTION IP64 | 1641 | TEM | 1 | MC | 8.302 | 1
1FK70447AH711SB2 | SIMOTICS S SYNCHRONOUS SERVOMOTOR, 1FK7 HIGH DYNAMIC, 4.0 NM, 100 K, 4500 RPM, 1,41KW NATURAL COOLING, IM B5 (V1, V3) POWER/SIGNAL CONNECTORS CONNECTOR CAN BE ROTATED BY 270 DEGR. RESOLVER MULTI-POLE (RESOLVER P=3); SHAFT WITH FITTED KEY, TOLERANCE N; WITH HOLDING BRAKE DEGREE OF PROTECTION IP65 FLANGE ON DRIVE END IP67 | 1742 | TEM | 1 | MC | 8.302 | 1
1FK70447AH711SB3 | SIMOTICS S SYNCHRONOUS SERVOMOTOR, 1FK7 HIGH DYNAMIC, 4.0 NM, 100 K, 4500 RPM, 1,41KW NATURAL COOLING, IM B5 (V1, V3) POWER/SIGNAL CONNECTORS CONNECTOR CAN BE ROTATED BY 270 DEGR. RESOLVER MULTI-POLE (RESOLVER P=3); SHAFT WITH FITTED KEY, TOLERANCE N; WITH HOLDING BRAKE DEGREE OF PROTECTION IP64; PAINT FINISH RAL7016 | 1690 | TEM | 1 | MC | 8.302 | 1
1FK70447AH711SB5 | SIMOTICS S SYNCHRONOUS SERVOMOTOR, 1FK7 HIGH DYNAMIC, 4.0 NM, 100 K, 4500 RPM, 1,41KW NATURAL COOLING, IM B5 (V1, V3) POWER/SIGNAL CONNECTORS CONNECTOR CAN BE ROTATED BY 270 DEGR. RESOLVER MULTI-POLE (RESOLVER P=3); SHAFT WITH FITTED KEY, TOLERANCE N; WITH HOLDING BRAKE DEGREE OF PROTECTION IP65 AS FLANGE IP67; PAINT FINISH RAL7016 | 1792 | TEM | 1 | MC | 8.302 | 1
1FK70447AH711SB8 | SIMOTICS S SYNCHRONOUS SERVOMOTOR, 1FK7 HIGH DYNAMIC, 4.0 NM, 100 K, 4500 RPM, 1,41KW NATURAL COOLING, IM B5 (V1, V3) POWER/SIGNAL CONNECTORS CONNECTOR CAN BE ROTATED BY 270 DEGR. RESOLVER MULTI-POLE (RESOLVER P=3); SHAFT WITH FITTED KEY, TOLERANCE N; WITH HOLDING BRAKE DEGREE OF PROTECTION IP65 IP67 D-END FLANGE; RAL7016 COATING; METALLIC RATING PLATE AT MOTOR | 1900 | TEM | 1 | MC | 8.302 | 1
1FK70447AH711SG0 | SIMOTICS S SYNCHRONOUS SERVOMOTOR, 1FK7 HIGH DYNAMIC, 4.0 NM, 100 K, 4500 RPM, 1,41KW NATURAL COOLING, IM B5 (V1, V3) POWER/SIGNAL CONNECTORS CONNECTOR CAN BE ROTATED BY 270 DEGR. RESOLVER MULTI-POLE (RESOLVER P=3); PLAIN SHAFT, TOLERANCE N; W/O HOLDING BRAKE DEGREE OF PROTECTION IP64 | 1264 | TEM | 1 | MC | 7.703 | 1
1FK70447AH711SG2 | SIMOTICS S SYNCHRONOUS SERVOMOTOR, 1FK7 HIGH DYNAMIC, 4.0 NM, 100 K, 4500 RPM, 1,41KW NATURAL COOLING, IM B5 (V1, V3) POWER/SIGNAL CONNECTORS CONNECTOR CAN BE ROTATED BY 270 DEGR. RESOLVER MULTI-POLE (RESOLVER P=3); PLAIN SHAFT, TOLERANCE N; W/O HOLDING BRAKE DEGREE OF PROTECTION IP65 FLANGE ON DRIVE END IP67 | 1365 | TEM | 1 | MC | 7.703 | 1
1FK70447AH711SG3 | SIMOTICS S SYNCHRONOUS SERVOMOTOR, 1FK7 HIGH DYNAMIC, 4.0 NM, 100 K, 4500 RPM, 1,41KW NATURAL COOLING, IM B5 (V1, V3) POWER/SIGNAL CONNECTORS CONNECTOR CAN BE ROTATED BY 270 DEGR. RESOLVER MULTI-POLE (RESOLVER P=3); PLAIN SHAFT, TOLERANCE N; W/O HOLDING BRAKE DEGREE OF PROTECTION IP64; PAINT FINISH RAL7016 | 1313 | TEM | 1 | MC | 7.703 | 1
1FK70447AH711SG5 | SIMOTICS S SYNCHRONOUS SERVOMOTOR, 1FK7 HIGH DYNAMIC, 4.0 NM, 100 K, 4500 RPM, 1,41KW NATURAL COOLING, IM B5 (V1, V3) POWER/SIGNAL CONNECTORS CONNECTOR CAN BE ROTATED BY 270 DEGR. RESOLVER MULTI-POLE (RESOLVER P=3); PLAIN SHAFT, TOLERANCE N; W/O HOLDING BRAKE DEGREE OF PROTECTION IP65 AS FLANGE IP67; PAINT FINISH RAL7016 | 1415 | TEM | 1 | MC | 7.703 | 1
1FK70447AH711SG8 | SIMOTICS S SYNCHRONOUS SERVOMOTOR, 1FK7 HIGH DYNAMIC, 4.0 NM, 100 K, 4500 RPM, 1,41KW NATURAL COOLING, IM B5 (V1, V3) POWER/SIGNAL CONNECTORS CONNECTOR CAN BE ROTATED BY 270 DEGR. RESOLVER MULTI-POLE (RESOLVER P=3); PLAIN SHAFT, TOLERANCE N; W/O HOLDING BRAKE DEGREE OF PROTECTION IP65 IP67 D-END FLANGE; RAL7016 COATING; METALLIC RATING PLATE AT MOTOR | 1523 | TEM | 1 | MC | 7.703 | 1
1FK70447AH711SH0 | SIMOTICS S SYNCHRONOUS SERVOMOTOR, 1FK7 HIGH DYNAMIC, 4.0 NM, 100 K, 4500 RPM, 1,41KW NATURAL COOLING, IM B5 (V1, V3) POWER/SIGNAL CONNECTORS CONNECTOR CAN BE ROTATED BY 270 DEGR. RESOLVER MULTI-POLE (RESOLVER P=3); PLAIN SHAFT, TOLERANCE N; WITH HOLDING BRAKE DEGREE OF PROTECTION IP64 | 1545 | TEM | 1 | MC | 8.302 | 1
1FK70447AH711SH2 | SIMOTICS S SYNCHRONOUS SERVOMOTOR, 1FK7 HIGH DYNAMIC, 4.0 NM, 100 K, 4500 RPM, 1,41KW NATURAL COOLING, IM B5 (V1, V3) POWER/SIGNAL CONNECTORS CONNECTOR CAN BE ROTATED BY 270 DEGR. RESOLVER MULTI-POLE (RESOLVER P=3); PLAIN SHAFT, TOLERANCE N; WITH HOLDING BRAKE DEGREE OF PROTECTION IP65 FLANGE ON DRIVE END IP67 | 1646 | TEM | 1 | MC | 8.302 | 1
1FK70447AH711SH3 | SIMOTICS S SYNCHRONOUS SERVOMOTOR, 1FK7 HIGH DYNAMIC, 4.0 NM, 100 K, 4500 RPM, 1,41KW NATURAL COOLING, IM B5 (V1, V3) POWER/SIGNAL CONNECTORS CONNECTOR CAN BE ROTATED BY 270 DEGR. RESOLVER MULTI-POLE (RESOLVER P=3); PLAIN SHAFT, TOLERANCE N; WITH HOLDING BRAKE DEGREE OF PROTECTION IP64; PAINT FINISH RAL7016 | 1594 | TEM | 1 | MC | 8.302 | 1
1FK70447AH711SH5 | SIMOTICS S SYNCHRONOUS SERVOMOTOR, 1FK7 HIGH DYNAMIC, 4.0 NM, 100 K, 4500 RPM, 1,41KW NATURAL COOLING, IM B5 (V1, V3) POWER/SIGNAL CONNECTORS CONNECTOR CAN BE ROTATED BY 270 DEGR. RESOLVER MULTI-POLE (RESOLVER P=3); PLAIN SHAFT, TOLERANCE N; WITH HOLDING BRAKE DEGREE OF PROTECTION IP65 AS FLANGE IP67; PAINT FINISH RAL7016 | 1696 | TEM | 1 | MC | 8.302 | 1
1FK70447AH711SH8 | SIMOTICS S SYNCHRONOUS SERVOMOTOR, 1FK7 HIGH DYNAMIC, 4.0 NM, 100 K, 4500 RPM, 1,41KW NATURAL COOLING, IM B5 (V1, V3) POWER/SIGNAL CONNECTORS CONNECTOR CAN BE ROTATED BY 270 DEGR. RESOLVER MULTI-POLE (RESOLVER P=3); PLAIN SHAFT, TOLERANCE N; WITH HOLDING BRAKE DEGREE OF PROTECTION IP65 IP67 D-END FLANGE; RAL7016 COATING; METALLIC RATING PLATE AT MOTOR | 1804 | TEM | 1 | MC | 8.302 | 1
1FK70447AH711TA0 | SIMOTICS S SYNCHRONOUS SERVOMOTOR, 1FK7 HIGH DYNAMIC, 4.0 NM, 100 K, 4500 RPM, 1,41KW NATURAL COOLING, IM B5 (V1, V3) POWER/SIGNAL CONNECTORS CONNECTOR CAN BE ROTATED BY 270 DEGR. RESOLVER 2-POLE (RESOLVER P=1); SHAFT WITH FITTED KEY, TOLERANCE N; W/O HOLDING BRAKE DEGREE OF PROTECTION IP64 | 1357 | TEM | 1 | MC | 7.703 | 1
1FK70447AH711TA2 | SIMOTICS S SYNCHRONOUS SERVOMOTOR, 1FK7 HIGH DYNAMIC, 4.0 NM, 100 K, 4500 RPM, 1,41KW NATURAL COOLING, IM B5 (V1, V3) POWER/SIGNAL CONNECTORS CONNECTOR CAN BE ROTATED BY 270 DEGR. RESOLVER 2-POLE (RESOLVER P=1); SHAFT WITH FITTED KEY, TOLERANCE N; W/O HOLDING BRAKE DEGREE OF PROTECTION IP65 FLANGE ON DRIVE END IP67 | 1459 | TEM | 1 | MC | 7.703 | 1
1FK70447AH711TA3 | SIMOTICS S SYNCHRONOUS SERVOMOTOR, 1FK7 HIGH DYNAMIC, 4.0 NM, 100 K, 4500 RPM, 1,41KW NATURAL COOLING, IM B5 (V1, V3) POWER/SIGNAL CONNECTORS CONNECTOR CAN BE ROTATED BY 270 DEGR. RESOLVER 2-POLE (RESOLVER P=1); SHAFT WITH FITTED KEY, TOLERANCE N; W/O HOLDING BRAKE DEGREE OF PROTECTION IP64; PAINT FINISH RAL7016 | 1407 | TEM | 1 | MC | 7.703 | 1
1FK70447AH711TA5 | SIMOTICS S SYNCHRONOUS SERVOMOTOR, 1FK7 HIGH DYNAMIC, 4.0 NM, 100 K, 4500 RPM, 1,41KW NATURAL COOLING, IM B5 (V1, V3) POWER/SIGNAL CONNECTORS CONNECTOR CAN BE ROTATED BY 270 DEGR. RESOLVER 2-POLE (RESOLVER P=1); SHAFT WITH FITTED KEY, TOLERANCE N; W/O HOLDING BRAKE DEGREE OF PROTECTION IP65 AS FLANGE IP67; PAINT FINISH RAL7016 | 1508 | TEM | 1 | MC | 7.703 | 1
1FK70447AH711TA8 | SIMOTICS S SYNCHRONOUS SERVOMOTOR, 1FK7 HIGH DYNAMIC, 4.0 NM, 100 K, 4500 RPM, 1,41KW NATURAL COOLING, IM B5 (V1, V3) POWER/SIGNAL CONNECTORS CONNECTOR CAN BE ROTATED BY 270 DEGR. RESOLVER 2-POLE (RESOLVER P=1); SHAFT WITH FITTED KEY, TOLERANCE N; W/O HOLDING BRAKE DEGREE OF PROTECTION IP65 IP67 D-END FLANGE; RAL7016 COATING; METALLIC RATING PLATE AT MOTOR | 1617 | TEM | 1 | MC | 7.703 | 1
1FK70447AH711TB0 | SIMOTICS S SYNCHRONOUS SERVOMOTOR, 1FK7 HIGH DYNAMIC, 4.0 NM, 100 K, 4500 RPM, 1,41KW NATURAL COOLING, IM B5 (V1, V3) POWER/SIGNAL CONNECTORS CONNECTOR CAN BE ROTATED BY 270 DEGR. RESOLVER 2-POLE (RESOLVER P=1); SHAFT WITH FITTED KEY, TOLERANCE N; WITH HOLDING BRAKE DEGREE OF PROTECTION IP64 | 1641 | TEM | 1 | MC | 8.302 | 1
1FK70447AH711TB2 | SIMOTICS S SYNCHRONOUS SERVOMOTOR, 1FK7 HIGH DYNAMIC, 4.0 NM, 100 K, 4500 RPM, 1,41KW NATURAL COOLING, IM B5 (V1, V3) POWER/SIGNAL CONNECTORS CONNECTOR CAN BE ROTATED BY 270 DEGR. RESOLVER 2-POLE (RESOLVER P=1); SHAFT WITH FITTED KEY, TOLERANCE N; WITH HOLDING BRAKE DEGREE OF PROTECTION IP65 FLANGE ON DRIVE END IP67 | 1742 | TEM | 1 | MC | 8.302 | 1
1FK70447AH711TB3 | SIMOTICS S SYNCHRONOUS SERVOMOTOR, 1FK7 HIGH DYNAMIC, 4.0 NM, 100 K, 4500 RPM, 1,41KW NATURAL COOLING, IM B5 (V1, V3) POWER/SIGNAL CONNECTORS CONNECTOR CAN BE ROTATED BY 270 DEGR. RESOLVER 2-POLE (RESOLVER P=1); SHAFT WITH FITTED KEY, TOLERANCE N; WITH HOLDING BRAKE DEGREE OF PROTECTION IP64; PAINT FINISH RAL7016 | 1690 | TEM | 1 | MC | 8.302 | 1
1FK70447AH711TB5 | SIMOTICS S SYNCHRONOUS SERVOMOTOR, 1FK7 HIGH DYNAMIC, 4.0 NM, 100 K, 4500 RPM, 1,41KW NATURAL COOLING, IM B5 (V1, V3) POWER/SIGNAL CONNECTORS CONNECTOR CAN BE ROTATED BY 270 DEGR. RESOLVER 2-POLE (RESOLVER P=1); SHAFT WITH FITTED KEY, TOLERANCE N; WITH HOLDING BRAKE DEGREE OF PROTECTION IP65 AS FLANGE IP67; PAINT FINISH RAL7016 | 1792 | TEM | 1 | MC | 8.302 | 1
1FK70447AH711TB8 | SIMOTICS S SYNCHRONOUS SERVOMOTOR, 1FK7 HIGH DYNAMIC, 4.0 NM, 100 K, 4500 RPM, 1,41KW NATURAL COOLING, IM B5 (V1, V3) POWER/SIGNAL CONNECTORS CONNECTOR CAN BE ROTATED BY 270 DEGR. RESOLVER 2-POLE (RESOLVER P=1); SHAFT WITH FITTED KEY, TOLERANCE N; WITH HOLDING BRAKE DEGREE OF PROTECTION IP65 IP67 D-END FLANGE; RAL7016 COATING; METALLIC RATING PLATE AT MOTOR | 1900 | TEM | 1 | MC | 8.302 | 1
1FK70447AH711TG0 | SIMOTICS S SYNCHRONOUS SERVOMOTOR, 1FK7 HIGH DYNAMIC, 4.0 NM, 100 K, 4500 RPM, 1,41KW NATURAL COOLING, IM B5 (V1, V3) POWER/SIGNAL CONNECTORS CONNECTOR CAN BE ROTATED BY 270 DEGR. RESOLVER 2-POLE (RESOLVER P=1); PLAIN SHAFT, TOLERANCE N; W/O HOLDING BRAKE DEGREE OF PROTECTION IP64 | 1264 | TEM | 1 | MC | 7.703 | 1
1FK70447AH711TG2 | SIMOTICS S SYNCHRONOUS SERVOMOTOR, 1FK7 HIGH DYNAMIC, 4.0 NM, 100 K, 4500 RPM, 1,41KW NATURAL COOLING, IM B5 (V1, V3) POWER/SIGNAL CONNECTORS CONNECTOR CAN BE ROTATED BY 270 DEGR. RESOLVER 2-POLE (RESOLVER P=1); PLAIN SHAFT, TOLERANCE N; W/O HOLDING BRAKE DEGREE OF PROTECTION IP65 FLANGE ON DRIVE END IP67 | 1365 | TEM | 1 | MC | 7.703 | 1
1FK70447AH711TG3 | SIMOTICS S SYNCHRONOUS SERVOMOTOR, 1FK7 HIGH DYNAMIC, 4.0 NM, 100 K, 4500 RPM, 1,41KW NATURAL COOLING, IM B5 (V1, V3) POWER/SIGNAL CONNECTORS CONNECTOR CAN BE ROTATED BY 270 DEGR. RESOLVER 2-POLE (RESOLVER P=1); PLAIN SHAFT, TOLERANCE N; W/O HOLDING BRAKE DEGREE OF PROTECTION IP64; PAINT FINISH RAL7016 | 1313 | TEM | 1 | MC | 7.703 | 1
1FK70447AH711TG5 | SIMOTICS S SYNCHRONOUS SERVOMOTOR, 1FK7 HIGH DYNAMIC, 4.0 NM, 100 K, 4500 RPM, 1,41KW NATURAL COOLING, IM B5 (V1, V3) POWER/SIGNAL CONNECTORS CONNECTOR CAN BE ROTATED BY 270 DEGR. RESOLVER 2-POLE (RESOLVER P=1); PLAIN SHAFT, TOLERANCE N; W/O HOLDING BRAKE DEGREE OF PROTECTION IP65 AS FLANGE IP67; PAINT FINISH RAL7016 | 1415 | TEM | 1 | MC | 7.703 | 1
1FK70447AH711TG8 | SIMOTICS S SYNCHRONOUS SERVOMOTOR, 1FK7 HIGH DYNAMIC, 4.0 NM, 100 K, 4500 RPM, 1,41KW NATURAL COOLING, IM B5 (V1, V3) POWER/SIGNAL CONNECTORS CONNECTOR CAN BE ROTATED BY 270 DEGR. RESOLVER 2-POLE (RESOLVER P=1); PLAIN SHAFT, TOLERANCE N; W/O HOLDING BRAKE DEGREE OF PROTECTION IP65 IP67 D-END FLANGE; RAL7016 COATING; METALLIC RATING PLATE AT MOTOR | 1523 | TEM | 1 | MC | 7.703 | 1
1FK70447AH711TH0 | SIMOTICS S SYNCHRONOUS SERVOMOTOR, 1FK7 HIGH DYNAMIC, 4.0 NM, 100 K, 4500 RPM, 1,41KW NATURAL COOLING, IM B5 (V1, V3) POWER/SIGNAL CONNECTORS CONNECTOR CAN BE ROTATED BY 270 DEGR. RESOLVER 2-POLE (RESOLVER P=1); PLAIN SHAFT, TOLERANCE N; WITH HOLDING BRAKE DEGREE OF PROTECTION IP64 | 1545 | TEM | 1 | MC | 8.302 | 1
1FK70447AH711TH2 | SIMOTICS S SYNCHRONOUS SERVOMOTOR, 1FK7 HIGH DYNAMIC, 4.0 NM, 100 K, 4500 RPM, 1,41KW NATURAL COOLING, IM B5 (V1, V3) POWER/SIGNAL CONNECTORS CONNECTOR CAN BE ROTATED BY 270 DEGR. RESOLVER 2-POLE (RESOLVER P=1); PLAIN SHAFT, TOLERANCE N; WITH HOLDING BRAKE DEGREE OF PROTECTION IP65 FLANGE ON DRIVE END IP67 | 1646 | TEM | 1 | MC | 8.302 | 1
1FK70447AH711TH3 | SIMOTICS S SYNCHRONOUS SERVOMOTOR, 1FK7 HIGH DYNAMIC, 4.0 NM, 100 K, 4500 RPM, 1,41KW NATURAL COOLING, IM B5 (V1, V3) POWER/SIGNAL CONNECTORS CONNECTOR CAN BE ROTATED BY 270 DEGR. RESOLVER 2-POLE (RESOLVER P=1); PLAIN SHAFT, TOLERANCE N; WITH HOLDING BRAKE DEGREE OF PROTECTION IP64; PAINT FINISH RAL7016 | 1594 | TEM | 1 | MC | 8.302 | 1
1FK70447AH711TH5 | SIMOTICS S SYNCHRONOUS SERVOMOTOR, 1FK7 HIGH DYNAMIC, 4.0 NM, 100 K, 4500 RPM, 1,41KW NATURAL COOLING, IM B5 (V1, V3) POWER/SIGNAL CONNECTORS CONNECTOR CAN BE ROTATED BY 270 DEGR. RESOLVER 2-POLE (RESOLVER P=1); PLAIN SHAFT, TOLERANCE N; WITH HOLDING BRAKE DEGREE OF PROTECTION IP65 AS FLANGE IP67; PAINT FINISH RAL7016 | 1696 | TEM | 1 | MC | 8.302 | 1
1FK70447AH711TH8 | SIMOTICS S SYNCHRONOUS SERVOMOTOR, 1FK7 HIGH DYNAMIC, 4.0 NM, 100 K, 4500 RPM, 1,41KW NATURAL COOLING, IM B5 (V1, V3) POWER/SIGNAL CONNECTORS CONNECTOR CAN BE ROTATED BY 270 DEGR. RESOLVER 2-POLE (RESOLVER P=1); PLAIN SHAFT, TOLERANCE N; WITH HOLDING BRAKE DEGREE OF PROTECTION IP65 IP67 D-END FLANGE; RAL7016 COATING; METALLIC RATING PLATE AT MOTOR | 1804 | TEM | 1 | MC | 8.302 | 1
1FK70447AH711UA0 | SIMOTICS S SYNCHRONOUS SERVOMOTOR, 1FK7 HIGH DYNAMIC, 4.0 NM, 100 K, 4500 RPM, 1,41KW NATURAL COOLING, IM B5 (V1, V3) POWER/SIGNAL CONNECTORS CONNECTOR CAN BE ROTATED BY 270 DEGR. RESOLVER MULTI-POLE (RESOLVER P=3) WITH DRIVE-CLIQ INTERFACE; SHAFT WITH FITTED KEY, TOLERANCE N; W/O HOLDING BRAKE DEGREE OF PROTECTION IP64 | 1619 | TEM | 1 | MC | 7.703 | 1
1FK70447AH711UA2 | SIMOTICS S SYNCHRONOUS SERVOMOTOR, 1FK7 HIGH DYNAMIC, 4.0 NM, 100 K, 4500 RPM, 1,41KW NATURAL COOLING, IM B5 (V1, V3) POWER/SIGNAL CONNECTORS CONNECTOR CAN BE ROTATED BY 270 DEGR. RESOLVER MULTI-POLE (RESOLVER P=3) WITH DRIVE-CLIQ INTERFACE; SHAFT WITH FITTED KEY, TOLERANCE N; W/O HOLDING BRAKE DEGREE OF PROTECTION IP65 FLANGE ON DRIVE END IP67 | 1721 | TEM | 1 | MC | 7.703 | 1
1FK70447AH711UA3 | SIMOTICS S SYNCHRONOUS SERVOMOTOR, 1FK7 HIGH DYNAMIC, 4.0 NM, 100 K, 4500 RPM, 1,41KW NATURAL COOLING, IM B5 (V1, V3) POWER/SIGNAL CONNECTORS CONNECTOR CAN BE ROTATED BY 270 DEGR. RESOLVER MULTI-POLE (RESOLVER P=3) WITH DRIVE-CLIQ INTERFACE; SHAFT WITH FITTED KEY, TOLERANCE N; W/O HOLDING BRAKE DEGREE OF PROTECTION IP64; PAINT FINISH RAL7016 | 1668 | TEM | 1 | MC | 7.703 | 1
1FK70447AH711UA5 | SIMOTICS S SYNCHRONOUS SERVOMOTOR, 1FK7 HIGH DYNAMIC, 4.0 NM, 100 K, 4500 RPM, 1,41KW NATURAL COOLING, IM B5 (V1, V3) POWER/SIGNAL CONNECTORS CONNECTOR CAN BE ROTATED BY 270 DEGR. RESOLVER MULTI-POLE (RESOLVER P=3) WITH DRIVE-CLIQ INTERFACE; SHAFT WITH FITTED KEY, TOLERANCE N; W/O HOLDING BRAKE DEGREE OF PROTECTION IP65 AS FLANGE IP67; PAINT FINISH RAL7016 | 1770 | TEM | 1 | MC | 7.703 | 1
1FK70447AH711UA8 | SIMOTICS S SYNCHRONOUS SERVOMOTOR, 1FK7 HIGH DYNAMIC, 4.0 NM, 100 K, 4500 RPM, 1,41KW NATURAL COOLING, IM B5 (V1, V3) POWER/SIGNAL CONNECTORS CONNECTOR CAN BE ROTATED BY 270 DEGR. RESOLVER MULTI-POLE (RESOLVER P=3) WITH DRIVE-CLIQ INTERFACE; SHAFT WITH FITTED KEY, TOLERANCE N; W/O HOLDING BRAKE DEGREE OF PROTECTION IP65 IP67 D-END FLANGE; RAL7016 COATING; METALLIC RATING PLATE AT MOTOR | 1879 | TEM | 1 | MC | 7.703 | 1
1FK70447AH711UB0 | SIMOTICS S SYNCHRONOUS SERVOMOTOR, 1FK7 HIGH DYNAMIC, 4.0 NM, 100 K, 4500 RPM, 1,41KW NATURAL COOLING, IM B5 (V1, V3) POWER/SIGNAL CONNECTORS CONNECTOR CAN BE ROTATED BY 270 DEGR. RESOLVER MULTI-POLE (RESOLVER P=3) WITH DRIVE-CLIQ INTERFACE; SHAFT WITH FITTED KEY, TOLERANCE N; WITH HOLDING BRAKE DEGREE OF PROTECTION IP64 | 1903 | TEM | 1 | MC | 8.302 | 1
1FK70447AH711UB2 | SIMOTICS S SYNCHRONOUS SERVOMOTOR, 1FK7 HIGH DYNAMIC, 4.0 NM, 100 K, 4500 RPM, 1,41KW NATURAL COOLING, IM B5 (V1, V3) POWER/SIGNAL CONNECTORS CONNECTOR CAN BE ROTATED BY 270 DEGR. RESOLVER MULTI-POLE (RESOLVER P=3) WITH DRIVE-CLIQ INTERFACE; SHAFT WITH FITTED KEY, TOLERANCE N; WITH HOLDING BRAKE DEGREE OF PROTECTION IP65 FLANGE ON DRIVE END IP67 | 2004 | TEM | 1 | MC | 8.302 | 1
1FK70447AH711UB3 | SIMOTICS S SYNCHRONOUS SERVOMOTOR, 1FK7 HIGH DYNAMIC, 4.0 NM, 100 K, 4500 RPM, 1,41KW NATURAL COOLING, IM B5 (V1, V3) POWER/SIGNAL CONNECTORS CONNECTOR CAN BE ROTATED BY 270 DEGR. RESOLVER MULTI-POLE (RESOLVER P=3) WITH DRIVE-CLIQ INTERFACE; SHAFT WITH FITTED KEY, TOLERANCE N; WITH HOLDING BRAKE DEGREE OF PROTECTION IP64; PAINT FINISH RAL7016 | 1952 | TEM | 1 | MC | 8.302 | 1
1FK70447AH711UB5 | SIMOTICS S SYNCHRONOUS SERVOMOTOR, 1FK7 HIGH DYNAMIC, 4.0 NM, 100 K, 4500 RPM, 1,41KW NATURAL COOLING, IM B5 (V1, V3) POWER/SIGNAL CONNECTORS CONNECTOR CAN BE ROTATED BY 270 DEGR. RESOLVER MULTI-POLE (RESOLVER P=3) WITH DRIVE-CLIQ INTERFACE; SHAFT WITH FITTED KEY, TOLERANCE N; WITH HOLDING BRAKE DEGREE OF PROTECTION IP65 AS FLANGE IP67; PAINT FINISH RAL7016 | 2053 | TEM | 1 | MC | 8.302 | 1
1FK70447AH711UB8 | SIMOTICS S SYNCHRONOUS SERVOMOTOR, 1FK7 HIGH DYNAMIC, 4.0 NM, 100 K, 4500 RPM, 1,41KW NATURAL COOLING, IM B5 (V1, V3) POWER/SIGNAL CONNECTORS CONNECTOR CAN BE ROTATED BY 270 DEGR. RESOLVER MULTI-POLE (RESOLVER P=3) WITH DRIVE-CLIQ INTERFACE; SHAFT WITH FITTED KEY, TOLERANCE N; WITH HOLDING BRAKE DEGREE OF PROTECTION IP65 IP67 D-END FLANGE; RAL7016 COATING; METALLIC RATING PLATE AT MOTOR | 2162 | TEM | 1 | MC | 8.302 | 1
1FK70447AH711UG0 | SIMOTICS S SYNCHRONOUS SERVOMOTOR, 1FK7 HIGH DYNAMIC, 4.0 NM, 100 K, 4500 RPM, 1,41KW NATURAL COOLING, IM B5 (V1, V3) POWER/SIGNAL CONNECTORS CONNECTOR CAN BE ROTATED BY 270 DEGR. RESOLVER MULTI-POLE (RESOLVER P=3) WITH DRIVE-CLIQ INTERFACE; PLAIN SHAFT, TOLERANCE N; W/O HOLDING BRAKE DEGREE OF PROTECTION IP64 | 1526 | TEM | 1 | MC | 7.703 | 1
1FK70447AH711UG2 | SIMOTICS S SYNCHRONOUS SERVOMOTOR, 1FK7 HIGH DYNAMIC, 4.0 NM, 100 K, 4500 RPM, 1,41KW NATURAL COOLING, IM B5 (V1, V3) POWER/SIGNAL CONNECTORS CONNECTOR CAN BE ROTATED BY 270 DEGR. RESOLVER MULTI-POLE (RESOLVER P=3) WITH DRIVE-CLIQ INTERFACE; PLAIN SHAFT, TOLERANCE N; W/O HOLDING BRAKE DEGREE OF PROTECTION IP65 FLANGE ON DRIVE END IP67 | 1627 | TEM | 1 | MC | 7.703 | 1
1FK70447AH711UG3 | SIMOTICS S SYNCHRONOUS SERVOMOTOR, 1FK7 HIGH DYNAMIC, 4.0 NM, 100 K, 4500 RPM, 1,41KW NATURAL COOLING, IM B5 (V1, V3) POWER/SIGNAL CONNECTORS CONNECTOR CAN BE ROTATED BY 270 DEGR. RESOLVER MULTI-POLE (RESOLVER P=3) WITH DRIVE-CLIQ INTERFACE; PLAIN SHAFT, TOLERANCE N; W/O HOLDING BRAKE DEGREE OF PROTECTION IP64; PAINT FINISH RAL7016 | 1575 | TEM | 1 | MC | 7.703 | 1
1FK70447AH711UG5 | SIMOTICS S SYNCHRONOUS SERVOMOTOR, 1FK7 HIGH DYNAMIC, 4.0 NM, 100 K, 4500 RPM, 1,41KW NATURAL COOLING, IM B5 (V1, V3) POWER/SIGNAL CONNECTORS CONNECTOR CAN BE ROTATED BY 270 DEGR. RESOLVER MULTI-POLE (RESOLVER P=3) WITH DRIVE-CLIQ INTERFACE; PLAIN SHAFT, TOLERANCE N; W/O HOLDING BRAKE DEGREE OF PROTECTION IP65 AS FLANGE IP67; PAINT FINISH RAL7016 | 1676 | TEM | 1 | MC | 7.703 | 1
1FK70447AH711UG8 | SIMOTICS S SYNCHRONOUS SERVOMOTOR, 1FK7 HIGH DYNAMIC, 4.0 NM, 100 K, 4500 RPM, 1,41KW NATURAL COOLING, IM B5 (V1, V3) POWER/SIGNAL CONNECTORS CONNECTOR CAN BE ROTATED BY 270 DEGR. RESOLVER MULTI-POLE (RESOLVER P=3) WITH DRIVE-CLIQ INTERFACE; PLAIN SHAFT, TOLERANCE N; W/O HOLDING BRAKE DEGREE OF PROTECTION IP65 IP67 D-END FLANGE; RAL7016 COATING; METALLIC RATING PLATE AT MOTOR | 1785 | TEM | 1 | MC | 7.703 | 1
1FK70447AH711UH0 | SIMOTICS S SYNCHRONOUS SERVOMOTOR, 1FK7 HIGH DYNAMIC, 4.0 NM, 100 K, 4500 RPM, 1,41KW NATURAL COOLING, IM B5 (V1, V3) POWER/SIGNAL CONNECTORS CONNECTOR CAN BE ROTATED BY 270 DEGR. RESOLVER MULTI-POLE (RESOLVER P=3) WITH DRIVE-CLIQ INTERFACE; PLAIN SHAFT, TOLERANCE N; WITH HOLDING BRAKE DEGREE OF PROTECTION IP64 | 1807 | TEM | 1 | MC | 8.302 | 1
1FK70447AH711UH2 | SIMOTICS S SYNCHRONOUS SERVOMOTOR, 1FK7 HIGH DYNAMIC, 4.0 NM, 100 K, 4500 RPM, 1,41KW NATURAL COOLING, IM B5 (V1, V3) POWER/SIGNAL CONNECTORS CONNECTOR CAN BE ROTATED BY 270 DEGR. RESOLVER MULTI-POLE (RESOLVER P=3) WITH DRIVE-CLIQ INTERFACE; PLAIN SHAFT, TOLERANCE N; WITH HOLDING BRAKE DEGREE OF PROTECTION IP65 FLANGE ON DRIVE END IP67 | 1908 | TEM | 1 | MC | 8.302 | 1
1FK70447AH711UH3 | SIMOTICS S SYNCHRONOUS SERVOMOTOR, 1FK7 HIGH DYNAMIC, 4.0 NM, 100 K, 4500 RPM, 1,41KW NATURAL COOLING, IM B5 (V1, V3) POWER/SIGNAL CONNECTORS CONNECTOR CAN BE ROTATED BY 270 DEGR. RESOLVER MULTI-POLE (RESOLVER P=3) WITH DRIVE-CLIQ INTERFACE; PLAIN SHAFT, TOLERANCE N; WITH HOLDING BRAKE DEGREE OF PROTECTION IP64; PAINT FINISH RAL7016 | 1856 | TEM | 1 | MC | 8.302 | 1
1FK70447AH711UH5 | SIMOTICS S SYNCHRONOUS SERVOMOTOR, 1FK7 HIGH DYNAMIC, 4.0 NM, 100 K, 4500 RPM, 1,41KW NATURAL COOLING, IM B5 (V1, V3) POWER/SIGNAL CONNECTORS CONNECTOR CAN BE ROTATED BY 270 DEGR. RESOLVER MULTI-POLE (RESOLVER P=3) WITH DRIVE-CLIQ INTERFACE; PLAIN SHAFT, TOLERANCE N; WITH HOLDING BRAKE DEGREE OF PROTECTION IP65 AS FLANGE IP67; PAINT FINISH RAL7016 | 1957 | TEM | 1 | MC | 8.302 | 1
1FK70447AH711UH8 | SIMOTICS S SYNCHRONOUS SERVOMOTOR, 1FK7 HIGH DYNAMIC, 4.0 NM, 100 K, 4500 RPM, 1,41KW NATURAL COOLING, IM B5 (V1, V3) POWER/SIGNAL CONNECTORS CONNECTOR CAN BE ROTATED BY 270 DEGR. RESOLVER MULTI-POLE (RESOLVER P=3) WITH DRIVE-CLIQ INTERFACE; PLAIN SHAFT, TOLERANCE N; WITH HOLDING BRAKE DEGREE OF PROTECTION IP65 IP67 D-END FLANGE; RAL7016 COATING; METALLIC RATING PLATE AT MOTOR | 2066 | TEM | 1 | MC | 8.302 | 1
1FK70602AC711AA0 | SIMOTICS S SYNCHRONOUS MOTOR 1FK7-CT PN=1,1 KW; UZK=600V M0=6NM (100K); NN=2000RPM; NATURAL AIR COOLING, FRAME SIZE IMB 5 (IM V1, IM V3) FLANGE 1, WITH KTY TEMPERATURESENSOR POWER CONNECTOR ROTATABLE INCREMENTAL ENCODER SIN/COS 1VPP;2048 S/R W. C-AND D-SPUR (ENCODER IC2048S/R) SHAFT WITH FITTED KEY, TOLERANCE N; W/O HOLDING BRAKE PROTECTION CLASS IP64; | 1935 | TEM | 1 | MC | 7.101 | 1
1FK70602AC711AA1 | SIMOTICS S SYNCHRONOUS MOTOR 1FK7-CT PN=1,1 KW; UZK=600V M0=6NM (100K); NN=2000RPM; NATURAL AIR COOLING, FRAME SIZE IMB 5 (IM V1, IM V3) FLANGE 1, WITH KTY TEMPERATURESENSOR POWER CONNECTOR ROTATABLE INCREMENTAL ENCODER SIN/COS 1VPP;2048 S/R W. C-AND D-SPUR (ENCODER IC2048S/R) SHAFT WITH FITTED KEY, TOLERANCE N; W/O HOLDING BRAKE PROTECTION CLASS IP65, | 2029 | TEM | 1 | MC | 7.101 | 1
1FK70602AC711AA2 | SIMOTICS S SYNCHRONOUS MOTOR 1FK7-CT PN=1,1 KW; UZK=600V M0=6NM (100K); NN=2000RPM; NATURAL AIR COOLING, FRAME SIZE IMB 5 (IM V1, IM V3) FLANGE 1, WITH KTY TEMPERATURESENSOR POWER CONNECTOR ROTATABLE INCREMENTAL ENCODER SIN/COS 1VPP;2048 S/R W. C-AND D-SPUR (ENCODER IC2048S/R) SHAFT WITH FITTED KEY, TOLERANCE N; W/O HOLDING BRAKE PROTECTION CLASS IP65, FLANGE ON DRIVE END IP67; | 2029 | TEM | 1 | MC | 7.101 | 1
1FK70602AC711AB0 | SIMOTICS S SYNCHRONOUS MOTOR 1FK7-CT PN=1,1 KW; UZK=600V M0=6NM (100K); NN=2000RPM; NATURAL AIR COOLING, FRAME SIZE IMB 5 (IM V1, IM V3) FLANGE 1, WITH KTY TEMPERATURESENSOR POWER CONNECTOR ROTATABLE INCREMENTAL ENCODER SIN/COS 1VPP;2048 S/R W. C-AND D-SPUR (ENCODER IC2048S/R) SHAFT WITH FITTED KEY, TOLERANCE N; WITH HOLDING BRAKE PROTECTION CLASS IP64; | 2238 | TEM | 1 | MC | 7.4 | 1
1FK70602AC711AB1 | SIMOTICS S SYNCHRONOUS MOTOR 1FK7-CT PN=1,1 KW; UZK=600V M0=6NM (100K); NN=2000RPM; NATURAL AIR COOLING, FRAME SIZE IMB 5 (IM V1, IM V3) FLANGE 1, WITH KTY TEMPERATURESENSOR POWER CONNECTOR ROTATABLE INCREMENTAL ENCODER SIN/COS 1VPP;2048 S/R W. C-AND D-SPUR (ENCODER IC2048S/R) SHAFT WITH FITTED KEY, TOLERANCE N; WITH HOLDING BRAKE PROTECTION CLASS IP65, | 2332 | TEM | 1 | MC | 7.4 | 1
1FK70602AC711AB2 | SIMOTICS S SYNCHRONOUS MOTOR 1FK7-CT PN=1,1 KW; UZK=600V M0=6NM (100K); NN=2000RPM; NATURAL AIR COOLING, FRAME SIZE IMB 5 (IM V1, IM V3) FLANGE 1, WITH KTY TEMPERATURESENSOR POWER CONNECTOR ROTATABLE INCREMENTAL ENCODER SIN/COS 1VPP;2048 S/R W. C-AND D-SPUR (ENCODER IC2048S/R) SHAFT WITH FITTED KEY, TOLERANCE N; WITH HOLDING BRAKE PROTECTION CLASS IP65, FLANGE ON DRIVE END IP67; | 2332 | TEM | 1 | MC | 7.4 | 1
1FK70602AC711AG0 | SIMOTICS S SYNCHRONOUS MOTOR 1FK7-CT PN=1,1 KW; UZK=600V M0=6NM (100K); NN=2000RPM; NATURAL AIR COOLING, FRAME SIZE IMB 5 (IM V1, IM V3) FLANGE 1, WITH KTY TEMPERATURESENSOR POWER CONNECTOR ROTATABLE INCREMENTAL ENCODER SIN/COS 1VPP;2048 S/R W. C-AND D-SPUR (ENCODER IC2048S/R) PLAIN SHAFT, TOLERANCE N; W/O HOLDING BRAKE PROTECTION CLASS IP64; | 1849 | TEM | 1 | MC | 7.101 | 1
1FK70602AC711AG1 | SIMOTICS S SYNCHRONOUS MOTOR 1FK7-CT PN=1,1 KW; UZK=600V M0=6NM (100K); NN=2000RPM; NATURAL AIR COOLING, FRAME SIZE IMB 5 (IM V1, IM V3) FLANGE 1, WITH KTY TEMPERATURESENSOR POWER CONNECTOR ROTATABLE INCREMENTAL ENCODER SIN/COS 1VPP;2048 S/R W. C-AND D-SPUR (ENCODER IC2048S/R) PLAIN SHAFT, TOLERANCE N; W/O HOLDING BRAKE PROTECTION CLASS IP65, | 1943 | TEM | 1 | MC | 7.101 | 1
1FK70602AC711AG2 | SIMOTICS S SYNCHRONOUS MOTOR 1FK7-CT PN=1,1 KW; UZK=600V M0=6NM (100K); NN=2000RPM; NATURAL AIR COOLING, FRAME SIZE IMB 5 (IM V1, IM V3) FLANGE 1, WITH KTY TEMPERATURESENSOR POWER CONNECTOR ROTATABLE INCREMENTAL ENCODER SIN/COS 1VPP;2048 S/R W. C-AND D-SPUR (ENCODER IC2048S/R) PLAIN SHAFT, TOLERANCE N; W/O HOLDING BRAKE PROTECTION CLASS IP65, FLANGE ON DRIVE END IP67; | 1943 | TEM | 1 | MC | 7.101 | 1
1FK70602AC711AH0 | SIMOTICS S SYNCHRONOUS MOTOR 1FK7-CT PN=1,1 KW; UZK=600V M0=6NM (100K); NN=2000RPM; NATURAL AIR COOLING, FRAME SIZE IMB 5 (IM V1, IM V3) FLANGE 1, WITH KTY TEMPERATURESENSOR POWER CONNECTOR ROTATABLE INCREMENTAL ENCODER SIN/COS 1VPP;2048 S/R W. C-AND D-SPUR (ENCODER IC2048S/R) PLAIN SHAFT, TOLERANCE N; WITH HOLDING BRAKE PROTECTION CLASS IP64; | 2154 | TEM | 1 | MC | 7.4 | 1
1FK70602AC711AH1 | SIMOTICS S SYNCHRONOUS MOTOR 1FK7-CT PN=1,1 KW; UZK=600V M0=6NM (100K); NN=2000RPM; NATURAL AIR COOLING, FRAME SIZE IMB 5 (IM V1, IM V3) FLANGE 1, WITH KTY TEMPERATURESENSOR POWER CONNECTOR ROTATABLE INCREMENTAL ENCODER SIN/COS 1VPP;2048 S/R W. C-AND D-SPUR (ENCODER IC2048S/R) PLAIN SHAFT, TOLERANCE N; WITH HOLDING BRAKE PROTECTION CLASS IP65, | 2248 | TEM | 1 | MC | 7.4 | 1
1FK70602AC711AH2 | SIMOTICS S SYNCHRONOUS MOTOR 1FK7-CT PN=1,1 KW; UZK=600V M0=6NM (100K); NN=2000RPM; NATURAL AIR COOLING, FRAME SIZE IMB 5 (IM V1, IM V3) FLANGE 1, WITH KTY TEMPERATURESENSOR POWER CONNECTOR ROTATABLE INCREMENTAL ENCODER SIN/COS 1VPP;2048 S/R W. C-AND D-SPUR (ENCODER IC2048S/R) PLAIN SHAFT, TOLERANCE N; WITH HOLDING BRAKE PROTECTION CLASS IP65, FLANGE ON DRIVE END IP67; | 2248 | TEM | 1 | MC | 7.4 | 1
1FK70602AC711BA0 | SIMOTICS S SYNCHRONOUS MOTOR 1FK7-CT PN=1,1 KW; UZK=600V M0=6NM (100K); NN=2000RPM; NATURAL AIR COOLING, FRAME SIZE IMB 5 (IM V1, IM V3) FLANGE 1 POWER CONNECTOR ROTATABLE ABSOLUTE ENCODER SINGLETURN 24 BIT WITH DRIVE CLIQ INTERFACE (ENCODER AS24DQI) SHAFT WITH FITTED KEY, TOLERANCE N; W/O HOLDING BRAKE PROTECTION CLASS IP64; | 2176 | TEM | 1 | MC | 7.101 | 1
1FK70602AC711BA1 | SIMOTICS S SYNCHRONOUS MOTOR 1FK7-CT PN=1,1 KW; UZK=600V M0=6NM (100K); NN=2000RPM; NATURAL AIR COOLING, FRAME SIZE IMB 5 (IM V1, IM V3) FLANGE 1 POWER CONNECTOR ROTATABLE ABSOLUTE ENCODER SINGLETURN 24 BIT WITH DRIVE CLIQ INTERFACE (ENCODER AS24DQI) SHAFT WITH FITTED KEY, TOLERANCE N; W/O HOLDING BRAKE PROTECTION CLASS IP65, | 2270 | TEM | 1 | MC | 7.101 | 1
1FK70602AC711BA2 | SIMOTICS S SYNCHRONOUS MOTOR 1FK7-CT PN=1,1 KW; UZK=600V M0=6NM (100K); NN=2000RPM; NATURAL AIR COOLING, FRAME SIZE IMB 5 (IM V1, IM V3) FLANGE 1 POWER CONNECTOR ROTATABLE ABSOLUTE ENCODER SINGLETURN 24 BIT WITH DRIVE CLIQ INTERFACE (ENCODER AS24DQI) SHAFT WITH FITTED KEY, TOLERANCE N; W/O HOLDING BRAKE PROTECTION CLASS IP65, FLANGE ON DRIVE END IP67; | 2270 | TEM | 1 | MC | 7.101 | 1
1FK70602AC711BB0 | SIMOTICS S SYNCHRONOUS MOTOR 1FK7-CT PN=1,1 KW; UZK=600V M0=6NM (100K); NN=2000RPM; NATURAL AIR COOLING, FRAME SIZE IMB 5 (IM V1, IM V3) FLANGE 1 POWER CONNECTOR ROTATABLE ABSOLUTE ENCODER SINGLETURN 24 BIT WITH DRIVE CLIQ INTERFACE (ENCODER AS24DQI) SHAFT WITH FITTED KEY, TOLERANCE N; WITH HOLDING BRAKE PROTECTION CLASS IP64; | 2479 | TEM | 1 | MC | 7.4 | 1
1FK70602AC711BB1 | SIMOTICS S SYNCHRONOUS MOTOR 1FK7-CT PN=1,1 KW; UZK=600V M0=6NM (100K); NN=2000RPM; NATURAL AIR COOLING, FRAME SIZE IMB 5 (IM V1, IM V3) FLANGE 1 POWER CONNECTOR ROTATABLE ABSOLUTE ENCODER SINGLETURN 24 BIT WITH DRIVE CLIQ INTERFACE (ENCODER AS24DQI) SHAFT WITH FITTED KEY, TOLERANCE N; WITH HOLDING BRAKE PROTECTION CLASS IP65, | 2573 | TEM | 1 | MC | 7.4 | 1
1FK70602AC711BB2 | SIMOTICS S SYNCHRONOUS MOTOR 1FK7-CT PN=1,1 KW; UZK=600V M0=6NM (100K); NN=2000RPM; NATURAL AIR COOLING, FRAME SIZE IMB 5 (IM V1, IM V3) FLANGE 1 POWER CONNECTOR ROTATABLE ABSOLUTE ENCODER SINGLETURN 24 BIT WITH DRIVE CLIQ INTERFACE (ENCODER AS24DQI) SHAFT WITH FITTED KEY, TOLERANCE N; WITH HOLDING BRAKE PROTECTION CLASS IP65, FLANGE ON DRIVE END IP67; | 2573 | TEM | 1 | MC | 7.4 | 1
1FK70602AC711BG0 | SIMOTICS S SYNCHRONOUS MOTOR 1FK7-CT PN=1,1 KW; UZK=600V M0=6NM (100K); NN=2000RPM; NATURAL AIR COOLING, FRAME SIZE IMB 5 (IM V1, IM V3) FLANGE 1 POWER CONNECTOR ROTATABLE ABSOLUTE ENCODER SINGLETURN 24 BIT WITH DRIVE CLIQ INTERFACE (ENCODER AS24DQI) PLAIN SHAFT, TOLERANCE N; W/O HOLDING BRAKE PROTECTION CLASS IP64; | 2090 | TEM | 1 | MC | 7.101 | 1
1FK70602AC711BG1 | SIMOTICS S SYNCHRONOUS MOTOR 1FK7-CT PN=1,1 KW; UZK=600V M0=6NM (100K); NN=2000RPM; NATURAL AIR COOLING, FRAME SIZE IMB 5 (IM V1, IM V3) FLANGE 1 POWER CONNECTOR ROTATABLE ABSOLUTE ENCODER SINGLETURN 24 BIT WITH DRIVE CLIQ INTERFACE (ENCODER AS24DQI) PLAIN SHAFT, TOLERANCE N; W/O HOLDING BRAKE PROTECTION CLASS IP65, | 2184 | TEM | 1 | MC | 7.101 | 1
1FK70602AC711BG2 | SIMOTICS S SYNCHRONOUS MOTOR 1FK7-CT PN=1,1 KW; UZK=600V M0=6NM (100K); NN=2000RPM; NATURAL AIR COOLING, FRAME SIZE IMB 5 (IM V1, IM V3) FLANGE 1 POWER CONNECTOR ROTATABLE ABSOLUTE ENCODER SINGLETURN 24 BIT WITH DRIVE CLIQ INTERFACE (ENCODER AS24DQI) PLAIN SHAFT, TOLERANCE N; W/O HOLDING BRAKE PROTECTION CLASS IP65, FLANGE ON DRIVE END IP67; | 2184 | TEM | 1 | MC | 7.101 | 1
1FK70602AC711BH0 | SIMOTICS S SYNCHRONOUS MOTOR 1FK7-CT PN=1,1 KW; UZK=600V M0=6NM (100K); NN=2000RPM; NATURAL AIR COOLING, FRAME SIZE IMB 5 (IM V1, IM V3) FLANGE 1 POWER CONNECTOR ROTATABLE ABSOLUTE ENCODER SINGLETURN 24 BIT WITH DRIVE CLIQ INTERFACE (ENCODER AS24DQI) PLAIN SHAFT, TOLERANCE N; WITH HOLDING BRAKE PROTECTION CLASS IP64; | 2395 | TEM | 1 | MC | 7.4 | 1
1FK70602AC711BH1 | SIMOTICS S SYNCHRONOUS MOTOR 1FK7-CT PN=1,1 KW; UZK=600V M0=6NM (100K); NN=2000RPM; NATURAL AIR COOLING, FRAME SIZE IMB 5 (IM V1, IM V3) FLANGE 1 POWER CONNECTOR ROTATABLE ABSOLUTE ENCODER SINGLETURN 24 BIT WITH DRIVE CLIQ INTERFACE (ENCODER AS24DQI) PLAIN SHAFT, TOLERANCE N; WITH HOLDING BRAKE PROTECTION CLASS IP65, | 2489 | TEM | 1 | MC | 7.4 | 1
1FK70602AC711BH2 | SIMOTICS S SYNCHRONOUS MOTOR 1FK7-CT PN=1,1 KW; UZK=600V M0=6NM (100K); NN=2000RPM; NATURAL AIR COOLING, FRAME SIZE IMB 5 (IM V1, IM V3) FLANGE 1 POWER CONNECTOR ROTATABLE ABSOLUTE ENCODER SINGLETURN 24 BIT WITH DRIVE CLIQ INTERFACE (ENCODER AS24DQI) PLAIN SHAFT, TOLERANCE N; WITH HOLDING BRAKE PROTECTION CLASS IP65, FLANGE ON DRIVE END IP67; | 2489 | TEM | 1 | MC | 7.4 | 1
1FK70602AC711CA0 | SIMOTICS S SYNCHRONOUS MOTOR 1FK7-CT PN=1,1 KW; UZK=600V M0=6NM (100K); NN=2000RPM; NATURAL AIR COOLING, FRAME SIZE IMB 5 (IM V1, IM V3) FLANGE 1 POWER CONNECTOR ROTATABLE ABSOLUTE ENCODER 24 BIT + 12 BIT MULTITURN WITH DRIVE-CLIQ INTERFACE (ENCODER AM24DQI) SHAFT WITH FITTED KEY, TOLERANCE N; W/O HOLDING BRAKE PROTECTION CLASS IP64; | 2546 | TEM | 1 | MC | 7.101 | 1
1FK70602AC711CA1 | SIMOTICS S SYNCHRONOUS MOTOR 1FK7-CT PN=1,1 KW; UZK=600V M0=6NM (100K); NN=2000RPM; NATURAL AIR COOLING, FRAME SIZE IMB 5 (IM V1, IM V3) FLANGE 1 POWER CONNECTOR ROTATABLE ABSOLUTE ENCODER 24 BIT + 12 BIT MULTITURN WITH DRIVE-CLIQ INTERFACE (ENCODER AM24DQI) SHAFT WITH FITTED KEY, TOLERANCE N; W/O HOLDING BRAKE PROTECTION CLASS IP65, | 2639 | TEM | 1 | MC | 7.101 | 1
1FK70602AC711CA2 | SIMOTICS S SYNCHRONOUS MOTOR 1FK7-CT PN=1,1 KW; UZK=600V M0=6NM (100K); NN=2000RPM; NATURAL AIR COOLING, FRAME SIZE IMB 5 (IM V1, IM V3) FLANGE 1 POWER CONNECTOR ROTATABLE ABSOLUTE ENCODER 24 BIT + 12 BIT MULTITURN WITH DRIVE-CLIQ INTERFACE (ENCODER AM24DQI) SHAFT WITH FITTED KEY, TOLERANCE N; W/O HOLDING BRAKE PROTECTION CLASS IP65, FLANGE ON DRIVE END IP67; | 2639 | TEM | 1 | MC | 7.101 | 1
1FK70602AC711CB0 | SIMOTICS S SYNCHRONOUS MOTOR 1FK7-CT PN=1,1 KW; UZK=600V M0=6NM (100K); NN=2000RPM; NATURAL AIR COOLING, FRAME SIZE IMB 5 (IM V1, IM V3) FLANGE 1 POWER CONNECTOR ROTATABLE ABSOLUTE ENCODER 24 BIT + 12 BIT MULTITURN WITH DRIVE-CLIQ INTERFACE (ENCODER AM24DQI) SHAFT WITH FITTED KEY, TOLERANCE N; WITH HOLDING BRAKE PROTECTION CLASS IP64; | 2849 | TEM | 1 | MC | 7.4 | 1
1FK70602AC711CB1 | SIMOTICS S SYNCHRONOUS MOTOR 1FK7-CT PN=1,1 KW; UZK=600V M0=6NM (100K); NN=2000RPM; NATURAL AIR COOLING, FRAME SIZE IMB 5 (IM V1, IM V3) FLANGE 1 POWER CONNECTOR ROTATABLE ABSOLUTE ENCODER 24 BIT + 12 BIT MULTITURN WITH DRIVE-CLIQ INTERFACE (ENCODER AM24DQI) SHAFT WITH FITTED KEY, TOLERANCE N; WITH HOLDING BRAKE PROTECTION CLASS IP65, | 2942 | TEM | 1 | MC | 7.4 | 1
1FK70602AC711CB2 | SIMOTICS S SYNCHRONOUS MOTOR 1FK7-CT PN=1,1 KW; UZK=600V M0=6NM (100K); NN=2000RPM; NATURAL AIR COOLING, FRAME SIZE IMB 5 (IM V1, IM V3) FLANGE 1 POWER CONNECTOR ROTATABLE ABSOLUTE ENCODER 24 BIT + 12 BIT MULTITURN WITH DRIVE-CLIQ INTERFACE (ENCODER AM24DQI) SHAFT WITH FITTED KEY, TOLERANCE N; WITH HOLDING BRAKE PROTECTION CLASS IP65, FLANGE ON DRIVE END IP67; | 2942 | TEM | 1 | MC | 7.4 | 1
1FK70602AC711CG0 | SIMOTICS S SYNCHRONOUS MOTOR 1FK7-CT PN=1,1 KW; UZK=600V M0=6NM (100K); NN=2000RPM; NATURAL AIR COOLING, FRAME SIZE IMB 5 (IM V1, IM V3) FLANGE 1 POWER CONNECTOR ROTATABLE ABSOLUTE ENCODER 24 BIT + 12 BIT MULTITURN WITH DRIVE-CLIQ INTERFACE (ENCODER AM24DQI) PLAIN SHAFT, TOLERANCE N; W/O HOLDING BRAKE PROTECTION CLASS IP64; | 2459 | TEM | 1 | MC | 7.101 | 1
1FK70602AC711CG1 | SIMOTICS S SYNCHRONOUS MOTOR 1FK7-CT PN=1,1 KW; UZK=600V M0=6NM (100K); NN=2000RPM; NATURAL AIR COOLING, FRAME SIZE IMB 5 (IM V1, IM V3) FLANGE 1 POWER CONNECTOR ROTATABLE ABSOLUTE ENCODER 24 BIT + 12 BIT MULTITURN WITH DRIVE-CLIQ INTERFACE (ENCODER AM24DQI) PLAIN SHAFT, TOLERANCE N; W/O HOLDING BRAKE PROTECTION CLASS IP65, | 2553 | TEM | 1 | MC | 7.101 | 1
1FK70602AC711CG2 | SIMOTICS S SYNCHRONOUS MOTOR 1FK7-CT PN=1,1 KW; UZK=600V M0=6NM (100K); NN=2000RPM; NATURAL AIR COOLING, FRAME SIZE IMB 5 (IM V1, IM V3) FLANGE 1 POWER CONNECTOR ROTATABLE ABSOLUTE ENCODER 24 BIT + 12 BIT MULTITURN WITH DRIVE-CLIQ INTERFACE (ENCODER AM24DQI) PLAIN SHAFT, TOLERANCE N; W/O HOLDING BRAKE PROTECTION CLASS IP65, FLANGE ON DRIVE END IP67; | 2553 | TEM | 1 | MC | 7.101 | 1
1FK70602AC711CH0 | SIMOTICS S SYNCHRONOUS MOTOR 1FK7-CT PN=1,1 KW; UZK=600V M0=6NM (100K); NN=2000RPM; NATURAL AIR COOLING, FRAME SIZE IMB 5 (IM V1, IM V3) FLANGE 1 POWER CONNECTOR ROTATABLE ABSOLUTE ENCODER 24 BIT + 12 BIT MULTITURN WITH DRIVE-CLIQ INTERFACE (ENCODER AM24DQI) PLAIN SHAFT, TOLERANCE N; WITH HOLDING BRAKE PROTECTION CLASS IP64; | 2765 | TEM | 1 | MC | 7.4 | 1
1FK70602AC711CH1 | SIMOTICS S SYNCHRONOUS MOTOR 1FK7-CT PN=1,1 KW; UZK=600V M0=6NM (100K); NN=2000RPM; NATURAL AIR COOLING, FRAME SIZE IMB 5 (IM V1, IM V3) FLANGE 1 POWER CONNECTOR ROTATABLE ABSOLUTE ENCODER 24 BIT + 12 BIT MULTITURN WITH DRIVE-CLIQ INTERFACE (ENCODER AM24DQI) PLAIN SHAFT, TOLERANCE N; WITH HOLDING BRAKE PROTECTION CLASS IP65, | 2858 | TEM | 1 | MC | 7.4 | 1
1FK70602AC711CH2 | SIMOTICS S SYNCHRONOUS MOTOR 1FK7-CT PN=1,1 KW; UZK=600V M0=6NM (100K); NN=2000RPM; NATURAL AIR COOLING, FRAME SIZE IMB 5 (IM V1, IM V3) FLANGE 1 POWER CONNECTOR ROTATABLE ABSOLUTE ENCODER 24 BIT + 12 BIT MULTITURN WITH DRIVE-CLIQ INTERFACE (ENCODER AM24DQI) PLAIN SHAFT, TOLERANCE N; WITH HOLDING BRAKE PROTECTION CLASS IP65, FLANGE ON DRIVE END IP67; | 2858 | TEM | 1 | MC | 7.4 | 1
1FK70602AC711DA0 | SIMOTICS S SYNCHRONOUS MOTOR 1FK7-CT PN=1,1 KW; UZK=600V M0=6NM (100K); NN=2000RPM; NATURAL AIR COOLING, FRAME SIZE IMB 5 (IM V1, IM V3) FLANGE 1 POWER CONNECTOR ROTATABLE INCREMENTAL ENCODER 22 BIT WITH DRIVE-CLIQ INTERFACE (ENCODER IC22DQ) SHAFT WITH FITTED KEY, TOLERANCE N; W/O HOLDING BRAKE PROTECTION CLASS IP64; | 2257 | TEM | 1 | MC | 7.102 | 1
1FK70602AC711DA1 | SIMOTICS S SYNCHRONOUS MOTOR 1FK7-CT PN=1,1 KW; UZK=600V M0=6NM (100K); NN=2000RPM; NATURAL AIR COOLING, FRAME SIZE IMB 5 (IM V1, IM V3) FLANGE 1 POWER CONNECTOR ROTATABLE INCREMENTAL ENCODER 22 BIT WITH DRIVE-CLIQ INTERFACE (ENCODER IC22DQ) SHAFT WITH FITTED KEY, TOLERANCE N; W/O HOLDING BRAKE PROTECTION CLASS IP65, | 2350 | TEM | 1 | MC | 7.102 | 1
1FK70602AC711DA2 | SIMOTICS S SYNCHRONOUS MOTOR 1FK7-CT PN=1,1 KW; UZK=600V M0=6NM (100K); NN=2000RPM; NATURAL AIR COOLING, FRAME SIZE IMB 5 (IM V1, IM V3) FLANGE 1 POWER CONNECTOR ROTATABLE INCREMENTAL ENCODER 22 BIT WITH DRIVE-CLIQ INTERFACE (ENCODER IC22DQ) SHAFT WITH FITTED KEY, TOLERANCE N; W/O HOLDING BRAKE PROTECTION CLASS IP65, FLANGE ON DRIVE END IP67; | 2350 | TEM | 1 | MC | 7.102 | 1
1FK70602AC711DB0 | SIMOTICS S SYNCHRONOUS MOTOR 1FK7-CT PN=1,1 KW; UZK=600V M0=6NM (100K); NN=2000RPM; NATURAL AIR COOLING, FRAME SIZE IMB 5 (IM V1, IM V3) FLANGE 1 POWER CONNECTOR ROTATABLE INCREMENTAL ENCODER 22 BIT WITH DRIVE-CLIQ INTERFACE (ENCODER IC22DQ) SHAFT WITH FITTED KEY, TOLERANCE N; WITH HOLDING BRAKE PROTECTION CLASS IP64; | 2559 | TEM | 1 | MC | 7.401 | 1
1FK70602AC711DB2 | SIMOTICS S SYNCHRONOUS MOTOR 1FK7-CT PN=1,1 KW; UZK=600V M0=6NM (100K); NN=2000RPM; NATURAL AIR COOLING, FRAME SIZE IMB 5 (IM V1, IM V3) FLANGE 1 POWER CONNECTOR ROTATABLE INCREMENTAL ENCODER 22 BIT WITH DRIVE-CLIQ INTERFACE (ENCODER IC22DQ) SHAFT WITH FITTED KEY, TOLERANCE N; WITH HOLDING BRAKE PROTECTION CLASS IP65, FLANGE ON DRIVE END IP67; | 2653 | TEM | 1 | MC | 7.401 | 1
1FK70602AC711DG0 | SIMOTICS S SYNCHRONOUS MOTOR 1FK7-CT PN=1,1 KW; UZK=600V M0=6NM (100K); NN=2000RPM; NATURAL AIR COOLING, FRAME SIZE IMB 5 (IM V1, IM V3) FLANGE 1 POWER CONNECTOR ROTATABLE INCREMENTAL ENCODER 22 BIT WITH DRIVE-CLIQ INTERFACE (ENCODER IC22DQ) PLAIN SHAFT, TOLERANCE N; W/O HOLDING BRAKE PROTECTION CLASS IP64; | 2170 | TEM | 1 | MC | 7.102 | 1
1FK70602AC711DG1 | SIMOTICS S SYNCHRONOUS MOTOR 1FK7-CT PN=1,1 KW; UZK=600V M0=6NM (100K); NN=2000RPM; NATURAL AIR COOLING, FRAME SIZE IMB 5 (IM V1, IM V3) FLANGE 1 POWER CONNECTOR ROTATABLE INCREMENTAL ENCODER 22 BIT WITH DRIVE-CLIQ INTERFACE (ENCODER IC22DQ) PLAIN SHAFT, TOLERANCE N; W/O HOLDING BRAKE PROTECTION CLASS IP65, | 2264 | TEM | 1 | MC | 7.102 | 1
1FK70602AC711DG2 | SIMOTICS S SYNCHRONOUS MOTOR 1FK7-CT PN=1,1 KW; UZK=600V M0=6NM (100K); NN=2000RPM; NATURAL AIR COOLING, FRAME SIZE IMB 5 (IM V1, IM V3) FLANGE 1 POWER CONNECTOR ROTATABLE INCREMENTAL ENCODER 22 BIT WITH DRIVE-CLIQ INTERFACE (ENCODER IC22DQ) PLAIN SHAFT, TOLERANCE N; W/O HOLDING BRAKE PROTECTION CLASS IP65, FLANGE ON DRIVE END IP67; | 2264 | TEM | 1 | MC | 7.102 | 1
1FK70602AC711DH0 | SIMOTICS S SYNCHRONOUS MOTOR 1FK7-CT PN=1,1 KW; UZK=600V M0=6NM (100K); NN=2000RPM; NATURAL AIR COOLING, FRAME SIZE IMB 5 (IM V1, IM V3) FLANGE 1 POWER CONNECTOR ROTATABLE INCREMENTAL ENCODER 22 BIT WITH DRIVE-CLIQ INTERFACE (ENCODER IC22DQ) PLAIN SHAFT, TOLERANCE N; WITH HOLDING BRAKE PROTECTION CLASS IP64; | 2475 | TEM | 1 | MC | 7.401 | 1
1FK70602AC711DH1 | SIMOTICS S SYNCHRONOUS MOTOR 1FK7-CT PN=1,1 KW; UZK=600V M0=6NM (100K); NN=2000RPM; NATURAL AIR COOLING, FRAME SIZE IMB 5 (IM V1, IM V3) FLANGE 1 POWER CONNECTOR ROTATABLE INCREMENTAL ENCODER 22 BIT WITH DRIVE-CLIQ INTERFACE (ENCODER IC22DQ) PLAIN SHAFT, TOLERANCE N; WITH HOLDING BRAKE PROTECTION CLASS IP65, | 2569 | TEM | 1 | MC | 7.401 | 1
1FK70602AC711EA0 | SIMOTICS S SYNCHRONOUS MOTOR 1FK7-CT PN=1,1 KW; UZK=600V M0=6NM (100K); NN=2000RPM; NATURAL AIR COOLING, FRAME SIZE IMB 5 (IM V1, IM V3) FLANGE 1, WITH KTY TEMPERATURESENSOR POWER CONNECTOR ROTATABLE ABSOLUTE ENCODERR 2048 S/R + 4096 UMDREHUNGEN MULTITURN, WITH ENDAT-SCHNITTSTELLE (ENCODER AM2048S/R) SHAFT WITH FITTED KEY, TOLERANCE N; W/O HOLDING BRAKE PROTECTION CLASS IP64; | 2307 | TEM | 1 | MC | 7.101 | 1
1FK70602AC711EA1 | SIMOTICS S SYNCHRONOUS MOTOR 1FK7-CT PN=1,1 KW; UZK=600V M0=6NM (100K); NN=2000RPM; NATURAL AIR COOLING, FRAME SIZE IMB 5 (IM V1, IM V3) FLANGE 1, WITH KTY TEMPERATURESENSOR POWER CONNECTOR ROTATABLE ABSOLUTE ENCODERR 2048 S/R + 4096 UMDREHUNGEN MULTITURN, WITH ENDAT-SCHNITTSTELLE (ENCODER AM2048S/R) SHAFT WITH FITTED KEY, TOLERANCE N; W/O HOLDING BRAKE PROTECTION CLASS IP65, | 2400 | TEM | 1 | MC | 7.101 | 1
1FK70602AC711EA2 | SIMOTICS S SYNCHRONOUS MOTOR 1FK7-CT PN=1,1 KW; UZK=600V M0=6NM (100K); NN=2000RPM; NATURAL AIR COOLING, FRAME SIZE IMB 5 (IM V1, IM V3) FLANGE 1, WITH KTY TEMPERATURESENSOR POWER CONNECTOR ROTATABLE ABSOLUTE ENCODERR 2048 S/R + 4096 UMDREHUNGEN MULTITURN, WITH ENDAT-SCHNITTSTELLE (ENCODER AM2048S/R) SHAFT WITH FITTED KEY, TOLERANCE N; W/O HOLDING BRAKE PROTECTION CLASS IP65, FLANGE ON DRIVE END IP67; | 2400 | TEM | 1 | MC | 7.101 | 1
1FK70602AC711EB0 | SIMOTICS S SYNCHRONOUS MOTOR 1FK7-CT PN=1,1 KW; UZK=600V M0=6NM (100K); NN=2000RPM; NATURAL AIR COOLING, FRAME SIZE IMB 5 (IM V1, IM V3) FLANGE 1, WITH KTY TEMPERATURESENSOR POWER CONNECTOR ROTATABLE ABSOLUTE ENCODERR 2048 S/R + 4096 UMDREHUNGEN MULTITURN, WITH ENDAT-SCHNITTSTELLE (ENCODER AM2048S/R) SHAFT WITH FITTED KEY, TOLERANCE N; WITH HOLDING BRAKE PROTECTION CLASS IP64; | 2610 | TEM | 1 | MC | 7.4 | 1
1FK70602AC711EB1 | SIMOTICS S SYNCHRONOUS MOTOR 1FK7-CT PN=1,1 KW; UZK=600V M0=6NM (100K); NN=2000RPM; NATURAL AIR COOLING, FRAME SIZE IMB 5 (IM V1, IM V3) FLANGE 1, WITH KTY TEMPERATURESENSOR POWER CONNECTOR ROTATABLE ABSOLUTE ENCODERR 2048 S/R + 4096 UMDREHUNGEN MULTITURN, WITH ENDAT-SCHNITTSTELLE (ENCODER AM2048S/R) SHAFT WITH FITTED KEY, TOLERANCE N; WITH HOLDING BRAKE PROTECTION CLASS IP65, | 2703 | TEM | 1 | MC | 7.4 | 1
1FK70602AC711EB2 | SIMOTICS S SYNCHRONOUS MOTOR 1FK7-CT PN=1,1 KW; UZK=600V M0=6NM (100K); NN=2000RPM; NATURAL AIR COOLING, FRAME SIZE IMB 5 (IM V1, IM V3) FLANGE 1, WITH KTY TEMPERATURESENSOR POWER CONNECTOR ROTATABLE ABSOLUTE ENCODERR 2048 S/R + 4096 UMDREHUNGEN MULTITURN, WITH ENDAT-SCHNITTSTELLE (ENCODER AM2048S/R) SHAFT WITH FITTED KEY, TOLERANCE N; WITH HOLDING BRAKE PROTECTION CLASS IP65, FLANGE ON DRIVE END IP67; | 2703 | TEM | 1 | MC | 7.4 | 1
1FK70602AC711EG0 | SIMOTICS S SYNCHRONOUS MOTOR 1FK7-CT PN=1,1 KW; UZK=600V M0=6NM (100K); NN=2000RPM; NATURAL AIR COOLING, FRAME SIZE IMB 5 (IM V1, IM V3) FLANGE 1, WITH KTY TEMPERATURESENSOR POWER CONNECTOR ROTATABLE ABSOLUTE ENCODERR 2048 S/R + 4096 UMDREHUNGEN MULTITURN, WITH ENDAT-SCHNITTSTELLE (ENCODER AM2048S/R) PLAIN SHAFT, TOLERANCE N; W/O HOLDING BRAKE PROTECTION CLASS IP64; | 2221 | TEM | 1 | MC | 7.101 | 1
1FK70602AC711EG1 | SIMOTICS S SYNCHRONOUS MOTOR 1FK7-CT PN=1,1 KW; UZK=600V M0=6NM (100K); NN=2000RPM; NATURAL AIR COOLING, FRAME SIZE IMB 5 (IM V1, IM V3) FLANGE 1, WITH KTY TEMPERATURESENSOR POWER CONNECTOR ROTATABLE ABSOLUTE ENCODERR 2048 S/R + 4096 UMDREHUNGEN MULTITURN, WITH ENDAT-SCHNITTSTELLE (ENCODER AM2048S/R) PLAIN SHAFT, TOLERANCE N; W/O HOLDING BRAKE PROTECTION CLASS IP65, | 2314 | TEM | 1 | MC | 7.101 | 1
1FK70602AC711EG2 | SIMOTICS S SYNCHRONOUS MOTOR 1FK7-CT PN=1,1 KW; UZK=600V M0=6NM (100K); NN=2000RPM; NATURAL AIR COOLING, FRAME SIZE IMB 5 (IM V1, IM V3) FLANGE 1, WITH KTY TEMPERATURESENSOR POWER CONNECTOR ROTATABLE ABSOLUTE ENCODERR 2048 S/R + 4096 UMDREHUNGEN MULTITURN, WITH ENDAT-SCHNITTSTELLE (ENCODER AM2048S/R) PLAIN SHAFT, TOLERANCE N; W/O HOLDING BRAKE PROTECTION CLASS IP65, FLANGE ON DRIVE END IP67; | 2314 | TEM | 1 | MC | 7.101 | 1
1FK70602AC711EH0 | SIMOTICS S SYNCHRONOUS MOTOR 1FK7-CT PN=1,1 KW; UZK=600V M0=6NM (100K); NN=2000RPM; NATURAL AIR COOLING, FRAME SIZE IMB 5 (IM V1, IM V3) FLANGE 1, WITH KTY TEMPERATURESENSOR POWER CONNECTOR ROTATABLE ABSOLUTE ENCODERR 2048 S/R + 4096 UMDREHUNGEN MULTITURN, WITH ENDAT-SCHNITTSTELLE (ENCODER AM2048S/R) PLAIN SHAFT, TOLERANCE N; WITH HOLDING BRAKE PROTECTION CLASS IP64; | 2526 | TEM | 1 | MC | 7.4 | 1
1FK70602AC711EH1 | SIMOTICS S SYNCHRONOUS MOTOR 1FK7-CT PN=1,1 KW; UZK=600V M0=6NM (100K); NN=2000RPM; NATURAL AIR COOLING, FRAME SIZE IMB 5 (IM V1, IM V3) FLANGE 1, WITH KTY TEMPERATURESENSOR POWER CONNECTOR ROTATABLE ABSOLUTE ENCODERR 2048 S/R + 4096 UMDREHUNGEN MULTITURN, WITH ENDAT-SCHNITTSTELLE (ENCODER AM2048S/R) PLAIN SHAFT, TOLERANCE N; WITH HOLDING BRAKE PROTECTION CLASS IP65, | 2619 | TEM | 1 | MC | 7.4 | 1
1FK70602AC711EH2 | SIMOTICS S SYNCHRONOUS MOTOR 1FK7-CT PN=1,1 KW; UZK=600V M0=6NM (100K); NN=2000RPM; NATURAL AIR COOLING, FRAME SIZE IMB 5 (IM V1, IM V3) FLANGE 1, WITH KTY TEMPERATURESENSOR POWER CONNECTOR ROTATABLE ABSOLUTE ENCODERR 2048 S/R + 4096 UMDREHUNGEN MULTITURN, WITH ENDAT-SCHNITTSTELLE (ENCODER AM2048S/R) PLAIN SHAFT, TOLERANCE N; WITH HOLDING BRAKE PROTECTION CLASS IP65, FLANGE ON DRIVE END IP67; | 2619 | TEM | 1 | MC | 7.4 | 1
1FK70602AC711FA2 | SIMOTICS S SYNCHRONOUS MOTOR 1FK7-CT PN=1,1 KW; UZK=600V M0=6NM (100K); NN=2000RPM; NATURAL AIR COOLING, FRAME SIZE IMB 5 (IM V1, IM V3) FLANGE 1 POWER CONNECTOR ROTATABLE ABSOLUTE ENCODER 22BIT + 12 BIT MULTITURN, WITH DRIVE-CLIQ INTERFACE (ENCODER AM22DQ) SHAFT WITH FITTED KEY, TOLERANCE N; W/O HOLDING BRAKE PROTECTION CLASS IP65, FLANGE ON DRIVE END IP67; | 2719 | TEM | 1 | MC | 7.101 | 1
1FK70602AC711FB0 | SIMOTICS S SYNCHRONOUS MOTOR 1FK7-CT PN=1,1 KW; UZK=600V M0=6NM (100K); NN=2000RPM; NATURAL AIR COOLING, FRAME SIZE IMB 5 (IM V1, IM V3) FLANGE 1 POWER CONNECTOR ROTATABLE ABSOLUTE ENCODER 22BIT + 12 BIT MULTITURN, WITH DRIVE-CLIQ INTERFACE (ENCODER AM22DQ) SHAFT WITH FITTED KEY, TOLERANCE N; WITH HOLDING BRAKE PROTECTION CLASS IP64; | 2929 | TEM | 1 | MC | 7.4 | 1
1FK70602AC711FB1 | SIMOTICS S SYNCHRONOUS MOTOR 1FK7-CT PN=1,1 KW; UZK=600V M0=6NM (100K); NN=2000RPM; NATURAL AIR COOLING, FRAME SIZE IMB 5 (IM V1, IM V3) FLANGE 1 POWER CONNECTOR ROTATABLE ABSOLUTE ENCODER 22BIT + 12 BIT MULTITURN, WITH DRIVE-CLIQ INTERFACE (ENCODER AM22DQ) SHAFT WITH FITTED KEY, TOLERANCE N; WITH HOLDING BRAKE PROTECTION CLASS IP65, | 3022 | TEM | 1 | MC | 7.4 | 1
1FK70602AC711FB2 | SIMOTICS S SYNCHRONOUS MOTOR 1FK7-CT PN=1,1 KW; UZK=600V M0=6NM (100K); NN=2000RPM; NATURAL AIR COOLING, FRAME SIZE IMB 5 (IM V1, IM V3) FLANGE 1 POWER CONNECTOR ROTATABLE ABSOLUTE ENCODER 22BIT + 12 BIT MULTITURN, WITH DRIVE-CLIQ INTERFACE (ENCODER AM22DQ) SHAFT WITH FITTED KEY, TOLERANCE N; WITH HOLDING BRAKE PROTECTION CLASS IP65, FLANGE ON DRIVE END IP67; | 3022 | TEM | 1 | MC | 7.4 | 1
1FK70602AC711FH0 | SIMOTICS S SYNCHRONOUS MOTOR 1FK7-CT PN=1,1 KW; UZK=600V M0=6NM (100K); NN=2000RPM; NATURAL AIR COOLING, FRAME SIZE IMB 5 (IM V1, IM V3) FLANGE 1 POWER CONNECTOR ROTATABLE ABSOLUTE ENCODER 22BIT + 12 BIT MULTITURN, WITH DRIVE-CLIQ INTERFACE (ENCODER AM22DQ) PLAIN SHAFT, TOLERANCE N; WITH HOLDING BRAKE PROTECTION CLASS IP64; | 2845 | TEM | 1 | MC | 7.4 | 1
1FK70602AC711KA0 | SIMOTICS S SYNCHRONOUS MOTOR 1FK7-CT PN=1,1 KW; UZK=600V M0=6NM (100K); NN=2000RPM; NATURAL AIR COOLING, FRAME SIZE IMB 5 (IM V1, IM V3) FLANGE 1 POWER CONNECTOR ROTATABLE ABSOLUTE ENCODER 16BIT + 12BIT MULTITURN, WITH DRIVE-CLIQ INTERFACE (ENCODER AM16DQ) SHAFT WITH FITTED KEY, TOLERANCE N; W/O HOLDING BRAKE PROTECTION CLASS IP64; | 2108 | TEM | 1 | MC | 7.101 | 1
1FK70602AC711KA1 | SIMOTICS S SYNCHRONOUS MOTOR 1FK7-CT PN=1,1 KW; UZK=600V M0=6NM (100K); NN=2000RPM; NATURAL AIR COOLING, FRAME SIZE IMB 5 (IM V1, IM V3) FLANGE 1 POWER CONNECTOR ROTATABLE ABSOLUTE ENCODER 16BIT + 12BIT MULTITURN, WITH DRIVE-CLIQ INTERFACE (ENCODER AM16DQ) SHAFT WITH FITTED KEY, TOLERANCE N; W/O HOLDING BRAKE PROTECTION CLASS IP65, | 2202 | TEM | 1 | MC | 7.101 | 1
1FK70602AC711KA2 | SIMOTICS S SYNCHRONOUS MOTOR 1FK7-CT PN=1,1 KW; UZK=600V M0=6NM (100K); NN=2000RPM; NATURAL AIR COOLING, FRAME SIZE IMB 5 (IM V1, IM V3) FLANGE 1 POWER CONNECTOR ROTATABLE ABSOLUTE ENCODER 16BIT + 12BIT MULTITURN, WITH DRIVE-CLIQ INTERFACE (ENCODER AM16DQ) SHAFT WITH FITTED KEY, TOLERANCE N; W/O HOLDING BRAKE PROTECTION CLASS IP65, FLANGE ON DRIVE END IP67; | 2202 | TEM | 1 | MC | 7.101 | 1
1FK70602AC711KB0 | SIMOTICS S SYNCHRONOUS MOTOR 1FK7-CT PN=1,1 KW; UZK=600V M0=6NM (100K); NN=2000RPM; NATURAL AIR COOLING, FRAME SIZE IMB 5 (IM V1, IM V3) FLANGE 1 POWER CONNECTOR ROTATABLE ABSOLUTE ENCODER 16BIT + 12BIT MULTITURN, WITH DRIVE-CLIQ INTERFACE (ENCODER AM16DQ) SHAFT WITH FITTED KEY, TOLERANCE N; WITH HOLDING BRAKE PROTECTION CLASS IP64; | 2411 | TEM | 1 | MC | 7.4 | 1
1FK70602AC711KB1 | SIMOTICS S SYNCHRONOUS MOTOR 1FK7-CT PN=1,1 KW; UZK=600V M0=6NM (100K); NN=2000RPM; NATURAL AIR COOLING, FRAME SIZE IMB 5 (IM V1, IM V3) FLANGE 1 POWER CONNECTOR ROTATABLE ABSOLUTE ENCODER 16BIT + 12BIT MULTITURN, WITH DRIVE-CLIQ INTERFACE (ENCODER AM16DQ) SHAFT WITH FITTED KEY, TOLERANCE N; WITH HOLDING BRAKE PROTECTION CLASS IP65, | 2505 | TEM | 1 | MC | 7.4 | 1
1FK70602AC711KB2 | SIMOTICS S SYNCHRONOUS MOTOR 1FK7-CT PN=1,1 KW; UZK=600V M0=6NM (100K); NN=2000RPM; NATURAL AIR COOLING, FRAME SIZE IMB 5 (IM V1, IM V3) FLANGE 1 POWER CONNECTOR ROTATABLE ABSOLUTE ENCODER 16BIT + 12BIT MULTITURN, WITH DRIVE-CLIQ INTERFACE (ENCODER AM16DQ) SHAFT WITH FITTED KEY, TOLERANCE N; WITH HOLDING BRAKE PROTECTION CLASS IP65, FLANGE ON DRIVE END IP67; | 2505 | TEM | 1 | MC | 7.4 | 1
1FK70602AC711KG0 | SIMOTICS S SYNCHRONOUS MOTOR 1FK7-CT PN=1,1 KW; UZK=600V M0=6NM (100K); NN=2000RPM; NATURAL AIR COOLING, FRAME SIZE IMB 5 (IM V1, IM V3) FLANGE 1 POWER CONNECTOR ROTATABLE ABSOLUTE ENCODER 16BIT + 12BIT MULTITURN, WITH DRIVE-CLIQ INTERFACE (ENCODER AM16DQ) PLAIN SHAFT, TOLERANCE N; W/O HOLDING BRAKE PROTECTION CLASS IP64; | 2022 | TEM | 1 | MC | 7.101 | 1
1FK70602AC711KG1 | SIMOTICS S SYNCHRONOUS MOTOR 1FK7-CT PN=1,1 KW; UZK=600V M0=6NM (100K); NN=2000RPM; NATURAL AIR COOLING, FRAME SIZE IMB 5 (IM V1, IM V3) FLANGE 1 POWER CONNECTOR ROTATABLE ABSOLUTE ENCODER 16BIT + 12BIT MULTITURN, WITH DRIVE-CLIQ INTERFACE (ENCODER AM16DQ) PLAIN SHAFT, TOLERANCE N; W/O HOLDING BRAKE PROTECTION CLASS IP65, | 2116 | TEM | 1 | MC | 7.101 | 1
1FK70602AC711KG2 | SIMOTICS S SYNCHRONOUS MOTOR 1FK7-CT PN=1,1 KW; UZK=600V M0=6NM (100K); NN=2000RPM; NATURAL AIR COOLING, FRAME SIZE IMB 5 (IM V1, IM V3) FLANGE 1 POWER CONNECTOR ROTATABLE ABSOLUTE ENCODER 16BIT + 12BIT MULTITURN, WITH DRIVE-CLIQ INTERFACE (ENCODER AM16DQ) PLAIN SHAFT, TOLERANCE N; W/O HOLDING BRAKE PROTECTION CLASS IP65, FLANGE ON DRIVE END IP67; | 2116 | TEM | 1 | MC | 7.101 | 1
1FK70602AC711KH0 | SIMOTICS S SYNCHRONOUS MOTOR 1FK7-CT PN=1,1 KW; UZK=600V M0=6NM (100K); NN=2000RPM; NATURAL AIR COOLING, FRAME SIZE IMB 5 (IM V1, IM V3) FLANGE 1 POWER CONNECTOR ROTATABLE ABSOLUTE ENCODER 16BIT + 12BIT MULTITURN, WITH DRIVE-CLIQ INTERFACE (ENCODER AM16DQ) PLAIN SHAFT, TOLERANCE N; WITH HOLDING BRAKE PROTECTION CLASS IP64; | 2327 | TEM | 1 | MC | 7.4 | 1
1FK70602AC711KH1 | SIMOTICS S SYNCHRONOUS MOTOR 1FK7-CT PN=1,1 KW; UZK=600V M0=6NM (100K); NN=2000RPM; NATURAL AIR COOLING, FRAME SIZE IMB 5 (IM V1, IM V3) FLANGE 1 POWER CONNECTOR ROTATABLE ABSOLUTE ENCODER 16BIT + 12BIT MULTITURN, WITH DRIVE-CLIQ INTERFACE (ENCODER AM16DQ) PLAIN SHAFT, TOLERANCE N; WITH HOLDING BRAKE PROTECTION CLASS IP65, | 2421 | TEM | 1 | MC | 7.4 | 1
1FK70602AC711KH2 | SIMOTICS S SYNCHRONOUS MOTOR 1FK7-CT PN=1,1 KW; UZK=600V M0=6NM (100K); NN=2000RPM; NATURAL AIR COOLING, FRAME SIZE IMB 5 (IM V1, IM V3) FLANGE 1 POWER CONNECTOR ROTATABLE ABSOLUTE ENCODER 16BIT + 12BIT MULTITURN, WITH DRIVE-CLIQ INTERFACE (ENCODER AM16DQ) PLAIN SHAFT, TOLERANCE N; WITH HOLDING BRAKE PROTECTION CLASS IP65, FLANGE ON DRIVE END IP67; | 2421 | TEM | 1 | MC | 7.4 | 1
1FK70602AC711PA0 | SIMOTICS S SYNCHRONOUS MOTOR 1FK7-CT PN=1,1 KW; UZK=600V M0=6NM (100K); NN=2000RPM; NATURAL AIR COOLING, FRAME SIZE IMB 5 (IM V1, IM V3) FLANGE 1 POWER CONNECTOR ROTATABLE RESOLVER 2-POLE, WITH DRIVE CLIQ-INTERFACE SHAFT WITH FITTED KEY, TOLERANCE N; W/O HOLDING BRAKE PROTECTION CLASS IP64; | 1590 | TEM | 1 | MC | 7.201 | 1
1FK70602AC711PA1 | SIMOTICS S SYNCHRONOUS MOTOR 1FK7-CT PN=1,1 KW; UZK=600V M0=6NM (100K); NN=2000RPM; NATURAL AIR COOLING, FRAME SIZE IMB 5 (IM V1, IM V3) FLANGE 1 POWER CONNECTOR ROTATABLE RESOLVER 2-POLE, WITH DRIVE CLIQ-INTERFACE SHAFT WITH FITTED KEY, TOLERANCE N; W/O HOLDING BRAKE PROTECTION CLASS IP65, | 1684 | TEM | 1 | MC | 7.201 | 1
1FK70602AC711PA2 | SIMOTICS S SYNCHRONOUS MOTOR 1FK7-CT PN=1,1 KW; UZK=600V M0=6NM (100K); NN=2000RPM; NATURAL AIR COOLING, FRAME SIZE IMB 5 (IM V1, IM V3) FLANGE 1 POWER CONNECTOR ROTATABLE RESOLVER 2-POLE, WITH DRIVE CLIQ-INTERFACE SHAFT WITH FITTED KEY, TOLERANCE N; W/O HOLDING BRAKE PROTECTION CLASS IP65, FLANGE ON DRIVE END IP67; | 1684 | TEM | 1 | MC | 7.201 | 1
1FK70602AC711PB0 | SIMOTICS S SYNCHRONOUS MOTOR 1FK7-CT PN=1,1 KW; UZK=600V M0=6NM (100K); NN=2000RPM; NATURAL AIR COOLING, FRAME SIZE IMB 5 (IM V1, IM V3) FLANGE 1 POWER CONNECTOR ROTATABLE RESOLVER 2-POLE, WITH DRIVE CLIQ-INTERFACE SHAFT WITH FITTED KEY, TOLERANCE N; WITH HOLDING BRAKE PROTECTION CLASS IP64; | 1893 | TEM | 1 | MC | 7.5 | 1
1FK70602AC711PB1 | SIMOTICS S SYNCHRONOUS MOTOR 1FK7-CT PN=1,1 KW; UZK=600V M0=6NM (100K); NN=2000RPM; NATURAL AIR COOLING, FRAME SIZE IMB 5 (IM V1, IM V3) FLANGE 1 POWER CONNECTOR ROTATABLE RESOLVER 2-POLE, WITH DRIVE CLIQ-INTERFACE SHAFT WITH FITTED KEY, TOLERANCE N; WITH HOLDING BRAKE PROTECTION CLASS IP65, | 1987 | TEM | 1 | MC | 7.5 | 1
1FK70602AC711PB2 | SIMOTICS S SYNCHRONOUS MOTOR 1FK7-CT PN=1,1 KW; UZK=600V M0=6NM (100K); NN=2000RPM; NATURAL AIR COOLING, FRAME SIZE IMB 5 (IM V1, IM V3) FLANGE 1 POWER CONNECTOR ROTATABLE RESOLVER 2-POLE, WITH DRIVE CLIQ-INTERFACE SHAFT WITH FITTED KEY, TOLERANCE N; WITH HOLDING BRAKE PROTECTION CLASS IP65, FLANGE ON DRIVE END IP67; | 1987 | TEM | 1 | MC | 7.5 | 1
1FK70602AC711PG0 | SIMOTICS S SYNCHRONOUS MOTOR 1FK7-CT PN=1,1 KW; UZK=600V M0=6NM (100K); NN=2000RPM; NATURAL AIR COOLING, FRAME SIZE IMB 5 (IM V1, IM V3) FLANGE 1 POWER CONNECTOR ROTATABLE RESOLVER 2-POLE, WITH DRIVE CLIQ-INTERFACE PLAIN SHAFT, TOLERANCE N; W/O HOLDING BRAKE PROTECTION CLASS IP64; | 1504 | TEM | 1 | MC | 7.201 | 1
1FK70602AC711PG1 | SIMOTICS S SYNCHRONOUS MOTOR 1FK7-CT PN=1,1 KW; UZK=600V M0=6NM (100K); NN=2000RPM; NATURAL AIR COOLING, FRAME SIZE IMB 5 (IM V1, IM V3) FLANGE 1 POWER CONNECTOR ROTATABLE RESOLVER 2-POLE, WITH DRIVE CLIQ-INTERFACE PLAIN SHAFT, TOLERANCE N; W/O HOLDING BRAKE PROTECTION CLASS IP65, | 1598 | TEM | 1 | MC | 7.201 | 1
1FK70602AC711PG2 | SIMOTICS S SYNCHRONOUS MOTOR 1FK7-CT PN=1,1 KW; UZK=600V M0=6NM (100K); NN=2000RPM; NATURAL AIR COOLING, FRAME SIZE IMB 5 (IM V1, IM V3) FLANGE 1 POWER CONNECTOR ROTATABLE RESOLVER 2-POLE, WITH DRIVE CLIQ-INTERFACE PLAIN SHAFT, TOLERANCE N; W/O HOLDING BRAKE PROTECTION CLASS IP65, FLANGE ON DRIVE END IP67; | 1598 | TEM | 1 | MC | 7.201 | 1
1FK70602AC711PH0 | SIMOTICS S SYNCHRONOUS MOTOR 1FK7-CT PN=1,1 KW; UZK=600V M0=6NM (100K); NN=2000RPM; NATURAL AIR COOLING, FRAME SIZE IMB 5 (IM V1, IM V3) FLANGE 1 POWER CONNECTOR ROTATABLE RESOLVER 2-POLE, WITH DRIVE CLIQ-INTERFACE PLAIN SHAFT, TOLERANCE N; WITH HOLDING BRAKE PROTECTION CLASS IP64; | 1809 | TEM | 1 | MC | 7.5 | 1
1FK70602AC711PH1 | SIMOTICS S SYNCHRONOUS MOTOR 1FK7-CT PN=1,1 KW; UZK=600V M0=6NM (100K); NN=2000RPM; NATURAL AIR COOLING, FRAME SIZE IMB 5 (IM V1, IM V3) FLANGE 1 POWER CONNECTOR ROTATABLE RESOLVER 2-POLE, WITH DRIVE CLIQ-INTERFACE PLAIN SHAFT, TOLERANCE N; WITH HOLDING BRAKE PROTECTION CLASS IP65, | 1903 | TEM | 1 | MC | 7.5 | 1
1FK70602AC711PH2 | SIMOTICS S SYNCHRONOUS MOTOR 1FK7-CT PN=1,1 KW; UZK=600V M0=6NM (100K); NN=2000RPM; NATURAL AIR COOLING, FRAME SIZE IMB 5 (IM V1, IM V3) FLANGE 1 POWER CONNECTOR ROTATABLE RESOLVER 2-POLE, WITH DRIVE CLIQ-INTERFACE PLAIN SHAFT, TOLERANCE N; WITH HOLDING BRAKE PROTECTION CLASS IP65, FLANGE ON DRIVE END IP67; | 1903 | TEM | 1 | MC | 7.5 | 1
1FK70602AC711QA0 | SIMOTICS S SYNCHRONOUS MOTOR 1FK7-CT PN=1,1 KW; UZK=600V M0=6NM (100K); NN=2000RPM; NATURAL AIR COOLING, FRAME SIZE IMB 5 (IM V1, IM V3) FLANGE 1 POWER CONNECTOR ROTATABLE ABSOLUTE ENCODER SINGLETURN 20 BIT WITH DRIVE-CLIQ INTERFACE (ENCODER AS20DQI) SHAFT WITH FITTED KEY, TOLERANCE N; W/O HOLDING BRAKE PROTECTION CLASS IP64; | 1693 | TEM | 1 | MC | 7.101 | 1
1FK70602AC711QA1 | SIMOTICS S SYNCHRONOUS MOTOR 1FK7-CT PN=1,1 KW; UZK=600V M0=6NM (100K); NN=2000RPM; NATURAL AIR COOLING, FRAME SIZE IMB 5 (IM V1, IM V3) FLANGE 1 POWER CONNECTOR ROTATABLE ABSOLUTE ENCODER SINGLETURN 20 BIT WITH DRIVE-CLIQ INTERFACE (ENCODER AS20DQI) SHAFT WITH FITTED KEY, TOLERANCE N; W/O HOLDING BRAKE PROTECTION CLASS IP65, | 1787 | TEM | 1 | MC | 7.101 | 1
1FK70602AC711QA2 | SIMOTICS S SYNCHRONOUS MOTOR 1FK7-CT PN=1,1 KW; UZK=600V M0=6NM (100K); NN=2000RPM; NATURAL AIR COOLING, FRAME SIZE IMB 5 (IM V1, IM V3) FLANGE 1 POWER CONNECTOR ROTATABLE ABSOLUTE ENCODER SINGLETURN 20 BIT WITH DRIVE-CLIQ INTERFACE (ENCODER AS20DQI) SHAFT WITH FITTED KEY, TOLERANCE N; W/O HOLDING BRAKE PROTECTION CLASS IP65, FLANGE ON DRIVE END IP67; | 1787 | TEM | 1 | MC | 7.101 | 1
1FK70602AC711QB0 | SIMOTICS S SYNCHRONOUS MOTOR 1FK7-CT PN=1,1 KW; UZK=600V M0=6NM (100K); NN=2000RPM; NATURAL AIR COOLING, FRAME SIZE IMB 5 (IM V1, IM V3) FLANGE 1 POWER CONNECTOR ROTATABLE ABSOLUTE ENCODER SINGLETURN 20 BIT WITH DRIVE-CLIQ INTERFACE (ENCODER AS20DQI) SHAFT WITH FITTED KEY, TOLERANCE N; WITH HOLDING BRAKE PROTECTION CLASS IP64; | 1996 | TEM | 1 | MC | 7.4 | 1
1FK70602AC711QB1 | SIMOTICS S SYNCHRONOUS MOTOR 1FK7-CT PN=1,1 KW; UZK=600V M0=6NM (100K); NN=2000RPM; NATURAL AIR COOLING, FRAME SIZE IMB 5 (IM V1, IM V3) FLANGE 1 POWER CONNECTOR ROTATABLE ABSOLUTE ENCODER SINGLETURN 20 BIT WITH DRIVE-CLIQ INTERFACE (ENCODER AS20DQI) SHAFT WITH FITTED KEY, TOLERANCE N; WITH HOLDING BRAKE PROTECTION CLASS IP65, | 2090 | TEM | 1 | MC | 7.4 | 1
1FK70602AC711QB2 | SIMOTICS S SYNCHRONOUS MOTOR 1FK7-CT PN=1,1 KW; UZK=600V M0=6NM (100K); NN=2000RPM; NATURAL AIR COOLING, FRAME SIZE IMB 5 (IM V1, IM V3) FLANGE 1 POWER CONNECTOR ROTATABLE ABSOLUTE ENCODER SINGLETURN 20 BIT WITH DRIVE-CLIQ INTERFACE (ENCODER AS20DQI) SHAFT WITH FITTED KEY, TOLERANCE N; WITH HOLDING BRAKE PROTECTION CLASS IP65, FLANGE ON DRIVE END IP67; | 2090 | TEM | 1 | MC | 7.4 | 1
1FK70602AC711QG0 | SIMOTICS S SYNCHRONOUS MOTOR 1FK7-CT PN=1,1 KW; UZK=600V M0=6NM (100K); NN=2000RPM; NATURAL AIR COOLING, FRAME SIZE IMB 5 (IM V1, IM V3) FLANGE 1 POWER CONNECTOR ROTATABLE ABSOLUTE ENCODER SINGLETURN 20 BIT WITH DRIVE-CLIQ INTERFACE (ENCODER AS20DQI) PLAIN SHAFT, TOLERANCE N; W/O HOLDING BRAKE PROTECTION CLASS IP64; | 1607 | TEM | 1 | MC | 7.101 | 1
1FK70602AC711QG1 | SIMOTICS S SYNCHRONOUS MOTOR 1FK7-CT PN=1,1 KW; UZK=600V M0=6NM (100K); NN=2000RPM; NATURAL AIR COOLING, FRAME SIZE IMB 5 (IM V1, IM V3) FLANGE 1 POWER CONNECTOR ROTATABLE ABSOLUTE ENCODER SINGLETURN 20 BIT WITH DRIVE-CLIQ INTERFACE (ENCODER AS20DQI) PLAIN SHAFT, TOLERANCE N; W/O HOLDING BRAKE PROTECTION CLASS IP65, | 1701 | TEM | 1 | MC | 7.101 | 1
1FK70602AC711QG2 | SIMOTICS S SYNCHRONOUS MOTOR 1FK7-CT PN=1,1 KW; UZK=600V M0=6NM (100K); NN=2000RPM; NATURAL AIR COOLING, FRAME SIZE IMB 5 (IM V1, IM V3) FLANGE 1 POWER CONNECTOR ROTATABLE ABSOLUTE ENCODER SINGLETURN 20 BIT WITH DRIVE-CLIQ INTERFACE (ENCODER AS20DQI) PLAIN SHAFT, TOLERANCE N; W/O HOLDING BRAKE PROTECTION CLASS IP65, FLANGE ON DRIVE END IP67; | 1701 | TEM | 1 | MC | 7.101 | 1
1FK70602AC711QH0 | SIMOTICS S SYNCHRONOUS MOTOR 1FK7-CT PN=1,1 KW; UZK=600V M0=6NM (100K); NN=2000RPM; NATURAL AIR COOLING, FRAME SIZE IMB 5 (IM V1, IM V3) FLANGE 1 POWER CONNECTOR ROTATABLE ABSOLUTE ENCODER SINGLETURN 20 BIT WITH DRIVE-CLIQ INTERFACE (ENCODER AS20DQI) PLAIN SHAFT, TOLERANCE N; WITH HOLDING BRAKE PROTECTION CLASS IP64; | 1912 | TEM | 1 | MC | 7.4 | 1
1FK70602AC711QH1 | SIMOTICS S SYNCHRONOUS MOTOR 1FK7-CT PN=1,1 KW; UZK=600V M0=6NM (100K); NN=2000RPM; NATURAL AIR COOLING, FRAME SIZE IMB 5 (IM V1, IM V3) FLANGE 1 POWER CONNECTOR ROTATABLE ABSOLUTE ENCODER SINGLETURN 20 BIT WITH DRIVE-CLIQ INTERFACE (ENCODER AS20DQI) PLAIN SHAFT, TOLERANCE N; WITH HOLDING BRAKE PROTECTION CLASS IP65, | 2006 | TEM | 1 | MC | 7.4 | 1
1FK70602AC711QH2 | SIMOTICS S SYNCHRONOUS MOTOR 1FK7-CT PN=1,1 KW; UZK=600V M0=6NM (100K); NN=2000RPM; NATURAL AIR COOLING, FRAME SIZE IMB 5 (IM V1, IM V3) FLANGE 1 POWER CONNECTOR ROTATABLE ABSOLUTE ENCODER SINGLETURN 20 BIT WITH DRIVE-CLIQ INTERFACE (ENCODER AS20DQI) PLAIN SHAFT, TOLERANCE N; WITH HOLDING BRAKE PROTECTION CLASS IP65, FLANGE ON DRIVE END IP67; | 2006 | TEM | 1 | MC | 7.4 | 1
1FK70602AC711RA0 | SIMOTICS S SYNCHRONOUS MOTOR 1FK7-CT PN=1,1 KW; UZK=600V M0=6NM (100K); NN=2000RPM; NATURAL AIR COOLING, FRAME SIZE IMB 5 (IM V1, IM V3) FLANGE 1 POWER CONNECTOR ROTATABLE ABSOLUTE ENCODER 20 BIT + 12 BIT MULTITURN WITH DRIVE-CLIQ INTERFACE (ENCODER AM20DQI) SHAFT WITH FITTED KEY, TOLERANCE N; W/O HOLDING BRAKE PROTECTION CLASS IP64; | 2067 | TEM | 1 | MC | 7.101 | 1
1FK70602AC711RA1 | SIMOTICS S SYNCHRONOUS MOTOR 1FK7-CT PN=1,1 KW; UZK=600V M0=6NM (100K); NN=2000RPM; NATURAL AIR COOLING, FRAME SIZE IMB 5 (IM V1, IM V3) FLANGE 1 POWER CONNECTOR ROTATABLE ABSOLUTE ENCODER 20 BIT + 12 BIT MULTITURN WITH DRIVE-CLIQ INTERFACE (ENCODER AM20DQI) SHAFT WITH FITTED KEY, TOLERANCE N; W/O HOLDING BRAKE PROTECTION CLASS IP65, | 2161 | TEM | 1 | MC | 7.101 | 1
1FK70602AC711RA2 | SIMOTICS S SYNCHRONOUS MOTOR 1FK7-CT PN=1,1 KW; UZK=600V M0=6NM (100K); NN=2000RPM; NATURAL AIR COOLING, FRAME SIZE IMB 5 (IM V1, IM V3) FLANGE 1 POWER CONNECTOR ROTATABLE ABSOLUTE ENCODER 20 BIT + 12 BIT MULTITURN WITH DRIVE-CLIQ INTERFACE (ENCODER AM20DQI) SHAFT WITH FITTED KEY, TOLERANCE N; W/O HOLDING BRAKE PROTECTION CLASS IP65, FLANGE ON DRIVE END IP67; | 2161 | TEM | 1 | MC | 7.101 | 1
1FK70602AC711RB0 | SIMOTICS S SYNCHRONOUS MOTOR 1FK7-CT PN=1,1 KW; UZK=600V M0=6NM (100K); NN=2000RPM; NATURAL AIR COOLING, FRAME SIZE IMB 5 (IM V1, IM V3) FLANGE 1 POWER CONNECTOR ROTATABLE ABSOLUTE ENCODER 20 BIT + 12 BIT MULTITURN WITH DRIVE-CLIQ INTERFACE (ENCODER AM20DQI) SHAFT WITH FITTED KEY, TOLERANCE N; WITH HOLDING BRAKE PROTECTION CLASS IP64; | 2370 | TEM | 1 | MC | 7.4 | 1
1FK70602AC711RB1 | SIMOTICS S SYNCHRONOUS MOTOR 1FK7-CT PN=1,1 KW; UZK=600V M0=6NM (100K); NN=2000RPM; NATURAL AIR COOLING, FRAME SIZE IMB 5 (IM V1, IM V3) FLANGE 1 POWER CONNECTOR ROTATABLE ABSOLUTE ENCODER 20 BIT + 12 BIT MULTITURN WITH DRIVE-CLIQ INTERFACE (ENCODER AM20DQI) SHAFT WITH FITTED KEY, TOLERANCE N; WITH HOLDING BRAKE PROTECTION CLASS IP65, | 2464 | TEM | 1 | MC | 7.4 | 1
1FK70602AC711RB2 | SIMOTICS S SYNCHRONOUS MOTOR 1FK7-CT PN=1,1 KW; UZK=600V M0=6NM (100K); NN=2000RPM; NATURAL AIR COOLING, FRAME SIZE IMB 5 (IM V1, IM V3) FLANGE 1 POWER CONNECTOR ROTATABLE ABSOLUTE ENCODER 20 BIT + 12 BIT MULTITURN WITH DRIVE-CLIQ INTERFACE (ENCODER AM20DQI) SHAFT WITH FITTED KEY, TOLERANCE N; WITH HOLDING BRAKE PROTECTION CLASS IP65, FLANGE ON DRIVE END IP67; | 2464 | TEM | 1 | MC | 7.4 | 1
1FK70602AC711RG0 | SIMOTICS S SYNCHRONOUS MOTOR 1FK7-CT PN=1,1 KW; UZK=600V M0=6NM (100K); NN=2000RPM; NATURAL AIR COOLING, FRAME SIZE IMB 5 (IM V1, IM V3) FLANGE 1 POWER CONNECTOR ROTATABLE ABSOLUTE ENCODER 20 BIT + 12 BIT MULTITURN WITH DRIVE-CLIQ INTERFACE (ENCODER AM20DQI) PLAIN SHAFT, TOLERANCE N; W/O HOLDING BRAKE PROTECTION CLASS IP64; | 1981 | TEM | 1 | MC | 7.101 | 1
1FK70602AC711RG1 | SIMOTICS S SYNCHRONOUS MOTOR 1FK7-CT PN=1,1 KW; UZK=600V M0=6NM (100K); NN=2000RPM; NATURAL AIR COOLING, FRAME SIZE IMB 5 (IM V1, IM V3) FLANGE 1 POWER CONNECTOR ROTATABLE ABSOLUTE ENCODER 20 BIT + 12 BIT MULTITURN WITH DRIVE-CLIQ INTERFACE (ENCODER AM20DQI) PLAIN SHAFT, TOLERANCE N; W/O HOLDING BRAKE PROTECTION CLASS IP65, | 2075 | TEM | 1 | MC | 7.101 | 1
1FK70602AC711RG2 | SIMOTICS S SYNCHRONOUS MOTOR 1FK7-CT PN=1,1 KW; UZK=600V M0=6NM (100K); NN=2000RPM; NATURAL AIR COOLING, FRAME SIZE IMB 5 (IM V1, IM V3) FLANGE 1 POWER CONNECTOR ROTATABLE ABSOLUTE ENCODER 20 BIT + 12 BIT MULTITURN WITH DRIVE-CLIQ INTERFACE (ENCODER AM20DQI) PLAIN SHAFT, TOLERANCE N; W/O HOLDING BRAKE PROTECTION CLASS IP65, FLANGE ON DRIVE END IP67; | 2075 | TEM | 1 | MC | 7.101 | 1
1FK70602AC711RH0 | SIMOTICS S SYNCHRONOUS MOTOR 1FK7-CT PN=1,1 KW; UZK=600V M0=6NM (100K); NN=2000RPM; NATURAL AIR COOLING, FRAME SIZE IMB 5 (IM V1, IM V3) FLANGE 1 POWER CONNECTOR ROTATABLE ABSOLUTE ENCODER 20 BIT + 12 BIT MULTITURN WITH DRIVE-CLIQ INTERFACE (ENCODER AM20DQI) PLAIN SHAFT, TOLERANCE N; WITH HOLDING BRAKE PROTECTION CLASS IP64; | 2286 | TEM | 1 | MC | 7.4 | 1
1FK70602AC711RH1 | SIMOTICS S SYNCHRONOUS MOTOR 1FK7-CT PN=1,1 KW; UZK=600V M0=6NM (100K); NN=2000RPM; NATURAL AIR COOLING, FRAME SIZE IMB 5 (IM V1, IM V3) FLANGE 1 POWER CONNECTOR ROTATABLE ABSOLUTE ENCODER 20 BIT + 12 BIT MULTITURN WITH DRIVE-CLIQ INTERFACE (ENCODER AM20DQI) PLAIN SHAFT, TOLERANCE N; WITH HOLDING BRAKE PROTECTION CLASS IP65, | 2380 | TEM | 1 | MC | 7.4 | 1
1FK70602AC711RH2 | SIMOTICS S SYNCHRONOUS MOTOR 1FK7-CT PN=1,1 KW; UZK=600V M0=6NM (100K); NN=2000RPM; NATURAL AIR COOLING, FRAME SIZE IMB 5 (IM V1, IM V3) FLANGE 1 POWER CONNECTOR ROTATABLE ABSOLUTE ENCODER 20 BIT + 12 BIT MULTITURN WITH DRIVE-CLIQ INTERFACE (ENCODER AM20DQI) PLAIN SHAFT, TOLERANCE N; WITH HOLDING BRAKE PROTECTION CLASS IP65, FLANGE ON DRIVE END IP67; | 2380 | TEM | 1 | MC | 7.4 | 1
1FK70602AC711SA0 | SIMOTICS S SYNCHRONOUS MOTOR 1FK7-CT PN=1,1 KW; UZK=600V M0=6NM (100K); NN=2000RPM; NATURAL AIR COOLING, FRAME SIZE IMB 5 (IM V1, IM V3) FLANGE 1, WITH KTY TEMPERATURESENSOR POWER CONNECTOR ROTATABLE RESOLVER MULTI-POLE (RESOLVER P=4); SHAFT WITH FITTED KEY, TOLERANCE N; W/O HOLDING BRAKE PROTECTION CLASS IP64; | 1349 | TEM | 1 | MC | 7.102 | 1
1FK70602AC711SA1 | SIMOTICS S SYNCHRONOUS MOTOR 1FK7-CT PN=1,1 KW; UZK=600V M0=6NM (100K); NN=2000RPM; NATURAL AIR COOLING, FRAME SIZE IMB 5 (IM V1, IM V3) FLANGE 1, WITH KTY TEMPERATURESENSOR POWER CONNECTOR ROTATABLE RESOLVER MULTI-POLE (RESOLVER P=4); SHAFT WITH FITTED KEY, TOLERANCE N; W/O HOLDING BRAKE PROTECTION CLASS IP65, | 1443 | TEM | 1 | MC | 7.102 | 1
1FK70602AC711SA2 | SIMOTICS S SYNCHRONOUS MOTOR 1FK7-CT PN=1,1 KW; UZK=600V M0=6NM (100K); NN=2000RPM; NATURAL AIR COOLING, FRAME SIZE IMB 5 (IM V1, IM V3) FLANGE 1, WITH KTY TEMPERATURESENSOR POWER CONNECTOR ROTATABLE RESOLVER MULTI-POLE (RESOLVER P=4); SHAFT WITH FITTED KEY, TOLERANCE N; W/O HOLDING BRAKE PROTECTION CLASS IP65, FLANGE ON DRIVE END IP67; | 1443 | TEM | 1 | MC | 7.102 | 1
1FK70602AC711SB0 | SIMOTICS S SYNCHRONOUS MOTOR 1FK7-CT PN=1,1 KW; UZK=600V M0=6NM (100K); NN=2000RPM; NATURAL AIR COOLING, FRAME SIZE IMB 5 (IM V1, IM V3) FLANGE 1, WITH KTY TEMPERATURESENSOR POWER CONNECTOR ROTATABLE RESOLVER MULTI-POLE (RESOLVER P=4); SHAFT WITH FITTED KEY, TOLERANCE N; WITH HOLDING BRAKE PROTECTION CLASS IP64; | 1652 | TEM | 1 | MC | 7.401 | 1
1FK70602AC711SB1 | SIMOTICS S SYNCHRONOUS MOTOR 1FK7-CT PN=1,1 KW; UZK=600V M0=6NM (100K); NN=2000RPM; NATURAL AIR COOLING, FRAME SIZE IMB 5 (IM V1, IM V3) FLANGE 1, WITH KTY TEMPERATURESENSOR POWER CONNECTOR ROTATABLE RESOLVER MULTI-POLE (RESOLVER P=4); SHAFT WITH FITTED KEY, TOLERANCE N; WITH HOLDING BRAKE PROTECTION CLASS IP65, | 1746 | TEM | 1 | MC | 7.401 | 1
1FK70602AC711SB2 | SIMOTICS S SYNCHRONOUS MOTOR 1FK7-CT PN=1,1 KW; UZK=600V M0=6NM (100K); NN=2000RPM; NATURAL AIR COOLING, FRAME SIZE IMB 5 (IM V1, IM V3) FLANGE 1, WITH KTY TEMPERATURESENSOR POWER CONNECTOR ROTATABLE RESOLVER MULTI-POLE (RESOLVER P=4); SHAFT WITH FITTED KEY, TOLERANCE N; WITH HOLDING BRAKE PROTECTION CLASS IP65, FLANGE ON DRIVE END IP67; | 1746 | TEM | 1 | MC | 7.401 | 1
1FK70602AC711SG0 | SIMOTICS S SYNCHRONOUS MOTOR 1FK7-CT PN=1,1 KW; UZK=600V M0=6NM (100K); NN=2000RPM; NATURAL AIR COOLING, FRAME SIZE IMB 5 (IM V1, IM V3) FLANGE 1, WITH KTY TEMPERATURESENSOR POWER CONNECTOR ROTATABLE RESOLVER MULTI-POLE (RESOLVER P=4); PLAIN SHAFT, TOLERANCE N; W/O HOLDING BRAKE PROTECTION CLASS IP64; | 1263 | TEM | 1 | MC | 7.102 | 1
1FK70602AC711SG1 | SIMOTICS S SYNCHRONOUS MOTOR 1FK7-CT PN=1,1 KW; UZK=600V M0=6NM (100K); NN=2000RPM; NATURAL AIR COOLING, FRAME SIZE IMB 5 (IM V1, IM V3) FLANGE 1, WITH KTY TEMPERATURESENSOR POWER CONNECTOR ROTATABLE RESOLVER MULTI-POLE (RESOLVER P=4); PLAIN SHAFT, TOLERANCE N; W/O HOLDING BRAKE PROTECTION CLASS IP65, | 1357 | TEM | 1 | MC | 7.102 | 1
1FK70602AC711SG2 | SIMOTICS S SYNCHRONOUS MOTOR 1FK7-CT PN=1,1 KW; UZK=600V M0=6NM (100K); NN=2000RPM; NATURAL AIR COOLING, FRAME SIZE IMB 5 (IM V1, IM V3) FLANGE 1, WITH KTY TEMPERATURESENSOR POWER CONNECTOR ROTATABLE RESOLVER MULTI-POLE (RESOLVER P=4); PLAIN SHAFT, TOLERANCE N; W/O HOLDING BRAKE PROTECTION CLASS IP65, FLANGE ON DRIVE END IP67; | 1357 | TEM | 1 | MC | 7.102 | 1
1FK70602AC711SH0 | SIMOTICS S SYNCHRONOUS MOTOR 1FK7-CT PN=1,1 KW; UZK=600V M0=6NM (100K); NN=2000RPM; NATURAL AIR COOLING, FRAME SIZE IMB 5 (IM V1, IM V3) FLANGE 1, WITH KTY TEMPERATURESENSOR POWER CONNECTOR ROTATABLE RESOLVER MULTI-POLE (RESOLVER P=4); PLAIN SHAFT, TOLERANCE N; WITH HOLDING BRAKE PROTECTION CLASS IP64; | 1568 | TEM | 1 | MC | 7.401 | 1
1FK70602AC711SH1 | SIMOTICS S SYNCHRONOUS MOTOR 1FK7-CT PN=1,1 KW; UZK=600V M0=6NM (100K); NN=2000RPM; NATURAL AIR COOLING, FRAME SIZE IMB 5 (IM V1, IM V3) FLANGE 1, WITH KTY TEMPERATURESENSOR POWER CONNECTOR ROTATABLE RESOLVER MULTI-POLE (RESOLVER P=4); PLAIN SHAFT, TOLERANCE N; WITH HOLDING BRAKE PROTECTION CLASS IP65, | 1662 | TEM | 1 | MC | 7.401 | 1
1FK70602AC711SH2 | SIMOTICS S SYNCHRONOUS MOTOR 1FK7-CT PN=1,1 KW; UZK=600V M0=6NM (100K); NN=2000RPM; NATURAL AIR COOLING, FRAME SIZE IMB 5 (IM V1, IM V3) FLANGE 1, WITH KTY TEMPERATURESENSOR POWER CONNECTOR ROTATABLE RESOLVER MULTI-POLE (RESOLVER P=4); PLAIN SHAFT, TOLERANCE N; WITH HOLDING BRAKE PROTECTION CLASS IP65, FLANGE ON DRIVE END IP67; | 1662 | TEM | 1 | MC | 7.401 | 1
1FK70602AC711TA0 | SIMOTICS S SYNCHRONOUS MOTOR 1FK7-CT PN=1,1 KW; UZK=600V M0=6NM (100K); NN=2000RPM; NATURAL AIR COOLING, FRAME SIZE IMB 5 (IM V1, IM V3) FLANGE 1, WITH KTY TEMPERATURESENSOR POWER CONNECTOR ROTATABLE RESOLVER 2-POLE (RESOLVER P=1); SHAFT WITH FITTED KEY, TOLERANCE N; W/O HOLDING BRAKE PROTECTION CLASS IP64; | 1349 | TEM | 1 | MC | 7.102 | 1
1FK70602AC711TA1 | SIMOTICS S SYNCHRONOUS MOTOR 1FK7-CT PN=1,1 KW; UZK=600V M0=6NM (100K); NN=2000RPM; NATURAL AIR COOLING, FRAME SIZE IMB 5 (IM V1, IM V3) FLANGE 1, WITH KTY TEMPERATURESENSOR POWER CONNECTOR ROTATABLE RESOLVER 2-POLE (RESOLVER P=1); SHAFT WITH FITTED KEY, TOLERANCE N; W/O HOLDING BRAKE PROTECTION CLASS IP65, | 1443 | TEM | 1 | MC | 7.102 | 1
1FK70602AC711TA2 | SIMOTICS S SYNCHRONOUS MOTOR 1FK7-CT PN=1,1 KW; UZK=600V M0=6NM (100K); NN=2000RPM; NATURAL AIR COOLING, FRAME SIZE IMB 5 (IM V1, IM V3) FLANGE 1, WITH KTY TEMPERATURESENSOR POWER CONNECTOR ROTATABLE RESOLVER 2-POLE (RESOLVER P=1); SHAFT WITH FITTED KEY, TOLERANCE N; W/O HOLDING BRAKE PROTECTION CLASS IP65, FLANGE ON DRIVE END IP67; | 1443 | TEM | 1 | MC | 7.102 | 1
1FK70602AC711TB0 | SIMOTICS S SYNCHRONOUS MOTOR 1FK7-CT PN=1,1 KW; UZK=600V M0=6NM (100K); NN=2000RPM; NATURAL AIR COOLING, FRAME SIZE IMB 5 (IM V1, IM V3) FLANGE 1, WITH KTY TEMPERATURESENSOR POWER CONNECTOR ROTATABLE RESOLVER 2-POLE (RESOLVER P=1); SHAFT WITH FITTED KEY, TOLERANCE N; WITH HOLDING BRAKE PROTECTION CLASS IP64; | 1652 | TEM | 1 | MC | 7.401 | 1
1FK70602AC711TB1 | SIMOTICS S SYNCHRONOUS MOTOR 1FK7-CT PN=1,1 KW; UZK=600V M0=6NM (100K); NN=2000RPM; NATURAL AIR COOLING, FRAME SIZE IMB 5 (IM V1, IM V3) FLANGE 1, WITH KTY TEMPERATURESENSOR POWER CONNECTOR ROTATABLE RESOLVER 2-POLE (RESOLVER P=1); SHAFT WITH FITTED KEY, TOLERANCE N; WITH HOLDING BRAKE PROTECTION CLASS IP65, | 1746 | TEM | 1 | MC | 7.401 | 1
1FK70602AC711TB2 | SIMOTICS S SYNCHRONOUS MOTOR 1FK7-CT PN=1,1 KW; UZK=600V M0=6NM (100K); NN=2000RPM; NATURAL AIR COOLING, FRAME SIZE IMB 5 (IM V1, IM V3) FLANGE 1, WITH KTY TEMPERATURESENSOR POWER CONNECTOR ROTATABLE RESOLVER 2-POLE (RESOLVER P=1); SHAFT WITH FITTED KEY, TOLERANCE N; WITH HOLDING BRAKE PROTECTION CLASS IP65, FLANGE ON DRIVE END IP67; | 1746 | TEM | 1 | MC | 7.401 | 1
1FK70602AC711TG0 | SIMOTICS S SYNCHRONOUS MOTOR 1FK7-CT PN=1,1 KW; UZK=600V M0=6NM (100K); NN=2000RPM; NATURAL AIR COOLING, FRAME SIZE IMB 5 (IM V1, IM V3) FLANGE 1, WITH KTY TEMPERATURESENSOR POWER CONNECTOR ROTATABLE RESOLVER 2-POLE (RESOLVER P=1); PLAIN SHAFT, TOLERANCE N; W/O HOLDING BRAKE PROTECTION CLASS IP64; | 1263 | TEM | 1 | MC | 7.102 | 1
1FK70602AC711TG1 | SIMOTICS S SYNCHRONOUS MOTOR 1FK7-CT PN=1,1 KW; UZK=600V M0=6NM (100K); NN=2000RPM; NATURAL AIR COOLING, FRAME SIZE IMB 5 (IM V1, IM V3) FLANGE 1, WITH KTY TEMPERATURESENSOR POWER CONNECTOR ROTATABLE RESOLVER 2-POLE (RESOLVER P=1); PLAIN SHAFT, TOLERANCE N; W/O HOLDING BRAKE PROTECTION CLASS IP65, | 1357 | TEM | 1 | MC | 7.102 | 1
1FK70602AC711TG2 | SIMOTICS S SYNCHRONOUS MOTOR 1FK7-CT PN=1,1 KW; UZK=600V M0=6NM (100K); NN=2000RPM; NATURAL AIR COOLING, FRAME SIZE IMB 5 (IM V1, IM V3) FLANGE 1, WITH KTY TEMPERATURESENSOR POWER CONNECTOR ROTATABLE RESOLVER 2-POLE (RESOLVER P=1); PLAIN SHAFT, TOLERANCE N; W/O HOLDING BRAKE PROTECTION CLASS IP65, FLANGE ON DRIVE END IP67; | 1357 | TEM | 1 | MC | 7.102 | 1
1FK70602AC711TH0 | SIMOTICS S SYNCHRONOUS MOTOR 1FK7-CT PN=1,1 KW; UZK=600V M0=6NM (100K); NN=2000RPM; NATURAL AIR COOLING, FRAME SIZE IMB 5 (IM V1, IM V3) FLANGE 1, WITH KTY TEMPERATURESENSOR POWER CONNECTOR ROTATABLE RESOLVER 2-POLE (RESOLVER P=1); PLAIN SHAFT, TOLERANCE N; WITH HOLDING BRAKE PROTECTION CLASS IP64; | 1568 | TEM | 1 | MC | 7.401 | 1
1FK70602AC711TH1 | SIMOTICS S SYNCHRONOUS MOTOR 1FK7-CT PN=1,1 KW; UZK=600V M0=6NM (100K); NN=2000RPM; NATURAL AIR COOLING, FRAME SIZE IMB 5 (IM V1, IM V3) FLANGE 1, WITH KTY TEMPERATURESENSOR POWER CONNECTOR ROTATABLE RESOLVER 2-POLE (RESOLVER P=1); PLAIN SHAFT, TOLERANCE N; WITH HOLDING BRAKE PROTECTION CLASS IP65, | 1662 | TEM | 1 | MC | 7.401 | 1
1FK70602AC711TH2 | SIMOTICS S SYNCHRONOUS MOTOR 1FK7-CT PN=1,1 KW; UZK=600V M0=6NM (100K); NN=2000RPM; NATURAL AIR COOLING, FRAME SIZE IMB 5 (IM V1, IM V3) FLANGE 1, WITH KTY TEMPERATURESENSOR POWER CONNECTOR ROTATABLE RESOLVER 2-POLE (RESOLVER P=1); PLAIN SHAFT, TOLERANCE N; WITH HOLDING BRAKE PROTECTION CLASS IP65, FLANGE ON DRIVE END IP67; | 1662 | TEM | 1 | MC | 7.401 | 1
1FK70602AC711UA0 | SIMOTICS S SYNCHRONOUS MOTOR 1FK7-CT PN=1,1 KW; UZK=600V M0=6NM (100K); NN=2000RPM; NATURAL AIR COOLING, FRAME SIZE IMB 5 (IM V1, IM V3) FLANGE 1 POWER CONNECTOR ROTATABLE RESOLVER MULTI-POLE WITH DRIVE-CLIQ INTERFACE; SHAFT WITH FITTED KEY, TOLERANCE N; W/O HOLDING BRAKE PROTECTION CLASS IP64; | 1590 | TEM | 1 | MC | 7.102 | 1
1FK70602AC711UA1 | SIMOTICS S SYNCHRONOUS MOTOR 1FK7-CT PN=1,1 KW; UZK=600V M0=6NM (100K); NN=2000RPM; NATURAL AIR COOLING, FRAME SIZE IMB 5 (IM V1, IM V3) FLANGE 1 POWER CONNECTOR ROTATABLE RESOLVER MULTI-POLE WITH DRIVE-CLIQ INTERFACE; SHAFT WITH FITTED KEY, TOLERANCE N; W/O HOLDING BRAKE PROTECTION CLASS IP65, | 1684 | TEM | 1 | MC | 7.102 | 1
1FK70602AC711UA2 | SIMOTICS S SYNCHRONOUS MOTOR 1FK7-CT PN=1,1 KW; UZK=600V M0=6NM (100K); NN=2000RPM; NATURAL AIR COOLING, FRAME SIZE IMB 5 (IM V1, IM V3) FLANGE 1 POWER CONNECTOR ROTATABLE RESOLVER MULTI-POLE WITH DRIVE-CLIQ INTERFACE; SHAFT WITH FITTED KEY, TOLERANCE N; W/O HOLDING BRAKE PROTECTION CLASS IP65, FLANGE ON DRIVE END IP67; | 1684 | TEM | 1 | MC | 7.102 | 1
1FK70602AC711UB0 | SIMOTICS S SYNCHRONOUS MOTOR 1FK7-CT PN=1,1 KW; UZK=600V M0=6NM (100K); NN=2000RPM; NATURAL AIR COOLING, FRAME SIZE IMB 5 (IM V1, IM V3) FLANGE 1 POWER CONNECTOR ROTATABLE RESOLVER MULTI-POLE WITH DRIVE-CLIQ INTERFACE; SHAFT WITH FITTED KEY, TOLERANCE N; WITH HOLDING BRAKE PROTECTION CLASS IP64; | 1893 | TEM | 1 | MC | 7.401 | 1
1FK70602AC711UB1 | SIMOTICS S SYNCHRONOUS MOTOR 1FK7-CT PN=1,1 KW; UZK=600V M0=6NM (100K); NN=2000RPM; NATURAL AIR COOLING, FRAME SIZE IMB 5 (IM V1, IM V3) FLANGE 1 POWER CONNECTOR ROTATABLE RESOLVER MULTI-POLE WITH DRIVE-CLIQ INTERFACE; SHAFT WITH FITTED KEY, TOLERANCE N; WITH HOLDING BRAKE PROTECTION CLASS IP65, | 1987 | TEM | 1 | MC | 7.401 | 1
1FK70602AC711UB2 | SIMOTICS S SYNCHRONOUS MOTOR 1FK7-CT PN=1,1 KW; UZK=600V M0=6NM (100K); NN=2000RPM; NATURAL AIR COOLING, FRAME SIZE IMB 5 (IM V1, IM V3) FLANGE 1 POWER CONNECTOR ROTATABLE RESOLVER MULTI-POLE WITH DRIVE-CLIQ INTERFACE; SHAFT WITH FITTED KEY, TOLERANCE N; WITH HOLDING BRAKE PROTECTION CLASS IP65, FLANGE ON DRIVE END IP67; | 1987 | TEM | 1 | MC | 7.401 | 1
1FK70602AC711UG0 | SIMOTICS S SYNCHRONOUS MOTOR 1FK7-CT PN=1,1 KW; UZK=600V M0=6NM (100K); NN=2000RPM; NATURAL AIR COOLING, FRAME SIZE IMB 5 (IM V1, IM V3) FLANGE 1 POWER CONNECTOR ROTATABLE RESOLVER MULTI-POLE WITH DRIVE-CLIQ INTERFACE; PLAIN SHAFT, TOLERANCE N; W/O HOLDING BRAKE PROTECTION CLASS IP64; | 1504 | TEM | 1 | MC | 7.102 | 1
1FK70602AC711UG1 | SIMOTICS S SYNCHRONOUS MOTOR 1FK7-CT PN=1,1 KW; UZK=600V M0=6NM (100K); NN=2000RPM; NATURAL AIR COOLING, FRAME SIZE IMB 5 (IM V1, IM V3) FLANGE 1 POWER CONNECTOR ROTATABLE RESOLVER MULTI-POLE WITH DRIVE-CLIQ INTERFACE; PLAIN SHAFT, TOLERANCE N; W/O HOLDING BRAKE PROTECTION CLASS IP65, | 1598 | TEM | 1 | MC | 7.102 | 1
1FK70602AC711UG2 | SIMOTICS S SYNCHRONOUS MOTOR 1FK7-CT PN=1,1 KW; UZK=600V M0=6NM (100K); NN=2000RPM; NATURAL AIR COOLING, FRAME SIZE IMB 5 (IM V1, IM V3) FLANGE 1 POWER CONNECTOR ROTATABLE RESOLVER MULTI-POLE WITH DRIVE-CLIQ INTERFACE; PLAIN SHAFT, TOLERANCE N; W/O HOLDING BRAKE PROTECTION CLASS IP65, FLANGE ON DRIVE END IP67; | 1598 | TEM | 1 | MC | 7.102 | 1
1FK70602AC711UH0 | SIMOTICS S SYNCHRONOUS MOTOR 1FK7-CT PN=1,1 KW; UZK=600V M0=6NM (100K); NN=2000RPM; NATURAL AIR COOLING, FRAME SIZE IMB 5 (IM V1, IM V3) FLANGE 1 POWER CONNECTOR ROTATABLE RESOLVER MULTI-POLE WITH DRIVE-CLIQ INTERFACE; PLAIN SHAFT, TOLERANCE N; WITH HOLDING BRAKE PROTECTION CLASS IP64; | 1809 | TEM | 1 | MC | 7.401 | 1
1FK70602AC711UH1 | SIMOTICS S SYNCHRONOUS MOTOR 1FK7-CT PN=1,1 KW; UZK=600V M0=6NM (100K); NN=2000RPM; NATURAL AIR COOLING, FRAME SIZE IMB 5 (IM V1, IM V3) FLANGE 1 POWER CONNECTOR ROTATABLE RESOLVER MULTI-POLE WITH DRIVE-CLIQ INTERFACE; PLAIN SHAFT, TOLERANCE N; WITH HOLDING BRAKE PROTECTION CLASS IP65, | 1903 | TEM | 1 | MC | 7.401 | 1
1FK70602AC711UH2 | SIMOTICS S SYNCHRONOUS MOTOR 1FK7-CT PN=1,1 KW; UZK=600V M0=6NM (100K); NN=2000RPM; NATURAL AIR COOLING, FRAME SIZE IMB 5 (IM V1, IM V3) FLANGE 1 POWER CONNECTOR ROTATABLE RESOLVER MULTI-POLE WITH DRIVE-CLIQ INTERFACE; PLAIN SHAFT, TOLERANCE N; WITH HOLDING BRAKE PROTECTION CLASS IP65, FLANGE ON DRIVE END IP67; | 1903 | TEM | 1 | MC | 7.401 | 1
1FK70602AF711AA0 | SIMOTICS S SYNCHRONOUS MOTOR 1FK7-CT PN=1,5 KW; UZK=600V M0=6NM (100K); NN=3000RPM; NATURAL AIR COOLING, FRAME SIZE IMB 5 (IM V1, IM V3) FLANGE 1, WITH KTY TEMPERATURESENSOR POWER CONNECTOR ROTATABLE INCREMENTAL ENCODER SIN/COS 1VPP;2048 S/R W. C-AND D-SPUR (ENCODER IC2048S/R) SHAFT WITH FITTED KEY, TOLERANCE N; W/O HOLDING BRAKE PROTECTION CLASS IP64; | 1935 | TEM | 1 | MC | 7.101 | 1
1FK70602AF711AA1 | SIMOTICS S SYNCHRONOUS MOTOR 1FK7-CT PN=1,5 KW; UZK=600V M0=6NM (100K); NN=3000RPM; NATURAL AIR COOLING, FRAME SIZE IMB 5 (IM V1, IM V3) FLANGE 1, WITH KTY TEMPERATURESENSOR POWER CONNECTOR ROTATABLE INCREMENTAL ENCODER SIN/COS 1VPP;2048 S/R W. C-AND D-SPUR (ENCODER IC2048S/R) SHAFT WITH FITTED KEY, TOLERANCE N; W/O HOLDING BRAKE PROTECTION CLASS IP65, | 2029 | TEM | 1 | MC | 7.101 | 1
1FK70602AF711AA2 | SIMOTICS S SYNCHRONOUS MOTOR 1FK7-CT PN=1,5 KW; UZK=600V M0=6NM (100K); NN=3000RPM; NATURAL AIR COOLING, FRAME SIZE IMB 5 (IM V1, IM V3) FLANGE 1, WITH KTY TEMPERATURESENSOR POWER CONNECTOR ROTATABLE INCREMENTAL ENCODER SIN/COS 1VPP;2048 S/R W. C-AND D-SPUR (ENCODER IC2048S/R) SHAFT WITH FITTED KEY, TOLERANCE N; W/O HOLDING BRAKE PROTECTION CLASS IP65, FLANGE ON DRIVE END IP67; | 2029 | TEM | 1 | MC | 7.101 | 1
1FK70602AF711AB0 | SIMOTICS S SYNCHRONOUS MOTOR 1FK7-CT PN=1,5 KW; UZK=600V M0=6NM (100K); NN=3000RPM; NATURAL AIR COOLING, FRAME SIZE IMB 5 (IM V1, IM V3) FLANGE 1, WITH KTY TEMPERATURESENSOR POWER CONNECTOR ROTATABLE INCREMENTAL ENCODER SIN/COS 1VPP;2048 S/R W. C-AND D-SPUR (ENCODER IC2048S/R) SHAFT WITH FITTED KEY, TOLERANCE N; WITH HOLDING BRAKE PROTECTION CLASS IP64; | 2238 | TEM | 1 | MC | 7.4 | 1
1FK70602AF711AB1 | SIMOTICS S SYNCHRONOUS MOTOR 1FK7-CT PN=1,5 KW; UZK=600V M0=6NM (100K); NN=3000RPM; NATURAL AIR COOLING, FRAME SIZE IMB 5 (IM V1, IM V3) FLANGE 1, WITH KTY TEMPERATURESENSOR POWER CONNECTOR ROTATABLE INCREMENTAL ENCODER SIN/COS 1VPP;2048 S/R W. C-AND D-SPUR (ENCODER IC2048S/R) SHAFT WITH FITTED KEY, TOLERANCE N; WITH HOLDING BRAKE PROTECTION CLASS IP65, | 2332 | TEM | 1 | MC | 7.4 | 1
1FK70602AF711AB2 | SIMOTICS S SYNCHRONOUS MOTOR 1FK7-CT PN=1,5 KW; UZK=600V M0=6NM (100K); NN=3000RPM; NATURAL AIR COOLING, FRAME SIZE IMB 5 (IM V1, IM V3) FLANGE 1, WITH KTY TEMPERATURESENSOR POWER CONNECTOR ROTATABLE INCREMENTAL ENCODER SIN/COS 1VPP;2048 S/R W. C-AND D-SPUR (ENCODER IC2048S/R) SHAFT WITH FITTED KEY, TOLERANCE N; WITH HOLDING BRAKE PROTECTION CLASS IP65, FLANGE ON DRIVE END IP67; | 2332 | TEM | 1 | MC | 7.4 | 1
1FK70602AF711AG0 | SIMOTICS S SYNCHRONOUS MOTOR 1FK7-CT PN=1,5 KW; UZK=600V M0=6NM (100K); NN=3000RPM; NATURAL AIR COOLING, FRAME SIZE IMB 5 (IM V1, IM V3) FLANGE 1, WITH KTY TEMPERATURESENSOR POWER CONNECTOR ROTATABLE INCREMENTAL ENCODER SIN/COS 1VPP;2048 S/R W. C-AND D-SPUR (ENCODER IC2048S/R) PLAIN SHAFT, TOLERANCE N; W/O HOLDING BRAKE PROTECTION CLASS IP64; | 1849 | TEM | 1 | MC | 7.101 | 1
1FK70602AF711AG1 | SIMOTICS S SYNCHRONOUS MOTOR 1FK7-CT PN=1,5 KW; UZK=600V M0=6NM (100K); NN=3000RPM; NATURAL AIR COOLING, FRAME SIZE IMB 5 (IM V1, IM V3) FLANGE 1, WITH KTY TEMPERATURESENSOR POWER CONNECTOR ROTATABLE INCREMENTAL ENCODER SIN/COS 1VPP;2048 S/R W. C-AND D-SPUR (ENCODER IC2048S/R) PLAIN SHAFT, TOLERANCE N; W/O HOLDING BRAKE PROTECTION CLASS IP65, | 1943 | TEM | 1 | MC | 7.101 | 1
1FK70602AF711AG2 | SIMOTICS S SYNCHRONOUS MOTOR 1FK7-CT PN=1,5 KW; UZK=600V M0=6NM (100K); NN=3000RPM; NATURAL AIR COOLING, FRAME SIZE IMB 5 (IM V1, IM V3) FLANGE 1, WITH KTY TEMPERATURESENSOR POWER CONNECTOR ROTATABLE INCREMENTAL ENCODER SIN/COS 1VPP;2048 S/R W. C-AND D-SPUR (ENCODER IC2048S/R) PLAIN SHAFT, TOLERANCE N; W/O HOLDING BRAKE PROTECTION CLASS IP65, FLANGE ON DRIVE END IP67; | 1943 | TEM | 1 | MC | 7.101 | 1
1FK70602AF711AH0 | SIMOTICS S SYNCHRONOUS MOTOR 1FK7-CT PN=1,5 KW; UZK=600V M0=6NM (100K); NN=3000RPM; NATURAL AIR COOLING, FRAME SIZE IMB 5 (IM V1, IM V3) FLANGE 1, WITH KTY TEMPERATURESENSOR POWER CONNECTOR ROTATABLE INCREMENTAL ENCODER SIN/COS 1VPP;2048 S/R W. C-AND D-SPUR (ENCODER IC2048S/R) PLAIN SHAFT, TOLERANCE N; WITH HOLDING BRAKE PROTECTION CLASS IP64; | 2154 | TEM | 1 | MC | 7.4 | 1
1FK70602AF711AH1 | SIMOTICS S SYNCHRONOUS MOTOR 1FK7-CT PN=1,5 KW; UZK=600V M0=6NM (100K); NN=3000RPM; NATURAL AIR COOLING, FRAME SIZE IMB 5 (IM V1, IM V3) FLANGE 1, WITH KTY TEMPERATURESENSOR POWER CONNECTOR ROTATABLE INCREMENTAL ENCODER SIN/COS 1VPP;2048 S/R W. C-AND D-SPUR (ENCODER IC2048S/R) PLAIN SHAFT, TOLERANCE N; WITH HOLDING BRAKE PROTECTION CLASS IP65, | 2248 | TEM | 1 | MC | 7.4 | 1
1FK70602AF711AH2 | SIMOTICS S SYNCHRONOUS MOTOR 1FK7-CT PN=1,5 KW; UZK=600V M0=6NM (100K); NN=3000RPM; NATURAL AIR COOLING, FRAME SIZE IMB 5 (IM V1, IM V3) FLANGE 1, WITH KTY TEMPERATURESENSOR POWER CONNECTOR ROTATABLE INCREMENTAL ENCODER SIN/COS 1VPP;2048 S/R W. C-AND D-SPUR (ENCODER IC2048S/R) PLAIN SHAFT, TOLERANCE N; WITH HOLDING BRAKE PROTECTION CLASS IP65, FLANGE ON DRIVE END IP67; | 2248 | TEM | 1 | MC | 7.4 | 1
1FK70602AF711BA0 | SIMOTICS S SYNCHRONOUS MOTOR 1FK7-CT PN=1,5 KW; UZK=600V M0=6NM (100K); NN=3000RPM; NATURAL AIR COOLING, FRAME SIZE IMB 5 (IM V1, IM V3) FLANGE 1 POWER CONNECTOR ROTATABLE ABSOLUTE ENCODER SINGLETURN 24 BIT WITH DRIVE CLIQ INTERFACE (ENCODER AS24DQI) SHAFT WITH FITTED KEY, TOLERANCE N; W/O HOLDING BRAKE PROTECTION CLASS IP64; | 2176 | TEM | 1 | MC | 7.101 | 1
1FK70602AF711BA1 | SIMOTICS S SYNCHRONOUS MOTOR 1FK7-CT PN=1,5 KW; UZK=600V M0=6NM (100K); NN=3000RPM; NATURAL AIR COOLING, FRAME SIZE IMB 5 (IM V1, IM V3) FLANGE 1 POWER CONNECTOR ROTATABLE ABSOLUTE ENCODER SINGLETURN 24 BIT WITH DRIVE CLIQ INTERFACE (ENCODER AS24DQI) SHAFT WITH FITTED KEY, TOLERANCE N; W/O HOLDING BRAKE PROTECTION CLASS IP65, | 2270 | TEM | 1 | MC | 7.101 | 1
1FK70602AF711BA2 | SIMOTICS S SYNCHRONOUS MOTOR 1FK7-CT PN=1,5 KW; UZK=600V M0=6NM (100K); NN=3000RPM; NATURAL AIR COOLING, FRAME SIZE IMB 5 (IM V1, IM V3) FLANGE 1 POWER CONNECTOR ROTATABLE ABSOLUTE ENCODER SINGLETURN 24 BIT WITH DRIVE CLIQ INTERFACE (ENCODER AS24DQI) SHAFT WITH FITTED KEY, TOLERANCE N; W/O HOLDING BRAKE PROTECTION CLASS IP65, FLANGE ON DRIVE END IP67; | 2270 | TEM | 1 | MC | 7.101 | 1
1FK70602AF711BB0 | SIMOTICS S SYNCHRONOUS MOTOR 1FK7-CT PN=1,5 KW; UZK=600V M0=6NM (100K); NN=3000RPM; NATURAL AIR COOLING, FRAME SIZE IMB 5 (IM V1, IM V3) FLANGE 1 POWER CONNECTOR ROTATABLE ABSOLUTE ENCODER SINGLETURN 24 BIT WITH DRIVE CLIQ INTERFACE (ENCODER AS24DQI) SHAFT WITH FITTED KEY, TOLERANCE N; WITH HOLDING BRAKE PROTECTION CLASS IP64; | 2479 | TEM | 1 | MC | 7.4 | 1
1FK70602AF711BB1 | SIMOTICS S SYNCHRONOUS MOTOR 1FK7-CT PN=1,5 KW; UZK=600V M0=6NM (100K); NN=3000RPM; NATURAL AIR COOLING, FRAME SIZE IMB 5 (IM V1, IM V3) FLANGE 1 POWER CONNECTOR ROTATABLE ABSOLUTE ENCODER SINGLETURN 24 BIT WITH DRIVE CLIQ INTERFACE (ENCODER AS24DQI) SHAFT WITH FITTED KEY, TOLERANCE N; WITH HOLDING BRAKE PROTECTION CLASS IP65, | 2573 | TEM | 1 | MC | 7.4 | 1
1FK70602AF711BB2 | SIMOTICS S SYNCHRONOUS MOTOR 1FK7-CT PN=1,5 KW; UZK=600V M0=6NM (100K); NN=3000RPM; NATURAL AIR COOLING, FRAME SIZE IMB 5 (IM V1, IM V3) FLANGE 1 POWER CONNECTOR ROTATABLE ABSOLUTE ENCODER SINGLETURN 24 BIT WITH DRIVE CLIQ INTERFACE (ENCODER AS24DQI) SHAFT WITH FITTED KEY, TOLERANCE N; WITH HOLDING BRAKE PROTECTION CLASS IP65, FLANGE ON DRIVE END IP67; | 2573 | TEM | 1 | MC | 7.4 | 1
1FK70602AF711BG0 | SIMOTICS S SYNCHRONOUS MOTOR 1FK7-CT PN=1,5 KW; UZK=600V M0=6NM (100K); NN=3000RPM; NATURAL AIR COOLING, FRAME SIZE IMB 5 (IM V1, IM V3) FLANGE 1 POWER CONNECTOR ROTATABLE ABSOLUTE ENCODER SINGLETURN 24 BIT WITH DRIVE CLIQ INTERFACE (ENCODER AS24DQI) PLAIN SHAFT, TOLERANCE N; W/O HOLDING BRAKE PROTECTION CLASS IP64; | 2090 | TEM | 1 | MC | 7.101 | 1
1FK70602AF711BG1 | SIMOTICS S SYNCHRONOUS MOTOR 1FK7-CT PN=1,5 KW; UZK=600V M0=6NM (100K); NN=3000RPM; NATURAL AIR COOLING, FRAME SIZE IMB 5 (IM V1, IM V3) FLANGE 1 POWER CONNECTOR ROTATABLE ABSOLUTE ENCODER SINGLETURN 24 BIT WITH DRIVE CLIQ INTERFACE (ENCODER AS24DQI) PLAIN SHAFT, TOLERANCE N; W/O HOLDING BRAKE PROTECTION CLASS IP65, | 2184 | TEM | 1 | MC | 7.101 | 1
1FK70602AF711BG2 | SIMOTICS S SYNCHRONOUS MOTOR 1FK7-CT PN=1,5 KW; UZK=600V M0=6NM (100K); NN=3000RPM; NATURAL AIR COOLING, FRAME SIZE IMB 5 (IM V1, IM V3) FLANGE 1 POWER CONNECTOR ROTATABLE ABSOLUTE ENCODER SINGLETURN 24 BIT WITH DRIVE CLIQ INTERFACE (ENCODER AS24DQI) PLAIN SHAFT, TOLERANCE N; W/O HOLDING BRAKE PROTECTION CLASS IP65, FLANGE ON DRIVE END IP67; | 2184 | TEM | 1 | MC | 7.101 | 1
1FK70602AF711BH0 | SIMOTICS S SYNCHRONOUS MOTOR 1FK7-CT PN=1,5 KW; UZK=600V M0=6NM (100K); NN=3000RPM; NATURAL AIR COOLING, FRAME SIZE IMB 5 (IM V1, IM V3) FLANGE 1 POWER CONNECTOR ROTATABLE ABSOLUTE ENCODER SINGLETURN 24 BIT WITH DRIVE CLIQ INTERFACE (ENCODER AS24DQI) PLAIN SHAFT, TOLERANCE N; WITH HOLDING BRAKE PROTECTION CLASS IP64; | 2395 | TEM | 1 | MC | 7.4 | 1
1FK70602AF711BH1 | SIMOTICS S SYNCHRONOUS MOTOR 1FK7-CT PN=1,5 KW; UZK=600V M0=6NM (100K); NN=3000RPM; NATURAL AIR COOLING, FRAME SIZE IMB 5 (IM V1, IM V3) FLANGE 1 POWER CONNECTOR ROTATABLE ABSOLUTE ENCODER SINGLETURN 24 BIT WITH DRIVE CLIQ INTERFACE (ENCODER AS24DQI) PLAIN SHAFT, TOLERANCE N; WITH HOLDING BRAKE PROTECTION CLASS IP65, | 2489 | TEM | 1 | MC | 7.4 | 1
1FK70602AF711BH2 | SIMOTICS S SYNCHRONOUS MOTOR 1FK7-CT PN=1,5 KW; UZK=600V M0=6NM (100K); NN=3000RPM; NATURAL AIR COOLING, FRAME SIZE IMB 5 (IM V1, IM V3) FLANGE 1 POWER CONNECTOR ROTATABLE ABSOLUTE ENCODER SINGLETURN 24 BIT WITH DRIVE CLIQ INTERFACE (ENCODER AS24DQI) PLAIN SHAFT, TOLERANCE N; WITH HOLDING BRAKE PROTECTION CLASS IP65, FLANGE ON DRIVE END IP67; | 2489 | TEM | 1 | MC | 7.4 | 1
1FK70602AF711CA0 | SIMOTICS S SYNCHRONOUS MOTOR 1FK7-CT PN=1,5 KW; UZK=600V M0=6NM (100K); NN=3000RPM; NATURAL AIR COOLING, FRAME SIZE IMB 5 (IM V1, IM V3) FLANGE 1 POWER CONNECTOR ROTATABLE ABSOLUTE ENCODER 24 BIT + 12 BIT MULTITURN WITH DRIVE-CLIQ INTERFACE (ENCODER AM24DQI) SHAFT WITH FITTED KEY, TOLERANCE N; W/O HOLDING BRAKE PROTECTION CLASS IP64; | 2546 | TEM | 1 | MC | 7.101 | 1
1FK70602AF711CA1 | SIMOTICS S SYNCHRONOUS MOTOR 1FK7-CT PN=1,5 KW; UZK=600V M0=6NM (100K); NN=3000RPM; NATURAL AIR COOLING, FRAME SIZE IMB 5 (IM V1, IM V3) FLANGE 1 POWER CONNECTOR ROTATABLE ABSOLUTE ENCODER 24 BIT + 12 BIT MULTITURN WITH DRIVE-CLIQ INTERFACE (ENCODER AM24DQI) SHAFT WITH FITTED KEY, TOLERANCE N; W/O HOLDING BRAKE PROTECTION CLASS IP65, | 2639 | TEM | 1 | MC | 7.101 | 1
1FK70602AF711CA2 | SIMOTICS S SYNCHRONOUS MOTOR 1FK7-CT PN=1,5 KW; UZK=600V M0=6NM (100K); NN=3000RPM; NATURAL AIR COOLING, FRAME SIZE IMB 5 (IM V1, IM V3) FLANGE 1 POWER CONNECTOR ROTATABLE ABSOLUTE ENCODER 24 BIT + 12 BIT MULTITURN WITH DRIVE-CLIQ INTERFACE (ENCODER AM24DQI) SHAFT WITH FITTED KEY, TOLERANCE N; W/O HOLDING BRAKE PROTECTION CLASS IP65, FLANGE ON DRIVE END IP67; | 2639 | TEM | 1 | MC | 7.101 | 1
1FK70602AF711CB0 | SIMOTICS S SYNCHRONOUS MOTOR 1FK7-CT PN=1,5 KW; UZK=600V M0=6NM (100K); NN=3000RPM; NATURAL AIR COOLING, FRAME SIZE IMB 5 (IM V1, IM V3) FLANGE 1 POWER CONNECTOR ROTATABLE ABSOLUTE ENCODER 24 BIT + 12 BIT MULTITURN WITH DRIVE-CLIQ INTERFACE (ENCODER AM24DQI) SHAFT WITH FITTED KEY, TOLERANCE N; WITH HOLDING BRAKE PROTECTION CLASS IP64; | 2849 | TEM | 1 | MC | 7.4 | 1
1FK70602AF711CB1 | SIMOTICS S SYNCHRONOUS MOTOR 1FK7-CT PN=1,5 KW; UZK=600V M0=6NM (100K); NN=3000RPM; NATURAL AIR COOLING, FRAME SIZE IMB 5 (IM V1, IM V3) FLANGE 1 POWER CONNECTOR ROTATABLE ABSOLUTE ENCODER 24 BIT + 12 BIT MULTITURN WITH DRIVE-CLIQ INTERFACE (ENCODER AM24DQI) SHAFT WITH FITTED KEY, TOLERANCE N; WITH HOLDING BRAKE PROTECTION CLASS IP65, | 2942 | TEM | 1 | MC | 7.4 | 1
1FK70602AF711CB2 | SIMOTICS S SYNCHRONOUS MOTOR 1FK7-CT PN=1,5 KW; UZK=600V M0=6NM (100K); NN=3000RPM; NATURAL AIR COOLING, FRAME SIZE IMB 5 (IM V1, IM V3) FLANGE 1 POWER CONNECTOR ROTATABLE ABSOLUTE ENCODER 24 BIT + 12 BIT MULTITURN WITH DRIVE-CLIQ INTERFACE (ENCODER AM24DQI) SHAFT WITH FITTED KEY, TOLERANCE N; WITH HOLDING BRAKE PROTECTION CLASS IP65, FLANGE ON DRIVE END IP67; | 2942 | TEM | 1 | MC | 7.4 | 1
1FK70602AF711CG0 | SIMOTICS S SYNCHRONOUS MOTOR 1FK7-CT PN=1,5 KW; UZK=600V M0=6NM (100K); NN=3000RPM; NATURAL AIR COOLING, FRAME SIZE IMB 5 (IM V1, IM V3) FLANGE 1 POWER CONNECTOR ROTATABLE ABSOLUTE ENCODER 24 BIT + 12 BIT MULTITURN WITH DRIVE-CLIQ INTERFACE (ENCODER AM24DQI) PLAIN SHAFT, TOLERANCE N; W/O HOLDING BRAKE PROTECTION CLASS IP64; | 2459 | TEM | 1 | MC | 7.101 | 1
1FK70602AF711CG1 | SIMOTICS S SYNCHRONOUS MOTOR 1FK7-CT PN=1,5 KW; UZK=600V M0=6NM (100K); NN=3000RPM; NATURAL AIR COOLING, FRAME SIZE IMB 5 (IM V1, IM V3) FLANGE 1 POWER CONNECTOR ROTATABLE ABSOLUTE ENCODER 24 BIT + 12 BIT MULTITURN WITH DRIVE-CLIQ INTERFACE (ENCODER AM24DQI) PLAIN SHAFT, TOLERANCE N; W/O HOLDING BRAKE PROTECTION CLASS IP65, | 2553 | TEM | 1 | MC | 7.101 | 1
1FK70602AF711CG2 | SIMOTICS S SYNCHRONOUS MOTOR 1FK7-CT PN=1,5 KW; UZK=600V M0=6NM (100K); NN=3000RPM; NATURAL AIR COOLING, FRAME SIZE IMB 5 (IM V1, IM V3) FLANGE 1 POWER CONNECTOR ROTATABLE ABSOLUTE ENCODER 24 BIT + 12 BIT MULTITURN WITH DRIVE-CLIQ INTERFACE (ENCODER AM24DQI) PLAIN SHAFT, TOLERANCE N; W/O HOLDING BRAKE PROTECTION CLASS IP65, FLANGE ON DRIVE END IP67; | 2553 | TEM | 1 | MC | 7.101 | 1
1FK70602AF711CH0 | SIMOTICS S SYNCHRONOUS MOTOR 1FK7-CT PN=1,5 KW; UZK=600V M0=6NM (100K); NN=3000RPM; NATURAL AIR COOLING, FRAME SIZE IMB 5 (IM V1, IM V3) FLANGE 1 POWER CONNECTOR ROTATABLE ABSOLUTE ENCODER 24 BIT + 12 BIT MULTITURN WITH DRIVE-CLIQ INTERFACE (ENCODER AM24DQI) PLAIN SHAFT, TOLERANCE N; WITH HOLDING BRAKE PROTECTION CLASS IP64; | 2765 | TEM | 1 | MC | 7.4 | 1
1FK70602AF711CH1 | SIMOTICS S SYNCHRONOUS MOTOR 1FK7-CT PN=1,5 KW; UZK=600V M0=6NM (100K); NN=3000RPM; NATURAL AIR COOLING, FRAME SIZE IMB 5 (IM V1, IM V3) FLANGE 1 POWER CONNECTOR ROTATABLE ABSOLUTE ENCODER 24 BIT + 12 BIT MULTITURN WITH DRIVE-CLIQ INTERFACE (ENCODER AM24DQI) PLAIN SHAFT, TOLERANCE N; WITH HOLDING BRAKE PROTECTION CLASS IP65, | 2858 | TEM | 1 | MC | 7.4 | 1
1FK70602AF711CH2 | SIMOTICS S SYNCHRONOUS MOTOR 1FK7-CT PN=1,5 KW; UZK=600V M0=6NM (100K); NN=3000RPM; NATURAL AIR COOLING, FRAME SIZE IMB 5 (IM V1, IM V3) FLANGE 1 POWER CONNECTOR ROTATABLE ABSOLUTE ENCODER 24 BIT + 12 BIT MULTITURN WITH DRIVE-CLIQ INTERFACE (ENCODER AM24DQI) PLAIN SHAFT, TOLERANCE N; WITH HOLDING BRAKE PROTECTION CLASS IP65, FLANGE ON DRIVE END IP67; | 2858 | TEM | 1 | MC | 7.4 | 1
1FK70602AF711DA0 | SIMOTICS S SYNCHRONOUS MOTOR 1FK7-CT PN=1,5 KW; UZK=600V M0=6NM (100K); NN=3000RPM; NATURAL AIR COOLING, FRAME SIZE IMB 5 (IM V1, IM V3) FLANGE 1 POWER CONNECTOR ROTATABLE INCREMENTAL ENCODER 22 BIT WITH DRIVE-CLIQ INTERFACE (ENCODER IC22DQ) SHAFT WITH FITTED KEY, TOLERANCE N; W/O HOLDING BRAKE PROTECTION CLASS IP64; | 2257 | TEM | 1 | MC | 7.102 | 1
1FK70602AF711DA2 | SIMOTICS S SYNCHRONOUS MOTOR 1FK7-CT PN=1,5 KW; UZK=600V M0=6NM (100K); NN=3000RPM; NATURAL AIR COOLING, FRAME SIZE IMB 5 (IM V1, IM V3) FLANGE 1 POWER CONNECTOR ROTATABLE INCREMENTAL ENCODER 22 BIT WITH DRIVE-CLIQ INTERFACE (ENCODER IC22DQ) SHAFT WITH FITTED KEY, TOLERANCE N; W/O HOLDING BRAKE PROTECTION CLASS IP65, FLANGE ON DRIVE END IP67; | 2350 | TEM | 1 | MC | 7.102 | 1
1FK70602AF711DB0 | SIMOTICS S SYNCHRONOUS MOTOR 1FK7-CT PN=1,5 KW; UZK=600V M0=6NM (100K); NN=3000RPM; NATURAL AIR COOLING, FRAME SIZE IMB 5 (IM V1, IM V3) FLANGE 1 POWER CONNECTOR ROTATABLE INCREMENTAL ENCODER 22 BIT WITH DRIVE-CLIQ INTERFACE (ENCODER IC22DQ) SHAFT WITH FITTED KEY, TOLERANCE N; WITH HOLDING BRAKE PROTECTION CLASS IP64; | 2559 | TEM | 1 | MC | 7.401 | 1
1FK70602AF711DB1 | SIMOTICS S SYNCHRONOUS MOTOR 1FK7-CT PN=1,5 KW; UZK=600V M0=6NM (100K); NN=3000RPM; NATURAL AIR COOLING, FRAME SIZE IMB 5 (IM V1, IM V3) FLANGE 1 POWER CONNECTOR ROTATABLE INCREMENTAL ENCODER 22 BIT WITH DRIVE-CLIQ INTERFACE (ENCODER IC22DQ) SHAFT WITH FITTED KEY, TOLERANCE N; WITH HOLDING BRAKE PROTECTION CLASS IP65, | 2653 | TEM | 1 | MC | 7.401 | 1
1FK70602AF711DG0 | SIMOTICS S SYNCHRONOUS MOTOR 1FK7-CT PN=1,5 KW; UZK=600V M0=6NM (100K); NN=3000RPM; NATURAL AIR COOLING, FRAME SIZE IMB 5 (IM V1, IM V3) FLANGE 1 POWER CONNECTOR ROTATABLE INCREMENTAL ENCODER 22 BIT WITH DRIVE-CLIQ INTERFACE (ENCODER IC22DQ) PLAIN SHAFT, TOLERANCE N; W/O HOLDING BRAKE PROTECTION CLASS IP64; | 2170 | TEM | 1 | MC | 7.102 | 1
1FK70602AF711DG1 | SIMOTICS S SYNCHRONOUS MOTOR 1FK7-CT PN=1,5 KW; UZK=600V M0=6NM (100K); NN=3000RPM; NATURAL AIR COOLING, FRAME SIZE IMB 5 (IM V1, IM V3) FLANGE 1 POWER CONNECTOR ROTATABLE INCREMENTAL ENCODER 22 BIT WITH DRIVE-CLIQ INTERFACE (ENCODER IC22DQ) PLAIN SHAFT, TOLERANCE N; W/O HOLDING BRAKE PROTECTION CLASS IP65, | 2264 | TEM | 1 | MC | 7.102 | 1
1FK70602AF711DG2 | SIMOTICS S SYNCHRONOUS MOTOR 1FK7-CT PN=1,5 KW; UZK=600V M0=6NM (100K); NN=3000RPM; NATURAL AIR COOLING, FRAME SIZE IMB 5 (IM V1, IM V3) FLANGE 1 POWER CONNECTOR ROTATABLE INCREMENTAL ENCODER 22 BIT WITH DRIVE-CLIQ INTERFACE (ENCODER IC22DQ) PLAIN SHAFT, TOLERANCE N; W/O HOLDING BRAKE PROTECTION CLASS IP65, FLANGE ON DRIVE END IP67; | 2264 | TEM | 1 | MC | 7.102 | 1
1FK70602AF711DH0 | SIMOTICS S SYNCHRONOUS MOTOR 1FK7-CT PN=1,5 KW; UZK=600V M0=6NM (100K); NN=3000RPM; NATURAL AIR COOLING, FRAME SIZE IMB 5 (IM V1, IM V3) FLANGE 1 POWER CONNECTOR ROTATABLE INCREMENTAL ENCODER 22 BIT WITH DRIVE-CLIQ INTERFACE (ENCODER IC22DQ) PLAIN SHAFT, TOLERANCE N; WITH HOLDING BRAKE PROTECTION CLASS IP64; | 2475 | TEM | 1 | MC | 7.401 | 1
1FK70602AF711EA0 | SIMOTICS S SYNCHRONOUS MOTOR 1FK7-CT PN=1,5 KW; UZK=600V M0=6NM (100K); NN=3000RPM; NATURAL AIR COOLING, FRAME SIZE IMB 5 (IM V1, IM V3) FLANGE 1, WITH KTY TEMPERATURESENSOR POWER CONNECTOR ROTATABLE ABSOLUTE ENCODERR 2048 S/R + 4096 UMDREHUNGEN MULTITURN, WITH ENDAT-SCHNITTSTELLE (ENCODER AM2048S/R) SHAFT WITH FITTED KEY, TOLERANCE N; W/O HOLDING BRAKE PROTECTION CLASS IP64; | 2307 | TEM | 1 | MC | 7.101 | 1
1FK70602AF711EA1 | SIMOTICS S SYNCHRONOUS MOTOR 1FK7-CT PN=1,5 KW; UZK=600V M0=6NM (100K); NN=3000RPM; NATURAL AIR COOLING, FRAME SIZE IMB 5 (IM V1, IM V3) FLANGE 1, WITH KTY TEMPERATURESENSOR POWER CONNECTOR ROTATABLE ABSOLUTE ENCODERR 2048 S/R + 4096 UMDREHUNGEN MULTITURN, WITH ENDAT-SCHNITTSTELLE (ENCODER AM2048S/R) SHAFT WITH FITTED KEY, TOLERANCE N; W/O HOLDING BRAKE PROTECTION CLASS IP65, | 2400 | TEM | 1 | MC | 7.101 | 1
1FK70602AF711EA2 | SIMOTICS S SYNCHRONOUS MOTOR 1FK7-CT PN=1,5 KW; UZK=600V M0=6NM (100K); NN=3000RPM; NATURAL AIR COOLING, FRAME SIZE IMB 5 (IM V1, IM V3) FLANGE 1, WITH KTY TEMPERATURESENSOR POWER CONNECTOR ROTATABLE ABSOLUTE ENCODERR 2048 S/R + 4096 UMDREHUNGEN MULTITURN, WITH ENDAT-SCHNITTSTELLE (ENCODER AM2048S/R) SHAFT WITH FITTED KEY, TOLERANCE N; W/O HOLDING BRAKE PROTECTION CLASS IP65, FLANGE ON DRIVE END IP67; | 2400 | TEM | 1 | MC | 7.101 | 1
1FK70602AF711EB0 | SIMOTICS S SYNCHRONOUS MOTOR 1FK7-CT PN=1,5 KW; UZK=600V M0=6NM (100K); NN=3000RPM; NATURAL AIR COOLING, FRAME SIZE IMB 5 (IM V1, IM V3) FLANGE 1, WITH KTY TEMPERATURESENSOR POWER CONNECTOR ROTATABLE ABSOLUTE ENCODERR 2048 S/R + 4096 UMDREHUNGEN MULTITURN, WITH ENDAT-SCHNITTSTELLE (ENCODER AM2048S/R) SHAFT WITH FITTED KEY, TOLERANCE N; WITH HOLDING BRAKE PROTECTION CLASS IP64; | 2610 | TEM | 1 | MC | 7.4 | 1
1FK70602AF711EB1 | SIMOTICS S SYNCHRONOUS MOTOR 1FK7-CT PN=1,5 KW; UZK=600V M0=6NM (100K); NN=3000RPM; NATURAL AIR COOLING, FRAME SIZE IMB 5 (IM V1, IM V3) FLANGE 1, WITH KTY TEMPERATURESENSOR POWER CONNECTOR ROTATABLE ABSOLUTE ENCODERR 2048 S/R + 4096 UMDREHUNGEN MULTITURN, WITH ENDAT-SCHNITTSTELLE (ENCODER AM2048S/R) SHAFT WITH FITTED KEY, TOLERANCE N; WITH HOLDING BRAKE PROTECTION CLASS IP65, | 2703 | TEM | 1 | MC | 7.4 | 1
1FK70602AF711EB2 | SIMOTICS S SYNCHRONOUS MOTOR 1FK7-CT PN=1,5 KW; UZK=600V M0=6NM (100K); NN=3000RPM; NATURAL AIR COOLING, FRAME SIZE IMB 5 (IM V1, IM V3) FLANGE 1, WITH KTY TEMPERATURESENSOR POWER CONNECTOR ROTATABLE ABSOLUTE ENCODERR 2048 S/R + 4096 UMDREHUNGEN MULTITURN, WITH ENDAT-SCHNITTSTELLE (ENCODER AM2048S/R) SHAFT WITH FITTED KEY, TOLERANCE N; WITH HOLDING BRAKE PROTECTION CLASS IP65, FLANGE ON DRIVE END IP67; | 2703 | TEM | 1 | MC | 7.4 | 1
1FK70602AF711EG0 | SIMOTICS S SYNCHRONOUS MOTOR 1FK7-CT PN=1,5 KW; UZK=600V M0=6NM (100K); NN=3000RPM; NATURAL AIR COOLING, FRAME SIZE IMB 5 (IM V1, IM V3) FLANGE 1, WITH KTY TEMPERATURESENSOR POWER CONNECTOR ROTATABLE ABSOLUTE ENCODERR 2048 S/R + 4096 UMDREHUNGEN MULTITURN, WITH ENDAT-SCHNITTSTELLE (ENCODER AM2048S/R) PLAIN SHAFT, TOLERANCE N; W/O HOLDING BRAKE PROTECTION CLASS IP64; | 2221 | TEM | 1 | MC | 7.101 | 1
1FK70602AF711EG1 | SIMOTICS S SYNCHRONOUS MOTOR 1FK7-CT PN=1,5 KW; UZK=600V M0=6NM (100K); NN=3000RPM; NATURAL AIR COOLING, FRAME SIZE IMB 5 (IM V1, IM V3) FLANGE 1, WITH KTY TEMPERATURESENSOR POWER CONNECTOR ROTATABLE ABSOLUTE ENCODERR 2048 S/R + 4096 UMDREHUNGEN MULTITURN, WITH ENDAT-SCHNITTSTELLE (ENCODER AM2048S/R) PLAIN SHAFT, TOLERANCE N; W/O HOLDING BRAKE PROTECTION CLASS IP65, | 2314 | TEM | 1 | MC | 7.101 | 1
1FK70602AF711EG2 | SIMOTICS S SYNCHRONOUS MOTOR 1FK7-CT PN=1,5 KW; UZK=600V M0=6NM (100K); NN=3000RPM; NATURAL AIR COOLING, FRAME SIZE IMB 5 (IM V1, IM V3) FLANGE 1, WITH KTY TEMPERATURESENSOR POWER CONNECTOR ROTATABLE ABSOLUTE ENCODERR 2048 S/R + 4096 UMDREHUNGEN MULTITURN, WITH ENDAT-SCHNITTSTELLE (ENCODER AM2048S/R) PLAIN SHAFT, TOLERANCE N; W/O HOLDING BRAKE PROTECTION CLASS IP65, FLANGE ON DRIVE END IP67; | 2314 | TEM | 1 | MC | 7.101 | 1
1FK70602AF711EH0 | SIMOTICS S SYNCHRONOUS MOTOR 1FK7-CT PN=1,5 KW; UZK=600V M0=6NM (100K); NN=3000RPM; NATURAL AIR COOLING, FRAME SIZE IMB 5 (IM V1, IM V3) FLANGE 1, WITH KTY TEMPERATURESENSOR POWER CONNECTOR ROTATABLE ABSOLUTE ENCODERR 2048 S/R + 4096 UMDREHUNGEN MULTITURN, WITH ENDAT-SCHNITTSTELLE (ENCODER AM2048S/R) PLAIN SHAFT, TOLERANCE N; WITH HOLDING BRAKE PROTECTION CLASS IP64; | 2526 | TEM | 1 | MC | 7.4 | 1
1FK70602AF711EH1 | SIMOTICS S SYNCHRONOUS MOTOR 1FK7-CT PN=1,5 KW; UZK=600V M0=6NM (100K); NN=3000RPM; NATURAL AIR COOLING, FRAME SIZE IMB 5 (IM V1, IM V3) FLANGE 1, WITH KTY TEMPERATURESENSOR POWER CONNECTOR ROTATABLE ABSOLUTE ENCODERR 2048 S/R + 4096 UMDREHUNGEN MULTITURN, WITH ENDAT-SCHNITTSTELLE (ENCODER AM2048S/R) PLAIN SHAFT, TOLERANCE N; WITH HOLDING BRAKE PROTECTION CLASS IP65, | 2619 | TEM | 1 | MC | 7.4 | 1
1FK70602AF711EH2 | SIMOTICS S SYNCHRONOUS MOTOR 1FK7-CT PN=1,5 KW; UZK=600V M0=6NM (100K); NN=3000RPM; NATURAL AIR COOLING, FRAME SIZE IMB 5 (IM V1, IM V3) FLANGE 1, WITH KTY TEMPERATURESENSOR POWER CONNECTOR ROTATABLE ABSOLUTE ENCODERR 2048 S/R + 4096 UMDREHUNGEN MULTITURN, WITH ENDAT-SCHNITTSTELLE (ENCODER AM2048S/R) PLAIN SHAFT, TOLERANCE N; WITH HOLDING BRAKE PROTECTION CLASS IP65, FLANGE ON DRIVE END IP67; | 2619 | TEM | 1 | MC | 7.4 | 1
1FK70602AF711FA0 | SIMOTICS S SYNCHRONOUS MOTOR 1FK7-CT PN=1,5 KW; UZK=600V M0=6NM (100K); NN=3000RPM; NATURAL AIR COOLING, FRAME SIZE IMB 5 (IM V1, IM V3) FLANGE 1 POWER CONNECTOR ROTATABLE ABSOLUTE ENCODER 22BIT + 12 BIT MULTITURN, WITH DRIVE-CLIQ INTERFACE (ENCODER AM22DQ) SHAFT WITH FITTED KEY, TOLERANCE N; W/O HOLDING BRAKE PROTECTION CLASS IP64; | 2626 | TEM | 1 | MC | 7.101 | 1
1FK70602AF711FA1 | SIMOTICS S SYNCHRONOUS MOTOR 1FK7-CT PN=1,5 KW; UZK=600V M0=6NM (100K); NN=3000RPM; NATURAL AIR COOLING, FRAME SIZE IMB 5 (IM V1, IM V3) FLANGE 1 POWER CONNECTOR ROTATABLE ABSOLUTE ENCODER 22BIT + 12 BIT MULTITURN, WITH DRIVE-CLIQ INTERFACE (ENCODER AM22DQ) SHAFT WITH FITTED KEY, TOLERANCE N; W/O HOLDING BRAKE PROTECTION CLASS IP65, | 2719 | TEM | 1 | MC | 7.101 | 1
1FK70602AF711FA2 | SIMOTICS S SYNCHRONOUS MOTOR 1FK7-CT PN=1,5 KW; UZK=600V M0=6NM (100K); NN=3000RPM; NATURAL AIR COOLING, FRAME SIZE IMB 5 (IM V1, IM V3) FLANGE 1 POWER CONNECTOR ROTATABLE ABSOLUTE ENCODER 22BIT + 12 BIT MULTITURN, WITH DRIVE-CLIQ INTERFACE (ENCODER AM22DQ) SHAFT WITH FITTED KEY, TOLERANCE N; W/O HOLDING BRAKE PROTECTION CLASS IP65, FLANGE ON DRIVE END IP67; | 2719 | TEM | 1 | MC | 7.101 | 1
1FK70602AF711FB0 | SIMOTICS S SYNCHRONOUS MOTOR 1FK7-CT PN=1,5 KW; UZK=600V M0=6NM (100K); NN=3000RPM; NATURAL AIR COOLING, FRAME SIZE IMB 5 (IM V1, IM V3) FLANGE 1 POWER CONNECTOR ROTATABLE ABSOLUTE ENCODER 22BIT + 12 BIT MULTITURN, WITH DRIVE-CLIQ INTERFACE (ENCODER AM22DQ) SHAFT WITH FITTED KEY, TOLERANCE N; WITH HOLDING BRAKE PROTECTION CLASS IP64; | 2929 | TEM | 1 | MC | 7.4 | 1
1FK70602AF711FB1 | SIMOTICS S SYNCHRONOUS MOTOR 1FK7-CT PN=1,5 KW; UZK=600V M0=6NM (100K); NN=3000RPM; NATURAL AIR COOLING, FRAME SIZE IMB 5 (IM V1, IM V3) FLANGE 1 POWER CONNECTOR ROTATABLE ABSOLUTE ENCODER 22BIT + 12 BIT MULTITURN, WITH DRIVE-CLIQ INTERFACE (ENCODER AM22DQ) SHAFT WITH FITTED KEY, TOLERANCE N; WITH HOLDING BRAKE PROTECTION CLASS IP65, | 3022 | TEM | 1 | MC | 7.4 | 1
1FK70602AF711FB2 | SIMOTICS S SYNCHRONOUS MOTOR 1FK7-CT PN=1,5 KW; UZK=600V M0=6NM (100K); NN=3000RPM; NATURAL AIR COOLING, FRAME SIZE IMB 5 (IM V1, IM V3) FLANGE 1 POWER CONNECTOR ROTATABLE ABSOLUTE ENCODER 22BIT + 12 BIT MULTITURN, WITH DRIVE-CLIQ INTERFACE (ENCODER AM22DQ) SHAFT WITH FITTED KEY, TOLERANCE N; WITH HOLDING BRAKE PROTECTION CLASS IP65, FLANGE ON DRIVE END IP67; | 3022 | TEM | 1 | MC | 7.4 | 1
1FK70602AF711FG0 | SIMOTICS S SYNCHRONOUS MOTOR 1FK7-CT PN=1,5 KW; UZK=600V M0=6NM (100K); NN=3000RPM; NATURAL AIR COOLING, FRAME SIZE IMB 5 (IM V1, IM V3) FLANGE 1 POWER CONNECTOR ROTATABLE ABSOLUTE ENCODER 22BIT + 12 BIT MULTITURN, WITH DRIVE-CLIQ INTERFACE (ENCODER AM22DQ) PLAIN SHAFT, TOLERANCE N; W/O HOLDING BRAKE PROTECTION CLASS IP64; | 2540 | TEM | 1 | MC | 7.101 | 1
1FK70602AF711FG1 | SIMOTICS S SYNCHRONOUS MOTOR 1FK7-CT PN=1,5 KW; UZK=600V M0=6NM (100K); NN=3000RPM; NATURAL AIR COOLING, FRAME SIZE IMB 5 (IM V1, IM V3) FLANGE 1 POWER CONNECTOR ROTATABLE ABSOLUTE ENCODER 22BIT + 12 BIT MULTITURN, WITH DRIVE-CLIQ INTERFACE (ENCODER AM22DQ) PLAIN SHAFT, TOLERANCE N; W/O HOLDING BRAKE PROTECTION CLASS IP65, | 2633 | TEM | 1 | MC | 7.101 | 1
1FK70602AF711FG2 | SIMOTICS S SYNCHRONOUS MOTOR 1FK7-CT PN=1,5 KW; UZK=600V M0=6NM (100K); NN=3000RPM; NATURAL AIR COOLING, FRAME SIZE IMB 5 (IM V1, IM V3) FLANGE 1 POWER CONNECTOR ROTATABLE ABSOLUTE ENCODER 22BIT + 12 BIT MULTITURN, WITH DRIVE-CLIQ INTERFACE (ENCODER AM22DQ) PLAIN SHAFT, TOLERANCE N; W/O HOLDING BRAKE PROTECTION CLASS IP65, FLANGE ON DRIVE END IP67; | 2633 | TEM | 1 | MC | 7.101 | 1
1FK70602AF711FH0 | SIMOTICS S SYNCHRONOUS MOTOR 1FK7-CT PN=1,5 KW; UZK=600V M0=6NM (100K); NN=3000RPM; NATURAL AIR COOLING, FRAME SIZE IMB 5 (IM V1, IM V3) FLANGE 1 POWER CONNECTOR ROTATABLE ABSOLUTE ENCODER 22BIT + 12 BIT MULTITURN, WITH DRIVE-CLIQ INTERFACE (ENCODER AM22DQ) PLAIN SHAFT, TOLERANCE N; WITH HOLDING BRAKE PROTECTION CLASS IP64; | 2845 | TEM | 1 | MC | 7.4 | 1
1FK70602AF711FH1 | SIMOTICS S SYNCHRONOUS MOTOR 1FK7-CT PN=1,5 KW; UZK=600V M0=6NM (100K); NN=3000RPM; NATURAL AIR COOLING, FRAME SIZE IMB 5 (IM V1, IM V3) FLANGE 1 POWER CONNECTOR ROTATABLE ABSOLUTE ENCODER 22BIT + 12 BIT MULTITURN, WITH DRIVE-CLIQ INTERFACE (ENCODER AM22DQ) PLAIN SHAFT, TOLERANCE N; WITH HOLDING BRAKE PROTECTION CLASS IP65, | 2938 | TEM | 1 | MC | 7.4 | 1
1FK70602AF711FH2 | SIMOTICS S SYNCHRONOUS MOTOR 1FK7-CT PN=1,5 KW; UZK=600V M0=6NM (100K); NN=3000RPM; NATURAL AIR COOLING, FRAME SIZE IMB 5 (IM V1, IM V3) FLANGE 1 POWER CONNECTOR ROTATABLE ABSOLUTE ENCODER 22BIT + 12 BIT MULTITURN, WITH DRIVE-CLIQ INTERFACE (ENCODER AM22DQ) PLAIN SHAFT, TOLERANCE N; WITH HOLDING BRAKE PROTECTION CLASS IP65, FLANGE ON DRIVE END IP67; | 2938 | TEM | 1 | MC | 7.4 | 1
1FK70602AF711GA0 | SIMOTICS S SYNCHRONOUS MOTOR 1FK7-CT PN=1,5 KW; UZK=600V M0=6NM (100K); NN=3000RPM; NATURAL AIR COOLING, FRAME SIZE IMB 5 (IM V1, IM V3) FLANGE 1, WITH KTY TEMPERATURESENSOR POWER CONNECTOR ROTATABLE ABSOLUTE ENCODER 32 S/R SINGLETURN, 4096 ROTATION MULTITURN, WITH ENDAT- INTERFACE (ENCODER AM32S/R) SHAFT WITH FITTED KEY, TOLERANCE N; W/O HOLDING BRAKE PROTECTION CLASS IP64; | 1789 | TEM | 1 | MC | 7.101 | 1
1FK70602AF711GB0 | SIMOTICS S SYNCHRONOUS MOTOR 1FK7-CT PN=1,5 KW; UZK=600V M0=6NM (100K); NN=3000RPM; NATURAL AIR COOLING, FRAME SIZE IMB 5 (IM V1, IM V3) FLANGE 1, WITH KTY TEMPERATURESENSOR POWER CONNECTOR ROTATABLE ABSOLUTE ENCODER 32 S/R SINGLETURN, 4096 ROTATION MULTITURN, WITH ENDAT- INTERFACE (ENCODER AM32S/R) SHAFT WITH FITTED KEY, TOLERANCE N; WITH HOLDING BRAKE PROTECTION CLASS IP64; | 2092 | TEM | 1 | MC | 7.4 | 1
1FK70602AF711GG2 | SIMOTICS S SYNCHRONOUS MOTOR 1FK7-CT PN=1,5 KW; UZK=600V M0=6NM (100K); NN=3000RPM; NATURAL AIR COOLING, FRAME SIZE IMB 5 (IM V1, IM V3) FLANGE 1, WITH KTY TEMPERATURESENSOR POWER CONNECTOR ROTATABLE ABSOLUTE ENCODER 32 S/R SINGLETURN, 4096 ROTATION MULTITURN, WITH ENDAT- INTERFACE (ENCODER AM32S/R) PLAIN SHAFT, TOLERANCE N; W/O HOLDING BRAKE PROTECTION CLASS IP65, FLANGE ON DRIVE END IP67; | 1797 | TEM | 1 | MC | 7.101 | 1
1FK70602AF711KA0 | SIMOTICS S SYNCHRONOUS MOTOR 1FK7-CT PN=1,5 KW; UZK=600V M0=6NM (100K); NN=3000RPM; NATURAL AIR COOLING, FRAME SIZE IMB 5 (IM V1, IM V3) FLANGE 1 POWER CONNECTOR ROTATABLE ABSOLUTE ENCODER 16BIT + 12BIT MULTITURN, WITH DRIVE-CLIQ INTERFACE (ENCODER AM16DQ) SHAFT WITH FITTED KEY, TOLERANCE N; W/O HOLDING BRAKE PROTECTION CLASS IP64; | 2108 | TEM | 1 | MC | 7.101 | 1
1FK70602AF711KA1 | SIMOTICS S SYNCHRONOUS MOTOR 1FK7-CT PN=1,5 KW; UZK=600V M0=6NM (100K); NN=3000RPM; NATURAL AIR COOLING, FRAME SIZE IMB 5 (IM V1, IM V3) FLANGE 1 POWER CONNECTOR ROTATABLE ABSOLUTE ENCODER 16BIT + 12BIT MULTITURN, WITH DRIVE-CLIQ INTERFACE (ENCODER AM16DQ) SHAFT WITH FITTED KEY, TOLERANCE N; W/O HOLDING BRAKE PROTECTION CLASS IP65, | 2202 | TEM | 1 | MC | 7.101 | 1
1FK70602AF711KA2 | SIMOTICS S SYNCHRONOUS MOTOR 1FK7-CT PN=1,5 KW; UZK=600V M0=6NM (100K); NN=3000RPM; NATURAL AIR COOLING, FRAME SIZE IMB 5 (IM V1, IM V3) FLANGE 1 POWER CONNECTOR ROTATABLE ABSOLUTE ENCODER 16BIT + 12BIT MULTITURN, WITH DRIVE-CLIQ INTERFACE (ENCODER AM16DQ) SHAFT WITH FITTED KEY, TOLERANCE N; W/O HOLDING BRAKE PROTECTION CLASS IP65, FLANGE ON DRIVE END IP67; | 2202 | TEM | 1 | MC | 7.101 | 1
1FK70602AF711KB0 | SIMOTICS S SYNCHRONOUS MOTOR 1FK7-CT PN=1,5 KW; UZK=600V M0=6NM (100K); NN=3000RPM; NATURAL AIR COOLING, FRAME SIZE IMB 5 (IM V1, IM V3) FLANGE 1 POWER CONNECTOR ROTATABLE ABSOLUTE ENCODER 16BIT + 12BIT MULTITURN, WITH DRIVE-CLIQ INTERFACE (ENCODER AM16DQ) SHAFT WITH FITTED KEY, TOLERANCE N; WITH HOLDING BRAKE PROTECTION CLASS IP64; | 2411 | TEM | 1 | MC | 7.4 | 1
1FK70602AF711KB1 | SIMOTICS S SYNCHRONOUS MOTOR 1FK7-CT PN=1,5 KW; UZK=600V M0=6NM (100K); NN=3000RPM; NATURAL AIR COOLING, FRAME SIZE IMB 5 (IM V1, IM V3) FLANGE 1 POWER CONNECTOR ROTATABLE ABSOLUTE ENCODER 16BIT + 12BIT MULTITURN, WITH DRIVE-CLIQ INTERFACE (ENCODER AM16DQ) SHAFT WITH FITTED KEY, TOLERANCE N; WITH HOLDING BRAKE PROTECTION CLASS IP65, | 2505 | TEM | 1 | MC | 7.4 | 1
1FK70602AF711KB2 | SIMOTICS S SYNCHRONOUS MOTOR 1FK7-CT PN=1,5 KW; UZK=600V M0=6NM (100K); NN=3000RPM; NATURAL AIR COOLING, FRAME SIZE IMB 5 (IM V1, IM V3) FLANGE 1 POWER CONNECTOR ROTATABLE ABSOLUTE ENCODER 16BIT + 12BIT MULTITURN, WITH DRIVE-CLIQ INTERFACE (ENCODER AM16DQ) SHAFT WITH FITTED KEY, TOLERANCE N; WITH HOLDING BRAKE PROTECTION CLASS IP65, FLANGE ON DRIVE END IP67; | 2505 | TEM | 1 | MC | 7.4 | 1
1FK70602AF711KG0 | SIMOTICS S SYNCHRONOUS MOTOR 1FK7-CT PN=1,5 KW; UZK=600V M0=6NM (100K); NN=3000RPM; NATURAL AIR COOLING, FRAME SIZE IMB 5 (IM V1, IM V3) FLANGE 1 POWER CONNECTOR ROTATABLE ABSOLUTE ENCODER 16BIT + 12BIT MULTITURN, WITH DRIVE-CLIQ INTERFACE (ENCODER AM16DQ) PLAIN SHAFT, TOLERANCE N; W/O HOLDING BRAKE PROTECTION CLASS IP64; | 2022 | TEM | 1 | MC | 7.101 | 1
1FK70602AF711KG1 | SIMOTICS S SYNCHRONOUS MOTOR 1FK7-CT PN=1,5 KW; UZK=600V M0=6NM (100K); NN=3000RPM; NATURAL AIR COOLING, FRAME SIZE IMB 5 (IM V1, IM V3) FLANGE 1 POWER CONNECTOR ROTATABLE ABSOLUTE ENCODER 16BIT + 12BIT MULTITURN, WITH DRIVE-CLIQ INTERFACE (ENCODER AM16DQ) PLAIN SHAFT, TOLERANCE N; W/O HOLDING BRAKE PROTECTION CLASS IP65, | 2116 | TEM | 1 | MC | 7.101 | 1
1FK70602AF711KG2 | SIMOTICS S SYNCHRONOUS MOTOR 1FK7-CT PN=1,5 KW; UZK=600V M0=6NM (100K); NN=3000RPM; NATURAL AIR COOLING, FRAME SIZE IMB 5 (IM V1, IM V3) FLANGE 1 POWER CONNECTOR ROTATABLE ABSOLUTE ENCODER 16BIT + 12BIT MULTITURN, WITH DRIVE-CLIQ INTERFACE (ENCODER AM16DQ) PLAIN SHAFT, TOLERANCE N; W/O HOLDING BRAKE PROTECTION CLASS IP65, FLANGE ON DRIVE END IP67; | 2116 | TEM | 1 | MC | 7.101 | 1
1FK70602AF711KH0 | SIMOTICS S SYNCHRONOUS MOTOR 1FK7-CT PN=1,5 KW; UZK=600V M0=6NM (100K); NN=3000RPM; NATURAL AIR COOLING, FRAME SIZE IMB 5 (IM V1, IM V3) FLANGE 1 POWER CONNECTOR ROTATABLE ABSOLUTE ENCODER 16BIT + 12BIT MULTITURN, WITH DRIVE-CLIQ INTERFACE (ENCODER AM16DQ) PLAIN SHAFT, TOLERANCE N; WITH HOLDING BRAKE PROTECTION CLASS IP64; | 2327 | TEM | 1 | MC | 7.4 | 1
1FK70602AF711KH1 | SIMOTICS S SYNCHRONOUS MOTOR 1FK7-CT PN=1,5 KW; UZK=600V M0=6NM (100K); NN=3000RPM; NATURAL AIR COOLING, FRAME SIZE IMB 5 (IM V1, IM V3) FLANGE 1 POWER CONNECTOR ROTATABLE ABSOLUTE ENCODER 16BIT + 12BIT MULTITURN, WITH DRIVE-CLIQ INTERFACE (ENCODER AM16DQ) PLAIN SHAFT, TOLERANCE N; WITH HOLDING BRAKE PROTECTION CLASS IP65, | 2421 | TEM | 1 | MC | 7.4 | 1
1FK70602AF711KH2 | SIMOTICS S SYNCHRONOUS MOTOR 1FK7-CT PN=1,5 KW; UZK=600V M0=6NM (100K); NN=3000RPM; NATURAL AIR COOLING, FRAME SIZE IMB 5 (IM V1, IM V3) FLANGE 1 POWER CONNECTOR ROTATABLE ABSOLUTE ENCODER 16BIT + 12BIT MULTITURN, WITH DRIVE-CLIQ INTERFACE (ENCODER AM16DQ) PLAIN SHAFT, TOLERANCE N; WITH HOLDING BRAKE PROTECTION CLASS IP65, FLANGE ON DRIVE END IP67; | 2421 | TEM | 1 | MC | 7.4 | 1
1FK70602AF711PA0 | SIMOTICS S SYNCHRONOUS MOTOR 1FK7-CT PN=1,5 KW; UZK=600V M0=6NM (100K); NN=3000RPM; NATURAL AIR COOLING, FRAME SIZE IMB 5 (IM V1, IM V3) FLANGE 1 POWER CONNECTOR ROTATABLE RESOLVER 2-POLE, WITH DRIVE CLIQ-INTERFACE SHAFT WITH FITTED KEY, TOLERANCE N; W/O HOLDING BRAKE PROTECTION CLASS IP64; | 1590 | TEM | 1 | MC | 7.201 | 1
1FK70602AF711PA1 | SIMOTICS S SYNCHRONOUS MOTOR 1FK7-CT PN=1,5 KW; UZK=600V M0=6NM (100K); NN=3000RPM; NATURAL AIR COOLING, FRAME SIZE IMB 5 (IM V1, IM V3) FLANGE 1 POWER CONNECTOR ROTATABLE RESOLVER 2-POLE, WITH DRIVE CLIQ-INTERFACE SHAFT WITH FITTED KEY, TOLERANCE N; W/O HOLDING BRAKE PROTECTION CLASS IP65, | 1684 | TEM | 1 | MC | 7.201 | 1
1FK70602AF711PA2 | SIMOTICS S SYNCHRONOUS MOTOR 1FK7-CT PN=1,5 KW; UZK=600V M0=6NM (100K); NN=3000RPM; NATURAL AIR COOLING, FRAME SIZE IMB 5 (IM V1, IM V3) FLANGE 1 POWER CONNECTOR ROTATABLE RESOLVER 2-POLE, WITH DRIVE CLIQ-INTERFACE SHAFT WITH FITTED KEY, TOLERANCE N; W/O HOLDING BRAKE PROTECTION CLASS IP65, FLANGE ON DRIVE END IP67; | 1684 | TEM | 1 | MC | 7.201 | 1
1FK70602AF711PB0 | SIMOTICS S SYNCHRONOUS MOTOR 1FK7-CT PN=1,5 KW; UZK=600V M0=6NM (100K); NN=3000RPM; NATURAL AIR COOLING, FRAME SIZE IMB 5 (IM V1, IM V3) FLANGE 1 POWER CONNECTOR ROTATABLE RESOLVER 2-POLE, WITH DRIVE CLIQ-INTERFACE SHAFT WITH FITTED KEY, TOLERANCE N; WITH HOLDING BRAKE PROTECTION CLASS IP64; | 1893 | TEM | 1 | MC | 7.5 | 1
1FK70602AF711PB1 | SIMOTICS S SYNCHRONOUS MOTOR 1FK7-CT PN=1,5 KW; UZK=600V M0=6NM (100K); NN=3000RPM; NATURAL AIR COOLING, FRAME SIZE IMB 5 (IM V1, IM V3) FLANGE 1 POWER CONNECTOR ROTATABLE RESOLVER 2-POLE, WITH DRIVE CLIQ-INTERFACE SHAFT WITH FITTED KEY, TOLERANCE N; WITH HOLDING BRAKE PROTECTION CLASS IP65, | 1987 | TEM | 1 | MC | 7.5 | 1
1FK70602AF711PB2 | SIMOTICS S SYNCHRONOUS MOTOR 1FK7-CT PN=1,5 KW; UZK=600V M0=6NM (100K); NN=3000RPM; NATURAL AIR COOLING, FRAME SIZE IMB 5 (IM V1, IM V3) FLANGE 1 POWER CONNECTOR ROTATABLE RESOLVER 2-POLE, WITH DRIVE CLIQ-INTERFACE SHAFT WITH FITTED KEY, TOLERANCE N; WITH HOLDING BRAKE PROTECTION CLASS IP65, FLANGE ON DRIVE END IP67; | 1987 | TEM | 1 | MC | 7.5 | 1
1FK70602AF711PG0 | SIMOTICS S SYNCHRONOUS MOTOR 1FK7-CT PN=1,5 KW; UZK=600V M0=6NM (100K); NN=3000RPM; NATURAL AIR COOLING, FRAME SIZE IMB 5 (IM V1, IM V3) FLANGE 1 POWER CONNECTOR ROTATABLE RESOLVER 2-POLE, WITH DRIVE CLIQ-INTERFACE PLAIN SHAFT, TOLERANCE N; W/O HOLDING BRAKE PROTECTION CLASS IP64; | 1504 | TEM | 1 | MC | 7.201 | 1
1FK70602AF711PG1 | SIMOTICS S SYNCHRONOUS MOTOR 1FK7-CT PN=1,5 KW; UZK=600V M0=6NM (100K); NN=3000RPM; NATURAL AIR COOLING, FRAME SIZE IMB 5 (IM V1, IM V3) FLANGE 1 POWER CONNECTOR ROTATABLE RESOLVER 2-POLE, WITH DRIVE CLIQ-INTERFACE PLAIN SHAFT, TOLERANCE N; W/O HOLDING BRAKE PROTECTION CLASS IP65, | 1598 | TEM | 1 | MC | 7.201 | 1
1FK70602AF711PG2 | SIMOTICS S SYNCHRONOUS MOTOR 1FK7-CT PN=1,5 KW; UZK=600V M0=6NM (100K); NN=3000RPM; NATURAL AIR COOLING, FRAME SIZE IMB 5 (IM V1, IM V3) FLANGE 1 POWER CONNECTOR ROTATABLE RESOLVER 2-POLE, WITH DRIVE CLIQ-INTERFACE PLAIN SHAFT, TOLERANCE N; W/O HOLDING BRAKE PROTECTION CLASS IP65, FLANGE ON DRIVE END IP67; | 1598 | TEM | 1 | MC | 7.201 | 1
1FK70602AF711PH0 | SIMOTICS S SYNCHRONOUS MOTOR 1FK7-CT PN=1,5 KW; UZK=600V M0=6NM (100K); NN=3000RPM; NATURAL AIR COOLING, FRAME SIZE IMB 5 (IM V1, IM V3) FLANGE 1 POWER CONNECTOR ROTATABLE RESOLVER 2-POLE, WITH DRIVE CLIQ-INTERFACE PLAIN SHAFT, TOLERANCE N; WITH HOLDING BRAKE PROTECTION CLASS IP64; | 1809 | TEM | 1 | MC | 7.5 | 1
1FK70602AF711PH1 | SIMOTICS S SYNCHRONOUS MOTOR 1FK7-CT PN=1,5 KW; UZK=600V M0=6NM (100K); NN=3000RPM; NATURAL AIR COOLING, FRAME SIZE IMB 5 (IM V1, IM V3) FLANGE 1 POWER CONNECTOR ROTATABLE RESOLVER 2-POLE, WITH DRIVE CLIQ-INTERFACE PLAIN SHAFT, TOLERANCE N; WITH HOLDING BRAKE PROTECTION CLASS IP65, | 1903 | TEM | 1 | MC | 7.5 | 1
1FK70602AF711PH2 | SIMOTICS S SYNCHRONOUS MOTOR 1FK7-CT PN=1,5 KW; UZK=600V M0=6NM (100K); NN=3000RPM; NATURAL AIR COOLING, FRAME SIZE IMB 5 (IM V1, IM V3) FLANGE 1 POWER CONNECTOR ROTATABLE RESOLVER 2-POLE, WITH DRIVE CLIQ-INTERFACE PLAIN SHAFT, TOLERANCE N; WITH HOLDING BRAKE PROTECTION CLASS IP65, FLANGE ON DRIVE END IP67; | 1903 | TEM | 1 | MC | 7.5 | 1
1FK70602AF711QA0 | SIMOTICS S SYNCHRONOUS MOTOR 1FK7-CT PN=1,5 KW; UZK=600V M0=6NM (100K); NN=3000RPM; NATURAL AIR COOLING, FRAME SIZE IMB 5 (IM V1, IM V3) FLANGE 1 POWER CONNECTOR ROTATABLE ABSOLUTE ENCODER SINGLETURN 20 BIT WITH DRIVE-CLIQ INTERFACE (ENCODER AS20DQI) SHAFT WITH FITTED KEY, TOLERANCE N; W/O HOLDING BRAKE PROTECTION CLASS IP64; | 1693 | TEM | 1 | MC | 7.101 | 1
1FK70602AF711QA1 | SIMOTICS S SYNCHRONOUS MOTOR 1FK7-CT PN=1,5 KW; UZK=600V M0=6NM (100K); NN=3000RPM; NATURAL AIR COOLING, FRAME SIZE IMB 5 (IM V1, IM V3) FLANGE 1 POWER CONNECTOR ROTATABLE ABSOLUTE ENCODER SINGLETURN 20 BIT WITH DRIVE-CLIQ INTERFACE (ENCODER AS20DQI) SHAFT WITH FITTED KEY, TOLERANCE N; W/O HOLDING BRAKE PROTECTION CLASS IP65, | 1787 | TEM | 1 | MC | 7.101 | 1
1FK70602AF711QA2 | SIMOTICS S SYNCHRONOUS MOTOR 1FK7-CT PN=1,5 KW; UZK=600V M0=6NM (100K); NN=3000RPM; NATURAL AIR COOLING, FRAME SIZE IMB 5 (IM V1, IM V3) FLANGE 1 POWER CONNECTOR ROTATABLE ABSOLUTE ENCODER SINGLETURN 20 BIT WITH DRIVE-CLIQ INTERFACE (ENCODER AS20DQI) SHAFT WITH FITTED KEY, TOLERANCE N; W/O HOLDING BRAKE PROTECTION CLASS IP65, FLANGE ON DRIVE END IP67; | 1787 | TEM | 1 | MC | 7.101 | 1
1FK70602AF711QB0 | SIMOTICS S SYNCHRONOUS MOTOR 1FK7-CT PN=1,5 KW; UZK=600V M0=6NM (100K); NN=3000RPM; NATURAL AIR COOLING, FRAME SIZE IMB 5 (IM V1, IM V3) FLANGE 1 POWER CONNECTOR ROTATABLE ABSOLUTE ENCODER SINGLETURN 20 BIT WITH DRIVE-CLIQ INTERFACE (ENCODER AS20DQI) SHAFT WITH FITTED KEY, TOLERANCE N; WITH HOLDING BRAKE PROTECTION CLASS IP64; | 1996 | TEM | 1 | MC | 7.4 | 1
1FK70602AF711QB1 | SIMOTICS S SYNCHRONOUS MOTOR 1FK7-CT PN=1,5 KW; UZK=600V M0=6NM (100K); NN=3000RPM; NATURAL AIR COOLING, FRAME SIZE IMB 5 (IM V1, IM V3) FLANGE 1 POWER CONNECTOR ROTATABLE ABSOLUTE ENCODER SINGLETURN 20 BIT WITH DRIVE-CLIQ INTERFACE (ENCODER AS20DQI) SHAFT WITH FITTED KEY, TOLERANCE N; WITH HOLDING BRAKE PROTECTION CLASS IP65, | 2090 | TEM | 1 | MC | 7.4 | 1
1FK70602AF711QB2 | SIMOTICS S SYNCHRONOUS MOTOR 1FK7-CT PN=1,5 KW; UZK=600V M0=6NM (100K); NN=3000RPM; NATURAL AIR COOLING, FRAME SIZE IMB 5 (IM V1, IM V3) FLANGE 1 POWER CONNECTOR ROTATABLE ABSOLUTE ENCODER SINGLETURN 20 BIT WITH DRIVE-CLIQ INTERFACE (ENCODER AS20DQI) SHAFT WITH FITTED KEY, TOLERANCE N; WITH HOLDING BRAKE PROTECTION CLASS IP65, FLANGE ON DRIVE END IP67; | 2090 | TEM | 1 | MC | 7.4 | 1
1FK70602AF711QG0 | SIMOTICS S SYNCHRONOUS MOTOR 1FK7-CT PN=1,5 KW; UZK=600V M0=6NM (100K); NN=3000RPM; NATURAL AIR COOLING, FRAME SIZE IMB 5 (IM V1, IM V3) FLANGE 1 POWER CONNECTOR ROTATABLE ABSOLUTE ENCODER SINGLETURN 20 BIT WITH DRIVE-CLIQ INTERFACE (ENCODER AS20DQI) PLAIN SHAFT, TOLERANCE N; W/O HOLDING BRAKE PROTECTION CLASS IP64; | 1607 | TEM | 1 | MC | 7.101 | 1
1FK70602AF711QG1 | SIMOTICS S SYNCHRONOUS MOTOR 1FK7-CT PN=1,5 KW; UZK=600V M0=6NM (100K); NN=3000RPM; NATURAL AIR COOLING, FRAME SIZE IMB 5 (IM V1, IM V3) FLANGE 1 POWER CONNECTOR ROTATABLE ABSOLUTE ENCODER SINGLETURN 20 BIT WITH DRIVE-CLIQ INTERFACE (ENCODER AS20DQI) PLAIN SHAFT, TOLERANCE N; W/O HOLDING BRAKE PROTECTION CLASS IP65, | 1701 | TEM | 1 | MC | 7.101 | 1
1FK70602AF711QG2 | SIMOTICS S SYNCHRONOUS MOTOR 1FK7-CT PN=1,5 KW; UZK=600V M0=6NM (100K); NN=3000RPM; NATURAL AIR COOLING, FRAME SIZE IMB 5 (IM V1, IM V3) FLANGE 1 POWER CONNECTOR ROTATABLE ABSOLUTE ENCODER SINGLETURN 20 BIT WITH DRIVE-CLIQ INTERFACE (ENCODER AS20DQI) PLAIN SHAFT, TOLERANCE N; W/O HOLDING BRAKE PROTECTION CLASS IP65, FLANGE ON DRIVE END IP67; | 1701 | TEM | 1 | MC | 7.101 | 1
1FK70602AF711QH0 | SIMOTICS S SYNCHRONOUS MOTOR 1FK7-CT PN=1,5 KW; UZK=600V M0=6NM (100K); NN=3000RPM; NATURAL AIR COOLING, FRAME SIZE IMB 5 (IM V1, IM V3) FLANGE 1 POWER CONNECTOR ROTATABLE ABSOLUTE ENCODER SINGLETURN 20 BIT WITH DRIVE-CLIQ INTERFACE (ENCODER AS20DQI) PLAIN SHAFT, TOLERANCE N; WITH HOLDING BRAKE PROTECTION CLASS IP64; | 1912 | TEM | 1 | MC | 7.4 | 1
1FK70602AF711QH1 | SIMOTICS S SYNCHRONOUS MOTOR 1FK7-CT PN=1,5 KW; UZK=600V M0=6NM (100K); NN=3000RPM; NATURAL AIR COOLING, FRAME SIZE IMB 5 (IM V1, IM V3) FLANGE 1 POWER CONNECTOR ROTATABLE ABSOLUTE ENCODER SINGLETURN 20 BIT WITH DRIVE-CLIQ INTERFACE (ENCODER AS20DQI) PLAIN SHAFT, TOLERANCE N; WITH HOLDING BRAKE PROTECTION CLASS IP65, | 2006 | TEM | 1 | MC | 7.4 | 1
1FK70602AF711QH2 | SIMOTICS S SYNCHRONOUS MOTOR 1FK7-CT PN=1,5 KW; UZK=600V M0=6NM (100K); NN=3000RPM; NATURAL AIR COOLING, FRAME SIZE IMB 5 (IM V1, IM V3) FLANGE 1 POWER CONNECTOR ROTATABLE ABSOLUTE ENCODER SINGLETURN 20 BIT WITH DRIVE-CLIQ INTERFACE (ENCODER AS20DQI) PLAIN SHAFT, TOLERANCE N; WITH HOLDING BRAKE PROTECTION CLASS IP65, FLANGE ON DRIVE END IP67; | 2006 | TEM | 1 | MC | 7.4 | 1
1FK70602AF711RA0 | SIMOTICS S SYNCHRONOUS MOTOR 1FK7-CT PN=1,5 KW; UZK=600V M0=6NM (100K); NN=3000RPM; NATURAL AIR COOLING, FRAME SIZE IMB 5 (IM V1, IM V3) FLANGE 1 POWER CONNECTOR ROTATABLE ABSOLUTE ENCODER 20 BIT + 12 BIT MULTITURN WITH DRIVE-CLIQ INTERFACE (ENCODER AM20DQI) SHAFT WITH FITTED KEY, TOLERANCE N; W/O HOLDING BRAKE PROTECTION CLASS IP64; | 2067 | TEM | 1 | MC | 7.101 | 1
1FK70602AF711RA1 | SIMOTICS S SYNCHRONOUS MOTOR 1FK7-CT PN=1,5 KW; UZK=600V M0=6NM (100K); NN=3000RPM; NATURAL AIR COOLING, FRAME SIZE IMB 5 (IM V1, IM V3) FLANGE 1 POWER CONNECTOR ROTATABLE ABSOLUTE ENCODER 20 BIT + 12 BIT MULTITURN WITH DRIVE-CLIQ INTERFACE (ENCODER AM20DQI) SHAFT WITH FITTED KEY, TOLERANCE N; W/O HOLDING BRAKE PROTECTION CLASS IP65, | 2161 | TEM | 1 | MC | 7.101 | 1
1FK70602AF711RA2 | SIMOTICS S SYNCHRONOUS MOTOR 1FK7-CT PN=1,5 KW; UZK=600V M0=6NM (100K); NN=3000RPM; NATURAL AIR COOLING, FRAME SIZE IMB 5 (IM V1, IM V3) FLANGE 1 POWER CONNECTOR ROTATABLE ABSOLUTE ENCODER 20 BIT + 12 BIT MULTITURN WITH DRIVE-CLIQ INTERFACE (ENCODER AM20DQI) SHAFT WITH FITTED KEY, TOLERANCE N; W/O HOLDING BRAKE PROTECTION CLASS IP65, FLANGE ON DRIVE END IP67; | 2161 | TEM | 1 | MC | 7.101 | 1
1FK70602AF711RB0 | SIMOTICS S SYNCHRONOUS MOTOR 1FK7-CT PN=1,5 KW; UZK=600V M0=6NM (100K); NN=3000RPM; NATURAL AIR COOLING, FRAME SIZE IMB 5 (IM V1, IM V3) FLANGE 1 POWER CONNECTOR ROTATABLE ABSOLUTE ENCODER 20 BIT + 12 BIT MULTITURN WITH DRIVE-CLIQ INTERFACE (ENCODER AM20DQI) SHAFT WITH FITTED KEY, TOLERANCE N; WITH HOLDING BRAKE PROTECTION CLASS IP64; | 2370 | TEM | 1 | MC | 7.4 | 1
1FK70602AF711RB1 | SIMOTICS S SYNCHRONOUS MOTOR 1FK7-CT PN=1,5 KW; UZK=600V M0=6NM (100K); NN=3000RPM; NATURAL AIR COOLING, FRAME SIZE IMB 5 (IM V1, IM V3) FLANGE 1 POWER CONNECTOR ROTATABLE ABSOLUTE ENCODER 20 BIT + 12 BIT MULTITURN WITH DRIVE-CLIQ INTERFACE (ENCODER AM20DQI) SHAFT WITH FITTED KEY, TOLERANCE N; WITH HOLDING BRAKE PROTECTION CLASS IP65, | 2464 | TEM | 1 | MC | 7.4 | 1
1FK70602AF711RB2 | SIMOTICS S SYNCHRONOUS MOTOR 1FK7-CT PN=1,5 KW; UZK=600V M0=6NM (100K); NN=3000RPM; NATURAL AIR COOLING, FRAME SIZE IMB 5 (IM V1, IM V3) FLANGE 1 POWER CONNECTOR ROTATABLE ABSOLUTE ENCODER 20 BIT + 12 BIT MULTITURN WITH DRIVE-CLIQ INTERFACE (ENCODER AM20DQI) SHAFT WITH FITTED KEY, TOLERANCE N; WITH HOLDING BRAKE PROTECTION CLASS IP65, FLANGE ON DRIVE END IP67; | 2464 | TEM | 1 | MC | 7.4 | 1
1FK70602AF711RG0 | SIMOTICS S SYNCHRONOUS MOTOR 1FK7-CT PN=1,5 KW; UZK=600V M0=6NM (100K); NN=3000RPM; NATURAL AIR COOLING, FRAME SIZE IMB 5 (IM V1, IM V3) FLANGE 1 POWER CONNECTOR ROTATABLE ABSOLUTE ENCODER 20 BIT + 12 BIT MULTITURN WITH DRIVE-CLIQ INTERFACE (ENCODER AM20DQI) PLAIN SHAFT, TOLERANCE N; W/O HOLDING BRAKE PROTECTION CLASS IP64; | 1981 | TEM | 1 | MC | 7.101 | 1
1FK70602AF711RG1 | SIMOTICS S SYNCHRONOUS MOTOR 1FK7-CT PN=1,5 KW; UZK=600V M0=6NM (100K); NN=3000RPM; NATURAL AIR COOLING, FRAME SIZE IMB 5 (IM V1, IM V3) FLANGE 1 POWER CONNECTOR ROTATABLE ABSOLUTE ENCODER 20 BIT + 12 BIT MULTITURN WITH DRIVE-CLIQ INTERFACE (ENCODER AM20DQI) PLAIN SHAFT, TOLERANCE N; W/O HOLDING BRAKE PROTECTION CLASS IP65, | 2075 | TEM | 1 | MC | 7.101 | 1
1FK70602AF711RG2 | SIMOTICS S SYNCHRONOUS MOTOR 1FK7-CT PN=1,5 KW; UZK=600V M0=6NM (100K); NN=3000RPM; NATURAL AIR COOLING, FRAME SIZE IMB 5 (IM V1, IM V3) FLANGE 1 POWER CONNECTOR ROTATABLE ABSOLUTE ENCODER 20 BIT + 12 BIT MULTITURN WITH DRIVE-CLIQ INTERFACE (ENCODER AM20DQI) PLAIN SHAFT, TOLERANCE N; W/O HOLDING BRAKE PROTECTION CLASS IP65, FLANGE ON DRIVE END IP67; | 2075 | TEM | 1 | MC | 7.101 | 1
1FK70602AF711RH0 | SIMOTICS S SYNCHRONOUS MOTOR 1FK7-CT PN=1,5 KW; UZK=600V M0=6NM (100K); NN=3000RPM; NATURAL AIR COOLING, FRAME SIZE IMB 5 (IM V1, IM V3) FLANGE 1 POWER CONNECTOR ROTATABLE ABSOLUTE ENCODER 20 BIT + 12 BIT MULTITURN WITH DRIVE-CLIQ INTERFACE (ENCODER AM20DQI) PLAIN SHAFT, TOLERANCE N; WITH HOLDING BRAKE PROTECTION CLASS IP64; | 2286 | TEM | 1 | MC | 7.4 | 1
1FK70602AF711RH1 | SIMOTICS S SYNCHRONOUS MOTOR 1FK7-CT PN=1,5 KW; UZK=600V M0=6NM (100K); NN=3000RPM; NATURAL AIR COOLING, FRAME SIZE IMB 5 (IM V1, IM V3) FLANGE 1 POWER CONNECTOR ROTATABLE ABSOLUTE ENCODER 20 BIT + 12 BIT MULTITURN WITH DRIVE-CLIQ INTERFACE (ENCODER AM20DQI) PLAIN SHAFT, TOLERANCE N; WITH HOLDING BRAKE PROTECTION CLASS IP65, | 2380 | TEM | 1 | MC | 7.4 | 1
1FK70602AF711RH2 | SIMOTICS S SYNCHRONOUS MOTOR 1FK7-CT PN=1,5 KW; UZK=600V M0=6NM (100K); NN=3000RPM; NATURAL AIR COOLING, FRAME SIZE IMB 5 (IM V1, IM V3) FLANGE 1 POWER CONNECTOR ROTATABLE ABSOLUTE ENCODER 20 BIT + 12 BIT MULTITURN WITH DRIVE-CLIQ INTERFACE (ENCODER AM20DQI) PLAIN SHAFT, TOLERANCE N; WITH HOLDING BRAKE PROTECTION CLASS IP65, FLANGE ON DRIVE END IP67; | 2380 | TEM | 1 | MC | 7.4 | 1
1FK70602AF711SA0 | SIMOTICS S SYNCHRONOUS MOTOR 1FK7-CT PN=1,5 KW; UZK=600V M0=6NM (100K); NN=3000RPM; NATURAL AIR COOLING, FRAME SIZE IMB 5 (IM V1, IM V3) FLANGE 1, WITH KTY TEMPERATURESENSOR POWER CONNECTOR ROTATABLE RESOLVER MULTI-POLE (RESOLVER P=4); SHAFT WITH FITTED KEY, TOLERANCE N; W/O HOLDING BRAKE PROTECTION CLASS IP64; | 1349 | TEM | 1 | MC | 7.102 | 1
1FK70602AF711SA1 | SIMOTICS S SYNCHRONOUS MOTOR 1FK7-CT PN=1,5 KW; UZK=600V M0=6NM (100K); NN=3000RPM; NATURAL AIR COOLING, FRAME SIZE IMB 5 (IM V1, IM V3) FLANGE 1, WITH KTY TEMPERATURESENSOR POWER CONNECTOR ROTATABLE RESOLVER MULTI-POLE (RESOLVER P=4); SHAFT WITH FITTED KEY, TOLERANCE N; W/O HOLDING BRAKE PROTECTION CLASS IP65, | 1443 | TEM | 1 | MC | 7.102 | 1
1FK70602AF711SA2 | SIMOTICS S SYNCHRONOUS MOTOR 1FK7-CT PN=1,5 KW; UZK=600V M0=6NM (100K); NN=3000RPM; NATURAL AIR COOLING, FRAME SIZE IMB 5 (IM V1, IM V3) FLANGE 1, WITH KTY TEMPERATURESENSOR POWER CONNECTOR ROTATABLE RESOLVER MULTI-POLE (RESOLVER P=4); SHAFT WITH FITTED KEY, TOLERANCE N; W/O HOLDING BRAKE PROTECTION CLASS IP65, FLANGE ON DRIVE END IP67; | 1443 | TEM | 1 | MC | 7.102 | 1
1FK70602AF711SB0 | SIMOTICS S SYNCHRONOUS MOTOR 1FK7-CT PN=1,5 KW; UZK=600V M0=6NM (100K); NN=3000RPM; NATURAL AIR COOLING, FRAME SIZE IMB 5 (IM V1, IM V3) FLANGE 1, WITH KTY TEMPERATURESENSOR POWER CONNECTOR ROTATABLE RESOLVER MULTI-POLE (RESOLVER P=4); SHAFT WITH FITTED KEY, TOLERANCE N; WITH HOLDING BRAKE PROTECTION CLASS IP64; | 1652 | TEM | 1 | MC | 7.401 | 1
1FK70602AF711SB1 | SIMOTICS S SYNCHRONOUS MOTOR 1FK7-CT PN=1,5 KW; UZK=600V M0=6NM (100K); NN=3000RPM; NATURAL AIR COOLING, FRAME SIZE IMB 5 (IM V1, IM V3) FLANGE 1, WITH KTY TEMPERATURESENSOR POWER CONNECTOR ROTATABLE RESOLVER MULTI-POLE (RESOLVER P=4); SHAFT WITH FITTED KEY, TOLERANCE N; WITH HOLDING BRAKE PROTECTION CLASS IP65, | 1746 | TEM | 1 | MC | 7.401 | 1
1FK70602AF711SB2 | SIMOTICS S SYNCHRONOUS MOTOR 1FK7-CT PN=1,5 KW; UZK=600V M0=6NM (100K); NN=3000RPM; NATURAL AIR COOLING, FRAME SIZE IMB 5 (IM V1, IM V3) FLANGE 1, WITH KTY TEMPERATURESENSOR POWER CONNECTOR ROTATABLE RESOLVER MULTI-POLE (RESOLVER P=4); SHAFT WITH FITTED KEY, TOLERANCE N; WITH HOLDING BRAKE PROTECTION CLASS IP65, FLANGE ON DRIVE END IP67; | 1746 | TEM | 1 | MC | 7.401 | 1
1FK70602AF711SG0 | SIMOTICS S SYNCHRONOUS MOTOR 1FK7-CT PN=1,5 KW; UZK=600V M0=6NM (100K); NN=3000RPM; NATURAL AIR COOLING, FRAME SIZE IMB 5 (IM V1, IM V3) FLANGE 1, WITH KTY TEMPERATURESENSOR POWER CONNECTOR ROTATABLE RESOLVER MULTI-POLE (RESOLVER P=4); PLAIN SHAFT, TOLERANCE N; W/O HOLDING BRAKE PROTECTION CLASS IP64; | 1263 | TEM | 1 | MC | 7.102 | 1
1FK70602AF711SG1 | SIMOTICS S SYNCHRONOUS MOTOR 1FK7-CT PN=1,5 KW; UZK=600V M0=6NM (100K); NN=3000RPM; NATURAL AIR COOLING, FRAME SIZE IMB 5 (IM V1, IM V3) FLANGE 1, WITH KTY TEMPERATURESENSOR POWER CONNECTOR ROTATABLE RESOLVER MULTI-POLE (RESOLVER P=4); PLAIN SHAFT, TOLERANCE N; W/O HOLDING BRAKE PROTECTION CLASS IP65, | 1357 | TEM | 1 | MC | 7.102 | 1
1FK70602AF711SG2 | SIMOTICS S SYNCHRONOUS MOTOR 1FK7-CT PN=1,5 KW; UZK=600V M0=6NM (100K); NN=3000RPM; NATURAL AIR COOLING, FRAME SIZE IMB 5 (IM V1, IM V3) FLANGE 1, WITH KTY TEMPERATURESENSOR POWER CONNECTOR ROTATABLE RESOLVER MULTI-POLE (RESOLVER P=4); PLAIN SHAFT, TOLERANCE N; W/O HOLDING BRAKE PROTECTION CLASS IP65, FLANGE ON DRIVE END IP67; | 1357 | TEM | 1 | MC | 7.102 | 1
1FK70602AF711SH0 | SIMOTICS S SYNCHRONOUS MOTOR 1FK7-CT PN=1,5 KW; UZK=600V M0=6NM (100K); NN=3000RPM; NATURAL AIR COOLING, FRAME SIZE IMB 5 (IM V1, IM V3) FLANGE 1, WITH KTY TEMPERATURESENSOR POWER CONNECTOR ROTATABLE RESOLVER MULTI-POLE (RESOLVER P=4); PLAIN SHAFT, TOLERANCE N; WITH HOLDING BRAKE PROTECTION CLASS IP64; | 1568 | TEM | 1 | MC | 7.401 | 1
1FK70602AF711SH1 | SIMOTICS S SYNCHRONOUS MOTOR 1FK7-CT PN=1,5 KW; UZK=600V M0=6NM (100K); NN=3000RPM; NATURAL AIR COOLING, FRAME SIZE IMB 5 (IM V1, IM V3) FLANGE 1, WITH KTY TEMPERATURESENSOR POWER CONNECTOR ROTATABLE RESOLVER MULTI-POLE (RESOLVER P=4); PLAIN SHAFT, TOLERANCE N; WITH HOLDING BRAKE PROTECTION CLASS IP65, | 1662 | TEM | 1 | MC | 7.401 | 1
1FK70602AF711SH2 | SIMOTICS S SYNCHRONOUS MOTOR 1FK7-CT PN=1,5 KW; UZK=600V M0=6NM (100K); NN=3000RPM; NATURAL AIR COOLING, FRAME SIZE IMB 5 (IM V1, IM V3) FLANGE 1, WITH KTY TEMPERATURESENSOR POWER CONNECTOR ROTATABLE RESOLVER MULTI-POLE (RESOLVER P=4); PLAIN SHAFT, TOLERANCE N; WITH HOLDING BRAKE PROTECTION CLASS IP65, FLANGE ON DRIVE END IP67; | 1662 | TEM | 1 | MC | 7.401 | 1
1FK70602AF711TA0 | SIMOTICS S SYNCHRONOUS MOTOR 1FK7-CT PN=1,5 KW; UZK=600V M0=6NM (100K); NN=3000RPM; NATURAL AIR COOLING, FRAME SIZE IMB 5 (IM V1, IM V3) FLANGE 1, WITH KTY TEMPERATURESENSOR POWER CONNECTOR ROTATABLE RESOLVER 2-POLE (RESOLVER P=1); SHAFT WITH FITTED KEY, TOLERANCE N; W/O HOLDING BRAKE PROTECTION CLASS IP64; | 1349 | TEM | 1 | MC | 7.102 | 1
1FK70602AF711TA1 | SIMOTICS S SYNCHRONOUS MOTOR 1FK7-CT PN=1,5 KW; UZK=600V M0=6NM (100K); NN=3000RPM; NATURAL AIR COOLING, FRAME SIZE IMB 5 (IM V1, IM V3) FLANGE 1, WITH KTY TEMPERATURESENSOR POWER CONNECTOR ROTATABLE RESOLVER 2-POLE (RESOLVER P=1); SHAFT WITH FITTED KEY, TOLERANCE N; W/O HOLDING BRAKE PROTECTION CLASS IP65, | 1443 | TEM | 1 | MC | 7.102 | 1
1FK70602AF711TA2 | SIMOTICS S SYNCHRONOUS MOTOR 1FK7-CT PN=1,5 KW; UZK=600V M0=6NM (100K); NN=3000RPM; NATURAL AIR COOLING, FRAME SIZE IMB 5 (IM V1, IM V3) FLANGE 1, WITH KTY TEMPERATURESENSOR POWER CONNECTOR ROTATABLE RESOLVER 2-POLE (RESOLVER P=1); SHAFT WITH FITTED KEY, TOLERANCE N; W/O HOLDING BRAKE PROTECTION CLASS IP65, FLANGE ON DRIVE END IP67; | 1443 | TEM | 1 | MC | 7.102 | 1
1FK70602AF711TB0 | SIMOTICS S SYNCHRONOUS MOTOR 1FK7-CT PN=1,5 KW; UZK=600V M0=6NM (100K); NN=3000RPM; NATURAL AIR COOLING, FRAME SIZE IMB 5 (IM V1, IM V3) FLANGE 1, WITH KTY TEMPERATURESENSOR POWER CONNECTOR ROTATABLE RESOLVER 2-POLE (RESOLVER P=1); SHAFT WITH FITTED KEY, TOLERANCE N; WITH HOLDING BRAKE PROTECTION CLASS IP64; | 1652 | TEM | 1 | MC | 7.401 | 1
1FK70602AF711TB1 | SIMOTICS S SYNCHRONOUS MOTOR 1FK7-CT PN=1,5 KW; UZK=600V M0=6NM (100K); NN=3000RPM; NATURAL AIR COOLING, FRAME SIZE IMB 5 (IM V1, IM V3) FLANGE 1, WITH KTY TEMPERATURESENSOR POWER CONNECTOR ROTATABLE RESOLVER 2-POLE (RESOLVER P=1); SHAFT WITH FITTED KEY, TOLERANCE N; WITH HOLDING BRAKE PROTECTION CLASS IP65, | 1746 | TEM | 1 | MC | 7.401 | 1
1FK70602AF711TB2 | SIMOTICS S SYNCHRONOUS MOTOR 1FK7-CT PN=1,5 KW; UZK=600V M0=6NM (100K); NN=3000RPM; NATURAL AIR COOLING, FRAME SIZE IMB 5 (IM V1, IM V3) FLANGE 1, WITH KTY TEMPERATURESENSOR POWER CONNECTOR ROTATABLE RESOLVER 2-POLE (RESOLVER P=1); SHAFT WITH FITTED KEY, TOLERANCE N; WITH HOLDING BRAKE PROTECTION CLASS IP65, FLANGE ON DRIVE END IP67; | 1746 | TEM | 1 | MC | 7.401 | 1
1FK70602AF711TG0 | SIMOTICS S SYNCHRONOUS MOTOR 1FK7-CT PN=1,5 KW; UZK=600V M0=6NM (100K); NN=3000RPM; NATURAL AIR COOLING, FRAME SIZE IMB 5 (IM V1, IM V3) FLANGE 1, WITH KTY TEMPERATURESENSOR POWER CONNECTOR ROTATABLE RESOLVER 2-POLE (RESOLVER P=1); PLAIN SHAFT, TOLERANCE N; W/O HOLDING BRAKE PROTECTION CLASS IP64; | 1263 | TEM | 1 | MC | 7.102 | 1
1FK70602AF711TG1 | SIMOTICS S SYNCHRONOUS MOTOR 1FK7-CT PN=1,5 KW; UZK=600V M0=6NM (100K); NN=3000RPM; NATURAL AIR COOLING, FRAME SIZE IMB 5 (IM V1, IM V3) FLANGE 1, WITH KTY TEMPERATURESENSOR POWER CONNECTOR ROTATABLE RESOLVER 2-POLE (RESOLVER P=1); PLAIN SHAFT, TOLERANCE N; W/O HOLDING BRAKE PROTECTION CLASS IP65, | 1357 | TEM | 1 | MC | 7.102 | 1
1FK70602AF711TG2 | SIMOTICS S SYNCHRONOUS MOTOR 1FK7-CT PN=1,5 KW; UZK=600V M0=6NM (100K); NN=3000RPM; NATURAL AIR COOLING, FRAME SIZE IMB 5 (IM V1, IM V3) FLANGE 1, WITH KTY TEMPERATURESENSOR POWER CONNECTOR ROTATABLE RESOLVER 2-POLE (RESOLVER P=1); PLAIN SHAFT, TOLERANCE N; W/O HOLDING BRAKE PROTECTION CLASS IP65, FLANGE ON DRIVE END IP67; | 1357 | TEM | 1 | MC | 7.102 | 1
1FK70602AF711TH0 | SIMOTICS S SYNCHRONOUS MOTOR 1FK7-CT PN=1,5 KW; UZK=600V M0=6NM (100K); NN=3000RPM; NATURAL AIR COOLING, FRAME SIZE IMB 5 (IM V1, IM V3) FLANGE 1, WITH KTY TEMPERATURESENSOR POWER CONNECTOR ROTATABLE RESOLVER 2-POLE (RESOLVER P=1); PLAIN SHAFT, TOLERANCE N; WITH HOLDING BRAKE PROTECTION CLASS IP64; | 1568 | TEM | 1 | MC | 7.401 | 1
1FK70602AF711TH1 | SIMOTICS S SYNCHRONOUS MOTOR 1FK7-CT PN=1,5 KW; UZK=600V M0=6NM (100K); NN=3000RPM; NATURAL AIR COOLING, FRAME SIZE IMB 5 (IM V1, IM V3) FLANGE 1, WITH KTY TEMPERATURESENSOR POWER CONNECTOR ROTATABLE RESOLVER 2-POLE (RESOLVER P=1); PLAIN SHAFT, TOLERANCE N; WITH HOLDING BRAKE PROTECTION CLASS IP65, | 1662 | TEM | 1 | MC | 7.401 | 1
1FK70602AF711TH2 | SIMOTICS S SYNCHRONOUS MOTOR 1FK7-CT PN=1,5 KW; UZK=600V M0=6NM (100K); NN=3000RPM; NATURAL AIR COOLING, FRAME SIZE IMB 5 (IM V1, IM V3) FLANGE 1, WITH KTY TEMPERATURESENSOR POWER CONNECTOR ROTATABLE RESOLVER 2-POLE (RESOLVER P=1); PLAIN SHAFT, TOLERANCE N; WITH HOLDING BRAKE PROTECTION CLASS IP65, FLANGE ON DRIVE END IP67; | 1662 | TEM | 1 | MC | 7.401 | 1
1FK70602AF711UA0 | SIMOTICS S SYNCHRONOUS MOTOR 1FK7-CT PN=1,5 KW; UZK=600V M0=6NM (100K); NN=3000RPM; NATURAL AIR COOLING, FRAME SIZE IMB 5 (IM V1, IM V3) FLANGE 1 POWER CONNECTOR ROTATABLE RESOLVER MULTI-POLE WITH DRIVE-CLIQ INTERFACE; SHAFT WITH FITTED KEY, TOLERANCE N; W/O HOLDING BRAKE PROTECTION CLASS IP64; | 1590 | TEM | 1 | MC | 7.102 | 1
1FK70602AF711UA1 | SIMOTICS S SYNCHRONOUS MOTOR 1FK7-CT PN=1,5 KW; UZK=600V M0=6NM (100K); NN=3000RPM; NATURAL AIR COOLING, FRAME SIZE IMB 5 (IM V1, IM V3) FLANGE 1 POWER CONNECTOR ROTATABLE RESOLVER MULTI-POLE WITH DRIVE-CLIQ INTERFACE; SHAFT WITH FITTED KEY, TOLERANCE N; W/O HOLDING BRAKE PROTECTION CLASS IP65, | 1684 | TEM | 1 | MC | 7.102 | 1
1FK70602AF711UA2 | SIMOTICS S SYNCHRONOUS MOTOR 1FK7-CT PN=1,5 KW; UZK=600V M0=6NM (100K); NN=3000RPM; NATURAL AIR COOLING, FRAME SIZE IMB 5 (IM V1, IM V3) FLANGE 1 POWER CONNECTOR ROTATABLE RESOLVER MULTI-POLE WITH DRIVE-CLIQ INTERFACE; SHAFT WITH FITTED KEY, TOLERANCE N; W/O HOLDING BRAKE PROTECTION CLASS IP65, FLANGE ON DRIVE END IP67; | 1684 | TEM | 1 | MC | 7.102 | 1
1FK70602AF711UB0 | SIMOTICS S SYNCHRONOUS MOTOR 1FK7-CT PN=1,5 KW; UZK=600V M0=6NM (100K); NN=3000RPM; NATURAL AIR COOLING, FRAME SIZE IMB 5 (IM V1, IM V3) FLANGE 1 POWER CONNECTOR ROTATABLE RESOLVER MULTI-POLE WITH DRIVE-CLIQ INTERFACE; SHAFT WITH FITTED KEY, TOLERANCE N; WITH HOLDING BRAKE PROTECTION CLASS IP64; | 1893 | TEM | 1 | MC | 7.401 | 1
1FK70602AF711UB1 | SIMOTICS S SYNCHRONOUS MOTOR 1FK7-CT PN=1,5 KW; UZK=600V M0=6NM (100K); NN=3000RPM; NATURAL AIR COOLING, FRAME SIZE IMB 5 (IM V1, IM V3) FLANGE 1 POWER CONNECTOR ROTATABLE RESOLVER MULTI-POLE WITH DRIVE-CLIQ INTERFACE; SHAFT WITH FITTED KEY, TOLERANCE N; WITH HOLDING BRAKE PROTECTION CLASS IP65, | 1987 | TEM | 1 | MC | 7.401 | 1
1FK70602AF711UB2 | SIMOTICS S SYNCHRONOUS MOTOR 1FK7-CT PN=1,5 KW; UZK=600V M0=6NM (100K); NN=3000RPM; NATURAL AIR COOLING, FRAME SIZE IMB 5 (IM V1, IM V3) FLANGE 1 POWER CONNECTOR ROTATABLE RESOLVER MULTI-POLE WITH DRIVE-CLIQ INTERFACE; SHAFT WITH FITTED KEY, TOLERANCE N; WITH HOLDING BRAKE PROTECTION CLASS IP65, FLANGE ON DRIVE END IP67; | 1987 | TEM | 1 | MC | 7.401 | 1
1FK70602AF711UG0 | SIMOTICS S SYNCHRONOUS MOTOR 1FK7-CT PN=1,5 KW; UZK=600V M0=6NM (100K); NN=3000RPM; NATURAL AIR COOLING, FRAME SIZE IMB 5 (IM V1, IM V3) FLANGE 1 POWER CONNECTOR ROTATABLE RESOLVER MULTI-POLE WITH DRIVE-CLIQ INTERFACE; PLAIN SHAFT, TOLERANCE N; W/O HOLDING BRAKE PROTECTION CLASS IP64; | 1504 | TEM | 1 | MC | 7.102 | 1
1FK70602AF711UG1 | SIMOTICS S SYNCHRONOUS MOTOR 1FK7-CT PN=1,5 KW; UZK=600V M0=6NM (100K); NN=3000RPM; NATURAL AIR COOLING, FRAME SIZE IMB 5 (IM V1, IM V3) FLANGE 1 POWER CONNECTOR ROTATABLE RESOLVER MULTI-POLE WITH DRIVE-CLIQ INTERFACE; PLAIN SHAFT, TOLERANCE N; W/O HOLDING BRAKE PROTECTION CLASS IP65, | 1598 | TEM | 1 | MC | 7.102 | 1
1FK70602AF711UG2 | SIMOTICS S SYNCHRONOUS MOTOR 1FK7-CT PN=1,5 KW; UZK=600V M0=6NM (100K); NN=3000RPM; NATURAL AIR COOLING, FRAME SIZE IMB 5 (IM V1, IM V3) FLANGE 1 POWER CONNECTOR ROTATABLE RESOLVER MULTI-POLE WITH DRIVE-CLIQ INTERFACE; PLAIN SHAFT, TOLERANCE N; W/O HOLDING BRAKE PROTECTION CLASS IP65, FLANGE ON DRIVE END IP67; | 1598 | TEM | 1 | MC | 7.102 | 1
1FK70602AF711UH0 | SIMOTICS S SYNCHRONOUS MOTOR 1FK7-CT PN=1,5 KW; UZK=600V M0=6NM (100K); NN=3000RPM; NATURAL AIR COOLING, FRAME SIZE IMB 5 (IM V1, IM V3) FLANGE 1 POWER CONNECTOR ROTATABLE RESOLVER MULTI-POLE WITH DRIVE-CLIQ INTERFACE; PLAIN SHAFT, TOLERANCE N; WITH HOLDING BRAKE PROTECTION CLASS IP64; | 1809 | TEM | 1 | MC | 7.401 | 1
1FK70602AF711UH1 | SIMOTICS S SYNCHRONOUS MOTOR 1FK7-CT PN=1,5 KW; UZK=600V M0=6NM (100K); NN=3000RPM; NATURAL AIR COOLING, FRAME SIZE IMB 5 (IM V1, IM V3) FLANGE 1 POWER CONNECTOR ROTATABLE RESOLVER MULTI-POLE WITH DRIVE-CLIQ INTERFACE; PLAIN SHAFT, TOLERANCE N; WITH HOLDING BRAKE PROTECTION CLASS IP65, | 1903 | TEM | 1 | MC | 7.401 | 1
1FK70602AF711UH2 | SIMOTICS S SYNCHRONOUS MOTOR 1FK7-CT PN=1,5 KW; UZK=600V M0=6NM (100K); NN=3000RPM; NATURAL AIR COOLING, FRAME SIZE IMB 5 (IM V1, IM V3) FLANGE 1 POWER CONNECTOR ROTATABLE RESOLVER MULTI-POLE WITH DRIVE-CLIQ INTERFACE; PLAIN SHAFT, TOLERANCE N; WITH HOLDING BRAKE PROTECTION CLASS IP65, FLANGE ON DRIVE END IP67; | 1903 | TEM | 1 | MC | 7.401 | 1
1FK70602AF711WA2 | SIMOTICS S SYNCHRONOUS MOTOR 1FK7-CT PN=1,5 KW; UZK=600V M0=6NM (100K); NN=3000RPM; NATURAL AIR COOLING, FRAME SIZE IMB 5 (IM V1, IM V3) FLANGE 1 POWER CONNECTOR ROTATABLE WITHOUT ENCODER ATTENTION: NO GENERAL RELEASE FOR DELIVERY! RELEASE TO BE VERIFIED FOR EACH APPLICATION. PLEASE OBSERVE PRODIS NOTE ID: 98799415. THIS PRODIS NOTE DESCRIBES THE PROCESS FOR INQUIRIES CONCERNING THIS KIND OF MOTOR. SHAFT WITH FITTED KEY, TOLERANCE N; W/O HOLDING BRAKE PROTECTION CLASS IP65, FLANGE ON DRIVE END IP67; | 1387 | TEM | 1 | MC | 7.101 | 1
1FK70602AF711WG0 | SIMOTICS S SYNCHRONOUS MOTOR 1FK7-CT PN=1,5 KW; UZK=600V M0=6NM (100K); NN=3000RPM; NATURAL AIR COOLING, FRAME SIZE IMB 5 (IM V1, IM V3) FLANGE 1 POWER CONNECTOR ROTATABLE WITHOUT ENCODER ATTENTION: NO GENERAL RELEASE FOR DELIVERY! RELEASE TO BE VERIFIED FOR EACH APPLICATION. PLEASE OBSERVE PRODIS NOTE ID: 98799415. THIS PRODIS NOTE DESCRIBES THE PROCESS FOR INQUIRIES CONCERNING THIS KIND OF MOTOR. PLAIN SHAFT, TOLERANCE N; W/O HOLDING BRAKE PROTECTION CLASS IP64; | 1207 | TEM | 1 | MC | 7.101 | 1
1FK70602AH711AA0 | SIMOTICS S SYNCHRONOUS MOTOR 1FK7-CT PN=1,7 KW; UZK=600V M0=6NM (100K); NN=4500RPM; NATURAL AIR COOLING, FRAME SIZE IMB 5 (IM V1, IM V3) FLANGE 1, WITH KTY TEMPERATURESENSOR POWER CONNECTOR ROTATABLE INCREMENTAL ENCODER SIN/COS 1VPP;2048 S/R W. C-AND D-SPUR (ENCODER IC2048S/R) SHAFT WITH FITTED KEY, TOLERANCE N; W/O HOLDING BRAKE PROTECTION CLASS IP64; | 1935 | TEM | 1 | MC | 7.101 | 1
1FK70602AH711AA1 | SIMOTICS S SYNCHRONOUS MOTOR 1FK7-CT PN=1,7 KW; UZK=600V M0=6NM (100K); NN=4500RPM; NATURAL AIR COOLING, FRAME SIZE IMB 5 (IM V1, IM V3) FLANGE 1, WITH KTY TEMPERATURESENSOR POWER CONNECTOR ROTATABLE INCREMENTAL ENCODER SIN/COS 1VPP;2048 S/R W. C-AND D-SPUR (ENCODER IC2048S/R) SHAFT WITH FITTED KEY, TOLERANCE N; W/O HOLDING BRAKE PROTECTION CLASS IP65, | 2029 | TEM | 1 | MC | 7.101 | 1
1FK70602AH711AA2 | SIMOTICS S SYNCHRONOUS MOTOR 1FK7-CT PN=1,7 KW; UZK=600V M0=6NM (100K); NN=4500RPM; NATURAL AIR COOLING, FRAME SIZE IMB 5 (IM V1, IM V3) FLANGE 1, WITH KTY TEMPERATURESENSOR POWER CONNECTOR ROTATABLE INCREMENTAL ENCODER SIN/COS 1VPP;2048 S/R W. C-AND D-SPUR (ENCODER IC2048S/R) SHAFT WITH FITTED KEY, TOLERANCE N; W/O HOLDING BRAKE PROTECTION CLASS IP65, FLANGE ON DRIVE END IP67; | 2029 | TEM | 1 | MC | 7.101 | 1
1FK70602AH711AB0 | SIMOTICS S SYNCHRONOUS MOTOR 1FK7-CT PN=1,7 KW; UZK=600V M0=6NM (100K); NN=4500RPM; NATURAL AIR COOLING, FRAME SIZE IMB 5 (IM V1, IM V3) FLANGE 1, WITH KTY TEMPERATURESENSOR POWER CONNECTOR ROTATABLE INCREMENTAL ENCODER SIN/COS 1VPP;2048 S/R W. C-AND D-SPUR (ENCODER IC2048S/R) SHAFT WITH FITTED KEY, TOLERANCE N; WITH HOLDING BRAKE PROTECTION CLASS IP64; | 2238 | TEM | 1 | MC | 7.4 | 1
1FK70602AH711AB1 | SIMOTICS S SYNCHRONOUS MOTOR 1FK7-CT PN=1,7 KW; UZK=600V M0=6NM (100K); NN=4500RPM; NATURAL AIR COOLING, FRAME SIZE IMB 5 (IM V1, IM V3) FLANGE 1, WITH KTY TEMPERATURESENSOR POWER CONNECTOR ROTATABLE INCREMENTAL ENCODER SIN/COS 1VPP;2048 S/R W. C-AND D-SPUR (ENCODER IC2048S/R) SHAFT WITH FITTED KEY, TOLERANCE N; WITH HOLDING BRAKE PROTECTION CLASS IP65, | 2332 | TEM | 1 | MC | 7.4 | 1
1FK70602AH711AB2 | SIMOTICS S SYNCHRONOUS MOTOR 1FK7-CT PN=1,7 KW; UZK=600V M0=6NM (100K); NN=4500RPM; NATURAL AIR COOLING, FRAME SIZE IMB 5 (IM V1, IM V3) FLANGE 1, WITH KTY TEMPERATURESENSOR POWER CONNECTOR ROTATABLE INCREMENTAL ENCODER SIN/COS 1VPP;2048 S/R W. C-AND D-SPUR (ENCODER IC2048S/R) SHAFT WITH FITTED KEY, TOLERANCE N; WITH HOLDING BRAKE PROTECTION CLASS IP65, FLANGE ON DRIVE END IP67; | 2332 | TEM | 1 | MC | 7.4 | 1
1FK70602AH711AG0 | SIMOTICS S SYNCHRONOUS MOTOR 1FK7-CT PN=1,7 KW; UZK=600V M0=6NM (100K); NN=4500RPM; NATURAL AIR COOLING, FRAME SIZE IMB 5 (IM V1, IM V3) FLANGE 1, WITH KTY TEMPERATURESENSOR POWER CONNECTOR ROTATABLE INCREMENTAL ENCODER SIN/COS 1VPP;2048 S/R W. C-AND D-SPUR (ENCODER IC2048S/R) PLAIN SHAFT, TOLERANCE N; W/O HOLDING BRAKE PROTECTION CLASS IP64; | 1849 | TEM | 1 | MC | 7.101 | 1
1FK70602AH711AG1 | SIMOTICS S SYNCHRONOUS MOTOR 1FK7-CT PN=1,7 KW; UZK=600V M0=6NM (100K); NN=4500RPM; NATURAL AIR COOLING, FRAME SIZE IMB 5 (IM V1, IM V3) FLANGE 1, WITH KTY TEMPERATURESENSOR POWER CONNECTOR ROTATABLE INCREMENTAL ENCODER SIN/COS 1VPP;2048 S/R W. C-AND D-SPUR (ENCODER IC2048S/R) PLAIN SHAFT, TOLERANCE N; W/O HOLDING BRAKE PROTECTION CLASS IP65, | 1943 | TEM | 1 | MC | 7.101 | 1
1FK70602AH711AG2 | SIMOTICS S SYNCHRONOUS MOTOR 1FK7-CT PN=1,7 KW; UZK=600V M0=6NM (100K); NN=4500RPM; NATURAL AIR COOLING, FRAME SIZE IMB 5 (IM V1, IM V3) FLANGE 1, WITH KTY TEMPERATURESENSOR POWER CONNECTOR ROTATABLE INCREMENTAL ENCODER SIN/COS 1VPP;2048 S/R W. C-AND D-SPUR (ENCODER IC2048S/R) PLAIN SHAFT, TOLERANCE N; W/O HOLDING BRAKE PROTECTION CLASS IP65, FLANGE ON DRIVE END IP67; | 1943 | TEM | 1 | MC | 7.101 | 1
1FK70602AH711AH0 | SIMOTICS S SYNCHRONOUS MOTOR 1FK7-CT PN=1,7 KW; UZK=600V M0=6NM (100K); NN=4500RPM; NATURAL AIR COOLING, FRAME SIZE IMB 5 (IM V1, IM V3) FLANGE 1, WITH KTY TEMPERATURESENSOR POWER CONNECTOR ROTATABLE INCREMENTAL ENCODER SIN/COS 1VPP;2048 S/R W. C-AND D-SPUR (ENCODER IC2048S/R) PLAIN SHAFT, TOLERANCE N; WITH HOLDING BRAKE PROTECTION CLASS IP64; | 2154 | TEM | 1 | MC | 7.4 | 1
1FK70602AH711AH1 | SIMOTICS S SYNCHRONOUS MOTOR 1FK7-CT PN=1,7 KW; UZK=600V M0=6NM (100K); NN=4500RPM; NATURAL AIR COOLING, FRAME SIZE IMB 5 (IM V1, IM V3) FLANGE 1, WITH KTY TEMPERATURESENSOR POWER CONNECTOR ROTATABLE INCREMENTAL ENCODER SIN/COS 1VPP;2048 S/R W. C-AND D-SPUR (ENCODER IC2048S/R) PLAIN SHAFT, TOLERANCE N; WITH HOLDING BRAKE PROTECTION CLASS IP65, | 2248 | TEM | 1 | MC | 7.4 | 1
1FK70602AH711AH2 | SIMOTICS S SYNCHRONOUS MOTOR 1FK7-CT PN=1,7 KW; UZK=600V M0=6NM (100K); NN=4500RPM; NATURAL AIR COOLING, FRAME SIZE IMB 5 (IM V1, IM V3) FLANGE 1, WITH KTY TEMPERATURESENSOR POWER CONNECTOR ROTATABLE INCREMENTAL ENCODER SIN/COS 1VPP;2048 S/R W. C-AND D-SPUR (ENCODER IC2048S/R) PLAIN SHAFT, TOLERANCE N; WITH HOLDING BRAKE PROTECTION CLASS IP65, FLANGE ON DRIVE END IP67; | 2248 | TEM | 1 | MC | 7.4 | 1
1FK70602AH711BA0 | SIMOTICS S SYNCHRONOUS MOTOR 1FK7-CT PN=1,7 KW; UZK=600V M0=6NM (100K); NN=4500RPM; NATURAL AIR COOLING, FRAME SIZE IMB 5 (IM V1, IM V3) FLANGE 1 POWER CONNECTOR ROTATABLE ABSOLUTE ENCODER SINGLETURN 24 BIT WITH DRIVE CLIQ INTERFACE (ENCODER AS24DQI) SHAFT WITH FITTED KEY, TOLERANCE N; W/O HOLDING BRAKE PROTECTION CLASS IP64; | 2176 | TEM | 1 | MC | 7.101 | 1
1FK70602AH711BA1 | SIMOTICS S SYNCHRONOUS MOTOR 1FK7-CT PN=1,7 KW; UZK=600V M0=6NM (100K); NN=4500RPM; NATURAL AIR COOLING, FRAME SIZE IMB 5 (IM V1, IM V3) FLANGE 1 POWER CONNECTOR ROTATABLE ABSOLUTE ENCODER SINGLETURN 24 BIT WITH DRIVE CLIQ INTERFACE (ENCODER AS24DQI) SHAFT WITH FITTED KEY, TOLERANCE N; W/O HOLDING BRAKE PROTECTION CLASS IP65, | 2270 | TEM | 1 | MC | 7.101 | 1
1FK70602AH711BA2 | SIMOTICS S SYNCHRONOUS MOTOR 1FK7-CT PN=1,7 KW; UZK=600V M0=6NM (100K); NN=4500RPM; NATURAL AIR COOLING, FRAME SIZE IMB 5 (IM V1, IM V3) FLANGE 1 POWER CONNECTOR ROTATABLE ABSOLUTE ENCODER SINGLETURN 24 BIT WITH DRIVE CLIQ INTERFACE (ENCODER AS24DQI) SHAFT WITH FITTED KEY, TOLERANCE N; W/O HOLDING BRAKE PROTECTION CLASS IP65, FLANGE ON DRIVE END IP67; | 2270 | TEM | 1 | MC | 7.101 | 1
1FK70602AH711BB0 | SIMOTICS S SYNCHRONOUS MOTOR 1FK7-CT PN=1,7 KW; UZK=600V M0=6NM (100K); NN=4500RPM; NATURAL AIR COOLING, FRAME SIZE IMB 5 (IM V1, IM V3) FLANGE 1 POWER CONNECTOR ROTATABLE ABSOLUTE ENCODER SINGLETURN 24 BIT WITH DRIVE CLIQ INTERFACE (ENCODER AS24DQI) SHAFT WITH FITTED KEY, TOLERANCE N; WITH HOLDING BRAKE PROTECTION CLASS IP64; | 2479 | TEM | 1 | MC | 7.4 | 1
1FK70602AH711BB1 | SIMOTICS S SYNCHRONOUS MOTOR 1FK7-CT PN=1,7 KW; UZK=600V M0=6NM (100K); NN=4500RPM; NATURAL AIR COOLING, FRAME SIZE IMB 5 (IM V1, IM V3) FLANGE 1 POWER CONNECTOR ROTATABLE ABSOLUTE ENCODER SINGLETURN 24 BIT WITH DRIVE CLIQ INTERFACE (ENCODER AS24DQI) SHAFT WITH FITTED KEY, TOLERANCE N; WITH HOLDING BRAKE PROTECTION CLASS IP65, | 2573 | TEM | 1 | MC | 7.4 | 1
1FK70602AH711BB2 | SIMOTICS S SYNCHRONOUS MOTOR 1FK7-CT PN=1,7 KW; UZK=600V M0=6NM (100K); NN=4500RPM; NATURAL AIR COOLING, FRAME SIZE IMB 5 (IM V1, IM V3) FLANGE 1 POWER CONNECTOR ROTATABLE ABSOLUTE ENCODER SINGLETURN 24 BIT WITH DRIVE CLIQ INTERFACE (ENCODER AS24DQI) SHAFT WITH FITTED KEY, TOLERANCE N; WITH HOLDING BRAKE PROTECTION CLASS IP65, FLANGE ON DRIVE END IP67; | 2573 | TEM | 1 | MC | 7.4 | 1
1FK70602AH711BG0 | SIMOTICS S SYNCHRONOUS MOTOR 1FK7-CT PN=1,7 KW; UZK=600V M0=6NM (100K); NN=4500RPM; NATURAL AIR COOLING, FRAME SIZE IMB 5 (IM V1, IM V3) FLANGE 1 POWER CONNECTOR ROTATABLE ABSOLUTE ENCODER SINGLETURN 24 BIT WITH DRIVE CLIQ INTERFACE (ENCODER AS24DQI) PLAIN SHAFT, TOLERANCE N; W/O HOLDING BRAKE PROTECTION CLASS IP64; | 2090 | TEM | 1 | MC | 7.101 | 1
1FK70602AH711BG1 | SIMOTICS S SYNCHRONOUS MOTOR 1FK7-CT PN=1,7 KW; UZK=600V M0=6NM (100K); NN=4500RPM; NATURAL AIR COOLING, FRAME SIZE IMB 5 (IM V1, IM V3) FLANGE 1 POWER CONNECTOR ROTATABLE ABSOLUTE ENCODER SINGLETURN 24 BIT WITH DRIVE CLIQ INTERFACE (ENCODER AS24DQI) PLAIN SHAFT, TOLERANCE N; W/O HOLDING BRAKE PROTECTION CLASS IP65, | 2184 | TEM | 1 | MC | 7.101 | 1
1FK70602AH711BG2 | SIMOTICS S SYNCHRONOUS MOTOR 1FK7-CT PN=1,7 KW; UZK=600V M0=6NM (100K); NN=4500RPM; NATURAL AIR COOLING, FRAME SIZE IMB 5 (IM V1, IM V3) FLANGE 1 POWER CONNECTOR ROTATABLE ABSOLUTE ENCODER SINGLETURN 24 BIT WITH DRIVE CLIQ INTERFACE (ENCODER AS24DQI) PLAIN SHAFT, TOLERANCE N; W/O HOLDING BRAKE PROTECTION CLASS IP65, FLANGE ON DRIVE END IP67; | 2184 | TEM | 1 | MC | 7.101 | 1
1FK70602AH711BH0 | SIMOTICS S SYNCHRONOUS MOTOR 1FK7-CT PN=1,7 KW; UZK=600V M0=6NM (100K); NN=4500RPM; NATURAL AIR COOLING, FRAME SIZE IMB 5 (IM V1, IM V3) FLANGE 1 POWER CONNECTOR ROTATABLE ABSOLUTE ENCODER SINGLETURN 24 BIT WITH DRIVE CLIQ INTERFACE (ENCODER AS24DQI) PLAIN SHAFT, TOLERANCE N; WITH HOLDING BRAKE PROTECTION CLASS IP64; | 2395 | TEM | 1 | MC | 7.4 | 1
1FK70602AH711BH1 | SIMOTICS S SYNCHRONOUS MOTOR 1FK7-CT PN=1,7 KW; UZK=600V M0=6NM (100K); NN=4500RPM; NATURAL AIR COOLING, FRAME SIZE IMB 5 (IM V1, IM V3) FLANGE 1 POWER CONNECTOR ROTATABLE ABSOLUTE ENCODER SINGLETURN 24 BIT WITH DRIVE CLIQ INTERFACE (ENCODER AS24DQI) PLAIN SHAFT, TOLERANCE N; WITH HOLDING BRAKE PROTECTION CLASS IP65, | 2489 | TEM | 1 | MC | 7.4 | 1
1FK70602AH711BH2 | SIMOTICS S SYNCHRONOUS MOTOR 1FK7-CT PN=1,7 KW; UZK=600V M0=6NM (100K); NN=4500RPM; NATURAL AIR COOLING, FRAME SIZE IMB 5 (IM V1, IM V3) FLANGE 1 POWER CONNECTOR ROTATABLE ABSOLUTE ENCODER SINGLETURN 24 BIT WITH DRIVE CLIQ INTERFACE (ENCODER AS24DQI) PLAIN SHAFT, TOLERANCE N; WITH HOLDING BRAKE PROTECTION CLASS IP65, FLANGE ON DRIVE END IP67; | 2489 | TEM | 1 | MC | 7.4 | 1
1FK70602AH711CA0 | SIMOTICS S SYNCHRONOUS MOTOR 1FK7-CT PN=1,7 KW; UZK=600V M0=6NM (100K); NN=4500RPM; NATURAL AIR COOLING, FRAME SIZE IMB 5 (IM V1, IM V3) FLANGE 1 POWER CONNECTOR ROTATABLE ABSOLUTE ENCODER 24 BIT + 12 BIT MULTITURN WITH DRIVE-CLIQ INTERFACE (ENCODER AM24DQI) SHAFT WITH FITTED KEY, TOLERANCE N; W/O HOLDING BRAKE PROTECTION CLASS IP64; | 2546 | TEM | 1 | MC | 7.101 | 1
1FK70602AH711CA1 | SIMOTICS S SYNCHRONOUS MOTOR 1FK7-CT PN=1,7 KW; UZK=600V M0=6NM (100K); NN=4500RPM; NATURAL AIR COOLING, FRAME SIZE IMB 5 (IM V1, IM V3) FLANGE 1 POWER CONNECTOR ROTATABLE ABSOLUTE ENCODER 24 BIT + 12 BIT MULTITURN WITH DRIVE-CLIQ INTERFACE (ENCODER AM24DQI) SHAFT WITH FITTED KEY, TOLERANCE N; W/O HOLDING BRAKE PROTECTION CLASS IP65, | 2639 | TEM | 1 | MC | 7.101 | 1
1FK70602AH711CA2 | SIMOTICS S SYNCHRONOUS MOTOR 1FK7-CT PN=1,7 KW; UZK=600V M0=6NM (100K); NN=4500RPM; NATURAL AIR COOLING, FRAME SIZE IMB 5 (IM V1, IM V3) FLANGE 1 POWER CONNECTOR ROTATABLE ABSOLUTE ENCODER 24 BIT + 12 BIT MULTITURN WITH DRIVE-CLIQ INTERFACE (ENCODER AM24DQI) SHAFT WITH FITTED KEY, TOLERANCE N; W/O HOLDING BRAKE PROTECTION CLASS IP65, FLANGE ON DRIVE END IP67; | 2639 | TEM | 1 | MC | 7.101 | 1
1FK70602AH711CB0 | SIMOTICS S SYNCHRONOUS MOTOR 1FK7-CT PN=1,7 KW; UZK=600V M0=6NM (100K); NN=4500RPM; NATURAL AIR COOLING, FRAME SIZE IMB 5 (IM V1, IM V3) FLANGE 1 POWER CONNECTOR ROTATABLE ABSOLUTE ENCODER 24 BIT + 12 BIT MULTITURN WITH DRIVE-CLIQ INTERFACE (ENCODER AM24DQI) SHAFT WITH FITTED KEY, TOLERANCE N; WITH HOLDING BRAKE PROTECTION CLASS IP64; | 2849 | TEM | 1 | MC | 7.4 | 1
1FK70602AH711CB1 | SIMOTICS S SYNCHRONOUS MOTOR 1FK7-CT PN=1,7 KW; UZK=600V M0=6NM (100K); NN=4500RPM; NATURAL AIR COOLING, FRAME SIZE IMB 5 (IM V1, IM V3) FLANGE 1 POWER CONNECTOR ROTATABLE ABSOLUTE ENCODER 24 BIT + 12 BIT MULTITURN WITH DRIVE-CLIQ INTERFACE (ENCODER AM24DQI) SHAFT WITH FITTED KEY, TOLERANCE N; WITH HOLDING BRAKE PROTECTION CLASS IP65, | 2942 | TEM | 1 | MC | 7.4 | 1
1FK70602AH711CB2 | SIMOTICS S SYNCHRONOUS MOTOR 1FK7-CT PN=1,7 KW; UZK=600V M0=6NM (100K); NN=4500RPM; NATURAL AIR COOLING, FRAME SIZE IMB 5 (IM V1, IM V3) FLANGE 1 POWER CONNECTOR ROTATABLE ABSOLUTE ENCODER 24 BIT + 12 BIT MULTITURN WITH DRIVE-CLIQ INTERFACE (ENCODER AM24DQI) SHAFT WITH FITTED KEY, TOLERANCE N; WITH HOLDING BRAKE PROTECTION CLASS IP65, FLANGE ON DRIVE END IP67; | 2942 | TEM | 1 | MC | 7.4 | 1
1FK70602AH711CG0 | SIMOTICS S SYNCHRONOUS MOTOR 1FK7-CT PN=1,7 KW; UZK=600V M0=6NM (100K); NN=4500RPM; NATURAL AIR COOLING, FRAME SIZE IMB 5 (IM V1, IM V3) FLANGE 1 POWER CONNECTOR ROTATABLE ABSOLUTE ENCODER 24 BIT + 12 BIT MULTITURN WITH DRIVE-CLIQ INTERFACE (ENCODER AM24DQI) PLAIN SHAFT, TOLERANCE N; W/O HOLDING BRAKE PROTECTION CLASS IP64; | 2459 | TEM | 1 | MC | 7.101 | 1
1FK70602AH711CG1 | SIMOTICS S SYNCHRONOUS MOTOR 1FK7-CT PN=1,7 KW; UZK=600V M0=6NM (100K); NN=4500RPM; NATURAL AIR COOLING, FRAME SIZE IMB 5 (IM V1, IM V3) FLANGE 1 POWER CONNECTOR ROTATABLE ABSOLUTE ENCODER 24 BIT + 12 BIT MULTITURN WITH DRIVE-CLIQ INTERFACE (ENCODER AM24DQI) PLAIN SHAFT, TOLERANCE N; W/O HOLDING BRAKE PROTECTION CLASS IP65, | 2553 | TEM | 1 | MC | 7.101 | 1
1FK70602AH711CG2 | SIMOTICS S SYNCHRONOUS MOTOR 1FK7-CT PN=1,7 KW; UZK=600V M0=6NM (100K); NN=4500RPM; NATURAL AIR COOLING, FRAME SIZE IMB 5 (IM V1, IM V3) FLANGE 1 POWER CONNECTOR ROTATABLE ABSOLUTE ENCODER 24 BIT + 12 BIT MULTITURN WITH DRIVE-CLIQ INTERFACE (ENCODER AM24DQI) PLAIN SHAFT, TOLERANCE N; W/O HOLDING BRAKE PROTECTION CLASS IP65, FLANGE ON DRIVE END IP67; | 2553 | TEM | 1 | MC | 7.101 | 1
1FK70602AH711CH0 | SIMOTICS S SYNCHRONOUS MOTOR 1FK7-CT PN=1,7 KW; UZK=600V M0=6NM (100K); NN=4500RPM; NATURAL AIR COOLING, FRAME SIZE IMB 5 (IM V1, IM V3) FLANGE 1 POWER CONNECTOR ROTATABLE ABSOLUTE ENCODER 24 BIT + 12 BIT MULTITURN WITH DRIVE-CLIQ INTERFACE (ENCODER AM24DQI) PLAIN SHAFT, TOLERANCE N; WITH HOLDING BRAKE PROTECTION CLASS IP64; | 2765 | TEM | 1 | MC | 7.4 | 1
1FK70602AH711CH1 | SIMOTICS S SYNCHRONOUS MOTOR 1FK7-CT PN=1,7 KW; UZK=600V M0=6NM (100K); NN=4500RPM; NATURAL AIR COOLING, FRAME SIZE IMB 5 (IM V1, IM V3) FLANGE 1 POWER CONNECTOR ROTATABLE ABSOLUTE ENCODER 24 BIT + 12 BIT MULTITURN WITH DRIVE-CLIQ INTERFACE (ENCODER AM24DQI) PLAIN SHAFT, TOLERANCE N; WITH HOLDING BRAKE PROTECTION CLASS IP65, | 2858 | TEM | 1 | MC | 7.4 | 1
1FK70602AH711CH2 | SIMOTICS S SYNCHRONOUS MOTOR 1FK7-CT PN=1,7 KW; UZK=600V M0=6NM (100K); NN=4500RPM; NATURAL AIR COOLING, FRAME SIZE IMB 5 (IM V1, IM V3) FLANGE 1 POWER CONNECTOR ROTATABLE ABSOLUTE ENCODER 24 BIT + 12 BIT MULTITURN WITH DRIVE-CLIQ INTERFACE (ENCODER AM24DQI) PLAIN SHAFT, TOLERANCE N; WITH HOLDING BRAKE PROTECTION CLASS IP65, FLANGE ON DRIVE END IP67; | 2858 | TEM | 1 | MC | 7.4 | 1
1FK70602AH711DG0 | SIMOTICS S SYNCHRONOUS MOTOR 1FK7-CT PN=1,7 KW; UZK=600V M0=6NM (100K); NN=4500RPM; NATURAL AIR COOLING, FRAME SIZE IMB 5 (IM V1, IM V3) FLANGE 1 POWER CONNECTOR ROTATABLE INCREMENTAL ENCODER 22 BIT WITH DRIVE-CLIQ INTERFACE (ENCODER IC22DQ) PLAIN SHAFT, TOLERANCE N; W/O HOLDING BRAKE PROTECTION CLASS IP64; | 2170 | TEM | 1 | MC | 7.102 | 1
1FK70602AH711DH0 | SIMOTICS S SYNCHRONOUS MOTOR 1FK7-CT PN=1,7 KW; UZK=600V M0=6NM (100K); NN=4500RPM; NATURAL AIR COOLING, FRAME SIZE IMB 5 (IM V1, IM V3) FLANGE 1 POWER CONNECTOR ROTATABLE INCREMENTAL ENCODER 22 BIT WITH DRIVE-CLIQ INTERFACE (ENCODER IC22DQ) PLAIN SHAFT, TOLERANCE N; WITH HOLDING BRAKE PROTECTION CLASS IP64; | 2475 | TEM | 1 | MC | 7.401 | 1
1FK70602AH711EA0 | SIMOTICS S SYNCHRONOUS MOTOR 1FK7-CT PN=1,7 KW; UZK=600V M0=6NM (100K); NN=4500RPM; NATURAL AIR COOLING, FRAME SIZE IMB 5 (IM V1, IM V3) FLANGE 1, WITH KTY TEMPERATURESENSOR POWER CONNECTOR ROTATABLE ABSOLUTE ENCODERR 2048 S/R + 4096 UMDREHUNGEN MULTITURN, WITH ENDAT-SCHNITTSTELLE (ENCODER AM2048S/R) SHAFT WITH FITTED KEY, TOLERANCE N; W/O HOLDING BRAKE PROTECTION CLASS IP64; | 2307 | TEM | 1 | MC | 7.101 | 1
1FK70602AH711EA1 | SIMOTICS S SYNCHRONOUS MOTOR 1FK7-CT PN=1,7 KW; UZK=600V M0=6NM (100K); NN=4500RPM; NATURAL AIR COOLING, FRAME SIZE IMB 5 (IM V1, IM V3) FLANGE 1, WITH KTY TEMPERATURESENSOR POWER CONNECTOR ROTATABLE ABSOLUTE ENCODERR 2048 S/R + 4096 UMDREHUNGEN MULTITURN, WITH ENDAT-SCHNITTSTELLE (ENCODER AM2048S/R) SHAFT WITH FITTED KEY, TOLERANCE N; W/O HOLDING BRAKE PROTECTION CLASS IP65, | 2400 | TEM | 1 | MC | 7.101 | 1
1FK70602AH711EA2 | SIMOTICS S SYNCHRONOUS MOTOR 1FK7-CT PN=1,7 KW; UZK=600V M0=6NM (100K); NN=4500RPM; NATURAL AIR COOLING, FRAME SIZE IMB 5 (IM V1, IM V3) FLANGE 1, WITH KTY TEMPERATURESENSOR POWER CONNECTOR ROTATABLE ABSOLUTE ENCODERR 2048 S/R + 4096 UMDREHUNGEN MULTITURN, WITH ENDAT-SCHNITTSTELLE (ENCODER AM2048S/R) SHAFT WITH FITTED KEY, TOLERANCE N; W/O HOLDING BRAKE PROTECTION CLASS IP65, FLANGE ON DRIVE END IP67; | 2400 | TEM | 1 | MC | 7.101 | 1
1FK70602AH711EB0 | SIMOTICS S SYNCHRONOUS MOTOR 1FK7-CT PN=1,7 KW; UZK=600V M0=6NM (100K); NN=4500RPM; NATURAL AIR COOLING, FRAME SIZE IMB 5 (IM V1, IM V3) FLANGE 1, WITH KTY TEMPERATURESENSOR POWER CONNECTOR ROTATABLE ABSOLUTE ENCODERR 2048 S/R + 4096 UMDREHUNGEN MULTITURN, WITH ENDAT-SCHNITTSTELLE (ENCODER AM2048S/R) SHAFT WITH FITTED KEY, TOLERANCE N; WITH HOLDING BRAKE PROTECTION CLASS IP64; | 2610 | TEM | 1 | MC | 7.4 | 1
1FK70602AH711EB1 | SIMOTICS S SYNCHRONOUS MOTOR 1FK7-CT PN=1,7 KW; UZK=600V M0=6NM (100K); NN=4500RPM; NATURAL AIR COOLING, FRAME SIZE IMB 5 (IM V1, IM V3) FLANGE 1, WITH KTY TEMPERATURESENSOR POWER CONNECTOR ROTATABLE ABSOLUTE ENCODERR 2048 S/R + 4096 UMDREHUNGEN MULTITURN, WITH ENDAT-SCHNITTSTELLE (ENCODER AM2048S/R) SHAFT WITH FITTED KEY, TOLERANCE N; WITH HOLDING BRAKE PROTECTION CLASS IP65, | 2703 | TEM | 1 | MC | 7.4 | 1
1FK70602AH711EB2 | SIMOTICS S SYNCHRONOUS MOTOR 1FK7-CT PN=1,7 KW; UZK=600V M0=6NM (100K); NN=4500RPM; NATURAL AIR COOLING, FRAME SIZE IMB 5 (IM V1, IM V3) FLANGE 1, WITH KTY TEMPERATURESENSOR POWER CONNECTOR ROTATABLE ABSOLUTE ENCODERR 2048 S/R + 4096 UMDREHUNGEN MULTITURN, WITH ENDAT-SCHNITTSTELLE (ENCODER AM2048S/R) SHAFT WITH FITTED KEY, TOLERANCE N; WITH HOLDING BRAKE PROTECTION CLASS IP65, FLANGE ON DRIVE END IP67; | 2703 | TEM | 1 | MC | 7.4 | 1
1FK70602AH711EG0 | SIMOTICS S SYNCHRONOUS MOTOR 1FK7-CT PN=1,7 KW; UZK=600V M0=6NM (100K); NN=4500RPM; NATURAL AIR COOLING, FRAME SIZE IMB 5 (IM V1, IM V3) FLANGE 1, WITH KTY TEMPERATURESENSOR POWER CONNECTOR ROTATABLE ABSOLUTE ENCODERR 2048 S/R + 4096 UMDREHUNGEN MULTITURN, WITH ENDAT-SCHNITTSTELLE (ENCODER AM2048S/R) PLAIN SHAFT, TOLERANCE N; W/O HOLDING BRAKE PROTECTION CLASS IP64; | 2221 | TEM | 1 | MC | 7.101 | 1
1FK70602AH711EG1 | SIMOTICS S SYNCHRONOUS MOTOR 1FK7-CT PN=1,7 KW; UZK=600V M0=6NM (100K); NN=4500RPM; NATURAL AIR COOLING, FRAME SIZE IMB 5 (IM V1, IM V3) FLANGE 1, WITH KTY TEMPERATURESENSOR POWER CONNECTOR ROTATABLE ABSOLUTE ENCODERR 2048 S/R + 4096 UMDREHUNGEN MULTITURN, WITH ENDAT-SCHNITTSTELLE (ENCODER AM2048S/R) PLAIN SHAFT, TOLERANCE N; W/O HOLDING BRAKE PROTECTION CLASS IP65, | 2314 | TEM | 1 | MC | 7.101 | 1
1FK70602AH711EG2 | SIMOTICS S SYNCHRONOUS MOTOR 1FK7-CT PN=1,7 KW; UZK=600V M0=6NM (100K); NN=4500RPM; NATURAL AIR COOLING, FRAME SIZE IMB 5 (IM V1, IM V3) FLANGE 1, WITH KTY TEMPERATURESENSOR POWER CONNECTOR ROTATABLE ABSOLUTE ENCODERR 2048 S/R + 4096 UMDREHUNGEN MULTITURN, WITH ENDAT-SCHNITTSTELLE (ENCODER AM2048S/R) PLAIN SHAFT, TOLERANCE N; W/O HOLDING BRAKE PROTECTION CLASS IP65, FLANGE ON DRIVE END IP67; | 2314 | TEM | 1 | MC | 7.101 | 1
1FK70602AH711EH0 | SIMOTICS S SYNCHRONOUS MOTOR 1FK7-CT PN=1,7 KW; UZK=600V M0=6NM (100K); NN=4500RPM; NATURAL AIR COOLING, FRAME SIZE IMB 5 (IM V1, IM V3) FLANGE 1, WITH KTY TEMPERATURESENSOR POWER CONNECTOR ROTATABLE ABSOLUTE ENCODERR 2048 S/R + 4096 UMDREHUNGEN MULTITURN, WITH ENDAT-SCHNITTSTELLE (ENCODER AM2048S/R) PLAIN SHAFT, TOLERANCE N; WITH HOLDING BRAKE PROTECTION CLASS IP64; | 2526 | TEM | 1 | MC | 7.4 | 1
1FK70602AH711EH1 | SIMOTICS S SYNCHRONOUS MOTOR 1FK7-CT PN=1,7 KW; UZK=600V M0=6NM (100K); NN=4500RPM; NATURAL AIR COOLING, FRAME SIZE IMB 5 (IM V1, IM V3) FLANGE 1, WITH KTY TEMPERATURESENSOR POWER CONNECTOR ROTATABLE ABSOLUTE ENCODERR 2048 S/R + 4096 UMDREHUNGEN MULTITURN, WITH ENDAT-SCHNITTSTELLE (ENCODER AM2048S/R) PLAIN SHAFT, TOLERANCE N; WITH HOLDING BRAKE PROTECTION CLASS IP65, | 2619 | TEM | 1 | MC | 7.4 | 1
1FK70602AH711EH2 | SIMOTICS S SYNCHRONOUS MOTOR 1FK7-CT PN=1,7 KW; UZK=600V M0=6NM (100K); NN=4500RPM; NATURAL AIR COOLING, FRAME SIZE IMB 5 (IM V1, IM V3) FLANGE 1, WITH KTY TEMPERATURESENSOR POWER CONNECTOR ROTATABLE ABSOLUTE ENCODERR 2048 S/R + 4096 UMDREHUNGEN MULTITURN, WITH ENDAT-SCHNITTSTELLE (ENCODER AM2048S/R) PLAIN SHAFT, TOLERANCE N; WITH HOLDING BRAKE PROTECTION CLASS IP65, FLANGE ON DRIVE END IP67; | 2619 | TEM | 1 | MC | 7.4 | 1
1FK70602AH711FA0 | SIMOTICS S SYNCHRONOUS MOTOR 1FK7-CT PN=1,7 KW; UZK=600V M0=6NM (100K); NN=4500RPM; NATURAL AIR COOLING, FRAME SIZE IMB 5 (IM V1, IM V3) FLANGE 1 POWER CONNECTOR ROTATABLE ABSOLUTE ENCODER 22BIT + 12 BIT MULTITURN, WITH DRIVE-CLIQ INTERFACE (ENCODER AM22DQ) SHAFT WITH FITTED KEY, TOLERANCE N; W/O HOLDING BRAKE PROTECTION CLASS IP64; | 2626 | TEM | 1 | MC | 7.101 | 1
1FK70602AH711FA1 | SIMOTICS S SYNCHRONOUS MOTOR 1FK7-CT PN=1,7 KW; UZK=600V M0=6NM (100K); NN=4500RPM; NATURAL AIR COOLING, FRAME SIZE IMB 5 (IM V1, IM V3) FLANGE 1 POWER CONNECTOR ROTATABLE ABSOLUTE ENCODER 22BIT + 12 BIT MULTITURN, WITH DRIVE-CLIQ INTERFACE (ENCODER AM22DQ) SHAFT WITH FITTED KEY, TOLERANCE N; W/O HOLDING BRAKE PROTECTION CLASS IP65, | 2719 | TEM | 1 | MC | 7.101 | 1
1FK70602AH711FG0 | SIMOTICS S SYNCHRONOUS MOTOR 1FK7-CT PN=1,7 KW; UZK=600V M0=6NM (100K); NN=4500RPM; NATURAL AIR COOLING, FRAME SIZE IMB 5 (IM V1, IM V3) FLANGE 1 POWER CONNECTOR ROTATABLE ABSOLUTE ENCODER 22BIT + 12 BIT MULTITURN, WITH DRIVE-CLIQ INTERFACE (ENCODER AM22DQ) PLAIN SHAFT, TOLERANCE N; W/O HOLDING BRAKE PROTECTION CLASS IP64; | 2540 | TEM | 1 | MC | 7.101 | 1
1FK70602AH711FH0 | SIMOTICS S SYNCHRONOUS MOTOR 1FK7-CT PN=1,7 KW; UZK=600V M0=6NM (100K); NN=4500RPM; NATURAL AIR COOLING, FRAME SIZE IMB 5 (IM V1, IM V3) FLANGE 1 POWER CONNECTOR ROTATABLE ABSOLUTE ENCODER 22BIT + 12 BIT MULTITURN, WITH DRIVE-CLIQ INTERFACE (ENCODER AM22DQ) PLAIN SHAFT, TOLERANCE N; WITH HOLDING BRAKE PROTECTION CLASS IP64; | 2845 | TEM | 1 | MC | 7.4 | 1
1FK70602AH711PA0 | SIMOTICS S SYNCHRONOUS MOTOR 1FK7-CT PN=1,7 KW; UZK=600V M0=6NM (100K); NN=4500RPM; NATURAL AIR COOLING, FRAME SIZE IMB 5 (IM V1, IM V3) FLANGE 1 POWER CONNECTOR ROTATABLE RESOLVER 2-POLE, WITH DRIVE CLIQ-INTERFACE SHAFT WITH FITTED KEY, TOLERANCE N; W/O HOLDING BRAKE PROTECTION CLASS IP64; | 1590 | TEM | 1 | MC | 7.201 | 1
1FK70602AH711PA1 | SIMOTICS S SYNCHRONOUS MOTOR 1FK7-CT PN=1,7 KW; UZK=600V M0=6NM (100K); NN=4500RPM; NATURAL AIR COOLING, FRAME SIZE IMB 5 (IM V1, IM V3) FLANGE 1 POWER CONNECTOR ROTATABLE RESOLVER 2-POLE, WITH DRIVE CLIQ-INTERFACE SHAFT WITH FITTED KEY, TOLERANCE N; W/O HOLDING BRAKE PROTECTION CLASS IP65, | 1684 | TEM | 1 | MC | 7.201 | 1
1FK70602AH711PA2 | SIMOTICS S SYNCHRONOUS MOTOR 1FK7-CT PN=1,7 KW; UZK=600V M0=6NM (100K); NN=4500RPM; NATURAL AIR COOLING, FRAME SIZE IMB 5 (IM V1, IM V3) FLANGE 1 POWER CONNECTOR ROTATABLE RESOLVER 2-POLE, WITH DRIVE CLIQ-INTERFACE SHAFT WITH FITTED KEY, TOLERANCE N; W/O HOLDING BRAKE PROTECTION CLASS IP65, FLANGE ON DRIVE END IP67; | 1684 | TEM | 1 | MC | 7.201 | 1
1FK70602AH711PB0 | SIMOTICS S SYNCHRONOUS MOTOR 1FK7-CT PN=1,7 KW; UZK=600V M0=6NM (100K); NN=4500RPM; NATURAL AIR COOLING, FRAME SIZE IMB 5 (IM V1, IM V3) FLANGE 1 POWER CONNECTOR ROTATABLE RESOLVER 2-POLE, WITH DRIVE CLIQ-INTERFACE SHAFT WITH FITTED KEY, TOLERANCE N; WITH HOLDING BRAKE PROTECTION CLASS IP64; | 1893 | TEM | 1 | MC | 7.5 | 1
1FK70602AH711PB1 | SIMOTICS S SYNCHRONOUS MOTOR 1FK7-CT PN=1,7 KW; UZK=600V M0=6NM (100K); NN=4500RPM; NATURAL AIR COOLING, FRAME SIZE IMB 5 (IM V1, IM V3) FLANGE 1 POWER CONNECTOR ROTATABLE RESOLVER 2-POLE, WITH DRIVE CLIQ-INTERFACE SHAFT WITH FITTED KEY, TOLERANCE N; WITH HOLDING BRAKE PROTECTION CLASS IP65, | 1987 | TEM | 1 | MC | 7.5 | 1
1FK70602AH711PB2 | SIMOTICS S SYNCHRONOUS MOTOR 1FK7-CT PN=1,7 KW; UZK=600V M0=6NM (100K); NN=4500RPM; NATURAL AIR COOLING, FRAME SIZE IMB 5 (IM V1, IM V3) FLANGE 1 POWER CONNECTOR ROTATABLE RESOLVER 2-POLE, WITH DRIVE CLIQ-INTERFACE SHAFT WITH FITTED KEY, TOLERANCE N; WITH HOLDING BRAKE PROTECTION CLASS IP65, FLANGE ON DRIVE END IP67; | 1987 | TEM | 1 | MC | 7.5 | 1
1FK70602AH711PG0 | SIMOTICS S SYNCHRONOUS MOTOR 1FK7-CT PN=1,7 KW; UZK=600V M0=6NM (100K); NN=4500RPM; NATURAL AIR COOLING, FRAME SIZE IMB 5 (IM V1, IM V3) FLANGE 1 POWER CONNECTOR ROTATABLE RESOLVER 2-POLE, WITH DRIVE CLIQ-INTERFACE PLAIN SHAFT, TOLERANCE N; W/O HOLDING BRAKE PROTECTION CLASS IP64; | 1504 | TEM | 1 | MC | 7.201 | 1
1FK70602AH711PG1 | SIMOTICS S SYNCHRONOUS MOTOR 1FK7-CT PN=1,7 KW; UZK=600V M0=6NM (100K); NN=4500RPM; NATURAL AIR COOLING, FRAME SIZE IMB 5 (IM V1, IM V3) FLANGE 1 POWER CONNECTOR ROTATABLE RESOLVER 2-POLE, WITH DRIVE CLIQ-INTERFACE PLAIN SHAFT, TOLERANCE N; W/O HOLDING BRAKE PROTECTION CLASS IP65, | 1598 | TEM | 1 | MC | 7.201 | 1
1FK70602AH711PG2 | SIMOTICS S SYNCHRONOUS MOTOR 1FK7-CT PN=1,7 KW; UZK=600V M0=6NM (100K); NN=4500RPM; NATURAL AIR COOLING, FRAME SIZE IMB 5 (IM V1, IM V3) FLANGE 1 POWER CONNECTOR ROTATABLE RESOLVER 2-POLE, WITH DRIVE CLIQ-INTERFACE PLAIN SHAFT, TOLERANCE N; W/O HOLDING BRAKE PROTECTION CLASS IP65, FLANGE ON DRIVE END IP67; | 1598 | TEM | 1 | MC | 7.201 | 1
1FK70602AH711PH0 | SIMOTICS S SYNCHRONOUS MOTOR 1FK7-CT PN=1,7 KW; UZK=600V M0=6NM (100K); NN=4500RPM; NATURAL AIR COOLING, FRAME SIZE IMB 5 (IM V1, IM V3) FLANGE 1 POWER CONNECTOR ROTATABLE RESOLVER 2-POLE, WITH DRIVE CLIQ-INTERFACE PLAIN SHAFT, TOLERANCE N; WITH HOLDING BRAKE PROTECTION CLASS IP64; | 1809 | TEM | 1 | MC | 7.5 | 1
1FK70602AH711PH1 | SIMOTICS S SYNCHRONOUS MOTOR 1FK7-CT PN=1,7 KW; UZK=600V M0=6NM (100K); NN=4500RPM; NATURAL AIR COOLING, FRAME SIZE IMB 5 (IM V1, IM V3) FLANGE 1 POWER CONNECTOR ROTATABLE RESOLVER 2-POLE, WITH DRIVE CLIQ-INTERFACE PLAIN SHAFT, TOLERANCE N; WITH HOLDING BRAKE PROTECTION CLASS IP65, | 1903 | TEM | 1 | MC | 7.5 | 1
1FK70602AH711PH2 | SIMOTICS S SYNCHRONOUS MOTOR 1FK7-CT PN=1,7 KW; UZK=600V M0=6NM (100K); NN=4500RPM; NATURAL AIR COOLING, FRAME SIZE IMB 5 (IM V1, IM V3) FLANGE 1 POWER CONNECTOR ROTATABLE RESOLVER 2-POLE, WITH DRIVE CLIQ-INTERFACE PLAIN SHAFT, TOLERANCE N; WITH HOLDING BRAKE PROTECTION CLASS IP65, FLANGE ON DRIVE END IP67; | 1903 | TEM | 1 | MC | 7.5 | 1
1FK70602AH711QA0 | SIMOTICS S SYNCHRONOUS MOTOR 1FK7-CT PN=1,7 KW; UZK=600V M0=6NM (100K); NN=4500RPM; NATURAL AIR COOLING, FRAME SIZE IMB 5 (IM V1, IM V3) FLANGE 1 POWER CONNECTOR ROTATABLE ABSOLUTE ENCODER SINGLETURN 20 BIT WITH DRIVE-CLIQ INTERFACE (ENCODER AS20DQI) SHAFT WITH FITTED KEY, TOLERANCE N; W/O HOLDING BRAKE PROTECTION CLASS IP64; | 1693 | TEM | 1 | MC | 7.101 | 1
1FK70602AH711QA1 | SIMOTICS S SYNCHRONOUS MOTOR 1FK7-CT PN=1,7 KW; UZK=600V M0=6NM (100K); NN=4500RPM; NATURAL AIR COOLING, FRAME SIZE IMB 5 (IM V1, IM V3) FLANGE 1 POWER CONNECTOR ROTATABLE ABSOLUTE ENCODER SINGLETURN 20 BIT WITH DRIVE-CLIQ INTERFACE (ENCODER AS20DQI) SHAFT WITH FITTED KEY, TOLERANCE N; W/O HOLDING BRAKE PROTECTION CLASS IP65, | 1787 | TEM | 1 | MC | 7.101 | 1
1FK70602AH711QA2 | SIMOTICS S SYNCHRONOUS MOTOR 1FK7-CT PN=1,7 KW; UZK=600V M0=6NM (100K); NN=4500RPM; NATURAL AIR COOLING, FRAME SIZE IMB 5 (IM V1, IM V3) FLANGE 1 POWER CONNECTOR ROTATABLE ABSOLUTE ENCODER SINGLETURN 20 BIT WITH DRIVE-CLIQ INTERFACE (ENCODER AS20DQI) SHAFT WITH FITTED KEY, TOLERANCE N; W/O HOLDING BRAKE PROTECTION CLASS IP65, FLANGE ON DRIVE END IP67; | 1787 | TEM | 1 | MC | 7.101 | 1
1FK70602AH711QB0 | SIMOTICS S SYNCHRONOUS MOTOR 1FK7-CT PN=1,7 KW; UZK=600V M0=6NM (100K); NN=4500RPM; NATURAL AIR COOLING, FRAME SIZE IMB 5 (IM V1, IM V3) FLANGE 1 POWER CONNECTOR ROTATABLE ABSOLUTE ENCODER SINGLETURN 20 BIT WITH DRIVE-CLIQ INTERFACE (ENCODER AS20DQI) SHAFT WITH FITTED KEY, TOLERANCE N; WITH HOLDING BRAKE PROTECTION CLASS IP64; | 1996 | TEM | 1 | MC | 7.4 | 1
1FK70602AH711QB1 | SIMOTICS S SYNCHRONOUS MOTOR 1FK7-CT PN=1,7 KW; UZK=600V M0=6NM (100K); NN=4500RPM; NATURAL AIR COOLING, FRAME SIZE IMB 5 (IM V1, IM V3) FLANGE 1 POWER CONNECTOR ROTATABLE ABSOLUTE ENCODER SINGLETURN 20 BIT WITH DRIVE-CLIQ INTERFACE (ENCODER AS20DQI) SHAFT WITH FITTED KEY, TOLERANCE N; WITH HOLDING BRAKE PROTECTION CLASS IP65, | 2090 | TEM | 1 | MC | 7.4 | 1
1FK70602AH711QB2 | SIMOTICS S SYNCHRONOUS MOTOR 1FK7-CT PN=1,7 KW; UZK=600V M0=6NM (100K); NN=4500RPM; NATURAL AIR COOLING, FRAME SIZE IMB 5 (IM V1, IM V3) FLANGE 1 POWER CONNECTOR ROTATABLE ABSOLUTE ENCODER SINGLETURN 20 BIT WITH DRIVE-CLIQ INTERFACE (ENCODER AS20DQI) SHAFT WITH FITTED KEY, TOLERANCE N; WITH HOLDING BRAKE PROTECTION CLASS IP65, FLANGE ON DRIVE END IP67; | 2090 | TEM | 1 | MC | 7.4 | 1
1FK70602AH711QG0 | SIMOTICS S SYNCHRONOUS MOTOR 1FK7-CT PN=1,7 KW; UZK=600V M0=6NM (100K); NN=4500RPM; NATURAL AIR COOLING, FRAME SIZE IMB 5 (IM V1, IM V3) FLANGE 1 POWER CONNECTOR ROTATABLE ABSOLUTE ENCODER SINGLETURN 20 BIT WITH DRIVE-CLIQ INTERFACE (ENCODER AS20DQI) PLAIN SHAFT, TOLERANCE N; W/O HOLDING BRAKE PROTECTION CLASS IP64; | 1607 | TEM | 1 | MC | 7.101 | 1
1FK70602AH711QG1 | SIMOTICS S SYNCHRONOUS MOTOR 1FK7-CT PN=1,7 KW; UZK=600V M0=6NM (100K); NN=4500RPM; NATURAL AIR COOLING, FRAME SIZE IMB 5 (IM V1, IM V3) FLANGE 1 POWER CONNECTOR ROTATABLE ABSOLUTE ENCODER SINGLETURN 20 BIT WITH DRIVE-CLIQ INTERFACE (ENCODER AS20DQI) PLAIN SHAFT, TOLERANCE N; W/O HOLDING BRAKE PROTECTION CLASS IP65, | 1701 | TEM | 1 | MC | 7.101 | 1
1FK70602AH711QG2 | SIMOTICS S SYNCHRONOUS MOTOR 1FK7-CT PN=1,7 KW; UZK=600V M0=6NM (100K); NN=4500RPM; NATURAL AIR COOLING, FRAME SIZE IMB 5 (IM V1, IM V3) FLANGE 1 POWER CONNECTOR ROTATABLE ABSOLUTE ENCODER SINGLETURN 20 BIT WITH DRIVE-CLIQ INTERFACE (ENCODER AS20DQI) PLAIN SHAFT, TOLERANCE N; W/O HOLDING BRAKE PROTECTION CLASS IP65, FLANGE ON DRIVE END IP67; | 1701 | TEM | 1 | MC | 7.101 | 1
1FK70602AH711QH0 | SIMOTICS S SYNCHRONOUS MOTOR 1FK7-CT PN=1,7 KW; UZK=600V M0=6NM (100K); NN=4500RPM; NATURAL AIR COOLING, FRAME SIZE IMB 5 (IM V1, IM V3) FLANGE 1 POWER CONNECTOR ROTATABLE ABSOLUTE ENCODER SINGLETURN 20 BIT WITH DRIVE-CLIQ INTERFACE (ENCODER AS20DQI) PLAIN SHAFT, TOLERANCE N; WITH HOLDING BRAKE PROTECTION CLASS IP64; | 1912 | TEM | 1 | MC | 7.4 | 1
1FK70602AH711QH1 | SIMOTICS S SYNCHRONOUS MOTOR 1FK7-CT PN=1,7 KW; UZK=600V M0=6NM (100K); NN=4500RPM; NATURAL AIR COOLING, FRAME SIZE IMB 5 (IM V1, IM V3) FLANGE 1 POWER CONNECTOR ROTATABLE ABSOLUTE ENCODER SINGLETURN 20 BIT WITH DRIVE-CLIQ INTERFACE (ENCODER AS20DQI) PLAIN SHAFT, TOLERANCE N; WITH HOLDING BRAKE PROTECTION CLASS IP65, | 2006 | TEM | 1 | MC | 7.4 | 1
1FK70602AH711QH2 | SIMOTICS S SYNCHRONOUS MOTOR 1FK7-CT PN=1,7 KW; UZK=600V M0=6NM (100K); NN=4500RPM; NATURAL AIR COOLING, FRAME SIZE IMB 5 (IM V1, IM V3) FLANGE 1 POWER CONNECTOR ROTATABLE ABSOLUTE ENCODER SINGLETURN 20 BIT WITH DRIVE-CLIQ INTERFACE (ENCODER AS20DQI) PLAIN SHAFT, TOLERANCE N; WITH HOLDING BRAKE PROTECTION CLASS IP65, FLANGE ON DRIVE END IP67; | 2006 | TEM | 1 | MC | 7.4 | 1
1FK70602AH711RA0 | SIMOTICS S SYNCHRONOUS MOTOR 1FK7-CT PN=1,7 KW; UZK=600V M0=6NM (100K); NN=4500RPM; NATURAL AIR COOLING, FRAME SIZE IMB 5 (IM V1, IM V3) FLANGE 1 POWER CONNECTOR ROTATABLE ABSOLUTE ENCODER 20 BIT + 12 BIT MULTITURN WITH DRIVE-CLIQ INTERFACE (ENCODER AM20DQI) SHAFT WITH FITTED KEY, TOLERANCE N; W/O HOLDING BRAKE PROTECTION CLASS IP64; | 2067 | TEM | 1 | MC | 7.101 | 1
1FK70602AH711RA1 | SIMOTICS S SYNCHRONOUS MOTOR 1FK7-CT PN=1,7 KW; UZK=600V M0=6NM (100K); NN=4500RPM; NATURAL AIR COOLING, FRAME SIZE IMB 5 (IM V1, IM V3) FLANGE 1 POWER CONNECTOR ROTATABLE ABSOLUTE ENCODER 20 BIT + 12 BIT MULTITURN WITH DRIVE-CLIQ INTERFACE (ENCODER AM20DQI) SHAFT WITH FITTED KEY, TOLERANCE N; W/O HOLDING BRAKE PROTECTION CLASS IP65, | 2161 | TEM | 1 | MC | 7.101 | 1
1FK70602AH711RA2 | SIMOTICS S SYNCHRONOUS MOTOR 1FK7-CT PN=1,7 KW; UZK=600V M0=6NM (100K); NN=4500RPM; NATURAL AIR COOLING, FRAME SIZE IMB 5 (IM V1, IM V3) FLANGE 1 POWER CONNECTOR ROTATABLE ABSOLUTE ENCODER 20 BIT + 12 BIT MULTITURN WITH DRIVE-CLIQ INTERFACE (ENCODER AM20DQI) SHAFT WITH FITTED KEY, TOLERANCE N; W/O HOLDING BRAKE PROTECTION CLASS IP65, FLANGE ON DRIVE END IP67; | 2161 | TEM | 1 | MC | 7.101 | 1
1FK70602AH711RB0 | SIMOTICS S SYNCHRONOUS MOTOR 1FK7-CT PN=1,7 KW; UZK=600V M0=6NM (100K); NN=4500RPM; NATURAL AIR COOLING, FRAME SIZE IMB 5 (IM V1, IM V3) FLANGE 1 POWER CONNECTOR ROTATABLE ABSOLUTE ENCODER 20 BIT + 12 BIT MULTITURN WITH DRIVE-CLIQ INTERFACE (ENCODER AM20DQI) SHAFT WITH FITTED KEY, TOLERANCE N; WITH HOLDING BRAKE PROTECTION CLASS IP64; | 2370 | TEM | 1 | MC | 7.4 | 1
1FK70602AH711RB1 | SIMOTICS S SYNCHRONOUS MOTOR 1FK7-CT PN=1,7 KW; UZK=600V M0=6NM (100K); NN=4500RPM; NATURAL AIR COOLING, FRAME SIZE IMB 5 (IM V1, IM V3) FLANGE 1 POWER CONNECTOR ROTATABLE ABSOLUTE ENCODER 20 BIT + 12 BIT MULTITURN WITH DRIVE-CLIQ INTERFACE (ENCODER AM20DQI) SHAFT WITH FITTED KEY, TOLERANCE N; WITH HOLDING BRAKE PROTECTION CLASS IP65, | 2464 | TEM | 1 | MC | 7.4 | 1
1FK70602AH711RB2 | SIMOTICS S SYNCHRONOUS MOTOR 1FK7-CT PN=1,7 KW; UZK=600V M0=6NM (100K); NN=4500RPM; NATURAL AIR COOLING, FRAME SIZE IMB 5 (IM V1, IM V3) FLANGE 1 POWER CONNECTOR ROTATABLE ABSOLUTE ENCODER 20 BIT + 12 BIT MULTITURN WITH DRIVE-CLIQ INTERFACE (ENCODER AM20DQI) SHAFT WITH FITTED KEY, TOLERANCE N; WITH HOLDING BRAKE PROTECTION CLASS IP65, FLANGE ON DRIVE END IP67; | 2464 | TEM | 1 | MC | 7.4 | 1
1FK70602AH711RG0 | SIMOTICS S SYNCHRONOUS MOTOR 1FK7-CT PN=1,7 KW; UZK=600V M0=6NM (100K); NN=4500RPM; NATURAL AIR COOLING, FRAME SIZE IMB 5 (IM V1, IM V3) FLANGE 1 POWER CONNECTOR ROTATABLE ABSOLUTE ENCODER 20 BIT + 12 BIT MULTITURN WITH DRIVE-CLIQ INTERFACE (ENCODER AM20DQI) PLAIN SHAFT, TOLERANCE N; W/O HOLDING BRAKE PROTECTION CLASS IP64; | 1981 | TEM | 1 | MC | 7.101 | 1
1FK70602AH711RG1 | SIMOTICS S SYNCHRONOUS MOTOR 1FK7-CT PN=1,7 KW; UZK=600V M0=6NM (100K); NN=4500RPM; NATURAL AIR COOLING, FRAME SIZE IMB 5 (IM V1, IM V3) FLANGE 1 POWER CONNECTOR ROTATABLE ABSOLUTE ENCODER 20 BIT + 12 BIT MULTITURN WITH DRIVE-CLIQ INTERFACE (ENCODER AM20DQI) PLAIN SHAFT, TOLERANCE N; W/O HOLDING BRAKE PROTECTION CLASS IP65, | 2075 | TEM | 1 | MC | 7.101 | 1
1FK70602AH711RG2 | SIMOTICS S SYNCHRONOUS MOTOR 1FK7-CT PN=1,7 KW; UZK=600V M0=6NM (100K); NN=4500RPM; NATURAL AIR COOLING, FRAME SIZE IMB 5 (IM V1, IM V3) FLANGE 1 POWER CONNECTOR ROTATABLE ABSOLUTE ENCODER 20 BIT + 12 BIT MULTITURN WITH DRIVE-CLIQ INTERFACE (ENCODER AM20DQI) PLAIN SHAFT, TOLERANCE N; W/O HOLDING BRAKE PROTECTION CLASS IP65, FLANGE ON DRIVE END IP67; | 2075 | TEM | 1 | MC | 7.101 | 1
1FK70602AH711RH0 | SIMOTICS S SYNCHRONOUS MOTOR 1FK7-CT PN=1,7 KW; UZK=600V M0=6NM (100K); NN=4500RPM; NATURAL AIR COOLING, FRAME SIZE IMB 5 (IM V1, IM V3) FLANGE 1 POWER CONNECTOR ROTATABLE ABSOLUTE ENCODER 20 BIT + 12 BIT MULTITURN WITH DRIVE-CLIQ INTERFACE (ENCODER AM20DQI) PLAIN SHAFT, TOLERANCE N; WITH HOLDING BRAKE PROTECTION CLASS IP64; | 2286 | TEM | 1 | MC | 7.4 | 1
1FK70602AH711RH1 | SIMOTICS S SYNCHRONOUS MOTOR 1FK7-CT PN=1,7 KW; UZK=600V M0=6NM (100K); NN=4500RPM; NATURAL AIR COOLING, FRAME SIZE IMB 5 (IM V1, IM V3) FLANGE 1 POWER CONNECTOR ROTATABLE ABSOLUTE ENCODER 20 BIT + 12 BIT MULTITURN WITH DRIVE-CLIQ INTERFACE (ENCODER AM20DQI) PLAIN SHAFT, TOLERANCE N; WITH HOLDING BRAKE PROTECTION CLASS IP65, | 2380 | TEM | 1 | MC | 7.4 | 1
1FK70602AH711RH2 | SIMOTICS S SYNCHRONOUS MOTOR 1FK7-CT PN=1,7 KW; UZK=600V M0=6NM (100K); NN=4500RPM; NATURAL AIR COOLING, FRAME SIZE IMB 5 (IM V1, IM V3) FLANGE 1 POWER CONNECTOR ROTATABLE ABSOLUTE ENCODER 20 BIT + 12 BIT MULTITURN WITH DRIVE-CLIQ INTERFACE (ENCODER AM20DQI) PLAIN SHAFT, TOLERANCE N; WITH HOLDING BRAKE PROTECTION CLASS IP65, FLANGE ON DRIVE END IP67; | 2380 | TEM | 1 | MC | 7.4 | 1
1FK70602AH711SA0 | SIMOTICS S SYNCHRONOUS MOTOR 1FK7-CT PN=1,7 KW; UZK=600V M0=6NM (100K); NN=4500RPM; NATURAL AIR COOLING, FRAME SIZE IMB 5 (IM V1, IM V3) FLANGE 1, WITH KTY TEMPERATURESENSOR POWER CONNECTOR ROTATABLE RESOLVER MULTI-POLE (RESOLVER P=4); SHAFT WITH FITTED KEY, TOLERANCE N; W/O HOLDING BRAKE PROTECTION CLASS IP64; | 1349 | TEM | 1 | MC | 7.102 | 1
1FK70602AH711SA1 | SIMOTICS S SYNCHRONOUS MOTOR 1FK7-CT PN=1,7 KW; UZK=600V M0=6NM (100K); NN=4500RPM; NATURAL AIR COOLING, FRAME SIZE IMB 5 (IM V1, IM V3) FLANGE 1, WITH KTY TEMPERATURESENSOR POWER CONNECTOR ROTATABLE RESOLVER MULTI-POLE (RESOLVER P=4); SHAFT WITH FITTED KEY, TOLERANCE N; W/O HOLDING BRAKE PROTECTION CLASS IP65, | 1443 | TEM | 1 | MC | 7.102 | 1
1FK70602AH711SA2 | SIMOTICS S SYNCHRONOUS MOTOR 1FK7-CT PN=1,7 KW; UZK=600V M0=6NM (100K); NN=4500RPM; NATURAL AIR COOLING, FRAME SIZE IMB 5 (IM V1, IM V3) FLANGE 1, WITH KTY TEMPERATURESENSOR POWER CONNECTOR ROTATABLE RESOLVER MULTI-POLE (RESOLVER P=4); SHAFT WITH FITTED KEY, TOLERANCE N; W/O HOLDING BRAKE PROTECTION CLASS IP65, FLANGE ON DRIVE END IP67; | 1443 | TEM | 1 | MC | 7.102 | 1
1FK70602AH711SB0 | SIMOTICS S SYNCHRONOUS MOTOR 1FK7-CT PN=1,7 KW; UZK=600V M0=6NM (100K); NN=4500RPM; NATURAL AIR COOLING, FRAME SIZE IMB 5 (IM V1, IM V3) FLANGE 1, WITH KTY TEMPERATURESENSOR POWER CONNECTOR ROTATABLE RESOLVER MULTI-POLE (RESOLVER P=4); SHAFT WITH FITTED KEY, TOLERANCE N; WITH HOLDING BRAKE PROTECTION CLASS IP64; | 1652 | TEM | 1 | MC | 7.401 | 1
1FK70602AH711SB1 | SIMOTICS S SYNCHRONOUS MOTOR 1FK7-CT PN=1,7 KW; UZK=600V M0=6NM (100K); NN=4500RPM; NATURAL AIR COOLING, FRAME SIZE IMB 5 (IM V1, IM V3) FLANGE 1, WITH KTY TEMPERATURESENSOR POWER CONNECTOR ROTATABLE RESOLVER MULTI-POLE (RESOLVER P=4); SHAFT WITH FITTED KEY, TOLERANCE N; WITH HOLDING BRAKE PROTECTION CLASS IP65, | 1746 | TEM | 1 | MC | 7.401 | 1
1FK70602AH711SB2 | SIMOTICS S SYNCHRONOUS MOTOR 1FK7-CT PN=1,7 KW; UZK=600V M0=6NM (100K); NN=4500RPM; NATURAL AIR COOLING, FRAME SIZE IMB 5 (IM V1, IM V3) FLANGE 1, WITH KTY TEMPERATURESENSOR POWER CONNECTOR ROTATABLE RESOLVER MULTI-POLE (RESOLVER P=4); SHAFT WITH FITTED KEY, TOLERANCE N; WITH HOLDING BRAKE PROTECTION CLASS IP65, FLANGE ON DRIVE END IP67; | 1746 | TEM | 1 | MC | 7.401 | 1
1FK70602AH711SG0 | SIMOTICS S SYNCHRONOUS MOTOR 1FK7-CT PN=1,7 KW; UZK=600V M0=6NM (100K); NN=4500RPM; NATURAL AIR COOLING, FRAME SIZE IMB 5 (IM V1, IM V3) FLANGE 1, WITH KTY TEMPERATURESENSOR POWER CONNECTOR ROTATABLE RESOLVER MULTI-POLE (RESOLVER P=4); PLAIN SHAFT, TOLERANCE N; W/O HOLDING BRAKE PROTECTION CLASS IP64; | 1263 | TEM | 1 | MC | 7.102 | 1
1FK70602AH711SG1 | SIMOTICS S SYNCHRONOUS MOTOR 1FK7-CT PN=1,7 KW; UZK=600V M0=6NM (100K); NN=4500RPM; NATURAL AIR COOLING, FRAME SIZE IMB 5 (IM V1, IM V3) FLANGE 1, WITH KTY TEMPERATURESENSOR POWER CONNECTOR ROTATABLE RESOLVER MULTI-POLE (RESOLVER P=4); PLAIN SHAFT, TOLERANCE N; W/O HOLDING BRAKE PROTECTION CLASS IP65, | 1357 | TEM | 1 | MC | 7.102 | 1
1FK70602AH711SG2 | SIMOTICS S SYNCHRONOUS MOTOR 1FK7-CT PN=1,7 KW; UZK=600V M0=6NM (100K); NN=4500RPM; NATURAL AIR COOLING, FRAME SIZE IMB 5 (IM V1, IM V3) FLANGE 1, WITH KTY TEMPERATURESENSOR POWER CONNECTOR ROTATABLE RESOLVER MULTI-POLE (RESOLVER P=4); PLAIN SHAFT, TOLERANCE N; W/O HOLDING BRAKE PROTECTION CLASS IP65, FLANGE ON DRIVE END IP67; | 1357 | TEM | 1 | MC | 7.102 | 1
1FK70602AH711SH0 | SIMOTICS S SYNCHRONOUS MOTOR 1FK7-CT PN=1,7 KW; UZK=600V M0=6NM (100K); NN=4500RPM; NATURAL AIR COOLING, FRAME SIZE IMB 5 (IM V1, IM V3) FLANGE 1, WITH KTY TEMPERATURESENSOR POWER CONNECTOR ROTATABLE RESOLVER MULTI-POLE (RESOLVER P=4); PLAIN SHAFT, TOLERANCE N; WITH HOLDING BRAKE PROTECTION CLASS IP64; | 1568 | TEM | 1 | MC | 7.401 | 1
1FK70602AH711SH1 | SIMOTICS S SYNCHRONOUS MOTOR 1FK7-CT PN=1,7 KW; UZK=600V M0=6NM (100K); NN=4500RPM; NATURAL AIR COOLING, FRAME SIZE IMB 5 (IM V1, IM V3) FLANGE 1, WITH KTY TEMPERATURESENSOR POWER CONNECTOR ROTATABLE RESOLVER MULTI-POLE (RESOLVER P=4); PLAIN SHAFT, TOLERANCE N; WITH HOLDING BRAKE PROTECTION CLASS IP65, | 1662 | TEM | 1 | MC | 7.401 | 1
1FK70602AH711SH2 | SIMOTICS S SYNCHRONOUS MOTOR 1FK7-CT PN=1,7 KW; UZK=600V M0=6NM (100K); NN=4500RPM; NATURAL AIR COOLING, FRAME SIZE IMB 5 (IM V1, IM V3) FLANGE 1, WITH KTY TEMPERATURESENSOR POWER CONNECTOR ROTATABLE RESOLVER MULTI-POLE (RESOLVER P=4); PLAIN SHAFT, TOLERANCE N; WITH HOLDING BRAKE PROTECTION CLASS IP65, FLANGE ON DRIVE END IP67; | 1662 | TEM | 1 | MC | 7.401 | 1
1FK70602AH711TA0 | SIMOTICS S SYNCHRONOUS MOTOR 1FK7-CT PN=1,7 KW; UZK=600V M0=6NM (100K); NN=4500RPM; NATURAL AIR COOLING, FRAME SIZE IMB 5 (IM V1, IM V3) FLANGE 1, WITH KTY TEMPERATURESENSOR POWER CONNECTOR ROTATABLE RESOLVER 2-POLE (RESOLVER P=1); SHAFT WITH FITTED KEY, TOLERANCE N; W/O HOLDING BRAKE PROTECTION CLASS IP64; | 1349 | TEM | 1 | MC | 7.102 | 1
1FK70602AH711TA1 | SIMOTICS S SYNCHRONOUS MOTOR 1FK7-CT PN=1,7 KW; UZK=600V M0=6NM (100K); NN=4500RPM; NATURAL AIR COOLING, FRAME SIZE IMB 5 (IM V1, IM V3) FLANGE 1, WITH KTY TEMPERATURESENSOR POWER CONNECTOR ROTATABLE RESOLVER 2-POLE (RESOLVER P=1); SHAFT WITH FITTED KEY, TOLERANCE N; W/O HOLDING BRAKE PROTECTION CLASS IP65, | 1443 | TEM | 1 | MC | 7.102 | 1
1FK70602AH711TA2 | SIMOTICS S SYNCHRONOUS MOTOR 1FK7-CT PN=1,7 KW; UZK=600V M0=6NM (100K); NN=4500RPM; NATURAL AIR COOLING, FRAME SIZE IMB 5 (IM V1, IM V3) FLANGE 1, WITH KTY TEMPERATURESENSOR POWER CONNECTOR ROTATABLE RESOLVER 2-POLE (RESOLVER P=1); SHAFT WITH FITTED KEY, TOLERANCE N; W/O HOLDING BRAKE PROTECTION CLASS IP65, FLANGE ON DRIVE END IP67; | 1443 | TEM | 1 | MC | 7.102 | 1
1FK70602AH711TB0 | SIMOTICS S SYNCHRONOUS MOTOR 1FK7-CT PN=1,7 KW; UZK=600V M0=6NM (100K); NN=4500RPM; NATURAL AIR COOLING, FRAME SIZE IMB 5 (IM V1, IM V3) FLANGE 1, WITH KTY TEMPERATURESENSOR POWER CONNECTOR ROTATABLE RESOLVER 2-POLE (RESOLVER P=1); SHAFT WITH FITTED KEY, TOLERANCE N; WITH HOLDING BRAKE PROTECTION CLASS IP64; | 1652 | TEM | 1 | MC | 7.401 | 1
1FK70602AH711TB1 | SIMOTICS S SYNCHRONOUS MOTOR 1FK7-CT PN=1,7 KW; UZK=600V M0=6NM (100K); NN=4500RPM; NATURAL AIR COOLING, FRAME SIZE IMB 5 (IM V1, IM V3) FLANGE 1, WITH KTY TEMPERATURESENSOR POWER CONNECTOR ROTATABLE RESOLVER 2-POLE (RESOLVER P=1); SHAFT WITH FITTED KEY, TOLERANCE N; WITH HOLDING BRAKE PROTECTION CLASS IP65, | 1746 | TEM | 1 | MC | 7.401 | 1
1FK70602AH711TB2 | SIMOTICS S SYNCHRONOUS MOTOR 1FK7-CT PN=1,7 KW; UZK=600V M0=6NM (100K); NN=4500RPM; NATURAL AIR COOLING, FRAME SIZE IMB 5 (IM V1, IM V3) FLANGE 1, WITH KTY TEMPERATURESENSOR POWER CONNECTOR ROTATABLE RESOLVER 2-POLE (RESOLVER P=1); SHAFT WITH FITTED KEY, TOLERANCE N; WITH HOLDING BRAKE PROTECTION CLASS IP65, FLANGE ON DRIVE END IP67; | 1746 | TEM | 1 | MC | 7.401 | 1
1FK70602AH711TG0 | SIMOTICS S SYNCHRONOUS MOTOR 1FK7-CT PN=1,7 KW; UZK=600V M0=6NM (100K); NN=4500RPM; NATURAL AIR COOLING, FRAME SIZE IMB 5 (IM V1, IM V3) FLANGE 1, WITH KTY TEMPERATURESENSOR POWER CONNECTOR ROTATABLE RESOLVER 2-POLE (RESOLVER P=1); PLAIN SHAFT, TOLERANCE N; W/O HOLDING BRAKE PROTECTION CLASS IP64; | 1263 | TEM | 1 | MC | 7.102 | 1
1FK70602AH711TG1 | SIMOTICS S SYNCHRONOUS MOTOR 1FK7-CT PN=1,7 KW; UZK=600V M0=6NM (100K); NN=4500RPM; NATURAL AIR COOLING, FRAME SIZE IMB 5 (IM V1, IM V3) FLANGE 1, WITH KTY TEMPERATURESENSOR POWER CONNECTOR ROTATABLE RESOLVER 2-POLE (RESOLVER P=1); PLAIN SHAFT, TOLERANCE N; W/O HOLDING BRAKE PROTECTION CLASS IP65, | 1357 | TEM | 1 | MC | 7.102 | 1
1FK70602AH711TG2 | SIMOTICS S SYNCHRONOUS MOTOR 1FK7-CT PN=1,7 KW; UZK=600V M0=6NM (100K); NN=4500RPM; NATURAL AIR COOLING, FRAME SIZE IMB 5 (IM V1, IM V3) FLANGE 1, WITH KTY TEMPERATURESENSOR POWER CONNECTOR ROTATABLE RESOLVER 2-POLE (RESOLVER P=1); PLAIN SHAFT, TOLERANCE N; W/O HOLDING BRAKE PROTECTION CLASS IP65, FLANGE ON DRIVE END IP67; | 1357 | TEM | 1 | MC | 7.102 | 1
1FK70602AH711TH0 | SIMOTICS S SYNCHRONOUS MOTOR 1FK7-CT PN=1,7 KW; UZK=600V M0=6NM (100K); NN=4500RPM; NATURAL AIR COOLING, FRAME SIZE IMB 5 (IM V1, IM V3) FLANGE 1, WITH KTY TEMPERATURESENSOR POWER CONNECTOR ROTATABLE RESOLVER 2-POLE (RESOLVER P=1); PLAIN SHAFT, TOLERANCE N; WITH HOLDING BRAKE PROTECTION CLASS IP64; | 1568 | TEM | 1 | MC | 7.401 | 1
1FK70602AH711TH1 | SIMOTICS S SYNCHRONOUS MOTOR 1FK7-CT PN=1,7 KW; UZK=600V M0=6NM (100K); NN=4500RPM; NATURAL AIR COOLING, FRAME SIZE IMB 5 (IM V1, IM V3) FLANGE 1, WITH KTY TEMPERATURESENSOR POWER CONNECTOR ROTATABLE RESOLVER 2-POLE (RESOLVER P=1); PLAIN SHAFT, TOLERANCE N; WITH HOLDING BRAKE PROTECTION CLASS IP65, | 1662 | TEM | 1 | MC | 7.401 | 1
1FK70602AH711TH2 | SIMOTICS S SYNCHRONOUS MOTOR 1FK7-CT PN=1,7 KW; UZK=600V M0=6NM (100K); NN=4500RPM; NATURAL AIR COOLING, FRAME SIZE IMB 5 (IM V1, IM V3) FLANGE 1, WITH KTY TEMPERATURESENSOR POWER CONNECTOR ROTATABLE RESOLVER 2-POLE (RESOLVER P=1); PLAIN SHAFT, TOLERANCE N; WITH HOLDING BRAKE PROTECTION CLASS IP65, FLANGE ON DRIVE END IP67; | 1662 | TEM | 1 | MC | 7.401 | 1
1FK70602AH711UA0 | SIMOTICS S SYNCHRONOUS MOTOR 1FK7-CT PN=1,7 KW; UZK=600V M0=6NM (100K); NN=4500RPM; NATURAL AIR COOLING, FRAME SIZE IMB 5 (IM V1, IM V3) FLANGE 1 POWER CONNECTOR ROTATABLE RESOLVER MULTI-POLE WITH DRIVE-CLIQ INTERFACE; SHAFT WITH FITTED KEY, TOLERANCE N; W/O HOLDING BRAKE PROTECTION CLASS IP64; | 1590 | TEM | 1 | MC | 7.102 | 1
1FK70602AH711UA1 | SIMOTICS S SYNCHRONOUS MOTOR 1FK7-CT PN=1,7 KW; UZK=600V M0=6NM (100K); NN=4500RPM; NATURAL AIR COOLING, FRAME SIZE IMB 5 (IM V1, IM V3) FLANGE 1 POWER CONNECTOR ROTATABLE RESOLVER MULTI-POLE WITH DRIVE-CLIQ INTERFACE; SHAFT WITH FITTED KEY, TOLERANCE N; W/O HOLDING BRAKE PROTECTION CLASS IP65, | 1684 | TEM | 1 | MC | 7.102 | 1
1FK70602AH711UA2 | SIMOTICS S SYNCHRONOUS MOTOR 1FK7-CT PN=1,7 KW; UZK=600V M0=6NM (100K); NN=4500RPM; NATURAL AIR COOLING, FRAME SIZE IMB 5 (IM V1, IM V3) FLANGE 1 POWER CONNECTOR ROTATABLE RESOLVER MULTI-POLE WITH DRIVE-CLIQ INTERFACE; SHAFT WITH FITTED KEY, TOLERANCE N; W/O HOLDING BRAKE PROTECTION CLASS IP65, FLANGE ON DRIVE END IP67; | 1684 | TEM | 1 | MC | 7.102 | 1
1FK70602AH711UB0 | SIMOTICS S SYNCHRONOUS MOTOR 1FK7-CT PN=1,7 KW; UZK=600V M0=6NM (100K); NN=4500RPM; NATURAL AIR COOLING, FRAME SIZE IMB 5 (IM V1, IM V3) FLANGE 1 POWER CONNECTOR ROTATABLE RESOLVER MULTI-POLE WITH DRIVE-CLIQ INTERFACE; SHAFT WITH FITTED KEY, TOLERANCE N; WITH HOLDING BRAKE PROTECTION CLASS IP64; | 1893 | TEM | 1 | MC | 7.401 | 1
1FK70602AH711UB1 | SIMOTICS S SYNCHRONOUS MOTOR 1FK7-CT PN=1,7 KW; UZK=600V M0=6NM (100K); NN=4500RPM; NATURAL AIR COOLING, FRAME SIZE IMB 5 (IM V1, IM V3) FLANGE 1 POWER CONNECTOR ROTATABLE RESOLVER MULTI-POLE WITH DRIVE-CLIQ INTERFACE; SHAFT WITH FITTED KEY, TOLERANCE N; WITH HOLDING BRAKE PROTECTION CLASS IP65, | 1987 | TEM | 1 | MC | 7.401 | 1
1FK70602AH711UB2 | SIMOTICS S SYNCHRONOUS MOTOR 1FK7-CT PN=1,7 KW; UZK=600V M0=6NM (100K); NN=4500RPM; NATURAL AIR COOLING, FRAME SIZE IMB 5 (IM V1, IM V3) FLANGE 1 POWER CONNECTOR ROTATABLE RESOLVER MULTI-POLE WITH DRIVE-CLIQ INTERFACE; SHAFT WITH FITTED KEY, TOLERANCE N; WITH HOLDING BRAKE PROTECTION CLASS IP65, FLANGE ON DRIVE END IP67; | 1987 | TEM | 1 | MC | 7.401 | 1
1FK70602AH711UG0 | SIMOTICS S SYNCHRONOUS MOTOR 1FK7-CT PN=1,7 KW; UZK=600V M0=6NM (100K); NN=4500RPM; NATURAL AIR COOLING, FRAME SIZE IMB 5 (IM V1, IM V3) FLANGE 1 POWER CONNECTOR ROTATABLE RESOLVER MULTI-POLE WITH DRIVE-CLIQ INTERFACE; PLAIN SHAFT, TOLERANCE N; W/O HOLDING BRAKE PROTECTION CLASS IP64; | 1504 | TEM | 1 | MC | 7.102 | 1
1FK70602AH711UG1 | SIMOTICS S SYNCHRONOUS MOTOR 1FK7-CT PN=1,7 KW; UZK=600V M0=6NM (100K); NN=4500RPM; NATURAL AIR COOLING, FRAME SIZE IMB 5 (IM V1, IM V3) FLANGE 1 POWER CONNECTOR ROTATABLE RESOLVER MULTI-POLE WITH DRIVE-CLIQ INTERFACE; PLAIN SHAFT, TOLERANCE N; W/O HOLDING BRAKE PROTECTION CLASS IP65, | 1598 | TEM | 1 | MC | 7.102 | 1
1FK70602AH711UG2 | SIMOTICS S SYNCHRONOUS MOTOR 1FK7-CT PN=1,7 KW; UZK=600V M0=6NM (100K); NN=4500RPM; NATURAL AIR COOLING, FRAME SIZE IMB 5 (IM V1, IM V3) FLANGE 1 POWER CONNECTOR ROTATABLE RESOLVER MULTI-POLE WITH DRIVE-CLIQ INTERFACE; PLAIN SHAFT, TOLERANCE N; W/O HOLDING BRAKE PROTECTION CLASS IP65, FLANGE ON DRIVE END IP67; | 1598 | TEM | 1 | MC | 7.102 | 1
1FK70602AH711UH0 | SIMOTICS S SYNCHRONOUS MOTOR 1FK7-CT PN=1,7 KW; UZK=600V M0=6NM (100K); NN=4500RPM; NATURAL AIR COOLING, FRAME SIZE IMB 5 (IM V1, IM V3) FLANGE 1 POWER CONNECTOR ROTATABLE RESOLVER MULTI-POLE WITH DRIVE-CLIQ INTERFACE; PLAIN SHAFT, TOLERANCE N; WITH HOLDING BRAKE PROTECTION CLASS IP64; | 1809 | TEM | 1 | MC | 7.401 | 1
1FK70602AH711UH1 | SIMOTICS S SYNCHRONOUS MOTOR 1FK7-CT PN=1,7 KW; UZK=600V M0=6NM (100K); NN=4500RPM; NATURAL AIR COOLING, FRAME SIZE IMB 5 (IM V1, IM V3) FLANGE 1 POWER CONNECTOR ROTATABLE RESOLVER MULTI-POLE WITH DRIVE-CLIQ INTERFACE; PLAIN SHAFT, TOLERANCE N; WITH HOLDING BRAKE PROTECTION CLASS IP65, | 1903 | TEM | 1 | MC | 7.401 | 1
1FK70602AH711UH2 | SIMOTICS S SYNCHRONOUS MOTOR 1FK7-CT PN=1,7 KW; UZK=600V M0=6NM (100K); NN=4500RPM; NATURAL AIR COOLING, FRAME SIZE IMB 5 (IM V1, IM V3) FLANGE 1 POWER CONNECTOR ROTATABLE RESOLVER MULTI-POLE WITH DRIVE-CLIQ INTERFACE; PLAIN SHAFT, TOLERANCE N; WITH HOLDING BRAKE PROTECTION CLASS IP65, FLANGE ON DRIVE END IP67; | 1903 | TEM | 1 | MC | 7.401 | 1
1FK70603BF711AA0 | SIMOTICS S SYNCHRONOUS MOTOR 1FK7-HI; PN=1,5 KW; UZK=600V M0=6NM (100K); NN=3000RPM; NATURAL COOLING; FRAME SIZE IMB 5 (IM V1, IM V3) FLANGE 1, WITH KTY TEMPERATURESENSOR POWER CONNECTOR ROTATABLE INCREMENTAL ENCODER SIN/COS 1VP 2048 S/R WITH C- AND D-SPUR (ENCODER IC2048S/R) SHAFT WITH FITTED KEY, TOLERANCE N; W/O HOLDING BRAKE PROTECTION CLASS IP64; | 1935 | TEM | 1 | MC | 7.801 | 1
1FK70603BF711AA1 | SIMOTICS S SYNCHRONOUS MOTOR 1FK7-HI; PN=1,5 KW; UZK=600V M0=6NM (100K); NN=3000RPM; NATURAL COOLING; FRAME SIZE IMB 5 (IM V1, IM V3) FLANGE 1, WITH KTY TEMPERATURESENSOR POWER CONNECTOR ROTATABLE INCREMENTAL ENCODER SIN/COS 1VP 2048 S/R WITH C- AND D-SPUR (ENCODER IC2048S/R) SHAFT WITH FITTED KEY, TOLERANCE N; W/O HOLDING BRAKE PROTECTION CLASS IP65, | 2029 | TEM | 1 | MC | 7.801 | 1
1FK70603BF711AA2 | SIMOTICS S SYNCHRONOUS MOTOR 1FK7-HI; PN=1,5 KW; UZK=600V M0=6NM (100K); NN=3000RPM; NATURAL COOLING; FRAME SIZE IMB 5 (IM V1, IM V3) FLANGE 1, WITH KTY TEMPERATURESENSOR POWER CONNECTOR ROTATABLE INCREMENTAL ENCODER SIN/COS 1VP 2048 S/R WITH C- AND D-SPUR (ENCODER IC2048S/R) SHAFT WITH FITTED KEY, TOLERANCE N; W/O HOLDING BRAKE PROTECTION CLASS IP65, FLANGE ON DRIVE END IP67; | 2029 | TEM | 1 | MC | 7.801 | 1
1FK70603BF711AB0 | SIMOTICS S SYNCHRONOUS MOTOR 1FK7-HI; PN=1,5 KW; UZK=600V M0=6NM (100K); NN=3000RPM; NATURAL COOLING; FRAME SIZE IMB 5 (IM V1, IM V3) FLANGE 1, WITH KTY TEMPERATURESENSOR POWER CONNECTOR ROTATABLE INCREMENTAL ENCODER SIN/COS 1VP 2048 S/R WITH C- AND D-SPUR (ENCODER IC2048S/R) SHAFT WITH FITTED KEY, TOLERANCE N; WITH HOLDING BRAKE PROTECTION CLASS IP64; | 2238 | TEM | 1 | MC | 8.1 | 1
1FK70603BF711AB1 | SIMOTICS S SYNCHRONOUS MOTOR 1FK7-HI; PN=1,5 KW; UZK=600V M0=6NM (100K); NN=3000RPM; NATURAL COOLING; FRAME SIZE IMB 5 (IM V1, IM V3) FLANGE 1, WITH KTY TEMPERATURESENSOR POWER CONNECTOR ROTATABLE INCREMENTAL ENCODER SIN/COS 1VP 2048 S/R WITH C- AND D-SPUR (ENCODER IC2048S/R) SHAFT WITH FITTED KEY, TOLERANCE N; WITH HOLDING BRAKE PROTECTION CLASS IP65, | 2332 | TEM | 1 | MC | 8.1 | 1
1FK70603BF711AB2 | SIMOTICS S SYNCHRONOUS MOTOR 1FK7-HI; PN=1,5 KW; UZK=600V M0=6NM (100K); NN=3000RPM; NATURAL COOLING; FRAME SIZE IMB 5 (IM V1, IM V3) FLANGE 1, WITH KTY TEMPERATURESENSOR POWER CONNECTOR ROTATABLE INCREMENTAL ENCODER SIN/COS 1VP 2048 S/R WITH C- AND D-SPUR (ENCODER IC2048S/R) SHAFT WITH FITTED KEY, TOLERANCE N; WITH HOLDING BRAKE PROTECTION CLASS IP65, FLANGE ON DRIVE END IP67; | 2332 | TEM | 1 | MC | 8.1 | 1
1FK70603BF711AG0 | SIMOTICS S SYNCHRONOUS MOTOR 1FK7-HI; PN=1,5 KW; UZK=600V M0=6NM (100K); NN=3000RPM; NATURAL COOLING; FRAME SIZE IMB 5 (IM V1, IM V3) FLANGE 1, WITH KTY TEMPERATURESENSOR POWER CONNECTOR ROTATABLE INCREMENTAL ENCODER SIN/COS 1VP 2048 S/R WITH C- AND D-SPUR (ENCODER IC2048S/R) PLAIN SHAFT, TOLERANCE N; W/O HOLDING BRAKE PROTECTION CLASS IP64; | 1849 | TEM | 1 | MC | 7.801 | 1
1FK70603BF711AG1 | SIMOTICS S SYNCHRONOUS MOTOR 1FK7-HI; PN=1,5 KW; UZK=600V M0=6NM (100K); NN=3000RPM; NATURAL COOLING; FRAME SIZE IMB 5 (IM V1, IM V3) FLANGE 1, WITH KTY TEMPERATURESENSOR POWER CONNECTOR ROTATABLE INCREMENTAL ENCODER SIN/COS 1VP 2048 S/R WITH C- AND D-SPUR (ENCODER IC2048S/R) PLAIN SHAFT, TOLERANCE N; W/O HOLDING BRAKE PROTECTION CLASS IP65, | 1943 | TEM | 1 | MC | 7.801 | 1
1FK70603BF711AG2 | SIMOTICS S SYNCHRONOUS MOTOR 1FK7-HI; PN=1,5 KW; UZK=600V M0=6NM (100K); NN=3000RPM; NATURAL COOLING; FRAME SIZE IMB 5 (IM V1, IM V3) FLANGE 1, WITH KTY TEMPERATURESENSOR POWER CONNECTOR ROTATABLE INCREMENTAL ENCODER SIN/COS 1VP 2048 S/R WITH C- AND D-SPUR (ENCODER IC2048S/R) PLAIN SHAFT, TOLERANCE N; W/O HOLDING BRAKE PROTECTION CLASS IP65, FLANGE ON DRIVE END IP67; | 1943 | TEM | 1 | MC | 7.801 | 1
1FK70603BF711AH0 | SIMOTICS S SYNCHRONOUS MOTOR 1FK7-HI; PN=1,5 KW; UZK=600V M0=6NM (100K); NN=3000RPM; NATURAL COOLING; FRAME SIZE IMB 5 (IM V1, IM V3) FLANGE 1, WITH KTY TEMPERATURESENSOR POWER CONNECTOR ROTATABLE INCREMENTAL ENCODER SIN/COS 1VP 2048 S/R WITH C- AND D-SPUR (ENCODER IC2048S/R) PLAIN SHAFT, TOLERANCE N; WITH HOLDING BRAKE PROTECTION CLASS IP64; | 2154 | TEM | 1 | MC | 8.1 | 1
1FK70603BF711AH1 | SIMOTICS S SYNCHRONOUS MOTOR 1FK7-HI; PN=1,5 KW; UZK=600V M0=6NM (100K); NN=3000RPM; NATURAL COOLING; FRAME SIZE IMB 5 (IM V1, IM V3) FLANGE 1, WITH KTY TEMPERATURESENSOR POWER CONNECTOR ROTATABLE INCREMENTAL ENCODER SIN/COS 1VP 2048 S/R WITH C- AND D-SPUR (ENCODER IC2048S/R) PLAIN SHAFT, TOLERANCE N; WITH HOLDING BRAKE PROTECTION CLASS IP65, | 2248 | TEM | 1 | MC | 8.1 | 1
1FK70603BF711AH2 | SIMOTICS S SYNCHRONOUS MOTOR 1FK7-HI; PN=1,5 KW; UZK=600V M0=6NM (100K); NN=3000RPM; NATURAL COOLING; FRAME SIZE IMB 5 (IM V1, IM V3) FLANGE 1, WITH KTY TEMPERATURESENSOR POWER CONNECTOR ROTATABLE INCREMENTAL ENCODER SIN/COS 1VP 2048 S/R WITH C- AND D-SPUR (ENCODER IC2048S/R) PLAIN SHAFT, TOLERANCE N; WITH HOLDING BRAKE PROTECTION CLASS IP65, FLANGE ON DRIVE END IP67; | 2248 | TEM | 1 | MC | 8.1 | 1
1FK70603BF711BA0 | SIMOTICS S SYNCHRONOUS MOTOR 1FK7-HI; PN=1,5 KW; UZK=600V M0=6NM (100K); NN=3000RPM; NATURAL COOLING; FRAME SIZE IMB 5 (IM V1, IM V3) FLANGE 1 POWER CONNECTOR ROTATABLE ABSOLUTE ENCODER SINGLETURN 24 BIT WITH DRIVE CLIQ INTERFACE (ENCODER AS24DQI) SHAFT WITH FITTED KEY, TOLERANCE N; W/O HOLDING BRAKE PROTECTION CLASS IP64; | 2176 | TEM | 1 | MC | 7.801 | 1
1FK70603BF711BA1 | SIMOTICS S SYNCHRONOUS MOTOR 1FK7-HI; PN=1,5 KW; UZK=600V M0=6NM (100K); NN=3000RPM; NATURAL COOLING; FRAME SIZE IMB 5 (IM V1, IM V3) FLANGE 1 POWER CONNECTOR ROTATABLE ABSOLUTE ENCODER SINGLETURN 24 BIT WITH DRIVE CLIQ INTERFACE (ENCODER AS24DQI) SHAFT WITH FITTED KEY, TOLERANCE N; W/O HOLDING BRAKE PROTECTION CLASS IP65, | 2270 | TEM | 1 | MC | 7.801 | 1
1FK70603BF711BA2 | SIMOTICS S SYNCHRONOUS MOTOR 1FK7-HI; PN=1,5 KW; UZK=600V M0=6NM (100K); NN=3000RPM; NATURAL COOLING; FRAME SIZE IMB 5 (IM V1, IM V3) FLANGE 1 POWER CONNECTOR ROTATABLE ABSOLUTE ENCODER SINGLETURN 24 BIT WITH DRIVE CLIQ INTERFACE (ENCODER AS24DQI) SHAFT WITH FITTED KEY, TOLERANCE N; W/O HOLDING BRAKE PROTECTION CLASS IP65, FLANGE ON DRIVE END IP67; | 2270 | TEM | 1 | MC | 7.801 | 1
1FK70603BF711BB0 | SIMOTICS S SYNCHRONOUS MOTOR 1FK7-HI; PN=1,5 KW; UZK=600V M0=6NM (100K); NN=3000RPM; NATURAL COOLING; FRAME SIZE IMB 5 (IM V1, IM V3) FLANGE 1 POWER CONNECTOR ROTATABLE ABSOLUTE ENCODER SINGLETURN 24 BIT WITH DRIVE CLIQ INTERFACE (ENCODER AS24DQI) SHAFT WITH FITTED KEY, TOLERANCE N; WITH HOLDING BRAKE PROTECTION CLASS IP64; | 2479 | TEM | 1 | MC | 8.1 | 1
1FK70603BF711BB1 | SIMOTICS S SYNCHRONOUS MOTOR 1FK7-HI; PN=1,5 KW; UZK=600V M0=6NM (100K); NN=3000RPM; NATURAL COOLING; FRAME SIZE IMB 5 (IM V1, IM V3) FLANGE 1 POWER CONNECTOR ROTATABLE ABSOLUTE ENCODER SINGLETURN 24 BIT WITH DRIVE CLIQ INTERFACE (ENCODER AS24DQI) SHAFT WITH FITTED KEY, TOLERANCE N; WITH HOLDING BRAKE PROTECTION CLASS IP65, | 2573 | TEM | 1 | MC | 8.1 | 1
1FK70603BF711BB2 | SIMOTICS S SYNCHRONOUS MOTOR 1FK7-HI; PN=1,5 KW; UZK=600V M0=6NM (100K); NN=3000RPM; NATURAL COOLING; FRAME SIZE IMB 5 (IM V1, IM V3) FLANGE 1 POWER CONNECTOR ROTATABLE ABSOLUTE ENCODER SINGLETURN 24 BIT WITH DRIVE CLIQ INTERFACE (ENCODER AS24DQI) SHAFT WITH FITTED KEY, TOLERANCE N; WITH HOLDING BRAKE PROTECTION CLASS IP65, FLANGE ON DRIVE END IP67; | 2573 | TEM | 1 | MC | 8.1 | 1
1FK70603BF711BG0 | SIMOTICS S SYNCHRONOUS MOTOR 1FK7-HI; PN=1,5 KW; UZK=600V M0=6NM (100K); NN=3000RPM; NATURAL COOLING; FRAME SIZE IMB 5 (IM V1, IM V3) FLANGE 1 POWER CONNECTOR ROTATABLE ABSOLUTE ENCODER SINGLETURN 24 BIT WITH DRIVE CLIQ INTERFACE (ENCODER AS24DQI) PLAIN SHAFT, TOLERANCE N; W/O HOLDING BRAKE PROTECTION CLASS IP64; | 2090 | TEM | 1 | MC | 7.801 | 1
1FK70603BF711BG1 | SIMOTICS S SYNCHRONOUS MOTOR 1FK7-HI; PN=1,5 KW; UZK=600V M0=6NM (100K); NN=3000RPM; NATURAL COOLING; FRAME SIZE IMB 5 (IM V1, IM V3) FLANGE 1 POWER CONNECTOR ROTATABLE ABSOLUTE ENCODER SINGLETURN 24 BIT WITH DRIVE CLIQ INTERFACE (ENCODER AS24DQI) PLAIN SHAFT, TOLERANCE N; W/O HOLDING BRAKE PROTECTION CLASS IP65, | 2184 | TEM | 1 | MC | 7.801 | 1
1FK70603BF711BG2 | SIMOTICS S SYNCHRONOUS MOTOR 1FK7-HI; PN=1,5 KW; UZK=600V M0=6NM (100K); NN=3000RPM; NATURAL COOLING; FRAME SIZE IMB 5 (IM V1, IM V3) FLANGE 1 POWER CONNECTOR ROTATABLE ABSOLUTE ENCODER SINGLETURN 24 BIT WITH DRIVE CLIQ INTERFACE (ENCODER AS24DQI) PLAIN SHAFT, TOLERANCE N; W/O HOLDING BRAKE PROTECTION CLASS IP65, FLANGE ON DRIVE END IP67; | 2184 | TEM | 1 | MC | 7.801 | 1
1FK70603BF711BH0 | SIMOTICS S SYNCHRONOUS MOTOR 1FK7-HI; PN=1,5 KW; UZK=600V M0=6NM (100K); NN=3000RPM; NATURAL COOLING; FRAME SIZE IMB 5 (IM V1, IM V3) FLANGE 1 POWER CONNECTOR ROTATABLE ABSOLUTE ENCODER SINGLETURN 24 BIT WITH DRIVE CLIQ INTERFACE (ENCODER AS24DQI) PLAIN SHAFT, TOLERANCE N; WITH HOLDING BRAKE PROTECTION CLASS IP64; | 2395 | TEM | 1 | MC | 8.1 | 1
1FK70603BF711BH1 | SIMOTICS S SYNCHRONOUS MOTOR 1FK7-HI; PN=1,5 KW; UZK=600V M0=6NM (100K); NN=3000RPM; NATURAL COOLING; FRAME SIZE IMB 5 (IM V1, IM V3) FLANGE 1 POWER CONNECTOR ROTATABLE ABSOLUTE ENCODER SINGLETURN 24 BIT WITH DRIVE CLIQ INTERFACE (ENCODER AS24DQI) PLAIN SHAFT, TOLERANCE N; WITH HOLDING BRAKE PROTECTION CLASS IP65, | 2489 | TEM | 1 | MC | 8.1 | 1
1FK70603BF711BH2 | SIMOTICS S SYNCHRONOUS MOTOR 1FK7-HI; PN=1,5 KW; UZK=600V M0=6NM (100K); NN=3000RPM; NATURAL COOLING; FRAME SIZE IMB 5 (IM V1, IM V3) FLANGE 1 POWER CONNECTOR ROTATABLE ABSOLUTE ENCODER SINGLETURN 24 BIT WITH DRIVE CLIQ INTERFACE (ENCODER AS24DQI) PLAIN SHAFT, TOLERANCE N; WITH HOLDING BRAKE PROTECTION CLASS IP65, FLANGE ON DRIVE END IP67; | 2489 | TEM | 1 | MC | 8.1 | 1
1FK70603BF711CA0 | SIMOTICS S SYNCHRONOUS MOTOR 1FK7-HI; PN=1,5 KW; UZK=600V M0=6NM (100K); NN=3000RPM; NATURAL COOLING; FRAME SIZE IMB 5 (IM V1, IM V3) FLANGE 1 POWER CONNECTOR ROTATABLE ABSOLUTE ENCODER 24 BIT + 12 BIT MULTITURN WITH DRIVE-CLIQ INTERFACE (ENCODER AM24DQI) SHAFT WITH FITTED KEY, TOLERANCE N; W/O HOLDING BRAKE PROTECTION CLASS IP64; | 2546 | TEM | 1 | MC | 7.801 | 1
1FK70603BF711CA1 | SIMOTICS S SYNCHRONOUS MOTOR 1FK7-HI; PN=1,5 KW; UZK=600V M0=6NM (100K); NN=3000RPM; NATURAL COOLING; FRAME SIZE IMB 5 (IM V1, IM V3) FLANGE 1 POWER CONNECTOR ROTATABLE ABSOLUTE ENCODER 24 BIT + 12 BIT MULTITURN WITH DRIVE-CLIQ INTERFACE (ENCODER AM24DQI) SHAFT WITH FITTED KEY, TOLERANCE N; W/O HOLDING BRAKE PROTECTION CLASS IP65, | 2639 | TEM | 1 | MC | 7.801 | 1
1FK70603BF711CA2 | SIMOTICS S SYNCHRONOUS MOTOR 1FK7-HI; PN=1,5 KW; UZK=600V M0=6NM (100K); NN=3000RPM; NATURAL COOLING; FRAME SIZE IMB 5 (IM V1, IM V3) FLANGE 1 POWER CONNECTOR ROTATABLE ABSOLUTE ENCODER 24 BIT + 12 BIT MULTITURN WITH DRIVE-CLIQ INTERFACE (ENCODER AM24DQI) SHAFT WITH FITTED KEY, TOLERANCE N; W/O HOLDING BRAKE PROTECTION CLASS IP65, FLANGE ON DRIVE END IP67; | 2639 | TEM | 1 | MC | 7.801 | 1
1FK70603BF711CB0 | SIMOTICS S SYNCHRONOUS MOTOR 1FK7-HI; PN=1,5 KW; UZK=600V M0=6NM (100K); NN=3000RPM; NATURAL COOLING; FRAME SIZE IMB 5 (IM V1, IM V3) FLANGE 1 POWER CONNECTOR ROTATABLE ABSOLUTE ENCODER 24 BIT + 12 BIT MULTITURN WITH DRIVE-CLIQ INTERFACE (ENCODER AM24DQI) SHAFT WITH FITTED KEY, TOLERANCE N; WITH HOLDING BRAKE PROTECTION CLASS IP64; | 2849 | TEM | 1 | MC | 8.1 | 1
1FK70603BF711CB1 | SIMOTICS S SYNCHRONOUS MOTOR 1FK7-HI; PN=1,5 KW; UZK=600V M0=6NM (100K); NN=3000RPM; NATURAL COOLING; FRAME SIZE IMB 5 (IM V1, IM V3) FLANGE 1 POWER CONNECTOR ROTATABLE ABSOLUTE ENCODER 24 BIT + 12 BIT MULTITURN WITH DRIVE-CLIQ INTERFACE (ENCODER AM24DQI) SHAFT WITH FITTED KEY, TOLERANCE N; WITH HOLDING BRAKE PROTECTION CLASS IP65, | 2942 | TEM | 1 | MC | 8.1 | 1
1FK70603BF711CB2 | SIMOTICS S SYNCHRONOUS MOTOR 1FK7-HI; PN=1,5 KW; UZK=600V M0=6NM (100K); NN=3000RPM; NATURAL COOLING; FRAME SIZE IMB 5 (IM V1, IM V3) FLANGE 1 POWER CONNECTOR ROTATABLE ABSOLUTE ENCODER 24 BIT + 12 BIT MULTITURN WITH DRIVE-CLIQ INTERFACE (ENCODER AM24DQI) SHAFT WITH FITTED KEY, TOLERANCE N; WITH HOLDING BRAKE PROTECTION CLASS IP65, FLANGE ON DRIVE END IP67; | 2942 | TEM | 1 | MC | 8.1 | 1
1FK70603BF711CG0 | SIMOTICS S SYNCHRONOUS MOTOR 1FK7-HI; PN=1,5 KW; UZK=600V M0=6NM (100K); NN=3000RPM; NATURAL COOLING; FRAME SIZE IMB 5 (IM V1, IM V3) FLANGE 1 POWER CONNECTOR ROTATABLE ABSOLUTE ENCODER 24 BIT + 12 BIT MULTITURN WITH DRIVE-CLIQ INTERFACE (ENCODER AM24DQI) PLAIN SHAFT, TOLERANCE N; W/O HOLDING BRAKE PROTECTION CLASS IP64; | 2459 | TEM | 1 | MC | 7.801 | 1
1FK70603BF711CG1 | SIMOTICS S SYNCHRONOUS MOTOR 1FK7-HI; PN=1,5 KW; UZK=600V M0=6NM (100K); NN=3000RPM; NATURAL COOLING; FRAME SIZE IMB 5 (IM V1, IM V3) FLANGE 1 POWER CONNECTOR ROTATABLE ABSOLUTE ENCODER 24 BIT + 12 BIT MULTITURN WITH DRIVE-CLIQ INTERFACE (ENCODER AM24DQI) PLAIN SHAFT, TOLERANCE N; W/O HOLDING BRAKE PROTECTION CLASS IP65, | 2553 | TEM | 1 | MC | 7.801 | 1
1FK70603BF711CG2 | SIMOTICS S SYNCHRONOUS MOTOR 1FK7-HI; PN=1,5 KW; UZK=600V M0=6NM (100K); NN=3000RPM; NATURAL COOLING; FRAME SIZE IMB 5 (IM V1, IM V3) FLANGE 1 POWER CONNECTOR ROTATABLE ABSOLUTE ENCODER 24 BIT + 12 BIT MULTITURN WITH DRIVE-CLIQ INTERFACE (ENCODER AM24DQI) PLAIN SHAFT, TOLERANCE N; W/O HOLDING BRAKE PROTECTION CLASS IP65, FLANGE ON DRIVE END IP67; | 2553 | TEM | 1 | MC | 7.801 | 1
1FK70603BF711CH0 | SIMOTICS S SYNCHRONOUS MOTOR 1FK7-HI; PN=1,5 KW; UZK=600V M0=6NM (100K); NN=3000RPM; NATURAL COOLING; FRAME SIZE IMB 5 (IM V1, IM V3) FLANGE 1 POWER CONNECTOR ROTATABLE ABSOLUTE ENCODER 24 BIT + 12 BIT MULTITURN WITH DRIVE-CLIQ INTERFACE (ENCODER AM24DQI) PLAIN SHAFT, TOLERANCE N; WITH HOLDING BRAKE PROTECTION CLASS IP64; | 2765 | TEM | 1 | MC | 8.1 | 1
1FK70603BF711CH1 | SIMOTICS S SYNCHRONOUS MOTOR 1FK7-HI; PN=1,5 KW; UZK=600V M0=6NM (100K); NN=3000RPM; NATURAL COOLING; FRAME SIZE IMB 5 (IM V1, IM V3) FLANGE 1 POWER CONNECTOR ROTATABLE ABSOLUTE ENCODER 24 BIT + 12 BIT MULTITURN WITH DRIVE-CLIQ INTERFACE (ENCODER AM24DQI) PLAIN SHAFT, TOLERANCE N; WITH HOLDING BRAKE PROTECTION CLASS IP65, | 2858 | TEM | 1 | MC | 8.1 | 1
1FK70603BF711CH2 | SIMOTICS S SYNCHRONOUS MOTOR 1FK7-HI; PN=1,5 KW; UZK=600V M0=6NM (100K); NN=3000RPM; NATURAL COOLING; FRAME SIZE IMB 5 (IM V1, IM V3) FLANGE 1 POWER CONNECTOR ROTATABLE ABSOLUTE ENCODER 24 BIT + 12 BIT MULTITURN WITH DRIVE-CLIQ INTERFACE (ENCODER AM24DQI) PLAIN SHAFT, TOLERANCE N; WITH HOLDING BRAKE PROTECTION CLASS IP65, FLANGE ON DRIVE END IP67; | 2858 | TEM | 1 | MC | 8.1 | 1
1FK70603BF711DA0 | SIMOTICS S SYNCHRONOUS MOTOR 1FK7-HI; PN=1,5 KW; UZK=600V M0=6NM (100K); NN=3000RPM; NATURAL COOLING; FRAME SIZE IMB 5 (IM V1, IM V3) FLANGE 1 POWER CONNECTOR ROTATABLE INCREMENTAL ENCODER 22 BIT WITH DRIVE-CLIQ INTERFACE (ENCODER IC22DQ) SHAFT WITH FITTED KEY, TOLERANCE N; W/O HOLDING BRAKE PROTECTION CLASS IP64; | 2257 | TEM | 1 | MC | 7.802 | 1
1FK70603BF711DA1 | SIMOTICS S SYNCHRONOUS MOTOR 1FK7-HI; PN=1,5 KW; UZK=600V M0=6NM (100K); NN=3000RPM; NATURAL COOLING; FRAME SIZE IMB 5 (IM V1, IM V3) FLANGE 1 POWER CONNECTOR ROTATABLE INCREMENTAL ENCODER 22 BIT WITH DRIVE-CLIQ INTERFACE (ENCODER IC22DQ) SHAFT WITH FITTED KEY, TOLERANCE N; W/O HOLDING BRAKE PROTECTION CLASS IP65, | 2350 | TEM | 1 | MC | 7.802 | 1
1FK70603BF711DG0 | SIMOTICS S SYNCHRONOUS MOTOR 1FK7-HI; PN=1,5 KW; UZK=600V M0=6NM (100K); NN=3000RPM; NATURAL COOLING; FRAME SIZE IMB 5 (IM V1, IM V3) FLANGE 1 POWER CONNECTOR ROTATABLE INCREMENTAL ENCODER 22 BIT WITH DRIVE-CLIQ INTERFACE (ENCODER IC22DQ) PLAIN SHAFT, TOLERANCE N; W/O HOLDING BRAKE PROTECTION CLASS IP64; | 2170 | TEM | 1 | MC | 7.802 | 1
1FK70603BF711DH0 | SIMOTICS S SYNCHRONOUS MOTOR 1FK7-HI; PN=1,5 KW; UZK=600V M0=6NM (100K); NN=3000RPM; NATURAL COOLING; FRAME SIZE IMB 5 (IM V1, IM V3) FLANGE 1 POWER CONNECTOR ROTATABLE INCREMENTAL ENCODER 22 BIT WITH DRIVE-CLIQ INTERFACE (ENCODER IC22DQ) PLAIN SHAFT, TOLERANCE N; WITH HOLDING BRAKE PROTECTION CLASS IP64; | 2475 | TEM | 1 | MC | 8.101 | 1
1FK70603BF711DH1 | SIMOTICS S SYNCHRONOUS MOTOR 1FK7-HI; PN=1,5 KW; UZK=600V M0=6NM (100K); NN=3000RPM; NATURAL COOLING; FRAME SIZE IMB 5 (IM V1, IM V3) FLANGE 1 POWER CONNECTOR ROTATABLE INCREMENTAL ENCODER 22 BIT WITH DRIVE-CLIQ INTERFACE (ENCODER IC22DQ) PLAIN SHAFT, TOLERANCE N; WITH HOLDING BRAKE PROTECTION CLASS IP65, | 2569 | TEM | 1 | MC | 8.101 | 1
1FK70603BF711DH2 | SIMOTICS S SYNCHRONOUS MOTOR 1FK7-HI; PN=1,5 KW; UZK=600V M0=6NM (100K); NN=3000RPM; NATURAL COOLING; FRAME SIZE IMB 5 (IM V1, IM V3) FLANGE 1 POWER CONNECTOR ROTATABLE INCREMENTAL ENCODER 22 BIT WITH DRIVE-CLIQ INTERFACE (ENCODER IC22DQ) PLAIN SHAFT, TOLERANCE N; WITH HOLDING BRAKE PROTECTION CLASS IP65, FLANGE ON DRIVE END IP67; | 2569 | TEM | 1 | MC | 8.101 | 1
1FK70603BF711EA0 | SIMOTICS S SYNCHRONOUS MOTOR 1FK7-HI; PN=1,5 KW; UZK=600V M0=6NM (100K); NN=3000RPM; NATURAL COOLING; FRAME SIZE IMB 5 (IM V1, IM V3) FLANGE 1, WITH KTY TEMPERATURESENSOR POWER CONNECTOR ROTATABLE ABSOLUTE ENCODERR 2048S/R + 4096 UMDREHUNGEN MULTITURN, WITH ENDAT-SCHNITTSTELLE (ENCODER AM2048S/R) SHAFT WITH FITTED KEY, TOLERANCE N; W/O HOLDING BRAKE PROTECTION CLASS IP64; | 2307 | TEM | 1 | MC | 7.801 | 1
1FK70603BF711EA1 | SIMOTICS S SYNCHRONOUS MOTOR 1FK7-HI; PN=1,5 KW; UZK=600V M0=6NM (100K); NN=3000RPM; NATURAL COOLING; FRAME SIZE IMB 5 (IM V1, IM V3) FLANGE 1, WITH KTY TEMPERATURESENSOR POWER CONNECTOR ROTATABLE ABSOLUTE ENCODERR 2048S/R + 4096 UMDREHUNGEN MULTITURN, WITH ENDAT-SCHNITTSTELLE (ENCODER AM2048S/R) SHAFT WITH FITTED KEY, TOLERANCE N; W/O HOLDING BRAKE PROTECTION CLASS IP65, | 2400 | TEM | 1 | MC | 7.801 | 1
1FK70603BF711EA2 | SIMOTICS S SYNCHRONOUS MOTOR 1FK7-HI; PN=1,5 KW; UZK=600V M0=6NM (100K); NN=3000RPM; NATURAL COOLING; FRAME SIZE IMB 5 (IM V1, IM V3) FLANGE 1, WITH KTY TEMPERATURESENSOR POWER CONNECTOR ROTATABLE ABSOLUTE ENCODERR 2048S/R + 4096 UMDREHUNGEN MULTITURN, WITH ENDAT-SCHNITTSTELLE (ENCODER AM2048S/R) SHAFT WITH FITTED KEY, TOLERANCE N; W/O HOLDING BRAKE PROTECTION CLASS IP65, FLANGE ON DRIVE END IP67; | 2400 | TEM | 1 | MC | 7.801 | 1
1FK70603BF711EB0 | SIMOTICS S SYNCHRONOUS MOTOR 1FK7-HI; PN=1,5 KW; UZK=600V M0=6NM (100K); NN=3000RPM; NATURAL COOLING; FRAME SIZE IMB 5 (IM V1, IM V3) FLANGE 1, WITH KTY TEMPERATURESENSOR POWER CONNECTOR ROTATABLE ABSOLUTE ENCODERR 2048S/R + 4096 UMDREHUNGEN MULTITURN, WITH ENDAT-SCHNITTSTELLE (ENCODER AM2048S/R) SHAFT WITH FITTED KEY, TOLERANCE N; WITH HOLDING BRAKE PROTECTION CLASS IP64; | 2610 | TEM | 1 | MC | 8.1 | 1
1FK70603BF711EB1 | SIMOTICS S SYNCHRONOUS MOTOR 1FK7-HI; PN=1,5 KW; UZK=600V M0=6NM (100K); NN=3000RPM; NATURAL COOLING; FRAME SIZE IMB 5 (IM V1, IM V3) FLANGE 1, WITH KTY TEMPERATURESENSOR POWER CONNECTOR ROTATABLE ABSOLUTE ENCODERR 2048S/R + 4096 UMDREHUNGEN MULTITURN, WITH ENDAT-SCHNITTSTELLE (ENCODER AM2048S/R) SHAFT WITH FITTED KEY, TOLERANCE N; WITH HOLDING BRAKE PROTECTION CLASS IP65, | 2703 | TEM | 1 | MC | 8.1 | 1
1FK70603BF711EB2 | SIMOTICS S SYNCHRONOUS MOTOR 1FK7-HI; PN=1,5 KW; UZK=600V M0=6NM (100K); NN=3000RPM; NATURAL COOLING; FRAME SIZE IMB 5 (IM V1, IM V3) FLANGE 1, WITH KTY TEMPERATURESENSOR POWER CONNECTOR ROTATABLE ABSOLUTE ENCODERR 2048S/R + 4096 UMDREHUNGEN MULTITURN, WITH ENDAT-SCHNITTSTELLE (ENCODER AM2048S/R) SHAFT WITH FITTED KEY, TOLERANCE N; WITH HOLDING BRAKE PROTECTION CLASS IP65, FLANGE ON DRIVE END IP67; | 2703 | TEM | 1 | MC | 8.1 | 1
1FK70603BF711EG0 | SIMOTICS S SYNCHRONOUS MOTOR 1FK7-HI; PN=1,5 KW; UZK=600V M0=6NM (100K); NN=3000RPM; NATURAL COOLING; FRAME SIZE IMB 5 (IM V1, IM V3) FLANGE 1, WITH KTY TEMPERATURESENSOR POWER CONNECTOR ROTATABLE ABSOLUTE ENCODERR 2048S/R + 4096 UMDREHUNGEN MULTITURN, WITH ENDAT-SCHNITTSTELLE (ENCODER AM2048S/R) PLAIN SHAFT, TOLERANCE N; W/O HOLDING BRAKE PROTECTION CLASS IP64; | 2221 | TEM | 1 | MC | 7.801 | 1
1FK70603BF711EG1 | SIMOTICS S SYNCHRONOUS MOTOR 1FK7-HI; PN=1,5 KW; UZK=600V M0=6NM (100K); NN=3000RPM; NATURAL COOLING; FRAME SIZE IMB 5 (IM V1, IM V3) FLANGE 1, WITH KTY TEMPERATURESENSOR POWER CONNECTOR ROTATABLE ABSOLUTE ENCODERR 2048S/R + 4096 UMDREHUNGEN MULTITURN, WITH ENDAT-SCHNITTSTELLE (ENCODER AM2048S/R) PLAIN SHAFT, TOLERANCE N; W/O HOLDING BRAKE PROTECTION CLASS IP65, | 2314 | TEM | 1 | MC | 7.801 | 1
1FK70603BF711EG2 | SIMOTICS S SYNCHRONOUS MOTOR 1FK7-HI; PN=1,5 KW; UZK=600V M0=6NM (100K); NN=3000RPM; NATURAL COOLING; FRAME SIZE IMB 5 (IM V1, IM V3) FLANGE 1, WITH KTY TEMPERATURESENSOR POWER CONNECTOR ROTATABLE ABSOLUTE ENCODERR 2048S/R + 4096 UMDREHUNGEN MULTITURN, WITH ENDAT-SCHNITTSTELLE (ENCODER AM2048S/R) PLAIN SHAFT, TOLERANCE N; W/O HOLDING BRAKE PROTECTION CLASS IP65, FLANGE ON DRIVE END IP67; | 2314 | TEM | 1 | MC | 7.801 | 1
1FK70603BF711EH0 | SIMOTICS S SYNCHRONOUS MOTOR 1FK7-HI; PN=1,5 KW; UZK=600V M0=6NM (100K); NN=3000RPM; NATURAL COOLING; FRAME SIZE IMB 5 (IM V1, IM V3) FLANGE 1, WITH KTY TEMPERATURESENSOR POWER CONNECTOR ROTATABLE ABSOLUTE ENCODERR 2048S/R + 4096 UMDREHUNGEN MULTITURN, WITH ENDAT-SCHNITTSTELLE (ENCODER AM2048S/R) PLAIN SHAFT, TOLERANCE N; WITH HOLDING BRAKE PROTECTION CLASS IP64; | 2526 | TEM | 1 | MC | 8.1 | 1
1FK70603BF711EH1 | SIMOTICS S SYNCHRONOUS MOTOR 1FK7-HI; PN=1,5 KW; UZK=600V M0=6NM (100K); NN=3000RPM; NATURAL COOLING; FRAME SIZE IMB 5 (IM V1, IM V3) FLANGE 1, WITH KTY TEMPERATURESENSOR POWER CONNECTOR ROTATABLE ABSOLUTE ENCODERR 2048S/R + 4096 UMDREHUNGEN MULTITURN, WITH ENDAT-SCHNITTSTELLE (ENCODER AM2048S/R) PLAIN SHAFT, TOLERANCE N; WITH HOLDING BRAKE PROTECTION CLASS IP65, | 2619 | TEM | 1 | MC | 8.1 | 1
1FK70603BF711EH2 | SIMOTICS S SYNCHRONOUS MOTOR 1FK7-HI; PN=1,5 KW; UZK=600V M0=6NM (100K); NN=3000RPM; NATURAL COOLING; FRAME SIZE IMB 5 (IM V1, IM V3) FLANGE 1, WITH KTY TEMPERATURESENSOR POWER CONNECTOR ROTATABLE ABSOLUTE ENCODERR 2048S/R + 4096 UMDREHUNGEN MULTITURN, WITH ENDAT-SCHNITTSTELLE (ENCODER AM2048S/R) PLAIN SHAFT, TOLERANCE N; WITH HOLDING BRAKE PROTECTION CLASS IP65, FLANGE ON DRIVE END IP67; | 2619 | TEM | 1 | MC | 8.1 | 1
1FK70603BF711FB0 | SIMOTICS S SYNCHRONOUS MOTOR 1FK7-HI; PN=1,5 KW; UZK=600V M0=6NM (100K); NN=3000RPM; NATURAL COOLING; FRAME SIZE IMB 5 (IM V1, IM V3) FLANGE 1 POWER CONNECTOR ROTATABLE ABSOLUTE ENCODER 22BIT + 12BIT MULTITURN, WITH DRIVE-CLIQ INTERFACE (ENCODER AM22DQ) SHAFT WITH FITTED KEY, TOLERANCE N; WITH HOLDING BRAKE PROTECTION CLASS IP64; | 2929 | TEM | 1 | MC | 8.1 | 1
1FK70603BF711FG0 | SIMOTICS S SYNCHRONOUS MOTOR 1FK7-HI; PN=1,5 KW; UZK=600V M0=6NM (100K); NN=3000RPM; NATURAL COOLING; FRAME SIZE IMB 5 (IM V1, IM V3) FLANGE 1 POWER CONNECTOR ROTATABLE ABSOLUTE ENCODER 22BIT + 12BIT MULTITURN, WITH DRIVE-CLIQ INTERFACE (ENCODER AM22DQ) PLAIN SHAFT, TOLERANCE N; W/O HOLDING BRAKE PROTECTION CLASS IP64; | 2540 | TEM | 1 | MC | 7.801 | 1
1FK70603BF711FG1 | SIMOTICS S SYNCHRONOUS MOTOR 1FK7-HI; PN=1,5 KW; UZK=600V M0=6NM (100K); NN=3000RPM; NATURAL COOLING; FRAME SIZE IMB 5 (IM V1, IM V3) FLANGE 1 POWER CONNECTOR ROTATABLE ABSOLUTE ENCODER 22BIT + 12BIT MULTITURN, WITH DRIVE-CLIQ INTERFACE (ENCODER AM22DQ) PLAIN SHAFT, TOLERANCE N; W/O HOLDING BRAKE PROTECTION CLASS IP65, | 2633 | TEM | 1 | MC | 7.801 | 1
1FK70603BF711FG2 | SIMOTICS S SYNCHRONOUS MOTOR 1FK7-HI; PN=1,5 KW; UZK=600V M0=6NM (100K); NN=3000RPM; NATURAL COOLING; FRAME SIZE IMB 5 (IM V1, IM V3) FLANGE 1 POWER CONNECTOR ROTATABLE ABSOLUTE ENCODER 22BIT + 12BIT MULTITURN, WITH DRIVE-CLIQ INTERFACE (ENCODER AM22DQ) PLAIN SHAFT, TOLERANCE N; W/O HOLDING BRAKE PROTECTION CLASS IP65, FLANGE ON DRIVE END IP67; | 2633 | TEM | 1 | MC | 7.801 | 1
1FK70603BF711FH0 | SIMOTICS S SYNCHRONOUS MOTOR 1FK7-HI; PN=1,5 KW; UZK=600V M0=6NM (100K); NN=3000RPM; NATURAL COOLING; FRAME SIZE IMB 5 (IM V1, IM V3) FLANGE 1 POWER CONNECTOR ROTATABLE ABSOLUTE ENCODER 22BIT + 12BIT MULTITURN, WITH DRIVE-CLIQ INTERFACE (ENCODER AM22DQ) PLAIN SHAFT, TOLERANCE N; WITH HOLDING BRAKE PROTECTION CLASS IP64; | 2845 | TEM | 1 | MC | 8.1 | 1
1FK70603BF711LG1 | SIMOTICS S SYNCHRONOUS MOTOR 1FK7-HI; PN=1,5 KW; UZK=600V M0=6NM (100K); NN=3000RPM; NATURAL COOLING; FRAME SIZE IMB 5 (IM V1, IM V3) FLANGE 1 POWER CONNECTOR ROTATABLE ABSOLUTE ENCODER 20BIT + 12 BIT MULTITURN WITH DRIVE-CLIQ INTERFACE (ENCODER AM20DQ) PLAIN SHAFT, TOLERANCE N; W/O HOLDING BRAKE PROTECTION CLASS IP65, | 2154 | TEM | 1 | MC | 7.801 | 1
1FK70603BF711LG2 | SIMOTICS S SYNCHRONOUS MOTOR 1FK7-HI; PN=1,5 KW; UZK=600V M0=6NM (100K); NN=3000RPM; NATURAL COOLING; FRAME SIZE IMB 5 (IM V1, IM V3) FLANGE 1 POWER CONNECTOR ROTATABLE ABSOLUTE ENCODER 20BIT + 12 BIT MULTITURN WITH DRIVE-CLIQ INTERFACE (ENCODER AM20DQ) PLAIN SHAFT, TOLERANCE N; W/O HOLDING BRAKE PROTECTION CLASS IP65, FLANGE ON DRIVE END IP67; | 2154 | TEM | 1 | MC | 7.801 | 1
1FK70603BF711QA0 | SIMOTICS S SYNCHRONOUS MOTOR 1FK7-HI; PN=1,5 KW; UZK=600V M0=6NM (100K); NN=3000RPM; NATURAL COOLING; FRAME SIZE IMB 5 (IM V1, IM V3) FLANGE 1 POWER CONNECTOR ROTATABLE ABSOLUTE ENCODER SINGLETURN 20 BIT WITH DRIVE-CLIQ INTERFACE (ENCODER AS20DQI) SHAFT WITH FITTED KEY, TOLERANCE N; W/O HOLDING BRAKE PROTECTION CLASS IP64; | 1693 | TEM | 1 | MC | 7.801 | 1
1FK70603BF711QA1 | SIMOTICS S SYNCHRONOUS MOTOR 1FK7-HI; PN=1,5 KW; UZK=600V M0=6NM (100K); NN=3000RPM; NATURAL COOLING; FRAME SIZE IMB 5 (IM V1, IM V3) FLANGE 1 POWER CONNECTOR ROTATABLE ABSOLUTE ENCODER SINGLETURN 20 BIT WITH DRIVE-CLIQ INTERFACE (ENCODER AS20DQI) SHAFT WITH FITTED KEY, TOLERANCE N; W/O HOLDING BRAKE PROTECTION CLASS IP65, | 1787 | TEM | 1 | MC | 7.801 | 1
1FK70603BF711QA2 | SIMOTICS S SYNCHRONOUS MOTOR 1FK7-HI; PN=1,5 KW; UZK=600V M0=6NM (100K); NN=3000RPM; NATURAL COOLING; FRAME SIZE IMB 5 (IM V1, IM V3) FLANGE 1 POWER CONNECTOR ROTATABLE ABSOLUTE ENCODER SINGLETURN 20 BIT WITH DRIVE-CLIQ INTERFACE (ENCODER AS20DQI) SHAFT WITH FITTED KEY, TOLERANCE N; W/O HOLDING BRAKE PROTECTION CLASS IP65, FLANGE ON DRIVE END IP67; | 1787 | TEM | 1 | MC | 7.801 | 1
1FK70603BF711QB0 | SIMOTICS S SYNCHRONOUS MOTOR 1FK7-HI; PN=1,5 KW; UZK=600V M0=6NM (100K); NN=3000RPM; NATURAL COOLING; FRAME SIZE IMB 5 (IM V1, IM V3) FLANGE 1 POWER CONNECTOR ROTATABLE ABSOLUTE ENCODER SINGLETURN 20 BIT WITH DRIVE-CLIQ INTERFACE (ENCODER AS20DQI) SHAFT WITH FITTED KEY, TOLERANCE N; WITH HOLDING BRAKE PROTECTION CLASS IP64; | 1996 | TEM | 1 | MC | 8.1 | 1
1FK70603BF711QB1 | SIMOTICS S SYNCHRONOUS MOTOR 1FK7-HI; PN=1,5 KW; UZK=600V M0=6NM (100K); NN=3000RPM; NATURAL COOLING; FRAME SIZE IMB 5 (IM V1, IM V3) FLANGE 1 POWER CONNECTOR ROTATABLE ABSOLUTE ENCODER SINGLETURN 20 BIT WITH DRIVE-CLIQ INTERFACE (ENCODER AS20DQI) SHAFT WITH FITTED KEY, TOLERANCE N; WITH HOLDING BRAKE PROTECTION CLASS IP65, | 2090 | TEM | 1 | MC | 8.1 | 1
1FK70603BF711QB2 | SIMOTICS S SYNCHRONOUS MOTOR 1FK7-HI; PN=1,5 KW; UZK=600V M0=6NM (100K); NN=3000RPM; NATURAL COOLING; FRAME SIZE IMB 5 (IM V1, IM V3) FLANGE 1 POWER CONNECTOR ROTATABLE ABSOLUTE ENCODER SINGLETURN 20 BIT WITH DRIVE-CLIQ INTERFACE (ENCODER AS20DQI) SHAFT WITH FITTED KEY, TOLERANCE N; WITH HOLDING BRAKE PROTECTION CLASS IP65, FLANGE ON DRIVE END IP67; | 2090 | TEM | 1 | MC | 8.1 | 1
1FK70603BF711QG0 | SIMOTICS S SYNCHRONOUS MOTOR 1FK7-HI; PN=1,5 KW; UZK=600V M0=6NM (100K); NN=3000RPM; NATURAL COOLING; FRAME SIZE IMB 5 (IM V1, IM V3) FLANGE 1 POWER CONNECTOR ROTATABLE ABSOLUTE ENCODER SINGLETURN 20 BIT WITH DRIVE-CLIQ INTERFACE (ENCODER AS20DQI) PLAIN SHAFT, TOLERANCE N; W/O HOLDING BRAKE PROTECTION CLASS IP64; | 1607 | TEM | 1 | MC | 7.801 | 1
1FK70603BF711QG1 | SIMOTICS S SYNCHRONOUS MOTOR 1FK7-HI; PN=1,5 KW; UZK=600V M0=6NM (100K); NN=3000RPM; NATURAL COOLING; FRAME SIZE IMB 5 (IM V1, IM V3) FLANGE 1 POWER CONNECTOR ROTATABLE ABSOLUTE ENCODER SINGLETURN 20 BIT WITH DRIVE-CLIQ INTERFACE (ENCODER AS20DQI) PLAIN SHAFT, TOLERANCE N; W/O HOLDING BRAKE PROTECTION CLASS IP65, | 1701 | TEM | 1 | MC | 7.801 | 1
1FK70603BF711QG2 | SIMOTICS S SYNCHRONOUS MOTOR 1FK7-HI; PN=1,5 KW; UZK=600V M0=6NM (100K); NN=3000RPM; NATURAL COOLING; FRAME SIZE IMB 5 (IM V1, IM V3) FLANGE 1 POWER CONNECTOR ROTATABLE ABSOLUTE ENCODER SINGLETURN 20 BIT WITH DRIVE-CLIQ INTERFACE (ENCODER AS20DQI) PLAIN SHAFT, TOLERANCE N; W/O HOLDING BRAKE PROTECTION CLASS IP65, FLANGE ON DRIVE END IP67; | 1701 | TEM | 1 | MC | 7.801 | 1
1FK70603BF711QH0 | SIMOTICS S SYNCHRONOUS MOTOR 1FK7-HI; PN=1,5 KW; UZK=600V M0=6NM (100K); NN=3000RPM; NATURAL COOLING; FRAME SIZE IMB 5 (IM V1, IM V3) FLANGE 1 POWER CONNECTOR ROTATABLE ABSOLUTE ENCODER SINGLETURN 20 BIT WITH DRIVE-CLIQ INTERFACE (ENCODER AS20DQI) PLAIN SHAFT, TOLERANCE N; WITH HOLDING BRAKE PROTECTION CLASS IP64; | 1912 | TEM | 1 | MC | 8.1 | 1
1FK70603BF711QH1 | SIMOTICS S SYNCHRONOUS MOTOR 1FK7-HI; PN=1,5 KW; UZK=600V M0=6NM (100K); NN=3000RPM; NATURAL COOLING; FRAME SIZE IMB 5 (IM V1, IM V3) FLANGE 1 POWER CONNECTOR ROTATABLE ABSOLUTE ENCODER SINGLETURN 20 BIT WITH DRIVE-CLIQ INTERFACE (ENCODER AS20DQI) PLAIN SHAFT, TOLERANCE N; WITH HOLDING BRAKE PROTECTION CLASS IP65, | 2006 | TEM | 1 | MC | 8.1 | 1
1FK70603BF711QH2 | SIMOTICS S SYNCHRONOUS MOTOR 1FK7-HI; PN=1,5 KW; UZK=600V M0=6NM (100K); NN=3000RPM; NATURAL COOLING; FRAME SIZE IMB 5 (IM V1, IM V3) FLANGE 1 POWER CONNECTOR ROTATABLE ABSOLUTE ENCODER SINGLETURN 20 BIT WITH DRIVE-CLIQ INTERFACE (ENCODER AS20DQI) PLAIN SHAFT, TOLERANCE N; WITH HOLDING BRAKE PROTECTION CLASS IP65, FLANGE ON DRIVE END IP67; | 2006 | TEM | 1 | MC | 8.1 | 1
1FK70603BF711RA0 | SIMOTICS S SYNCHRONOUS MOTOR 1FK7-HI; PN=1,5 KW; UZK=600V M0=6NM (100K); NN=3000RPM; NATURAL COOLING; FRAME SIZE IMB 5 (IM V1, IM V3) FLANGE 1 POWER CONNECTOR ROTATABLE ABSOLUTE ENCODER 20 BIT + 12 BIT MULTITURN WITH DRIVE-CLIQ INTERFACE (ENCODER AM20DQI) SHAFT WITH FITTED KEY, TOLERANCE N; W/O HOLDING BRAKE PROTECTION CLASS IP64; | 2067 | TEM | 1 | MC | 7.801 | 1
1FK70603BF711RA1 | SIMOTICS S SYNCHRONOUS MOTOR 1FK7-HI; PN=1,5 KW; UZK=600V M0=6NM (100K); NN=3000RPM; NATURAL COOLING; FRAME SIZE IMB 5 (IM V1, IM V3) FLANGE 1 POWER CONNECTOR ROTATABLE ABSOLUTE ENCODER 20 BIT + 12 BIT MULTITURN WITH DRIVE-CLIQ INTERFACE (ENCODER AM20DQI) SHAFT WITH FITTED KEY, TOLERANCE N; W/O HOLDING BRAKE PROTECTION CLASS IP65, | 2161 | TEM | 1 | MC | 7.801 | 1
1FK70603BF711RA2 | SIMOTICS S SYNCHRONOUS MOTOR 1FK7-HI; PN=1,5 KW; UZK=600V M0=6NM (100K); NN=3000RPM; NATURAL COOLING; FRAME SIZE IMB 5 (IM V1, IM V3) FLANGE 1 POWER CONNECTOR ROTATABLE ABSOLUTE ENCODER 20 BIT + 12 BIT MULTITURN WITH DRIVE-CLIQ INTERFACE (ENCODER AM20DQI) SHAFT WITH FITTED KEY, TOLERANCE N; W/O HOLDING BRAKE PROTECTION CLASS IP65, FLANGE ON DRIVE END IP67; | 2161 | TEM | 1 | MC | 7.801 | 1
1FK70603BF711RB0 | SIMOTICS S SYNCHRONOUS MOTOR 1FK7-HI; PN=1,5 KW; UZK=600V M0=6NM (100K); NN=3000RPM; NATURAL COOLING; FRAME SIZE IMB 5 (IM V1, IM V3) FLANGE 1 POWER CONNECTOR ROTATABLE ABSOLUTE ENCODER 20 BIT + 12 BIT MULTITURN WITH DRIVE-CLIQ INTERFACE (ENCODER AM20DQI) SHAFT WITH FITTED KEY, TOLERANCE N; WITH HOLDING BRAKE PROTECTION CLASS IP64; | 2370 | TEM | 1 | MC | 8.1 | 1
1FK70603BF711RB1 | SIMOTICS S SYNCHRONOUS MOTOR 1FK7-HI; PN=1,5 KW; UZK=600V M0=6NM (100K); NN=3000RPM; NATURAL COOLING; FRAME SIZE IMB 5 (IM V1, IM V3) FLANGE 1 POWER CONNECTOR ROTATABLE ABSOLUTE ENCODER 20 BIT + 12 BIT MULTITURN WITH DRIVE-CLIQ INTERFACE (ENCODER AM20DQI) SHAFT WITH FITTED KEY, TOLERANCE N; WITH HOLDING BRAKE PROTECTION CLASS IP65, | 2464 | TEM | 1 | MC | 8.1 | 1
1FK70603BF711RB2 | SIMOTICS S SYNCHRONOUS MOTOR 1FK7-HI; PN=1,5 KW; UZK=600V M0=6NM (100K); NN=3000RPM; NATURAL COOLING; FRAME SIZE IMB 5 (IM V1, IM V3) FLANGE 1 POWER CONNECTOR ROTATABLE ABSOLUTE ENCODER 20 BIT + 12 BIT MULTITURN WITH DRIVE-CLIQ INTERFACE (ENCODER AM20DQI) SHAFT WITH FITTED KEY, TOLERANCE N; WITH HOLDING BRAKE PROTECTION CLASS IP65, FLANGE ON DRIVE END IP67; | 2464 | TEM | 1 | MC | 8.1 | 1
1FK70603BF711RG0 | SIMOTICS S SYNCHRONOUS MOTOR 1FK7-HI; PN=1,5 KW; UZK=600V M0=6NM (100K); NN=3000RPM; NATURAL COOLING; FRAME SIZE IMB 5 (IM V1, IM V3) FLANGE 1 POWER CONNECTOR ROTATABLE ABSOLUTE ENCODER 20 BIT + 12 BIT MULTITURN WITH DRIVE-CLIQ INTERFACE (ENCODER AM20DQI) PLAIN SHAFT, TOLERANCE N; W/O HOLDING BRAKE PROTECTION CLASS IP64; | 1981 | TEM | 1 | MC | 7.801 | 1
1FK70603BF711RG1 | SIMOTICS S SYNCHRONOUS MOTOR 1FK7-HI; PN=1,5 KW; UZK=600V M0=6NM (100K); NN=3000RPM; NATURAL COOLING; FRAME SIZE IMB 5 (IM V1, IM V3) FLANGE 1 POWER CONNECTOR ROTATABLE ABSOLUTE ENCODER 20 BIT + 12 BIT MULTITURN WITH DRIVE-CLIQ INTERFACE (ENCODER AM20DQI) PLAIN SHAFT, TOLERANCE N; W/O HOLDING BRAKE PROTECTION CLASS IP65, | 2075 | TEM | 1 | MC | 7.801 | 1
1FK70603BF711RG2 | SIMOTICS S SYNCHRONOUS MOTOR 1FK7-HI; PN=1,5 KW; UZK=600V M0=6NM (100K); NN=3000RPM; NATURAL COOLING; FRAME SIZE IMB 5 (IM V1, IM V3) FLANGE 1 POWER CONNECTOR ROTATABLE ABSOLUTE ENCODER 20 BIT + 12 BIT MULTITURN WITH DRIVE-CLIQ INTERFACE (ENCODER AM20DQI) PLAIN SHAFT, TOLERANCE N; W/O HOLDING BRAKE PROTECTION CLASS IP65, FLANGE ON DRIVE END IP67; | 2075 | TEM | 1 | MC | 7.801 | 1
1FK70603BF711RH0 | SIMOTICS S SYNCHRONOUS MOTOR 1FK7-HI; PN=1,5 KW; UZK=600V M0=6NM (100K); NN=3000RPM; NATURAL COOLING; FRAME SIZE IMB 5 (IM V1, IM V3) FLANGE 1 POWER CONNECTOR ROTATABLE ABSOLUTE ENCODER 20 BIT + 12 BIT MULTITURN WITH DRIVE-CLIQ INTERFACE (ENCODER AM20DQI) PLAIN SHAFT, TOLERANCE N; WITH HOLDING BRAKE PROTECTION CLASS IP64; | 2286 | TEM | 1 | MC | 8.1 | 1
1FK70603BF711RH1 | SIMOTICS S SYNCHRONOUS MOTOR 1FK7-HI; PN=1,5 KW; UZK=600V M0=6NM (100K); NN=3000RPM; NATURAL COOLING; FRAME SIZE IMB 5 (IM V1, IM V3) FLANGE 1 POWER CONNECTOR ROTATABLE ABSOLUTE ENCODER 20 BIT + 12 BIT MULTITURN WITH DRIVE-CLIQ INTERFACE (ENCODER AM20DQI) PLAIN SHAFT, TOLERANCE N; WITH HOLDING BRAKE PROTECTION CLASS IP65, | 2380 | TEM | 1 | MC | 8.1 | 1
1FK70603BF711RH2 | SIMOTICS S SYNCHRONOUS MOTOR 1FK7-HI; PN=1,5 KW; UZK=600V M0=6NM (100K); NN=3000RPM; NATURAL COOLING; FRAME SIZE IMB 5 (IM V1, IM V3) FLANGE 1 POWER CONNECTOR ROTATABLE ABSOLUTE ENCODER 20 BIT + 12 BIT MULTITURN WITH DRIVE-CLIQ INTERFACE (ENCODER AM20DQI) PLAIN SHAFT, TOLERANCE N; WITH HOLDING BRAKE PROTECTION CLASS IP65, FLANGE ON DRIVE END IP67; | 2380 | TEM | 1 | MC | 8.1 | 1
1FK70605AF711AA0 | SIMOTICS S SYNCHRONOUS SERVOMOTORS 1FK7 COMPACT 6,0NM, 100K, 3000RPM, 1,48KW NATURAL AIR COOLING, IM B5 (IM V1, IM V3) POWER/SIGNAL CONNECTORS CONN. CAN BE ROTATED BY 270 DEGR., INCREM. ENCODER, SIN/COS 1 VPP 2048 P/REV (ENCODER I-2048); SHAFT WITH FITTED KEY, TOLERANCE N; W/O HOLDING BRAKE DEGREE OF PROTECTION IP64 | 2102 | TEM | 1 | MC | 7.003 | 1
1FK70605AF711AA2 | SIMOTICS S SYNCHRONOUS SERVOMOTORS 1FK7 COMPACT 6,0NM, 100K, 3000RPM, 1,48KW NATURAL AIR COOLING, IM B5 (IM V1, IM V3) POWER/SIGNAL CONNECTORS CONN. CAN BE ROTATED BY 270 DEGR., INCREM. ENCODER, SIN/COS 1 VPP 2048 P/REV (ENCODER I-2048); SHAFT WITH FITTED KEY, TOLERANCE N; W/O HOLDING BRAKE DEGREE OF PROTECTION IP65 FLANGE ON DRIVE END IP67 | 2204 | TEM | 1 | MC | 7.003 | 1
1FK70605AF711AA3 | SIMOTICS S SYNCHRONOUS SERVOMOTORS 1FK7 COMPACT 6,0NM, 100K, 3000RPM, 1,48KW NATURAL AIR COOLING, IM B5 (IM V1, IM V3) POWER/SIGNAL CONNECTORS CONN. CAN BE ROTATED BY 270 DEGR., INCREM. ENCODER, SIN/COS 1 VPP 2048 P/REV (ENCODER I-2048); SHAFT WITH FITTED KEY, TOLERANCE N; W/O HOLDING BRAKE DEGREE OF PROTECTION IP64; PAINT FINISH RAL7016 | 2151 | TEM | 1 | MC | 7.003 | 1
1FK70605AF711AA5 | SIMOTICS S SYNCHRONOUS SERVOMOTORS 1FK7 COMPACT 6,0NM, 100K, 3000RPM, 1,48KW NATURAL AIR COOLING, IM B5 (IM V1, IM V3) POWER/SIGNAL CONNECTORS CONN. CAN BE ROTATED BY 270 DEGR., INCREM. ENCODER, SIN/COS 1 VPP 2048 P/REV (ENCODER I-2048); SHAFT WITH FITTED KEY, TOLERANCE N; W/O HOLDING BRAKE DEGREE OF PROTECTION IP65 AS FLANGE IP67; PAINT FINISH RAL7016 | 2253 | TEM | 1 | MC | 7.003 | 1
1FK70605AF711AA8 | SIMOTICS S SYNCHRONOUS SERVOMOTORS 1FK7 COMPACT 6,0NM, 100K, 3000RPM, 1,48KW NATURAL AIR COOLING, IM B5 (IM V1, IM V3) POWER/SIGNAL CONNECTORS CONN. CAN BE ROTATED BY 270 DEGR., INCREM. ENCODER, SIN/COS 1 VPP 2048 P/REV (ENCODER I-2048); SHAFT WITH FITTED KEY, TOLERANCE N; W/O HOLDING BRAKE DEGREE OF PROTECTION IP65 IP67 D-END FLANGE; RAL7016 COATING; METALLIC RATING PLATE AT MOTOR | 2361 | TEM | 1 | MC | 7.003 | 1
1FK70605AF711AB0 | SIMOTICS S SYNCHRONOUS SERVOMOTORS 1FK7 COMPACT 6,0NM, 100K, 3000RPM, 1,48KW NATURAL AIR COOLING, IM B5 (IM V1, IM V3) POWER/SIGNAL CONNECTORS CONN. CAN BE ROTATED BY 270 DEGR., INCREM. ENCODER, SIN/COS 1 VPP 2048 P/REV (ENCODER I-2048); SHAFT WITH FITTED KEY, TOLERANCE N; WITH HOLDING BRAKE DEGREE OF PROTECTION IP64 | 2431 | TEM | 1 | MC | 8.302 | 1
1FK70605AF711AB2 | SIMOTICS S SYNCHRONOUS SERVOMOTORS 1FK7 COMPACT 6,0NM, 100K, 3000RPM, 1,48KW NATURAL AIR COOLING, IM B5 (IM V1, IM V3) POWER/SIGNAL CONNECTORS CONN. CAN BE ROTATED BY 270 DEGR., INCREM. ENCODER, SIN/COS 1 VPP 2048 P/REV (ENCODER I-2048); SHAFT WITH FITTED KEY, TOLERANCE N; WITH HOLDING BRAKE DEGREE OF PROTECTION IP65 FLANGE ON DRIVE END IP67 | 2533 | TEM | 1 | MC | 8.302 | 1
1FK70605AF711AB3 | SIMOTICS S SYNCHRONOUS SERVOMOTORS 1FK7 COMPACT 6,0NM, 100K, 3000RPM, 1,48KW NATURAL AIR COOLING, IM B5 (IM V1, IM V3) POWER/SIGNAL CONNECTORS CONN. CAN BE ROTATED BY 270 DEGR., INCREM. ENCODER, SIN/COS 1 VPP 2048 P/REV (ENCODER I-2048); SHAFT WITH FITTED KEY, TOLERANCE N; WITH HOLDING BRAKE DEGREE OF PROTECTION IP64; PAINT FINISH RAL7016 | 2480 | TEM | 1 | MC | 8.302 | 1
1FK70605AF711AB5 | SIMOTICS S SYNCHRONOUS SERVOMOTORS 1FK7 COMPACT 6,0NM, 100K, 3000RPM, 1,48KW NATURAL AIR COOLING, IM B5 (IM V1, IM V3) POWER/SIGNAL CONNECTORS CONN. CAN BE ROTATED BY 270 DEGR., INCREM. ENCODER, SIN/COS 1 VPP 2048 P/REV (ENCODER I-2048); SHAFT WITH FITTED KEY, TOLERANCE N; WITH HOLDING BRAKE DEGREE OF PROTECTION IP65 AS FLANGE IP67; PAINT FINISH RAL7016 | 2582 | TEM | 1 | MC | 8.302 | 1
1FK70605AF711AB8 | SIMOTICS S SYNCHRONOUS SERVOMOTORS 1FK7 COMPACT 6,0NM, 100K, 3000RPM, 1,48KW NATURAL AIR COOLING, IM B5 (IM V1, IM V3) POWER/SIGNAL CONNECTORS CONN. CAN BE ROTATED BY 270 DEGR., INCREM. ENCODER, SIN/COS 1 VPP 2048 P/REV (ENCODER I-2048); SHAFT WITH FITTED KEY, TOLERANCE N; WITH HOLDING BRAKE DEGREE OF PROTECTION IP65 IP67 D-END FLANGE; RAL7016 COATING; METALLIC RATING PLATE AT MOTOR | 2690 | TEM | 1 | MC | 8.302 | 1
1FK70605AF711AG0 | SIMOTICS S SYNCHRONOUS SERVOMOTORS 1FK7 COMPACT 6,0NM, 100K, 3000RPM, 1,48KW NATURAL AIR COOLING, IM B5 (IM V1, IM V3) POWER/SIGNAL CONNECTORS CONN. CAN BE ROTATED BY 270 DEGR., INCREM. ENCODER, SIN/COS 1 VPP 2048 P/REV (ENCODER I-2048); PLAIN SHAFT, TOLERANCE N; W/O HOLDING BRAKE DEGREE OF PROTECTION IP64 | 2008 | TEM | 1 | MC | 7.003 | 1
1FK70605AF711AG2 | SIMOTICS S SYNCHRONOUS SERVOMOTORS 1FK7 COMPACT 6,0NM, 100K, 3000RPM, 1,48KW NATURAL AIR COOLING, IM B5 (IM V1, IM V3) POWER/SIGNAL CONNECTORS CONN. CAN BE ROTATED BY 270 DEGR., INCREM. ENCODER, SIN/COS 1 VPP 2048 P/REV (ENCODER I-2048); PLAIN SHAFT, TOLERANCE N; W/O HOLDING BRAKE DEGREE OF PROTECTION IP65 FLANGE ON DRIVE END IP67 | 2110 | TEM | 1 | MC | 7.003 | 1
1FK70605AF711AG3 | SIMOTICS S SYNCHRONOUS SERVOMOTORS 1FK7 COMPACT 6,0NM, 100K, 3000RPM, 1,48KW NATURAL AIR COOLING, IM B5 (IM V1, IM V3) POWER/SIGNAL CONNECTORS CONN. CAN BE ROTATED BY 270 DEGR., INCREM. ENCODER, SIN/COS 1 VPP 2048 P/REV (ENCODER I-2048); PLAIN SHAFT, TOLERANCE N; W/O HOLDING BRAKE DEGREE OF PROTECTION IP64; PAINT FINISH RAL7016 | 2057 | TEM | 1 | MC | 7.003 | 1
1FK70605AF711AG5 | SIMOTICS S SYNCHRONOUS SERVOMOTORS 1FK7 COMPACT 6,0NM, 100K, 3000RPM, 1,48KW NATURAL AIR COOLING, IM B5 (IM V1, IM V3) POWER/SIGNAL CONNECTORS CONN. CAN BE ROTATED BY 270 DEGR., INCREM. ENCODER, SIN/COS 1 VPP 2048 P/REV (ENCODER I-2048); PLAIN SHAFT, TOLERANCE N; W/O HOLDING BRAKE DEGREE OF PROTECTION IP65 AS FLANGE IP67; PAINT FINISH RAL7016 | 2159 | TEM | 1 | MC | 7.003 | 1
1FK70605AF711AG8 | SIMOTICS S SYNCHRONOUS SERVOMOTORS 1FK7 COMPACT 6,0NM, 100K, 3000RPM, 1,48KW NATURAL AIR COOLING, IM B5 (IM V1, IM V3) POWER/SIGNAL CONNECTORS CONN. CAN BE ROTATED BY 270 DEGR., INCREM. ENCODER, SIN/COS 1 VPP 2048 P/REV (ENCODER I-2048); PLAIN SHAFT, TOLERANCE N; W/O HOLDING BRAKE DEGREE OF PROTECTION IP65 IP67 D-END FLANGE; RAL7016 COATING; METALLIC RATING PLATE AT MOTOR | 2268 | TEM | 1 | MC | 7.003 | 1
1FK70605AF711AH0 | SIMOTICS S SYNCHRONOUS SERVOMOTORS 1FK7 COMPACT 6,0NM, 100K, 3000RPM, 1,48KW NATURAL AIR COOLING, IM B5 (IM V1, IM V3) POWER/SIGNAL CONNECTORS CONN. CAN BE ROTATED BY 270 DEGR., INCREM. ENCODER, SIN/COS 1 VPP 2048 P/REV (ENCODER I-2048); PLAIN SHAFT, TOLERANCE N; WITH HOLDING BRAKE DEGREE OF PROTECTION IP64 | 2340 | TEM | 1 | MC | 8.302 | 1
1FK70605AF711AH2 | SIMOTICS S SYNCHRONOUS SERVOMOTORS 1FK7 COMPACT 6,0NM, 100K, 3000RPM, 1,48KW NATURAL AIR COOLING, IM B5 (IM V1, IM V3) POWER/SIGNAL CONNECTORS CONN. CAN BE ROTATED BY 270 DEGR., INCREM. ENCODER, SIN/COS 1 VPP 2048 P/REV (ENCODER I-2048); PLAIN SHAFT, TOLERANCE N; WITH HOLDING BRAKE DEGREE OF PROTECTION IP65 FLANGE ON DRIVE END IP67 | 2441 | TEM | 1 | MC | 8.302 | 1
1FK70605AF711AH3 | SIMOTICS S SYNCHRONOUS SERVOMOTORS 1FK7 COMPACT 6,0NM, 100K, 3000RPM, 1,48KW NATURAL AIR COOLING, IM B5 (IM V1, IM V3) POWER/SIGNAL CONNECTORS CONN. CAN BE ROTATED BY 270 DEGR., INCREM. ENCODER, SIN/COS 1 VPP 2048 P/REV (ENCODER I-2048); PLAIN SHAFT, TOLERANCE N; WITH HOLDING BRAKE DEGREE OF PROTECTION IP64; PAINT FINISH RAL7016 | 2389 | TEM | 1 | MC | 8.302 | 1
1FK70605AF711AH5 | SIMOTICS S SYNCHRONOUS SERVOMOTORS 1FK7 COMPACT 6,0NM, 100K, 3000RPM, 1,48KW NATURAL AIR COOLING, IM B5 (IM V1, IM V3) POWER/SIGNAL CONNECTORS CONN. CAN BE ROTATED BY 270 DEGR., INCREM. ENCODER, SIN/COS 1 VPP 2048 P/REV (ENCODER I-2048); PLAIN SHAFT, TOLERANCE N; WITH HOLDING BRAKE DEGREE OF PROTECTION IP65 AS FLANGE IP67; PAINT FINISH RAL7016 | 2490 | TEM | 1 | MC | 8.302 | 1
1FK70605AF711AH8 | SIMOTICS S SYNCHRONOUS SERVOMOTORS 1FK7 COMPACT 6,0NM, 100K, 3000RPM, 1,48KW NATURAL AIR COOLING, IM B5 (IM V1, IM V3) POWER/SIGNAL CONNECTORS CONN. CAN BE ROTATED BY 270 DEGR., INCREM. ENCODER, SIN/COS 1 VPP 2048 P/REV (ENCODER I-2048); PLAIN SHAFT, TOLERANCE N; WITH HOLDING BRAKE DEGREE OF PROTECTION IP65 IP67 D-END FLANGE; RAL7016 COATING; METALLIC RATING PLATE AT MOTOR | 2599 | TEM | 1 | MC | 8.302 | 1
1FK70605AF711DA0 | SIMOTICS S SYNCHRONOUS SERVOMOTORS 1FK7 COMPACT 6,0NM, 100K, 3000RPM, 1,48KW NATURAL AIR COOLING, IM B5 (IM V1, IM V3) POWER/SIGNAL CONNECTORS CONN. CAN BE ROTATED BY 270 DEGR., INCREMENTAL ENCODER 2048 P/REV (ENCODER I-2048) WITH DRIVE-CLIQ INTERFACE; SHAFT WITH FITTED KEY, TOLERANCE N; W/O HOLDING BRAKE DEGREE OF PROTECTION IP64 | 2364 | TEM | 1 | MC | 7.003 | 1
1FK70605AF711DA2 | SIMOTICS S SYNCHRONOUS SERVOMOTORS 1FK7 COMPACT 6,0NM, 100K, 3000RPM, 1,48KW NATURAL AIR COOLING, IM B5 (IM V1, IM V3) POWER/SIGNAL CONNECTORS CONN. CAN BE ROTATED BY 270 DEGR., INCREMENTAL ENCODER 2048 P/REV (ENCODER I-2048) WITH DRIVE-CLIQ INTERFACE; SHAFT WITH FITTED KEY, TOLERANCE N; W/O HOLDING BRAKE DEGREE OF PROTECTION IP65 FLANGE ON DRIVE END IP67 | 2465 | TEM | 1 | MC | 7.003 | 1
1FK70605AF711DA3 | SIMOTICS S SYNCHRONOUS SERVOMOTORS 1FK7 COMPACT 6,0NM, 100K, 3000RPM, 1,48KW NATURAL AIR COOLING, IM B5 (IM V1, IM V3) POWER/SIGNAL CONNECTORS CONN. CAN BE ROTATED BY 270 DEGR., INCREMENTAL ENCODER 2048 P/REV (ENCODER I-2048) WITH DRIVE-CLIQ INTERFACE; SHAFT WITH FITTED KEY, TOLERANCE N; W/O HOLDING BRAKE DEGREE OF PROTECTION IP64; PAINT FINISH RAL7016 | 2413 | TEM | 1 | MC | 7.003 | 1
1FK70605AF711DA5 | SIMOTICS S SYNCHRONOUS SERVOMOTORS 1FK7 COMPACT 6,0NM, 100K, 3000RPM, 1,48KW NATURAL AIR COOLING, IM B5 (IM V1, IM V3) POWER/SIGNAL CONNECTORS CONN. CAN BE ROTATED BY 270 DEGR., INCREMENTAL ENCODER 2048 P/REV (ENCODER I-2048) WITH DRIVE-CLIQ INTERFACE; SHAFT WITH FITTED KEY, TOLERANCE N; W/O HOLDING BRAKE DEGREE OF PROTECTION IP65 AS FLANGE IP67; PAINT FINISH RAL7016 | 2515 | TEM | 1 | MC | 7.003 | 1
1FK70605AF711DA8 | SIMOTICS S SYNCHRONOUS SERVOMOTORS 1FK7 COMPACT 6,0NM, 100K, 3000RPM, 1,48KW NATURAL AIR COOLING, IM B5 (IM V1, IM V3) POWER/SIGNAL CONNECTORS CONN. CAN BE ROTATED BY 270 DEGR., INCREMENTAL ENCODER 2048 P/REV (ENCODER I-2048) WITH DRIVE-CLIQ INTERFACE; SHAFT WITH FITTED KEY, TOLERANCE N; W/O HOLDING BRAKE DEGREE OF PROTECTION IP65 IP67 D-END FLANGE; RAL7016 COATING; METALLIC RATING PLATE AT MOTOR | 2623 | TEM | 1 | MC | 7.003 | 1
1FK70605AF711DB0 | SIMOTICS S SYNCHRONOUS SERVOMOTORS 1FK7 COMPACT 6,0NM, 100K, 3000RPM, 1,48KW NATURAL AIR COOLING, IM B5 (IM V1, IM V3) POWER/SIGNAL CONNECTORS CONN. CAN BE ROTATED BY 270 DEGR., INCREMENTAL ENCODER 2048 P/REV (ENCODER I-2048) WITH DRIVE-CLIQ INTERFACE; SHAFT WITH FITTED KEY, TOLERANCE N; WITH HOLDING BRAKE DEGREE OF PROTECTION IP64 | 2693 | TEM | 1 | MC | 8.302 | 1
1FK70605AF711DB2 | SIMOTICS S SYNCHRONOUS SERVOMOTORS 1FK7 COMPACT 6,0NM, 100K, 3000RPM, 1,48KW NATURAL AIR COOLING, IM B5 (IM V1, IM V3) POWER/SIGNAL CONNECTORS CONN. CAN BE ROTATED BY 270 DEGR., INCREMENTAL ENCODER 2048 P/REV (ENCODER I-2048) WITH DRIVE-CLIQ INTERFACE; SHAFT WITH FITTED KEY, TOLERANCE N; WITH HOLDING BRAKE DEGREE OF PROTECTION IP65 FLANGE ON DRIVE END IP67 | 2794 | TEM | 1 | MC | 8.302 | 1
1FK70605AF711DB3 | SIMOTICS S SYNCHRONOUS SERVOMOTORS 1FK7 COMPACT 6,0NM, 100K, 3000RPM, 1,48KW NATURAL AIR COOLING, IM B5 (IM V1, IM V3) POWER/SIGNAL CONNECTORS CONN. CAN BE ROTATED BY 270 DEGR., INCREMENTAL ENCODER 2048 P/REV (ENCODER I-2048) WITH DRIVE-CLIQ INTERFACE; SHAFT WITH FITTED KEY, TOLERANCE N; WITH HOLDING BRAKE DEGREE OF PROTECTION IP64; PAINT FINISH RAL7016 | 2742 | TEM | 1 | MC | 8.302 | 1
1FK70605AF711DB5 | SIMOTICS S SYNCHRONOUS SERVOMOTORS 1FK7 COMPACT 6,0NM, 100K, 3000RPM, 1,48KW NATURAL AIR COOLING, IM B5 (IM V1, IM V3) POWER/SIGNAL CONNECTORS CONN. CAN BE ROTATED BY 270 DEGR., INCREMENTAL ENCODER 2048 P/REV (ENCODER I-2048) WITH DRIVE-CLIQ INTERFACE; SHAFT WITH FITTED KEY, TOLERANCE N; WITH HOLDING BRAKE DEGREE OF PROTECTION IP65 AS FLANGE IP67; PAINT FINISH RAL7016 | 2844 | TEM | 1 | MC | 8.302 | 1
1FK70605AF711DB8 | SIMOTICS S SYNCHRONOUS SERVOMOTORS 1FK7 COMPACT 6,0NM, 100K, 3000RPM, 1,48KW NATURAL AIR COOLING, IM B5 (IM V1, IM V3) POWER/SIGNAL CONNECTORS CONN. CAN BE ROTATED BY 270 DEGR., INCREMENTAL ENCODER 2048 P/REV (ENCODER I-2048) WITH DRIVE-CLIQ INTERFACE; SHAFT WITH FITTED KEY, TOLERANCE N; WITH HOLDING BRAKE DEGREE OF PROTECTION IP65 IP67 D-END FLANGE; RAL7016 COATING; METALLIC RATING PLATE AT MOTOR | 2952 | TEM | 1 | MC | 8.302 | 1
1FK70605AF711DG0 | SIMOTICS S SYNCHRONOUS SERVOMOTORS 1FK7 COMPACT 6,0NM, 100K, 3000RPM, 1,48KW NATURAL AIR COOLING, IM B5 (IM V1, IM V3) POWER/SIGNAL CONNECTORS CONN. CAN BE ROTATED BY 270 DEGR., INCREMENTAL ENCODER 2048 P/REV (ENCODER I-2048) WITH DRIVE-CLIQ INTERFACE; PLAIN SHAFT, TOLERANCE N; W/O HOLDING BRAKE DEGREE OF PROTECTION IP64 | 2270 | TEM | 1 | MC | 7.003 | 1
1FK70605AF711DG2 | SIMOTICS S SYNCHRONOUS SERVOMOTORS 1FK7 COMPACT 6,0NM, 100K, 3000RPM, 1,48KW NATURAL AIR COOLING, IM B5 (IM V1, IM V3) POWER/SIGNAL CONNECTORS CONN. CAN BE ROTATED BY 270 DEGR., INCREMENTAL ENCODER 2048 P/REV (ENCODER I-2048) WITH DRIVE-CLIQ INTERFACE; PLAIN SHAFT, TOLERANCE N; W/O HOLDING BRAKE DEGREE OF PROTECTION IP65 FLANGE ON DRIVE END IP67 | 2372 | TEM | 1 | MC | 7.003 | 1
1FK70605AF711DG3 | SIMOTICS S SYNCHRONOUS SERVOMOTORS 1FK7 COMPACT 6,0NM, 100K, 3000RPM, 1,48KW NATURAL AIR COOLING, IM B5 (IM V1, IM V3) POWER/SIGNAL CONNECTORS CONN. CAN BE ROTATED BY 270 DEGR., INCREMENTAL ENCODER 2048 P/REV (ENCODER I-2048) WITH DRIVE-CLIQ INTERFACE; PLAIN SHAFT, TOLERANCE N; W/O HOLDING BRAKE DEGREE OF PROTECTION IP64; PAINT FINISH RAL7016 | 2319 | TEM | 1 | MC | 7.003 | 1
1FK70605AF711DG5 | SIMOTICS S SYNCHRONOUS SERVOMOTORS 1FK7 COMPACT 6,0NM, 100K, 3000RPM, 1,48KW NATURAL AIR COOLING, IM B5 (IM V1, IM V3) POWER/SIGNAL CONNECTORS CONN. CAN BE ROTATED BY 270 DEGR., INCREMENTAL ENCODER 2048 P/REV (ENCODER I-2048) WITH DRIVE-CLIQ INTERFACE; PLAIN SHAFT, TOLERANCE N; W/O HOLDING BRAKE DEGREE OF PROTECTION IP65 AS FLANGE IP67; PAINT FINISH RAL7016 | 2421 | TEM | 1 | MC | 7.003 | 1
1FK70605AF711DG8 | SIMOTICS S SYNCHRONOUS SERVOMOTORS 1FK7 COMPACT 6,0NM, 100K, 3000RPM, 1,48KW NATURAL AIR COOLING, IM B5 (IM V1, IM V3) POWER/SIGNAL CONNECTORS CONN. CAN BE ROTATED BY 270 DEGR., INCREMENTAL ENCODER 2048 P/REV (ENCODER I-2048) WITH DRIVE-CLIQ INTERFACE; PLAIN SHAFT, TOLERANCE N; W/O HOLDING BRAKE DEGREE OF PROTECTION IP65 IP67 D-END FLANGE; RAL7016 COATING; METALLIC RATING PLATE AT MOTOR | 2529 | TEM | 1 | MC | 7.003 | 1
1FK70605AF711DH0 | SIMOTICS S SYNCHRONOUS SERVOMOTORS 1FK7 COMPACT 6,0NM, 100K, 3000RPM, 1,48KW NATURAL AIR COOLING, IM B5 (IM V1, IM V3) POWER/SIGNAL CONNECTORS CONN. CAN BE ROTATED BY 270 DEGR., INCREMENTAL ENCODER 2048 P/REV (ENCODER I-2048) WITH DRIVE-CLIQ INTERFACE; PLAIN SHAFT, TOLERANCE N; WITH HOLDING BRAKE DEGREE OF PROTECTION IP64 | 2602 | TEM | 1 | MC | 8.302 | 1
1FK70605AF711DH2 | SIMOTICS S SYNCHRONOUS SERVOMOTORS 1FK7 COMPACT 6,0NM, 100K, 3000RPM, 1,48KW NATURAL AIR COOLING, IM B5 (IM V1, IM V3) POWER/SIGNAL CONNECTORS CONN. CAN BE ROTATED BY 270 DEGR., INCREMENTAL ENCODER 2048 P/REV (ENCODER I-2048) WITH DRIVE-CLIQ INTERFACE; PLAIN SHAFT, TOLERANCE N; WITH HOLDING BRAKE DEGREE OF PROTECTION IP65 FLANGE ON DRIVE END IP67 | 2703 | TEM | 1 | MC | 8.302 | 1
1FK70605AF711DH3 | SIMOTICS S SYNCHRONOUS SERVOMOTORS 1FK7 COMPACT 6,0NM, 100K, 3000RPM, 1,48KW NATURAL AIR COOLING, IM B5 (IM V1, IM V3) POWER/SIGNAL CONNECTORS CONN. CAN BE ROTATED BY 270 DEGR., INCREMENTAL ENCODER 2048 P/REV (ENCODER I-2048) WITH DRIVE-CLIQ INTERFACE; PLAIN SHAFT, TOLERANCE N; WITH HOLDING BRAKE DEGREE OF PROTECTION IP64; PAINT FINISH RAL7016 | 2651 | TEM | 1 | MC | 8.302 | 1
1FK70605AF711DH5 | SIMOTICS S SYNCHRONOUS SERVOMOTORS 1FK7 COMPACT 6,0NM, 100K, 3000RPM, 1,48KW NATURAL AIR COOLING, IM B5 (IM V1, IM V3) POWER/SIGNAL CONNECTORS CONN. CAN BE ROTATED BY 270 DEGR., INCREMENTAL ENCODER 2048 P/REV (ENCODER I-2048) WITH DRIVE-CLIQ INTERFACE; PLAIN SHAFT, TOLERANCE N; WITH HOLDING BRAKE DEGREE OF PROTECTION IP65 AS FLANGE IP67; PAINT FINISH RAL7016 | 2752 | TEM | 1 | MC | 8.302 | 1
1FK70605AF711DH8 | SIMOTICS S SYNCHRONOUS SERVOMOTORS 1FK7 COMPACT 6,0NM, 100K, 3000RPM, 1,48KW NATURAL AIR COOLING, IM B5 (IM V1, IM V3) POWER/SIGNAL CONNECTORS CONN. CAN BE ROTATED BY 270 DEGR., INCREMENTAL ENCODER 2048 P/REV (ENCODER I-2048) WITH DRIVE-CLIQ INTERFACE; PLAIN SHAFT, TOLERANCE N; WITH HOLDING BRAKE DEGREE OF PROTECTION IP65 IP67 D-END FLANGE; RAL7016 COATING; METALLIC RATING PLATE AT MOTOR | 2861 | TEM | 1 | MC | 8.302 | 1
1FK70605AF711DU5 | SIMOTICS S SYNCHRONOUS SERVO GEARMOTOR 1FK7 COMPACT, 1,48KW NATURAL COOLING, POWER/ SIGNAL CONNECTOR CONNECTOR CAN BE ROTATED BY 270 DEGR. MOTOR WITHOUT HOLDING BRAKE, GEAR DIRECT MOUNTING INCREMENT. ENCODER SIN/COS 1VPP WITH DRIVE-CLIQ INTERFACE RADIAL SHAFT SEAL, DEGREE OF PROTECTION IP65, PAINT FINISH RAL 7016 | 2359 | TEM | 1 | MC | 7.1 | 1
1FK70605AF711DV5 | SIMOTICS S SYNCHRONOUS SERVO GEARMOTOR 1FK7 COMPACT, 1,48KW NATURAL COOLING, POWER/ SIGNAL CONNECTOR CONNECTOR CAN BE ROTATED BY 270 DEGR. MOTOR WITH HOLDING BRAKE, GEAR DIRECT MOUNTING INCREMENT. ENCODER SIN/COS 1VPP WITH DRIVE-CLIQ INTERFACE RADIAL SHAFT SEAL, DEGREE OF PROTECTION IP65, PAINT FINISH RAL 7016 | 2673 | TEM | 1 | MC | 7.1 | 1
1FK70605AF711EA0 | SIMOTICS S SYNCHRONOUS SERVOMOTORS 1FK7 COMPACT 6,0NM, 100K, 3000RPM, 1,48KW NATURAL AIR COOLING, IM B5 (IM V1, IM V3) POWER/SIGNAL CONNECTORS CONN. CAN BE ROTATED BY 270 DEGR., ABSOLUTE ENCODER ENDAT 2048 P/REV (ENCODER A-2048); PERFORMANCE REDUCTION BY 10% DUE TO ABSOLUTE ENCODER; SHAFT WITH FITTED KEY, TOLERANCE N; W/O HOLDING BRAKE DEGREE OF PROTECTION IP64 | 2505 | TEM | 1 | MC | 7.003 | 1
1FK70605AF711EA2 | SIMOTICS S SYNCHRONOUS SERVOMOTORS 1FK7 COMPACT 6,0NM, 100K, 3000RPM, 1,48KW NATURAL AIR COOLING, IM B5 (IM V1, IM V3) POWER/SIGNAL CONNECTORS CONN. CAN BE ROTATED BY 270 DEGR., ABSOLUTE ENCODER ENDAT 2048 P/REV (ENCODER A-2048); PERFORMANCE REDUCTION BY 10% DUE TO ABSOLUTE ENCODER; SHAFT WITH FITTED KEY, TOLERANCE N; W/O HOLDING BRAKE DEGREE OF PROTECTION IP65 FLANGE ON DRIVE END IP67 | 2607 | TEM | 1 | MC | 7.003 | 1
1FK70605AF711EA3 | SIMOTICS S SYNCHRONOUS SERVOMOTORS 1FK7 COMPACT 6,0NM, 100K, 3000RPM, 1,48KW NATURAL AIR COOLING, IM B5 (IM V1, IM V3) POWER/SIGNAL CONNECTORS CONN. CAN BE ROTATED BY 270 DEGR., ABSOLUTE ENCODER ENDAT 2048 P/REV (ENCODER A-2048); PERFORMANCE REDUCTION BY 10% DUE TO ABSOLUTE ENCODER; SHAFT WITH FITTED KEY, TOLERANCE N; W/O HOLDING BRAKE DEGREE OF PROTECTION IP64; PAINT FINISH RAL7016 | 2555 | TEM | 1 | MC | 7.003 | 1
1FK70605AF711EA5 | SIMOTICS S SYNCHRONOUS SERVOMOTORS 1FK7 COMPACT 6,0NM, 100K, 3000RPM, 1,48KW NATURAL AIR COOLING, IM B5 (IM V1, IM V3) POWER/SIGNAL CONNECTORS CONN. CAN BE ROTATED BY 270 DEGR., ABSOLUTE ENCODER ENDAT 2048 P/REV (ENCODER A-2048); PERFORMANCE REDUCTION BY 10% DUE TO ABSOLUTE ENCODER; SHAFT WITH FITTED KEY, TOLERANCE N; W/O HOLDING BRAKE DEGREE OF PROTECTION IP65 AS FLANGE IP67; PAINT FINISH RAL7016 | 2656 | TEM | 1 | MC | 7.003 | 1
1FK70605AF711EA8 | SIMOTICS S SYNCHRONOUS SERVOMOTORS 1FK7 COMPACT 6,0NM, 100K, 3000RPM, 1,48KW NATURAL AIR COOLING, IM B5 (IM V1, IM V3) POWER/SIGNAL CONNECTORS CONN. CAN BE ROTATED BY 270 DEGR., ABSOLUTE ENCODER ENDAT 2048 P/REV (ENCODER A-2048); PERFORMANCE REDUCTION BY 10% DUE TO ABSOLUTE ENCODER; SHAFT WITH FITTED KEY, TOLERANCE N; W/O HOLDING BRAKE DEGREE OF PROTECTION IP65 IP67 D-END FLANGE; RAL7016 COATING; METALLIC RATING PLATE AT MOTOR | 2765 | TEM | 1 | MC | 7.003 | 1
1FK70605AF711EB0 | SIMOTICS S SYNCHRONOUS SERVOMOTORS 1FK7 COMPACT 6,0NM, 100K, 3000RPM, 1,48KW NATURAL AIR COOLING, IM B5 (IM V1, IM V3) POWER/SIGNAL CONNECTORS CONN. CAN BE ROTATED BY 270 DEGR., ABSOLUTE ENCODER ENDAT 2048 P/REV (ENCODER A-2048); PERFORMANCE REDUCTION BY 10% DUE TO ABSOLUTE ENCODER; SHAFT WITH FITTED KEY, TOLERANCE N; WITH HOLDING BRAKE DEGREE OF PROTECTION IP64 | 2834 | TEM | 1 | MC | 8.302 | 1
1FK70605AF711EB2 | SIMOTICS S SYNCHRONOUS SERVOMOTORS 1FK7 COMPACT 6,0NM, 100K, 3000RPM, 1,48KW NATURAL AIR COOLING, IM B5 (IM V1, IM V3) POWER/SIGNAL CONNECTORS CONN. CAN BE ROTATED BY 270 DEGR., ABSOLUTE ENCODER ENDAT 2048 P/REV (ENCODER A-2048); PERFORMANCE REDUCTION BY 10% DUE TO ABSOLUTE ENCODER; SHAFT WITH FITTED KEY, TOLERANCE N; WITH HOLDING BRAKE DEGREE OF PROTECTION IP65 FLANGE ON DRIVE END IP67 | 2936 | TEM | 1 | MC | 8.302 | 1
1FK70605AF711EB3 | SIMOTICS S SYNCHRONOUS SERVOMOTORS 1FK7 COMPACT 6,0NM, 100K, 3000RPM, 1,48KW NATURAL AIR COOLING, IM B5 (IM V1, IM V3) POWER/SIGNAL CONNECTORS CONN. CAN BE ROTATED BY 270 DEGR., ABSOLUTE ENCODER ENDAT 2048 P/REV (ENCODER A-2048); PERFORMANCE REDUCTION BY 10% DUE TO ABSOLUTE ENCODER; SHAFT WITH FITTED KEY, TOLERANCE N; WITH HOLDING BRAKE DEGREE OF PROTECTION IP64; PAINT FINISH RAL7016 | 2884 | TEM | 1 | MC | 8.302 | 1
1FK70605AF711EB5 | SIMOTICS S SYNCHRONOUS SERVOMOTORS 1FK7 COMPACT 6,0NM, 100K, 3000RPM, 1,48KW NATURAL AIR COOLING, IM B5 (IM V1, IM V3) POWER/SIGNAL CONNECTORS CONN. CAN BE ROTATED BY 270 DEGR., ABSOLUTE ENCODER ENDAT 2048 P/REV (ENCODER A-2048); PERFORMANCE REDUCTION BY 10% DUE TO ABSOLUTE ENCODER; SHAFT WITH FITTED KEY, TOLERANCE N; WITH HOLDING BRAKE DEGREE OF PROTECTION IP65 AS FLANGE IP67; PAINT FINISH RAL7016 | 2985 | TEM | 1 | MC | 8.302 | 1
1FK70605AF711EB8 | SIMOTICS S SYNCHRONOUS SERVOMOTORS 1FK7 COMPACT 6,0NM, 100K, 3000RPM, 1,48KW NATURAL AIR COOLING, IM B5 (IM V1, IM V3) POWER/SIGNAL CONNECTORS CONN. CAN BE ROTATED BY 270 DEGR., ABSOLUTE ENCODER ENDAT 2048 P/REV (ENCODER A-2048); PERFORMANCE REDUCTION BY 10% DUE TO ABSOLUTE ENCODER; SHAFT WITH FITTED KEY, TOLERANCE N; WITH HOLDING BRAKE DEGREE OF PROTECTION IP65 IP67 D-END FLANGE; RAL7016 COATING; METALLIC RATING PLATE AT MOTOR | 3094 | TEM | 1 | MC | 8.302 | 1
1FK70605AF711EG0 | SIMOTICS S SYNCHRONOUS SERVOMOTORS 1FK7 COMPACT 6,0NM, 100K, 3000RPM, 1,48KW NATURAL AIR COOLING, IM B5 (IM V1, IM V3) POWER/SIGNAL CONNECTORS CONN. CAN BE ROTATED BY 270 DEGR., ABSOLUTE ENCODER ENDAT 2048 P/REV (ENCODER A-2048); PERFORMANCE REDUCTION BY 10% DUE TO ABSOLUTE ENCODER; PLAIN SHAFT, TOLERANCE N; W/O HOLDING BRAKE DEGREE OF PROTECTION IP64 | 2412 | TEM | 1 | MC | 7.003 | 1
1FK70605AF711EG2 | SIMOTICS S SYNCHRONOUS SERVOMOTORS 1FK7 COMPACT 6,0NM, 100K, 3000RPM, 1,48KW NATURAL AIR COOLING, IM B5 (IM V1, IM V3) POWER/SIGNAL CONNECTORS CONN. CAN BE ROTATED BY 270 DEGR., ABSOLUTE ENCODER ENDAT 2048 P/REV (ENCODER A-2048); PERFORMANCE REDUCTION BY 10% DUE TO ABSOLUTE ENCODER; PLAIN SHAFT, TOLERANCE N; W/O HOLDING BRAKE DEGREE OF PROTECTION IP65 FLANGE ON DRIVE END IP67 | 2513 | TEM | 1 | MC | 7.003 | 1
1FK70605AF711EG3 | SIMOTICS S SYNCHRONOUS SERVOMOTORS 1FK7 COMPACT 6,0NM, 100K, 3000RPM, 1,48KW NATURAL AIR COOLING, IM B5 (IM V1, IM V3) POWER/SIGNAL CONNECTORS CONN. CAN BE ROTATED BY 270 DEGR., ABSOLUTE ENCODER ENDAT 2048 P/REV (ENCODER A-2048); PERFORMANCE REDUCTION BY 10% DUE TO ABSOLUTE ENCODER; PLAIN SHAFT, TOLERANCE N; W/O HOLDING BRAKE DEGREE OF PROTECTION IP64; PAINT FINISH RAL7016 | 2461 | TEM | 1 | MC | 7.003 | 1
1FK70605AF711EG5 | SIMOTICS S SYNCHRONOUS SERVOMOTORS 1FK7 COMPACT 6,0NM, 100K, 3000RPM, 1,48KW NATURAL AIR COOLING, IM B5 (IM V1, IM V3) POWER/SIGNAL CONNECTORS CONN. CAN BE ROTATED BY 270 DEGR., ABSOLUTE ENCODER ENDAT 2048 P/REV (ENCODER A-2048); PERFORMANCE REDUCTION BY 10% DUE TO ABSOLUTE ENCODER; PLAIN SHAFT, TOLERANCE N; W/O HOLDING BRAKE DEGREE OF PROTECTION IP65 AS FLANGE IP67; PAINT FINISH RAL7016 | 2563 | TEM | 1 | MC | 7.003 | 1
1FK70605AF711EG8 | SIMOTICS S SYNCHRONOUS SERVOMOTORS 1FK7 COMPACT 6,0NM, 100K, 3000RPM, 1,48KW NATURAL AIR COOLING, IM B5 (IM V1, IM V3) POWER/SIGNAL CONNECTORS CONN. CAN BE ROTATED BY 270 DEGR., ABSOLUTE ENCODER ENDAT 2048 P/REV (ENCODER A-2048); PERFORMANCE REDUCTION BY 10% DUE TO ABSOLUTE ENCODER; PLAIN SHAFT, TOLERANCE N; W/O HOLDING BRAKE DEGREE OF PROTECTION IP65 IP67 D-END FLANGE; RAL7016 COATING; METALLIC RATING PLATE AT MOTOR | 2671 | TEM | 1 | MC | 7.003 | 1
1FK70605AF711EH0 | SIMOTICS S SYNCHRONOUS SERVOMOTORS 1FK7 COMPACT 6,0NM, 100K, 3000RPM, 1,48KW NATURAL AIR COOLING, IM B5 (IM V1, IM V3) POWER/SIGNAL CONNECTORS CONN. CAN BE ROTATED BY 270 DEGR., ABSOLUTE ENCODER ENDAT 2048 P/REV (ENCODER A-2048); PERFORMANCE REDUCTION BY 10% DUE TO ABSOLUTE ENCODER; PLAIN SHAFT, TOLERANCE N; WITH HOLDING BRAKE DEGREE OF PROTECTION IP64 | 2743 | TEM | 1 | MC | 8.302 | 1
1FK70605AF711EH2 | SIMOTICS S SYNCHRONOUS SERVOMOTORS 1FK7 COMPACT 6,0NM, 100K, 3000RPM, 1,48KW NATURAL AIR COOLING, IM B5 (IM V1, IM V3) POWER/SIGNAL CONNECTORS CONN. CAN BE ROTATED BY 270 DEGR., ABSOLUTE ENCODER ENDAT 2048 P/REV (ENCODER A-2048); PERFORMANCE REDUCTION BY 10% DUE TO ABSOLUTE ENCODER; PLAIN SHAFT, TOLERANCE N; WITH HOLDING BRAKE DEGREE OF PROTECTION IP65 FLANGE ON DRIVE END IP67 | 2845 | TEM | 1 | MC | 8.302 | 1
1FK70605AF711EH3 | SIMOTICS S SYNCHRONOUS SERVOMOTORS 1FK7 COMPACT 6,0NM, 100K, 3000RPM, 1,48KW NATURAL AIR COOLING, IM B5 (IM V1, IM V3) POWER/SIGNAL CONNECTORS CONN. CAN BE ROTATED BY 270 DEGR., ABSOLUTE ENCODER ENDAT 2048 P/REV (ENCODER A-2048); PERFORMANCE REDUCTION BY 10% DUE TO ABSOLUTE ENCODER; PLAIN SHAFT, TOLERANCE N; WITH HOLDING BRAKE DEGREE OF PROTECTION IP64; PAINT FINISH RAL7016 | 2792 | TEM | 1 | MC | 8.302 | 1
1FK70605AF711EH5 | SIMOTICS S SYNCHRONOUS SERVOMOTORS 1FK7 COMPACT 6,0NM, 100K, 3000RPM, 1,48KW NATURAL AIR COOLING, IM B5 (IM V1, IM V3) POWER/SIGNAL CONNECTORS CONN. CAN BE ROTATED BY 270 DEGR., ABSOLUTE ENCODER ENDAT 2048 P/REV (ENCODER A-2048); PERFORMANCE REDUCTION BY 10% DUE TO ABSOLUTE ENCODER; PLAIN SHAFT, TOLERANCE N; WITH HOLDING BRAKE DEGREE OF PROTECTION IP65 AS FLANGE IP67; PAINT FINISH RAL7016 | 2894 | TEM | 1 | MC | 8.302 | 1
1FK70605AF711EH8 | SIMOTICS S SYNCHRONOUS SERVOMOTORS 1FK7 COMPACT 6,0NM, 100K, 3000RPM, 1,48KW NATURAL AIR COOLING, IM B5 (IM V1, IM V3) POWER/SIGNAL CONNECTORS CONN. CAN BE ROTATED BY 270 DEGR., ABSOLUTE ENCODER ENDAT 2048 P/REV (ENCODER A-2048); PERFORMANCE REDUCTION BY 10% DUE TO ABSOLUTE ENCODER; PLAIN SHAFT, TOLERANCE N; WITH HOLDING BRAKE DEGREE OF PROTECTION IP65 IP67 D-END FLANGE; RAL7016 COATING; METALLIC RATING PLATE AT MOTOR | 3003 | TEM | 1 | MC | 8.302 | 1
1FK70605AF711FA0 | SIMOTICS S SYNCHRONOUS SERVOMOTORS 1FK7 COMPACT 6,0NM, 100K, 3000RPM, 1,48KW NATURAL AIR COOLING, IM B5 (IM V1, IM V3) POWER/SIGNAL CONNECTORS CONN. CAN BE ROTATED BY 270 DEGR., ABSOLUTE ENCODER 2048 P/REV (ENCODER A-2048) WITH DRIVE-CLIQ INTERFACE; PERFORMANCE REDUCTION BY 10% DUE TO ABSOLUTE ENCODER; SHAFT WITH FITTED KEY, TOLERANCE N; W/O HOLDING BRAKE DEGREE OF PROTECTION IP64 | 2765 | TEM | 1 | MC | 7.003 | 1
1FK70605AF711FA2 | SIMOTICS S SYNCHRONOUS SERVOMOTORS 1FK7 COMPACT 6,0NM, 100K, 3000RPM, 1,48KW NATURAL AIR COOLING, IM B5 (IM V1, IM V3) POWER/SIGNAL CONNECTORS CONN. CAN BE ROTATED BY 270 DEGR., ABSOLUTE ENCODER 2048 P/REV (ENCODER A-2048) WITH DRIVE-CLIQ INTERFACE; PERFORMANCE REDUCTION BY 10% DUE TO ABSOLUTE ENCODER; SHAFT WITH FITTED KEY, TOLERANCE N; W/O HOLDING BRAKE DEGREE OF PROTECTION IP65 FLANGE ON DRIVE END IP67 | 2866 | TEM | 1 | MC | 7.003 | 1
1FK70605AF711FA3 | SIMOTICS S SYNCHRONOUS SERVOMOTORS 1FK7 COMPACT 6,0NM, 100K, 3000RPM, 1,48KW NATURAL AIR COOLING, IM B5 (IM V1, IM V3) POWER/SIGNAL CONNECTORS CONN. CAN BE ROTATED BY 270 DEGR., ABSOLUTE ENCODER 2048 P/REV (ENCODER A-2048) WITH DRIVE-CLIQ INTERFACE; PERFORMANCE REDUCTION BY 10% DUE TO ABSOLUTE ENCODER; SHAFT WITH FITTED KEY, TOLERANCE N; W/O HOLDING BRAKE DEGREE OF PROTECTION IP64; PAINT FINISH RAL7016 | 2814 | TEM | 1 | MC | 7.003 | 1
1FK70605AF711FA5 | SIMOTICS S SYNCHRONOUS SERVOMOTORS 1FK7 COMPACT 6,0NM, 100K, 3000RPM, 1,48KW NATURAL AIR COOLING, IM B5 (IM V1, IM V3) POWER/SIGNAL CONNECTORS CONN. CAN BE ROTATED BY 270 DEGR., ABSOLUTE ENCODER 2048 P/REV (ENCODER A-2048) WITH DRIVE-CLIQ INTERFACE; PERFORMANCE REDUCTION BY 10% DUE TO ABSOLUTE ENCODER; SHAFT WITH FITTED KEY, TOLERANCE N; W/O HOLDING BRAKE DEGREE OF PROTECTION IP65 AS FLANGE IP67; PAINT FINISH RAL7016 | 2916 | TEM | 1 | MC | 7.003 | 1
1FK70605AF711FA8 | SIMOTICS S SYNCHRONOUS SERVOMOTORS 1FK7 COMPACT 6,0NM, 100K, 3000RPM, 1,48KW NATURAL AIR COOLING, IM B5 (IM V1, IM V3) POWER/SIGNAL CONNECTORS CONN. CAN BE ROTATED BY 270 DEGR., ABSOLUTE ENCODER 2048 P/REV (ENCODER A-2048) WITH DRIVE-CLIQ INTERFACE; PERFORMANCE REDUCTION BY 10% DUE TO ABSOLUTE ENCODER; SHAFT WITH FITTED KEY, TOLERANCE N; W/O HOLDING BRAKE DEGREE OF PROTECTION IP65 IP67 D-END FLANGE; RAL7016 COATING; METALLIC RATING PLATE AT MOTOR | 3024 | TEM | 1 | MC | 7.003 | 1
1FK70605AF711FB0 | SIMOTICS S SYNCHRONOUS SERVOMOTORS 1FK7 COMPACT 6,0NM, 100K, 3000RPM, 1,48KW NATURAL AIR COOLING, IM B5 (IM V1, IM V3) POWER/SIGNAL CONNECTORS CONN. CAN BE ROTATED BY 270 DEGR., ABSOLUTE ENCODER 2048 P/REV (ENCODER A-2048) WITH DRIVE-CLIQ INTERFACE; PERFORMANCE REDUCTION BY 10% DUE TO ABSOLUTE ENCODER; SHAFT WITH FITTED KEY, TOLERANCE N; WITH HOLDING BRAKE DEGREE OF PROTECTION IP64 | 3094 | TEM | 1 | MC | 8.302 | 1
1FK70605AF711FB2 | SIMOTICS S SYNCHRONOUS SERVOMOTORS 1FK7 COMPACT 6,0NM, 100K, 3000RPM, 1,48KW NATURAL AIR COOLING, IM B5 (IM V1, IM V3) POWER/SIGNAL CONNECTORS CONN. CAN BE ROTATED BY 270 DEGR., ABSOLUTE ENCODER 2048 P/REV (ENCODER A-2048) WITH DRIVE-CLIQ INTERFACE; PERFORMANCE REDUCTION BY 10% DUE TO ABSOLUTE ENCODER; SHAFT WITH FITTED KEY, TOLERANCE N; WITH HOLDING BRAKE DEGREE OF PROTECTION IP65 FLANGE ON DRIVE END IP67 | 3195 | TEM | 1 | MC | 8.302 | 1
1FK70605AF711FB3 | SIMOTICS S SYNCHRONOUS SERVOMOTORS 1FK7 COMPACT 6,0NM, 100K, 3000RPM, 1,48KW NATURAL AIR COOLING, IM B5 (IM V1, IM V3) POWER/SIGNAL CONNECTORS CONN. CAN BE ROTATED BY 270 DEGR., ABSOLUTE ENCODER 2048 P/REV (ENCODER A-2048) WITH DRIVE-CLIQ INTERFACE; PERFORMANCE REDUCTION BY 10% DUE TO ABSOLUTE ENCODER; SHAFT WITH FITTED KEY, TOLERANCE N; WITH HOLDING BRAKE DEGREE OF PROTECTION IP64; PAINT FINISH RAL7016 | 3143 | TEM | 1 | MC | 8.302 | 1
1FK70605AF711FB5 | SIMOTICS S SYNCHRONOUS SERVOMOTORS 1FK7 COMPACT 6,0NM, 100K, 3000RPM, 1,48KW NATURAL AIR COOLING, IM B5 (IM V1, IM V3) POWER/SIGNAL CONNECTORS CONN. CAN BE ROTATED BY 270 DEGR., ABSOLUTE ENCODER 2048 P/REV (ENCODER A-2048) WITH DRIVE-CLIQ INTERFACE; PERFORMANCE REDUCTION BY 10% DUE TO ABSOLUTE ENCODER; SHAFT WITH FITTED KEY, TOLERANCE N; WITH HOLDING BRAKE DEGREE OF PROTECTION IP65 AS FLANGE IP67; PAINT FINISH RAL7016 | 3245 | TEM | 1 | MC | 8.302 | 1
1FK70605AF711FB8 | SIMOTICS S SYNCHRONOUS SERVOMOTORS 1FK7 COMPACT 6,0NM, 100K, 3000RPM, 1,48KW NATURAL AIR COOLING, IM B5 (IM V1, IM V3) POWER/SIGNAL CONNECTORS CONN. CAN BE ROTATED BY 270 DEGR., ABSOLUTE ENCODER 2048 P/REV (ENCODER A-2048) WITH DRIVE-CLIQ INTERFACE; PERFORMANCE REDUCTION BY 10% DUE TO ABSOLUTE ENCODER; SHAFT WITH FITTED KEY, TOLERANCE N; WITH HOLDING BRAKE DEGREE OF PROTECTION IP65 IP67 D-END FLANGE; RAL7016 COATING; METALLIC RATING PLATE AT MOTOR | 3353 | TEM | 1 | MC | 8.302 | 1
1FK70605AF711FG0 | SIMOTICS S SYNCHRONOUS SERVOMOTORS 1FK7 COMPACT 6,0NM, 100K, 3000RPM, 1,48KW NATURAL AIR COOLING, IM B5 (IM V1, IM V3) POWER/SIGNAL CONNECTORS CONN. CAN BE ROTATED BY 270 DEGR., ABSOLUTE ENCODER 2048 P/REV (ENCODER A-2048) WITH DRIVE-CLIQ INTERFACE; PERFORMANCE REDUCTION BY 10% DUE TO ABSOLUTE ENCODER; PLAIN SHAFT, TOLERANCE N; W/O HOLDING BRAKE DEGREE OF PROTECTION IP64 | 2671 | TEM | 1 | MC | 7.003 | 1
1FK70605AF711FG2 | SIMOTICS S SYNCHRONOUS SERVOMOTORS 1FK7 COMPACT 6,0NM, 100K, 3000RPM, 1,48KW NATURAL AIR COOLING, IM B5 (IM V1, IM V3) POWER/SIGNAL CONNECTORS CONN. CAN BE ROTATED BY 270 DEGR., ABSOLUTE ENCODER 2048 P/REV (ENCODER A-2048) WITH DRIVE-CLIQ INTERFACE; PERFORMANCE REDUCTION BY 10% DUE TO ABSOLUTE ENCODER; PLAIN SHAFT, TOLERANCE N; W/O HOLDING BRAKE DEGREE OF PROTECTION IP65 FLANGE ON DRIVE END IP67 | 2773 | TEM | 1 | MC | 7.003 | 1
1FK70605AF711FG3 | SIMOTICS S SYNCHRONOUS SERVOMOTORS 1FK7 COMPACT 6,0NM, 100K, 3000RPM, 1,48KW NATURAL AIR COOLING, IM B5 (IM V1, IM V3) POWER/SIGNAL CONNECTORS CONN. CAN BE ROTATED BY 270 DEGR., ABSOLUTE ENCODER 2048 P/REV (ENCODER A-2048) WITH DRIVE-CLIQ INTERFACE; PERFORMANCE REDUCTION BY 10% DUE TO ABSOLUTE ENCODER; PLAIN SHAFT, TOLERANCE N; W/O HOLDING BRAKE DEGREE OF PROTECTION IP64; PAINT FINISH RAL7016 | 2720 | TEM | 1 | MC | 7.003 | 1
1FK70605AF711FG5 | SIMOTICS S SYNCHRONOUS SERVOMOTORS 1FK7 COMPACT 6,0NM, 100K, 3000RPM, 1,48KW NATURAL AIR COOLING, IM B5 (IM V1, IM V3) POWER/SIGNAL CONNECTORS CONN. CAN BE ROTATED BY 270 DEGR., ABSOLUTE ENCODER 2048 P/REV (ENCODER A-2048) WITH DRIVE-CLIQ INTERFACE; PERFORMANCE REDUCTION BY 10% DUE TO ABSOLUTE ENCODER; PLAIN SHAFT, TOLERANCE N; W/O HOLDING BRAKE DEGREE OF PROTECTION IP65 AS FLANGE IP67; PAINT FINISH RAL7016 | 2822 | TEM | 1 | MC | 7.003 | 1
1FK70605AF711FG8 | SIMOTICS S SYNCHRONOUS SERVOMOTORS 1FK7 COMPACT 6,0NM, 100K, 3000RPM, 1,48KW NATURAL AIR COOLING, IM B5 (IM V1, IM V3) POWER/SIGNAL CONNECTORS CONN. CAN BE ROTATED BY 270 DEGR., ABSOLUTE ENCODER 2048 P/REV (ENCODER A-2048) WITH DRIVE-CLIQ INTERFACE; PERFORMANCE REDUCTION BY 10% DUE TO ABSOLUTE ENCODER; PLAIN SHAFT, TOLERANCE N; W/O HOLDING BRAKE DEGREE OF PROTECTION IP65 IP67 D-END FLANGE; RAL7016 COATING; METALLIC RATING PLATE AT MOTOR | 2931 | TEM | 1 | MC | 7.003 | 1
1FK70605AF711FH0 | SIMOTICS S SYNCHRONOUS SERVOMOTORS 1FK7 COMPACT 6,0NM, 100K, 3000RPM, 1,48KW NATURAL AIR COOLING, IM B5 (IM V1, IM V3) POWER/SIGNAL CONNECTORS CONN. CAN BE ROTATED BY 270 DEGR., ABSOLUTE ENCODER 2048 P/REV (ENCODER A-2048) WITH DRIVE-CLIQ INTERFACE; PERFORMANCE REDUCTION BY 10% DUE TO ABSOLUTE ENCODER; PLAIN SHAFT, TOLERANCE N; WITH HOLDING BRAKE DEGREE OF PROTECTION IP64 | 3003 | TEM | 1 | MC | 8.302 | 1
1FK70605AF711FH2 | SIMOTICS S SYNCHRONOUS SERVOMOTORS 1FK7 COMPACT 6,0NM, 100K, 3000RPM, 1,48KW NATURAL AIR COOLING, IM B5 (IM V1, IM V3) POWER/SIGNAL CONNECTORS CONN. CAN BE ROTATED BY 270 DEGR., ABSOLUTE ENCODER 2048 P/REV (ENCODER A-2048) WITH DRIVE-CLIQ INTERFACE; PERFORMANCE REDUCTION BY 10% DUE TO ABSOLUTE ENCODER; PLAIN SHAFT, TOLERANCE N; WITH HOLDING BRAKE DEGREE OF PROTECTION IP65 FLANGE ON DRIVE END IP67 | 3104 | TEM | 1 | MC | 8.302 | 1
1FK70605AF711FH3 | SIMOTICS S SYNCHRONOUS SERVOMOTORS 1FK7 COMPACT 6,0NM, 100K, 3000RPM, 1,48KW NATURAL AIR COOLING, IM B5 (IM V1, IM V3) POWER/SIGNAL CONNECTORS CONN. CAN BE ROTATED BY 270 DEGR., ABSOLUTE ENCODER 2048 P/REV (ENCODER A-2048) WITH DRIVE-CLIQ INTERFACE; PERFORMANCE REDUCTION BY 10% DUE TO ABSOLUTE ENCODER; PLAIN SHAFT, TOLERANCE N; WITH HOLDING BRAKE DEGREE OF PROTECTION IP64; PAINT FINISH RAL7016 | 3052 | TEM | 1 | MC | 8.302 | 1
1FK70605AF711FH5 | SIMOTICS S SYNCHRONOUS SERVOMOTORS 1FK7 COMPACT 6,0NM, 100K, 3000RPM, 1,48KW NATURAL AIR COOLING, IM B5 (IM V1, IM V3) POWER/SIGNAL CONNECTORS CONN. CAN BE ROTATED BY 270 DEGR., ABSOLUTE ENCODER 2048 P/REV (ENCODER A-2048) WITH DRIVE-CLIQ INTERFACE; PERFORMANCE REDUCTION BY 10% DUE TO ABSOLUTE ENCODER; PLAIN SHAFT, TOLERANCE N; WITH HOLDING BRAKE DEGREE OF PROTECTION IP65 AS FLANGE IP67; PAINT FINISH RAL7016 | 3153 | TEM | 1 | MC | 8.302 | 1
1FK70605AF711FH8 | SIMOTICS S SYNCHRONOUS SERVOMOTORS 1FK7 COMPACT 6,0NM, 100K, 3000RPM, 1,48KW NATURAL AIR COOLING, IM B5 (IM V1, IM V3) POWER/SIGNAL CONNECTORS CONN. CAN BE ROTATED BY 270 DEGR., ABSOLUTE ENCODER 2048 P/REV (ENCODER A-2048) WITH DRIVE-CLIQ INTERFACE; PERFORMANCE REDUCTION BY 10% DUE TO ABSOLUTE ENCODER; PLAIN SHAFT, TOLERANCE N; WITH HOLDING BRAKE DEGREE OF PROTECTION IP65 IP67 D-END FLANGE; RAL7016 COATING; METALLIC RATING PLATE AT MOTOR | 3262 | TEM | 1 | MC | 8.302 | 1
1FK70605AF711FV5 | SIMOTICS S SYNCHRONOUS SERVO GEARMOTOR 1FK7 COMPACT, 1,48KW NATURAL COOLING, POWER/ SIGNAL CONNECTOR CONNECTOR CAN BE ROTATED BY 270 DEGR. MOTOR WITH HOLDING BRAKE, GEAR DIRECT MOUNTING ABSOLUTE ENCODER (ENDAT) 2048 S/R, WITH DRIVE CLIQ-INTERFACE PERFORMANCE REDUCTION BY 10% DUE TO ABSOLUTE ENCODER; RADIAL SHAFT SEAL, DEGREE OF PROTECTION IP65, PAINT FINISH RAL 7016 | 3060 | TEM | 1 | MC | 7.1 | 1
1FK70605AF711GA0 | SIMOTICS S SYNCHRONOUS SERVOMOTORS 1FK7 COMPACT 6,0NM, 100K, 3000RPM, 1,48KW NATURAL AIR COOLING, IM B5 (IM V1, IM V3) POWER/SIGNAL CONNECTORS CONN. CAN BE ROTATED BY 270 DEGR., BASIC ABSOLUTE ENCODER 32 P/REV (ENCODER A-32); PERFORMANCE REDUCTION BY 10% DUE TO ABSOLUTE ENCODER; SHAFT WITH FITTED KEY, TOLERANCE N; W/O HOLDING BRAKE DEGREE OF PROTECTION IP64 | 1943 | TEM | 1 | MC | 7.003 | 1
1FK70605AF711GA2 | SIMOTICS S SYNCHRONOUS SERVOMOTORS 1FK7 COMPACT 6,0NM, 100K, 3000RPM, 1,48KW NATURAL AIR COOLING, IM B5 (IM V1, IM V3) POWER/SIGNAL CONNECTORS CONN. CAN BE ROTATED BY 270 DEGR., BASIC ABSOLUTE ENCODER 32 P/REV (ENCODER A-32); PERFORMANCE REDUCTION BY 10% DUE TO ABSOLUTE ENCODER; SHAFT WITH FITTED KEY, TOLERANCE N; W/O HOLDING BRAKE DEGREE OF PROTECTION IP65 FLANGE ON DRIVE END IP67 | 2045 | TEM | 1 | MC | 7.003 | 1
1FK70605AF711GA3 | SIMOTICS S SYNCHRONOUS SERVOMOTORS 1FK7 COMPACT 6,0NM, 100K, 3000RPM, 1,48KW NATURAL AIR COOLING, IM B5 (IM V1, IM V3) POWER/SIGNAL CONNECTORS CONN. CAN BE ROTATED BY 270 DEGR., BASIC ABSOLUTE ENCODER 32 P/REV (ENCODER A-32); PERFORMANCE REDUCTION BY 10% DUE TO ABSOLUTE ENCODER; SHAFT WITH FITTED KEY, TOLERANCE N; W/O HOLDING BRAKE DEGREE OF PROTECTION IP64; PAINT FINISH RAL7016 | 1993 | TEM | 1 | MC | 7.003 | 1
1FK70605AF711GA5 | SIMOTICS S SYNCHRONOUS SERVOMOTORS 1FK7 COMPACT 6,0NM, 100K, 3000RPM, 1,48KW NATURAL AIR COOLING, IM B5 (IM V1, IM V3) POWER/SIGNAL CONNECTORS CONN. CAN BE ROTATED BY 270 DEGR., BASIC ABSOLUTE ENCODER 32 P/REV (ENCODER A-32); PERFORMANCE REDUCTION BY 10% DUE TO ABSOLUTE ENCODER; SHAFT WITH FITTED KEY, TOLERANCE N; W/O HOLDING BRAKE DEGREE OF PROTECTION IP65 AS FLANGE IP67; PAINT FINISH RAL7016 | 2094 | TEM | 1 | MC | 7.003 | 1
1FK70605AF711GA8 | SIMOTICS S SYNCHRONOUS SERVOMOTORS 1FK7 COMPACT 6,0NM, 100K, 3000RPM, 1,48KW NATURAL AIR COOLING, IM B5 (IM V1, IM V3) POWER/SIGNAL CONNECTORS CONN. CAN BE ROTATED BY 270 DEGR., BASIC ABSOLUTE ENCODER 32 P/REV (ENCODER A-32); PERFORMANCE REDUCTION BY 10% DUE TO ABSOLUTE ENCODER; SHAFT WITH FITTED KEY, TOLERANCE N; W/O HOLDING BRAKE DEGREE OF PROTECTION IP65 IP67 D-END FLANGE; RAL7016 COATING; METALLIC RATING PLATE AT MOTOR | 2203 | TEM | 1 | MC | 7.003 | 1
1FK70605AF711GB0 | SIMOTICS S SYNCHRONOUS SERVOMOTORS 1FK7 COMPACT 6,0NM, 100K, 3000RPM, 1,48KW NATURAL AIR COOLING, IM B5 (IM V1, IM V3) POWER/SIGNAL CONNECTORS CONN. CAN BE ROTATED BY 270 DEGR., BASIC ABSOLUTE ENCODER 32 P/REV (ENCODER A-32); PERFORMANCE REDUCTION BY 10% DUE TO ABSOLUTE ENCODER; SHAFT WITH FITTED KEY, TOLERANCE N; WITH HOLDING BRAKE DEGREE OF PROTECTION IP64 | 2272 | TEM | 1 | MC | 8.302 | 1
1FK70605AF711GB2 | SIMOTICS S SYNCHRONOUS SERVOMOTORS 1FK7 COMPACT 6,0NM, 100K, 3000RPM, 1,48KW NATURAL AIR COOLING, IM B5 (IM V1, IM V3) POWER/SIGNAL CONNECTORS CONN. CAN BE ROTATED BY 270 DEGR., BASIC ABSOLUTE ENCODER 32 P/REV (ENCODER A-32); PERFORMANCE REDUCTION BY 10% DUE TO ABSOLUTE ENCODER; SHAFT WITH FITTED KEY, TOLERANCE N; WITH HOLDING BRAKE DEGREE OF PROTECTION IP65 FLANGE ON DRIVE END IP67 | 2374 | TEM | 1 | MC | 8.302 | 1
1FK70605AF711GB3 | SIMOTICS S SYNCHRONOUS SERVOMOTORS 1FK7 COMPACT 6,0NM, 100K, 3000RPM, 1,48KW NATURAL AIR COOLING, IM B5 (IM V1, IM V3) POWER/SIGNAL CONNECTORS CONN. CAN BE ROTATED BY 270 DEGR., BASIC ABSOLUTE ENCODER 32 P/REV (ENCODER A-32); PERFORMANCE REDUCTION BY 10% DUE TO ABSOLUTE ENCODER; SHAFT WITH FITTED KEY, TOLERANCE N; WITH HOLDING BRAKE DEGREE OF PROTECTION IP64; PAINT FINISH RAL7016 | 2322 | TEM | 1 | MC | 8.302 | 1
1FK70605AF711GB5 | SIMOTICS S SYNCHRONOUS SERVOMOTORS 1FK7 COMPACT 6,0NM, 100K, 3000RPM, 1,48KW NATURAL AIR COOLING, IM B5 (IM V1, IM V3) POWER/SIGNAL CONNECTORS CONN. CAN BE ROTATED BY 270 DEGR., BASIC ABSOLUTE ENCODER 32 P/REV (ENCODER A-32); PERFORMANCE REDUCTION BY 10% DUE TO ABSOLUTE ENCODER; SHAFT WITH FITTED KEY, TOLERANCE N; WITH HOLDING BRAKE DEGREE OF PROTECTION IP65 AS FLANGE IP67; PAINT FINISH RAL7016 | 2423 | TEM | 1 | MC | 8.302 | 1
1FK70605AF711GB8 | SIMOTICS S SYNCHRONOUS SERVOMOTORS 1FK7 COMPACT 6,0NM, 100K, 3000RPM, 1,48KW NATURAL AIR COOLING, IM B5 (IM V1, IM V3) POWER/SIGNAL CONNECTORS CONN. CAN BE ROTATED BY 270 DEGR., BASIC ABSOLUTE ENCODER 32 P/REV (ENCODER A-32); PERFORMANCE REDUCTION BY 10% DUE TO ABSOLUTE ENCODER; SHAFT WITH FITTED KEY, TOLERANCE N; WITH HOLDING BRAKE DEGREE OF PROTECTION IP65 IP67 D-END FLANGE; RAL7016 COATING; METALLIC RATING PLATE AT MOTOR | 2532 | TEM | 1 | MC | 8.302 | 1
1FK70605AF711GG0 | SIMOTICS S SYNCHRONOUS SERVOMOTORS 1FK7 COMPACT 6,0NM, 100K, 3000RPM, 1,48KW NATURAL AIR COOLING, IM B5 (IM V1, IM V3) POWER/SIGNAL CONNECTORS CONN. CAN BE ROTATED BY 270 DEGR., BASIC ABSOLUTE ENCODER 32 P/REV (ENCODER A-32); PERFORMANCE REDUCTION BY 10% DUE TO ABSOLUTE ENCODER; PLAIN SHAFT, TOLERANCE N; W/O HOLDING BRAKE DEGREE OF PROTECTION IP64 | 1850 | TEM | 1 | MC | 7.003 | 1
1FK70605AF711GG2 | SIMOTICS S SYNCHRONOUS SERVOMOTORS 1FK7 COMPACT 6,0NM, 100K, 3000RPM, 1,48KW NATURAL AIR COOLING, IM B5 (IM V1, IM V3) POWER/SIGNAL CONNECTORS CONN. CAN BE ROTATED BY 270 DEGR., BASIC ABSOLUTE ENCODER 32 P/REV (ENCODER A-32); PERFORMANCE REDUCTION BY 10% DUE TO ABSOLUTE ENCODER; PLAIN SHAFT, TOLERANCE N; W/O HOLDING BRAKE DEGREE OF PROTECTION IP65 FLANGE ON DRIVE END IP67 | 1951 | TEM | 1 | MC | 7.003 | 1
1FK70605AF711GG3 | SIMOTICS S SYNCHRONOUS SERVOMOTORS 1FK7 COMPACT 6,0NM, 100K, 3000RPM, 1,48KW NATURAL AIR COOLING, IM B5 (IM V1, IM V3) POWER/SIGNAL CONNECTORS CONN. CAN BE ROTATED BY 270 DEGR., BASIC ABSOLUTE ENCODER 32 P/REV (ENCODER A-32); PERFORMANCE REDUCTION BY 10% DUE TO ABSOLUTE ENCODER; PLAIN SHAFT, TOLERANCE N; W/O HOLDING BRAKE DEGREE OF PROTECTION IP64; PAINT FINISH RAL7016 | 1899 | TEM | 1 | MC | 7.003 | 1
1FK70605AF711GG5 | SIMOTICS S SYNCHRONOUS SERVOMOTORS 1FK7 COMPACT 6,0NM, 100K, 3000RPM, 1,48KW NATURAL AIR COOLING, IM B5 (IM V1, IM V3) POWER/SIGNAL CONNECTORS CONN. CAN BE ROTATED BY 270 DEGR., BASIC ABSOLUTE ENCODER 32 P/REV (ENCODER A-32); PERFORMANCE REDUCTION BY 10% DUE TO ABSOLUTE ENCODER; PLAIN SHAFT, TOLERANCE N; W/O HOLDING BRAKE DEGREE OF PROTECTION IP65 AS FLANGE IP67; PAINT FINISH RAL7016 | 2001 | TEM | 1 | MC | 7.003 | 1
1FK70605AF711GG8 | SIMOTICS S SYNCHRONOUS SERVOMOTORS 1FK7 COMPACT 6,0NM, 100K, 3000RPM, 1,48KW NATURAL AIR COOLING, IM B5 (IM V1, IM V3) POWER/SIGNAL CONNECTORS CONN. CAN BE ROTATED BY 270 DEGR., BASIC ABSOLUTE ENCODER 32 P/REV (ENCODER A-32); PERFORMANCE REDUCTION BY 10% DUE TO ABSOLUTE ENCODER; PLAIN SHAFT, TOLERANCE N; W/O HOLDING BRAKE DEGREE OF PROTECTION IP65 IP67 D-END FLANGE; RAL7016 COATING; METALLIC RATING PLATE AT MOTOR | 2109 | TEM | 1 | MC | 7.003 | 1
1FK70605AF711GH0 | SIMOTICS S SYNCHRONOUS SERVOMOTORS 1FK7 COMPACT 6,0NM, 100K, 3000RPM, 1,48KW NATURAL AIR COOLING, IM B5 (IM V1, IM V3) POWER/SIGNAL CONNECTORS CONN. CAN BE ROTATED BY 270 DEGR., BASIC ABSOLUTE ENCODER 32 P/REV (ENCODER A-32); PERFORMANCE REDUCTION BY 10% DUE TO ABSOLUTE ENCODER; PLAIN SHAFT, TOLERANCE N; WITH HOLDING BRAKE DEGREE OF PROTECTION IP64 | 2181 | TEM | 1 | MC | 8.302 | 1
1FK70605AF711GH2 | SIMOTICS S SYNCHRONOUS SERVOMOTORS 1FK7 COMPACT 6,0NM, 100K, 3000RPM, 1,48KW NATURAL AIR COOLING, IM B5 (IM V1, IM V3) POWER/SIGNAL CONNECTORS CONN. CAN BE ROTATED BY 270 DEGR., BASIC ABSOLUTE ENCODER 32 P/REV (ENCODER A-32); PERFORMANCE REDUCTION BY 10% DUE TO ABSOLUTE ENCODER; PLAIN SHAFT, TOLERANCE N; WITH HOLDING BRAKE DEGREE OF PROTECTION IP65 FLANGE ON DRIVE END IP67 | 2283 | TEM | 1 | MC | 8.302 | 1
1FK70605AF711GH3 | SIMOTICS S SYNCHRONOUS SERVOMOTORS 1FK7 COMPACT 6,0NM, 100K, 3000RPM, 1,48KW NATURAL AIR COOLING, IM B5 (IM V1, IM V3) POWER/SIGNAL CONNECTORS CONN. CAN BE ROTATED BY 270 DEGR., BASIC ABSOLUTE ENCODER 32 P/REV (ENCODER A-32); PERFORMANCE REDUCTION BY 10% DUE TO ABSOLUTE ENCODER; PLAIN SHAFT, TOLERANCE N; WITH HOLDING BRAKE DEGREE OF PROTECTION IP64; PAINT FINISH RAL7016 | 2230 | TEM | 1 | MC | 8.302 | 1
1FK70605AF711GH5 | SIMOTICS S SYNCHRONOUS SERVOMOTORS 1FK7 COMPACT 6,0NM, 100K, 3000RPM, 1,48KW NATURAL AIR COOLING, IM B5 (IM V1, IM V3) POWER/SIGNAL CONNECTORS CONN. CAN BE ROTATED BY 270 DEGR., BASIC ABSOLUTE ENCODER 32 P/REV (ENCODER A-32); PERFORMANCE REDUCTION BY 10% DUE TO ABSOLUTE ENCODER; PLAIN SHAFT, TOLERANCE N; WITH HOLDING BRAKE DEGREE OF PROTECTION IP65 AS FLANGE IP67; PAINT FINISH RAL7016 | 2332 | TEM | 1 | MC | 8.302 | 1
1FK70605AF711GH8 | SIMOTICS S SYNCHRONOUS SERVOMOTORS 1FK7 COMPACT 6,0NM, 100K, 3000RPM, 1,48KW NATURAL AIR COOLING, IM B5 (IM V1, IM V3) POWER/SIGNAL CONNECTORS CONN. CAN BE ROTATED BY 270 DEGR., BASIC ABSOLUTE ENCODER 32 P/REV (ENCODER A-32); PERFORMANCE REDUCTION BY 10% DUE TO ABSOLUTE ENCODER; PLAIN SHAFT, TOLERANCE N; WITH HOLDING BRAKE DEGREE OF PROTECTION IP65 IP67 D-END FLANGE; RAL7016 COATING; METALLIC RATING PLATE AT MOTOR | 2441 | TEM | 1 | MC | 8.302 | 1
1FK70605AF711KA0 | SIMOTICS S SYNCHRONOUS SERVOMOTORS 1FK7 COMPACT 6,0NM, 100K, 3000RPM, 1,48KW NATURAL AIR COOLING, IM B5 (IM V1, IM V3) POWER/SIGNAL CONNECTORS CONN. CAN BE ROTATED BY 270 DEGR., BASIC ABSOLUTE ENCODER 32 P/REV (ENCODER A-32) WITH DRIVE-CLIQ INTERFACE; PERFORMANCE REDUCTION BY 10% DUE TO ABSOLUTE ENCODER; SHAFT WITH FITTED KEY, TOLERANCE N; W/O HOLDING BRAKE DEGREE OF PROTECTION IP64 | 2203 | TEM | 1 | MC | 7.003 | 1
1FK70605AF711KA2 | SIMOTICS S SYNCHRONOUS SERVOMOTORS 1FK7 COMPACT 6,0NM, 100K, 3000RPM, 1,48KW NATURAL AIR COOLING, IM B5 (IM V1, IM V3) POWER/SIGNAL CONNECTORS CONN. CAN BE ROTATED BY 270 DEGR., BASIC ABSOLUTE ENCODER 32 P/REV (ENCODER A-32) WITH DRIVE-CLIQ INTERFACE; PERFORMANCE REDUCTION BY 10% DUE TO ABSOLUTE ENCODER; SHAFT WITH FITTED KEY, TOLERANCE N; W/O HOLDING BRAKE DEGREE OF PROTECTION IP65 FLANGE ON DRIVE END IP67 | 2304 | TEM | 1 | MC | 7.003 | 1
1FK70605AF711KA3 | SIMOTICS S SYNCHRONOUS SERVOMOTORS 1FK7 COMPACT 6,0NM, 100K, 3000RPM, 1,48KW NATURAL AIR COOLING, IM B5 (IM V1, IM V3) POWER/SIGNAL CONNECTORS CONN. CAN BE ROTATED BY 270 DEGR., BASIC ABSOLUTE ENCODER 32 P/REV (ENCODER A-32) WITH DRIVE-CLIQ INTERFACE; PERFORMANCE REDUCTION BY 10% DUE TO ABSOLUTE ENCODER; SHAFT WITH FITTED KEY, TOLERANCE N; W/O HOLDING BRAKE DEGREE OF PROTECTION IP64; PAINT FINISH RAL7016 | 2252 | TEM | 1 | MC | 7.003 | 1
1FK70605AF711KA5 | SIMOTICS S SYNCHRONOUS SERVOMOTORS 1FK7 COMPACT 6,0NM, 100K, 3000RPM, 1,48KW NATURAL AIR COOLING, IM B5 (IM V1, IM V3) POWER/SIGNAL CONNECTORS CONN. CAN BE ROTATED BY 270 DEGR., BASIC ABSOLUTE ENCODER 32 P/REV (ENCODER A-32) WITH DRIVE-CLIQ INTERFACE; PERFORMANCE REDUCTION BY 10% DUE TO ABSOLUTE ENCODER; SHAFT WITH FITTED KEY, TOLERANCE N; W/O HOLDING BRAKE DEGREE OF PROTECTION IP65 AS FLANGE IP67; PAINT FINISH RAL7016 | 2354 | TEM | 1 | MC | 7.003 | 1
1FK70605AF711KA8 | SIMOTICS S SYNCHRONOUS SERVOMOTORS 1FK7 COMPACT 6,0NM, 100K, 3000RPM, 1,48KW NATURAL AIR COOLING, IM B5 (IM V1, IM V3) POWER/SIGNAL CONNECTORS CONN. CAN BE ROTATED BY 270 DEGR., BASIC ABSOLUTE ENCODER 32 P/REV (ENCODER A-32) WITH DRIVE-CLIQ INTERFACE; PERFORMANCE REDUCTION BY 10% DUE TO ABSOLUTE ENCODER; SHAFT WITH FITTED KEY, TOLERANCE N; W/O HOLDING BRAKE DEGREE OF PROTECTION IP65 IP67 D-END FLANGE; RAL7016 COATING; METALLIC RATING PLATE AT MOTOR | 2462 | TEM | 1 | MC | 7.003 | 1
1FK70605AF711KB0 | SIMOTICS S SYNCHRONOUS SERVOMOTORS 1FK7 COMPACT 6,0NM, 100K, 3000RPM, 1,48KW NATURAL AIR COOLING, IM B5 (IM V1, IM V3) POWER/SIGNAL CONNECTORS CONN. CAN BE ROTATED BY 270 DEGR., BASIC ABSOLUTE ENCODER 32 P/REV (ENCODER A-32) WITH DRIVE-CLIQ INTERFACE; PERFORMANCE REDUCTION BY 10% DUE TO ABSOLUTE ENCODER; SHAFT WITH FITTED KEY, TOLERANCE N; WITH HOLDING BRAKE DEGREE OF PROTECTION IP64 | 2532 | TEM | 1 | MC | 8.302 | 1
1FK70605AF711KB2 | SIMOTICS S SYNCHRONOUS SERVOMOTORS 1FK7 COMPACT 6,0NM, 100K, 3000RPM, 1,48KW NATURAL AIR COOLING, IM B5 (IM V1, IM V3) POWER/SIGNAL CONNECTORS CONN. CAN BE ROTATED BY 270 DEGR., BASIC ABSOLUTE ENCODER 32 P/REV (ENCODER A-32) WITH DRIVE-CLIQ INTERFACE; PERFORMANCE REDUCTION BY 10% DUE TO ABSOLUTE ENCODER; SHAFT WITH FITTED KEY, TOLERANCE N; WITH HOLDING BRAKE DEGREE OF PROTECTION IP65 FLANGE ON DRIVE END IP67 | 2633 | TEM | 1 | MC | 8.302 | 1
1FK70605AF711KB3 | SIMOTICS S SYNCHRONOUS SERVOMOTORS 1FK7 COMPACT 6,0NM, 100K, 3000RPM, 1,48KW NATURAL AIR COOLING, IM B5 (IM V1, IM V3) POWER/SIGNAL CONNECTORS CONN. CAN BE ROTATED BY 270 DEGR., BASIC ABSOLUTE ENCODER 32 P/REV (ENCODER A-32) WITH DRIVE-CLIQ INTERFACE; PERFORMANCE REDUCTION BY 10% DUE TO ABSOLUTE ENCODER; SHAFT WITH FITTED KEY, TOLERANCE N; WITH HOLDING BRAKE DEGREE OF PROTECTION IP64; PAINT FINISH RAL7016 | 2581 | TEM | 1 | MC | 8.302 | 1
1FK70605AF711KB5 | SIMOTICS S SYNCHRONOUS SERVOMOTORS 1FK7 COMPACT 6,0NM, 100K, 3000RPM, 1,48KW NATURAL AIR COOLING, IM B5 (IM V1, IM V3) POWER/SIGNAL CONNECTORS CONN. CAN BE ROTATED BY 270 DEGR., BASIC ABSOLUTE ENCODER 32 P/REV (ENCODER A-32) WITH DRIVE-CLIQ INTERFACE; PERFORMANCE REDUCTION BY 10% DUE TO ABSOLUTE ENCODER; SHAFT WITH FITTED KEY, TOLERANCE N; WITH HOLDING BRAKE DEGREE OF PROTECTION IP65 AS FLANGE IP67; PAINT FINISH RAL7016 | 2683 | TEM | 1 | MC | 8.302 | 1
1FK70605AF711KB8 | SIMOTICS S SYNCHRONOUS SERVOMOTORS 1FK7 COMPACT 6,0NM, 100K, 3000RPM, 1,48KW NATURAL AIR COOLING, IM B5 (IM V1, IM V3) POWER/SIGNAL CONNECTORS CONN. CAN BE ROTATED BY 270 DEGR., BASIC ABSOLUTE ENCODER 32 P/REV (ENCODER A-32) WITH DRIVE-CLIQ INTERFACE; PERFORMANCE REDUCTION BY 10% DUE TO ABSOLUTE ENCODER; SHAFT WITH FITTED KEY, TOLERANCE N; WITH HOLDING BRAKE DEGREE OF PROTECTION IP65 IP67 D-END FLANGE; RAL7016 COATING; METALLIC RATING PLATE AT MOTOR | 2791 | TEM | 1 | MC | 8.302 | 1
1FK70605AF711KG0 | SIMOTICS S SYNCHRONOUS SERVOMOTORS 1FK7 COMPACT 6,0NM, 100K, 3000RPM, 1,48KW NATURAL AIR COOLING, IM B5 (IM V1, IM V3) POWER/SIGNAL CONNECTORS CONN. CAN BE ROTATED BY 270 DEGR., BASIC ABSOLUTE ENCODER 32 P/REV (ENCODER A-32) WITH DRIVE-CLIQ INTERFACE; PERFORMANCE REDUCTION BY 10% DUE TO ABSOLUTE ENCODER; PLAIN SHAFT, TOLERANCE N; W/O HOLDING BRAKE DEGREE OF PROTECTION IP64 | 2109 | TEM | 1 | MC | 7.003 | 1
1FK70605AF711KG2 | SIMOTICS S SYNCHRONOUS SERVOMOTORS 1FK7 COMPACT 6,0NM, 100K, 3000RPM, 1,48KW NATURAL AIR COOLING, IM B5 (IM V1, IM V3) POWER/SIGNAL CONNECTORS CONN. CAN BE ROTATED BY 270 DEGR., BASIC ABSOLUTE ENCODER 32 P/REV (ENCODER A-32) WITH DRIVE-CLIQ INTERFACE; PERFORMANCE REDUCTION BY 10% DUE TO ABSOLUTE ENCODER; PLAIN SHAFT, TOLERANCE N; W/O HOLDING BRAKE DEGREE OF PROTECTION IP65 FLANGE ON DRIVE END IP67 | 2211 | TEM | 1 | MC | 7.003 | 1
1FK70605AF711KG3 | SIMOTICS S SYNCHRONOUS SERVOMOTORS 1FK7 COMPACT 6,0NM, 100K, 3000RPM, 1,48KW NATURAL AIR COOLING, IM B5 (IM V1, IM V3) POWER/SIGNAL CONNECTORS CONN. CAN BE ROTATED BY 270 DEGR., BASIC ABSOLUTE ENCODER 32 P/REV (ENCODER A-32) WITH DRIVE-CLIQ INTERFACE; PERFORMANCE REDUCTION BY 10% DUE TO ABSOLUTE ENCODER; PLAIN SHAFT, TOLERANCE N; W/O HOLDING BRAKE DEGREE OF PROTECTION IP64; PAINT FINISH RAL7016 | 2158 | TEM | 1 | MC | 7.003 | 1
1FK70605AF711KG5 | SIMOTICS S SYNCHRONOUS SERVOMOTORS 1FK7 COMPACT 6,0NM, 100K, 3000RPM, 1,48KW NATURAL AIR COOLING, IM B5 (IM V1, IM V3) POWER/SIGNAL CONNECTORS CONN. CAN BE ROTATED BY 270 DEGR., BASIC ABSOLUTE ENCODER 32 P/REV (ENCODER A-32) WITH DRIVE-CLIQ INTERFACE; PERFORMANCE REDUCTION BY 10% DUE TO ABSOLUTE ENCODER; PLAIN SHAFT, TOLERANCE N; W/O HOLDING BRAKE DEGREE OF PROTECTION IP65 AS FLANGE IP67; PAINT FINISH RAL7016 | 2260 | TEM | 1 | MC | 7.003 | 1
1FK70605AF711KG8 | SIMOTICS S SYNCHRONOUS SERVOMOTORS 1FK7 COMPACT 6,0NM, 100K, 3000RPM, 1,48KW NATURAL AIR COOLING, IM B5 (IM V1, IM V3) POWER/SIGNAL CONNECTORS CONN. CAN BE ROTATED BY 270 DEGR., BASIC ABSOLUTE ENCODER 32 P/REV (ENCODER A-32) WITH DRIVE-CLIQ INTERFACE; PERFORMANCE REDUCTION BY 10% DUE TO ABSOLUTE ENCODER; PLAIN SHAFT, TOLERANCE N; W/O HOLDING BRAKE DEGREE OF PROTECTION IP65 IP67 D-END FLANGE; RAL7016 COATING; METALLIC RATING PLATE AT MOTOR | 2369 | TEM | 1 | MC | 7.003 | 1
1FK70605AF711KH0 | SIMOTICS S SYNCHRONOUS SERVOMOTORS 1FK7 COMPACT 6,0NM, 100K, 3000RPM, 1,48KW NATURAL AIR COOLING, IM B5 (IM V1, IM V3) POWER/SIGNAL CONNECTORS CONN. CAN BE ROTATED BY 270 DEGR., BASIC ABSOLUTE ENCODER 32 P/REV (ENCODER A-32) WITH DRIVE-CLIQ INTERFACE; PERFORMANCE REDUCTION BY 10% DUE TO ABSOLUTE ENCODER; PLAIN SHAFT, TOLERANCE N; WITH HOLDING BRAKE DEGREE OF PROTECTION IP64 | 2441 | TEM | 1 | MC | 8.302 | 1
1FK70605AF711KH2 | SIMOTICS S SYNCHRONOUS SERVOMOTORS 1FK7 COMPACT 6,0NM, 100K, 3000RPM, 1,48KW NATURAL AIR COOLING, IM B5 (IM V1, IM V3) POWER/SIGNAL CONNECTORS CONN. CAN BE ROTATED BY 270 DEGR., BASIC ABSOLUTE ENCODER 32 P/REV (ENCODER A-32) WITH DRIVE-CLIQ INTERFACE; PERFORMANCE REDUCTION BY 10% DUE TO ABSOLUTE ENCODER; PLAIN SHAFT, TOLERANCE N; WITH HOLDING BRAKE DEGREE OF PROTECTION IP65 FLANGE ON DRIVE END IP67 | 2542 | TEM | 1 | MC | 8.302 | 1
1FK70605AF711KH3 | SIMOTICS S SYNCHRONOUS SERVOMOTORS 1FK7 COMPACT 6,0NM, 100K, 3000RPM, 1,48KW NATURAL AIR COOLING, IM B5 (IM V1, IM V3) POWER/SIGNAL CONNECTORS CONN. CAN BE ROTATED BY 270 DEGR., BASIC ABSOLUTE ENCODER 32 P/REV (ENCODER A-32) WITH DRIVE-CLIQ INTERFACE; PERFORMANCE REDUCTION BY 10% DUE TO ABSOLUTE ENCODER; PLAIN SHAFT, TOLERANCE N; WITH HOLDING BRAKE DEGREE OF PROTECTION IP64; PAINT FINISH RAL7016 | 2490 | TEM | 1 | MC | 8.302 | 1
1FK70605AF711KH5 | SIMOTICS S SYNCHRONOUS SERVOMOTORS 1FK7 COMPACT 6,0NM, 100K, 3000RPM, 1,48KW NATURAL AIR COOLING, IM B5 (IM V1, IM V3) POWER/SIGNAL CONNECTORS CONN. CAN BE ROTATED BY 270 DEGR., BASIC ABSOLUTE ENCODER 32 P/REV (ENCODER A-32) WITH DRIVE-CLIQ INTERFACE; PERFORMANCE REDUCTION BY 10% DUE TO ABSOLUTE ENCODER; PLAIN SHAFT, TOLERANCE N; WITH HOLDING BRAKE DEGREE OF PROTECTION IP65 AS FLANGE IP67; PAINT FINISH RAL7016 | 2591 | TEM | 1 | MC | 8.302 | 1
1FK70605AF711KH8 | SIMOTICS S SYNCHRONOUS SERVOMOTORS 1FK7 COMPACT 6,0NM, 100K, 3000RPM, 1,48KW NATURAL AIR COOLING, IM B5 (IM V1, IM V3) POWER/SIGNAL CONNECTORS CONN. CAN BE ROTATED BY 270 DEGR., BASIC ABSOLUTE ENCODER 32 P/REV (ENCODER A-32) WITH DRIVE-CLIQ INTERFACE; PERFORMANCE REDUCTION BY 10% DUE TO ABSOLUTE ENCODER; PLAIN SHAFT, TOLERANCE N; WITH HOLDING BRAKE DEGREE OF PROTECTION IP65 IP67 D-END FLANGE; RAL7016 COATING; METALLIC RATING PLATE AT MOTOR | 2700 | TEM | 1 | MC | 8.302 | 1
1FK70605AF711PA0 | SIMOTICS S SYNCHRONOUS SERVOMOTORS 1FK7 COMPACT 6,0NM, 100K, 3000RPM, 1,48KW NATURAL AIR COOLING, IM B5 (IM V1, IM V3) POWER/SIGNAL CONNECTORS CONN. CAN BE ROTATED BY 270 DEGR., RESOLVER 2-POLE (RESOLVER P=1) WITH DRIVE-CLIQ INTERFACE; SHAFT WITH FITTED KEY, TOLERANCE N; W/O HOLDING BRAKE DEGREE OF PROTECTION IP64 | 1727 | TEM | 1 | MC | 7.003 | 1
1FK70605AF711PA2 | SIMOTICS S SYNCHRONOUS SERVOMOTORS 1FK7 COMPACT 6,0NM, 100K, 3000RPM, 1,48KW NATURAL AIR COOLING, IM B5 (IM V1, IM V3) POWER/SIGNAL CONNECTORS CONN. CAN BE ROTATED BY 270 DEGR., RESOLVER 2-POLE (RESOLVER P=1) WITH DRIVE-CLIQ INTERFACE; SHAFT WITH FITTED KEY, TOLERANCE N; W/O HOLDING BRAKE DEGREE OF PROTECTION IP65 FLANGE ON DRIVE END IP67 | 1829 | TEM | 1 | MC | 7.003 | 1
1FK70605AF711PA3 | SIMOTICS S SYNCHRONOUS SERVOMOTORS 1FK7 COMPACT 6,0NM, 100K, 3000RPM, 1,48KW NATURAL AIR COOLING, IM B5 (IM V1, IM V3) POWER/SIGNAL CONNECTORS CONN. CAN BE ROTATED BY 270 DEGR., RESOLVER 2-POLE (RESOLVER P=1) WITH DRIVE-CLIQ INTERFACE; SHAFT WITH FITTED KEY, TOLERANCE N; W/O HOLDING BRAKE DEGREE OF PROTECTION IP64; PAINT FINISH RAL7016 | 1777 | TEM | 1 | MC | 7.003 | 1
1FK70605AF711PA5 | SIMOTICS S SYNCHRONOUS SERVOMOTORS 1FK7 COMPACT 6,0NM, 100K, 3000RPM, 1,48KW NATURAL AIR COOLING, IM B5 (IM V1, IM V3) POWER/SIGNAL CONNECTORS CONN. CAN BE ROTATED BY 270 DEGR., RESOLVER 2-POLE (RESOLVER P=1) WITH DRIVE-CLIQ INTERFACE; SHAFT WITH FITTED KEY, TOLERANCE N; W/O HOLDING BRAKE DEGREE OF PROTECTION IP65 AS FLANGE IP67; PAINT FINISH RAL7016 | 1878 | TEM | 1 | MC | 7.003 | 1
1FK70605AF711PA8 | SIMOTICS S SYNCHRONOUS SERVOMOTORS 1FK7 COMPACT 6,0NM, 100K, 3000RPM, 1,48KW NATURAL AIR COOLING, IM B5 (IM V1, IM V3) POWER/SIGNAL CONNECTORS CONN. CAN BE ROTATED BY 270 DEGR., RESOLVER 2-POLE (RESOLVER P=1) WITH DRIVE-CLIQ INTERFACE; SHAFT WITH FITTED KEY, TOLERANCE N; W/O HOLDING BRAKE DEGREE OF PROTECTION IP65 IP67 D-END FLANGE; RAL7016 COATING; METALLIC RATING PLATE AT MOTOR | 1987 | TEM | 1 | MC | 7.003 | 1
1FK70605AF711PB0 | SIMOTICS S SYNCHRONOUS SERVOMOTORS 1FK7 COMPACT 6,0NM, 100K, 3000RPM, 1,48KW NATURAL AIR COOLING, IM B5 (IM V1, IM V3) POWER/SIGNAL CONNECTORS CONN. CAN BE ROTATED BY 270 DEGR., RESOLVER 2-POLE (RESOLVER P=1) WITH DRIVE-CLIQ INTERFACE; SHAFT WITH FITTED KEY, TOLERANCE N; WITH HOLDING BRAKE DEGREE OF PROTECTION IP64 | 2056 | TEM | 1 | MC | 8.302 | 1
1FK70605AF711PB2 | SIMOTICS S SYNCHRONOUS SERVOMOTORS 1FK7 COMPACT 6,0NM, 100K, 3000RPM, 1,48KW NATURAL AIR COOLING, IM B5 (IM V1, IM V3) POWER/SIGNAL CONNECTORS CONN. CAN BE ROTATED BY 270 DEGR., RESOLVER 2-POLE (RESOLVER P=1) WITH DRIVE-CLIQ INTERFACE; SHAFT WITH FITTED KEY, TOLERANCE N; WITH HOLDING BRAKE DEGREE OF PROTECTION IP65 FLANGE ON DRIVE END IP67 | 2158 | TEM | 1 | MC | 8.302 | 1
1FK70605AF711PB3 | SIMOTICS S SYNCHRONOUS SERVOMOTORS 1FK7 COMPACT 6,0NM, 100K, 3000RPM, 1,48KW NATURAL AIR COOLING, IM B5 (IM V1, IM V3) POWER/SIGNAL CONNECTORS CONN. CAN BE ROTATED BY 270 DEGR., RESOLVER 2-POLE (RESOLVER P=1) WITH DRIVE-CLIQ INTERFACE; SHAFT WITH FITTED KEY, TOLERANCE N; WITH HOLDING BRAKE DEGREE OF PROTECTION IP64; PAINT FINISH RAL7016 | 2106 | TEM | 1 | MC | 8.302 | 1
1FK70605AF711PB5 | SIMOTICS S SYNCHRONOUS SERVOMOTORS 1FK7 COMPACT 6,0NM, 100K, 3000RPM, 1,48KW NATURAL AIR COOLING, IM B5 (IM V1, IM V3) POWER/SIGNAL CONNECTORS CONN. CAN BE ROTATED BY 270 DEGR., RESOLVER 2-POLE (RESOLVER P=1) WITH DRIVE-CLIQ INTERFACE; SHAFT WITH FITTED KEY, TOLERANCE N; WITH HOLDING BRAKE DEGREE OF PROTECTION IP65 AS FLANGE IP67; PAINT FINISH RAL7016 | 2207 | TEM | 1 | MC | 8.302 | 1
1FK70605AF711PB8 | SIMOTICS S SYNCHRONOUS SERVOMOTORS 1FK7 COMPACT 6,0NM, 100K, 3000RPM, 1,48KW NATURAL AIR COOLING, IM B5 (IM V1, IM V3) POWER/SIGNAL CONNECTORS CONN. CAN BE ROTATED BY 270 DEGR., RESOLVER 2-POLE (RESOLVER P=1) WITH DRIVE-CLIQ INTERFACE; SHAFT WITH FITTED KEY, TOLERANCE N; WITH HOLDING BRAKE DEGREE OF PROTECTION IP65 IP67 D-END FLANGE; RAL7016 COATING; METALLIC RATING PLATE AT MOTOR | 2316 | TEM | 1 | MC | 8.302 | 1
1FK70605AF711PG0 | SIMOTICS S SYNCHRONOUS SERVOMOTORS 1FK7 COMPACT 6,0NM, 100K, 3000RPM, 1,48KW NATURAL AIR COOLING, IM B5 (IM V1, IM V3) POWER/SIGNAL CONNECTORS CONN. CAN BE ROTATED BY 270 DEGR., RESOLVER 2-POLE (RESOLVER P=1) WITH DRIVE-CLIQ INTERFACE; PLAIN SHAFT, TOLERANCE N; W/O HOLDING BRAKE DEGREE OF PROTECTION IP64 | 1634 | TEM | 1 | MC | 7.003 | 1
1FK70605AF711PG2 | SIMOTICS S SYNCHRONOUS SERVOMOTORS 1FK7 COMPACT 6,0NM, 100K, 3000RPM, 1,48KW NATURAL AIR COOLING, IM B5 (IM V1, IM V3) POWER/SIGNAL CONNECTORS CONN. CAN BE ROTATED BY 270 DEGR., RESOLVER 2-POLE (RESOLVER P=1) WITH DRIVE-CLIQ INTERFACE; PLAIN SHAFT, TOLERANCE N; W/O HOLDING BRAKE DEGREE OF PROTECTION IP65 FLANGE ON DRIVE END IP67 | 1735 | TEM | 1 | MC | 7.003 | 1
1FK70605AF711PG3 | SIMOTICS S SYNCHRONOUS SERVOMOTORS 1FK7 COMPACT 6,0NM, 100K, 3000RPM, 1,48KW NATURAL AIR COOLING, IM B5 (IM V1, IM V3) POWER/SIGNAL CONNECTORS CONN. CAN BE ROTATED BY 270 DEGR., RESOLVER 2-POLE (RESOLVER P=1) WITH DRIVE-CLIQ INTERFACE; PLAIN SHAFT, TOLERANCE N; W/O HOLDING BRAKE DEGREE OF PROTECTION IP64; PAINT FINISH RAL7016 | 1683 | TEM | 1 | MC | 7.003 | 1
1FK70605AF711PG5 | SIMOTICS S SYNCHRONOUS SERVOMOTORS 1FK7 COMPACT 6,0NM, 100K, 3000RPM, 1,48KW NATURAL AIR COOLING, IM B5 (IM V1, IM V3) POWER/SIGNAL CONNECTORS CONN. CAN BE ROTATED BY 270 DEGR., RESOLVER 2-POLE (RESOLVER P=1) WITH DRIVE-CLIQ INTERFACE; PLAIN SHAFT, TOLERANCE N; W/O HOLDING BRAKE DEGREE OF PROTECTION IP65 AS FLANGE IP67; PAINT FINISH RAL7016 | 1784 | TEM | 1 | MC | 7.003 | 1
1FK70605AF711PG8 | SIMOTICS S SYNCHRONOUS SERVOMOTORS 1FK7 COMPACT 6,0NM, 100K, 3000RPM, 1,48KW NATURAL AIR COOLING, IM B5 (IM V1, IM V3) POWER/SIGNAL CONNECTORS CONN. CAN BE ROTATED BY 270 DEGR., RESOLVER 2-POLE (RESOLVER P=1) WITH DRIVE-CLIQ INTERFACE; PLAIN SHAFT, TOLERANCE N; W/O HOLDING BRAKE DEGREE OF PROTECTION IP65 IP67 D-END FLANGE; RAL7016 COATING; METALLIC RATING PLATE AT MOTOR | 1893 | TEM | 1 | MC | 7.003 | 1
1FK70605AF711PH0 | SIMOTICS S SYNCHRONOUS SERVOMOTORS 1FK7 COMPACT 6,0NM, 100K, 3000RPM, 1,48KW NATURAL AIR COOLING, IM B5 (IM V1, IM V3) POWER/SIGNAL CONNECTORS CONN. CAN BE ROTATED BY 270 DEGR., RESOLVER 2-POLE (RESOLVER P=1) WITH DRIVE-CLIQ INTERFACE; PLAIN SHAFT, TOLERANCE N; WITH HOLDING BRAKE DEGREE OF PROTECTION IP64 | 1965 | TEM | 1 | MC | 8.302 | 1
1FK70605AF711PH2 | SIMOTICS S SYNCHRONOUS SERVOMOTORS 1FK7 COMPACT 6,0NM, 100K, 3000RPM, 1,48KW NATURAL AIR COOLING, IM B5 (IM V1, IM V3) POWER/SIGNAL CONNECTORS CONN. CAN BE ROTATED BY 270 DEGR., RESOLVER 2-POLE (RESOLVER P=1) WITH DRIVE-CLIQ INTERFACE; PLAIN SHAFT, TOLERANCE N; WITH HOLDING BRAKE DEGREE OF PROTECTION IP65 FLANGE ON DRIVE END IP67 | 2067 | TEM | 1 | MC | 8.302 | 1
1FK70605AF711PH3 | SIMOTICS S SYNCHRONOUS SERVOMOTORS 1FK7 COMPACT 6,0NM, 100K, 3000RPM, 1,48KW NATURAL AIR COOLING, IM B5 (IM V1, IM V3) POWER/SIGNAL CONNECTORS CONN. CAN BE ROTATED BY 270 DEGR., RESOLVER 2-POLE (RESOLVER P=1) WITH DRIVE-CLIQ INTERFACE; PLAIN SHAFT, TOLERANCE N; WITH HOLDING BRAKE DEGREE OF PROTECTION IP64; PAINT FINISH RAL7016 | 2014 | TEM | 1 | MC | 8.302 | 1
1FK70605AF711PH5 | SIMOTICS S SYNCHRONOUS SERVOMOTORS 1FK7 COMPACT 6,0NM, 100K, 3000RPM, 1,48KW NATURAL AIR COOLING, IM B5 (IM V1, IM V3) POWER/SIGNAL CONNECTORS CONN. CAN BE ROTATED BY 270 DEGR., RESOLVER 2-POLE (RESOLVER P=1) WITH DRIVE-CLIQ INTERFACE; PLAIN SHAFT, TOLERANCE N; WITH HOLDING BRAKE DEGREE OF PROTECTION IP65 AS FLANGE IP67; PAINT FINISH RAL7016 | 2116 | TEM | 1 | MC | 8.302 | 1
1FK70605AF711PH8 | SIMOTICS S SYNCHRONOUS SERVOMOTORS 1FK7 COMPACT 6,0NM, 100K, 3000RPM, 1,48KW NATURAL AIR COOLING, IM B5 (IM V1, IM V3) POWER/SIGNAL CONNECTORS CONN. CAN BE ROTATED BY 270 DEGR., RESOLVER 2-POLE (RESOLVER P=1) WITH DRIVE-CLIQ INTERFACE; PLAIN SHAFT, TOLERANCE N; WITH HOLDING BRAKE DEGREE OF PROTECTION IP65 IP67 D-END FLANGE; RAL7016 COATING; METALLIC RATING PLATE AT MOTOR | 2224 | TEM | 1 | MC | 8.302 | 1
1FK70605AF711SA0 | SIMOTICS S SYNCHRONOUS SERVOMOTORS 1FK7 COMPACT 6,0NM, 100K, 3000RPM, 1,48KW NATURAL AIR COOLING, IM B5 (IM V1, IM V3) POWER/SIGNAL CONNECTORS CONN. CAN BE ROTATED BY 270 DEGR., RESOLVER MULTI-POLE (RESOLVER P=4); SHAFT WITH FITTED KEY, TOLERANCE N; W/O HOLDING BRAKE DEGREE OF PROTECTION IP64 | 1466 | TEM | 1 | MC | 7.003 | 1
1FK70605AF711SA2 | SIMOTICS S SYNCHRONOUS SERVOMOTORS 1FK7 COMPACT 6,0NM, 100K, 3000RPM, 1,48KW NATURAL AIR COOLING, IM B5 (IM V1, IM V3) POWER/SIGNAL CONNECTORS CONN. CAN BE ROTATED BY 270 DEGR., RESOLVER MULTI-POLE (RESOLVER P=4); SHAFT WITH FITTED KEY, TOLERANCE N; W/O HOLDING BRAKE DEGREE OF PROTECTION IP65 FLANGE ON DRIVE END IP67 | 1567 | TEM | 1 | MC | 7.003 | 1
1FK70605AF711SA3 | SIMOTICS S SYNCHRONOUS SERVOMOTORS 1FK7 COMPACT 6,0NM, 100K, 3000RPM, 1,48KW NATURAL AIR COOLING, IM B5 (IM V1, IM V3) POWER/SIGNAL CONNECTORS CONN. CAN BE ROTATED BY 270 DEGR., RESOLVER MULTI-POLE (RESOLVER P=4); SHAFT WITH FITTED KEY, TOLERANCE N; W/O HOLDING BRAKE DEGREE OF PROTECTION IP64; PAINT FINISH RAL7016 | 1515 | TEM | 1 | MC | 7.003 | 1
1FK70605AF711SA5 | SIMOTICS S SYNCHRONOUS SERVOMOTORS 1FK7 COMPACT 6,0NM, 100K, 3000RPM, 1,48KW NATURAL AIR COOLING, IM B5 (IM V1, IM V3) POWER/SIGNAL CONNECTORS CONN. CAN BE ROTATED BY 270 DEGR., RESOLVER MULTI-POLE (RESOLVER P=4); SHAFT WITH FITTED KEY, TOLERANCE N; W/O HOLDING BRAKE DEGREE OF PROTECTION IP65 AS FLANGE IP67; PAINT FINISH RAL7016 | 1616 | TEM | 1 | MC | 7.003 | 1
1FK70605AF711SA8 | SIMOTICS S SYNCHRONOUS SERVOMOTORS 1FK7 COMPACT 6,0NM, 100K, 3000RPM, 1,48KW NATURAL AIR COOLING, IM B5 (IM V1, IM V3) POWER/SIGNAL CONNECTORS CONN. CAN BE ROTATED BY 270 DEGR., RESOLVER MULTI-POLE (RESOLVER P=4); SHAFT WITH FITTED KEY, TOLERANCE N; W/O HOLDING BRAKE DEGREE OF PROTECTION IP65 IP67 D-END FLANGE; RAL7016 COATING; METALLIC RATING PLATE AT MOTOR | 1725 | TEM | 1 | MC | 7.003 | 1
1FK70605AF711SB0 | SIMOTICS S SYNCHRONOUS SERVOMOTORS 1FK7 COMPACT 6,0NM, 100K, 3000RPM, 1,48KW NATURAL AIR COOLING, IM B5 (IM V1, IM V3) POWER/SIGNAL CONNECTORS CONN. CAN BE ROTATED BY 270 DEGR., RESOLVER MULTI-POLE (RESOLVER P=4); SHAFT WITH FITTED KEY, TOLERANCE N; WITH HOLDING BRAKE DEGREE OF PROTECTION IP64 | 1795 | TEM | 1 | MC | 8.302 | 1
1FK70605AF711SB2 | SIMOTICS S SYNCHRONOUS SERVOMOTORS 1FK7 COMPACT 6,0NM, 100K, 3000RPM, 1,48KW NATURAL AIR COOLING, IM B5 (IM V1, IM V3) POWER/SIGNAL CONNECTORS CONN. CAN BE ROTATED BY 270 DEGR., RESOLVER MULTI-POLE (RESOLVER P=4); SHAFT WITH FITTED KEY, TOLERANCE N; WITH HOLDING BRAKE DEGREE OF PROTECTION IP65 FLANGE ON DRIVE END IP67 | 1896 | TEM | 1 | MC | 8.302 | 1
1FK70605AF711SB3 | SIMOTICS S SYNCHRONOUS SERVOMOTORS 1FK7 COMPACT 6,0NM, 100K, 3000RPM, 1,48KW NATURAL AIR COOLING, IM B5 (IM V1, IM V3) POWER/SIGNAL CONNECTORS CONN. CAN BE ROTATED BY 270 DEGR., RESOLVER MULTI-POLE (RESOLVER P=4); SHAFT WITH FITTED KEY, TOLERANCE N; WITH HOLDING BRAKE DEGREE OF PROTECTION IP64; PAINT FINISH RAL7016 | 1844 | TEM | 1 | MC | 8.302 | 1
1FK70605AF711SB5 | SIMOTICS S SYNCHRONOUS SERVOMOTORS 1FK7 COMPACT 6,0NM, 100K, 3000RPM, 1,48KW NATURAL AIR COOLING, IM B5 (IM V1, IM V3) POWER/SIGNAL CONNECTORS CONN. CAN BE ROTATED BY 270 DEGR., RESOLVER MULTI-POLE (RESOLVER P=4); SHAFT WITH FITTED KEY, TOLERANCE N; WITH HOLDING BRAKE DEGREE OF PROTECTION IP65 AS FLANGE IP67; PAINT FINISH RAL7016 | 1945 | TEM | 1 | MC | 8.302 | 1
1FK70605AF711SB8 | SIMOTICS S SYNCHRONOUS SERVOMOTORS 1FK7 COMPACT 6,0NM, 100K, 3000RPM, 1,48KW NATURAL AIR COOLING, IM B5 (IM V1, IM V3) POWER/SIGNAL CONNECTORS CONN. CAN BE ROTATED BY 270 DEGR., RESOLVER MULTI-POLE (RESOLVER P=4); SHAFT WITH FITTED KEY, TOLERANCE N; WITH HOLDING BRAKE DEGREE OF PROTECTION IP65 IP67 D-END FLANGE; RAL7016 COATING; METALLIC RATING PLATE AT MOTOR | 2054 | TEM | 1 | MC | 8.302 | 1
1FK70605AF711SG0 | SIMOTICS S SYNCHRONOUS SERVOMOTORS 1FK7 COMPACT 6,0NM, 100K, 3000RPM, 1,48KW NATURAL AIR COOLING, IM B5 (IM V1, IM V3) POWER/SIGNAL CONNECTORS CONN. CAN BE ROTATED BY 270 DEGR., RESOLVER MULTI-POLE (RESOLVER P=4); PLAIN SHAFT, TOLERANCE N; W/O HOLDING BRAKE DEGREE OF PROTECTION IP64 | 1372 | TEM | 1 | MC | 7.003 | 1
1FK70605AF711SG2 | SIMOTICS S SYNCHRONOUS SERVOMOTORS 1FK7 COMPACT 6,0NM, 100K, 3000RPM, 1,48KW NATURAL AIR COOLING, IM B5 (IM V1, IM V3) POWER/SIGNAL CONNECTORS CONN. CAN BE ROTATED BY 270 DEGR., RESOLVER MULTI-POLE (RESOLVER P=4); PLAIN SHAFT, TOLERANCE N; W/O HOLDING BRAKE DEGREE OF PROTECTION IP65 FLANGE ON DRIVE END IP67 | 1473 | TEM | 1 | MC | 7.003 | 1
1FK70605AF711SG3 | SIMOTICS S SYNCHRONOUS SERVOMOTORS 1FK7 COMPACT 6,0NM, 100K, 3000RPM, 1,48KW NATURAL AIR COOLING, IM B5 (IM V1, IM V3) POWER/SIGNAL CONNECTORS CONN. CAN BE ROTATED BY 270 DEGR., RESOLVER MULTI-POLE (RESOLVER P=4); PLAIN SHAFT, TOLERANCE N; W/O HOLDING BRAKE DEGREE OF PROTECTION IP64; PAINT FINISH RAL7016 | 1421 | TEM | 1 | MC | 7.003 | 1
1FK70605AF711SG5 | SIMOTICS S SYNCHRONOUS SERVOMOTORS 1FK7 COMPACT 6,0NM, 100K, 3000RPM, 1,48KW NATURAL AIR COOLING, IM B5 (IM V1, IM V3) POWER/SIGNAL CONNECTORS CONN. CAN BE ROTATED BY 270 DEGR., RESOLVER MULTI-POLE (RESOLVER P=4); PLAIN SHAFT, TOLERANCE N; W/O HOLDING BRAKE DEGREE OF PROTECTION IP65 AS FLANGE IP67; PAINT FINISH RAL7016 | 1523 | TEM | 1 | MC | 7.003 | 1
1FK70605AF711SG8 | SIMOTICS S SYNCHRONOUS SERVOMOTORS 1FK7 COMPACT 6,0NM, 100K, 3000RPM, 1,48KW NATURAL AIR COOLING, IM B5 (IM V1, IM V3) POWER/SIGNAL CONNECTORS CONN. CAN BE ROTATED BY 270 DEGR., RESOLVER MULTI-POLE (RESOLVER P=4); PLAIN SHAFT, TOLERANCE N; W/O HOLDING BRAKE DEGREE OF PROTECTION IP65 IP67 D-END FLANGE; RAL7016 COATING; METALLIC RATING PLATE AT MOTOR | 1631 | TEM | 1 | MC | 7.003 | 1
1FK70605AF711SH0 | SIMOTICS S SYNCHRONOUS SERVOMOTORS 1FK7 COMPACT 6,0NM, 100K, 3000RPM, 1,48KW NATURAL AIR COOLING, IM B5 (IM V1, IM V3) POWER/SIGNAL CONNECTORS CONN. CAN BE ROTATED BY 270 DEGR., RESOLVER MULTI-POLE (RESOLVER P=4); PLAIN SHAFT, TOLERANCE N; WITH HOLDING BRAKE DEGREE OF PROTECTION IP64 | 1703 | TEM | 1 | MC | 8.302 | 1
1FK70605AF711SH2 | SIMOTICS S SYNCHRONOUS SERVOMOTORS 1FK7 COMPACT 6,0NM, 100K, 3000RPM, 1,48KW NATURAL AIR COOLING, IM B5 (IM V1, IM V3) POWER/SIGNAL CONNECTORS CONN. CAN BE ROTATED BY 270 DEGR., RESOLVER MULTI-POLE (RESOLVER P=4); PLAIN SHAFT, TOLERANCE N; WITH HOLDING BRAKE DEGREE OF PROTECTION IP65 FLANGE ON DRIVE END IP67 | 1805 | TEM | 1 | MC | 8.302 | 1
1FK70605AF711SH3 | SIMOTICS S SYNCHRONOUS SERVOMOTORS 1FK7 COMPACT 6,0NM, 100K, 3000RPM, 1,48KW NATURAL AIR COOLING, IM B5 (IM V1, IM V3) POWER/SIGNAL CONNECTORS CONN. CAN BE ROTATED BY 270 DEGR., RESOLVER MULTI-POLE (RESOLVER P=4); PLAIN SHAFT, TOLERANCE N; WITH HOLDING BRAKE DEGREE OF PROTECTION IP64; PAINT FINISH RAL7016 | 1752 | TEM | 1 | MC | 8.302 | 1
1FK70605AF711SH5 | SIMOTICS S SYNCHRONOUS SERVOMOTORS 1FK7 COMPACT 6,0NM, 100K, 3000RPM, 1,48KW NATURAL AIR COOLING, IM B5 (IM V1, IM V3) POWER/SIGNAL CONNECTORS CONN. CAN BE ROTATED BY 270 DEGR., RESOLVER MULTI-POLE (RESOLVER P=4); PLAIN SHAFT, TOLERANCE N; WITH HOLDING BRAKE DEGREE OF PROTECTION IP65 AS FLANGE IP67; PAINT FINISH RAL7016 | 1854 | TEM | 1 | MC | 8.302 | 1
1FK70605AF711SH8 | SIMOTICS S SYNCHRONOUS SERVOMOTORS 1FK7 COMPACT 6,0NM, 100K, 3000RPM, 1,48KW NATURAL AIR COOLING, IM B5 (IM V1, IM V3) POWER/SIGNAL CONNECTORS CONN. CAN BE ROTATED BY 270 DEGR., RESOLVER MULTI-POLE (RESOLVER P=4); PLAIN SHAFT, TOLERANCE N; WITH HOLDING BRAKE DEGREE OF PROTECTION IP65 IP67 D-END FLANGE; RAL7016 COATING; METALLIC RATING PLATE AT MOTOR | 1963 | TEM | 1 | MC | 8.302 | 1
1FK70605AF711TA0 | SIMOTICS S SYNCHRONOUS SERVOMOTORS 1FK7 COMPACT 6,0NM, 100K, 3000RPM, 1,48KW NATURAL AIR COOLING, IM B5 (IM V1, IM V3) POWER/SIGNAL CONNECTORS CONN. CAN BE ROTATED BY 270 DEGR., RESOLVER 2-POLE (RESOLVER P=1); SHAFT WITH FITTED KEY, TOLERANCE N; W/O HOLDING BRAKE DEGREE OF PROTECTION IP64 | 1466 | TEM | 1 | MC | 7.003 | 1
1FK70605AF711TA2 | SIMOTICS S SYNCHRONOUS SERVOMOTORS 1FK7 COMPACT 6,0NM, 100K, 3000RPM, 1,48KW NATURAL AIR COOLING, IM B5 (IM V1, IM V3) POWER/SIGNAL CONNECTORS CONN. CAN BE ROTATED BY 270 DEGR., RESOLVER 2-POLE (RESOLVER P=1); SHAFT WITH FITTED KEY, TOLERANCE N; W/O HOLDING BRAKE DEGREE OF PROTECTION IP65 FLANGE ON DRIVE END IP67 | 1567 | TEM | 1 | MC | 7.003 | 1
1FK70605AF711TA3 | SIMOTICS S SYNCHRONOUS SERVOMOTORS 1FK7 COMPACT 6,0NM, 100K, 3000RPM, 1,48KW NATURAL AIR COOLING, IM B5 (IM V1, IM V3) POWER/SIGNAL CONNECTORS CONN. CAN BE ROTATED BY 270 DEGR., RESOLVER 2-POLE (RESOLVER P=1); SHAFT WITH FITTED KEY, TOLERANCE N; W/O HOLDING BRAKE DEGREE OF PROTECTION IP64; PAINT FINISH RAL7016 | 1515 | TEM | 1 | MC | 7.003 | 1
1FK70605AF711TA5 | SIMOTICS S SYNCHRONOUS SERVOMOTORS 1FK7 COMPACT 6,0NM, 100K, 3000RPM, 1,48KW NATURAL AIR COOLING, IM B5 (IM V1, IM V3) POWER/SIGNAL CONNECTORS CONN. CAN BE ROTATED BY 270 DEGR., RESOLVER 2-POLE (RESOLVER P=1); SHAFT WITH FITTED KEY, TOLERANCE N; W/O HOLDING BRAKE DEGREE OF PROTECTION IP65 AS FLANGE IP67; PAINT FINISH RAL7016 | 1616 | TEM | 1 | MC | 7.003 | 1
1FK70605AF711TA8 | SIMOTICS S SYNCHRONOUS SERVOMOTORS 1FK7 COMPACT 6,0NM, 100K, 3000RPM, 1,48KW NATURAL AIR COOLING, IM B5 (IM V1, IM V3) POWER/SIGNAL CONNECTORS CONN. CAN BE ROTATED BY 270 DEGR., RESOLVER 2-POLE (RESOLVER P=1); SHAFT WITH FITTED KEY, TOLERANCE N; W/O HOLDING BRAKE DEGREE OF PROTECTION IP65 IP67 D-END FLANGE; RAL7016 COATING; METALLIC RATING PLATE AT MOTOR | 1725 | TEM | 1 | MC | 7.003 | 1
1FK70605AF711TB0 | SIMOTICS S SYNCHRONOUS SERVOMOTORS 1FK7 COMPACT 6,0NM, 100K, 3000RPM, 1,48KW NATURAL AIR COOLING, IM B5 (IM V1, IM V3) POWER/SIGNAL CONNECTORS CONN. CAN BE ROTATED BY 270 DEGR., RESOLVER 2-POLE (RESOLVER P=1); SHAFT WITH FITTED KEY, TOLERANCE N; WITH HOLDING BRAKE DEGREE OF PROTECTION IP64 | 1795 | TEM | 1 | MC | 8.302 | 1
1FK70605AF711TB2 | SIMOTICS S SYNCHRONOUS SERVOMOTORS 1FK7 COMPACT 6,0NM, 100K, 3000RPM, 1,48KW NATURAL AIR COOLING, IM B5 (IM V1, IM V3) POWER/SIGNAL CONNECTORS CONN. CAN BE ROTATED BY 270 DEGR., RESOLVER 2-POLE (RESOLVER P=1); SHAFT WITH FITTED KEY, TOLERANCE N; WITH HOLDING BRAKE DEGREE OF PROTECTION IP65 FLANGE ON DRIVE END IP67 | 1896 | TEM | 1 | MC | 8.302 | 1
1FK70605AF711TB3 | SIMOTICS S SYNCHRONOUS SERVOMOTORS 1FK7 COMPACT 6,0NM, 100K, 3000RPM, 1,48KW NATURAL AIR COOLING, IM B5 (IM V1, IM V3) POWER/SIGNAL CONNECTORS CONN. CAN BE ROTATED BY 270 DEGR., RESOLVER 2-POLE (RESOLVER P=1); SHAFT WITH FITTED KEY, TOLERANCE N; WITH HOLDING BRAKE DEGREE OF PROTECTION IP64; PAINT FINISH RAL7016 | 1844 | TEM | 1 | MC | 8.302 | 1
1FK70605AF711TB5 | SIMOTICS S SYNCHRONOUS SERVOMOTORS 1FK7 COMPACT 6,0NM, 100K, 3000RPM, 1,48KW NATURAL AIR COOLING, IM B5 (IM V1, IM V3) POWER/SIGNAL CONNECTORS CONN. CAN BE ROTATED BY 270 DEGR., RESOLVER 2-POLE (RESOLVER P=1); SHAFT WITH FITTED KEY, TOLERANCE N; WITH HOLDING BRAKE DEGREE OF PROTECTION IP65 AS FLANGE IP67; PAINT FINISH RAL7016 | 1945 | TEM | 1 | MC | 8.302 | 1
1FK70605AF711TB8 | SIMOTICS S SYNCHRONOUS SERVOMOTORS 1FK7 COMPACT 6,0NM, 100K, 3000RPM, 1,48KW NATURAL AIR COOLING, IM B5 (IM V1, IM V3) POWER/SIGNAL CONNECTORS CONN. CAN BE ROTATED BY 270 DEGR., RESOLVER 2-POLE (RESOLVER P=1); SHAFT WITH FITTED KEY, TOLERANCE N; WITH HOLDING BRAKE DEGREE OF PROTECTION IP65 IP67 D-END FLANGE; RAL7016 COATING; METALLIC RATING PLATE AT MOTOR | 2054 | TEM | 1 | MC | 8.302 | 1
1FK70605AF711TG0 | SIMOTICS S SYNCHRONOUS SERVOMOTORS 1FK7 COMPACT 6,0NM, 100K, 3000RPM, 1,48KW NATURAL AIR COOLING, IM B5 (IM V1, IM V3) POWER/SIGNAL CONNECTORS CONN. CAN BE ROTATED BY 270 DEGR., RESOLVER 2-POLE (RESOLVER P=1); PLAIN SHAFT, TOLERANCE N; W/O HOLDING BRAKE DEGREE OF PROTECTION IP64 | 1372 | TEM | 1 | MC | 7.003 | 1
1FK70605AF711TG2 | SIMOTICS S SYNCHRONOUS SERVOMOTORS 1FK7 COMPACT 6,0NM, 100K, 3000RPM, 1,48KW NATURAL AIR COOLING, IM B5 (IM V1, IM V3) POWER/SIGNAL CONNECTORS CONN. CAN BE ROTATED BY 270 DEGR., RESOLVER 2-POLE (RESOLVER P=1); PLAIN SHAFT, TOLERANCE N; W/O HOLDING BRAKE DEGREE OF PROTECTION IP65 FLANGE ON DRIVE END IP67 | 1473 | TEM | 1 | MC | 7.003 | 1
1FK70605AF711TG3 | SIMOTICS S SYNCHRONOUS SERVOMOTORS 1FK7 COMPACT 6,0NM, 100K, 3000RPM, 1,48KW NATURAL AIR COOLING, IM B5 (IM V1, IM V3) POWER/SIGNAL CONNECTORS CONN. CAN BE ROTATED BY 270 DEGR., RESOLVER 2-POLE (RESOLVER P=1); PLAIN SHAFT, TOLERANCE N; W/O HOLDING BRAKE DEGREE OF PROTECTION IP64; PAINT FINISH RAL7016 | 1421 | TEM | 1 | MC | 7.003 | 1
1FK70605AF711TG5 | SIMOTICS S SYNCHRONOUS SERVOMOTORS 1FK7 COMPACT 6,0NM, 100K, 3000RPM, 1,48KW NATURAL AIR COOLING, IM B5 (IM V1, IM V3) POWER/SIGNAL CONNECTORS CONN. CAN BE ROTATED BY 270 DEGR., RESOLVER 2-POLE (RESOLVER P=1); PLAIN SHAFT, TOLERANCE N; W/O HOLDING BRAKE DEGREE OF PROTECTION IP65 AS FLANGE IP67; PAINT FINISH RAL7016 | 1523 | TEM | 1 | MC | 7.003 | 1
1FK70605AF711TG8 | SIMOTICS S SYNCHRONOUS SERVOMOTORS 1FK7 COMPACT 6,0NM, 100K, 3000RPM, 1,48KW NATURAL AIR COOLING, IM B5 (IM V1, IM V3) POWER/SIGNAL CONNECTORS CONN. CAN BE ROTATED BY 270 DEGR., RESOLVER 2-POLE (RESOLVER P=1); PLAIN SHAFT, TOLERANCE N; W/O HOLDING BRAKE DEGREE OF PROTECTION IP65 IP67 D-END FLANGE; RAL7016 COATING; METALLIC RATING PLATE AT MOTOR | 1631 | TEM | 1 | MC | 7.003 | 1
1FK70605AF711TH0 | SIMOTICS S SYNCHRONOUS SERVOMOTORS 1FK7 COMPACT 6,0NM, 100K, 3000RPM, 1,48KW NATURAL AIR COOLING, IM B5 (IM V1, IM V3) POWER/SIGNAL CONNECTORS CONN. CAN BE ROTATED BY 270 DEGR., RESOLVER 2-POLE (RESOLVER P=1); PLAIN SHAFT, TOLERANCE N; WITH HOLDING BRAKE DEGREE OF PROTECTION IP64 | 1703 | TEM | 1 | MC | 8.302 | 1
1FK70605AF711TH2 | SIMOTICS S SYNCHRONOUS SERVOMOTORS 1FK7 COMPACT 6,0NM, 100K, 3000RPM, 1,48KW NATURAL AIR COOLING, IM B5 (IM V1, IM V3) POWER/SIGNAL CONNECTORS CONN. CAN BE ROTATED BY 270 DEGR., RESOLVER 2-POLE (RESOLVER P=1); PLAIN SHAFT, TOLERANCE N; WITH HOLDING BRAKE DEGREE OF PROTECTION IP65 FLANGE ON DRIVE END IP67 | 1805 | TEM | 1 | MC | 8.302 | 1
1FK70605AF711TH3 | SIMOTICS S SYNCHRONOUS SERVOMOTORS 1FK7 COMPACT 6,0NM, 100K, 3000RPM, 1,48KW NATURAL AIR COOLING, IM B5 (IM V1, IM V3) POWER/SIGNAL CONNECTORS CONN. CAN BE ROTATED BY 270 DEGR., RESOLVER 2-POLE (RESOLVER P=1); PLAIN SHAFT, TOLERANCE N; WITH HOLDING BRAKE DEGREE OF PROTECTION IP64; PAINT FINISH RAL7016 | 1752 | TEM | 1 | MC | 8.302 | 1
1FK70605AF711TH5 | SIMOTICS S SYNCHRONOUS SERVOMOTORS 1FK7 COMPACT 6,0NM, 100K, 3000RPM, 1,48KW NATURAL AIR COOLING, IM B5 (IM V1, IM V3) POWER/SIGNAL CONNECTORS CONN. CAN BE ROTATED BY 270 DEGR., RESOLVER 2-POLE (RESOLVER P=1); PLAIN SHAFT, TOLERANCE N; WITH HOLDING BRAKE DEGREE OF PROTECTION IP65 AS FLANGE IP67; PAINT FINISH RAL7016 | 1854 | TEM | 1 | MC | 8.302 | 1
1FK70605AF711TH8 | SIMOTICS S SYNCHRONOUS SERVOMOTORS 1FK7 COMPACT 6,0NM, 100K, 3000RPM, 1,48KW NATURAL AIR COOLING, IM B5 (IM V1, IM V3) POWER/SIGNAL CONNECTORS CONN. CAN BE ROTATED BY 270 DEGR., RESOLVER 2-POLE (RESOLVER P=1); PLAIN SHAFT, TOLERANCE N; WITH HOLDING BRAKE DEGREE OF PROTECTION IP65 IP67 D-END FLANGE; RAL7016 COATING; METALLIC RATING PLATE AT MOTOR | 1963 | TEM | 1 | MC | 8.302 | 1
1FK70605AF711UA0 | SIMOTICS S SYNCHRONOUS SERVOMOTORS 1FK7 COMPACT 6,0NM, 100K, 3000RPM, 1,48KW NATURAL AIR COOLING, IM B5 (IM V1, IM V3) POWER/SIGNAL CONNECTORS CONN. CAN BE ROTATED BY 270 DEGR., RESOLVER MULTI-POLE (RESOLVER P=4) WITH DRIVE-CLIQ INTERFACE; SHAFT WITH FITTED KEY, TOLERANCE N; W/O HOLDING BRAKE DEGREE OF PROTECTION IP64 | 1727 | TEM | 1 | MC | 7.003 | 1
1FK70605AF711UA2 | SIMOTICS S SYNCHRONOUS SERVOMOTORS 1FK7 COMPACT 6,0NM, 100K, 3000RPM, 1,48KW NATURAL AIR COOLING, IM B5 (IM V1, IM V3) POWER/SIGNAL CONNECTORS CONN. CAN BE ROTATED BY 270 DEGR., RESOLVER MULTI-POLE (RESOLVER P=4) WITH DRIVE-CLIQ INTERFACE; SHAFT WITH FITTED KEY, TOLERANCE N; W/O HOLDING BRAKE DEGREE OF PROTECTION IP65 FLANGE ON DRIVE END IP67 | 1829 | TEM | 1 | MC | 7.003 | 1
1FK70605AF711UA3 | SIMOTICS S SYNCHRONOUS SERVOMOTORS 1FK7 COMPACT 6,0NM, 100K, 3000RPM, 1,48KW NATURAL AIR COOLING, IM B5 (IM V1, IM V3) POWER/SIGNAL CONNECTORS CONN. CAN BE ROTATED BY 270 DEGR., RESOLVER MULTI-POLE (RESOLVER P=4) WITH DRIVE-CLIQ INTERFACE; SHAFT WITH FITTED KEY, TOLERANCE N; W/O HOLDING BRAKE DEGREE OF PROTECTION IP64; PAINT FINISH RAL7016 | 1777 | TEM | 1 | MC | 7.003 | 1
1FK70605AF711UA5 | SIMOTICS S SYNCHRONOUS SERVOMOTORS 1FK7 COMPACT 6,0NM, 100K, 3000RPM, 1,48KW NATURAL AIR COOLING, IM B5 (IM V1, IM V3) POWER/SIGNAL CONNECTORS CONN. CAN BE ROTATED BY 270 DEGR., RESOLVER MULTI-POLE (RESOLVER P=4) WITH DRIVE-CLIQ INTERFACE; SHAFT WITH FITTED KEY, TOLERANCE N; W/O HOLDING BRAKE DEGREE OF PROTECTION IP65 AS FLANGE IP67; PAINT FINISH RAL7016 | 1878 | TEM | 1 | MC | 7.003 | 1
1FK70605AF711UA8 | SIMOTICS S SYNCHRONOUS SERVOMOTORS 1FK7 COMPACT 6,0NM, 100K, 3000RPM, 1,48KW NATURAL AIR COOLING, IM B5 (IM V1, IM V3) POWER/SIGNAL CONNECTORS CONN. CAN BE ROTATED BY 270 DEGR., RESOLVER MULTI-POLE (RESOLVER P=4) WITH DRIVE-CLIQ INTERFACE; SHAFT WITH FITTED KEY, TOLERANCE N; W/O HOLDING BRAKE DEGREE OF PROTECTION IP65 IP67 D-END FLANGE; RAL7016 COATING; METALLIC RATING PLATE AT MOTOR | 1987 | TEM | 1 | MC | 7.003 | 1
1FK70605AF711UB0 | SIMOTICS S SYNCHRONOUS SERVOMOTORS 1FK7 COMPACT 6,0NM, 100K, 3000RPM, 1,48KW NATURAL AIR COOLING, IM B5 (IM V1, IM V3) POWER/SIGNAL CONNECTORS CONN. CAN BE ROTATED BY 270 DEGR., RESOLVER MULTI-POLE (RESOLVER P=4) WITH DRIVE-CLIQ INTERFACE; SHAFT WITH FITTED KEY, TOLERANCE N; WITH HOLDING BRAKE DEGREE OF PROTECTION IP64 | 2056 | TEM | 1 | MC | 8.302 | 1
1FK70605AF711UB2 | SIMOTICS S SYNCHRONOUS SERVOMOTORS 1FK7 COMPACT 6,0NM, 100K, 3000RPM, 1,48KW NATURAL AIR COOLING, IM B5 (IM V1, IM V3) POWER/SIGNAL CONNECTORS CONN. CAN BE ROTATED BY 270 DEGR., RESOLVER MULTI-POLE (RESOLVER P=4) WITH DRIVE-CLIQ INTERFACE; SHAFT WITH FITTED KEY, TOLERANCE N; WITH HOLDING BRAKE DEGREE OF PROTECTION IP65 FLANGE ON DRIVE END IP67 | 2158 | TEM | 1 | MC | 8.302 | 1
1FK70605AF711UB3 | SIMOTICS S SYNCHRONOUS SERVOMOTORS 1FK7 COMPACT 6,0NM, 100K, 3000RPM, 1,48KW NATURAL AIR COOLING, IM B5 (IM V1, IM V3) POWER/SIGNAL CONNECTORS CONN. CAN BE ROTATED BY 270 DEGR., RESOLVER MULTI-POLE (RESOLVER P=4) WITH DRIVE-CLIQ INTERFACE; SHAFT WITH FITTED KEY, TOLERANCE N; WITH HOLDING BRAKE DEGREE OF PROTECTION IP64; PAINT FINISH RAL7016 | 2106 | TEM | 1 | MC | 8.302 | 1
1FK70605AF711UB5 | SIMOTICS S SYNCHRONOUS SERVOMOTORS 1FK7 COMPACT 6,0NM, 100K, 3000RPM, 1,48KW NATURAL AIR COOLING, IM B5 (IM V1, IM V3) POWER/SIGNAL CONNECTORS CONN. CAN BE ROTATED BY 270 DEGR., RESOLVER MULTI-POLE (RESOLVER P=4) WITH DRIVE-CLIQ INTERFACE; SHAFT WITH FITTED KEY, TOLERANCE N; WITH HOLDING BRAKE DEGREE OF PROTECTION IP65 AS FLANGE IP67; PAINT FINISH RAL7016 | 2207 | TEM | 1 | MC | 8.302 | 1
1FK70605AF711UB8 | SIMOTICS S SYNCHRONOUS SERVOMOTORS 1FK7 COMPACT 6,0NM, 100K, 3000RPM, 1,48KW NATURAL AIR COOLING, IM B5 (IM V1, IM V3) POWER/SIGNAL CONNECTORS CONN. CAN BE ROTATED BY 270 DEGR., RESOLVER MULTI-POLE (RESOLVER P=4) WITH DRIVE-CLIQ INTERFACE; SHAFT WITH FITTED KEY, TOLERANCE N; WITH HOLDING BRAKE DEGREE OF PROTECTION IP65 IP67 D-END FLANGE; RAL7016 COATING; METALLIC RATING PLATE AT MOTOR | 2316 | TEM | 1 | MC | 8.302 | 1
1FK70605AF711UG0 | SIMOTICS S SYNCHRONOUS SERVOMOTORS 1FK7 COMPACT 6,0NM, 100K, 3000RPM, 1,48KW NATURAL AIR COOLING, IM B5 (IM V1, IM V3) POWER/SIGNAL CONNECTORS CONN. CAN BE ROTATED BY 270 DEGR., RESOLVER MULTI-POLE (RESOLVER P=4) WITH DRIVE-CLIQ INTERFACE; PLAIN SHAFT, TOLERANCE N; W/O HOLDING BRAKE DEGREE OF PROTECTION IP64 | 1634 | TEM | 1 | MC | 7.003 | 1
1FK70605AF711UG2 | SIMOTICS S SYNCHRONOUS SERVOMOTORS 1FK7 COMPACT 6,0NM, 100K, 3000RPM, 1,48KW NATURAL AIR COOLING, IM B5 (IM V1, IM V3) POWER/SIGNAL CONNECTORS CONN. CAN BE ROTATED BY 270 DEGR., RESOLVER MULTI-POLE (RESOLVER P=4) WITH DRIVE-CLIQ INTERFACE; PLAIN SHAFT, TOLERANCE N; W/O HOLDING BRAKE DEGREE OF PROTECTION IP65 FLANGE ON DRIVE END IP67 | 1735 | TEM | 1 | MC | 7.003 | 1
1FK70605AF711UG3 | SIMOTICS S SYNCHRONOUS SERVOMOTORS 1FK7 COMPACT 6,0NM, 100K, 3000RPM, 1,48KW NATURAL AIR COOLING, IM B5 (IM V1, IM V3) POWER/SIGNAL CONNECTORS CONN. CAN BE ROTATED BY 270 DEGR., RESOLVER MULTI-POLE (RESOLVER P=4) WITH DRIVE-CLIQ INTERFACE; PLAIN SHAFT, TOLERANCE N; W/O HOLDING BRAKE DEGREE OF PROTECTION IP64; PAINT FINISH RAL7016 | 1683 | TEM | 1 | MC | 7.003 | 1
1FK70605AF711UG5 | SIMOTICS S SYNCHRONOUS SERVOMOTORS 1FK7 COMPACT 6,0NM, 100K, 3000RPM, 1,48KW NATURAL AIR COOLING, IM B5 (IM V1, IM V3) POWER/SIGNAL CONNECTORS CONN. CAN BE ROTATED BY 270 DEGR., RESOLVER MULTI-POLE (RESOLVER P=4) WITH DRIVE-CLIQ INTERFACE; PLAIN SHAFT, TOLERANCE N; W/O HOLDING BRAKE DEGREE OF PROTECTION IP65 AS FLANGE IP67; PAINT FINISH RAL7016 | 1784 | TEM | 1 | MC | 7.003 | 1
1FK70605AF711UG8 | SIMOTICS S SYNCHRONOUS SERVOMOTORS 1FK7 COMPACT 6,0NM, 100K, 3000RPM, 1,48KW NATURAL AIR COOLING, IM B5 (IM V1, IM V3) POWER/SIGNAL CONNECTORS CONN. CAN BE ROTATED BY 270 DEGR., RESOLVER MULTI-POLE (RESOLVER P=4) WITH DRIVE-CLIQ INTERFACE; PLAIN SHAFT, TOLERANCE N; W/O HOLDING BRAKE DEGREE OF PROTECTION IP65 IP67 D-END FLANGE; RAL7016 COATING; METALLIC RATING PLATE AT MOTOR | 1893 | TEM | 1 | MC | 7.003 | 1
1FK70605AF711UH0 | SIMOTICS S SYNCHRONOUS SERVOMOTORS 1FK7 COMPACT 6,0NM, 100K, 3000RPM, 1,48KW NATURAL AIR COOLING, IM B5 (IM V1, IM V3) POWER/SIGNAL CONNECTORS CONN. CAN BE ROTATED BY 270 DEGR., RESOLVER MULTI-POLE (RESOLVER P=4) WITH DRIVE-CLIQ INTERFACE; PLAIN SHAFT, TOLERANCE N; WITH HOLDING BRAKE DEGREE OF PROTECTION IP64 | 1965 | TEM | 1 | MC | 8.302 | 1
1FK70605AF711UH2 | SIMOTICS S SYNCHRONOUS SERVOMOTORS 1FK7 COMPACT 6,0NM, 100K, 3000RPM, 1,48KW NATURAL AIR COOLING, IM B5 (IM V1, IM V3) POWER/SIGNAL CONNECTORS CONN. CAN BE ROTATED BY 270 DEGR., RESOLVER MULTI-POLE (RESOLVER P=4) WITH DRIVE-CLIQ INTERFACE; PLAIN SHAFT, TOLERANCE N; WITH HOLDING BRAKE DEGREE OF PROTECTION IP65 FLANGE ON DRIVE END IP67 | 2067 | TEM | 1 | MC | 8.302 | 1
1FK70605AF711UH3 | SIMOTICS S SYNCHRONOUS SERVOMOTORS 1FK7 COMPACT 6,0NM, 100K, 3000RPM, 1,48KW NATURAL AIR COOLING, IM B5 (IM V1, IM V3) POWER/SIGNAL CONNECTORS CONN. CAN BE ROTATED BY 270 DEGR., RESOLVER MULTI-POLE (RESOLVER P=4) WITH DRIVE-CLIQ INTERFACE; PLAIN SHAFT, TOLERANCE N; WITH HOLDING BRAKE DEGREE OF PROTECTION IP64; PAINT FINISH RAL7016 | 2014 | TEM | 1 | MC | 8.302 | 1
1FK70605AF711UH5 | SIMOTICS S SYNCHRONOUS SERVOMOTORS 1FK7 COMPACT 6,0NM, 100K, 3000RPM, 1,48KW NATURAL AIR COOLING, IM B5 (IM V1, IM V3) POWER/SIGNAL CONNECTORS CONN. CAN BE ROTATED BY 270 DEGR., RESOLVER MULTI-POLE (RESOLVER P=4) WITH DRIVE-CLIQ INTERFACE; PLAIN SHAFT, TOLERANCE N; WITH HOLDING BRAKE DEGREE OF PROTECTION IP65 AS FLANGE IP67; PAINT FINISH RAL7016 | 2116 | TEM | 1 | MC | 8.302 | 1
1FK70605AF711UH8 | SIMOTICS S SYNCHRONOUS SERVOMOTORS 1FK7 COMPACT 6,0NM, 100K, 3000RPM, 1,48KW NATURAL AIR COOLING, IM B5 (IM V1, IM V3) POWER/SIGNAL CONNECTORS CONN. CAN BE ROTATED BY 270 DEGR., RESOLVER MULTI-POLE (RESOLVER P=4) WITH DRIVE-CLIQ INTERFACE; PLAIN SHAFT, TOLERANCE N; WITH HOLDING BRAKE DEGREE OF PROTECTION IP65 IP67 D-END FLANGE; RAL7016 COATING; METALLIC RATING PLATE AT MOTOR | 2224 | TEM | 1 | MC | 8.302 | 1
1FK70605AF713SG3 | SIMOTICS S-1FK7 SYNCHRON-SERVO-MOTOR 1FK7 COMPACT; NATURAL COOLING NN=3000U/MIN; UZK=600V; DESIGN IMB 5 POWER CONNECT. FIXED TOWARDS BS RESOLVER MULTI-POLE PLAIN SHAFT TOLERACE N WITH HOLDING BRAKE DEGREE OF PROTECTION IP 64, COLOR RAL 7016 (ANTHRACITE) CUSTOM MADE MOTOR | 1421 | TEM | 1 | MC | 7.1 | 1
1FK70605AF713TG3 | SIMOTICS S-1FK7 SYNCHRON-SERVO-MOTOR 1FK7 COMPACT; NATURAL COOLING NN=3000U/MIN; UZK=600V; DESIGN IMB 5 POWER CONNECT. FIXED TOWARDS BS RESOLVER MULTI-POLE PLAIN SHAFT TOLERANCE N WITHO HOLDING BRAKE DEGREE OF PROTECTION IP 64, PAINT FINISH 7016 (ANTHRACITE); CUSTOMIZED VERSION CUSTOMIZED MOTOR | 1421 | TEM | 1 | MC | 7.1 | 1
1FK70605AF714SH0 | SIMOTICS S-1FK7 SYNCHRON-SERVO-MOTOR 1FK7 COMPACT; NATURAL COOLING NN=3000U/MIN; UZK=600V; DESIGN IMB 5 POWER CONNECT. FIXED TOWARDS AS RESOLVER MULTI-POLE PLAIN SHAFT TOLERANCE N WITH HOLDING BRAKE DEGREE OF PROTECTION IP64; CUSTOMIZED VERSION CUSTOMIZED MOTOR | 1703 | TEM | 1 | MC | 7.1 | 1
1FK70605AH711AA0 | SIMOTICS S SYNCHRONOUS SERVOMOTORS 1FK7 COMPACT 6.0 NM, 100 K, 4500 RPM,1,74KW NATURAL AIR COOLING, IM B5 (IM V1, IM V3) POWER/SIGNAL CONNECTORS CONN. CAN BE ROTATED BY 270 DEGR., INCREM. ENCODER, SIN/COS 1 VPP 2048 P/REV (ENCODER I-2048); SHAFT WITH FITTED KEY, TOLERANCE N; W/O HOLDING BRAKE DEGREE OF PROTECTION IP64 | 2102 | TEM | 1 | MC | 7.003 | 1
1FK70605AH711AA2 | SIMOTICS S SYNCHRONOUS SERVOMOTORS 1FK7 COMPACT 6.0 NM, 100 K, 4500 RPM,1,74KW NATURAL AIR COOLING, IM B5 (IM V1, IM V3) POWER/SIGNAL CONNECTORS CONN. CAN BE ROTATED BY 270 DEGR., INCREM. ENCODER, SIN/COS 1 VPP 2048 P/REV (ENCODER I-2048); SHAFT WITH FITTED KEY, TOLERANCE N; W/O HOLDING BRAKE DEGREE OF PROTECTION IP65 FLANGE ON DRIVE END IP67 | 2204 | TEM | 1 | MC | 7.003 | 1
1FK70605AH711AA3 | SIMOTICS S SYNCHRONOUS SERVOMOTORS 1FK7 COMPACT 6.0 NM, 100 K, 4500 RPM,1,74KW NATURAL AIR COOLING, IM B5 (IM V1, IM V3) POWER/SIGNAL CONNECTORS CONN. CAN BE ROTATED BY 270 DEGR., INCREM. ENCODER, SIN/COS 1 VPP 2048 P/REV (ENCODER I-2048); SHAFT WITH FITTED KEY, TOLERANCE N; W/O HOLDING BRAKE DEGREE OF PROTECTION IP64; PAINT FINISH RAL7016 | 2151 | TEM | 1 | MC | 7.003 | 1
1FK70605AH711AA5 | SIMOTICS S SYNCHRONOUS SERVOMOTORS 1FK7 COMPACT 6.0 NM, 100 K, 4500 RPM,1,74KW NATURAL AIR COOLING, IM B5 (IM V1, IM V3) POWER/SIGNAL CONNECTORS CONN. CAN BE ROTATED BY 270 DEGR., INCREM. ENCODER, SIN/COS 1 VPP 2048 P/REV (ENCODER I-2048); SHAFT WITH FITTED KEY, TOLERANCE N; W/O HOLDING BRAKE DEGREE OF PROTECTION IP65 AS FLANGE IP67; PAINT FINISH RAL7016 | 2253 | TEM | 1 | MC | 7.003 | 1
1FK70605AH711AA8 | SIMOTICS S SYNCHRONOUS SERVOMOTORS 1FK7 COMPACT 6.0 NM, 100 K, 4500 RPM,1,74KW NATURAL AIR COOLING, IM B5 (IM V1, IM V3) POWER/SIGNAL CONNECTORS CONN. CAN BE ROTATED BY 270 DEGR., INCREM. ENCODER, SIN/COS 1 VPP 2048 P/REV (ENCODER I-2048); SHAFT WITH FITTED KEY, TOLERANCE N; W/O HOLDING BRAKE DEGREE OF PROTECTION IP65 IP67 D-END FLANGE; RAL7016 COATING; METALLIC RATING PLATE AT MOTOR | 2361 | TEM | 1 | MC | 7.003 | 1
1FK70605AH711AB0 | SIMOTICS S SYNCHRONOUS SERVOMOTORS 1FK7 COMPACT 6.0 NM, 100 K, 4500 RPM,1,74KW NATURAL AIR COOLING, IM B5 (IM V1, IM V3) POWER/SIGNAL CONNECTORS CONN. CAN BE ROTATED BY 270 DEGR., INCREM. ENCODER, SIN/COS 1 VPP 2048 P/REV (ENCODER I-2048); SHAFT WITH FITTED KEY, TOLERANCE N; WITH HOLDING BRAKE DEGREE OF PROTECTION IP64 | 2431 | TEM | 1 | MC | 8.302 | 1
1FK70605AH711AB2 | SIMOTICS S SYNCHRONOUS SERVOMOTORS 1FK7 COMPACT 6.0 NM, 100 K, 4500 RPM,1,74KW NATURAL AIR COOLING, IM B5 (IM V1, IM V3) POWER/SIGNAL CONNECTORS CONN. CAN BE ROTATED BY 270 DEGR., INCREM. ENCODER, SIN/COS 1 VPP 2048 P/REV (ENCODER I-2048); SHAFT WITH FITTED KEY, TOLERANCE N; WITH HOLDING BRAKE DEGREE OF PROTECTION IP65 FLANGE ON DRIVE END IP67 | 2533 | TEM | 1 | MC | 8.302 | 1
1FK70605AH711AB3 | SIMOTICS S SYNCHRONOUS SERVOMOTORS 1FK7 COMPACT 6.0 NM, 100 K, 4500 RPM,1,74KW NATURAL AIR COOLING, IM B5 (IM V1, IM V3) POWER/SIGNAL CONNECTORS CONN. CAN BE ROTATED BY 270 DEGR., INCREM. ENCODER, SIN/COS 1 VPP 2048 P/REV (ENCODER I-2048); SHAFT WITH FITTED KEY, TOLERANCE N; WITH HOLDING BRAKE DEGREE OF PROTECTION IP64; PAINT FINISH RAL7016 | 2480 | TEM | 1 | MC | 8.302 | 1
1FK70605AH711AB5 | SIMOTICS S SYNCHRONOUS SERVOMOTORS 1FK7 COMPACT 6.0 NM, 100 K, 4500 RPM,1,74KW NATURAL AIR COOLING, IM B5 (IM V1, IM V3) POWER/SIGNAL CONNECTORS CONN. CAN BE ROTATED BY 270 DEGR., INCREM. ENCODER, SIN/COS 1 VPP 2048 P/REV (ENCODER I-2048); SHAFT WITH FITTED KEY, TOLERANCE N; WITH HOLDING BRAKE DEGREE OF PROTECTION IP65 AS FLANGE IP67; PAINT FINISH RAL7016 | 2582 | TEM | 1 | MC | 8.302 | 1
1FK70605AH711AB8 | SIMOTICS S SYNCHRONOUS SERVOMOTORS 1FK7 COMPACT 6.0 NM, 100 K, 4500 RPM,1,74KW NATURAL AIR COOLING, IM B5 (IM V1, IM V3) POWER/SIGNAL CONNECTORS CONN. CAN BE ROTATED BY 270 DEGR., INCREM. ENCODER, SIN/COS 1 VPP 2048 P/REV (ENCODER I-2048); SHAFT WITH FITTED KEY, TOLERANCE N; WITH HOLDING BRAKE DEGREE OF PROTECTION IP65 IP67 D-END FLANGE; RAL7016 COATING; METALLIC RATING PLATE AT MOTOR | 2690 | TEM | 1 | MC | 8.302 | 1
1FK70605AH711AG0 | SIMOTICS S SYNCHRONOUS SERVOMOTORS 1FK7 COMPACT 6.0 NM, 100 K, 4500 RPM,1,74KW NATURAL AIR COOLING, IM B5 (IM V1, IM V3) POWER/SIGNAL CONNECTORS CONN. CAN BE ROTATED BY 270 DEGR., INCREM. ENCODER, SIN/COS 1 VPP 2048 P/REV (ENCODER I-2048); PLAIN SHAFT, TOLERANCE N; W/O HOLDING BRAKE DEGREE OF PROTECTION IP64 | 2008 | TEM | 1 | MC | 7.003 | 1
1FK70605AH711AG2 | SIMOTICS S SYNCHRONOUS SERVOMOTORS 1FK7 COMPACT 6.0 NM, 100 K, 4500 RPM,1,74KW NATURAL AIR COOLING, IM B5 (IM V1, IM V3) POWER/SIGNAL CONNECTORS CONN. CAN BE ROTATED BY 270 DEGR., INCREM. ENCODER, SIN/COS 1 VPP 2048 P/REV (ENCODER I-2048); PLAIN SHAFT, TOLERANCE N; W/O HOLDING BRAKE DEGREE OF PROTECTION IP65 FLANGE ON DRIVE END IP67 | 2110 | TEM | 1 | MC | 7.003 | 1
1FK70605AH711AG3 | SIMOTICS S SYNCHRONOUS SERVOMOTORS 1FK7 COMPACT 6.0 NM, 100 K, 4500 RPM,1,74KW NATURAL AIR COOLING, IM B5 (IM V1, IM V3) POWER/SIGNAL CONNECTORS CONN. CAN BE ROTATED BY 270 DEGR., INCREM. ENCODER, SIN/COS 1 VPP 2048 P/REV (ENCODER I-2048); PLAIN SHAFT, TOLERANCE N; W/O HOLDING BRAKE DEGREE OF PROTECTION IP64; PAINT FINISH RAL7016 | 2057 | TEM | 1 | MC | 7.003 | 1
1FK70605AH711AG5 | SIMOTICS S SYNCHRONOUS SERVOMOTORS 1FK7 COMPACT 6.0 NM, 100 K, 4500 RPM,1,74KW NATURAL AIR COOLING, IM B5 (IM V1, IM V3) POWER/SIGNAL CONNECTORS CONN. CAN BE ROTATED BY 270 DEGR., INCREM. ENCODER, SIN/COS 1 VPP 2048 P/REV (ENCODER I-2048); PLAIN SHAFT, TOLERANCE N; W/O HOLDING BRAKE DEGREE OF PROTECTION IP65 AS FLANGE IP67; PAINT FINISH RAL7016 | 2159 | TEM | 1 | MC | 7.003 | 1
1FK70605AH711AG8 | SIMOTICS S SYNCHRONOUS SERVOMOTORS 1FK7 COMPACT 6.0 NM, 100 K, 4500 RPM,1,74KW NATURAL AIR COOLING, IM B5 (IM V1, IM V3) POWER/SIGNAL CONNECTORS CONN. CAN BE ROTATED BY 270 DEGR., INCREM. ENCODER, SIN/COS 1 VPP 2048 P/REV (ENCODER I-2048); PLAIN SHAFT, TOLERANCE N; W/O HOLDING BRAKE DEGREE OF PROTECTION IP65 IP67 D-END FLANGE; RAL7016 COATING; METALLIC RATING PLATE AT MOTOR | 2268 | TEM | 1 | MC | 7.003 | 1
1FK70605AH711AH0 | SIMOTICS S SYNCHRONOUS SERVOMOTORS 1FK7 COMPACT 6.0 NM, 100 K, 4500 RPM,1,74KW NATURAL AIR COOLING, IM B5 (IM V1, IM V3) POWER/SIGNAL CONNECTORS CONN. CAN BE ROTATED BY 270 DEGR., INCREM. ENCODER, SIN/COS 1 VPP 2048 P/REV (ENCODER I-2048); PLAIN SHAFT, TOLERANCE N; WITH HOLDING BRAKE DEGREE OF PROTECTION IP64 | 2340 | TEM | 1 | MC | 8.302 | 1
1FK70605AH711AH2 | SIMOTICS S SYNCHRONOUS SERVOMOTORS 1FK7 COMPACT 6.0 NM, 100 K, 4500 RPM,1,74KW NATURAL AIR COOLING, IM B5 (IM V1, IM V3) POWER/SIGNAL CONNECTORS CONN. CAN BE ROTATED BY 270 DEGR., INCREM. ENCODER, SIN/COS 1 VPP 2048 P/REV (ENCODER I-2048); PLAIN SHAFT, TOLERANCE N; WITH HOLDING BRAKE DEGREE OF PROTECTION IP65 FLANGE ON DRIVE END IP67 | 2441 | TEM | 1 | MC | 8.302 | 1
1FK70605AH711AH3 | SIMOTICS S SYNCHRONOUS SERVOMOTORS 1FK7 COMPACT 6.0 NM, 100 K, 4500 RPM,1,74KW NATURAL AIR COOLING, IM B5 (IM V1, IM V3) POWER/SIGNAL CONNECTORS CONN. CAN BE ROTATED BY 270 DEGR., INCREM. ENCODER, SIN/COS 1 VPP 2048 P/REV (ENCODER I-2048); PLAIN SHAFT, TOLERANCE N; WITH HOLDING BRAKE DEGREE OF PROTECTION IP64; PAINT FINISH RAL7016 | 2389 | TEM | 1 | MC | 8.302 | 1
1FK70605AH711AH5 | SIMOTICS S SYNCHRONOUS SERVOMOTORS 1FK7 COMPACT 6.0 NM, 100 K, 4500 RPM,1,74KW NATURAL AIR COOLING, IM B5 (IM V1, IM V3) POWER/SIGNAL CONNECTORS CONN. CAN BE ROTATED BY 270 DEGR., INCREM. ENCODER, SIN/COS 1 VPP 2048 P/REV (ENCODER I-2048); PLAIN SHAFT, TOLERANCE N; WITH HOLDING BRAKE DEGREE OF PROTECTION IP65 AS FLANGE IP67; PAINT FINISH RAL7016 | 2490 | TEM | 1 | MC | 8.302 | 1
1FK70605AH711AH8 | SIMOTICS S SYNCHRONOUS SERVOMOTORS 1FK7 COMPACT 6.0 NM, 100 K, 4500 RPM,1,74KW NATURAL AIR COOLING, IM B5 (IM V1, IM V3) POWER/SIGNAL CONNECTORS CONN. CAN BE ROTATED BY 270 DEGR., INCREM. ENCODER, SIN/COS 1 VPP 2048 P/REV (ENCODER I-2048); PLAIN SHAFT, TOLERANCE N; WITH HOLDING BRAKE DEGREE OF PROTECTION IP65 IP67 D-END FLANGE; RAL7016 COATING; METALLIC RATING PLATE AT MOTOR | 2599 | TEM | 1 | MC | 8.302 | 1
1FK70605AH711DA0 | SIMOTICS S SYNCHRONOUS SERVOMOTORS 1FK7 COMPACT 6.0 NM, 100 K, 4500 RPM,1,74KW NATURAL AIR COOLING, IM B5 (IM V1, IM V3) POWER/SIGNAL CONNECTORS CONN. CAN BE ROTATED BY 270 DEGR., INCREMENTAL ENCODER 2048 P/REV (ENCODER I-2048) WITH DRIVE-CLIQ INTERFACE; SHAFT WITH FITTED KEY, TOLERANCE N; W/O HOLDING BRAKE DEGREE OF PROTECTION IP64 | 2364 | TEM | 1 | MC | 7.003 | 1
1FK70605AH711DA2 | SIMOTICS S SYNCHRONOUS SERVOMOTORS 1FK7 COMPACT 6.0 NM, 100 K, 4500 RPM,1,74KW NATURAL AIR COOLING, IM B5 (IM V1, IM V3) POWER/SIGNAL CONNECTORS CONN. CAN BE ROTATED BY 270 DEGR., INCREMENTAL ENCODER 2048 P/REV (ENCODER I-2048) WITH DRIVE-CLIQ INTERFACE; SHAFT WITH FITTED KEY, TOLERANCE N; W/O HOLDING BRAKE DEGREE OF PROTECTION IP65 FLANGE ON DRIVE END IP67 | 2465 | TEM | 1 | MC | 7.003 | 1
1FK70605AH711DA3 | SIMOTICS S SYNCHRONOUS SERVOMOTORS 1FK7 COMPACT 6.0 NM, 100 K, 4500 RPM,1,74KW NATURAL AIR COOLING, IM B5 (IM V1, IM V3) POWER/SIGNAL CONNECTORS CONN. CAN BE ROTATED BY 270 DEGR., INCREMENTAL ENCODER 2048 P/REV (ENCODER I-2048) WITH DRIVE-CLIQ INTERFACE; SHAFT WITH FITTED KEY, TOLERANCE N; W/O HOLDING BRAKE DEGREE OF PROTECTION IP64; PAINT FINISH RAL7016 | 2413 | TEM | 1 | MC | 7.003 | 1
1FK70605AH711DA5 | SIMOTICS S SYNCHRONOUS SERVOMOTORS 1FK7 COMPACT 6.0 NM, 100 K, 4500 RPM,1,74KW NATURAL AIR COOLING, IM B5 (IM V1, IM V3) POWER/SIGNAL CONNECTORS CONN. CAN BE ROTATED BY 270 DEGR., INCREMENTAL ENCODER 2048 P/REV (ENCODER I-2048) WITH DRIVE-CLIQ INTERFACE; SHAFT WITH FITTED KEY, TOLERANCE N; W/O HOLDING BRAKE DEGREE OF PROTECTION IP65 AS FLANGE IP67; PAINT FINISH RAL7016 | 2515 | TEM | 1 | MC | 7.003 | 1
1FK70605AH711DA8 | SIMOTICS S SYNCHRONOUS SERVOMOTORS 1FK7 COMPACT 6.0 NM, 100 K, 4500 RPM,1,74KW NATURAL AIR COOLING, IM B5 (IM V1, IM V3) POWER/SIGNAL CONNECTORS CONN. CAN BE ROTATED BY 270 DEGR., INCREMENTAL ENCODER 2048 P/REV (ENCODER I-2048) WITH DRIVE-CLIQ INTERFACE; SHAFT WITH FITTED KEY, TOLERANCE N; W/O HOLDING BRAKE DEGREE OF PROTECTION IP65 IP67 D-END FLANGE; RAL7016 COATING; METALLIC RATING PLATE AT MOTOR | 2623 | TEM | 1 | MC | 7.003 | 1
1FK70605AH711DB0 | SIMOTICS S SYNCHRONOUS SERVOMOTORS 1FK7 COMPACT 6.0 NM, 100 K, 4500 RPM,1,74KW NATURAL AIR COOLING, IM B5 (IM V1, IM V3) POWER/SIGNAL CONNECTORS CONN. CAN BE ROTATED BY 270 DEGR., INCREMENTAL ENCODER 2048 P/REV (ENCODER I-2048) WITH DRIVE-CLIQ INTERFACE; SHAFT WITH FITTED KEY, TOLERANCE N; WITH HOLDING BRAKE DEGREE OF PROTECTION IP64 | 2693 | TEM | 1 | MC | 8.302 | 1
1FK70605AH711DB2 | SIMOTICS S SYNCHRONOUS SERVOMOTORS 1FK7 COMPACT 6.0 NM, 100 K, 4500 RPM,1,74KW NATURAL AIR COOLING, IM B5 (IM V1, IM V3) POWER/SIGNAL CONNECTORS CONN. CAN BE ROTATED BY 270 DEGR., INCREMENTAL ENCODER 2048 P/REV (ENCODER I-2048) WITH DRIVE-CLIQ INTERFACE; SHAFT WITH FITTED KEY, TOLERANCE N; WITH HOLDING BRAKE DEGREE OF PROTECTION IP65 FLANGE ON DRIVE END IP67 | 2794 | TEM | 1 | MC | 8.302 | 1
1FK70605AH711DB3 | SIMOTICS S SYNCHRONOUS SERVOMOTORS 1FK7 COMPACT 6.0 NM, 100 K, 4500 RPM,1,74KW NATURAL AIR COOLING, IM B5 (IM V1, IM V3) POWER/SIGNAL CONNECTORS CONN. CAN BE ROTATED BY 270 DEGR., INCREMENTAL ENCODER 2048 P/REV (ENCODER I-2048) WITH DRIVE-CLIQ INTERFACE; SHAFT WITH FITTED KEY, TOLERANCE N; WITH HOLDING BRAKE DEGREE OF PROTECTION IP64; PAINT FINISH RAL7016 | 2742 | TEM | 1 | MC | 8.302 | 1
1FK70605AH711DB5 | SIMOTICS S SYNCHRONOUS SERVOMOTORS 1FK7 COMPACT 6.0 NM, 100 K, 4500 RPM,1,74KW NATURAL AIR COOLING, IM B5 (IM V1, IM V3) POWER/SIGNAL CONNECTORS CONN. CAN BE ROTATED BY 270 DEGR., INCREMENTAL ENCODER 2048 P/REV (ENCODER I-2048) WITH DRIVE-CLIQ INTERFACE; SHAFT WITH FITTED KEY, TOLERANCE N; WITH HOLDING BRAKE DEGREE OF PROTECTION IP65 AS FLANGE IP67; PAINT FINISH RAL7016 | 2844 | TEM | 1 | MC | 8.302 | 1
1FK70605AH711DB8 | SIMOTICS S SYNCHRONOUS SERVOMOTORS 1FK7 COMPACT 6.0 NM, 100 K, 4500 RPM,1,74KW NATURAL AIR COOLING, IM B5 (IM V1, IM V3) POWER/SIGNAL CONNECTORS CONN. CAN BE ROTATED BY 270 DEGR., INCREMENTAL ENCODER 2048 P/REV (ENCODER I-2048) WITH DRIVE-CLIQ INTERFACE; SHAFT WITH FITTED KEY, TOLERANCE N; WITH HOLDING BRAKE DEGREE OF PROTECTION IP65 IP67 D-END FLANGE; RAL7016 COATING; METALLIC RATING PLATE AT MOTOR | 2952 | TEM | 1 | MC | 8.302 | 1
1FK70605AH711DG0 | SIMOTICS S SYNCHRONOUS SERVOMOTORS 1FK7 COMPACT 6.0 NM, 100 K, 4500 RPM,1,74KW NATURAL AIR COOLING, IM B5 (IM V1, IM V3) POWER/SIGNAL CONNECTORS CONN. CAN BE ROTATED BY 270 DEGR., INCREMENTAL ENCODER 2048 P/REV (ENCODER I-2048) WITH DRIVE-CLIQ INTERFACE; PLAIN SHAFT, TOLERANCE N; W/O HOLDING BRAKE DEGREE OF PROTECTION IP64 | 2270 | TEM | 1 | MC | 7.003 | 1
1FK70605AH711DG2 | SIMOTICS S SYNCHRONOUS SERVOMOTORS 1FK7 COMPACT 6.0 NM, 100 K, 4500 RPM,1,74KW NATURAL AIR COOLING, IM B5 (IM V1, IM V3) POWER/SIGNAL CONNECTORS CONN. CAN BE ROTATED BY 270 DEGR., INCREMENTAL ENCODER 2048 P/REV (ENCODER I-2048) WITH DRIVE-CLIQ INTERFACE; PLAIN SHAFT, TOLERANCE N; W/O HOLDING BRAKE DEGREE OF PROTECTION IP65 FLANGE ON DRIVE END IP67 | 2372 | TEM | 1 | MC | 7.003 | 1
1FK70605AH711DG3 | SIMOTICS S SYNCHRONOUS SERVOMOTORS 1FK7 COMPACT 6.0 NM, 100 K, 4500 RPM,1,74KW NATURAL AIR COOLING, IM B5 (IM V1, IM V3) POWER/SIGNAL CONNECTORS CONN. CAN BE ROTATED BY 270 DEGR., INCREMENTAL ENCODER 2048 P/REV (ENCODER I-2048) WITH DRIVE-CLIQ INTERFACE; PLAIN SHAFT, TOLERANCE N; W/O HOLDING BRAKE DEGREE OF PROTECTION IP64; PAINT FINISH RAL7016 | 2319 | TEM | 1 | MC | 7.003 | 1
1FK70605AH711DG5 | SIMOTICS S SYNCHRONOUS SERVOMOTORS 1FK7 COMPACT 6.0 NM, 100 K, 4500 RPM,1,74KW NATURAL AIR COOLING, IM B5 (IM V1, IM V3) POWER/SIGNAL CONNECTORS CONN. CAN BE ROTATED BY 270 DEGR., INCREMENTAL ENCODER 2048 P/REV (ENCODER I-2048) WITH DRIVE-CLIQ INTERFACE; PLAIN SHAFT, TOLERANCE N; W/O HOLDING BRAKE DEGREE OF PROTECTION IP65 AS FLANGE IP67; PAINT FINISH RAL7016 | 2421 | TEM | 1 | MC | 7.003 | 1
1FK70605AH711DG8 | SIMOTICS S SYNCHRONOUS SERVOMOTORS 1FK7 COMPACT 6.0 NM, 100 K, 4500 RPM,1,74KW NATURAL AIR COOLING, IM B5 (IM V1, IM V3) POWER/SIGNAL CONNECTORS CONN. CAN BE ROTATED BY 270 DEGR., INCREMENTAL ENCODER 2048 P/REV (ENCODER I-2048) WITH DRIVE-CLIQ INTERFACE; PLAIN SHAFT, TOLERANCE N; W/O HOLDING BRAKE DEGREE OF PROTECTION IP65 IP67 D-END FLANGE; RAL7016 COATING; METALLIC RATING PLATE AT MOTOR | 2529 | TEM | 1 | MC | 7.003 | 1
1FK70605AH711DH0 | SIMOTICS S SYNCHRONOUS SERVOMOTORS 1FK7 COMPACT 6.0 NM, 100 K, 4500 RPM,1,74KW NATURAL AIR COOLING, IM B5 (IM V1, IM V3) POWER/SIGNAL CONNECTORS CONN. CAN BE ROTATED BY 270 DEGR., INCREMENTAL ENCODER 2048 P/REV (ENCODER I-2048) WITH DRIVE-CLIQ INTERFACE; PLAIN SHAFT, TOLERANCE N; WITH HOLDING BRAKE DEGREE OF PROTECTION IP64 | 2602 | TEM | 1 | MC | 8.302 | 1
1FK70605AH711DH2 | SIMOTICS S SYNCHRONOUS SERVOMOTORS 1FK7 COMPACT 6.0 NM, 100 K, 4500 RPM,1,74KW NATURAL AIR COOLING, IM B5 (IM V1, IM V3) POWER/SIGNAL CONNECTORS CONN. CAN BE ROTATED BY 270 DEGR., INCREMENTAL ENCODER 2048 P/REV (ENCODER I-2048) WITH DRIVE-CLIQ INTERFACE; PLAIN SHAFT, TOLERANCE N; WITH HOLDING BRAKE DEGREE OF PROTECTION IP65 FLANGE ON DRIVE END IP67 | 2703 | TEM | 1 | MC | 8.302 | 1
1FK70605AH711DH3 | SIMOTICS S SYNCHRONOUS SERVOMOTORS 1FK7 COMPACT 6.0 NM, 100 K, 4500 RPM,1,74KW NATURAL AIR COOLING, IM B5 (IM V1, IM V3) POWER/SIGNAL CONNECTORS CONN. CAN BE ROTATED BY 270 DEGR., INCREMENTAL ENCODER 2048 P/REV (ENCODER I-2048) WITH DRIVE-CLIQ INTERFACE; PLAIN SHAFT, TOLERANCE N; WITH HOLDING BRAKE DEGREE OF PROTECTION IP64; PAINT FINISH RAL7016 | 2651 | TEM | 1 | MC | 8.302 | 1
1FK70605AH711DH5 | SIMOTICS S SYNCHRONOUS SERVOMOTORS 1FK7 COMPACT 6.0 NM, 100 K, 4500 RPM,1,74KW NATURAL AIR COOLING, IM B5 (IM V1, IM V3) POWER/SIGNAL CONNECTORS CONN. CAN BE ROTATED BY 270 DEGR., INCREMENTAL ENCODER 2048 P/REV (ENCODER I-2048) WITH DRIVE-CLIQ INTERFACE; PLAIN SHAFT, TOLERANCE N; WITH HOLDING BRAKE DEGREE OF PROTECTION IP65 AS FLANGE IP67; PAINT FINISH RAL7016 | 2752 | TEM | 1 | MC | 8.302 | 1
1FK70605AH711DH8 | SIMOTICS S SYNCHRONOUS SERVOMOTORS 1FK7 COMPACT 6.0 NM, 100 K, 4500 RPM,1,74KW NATURAL AIR COOLING, IM B5 (IM V1, IM V3) POWER/SIGNAL CONNECTORS CONN. CAN BE ROTATED BY 270 DEGR., INCREMENTAL ENCODER 2048 P/REV (ENCODER I-2048) WITH DRIVE-CLIQ INTERFACE; PLAIN SHAFT, TOLERANCE N; WITH HOLDING BRAKE DEGREE OF PROTECTION IP65 IP67 D-END FLANGE; RAL7016 COATING; METALLIC RATING PLATE AT MOTOR | 2861 | TEM | 1 | MC | 8.302 | 1
1FK70605AH711EA0 | SIMOTICS S SYNCHRONOUS SERVOMOTORS 1FK7 COMPACT 6.0 NM, 100 K, 4500 RPM,1,74KW NATURAL AIR COOLING, IM B5 (IM V1, IM V3) POWER/SIGNAL CONNECTORS CONN. CAN BE ROTATED BY 270 DEGR., ABSOLUTE ENCODER ENDAT 2048 P/REV (ENCODER A-2048); PERFORMANCE REDUCTION BY 10% DUE TO ABSOLUTE ENCODER; SHAFT WITH FITTED KEY, TOLERANCE N; W/O HOLDING BRAKE DEGREE OF PROTECTION IP64 | 2505 | TEM | 1 | MC | 7.003 | 1
1FK70605AH711EA2 | SIMOTICS S SYNCHRONOUS SERVOMOTORS 1FK7 COMPACT 6.0 NM, 100 K, 4500 RPM,1,74KW NATURAL AIR COOLING, IM B5 (IM V1, IM V3) POWER/SIGNAL CONNECTORS CONN. CAN BE ROTATED BY 270 DEGR., ABSOLUTE ENCODER ENDAT 2048 P/REV (ENCODER A-2048); PERFORMANCE REDUCTION BY 10% DUE TO ABSOLUTE ENCODER; SHAFT WITH FITTED KEY, TOLERANCE N; W/O HOLDING BRAKE DEGREE OF PROTECTION IP65 FLANGE ON DRIVE END IP67 | 2607 | TEM | 1 | MC | 7.003 | 1
1FK70605AH711EA3 | SIMOTICS S SYNCHRONOUS SERVOMOTORS 1FK7 COMPACT 6.0 NM, 100 K, 4500 RPM,1,74KW NATURAL AIR COOLING, IM B5 (IM V1, IM V3) POWER/SIGNAL CONNECTORS CONN. CAN BE ROTATED BY 270 DEGR., ABSOLUTE ENCODER ENDAT 2048 P/REV (ENCODER A-2048); PERFORMANCE REDUCTION BY 10% DUE TO ABSOLUTE ENCODER; SHAFT WITH FITTED KEY, TOLERANCE N; W/O HOLDING BRAKE DEGREE OF PROTECTION IP64; PAINT FINISH RAL7016 | 2555 | TEM | 1 | MC | 7.003 | 1
1FK70605AH711EA5 | SIMOTICS S SYNCHRONOUS SERVOMOTORS 1FK7 COMPACT 6.0 NM, 100 K, 4500 RPM,1,74KW NATURAL AIR COOLING, IM B5 (IM V1, IM V3) POWER/SIGNAL CONNECTORS CONN. CAN BE ROTATED BY 270 DEGR., ABSOLUTE ENCODER ENDAT 2048 P/REV (ENCODER A-2048); PERFORMANCE REDUCTION BY 10% DUE TO ABSOLUTE ENCODER; SHAFT WITH FITTED KEY, TOLERANCE N; W/O HOLDING BRAKE DEGREE OF PROTECTION IP65 AS FLANGE IP67; PAINT FINISH RAL7016 | 2656 | TEM | 1 | MC | 7.003 | 1
1FK70605AH711EA8 | SIMOTICS S SYNCHRONOUS SERVOMOTORS 1FK7 COMPACT 6.0 NM, 100 K, 4500 RPM,1,74KW NATURAL AIR COOLING, IM B5 (IM V1, IM V3) POWER/SIGNAL CONNECTORS CONN. CAN BE ROTATED BY 270 DEGR., ABSOLUTE ENCODER ENDAT 2048 P/REV (ENCODER A-2048); PERFORMANCE REDUCTION BY 10% DUE TO ABSOLUTE ENCODER; SHAFT WITH FITTED KEY, TOLERANCE N; W/O HOLDING BRAKE DEGREE OF PROTECTION IP65 IP67 D-END FLANGE; RAL7016 COATING; METALLIC RATING PLATE AT MOTOR | 2765 | TEM | 1 | MC | 7.003 | 1
1FK70605AH711EB0 | SIMOTICS S SYNCHRONOUS SERVOMOTORS 1FK7 COMPACT 6.0 NM, 100 K, 4500 RPM,1,74KW NATURAL AIR COOLING, IM B5 (IM V1, IM V3) POWER/SIGNAL CONNECTORS CONN. CAN BE ROTATED BY 270 DEGR., ABSOLUTE ENCODER ENDAT 2048 P/REV (ENCODER A-2048); PERFORMANCE REDUCTION BY 10% DUE TO ABSOLUTE ENCODER; SHAFT WITH FITTED KEY, TOLERANCE N; WITH HOLDING BRAKE DEGREE OF PROTECTION IP64 | 2834 | TEM | 1 | MC | 8.302 | 1
1FK70605AH711EB2 | SIMOTICS S SYNCHRONOUS SERVOMOTORS 1FK7 COMPACT 6.0 NM, 100 K, 4500 RPM,1,74KW NATURAL AIR COOLING, IM B5 (IM V1, IM V3) POWER/SIGNAL CONNECTORS CONN. CAN BE ROTATED BY 270 DEGR., ABSOLUTE ENCODER ENDAT 2048 P/REV (ENCODER A-2048); PERFORMANCE REDUCTION BY 10% DUE TO ABSOLUTE ENCODER; SHAFT WITH FITTED KEY, TOLERANCE N; WITH HOLDING BRAKE DEGREE OF PROTECTION IP65 FLANGE ON DRIVE END IP67 | 2936 | TEM | 1 | MC | 8.302 | 1
1FK70605AH711EB3 | SIMOTICS S SYNCHRONOUS SERVOMOTORS 1FK7 COMPACT 6.0 NM, 100 K, 4500 RPM,1,74KW NATURAL AIR COOLING, IM B5 (IM V1, IM V3) POWER/SIGNAL CONNECTORS CONN. CAN BE ROTATED BY 270 DEGR., ABSOLUTE ENCODER ENDAT 2048 P/REV (ENCODER A-2048); PERFORMANCE REDUCTION BY 10% DUE TO ABSOLUTE ENCODER; SHAFT WITH FITTED KEY, TOLERANCE N; WITH HOLDING BRAKE DEGREE OF PROTECTION IP64; PAINT FINISH RAL7016 | 2884 | TEM | 1 | MC | 8.302 | 1
1FK70605AH711EB5 | SIMOTICS S SYNCHRONOUS SERVOMOTORS 1FK7 COMPACT 6.0 NM, 100 K, 4500 RPM,1,74KW NATURAL AIR COOLING, IM B5 (IM V1, IM V3) POWER/SIGNAL CONNECTORS CONN. CAN BE ROTATED BY 270 DEGR., ABSOLUTE ENCODER ENDAT 2048 P/REV (ENCODER A-2048); PERFORMANCE REDUCTION BY 10% DUE TO ABSOLUTE ENCODER; SHAFT WITH FITTED KEY, TOLERANCE N; WITH HOLDING BRAKE DEGREE OF PROTECTION IP65 AS FLANGE IP67; PAINT FINISH RAL7016 | 2985 | TEM | 1 | MC | 8.302 | 1
1FK70605AH711EB8 | SIMOTICS S SYNCHRONOUS SERVOMOTORS 1FK7 COMPACT 6.0 NM, 100 K, 4500 RPM,1,74KW NATURAL AIR COOLING, IM B5 (IM V1, IM V3) POWER/SIGNAL CONNECTORS CONN. CAN BE ROTATED BY 270 DEGR., ABSOLUTE ENCODER ENDAT 2048 P/REV (ENCODER A-2048); PERFORMANCE REDUCTION BY 10% DUE TO ABSOLUTE ENCODER; SHAFT WITH FITTED KEY, TOLERANCE N; WITH HOLDING BRAKE DEGREE OF PROTECTION IP65 IP67 D-END FLANGE; RAL7016 COATING; METALLIC RATING PLATE AT MOTOR | 3094 | TEM | 1 | MC | 8.302 | 1
1FK70605AH711EG0 | SIMOTICS S SYNCHRONOUS SERVOMOTORS 1FK7 COMPACT 6.0 NM, 100 K, 4500 RPM,1,74KW NATURAL AIR COOLING, IM B5 (IM V1, IM V3) POWER/SIGNAL CONNECTORS CONN. CAN BE ROTATED BY 270 DEGR., ABSOLUTE ENCODER ENDAT 2048 P/REV (ENCODER A-2048); PERFORMANCE REDUCTION BY 10% DUE TO ABSOLUTE ENCODER; PLAIN SHAFT, TOLERANCE N; W/O HOLDING BRAKE DEGREE OF PROTECTION IP64 | 2412 | TEM | 1 | MC | 7.003 | 1
1FK70605AH711EG2 | SIMOTICS S SYNCHRONOUS SERVOMOTORS 1FK7 COMPACT 6.0 NM, 100 K, 4500 RPM,1,74KW NATURAL AIR COOLING, IM B5 (IM V1, IM V3) POWER/SIGNAL CONNECTORS CONN. CAN BE ROTATED BY 270 DEGR., ABSOLUTE ENCODER ENDAT 2048 P/REV (ENCODER A-2048); PERFORMANCE REDUCTION BY 10% DUE TO ABSOLUTE ENCODER; PLAIN SHAFT, TOLERANCE N; W/O HOLDING BRAKE DEGREE OF PROTECTION IP65 FLANGE ON DRIVE END IP67 | 2513 | TEM | 1 | MC | 7.003 | 1
1FK70605AH711EG3 | SIMOTICS S SYNCHRONOUS SERVOMOTORS 1FK7 COMPACT 6.0 NM, 100 K, 4500 RPM,1,74KW NATURAL AIR COOLING, IM B5 (IM V1, IM V3) POWER/SIGNAL CONNECTORS CONN. CAN BE ROTATED BY 270 DEGR., ABSOLUTE ENCODER ENDAT 2048 P/REV (ENCODER A-2048); PERFORMANCE REDUCTION BY 10% DUE TO ABSOLUTE ENCODER; PLAIN SHAFT, TOLERANCE N; W/O HOLDING BRAKE DEGREE OF PROTECTION IP64; PAINT FINISH RAL7016 | 2461 | TEM | 1 | MC | 7.003 | 1
1FK70605AH711EG5 | SIMOTICS S SYNCHRONOUS SERVOMOTORS 1FK7 COMPACT 6.0 NM, 100 K, 4500 RPM,1,74KW NATURAL AIR COOLING, IM B5 (IM V1, IM V3) POWER/SIGNAL CONNECTORS CONN. CAN BE ROTATED BY 270 DEGR., ABSOLUTE ENCODER ENDAT 2048 P/REV (ENCODER A-2048); PERFORMANCE REDUCTION BY 10% DUE TO ABSOLUTE ENCODER; PLAIN SHAFT, TOLERANCE N; W/O HOLDING BRAKE DEGREE OF PROTECTION IP65 AS FLANGE IP67; PAINT FINISH RAL7016 | 2563 | TEM | 1 | MC | 7.003 | 1
1FK70605AH711EG8 | SIMOTICS S SYNCHRONOUS SERVOMOTORS 1FK7 COMPACT 6.0 NM, 100 K, 4500 RPM,1,74KW NATURAL AIR COOLING, IM B5 (IM V1, IM V3) POWER/SIGNAL CONNECTORS CONN. CAN BE ROTATED BY 270 DEGR., ABSOLUTE ENCODER ENDAT 2048 P/REV (ENCODER A-2048); PERFORMANCE REDUCTION BY 10% DUE TO ABSOLUTE ENCODER; PLAIN SHAFT, TOLERANCE N; W/O HOLDING BRAKE DEGREE OF PROTECTION IP65 IP67 D-END FLANGE; RAL7016 COATING; METALLIC RATING PLATE AT MOTOR | 2671 | TEM | 1 | MC | 7.003 | 1
1FK70605AH711EH0 | SIMOTICS S SYNCHRONOUS SERVOMOTORS 1FK7 COMPACT 6.0 NM, 100 K, 4500 RPM,1,74KW NATURAL AIR COOLING, IM B5 (IM V1, IM V3) POWER/SIGNAL CONNECTORS CONN. CAN BE ROTATED BY 270 DEGR., ABSOLUTE ENCODER ENDAT 2048 P/REV (ENCODER A-2048); PERFORMANCE REDUCTION BY 10% DUE TO ABSOLUTE ENCODER; PLAIN SHAFT, TOLERANCE N; WITH HOLDING BRAKE DEGREE OF PROTECTION IP64 | 2743 | TEM | 1 | MC | 8.302 | 1
1FK70605AH711EH2 | SIMOTICS S SYNCHRONOUS SERVOMOTORS 1FK7 COMPACT 6.0 NM, 100 K, 4500 RPM,1,74KW NATURAL AIR COOLING, IM B5 (IM V1, IM V3) POWER/SIGNAL CONNECTORS CONN. CAN BE ROTATED BY 270 DEGR., ABSOLUTE ENCODER ENDAT 2048 P/REV (ENCODER A-2048); PERFORMANCE REDUCTION BY 10% DUE TO ABSOLUTE ENCODER; PLAIN SHAFT, TOLERANCE N; WITH HOLDING BRAKE DEGREE OF PROTECTION IP65 FLANGE ON DRIVE END IP67 | 2845 | TEM | 1 | MC | 8.302 | 1
1FK70605AH711EH3 | SIMOTICS S SYNCHRONOUS SERVOMOTORS 1FK7 COMPACT 6.0 NM, 100 K, 4500 RPM,1,74KW NATURAL AIR COOLING, IM B5 (IM V1, IM V3) POWER/SIGNAL CONNECTORS CONN. CAN BE ROTATED BY 270 DEGR., ABSOLUTE ENCODER ENDAT 2048 P/REV (ENCODER A-2048); PERFORMANCE REDUCTION BY 10% DUE TO ABSOLUTE ENCODER; PLAIN SHAFT, TOLERANCE N; WITH HOLDING BRAKE DEGREE OF PROTECTION IP64; PAINT FINISH RAL7016 | 2792 | TEM | 1 | MC | 8.302 | 1
1FK70605AH711EH5 | SIMOTICS S SYNCHRONOUS SERVOMOTORS 1FK7 COMPACT 6.0 NM, 100 K, 4500 RPM,1,74KW NATURAL AIR COOLING, IM B5 (IM V1, IM V3) POWER/SIGNAL CONNECTORS CONN. CAN BE ROTATED BY 270 DEGR., ABSOLUTE ENCODER ENDAT 2048 P/REV (ENCODER A-2048); PERFORMANCE REDUCTION BY 10% DUE TO ABSOLUTE ENCODER; PLAIN SHAFT, TOLERANCE N; WITH HOLDING BRAKE DEGREE OF PROTECTION IP65 AS FLANGE IP67; PAINT FINISH RAL7016 | 2894 | TEM | 1 | MC | 8.302 | 1
1FK70605AH711EH8 | SIMOTICS S SYNCHRONOUS SERVOMOTORS 1FK7 COMPACT 6.0 NM, 100 K, 4500 RPM,1,74KW NATURAL AIR COOLING, IM B5 (IM V1, IM V3) POWER/SIGNAL CONNECTORS CONN. CAN BE ROTATED BY 270 DEGR., ABSOLUTE ENCODER ENDAT 2048 P/REV (ENCODER A-2048); PERFORMANCE REDUCTION BY 10% DUE TO ABSOLUTE ENCODER; PLAIN SHAFT, TOLERANCE N; WITH HOLDING BRAKE DEGREE OF PROTECTION IP65 IP67 D-END FLANGE; RAL7016 COATING; METALLIC RATING PLATE AT MOTOR | 3003 | TEM | 1 | MC | 8.302 | 1
1FK70605AH711FA0 | SIMOTICS S SYNCHRONOUS SERVOMOTORS 1FK7 COMPACT 6.0 NM, 100 K, 4500 RPM,1,74KW NATURAL AIR COOLING, IM B5 (IM V1, IM V3) POWER/SIGNAL CONNECTORS CONN. CAN BE ROTATED BY 270 DEGR., ABSOLUTE ENCODER 2048 P/REV (ENCODER A-2048) WITH DRIVE-CLIQ INTERFACE; PERFORMANCE REDUCTION BY 10% DUE TO ABSOLUTE ENCODER; SHAFT WITH FITTED KEY, TOLERANCE N; W/O HOLDING BRAKE DEGREE OF PROTECTION IP64 | 2765 | TEM | 1 | MC | 7.003 | 1
1FK70605AH711FA2 | SIMOTICS S SYNCHRONOUS SERVOMOTORS 1FK7 COMPACT 6.0 NM, 100 K, 4500 RPM,1,74KW NATURAL AIR COOLING, IM B5 (IM V1, IM V3) POWER/SIGNAL CONNECTORS CONN. CAN BE ROTATED BY 270 DEGR., ABSOLUTE ENCODER 2048 P/REV (ENCODER A-2048) WITH DRIVE-CLIQ INTERFACE; PERFORMANCE REDUCTION BY 10% DUE TO ABSOLUTE ENCODER; SHAFT WITH FITTED KEY, TOLERANCE N; W/O HOLDING BRAKE DEGREE OF PROTECTION IP65 FLANGE ON DRIVE END IP67 | 2866 | TEM | 1 | MC | 7.003 | 1
1FK70605AH711FA3 | SIMOTICS S SYNCHRONOUS SERVOMOTORS 1FK7 COMPACT 6.0 NM, 100 K, 4500 RPM,1,74KW NATURAL AIR COOLING, IM B5 (IM V1, IM V3) POWER/SIGNAL CONNECTORS CONN. CAN BE ROTATED BY 270 DEGR., ABSOLUTE ENCODER 2048 P/REV (ENCODER A-2048) WITH DRIVE-CLIQ INTERFACE; PERFORMANCE REDUCTION BY 10% DUE TO ABSOLUTE ENCODER; SHAFT WITH FITTED KEY, TOLERANCE N; W/O HOLDING BRAKE DEGREE OF PROTECTION IP64; PAINT FINISH RAL7016 | 2814 | TEM | 1 | MC | 7.003 | 1
1FK70605AH711FA5 | SIMOTICS S SYNCHRONOUS SERVOMOTORS 1FK7 COMPACT 6.0 NM, 100 K, 4500 RPM,1,74KW NATURAL AIR COOLING, IM B5 (IM V1, IM V3) POWER/SIGNAL CONNECTORS CONN. CAN BE ROTATED BY 270 DEGR., ABSOLUTE ENCODER 2048 P/REV (ENCODER A-2048) WITH DRIVE-CLIQ INTERFACE; PERFORMANCE REDUCTION BY 10% DUE TO ABSOLUTE ENCODER; SHAFT WITH FITTED KEY, TOLERANCE N; W/O HOLDING BRAKE DEGREE OF PROTECTION IP65 AS FLANGE IP67; PAINT FINISH RAL7016 | 2916 | TEM | 1 | MC | 7.003 | 1
1FK70605AH711FA8 | SIMOTICS S SYNCHRONOUS SERVOMOTORS 1FK7 COMPACT 6.0 NM, 100 K, 4500 RPM,1,74KW NATURAL AIR COOLING, IM B5 (IM V1, IM V3) POWER/SIGNAL CONNECTORS CONN. CAN BE ROTATED BY 270 DEGR., ABSOLUTE ENCODER 2048 P/REV (ENCODER A-2048) WITH DRIVE-CLIQ INTERFACE; PERFORMANCE REDUCTION BY 10% DUE TO ABSOLUTE ENCODER; SHAFT WITH FITTED KEY, TOLERANCE N; W/O HOLDING BRAKE DEGREE OF PROTECTION IP65 IP67 D-END FLANGE; RAL7016 COATING; METALLIC RATING PLATE AT MOTOR | 3024 | TEM | 1 | MC | 7.003 | 1
1FK70605AH711FB0 | SIMOTICS S SYNCHRONOUS SERVOMOTORS 1FK7 COMPACT 6.0 NM, 100 K, 4500 RPM,1,74KW NATURAL AIR COOLING, IM B5 (IM V1, IM V3) POWER/SIGNAL CONNECTORS CONN. CAN BE ROTATED BY 270 DEGR., ABSOLUTE ENCODER 2048 P/REV (ENCODER A-2048) WITH DRIVE-CLIQ INTERFACE; PERFORMANCE REDUCTION BY 10% DUE TO ABSOLUTE ENCODER; SHAFT WITH FITTED KEY, TOLERANCE N; WITH HOLDING BRAKE DEGREE OF PROTECTION IP64 | 3094 | TEM | 1 | MC | 8.302 | 1
1FK70605AH711FB2 | SIMOTICS S SYNCHRONOUS SERVOMOTORS 1FK7 COMPACT 6.0 NM, 100 K, 4500 RPM,1,74KW NATURAL AIR COOLING, IM B5 (IM V1, IM V3) POWER/SIGNAL CONNECTORS CONN. CAN BE ROTATED BY 270 DEGR., ABSOLUTE ENCODER 2048 P/REV (ENCODER A-2048) WITH DRIVE-CLIQ INTERFACE; PERFORMANCE REDUCTION BY 10% DUE TO ABSOLUTE ENCODER; SHAFT WITH FITTED KEY, TOLERANCE N; WITH HOLDING BRAKE DEGREE OF PROTECTION IP65 FLANGE ON DRIVE END IP67 | 3195 | TEM | 1 | MC | 8.302 | 1
1FK70605AH711FB3 | SIMOTICS S SYNCHRONOUS SERVOMOTORS 1FK7 COMPACT 6.0 NM, 100 K, 4500 RPM,1,74KW NATURAL AIR COOLING, IM B5 (IM V1, IM V3) POWER/SIGNAL CONNECTORS CONN. CAN BE ROTATED BY 270 DEGR., ABSOLUTE ENCODER 2048 P/REV (ENCODER A-2048) WITH DRIVE-CLIQ INTERFACE; PERFORMANCE REDUCTION BY 10% DUE TO ABSOLUTE ENCODER; SHAFT WITH FITTED KEY, TOLERANCE N; WITH HOLDING BRAKE DEGREE OF PROTECTION IP64; PAINT FINISH RAL7016 | 3143 | TEM | 1 | MC | 8.302 | 1
1FK70605AH711FB5 | SIMOTICS S SYNCHRONOUS SERVOMOTORS 1FK7 COMPACT 6.0 NM, 100 K, 4500 RPM,1,74KW NATURAL AIR COOLING, IM B5 (IM V1, IM V3) POWER/SIGNAL CONNECTORS CONN. CAN BE ROTATED BY 270 DEGR., ABSOLUTE ENCODER 2048 P/REV (ENCODER A-2048) WITH DRIVE-CLIQ INTERFACE; PERFORMANCE REDUCTION BY 10% DUE TO ABSOLUTE ENCODER; SHAFT WITH FITTED KEY, TOLERANCE N; WITH HOLDING BRAKE DEGREE OF PROTECTION IP65 AS FLANGE IP67; PAINT FINISH RAL7016 | 3245 | TEM | 1 | MC | 8.302 | 1
1FK70605AH711FB8 | SIMOTICS S SYNCHRONOUS SERVOMOTORS 1FK7 COMPACT 6.0 NM, 100 K, 4500 RPM,1,74KW NATURAL AIR COOLING, IM B5 (IM V1, IM V3) POWER/SIGNAL CONNECTORS CONN. CAN BE ROTATED BY 270 DEGR., ABSOLUTE ENCODER 2048 P/REV (ENCODER A-2048) WITH DRIVE-CLIQ INTERFACE; PERFORMANCE REDUCTION BY 10% DUE TO ABSOLUTE ENCODER; SHAFT WITH FITTED KEY, TOLERANCE N; WITH HOLDING BRAKE DEGREE OF PROTECTION IP65 IP67 D-END FLANGE; RAL7016 COATING; METALLIC RATING PLATE AT MOTOR | 3353 | TEM | 1 | MC | 8.302 | 1
1FK70605AH711FG0 | SIMOTICS S SYNCHRONOUS SERVOMOTORS 1FK7 COMPACT 6.0 NM, 100 K, 4500 RPM,1,74KW NATURAL AIR COOLING, IM B5 (IM V1, IM V3) POWER/SIGNAL CONNECTORS CONN. CAN BE ROTATED BY 270 DEGR., ABSOLUTE ENCODER 2048 P/REV (ENCODER A-2048) WITH DRIVE-CLIQ INTERFACE; PERFORMANCE REDUCTION BY 10% DUE TO ABSOLUTE ENCODER; PLAIN SHAFT, TOLERANCE N; W/O HOLDING BRAKE DEGREE OF PROTECTION IP64 | 2671 | TEM | 1 | MC | 7.003 | 1
1FK70605AH711FG2 | SIMOTICS S SYNCHRONOUS SERVOMOTORS 1FK7 COMPACT 6.0 NM, 100 K, 4500 RPM,1,74KW NATURAL AIR COOLING, IM B5 (IM V1, IM V3) POWER/SIGNAL CONNECTORS CONN. CAN BE ROTATED BY 270 DEGR., ABSOLUTE ENCODER 2048 P/REV (ENCODER A-2048) WITH DRIVE-CLIQ INTERFACE; PERFORMANCE REDUCTION BY 10% DUE TO ABSOLUTE ENCODER; PLAIN SHAFT, TOLERANCE N; W/O HOLDING BRAKE DEGREE OF PROTECTION IP65 FLANGE ON DRIVE END IP67 | 2773 | TEM | 1 | MC | 7.003 | 1
1FK70605AH711FG3 | SIMOTICS S SYNCHRONOUS SERVOMOTORS 1FK7 COMPACT 6.0 NM, 100 K, 4500 RPM,1,74KW NATURAL AIR COOLING, IM B5 (IM V1, IM V3) POWER/SIGNAL CONNECTORS CONN. CAN BE ROTATED BY 270 DEGR., ABSOLUTE ENCODER 2048 P/REV (ENCODER A-2048) WITH DRIVE-CLIQ INTERFACE; PERFORMANCE REDUCTION BY 10% DUE TO ABSOLUTE ENCODER; PLAIN SHAFT, TOLERANCE N; W/O HOLDING BRAKE DEGREE OF PROTECTION IP64; PAINT FINISH RAL7016 | 2720 | TEM | 1 | MC | 7.003 | 1
1FK70605AH711FG5 | SIMOTICS S SYNCHRONOUS SERVOMOTORS 1FK7 COMPACT 6.0 NM, 100 K, 4500 RPM,1,74KW NATURAL AIR COOLING, IM B5 (IM V1, IM V3) POWER/SIGNAL CONNECTORS CONN. CAN BE ROTATED BY 270 DEGR., ABSOLUTE ENCODER 2048 P/REV (ENCODER A-2048) WITH DRIVE-CLIQ INTERFACE; PERFORMANCE REDUCTION BY 10% DUE TO ABSOLUTE ENCODER; PLAIN SHAFT, TOLERANCE N; W/O HOLDING BRAKE DEGREE OF PROTECTION IP65 AS FLANGE IP67; PAINT FINISH RAL7016 | 2822 | TEM | 1 | MC | 7.003 | 1
1FK70605AH711FG8 | SIMOTICS S SYNCHRONOUS SERVOMOTORS 1FK7 COMPACT 6.0 NM, 100 K, 4500 RPM,1,74KW NATURAL AIR COOLING, IM B5 (IM V1, IM V3) POWER/SIGNAL CONNECTORS CONN. CAN BE ROTATED BY 270 DEGR., ABSOLUTE ENCODER 2048 P/REV (ENCODER A-2048) WITH DRIVE-CLIQ INTERFACE; PERFORMANCE REDUCTION BY 10% DUE TO ABSOLUTE ENCODER; PLAIN SHAFT, TOLERANCE N; W/O HOLDING BRAKE DEGREE OF PROTECTION IP65 IP67 D-END FLANGE; RAL7016 COATING; METALLIC RATING PLATE AT MOTOR | 2931 | TEM | 1 | MC | 7.003 | 1
1FK70605AH711FH0 | SIMOTICS S SYNCHRONOUS SERVOMOTORS 1FK7 COMPACT 6.0 NM, 100 K, 4500 RPM,1,74KW NATURAL AIR COOLING, IM B5 (IM V1, IM V3) POWER/SIGNAL CONNECTORS CONN. CAN BE ROTATED BY 270 DEGR., ABSOLUTE ENCODER 2048 P/REV (ENCODER A-2048) WITH DRIVE-CLIQ INTERFACE; PERFORMANCE REDUCTION BY 10% DUE TO ABSOLUTE ENCODER; PLAIN SHAFT, TOLERANCE N; WITH HOLDING BRAKE DEGREE OF PROTECTION IP64 | 3003 | TEM | 1 | MC | 8.302 | 1
1FK70605AH711FH2 | SIMOTICS S SYNCHRONOUS SERVOMOTORS 1FK7 COMPACT 6.0 NM, 100 K, 4500 RPM,1,74KW NATURAL AIR COOLING, IM B5 (IM V1, IM V3) POWER/SIGNAL CONNECTORS CONN. CAN BE ROTATED BY 270 DEGR., ABSOLUTE ENCODER 2048 P/REV (ENCODER A-2048) WITH DRIVE-CLIQ INTERFACE; PERFORMANCE REDUCTION BY 10% DUE TO ABSOLUTE ENCODER; PLAIN SHAFT, TOLERANCE N; WITH HOLDING BRAKE DEGREE OF PROTECTION IP65 FLANGE ON DRIVE END IP67 | 3104 | TEM | 1 | MC | 8.302 | 1
1FK70605AH711FH3 | SIMOTICS S SYNCHRONOUS SERVOMOTORS 1FK7 COMPACT 6.0 NM, 100 K, 4500 RPM,1,74KW NATURAL AIR COOLING, IM B5 (IM V1, IM V3) POWER/SIGNAL CONNECTORS CONN. CAN BE ROTATED BY 270 DEGR., ABSOLUTE ENCODER 2048 P/REV (ENCODER A-2048) WITH DRIVE-CLIQ INTERFACE; PERFORMANCE REDUCTION BY 10% DUE TO ABSOLUTE ENCODER; PLAIN SHAFT, TOLERANCE N; WITH HOLDING BRAKE DEGREE OF PROTECTION IP64; PAINT FINISH RAL7016 | 3052 | TEM | 1 | MC | 8.302 | 1
1FK70605AH711FH5 | SIMOTICS S SYNCHRONOUS SERVOMOTORS 1FK7 COMPACT 6.0 NM, 100 K, 4500 RPM,1,74KW NATURAL AIR COOLING, IM B5 (IM V1, IM V3) POWER/SIGNAL CONNECTORS CONN. CAN BE ROTATED BY 270 DEGR., ABSOLUTE ENCODER 2048 P/REV (ENCODER A-2048) WITH DRIVE-CLIQ INTERFACE; PERFORMANCE REDUCTION BY 10% DUE TO ABSOLUTE ENCODER; PLAIN SHAFT, TOLERANCE N; WITH HOLDING BRAKE DEGREE OF PROTECTION IP65 AS FLANGE IP67; PAINT FINISH RAL7016 | 3153 | TEM | 1 | MC | 8.302 | 1
1FK70605AH711FH8 | SIMOTICS S SYNCHRONOUS SERVOMOTORS 1FK7 COMPACT 6.0 NM, 100 K, 4500 RPM,1,74KW NATURAL AIR COOLING, IM B5 (IM V1, IM V3) POWER/SIGNAL CONNECTORS CONN. CAN BE ROTATED BY 270 DEGR., ABSOLUTE ENCODER 2048 P/REV (ENCODER A-2048) WITH DRIVE-CLIQ INTERFACE; PERFORMANCE REDUCTION BY 10% DUE TO ABSOLUTE ENCODER; PLAIN SHAFT, TOLERANCE N; WITH HOLDING BRAKE DEGREE OF PROTECTION IP65 IP67 D-END FLANGE; RAL7016 COATING; METALLIC RATING PLATE AT MOTOR | 3262 | TEM | 1 | MC | 8.302 | 1
1FK70605AH711FV3 | SIMOTICS S SYNCHRONOUS SERVO GEARMOTOR 1FK7 COMPACT, 1,74KW NATURAL COOLING, POWER/ SIGNAL CONNECTOR CONNECTOR CAN BE ROTATED BY 270 DEGR. MOTOR WITH HOLDING BRAKE, GEAR DIRECT MOUNTING ABSOLUTE ENCODER (ENDAT) 2048 S/R, WITH DRIVE CLIQ-INTERFACE PERFORMANCE REDUCTION BY 10% DUE TO ABSOLUTE ENCODER; DEGREE OF PROTECTION IP64; PAINT FINISH RAL7016 (CHARCOAL-GRAY) | 2923 | TEM | 1 | MC | 7.1 | 1
1FK70605AH711GA0 | SIMOTICS S SYNCHRONOUS SERVOMOTORS 1FK7 COMPACT 6.0 NM, 100 K, 4500 RPM,1,74KW NATURAL AIR COOLING, IM B5 (IM V1, IM V3) POWER/SIGNAL CONNECTORS CONN. CAN BE ROTATED BY 270 DEGR., BASIC ABSOLUTE ENCODER 32 P/REV (ENCODER A-32); PERFORMANCE REDUCTION BY 10% DUE TO ABSOLUTE ENCODER; SHAFT WITH FITTED KEY, TOLERANCE N; W/O HOLDING BRAKE DEGREE OF PROTECTION IP64 | 1943 | TEM | 1 | MC | 7.003 | 1
1FK70605AH711GA2 | SIMOTICS S SYNCHRONOUS SERVOMOTORS 1FK7 COMPACT 6.0 NM, 100 K, 4500 RPM,1,74KW NATURAL AIR COOLING, IM B5 (IM V1, IM V3) POWER/SIGNAL CONNECTORS CONN. CAN BE ROTATED BY 270 DEGR., BASIC ABSOLUTE ENCODER 32 P/REV (ENCODER A-32); PERFORMANCE REDUCTION BY 10% DUE TO ABSOLUTE ENCODER; SHAFT WITH FITTED KEY, TOLERANCE N; W/O HOLDING BRAKE DEGREE OF PROTECTION IP65 FLANGE ON DRIVE END IP67 | 2045 | TEM | 1 | MC | 7.003 | 1
1FK70605AH711GA3 | SIMOTICS S SYNCHRONOUS SERVOMOTORS 1FK7 COMPACT 6.0 NM, 100 K, 4500 RPM,1,74KW NATURAL AIR COOLING, IM B5 (IM V1, IM V3) POWER/SIGNAL CONNECTORS CONN. CAN BE ROTATED BY 270 DEGR., BASIC ABSOLUTE ENCODER 32 P/REV (ENCODER A-32); PERFORMANCE REDUCTION BY 10% DUE TO ABSOLUTE ENCODER; SHAFT WITH FITTED KEY, TOLERANCE N; W/O HOLDING BRAKE DEGREE OF PROTECTION IP64; PAINT FINISH RAL7016 | 1993 | TEM | 1 | MC | 7.003 | 1
1FK70605AH711GA5 | SIMOTICS S SYNCHRONOUS SERVOMOTORS 1FK7 COMPACT 6.0 NM, 100 K, 4500 RPM,1,74KW NATURAL AIR COOLING, IM B5 (IM V1, IM V3) POWER/SIGNAL CONNECTORS CONN. CAN BE ROTATED BY 270 DEGR., BASIC ABSOLUTE ENCODER 32 P/REV (ENCODER A-32); PERFORMANCE REDUCTION BY 10% DUE TO ABSOLUTE ENCODER; SHAFT WITH FITTED KEY, TOLERANCE N; W/O HOLDING BRAKE DEGREE OF PROTECTION IP65 AS FLANGE IP67; PAINT FINISH RAL7016 | 2094 | TEM | 1 | MC | 7.003 | 1
1FK70605AH711GA8 | SIMOTICS S SYNCHRONOUS SERVOMOTORS 1FK7 COMPACT 6.0 NM, 100 K, 4500 RPM,1,74KW NATURAL AIR COOLING, IM B5 (IM V1, IM V3) POWER/SIGNAL CONNECTORS CONN. CAN BE ROTATED BY 270 DEGR., BASIC ABSOLUTE ENCODER 32 P/REV (ENCODER A-32); PERFORMANCE REDUCTION BY 10% DUE TO ABSOLUTE ENCODER; SHAFT WITH FITTED KEY, TOLERANCE N; W/O HOLDING BRAKE DEGREE OF PROTECTION IP65 IP67 D-END FLANGE; RAL7016 COATING; METALLIC RATING PLATE AT MOTOR | 2203 | TEM | 1 | MC | 7.003 | 1
1FK70605AH711GB0 | SIMOTICS S SYNCHRONOUS SERVOMOTORS 1FK7 COMPACT 6.0 NM, 100 K, 4500 RPM,1,74KW NATURAL AIR COOLING, IM B5 (IM V1, IM V3) POWER/SIGNAL CONNECTORS CONN. CAN BE ROTATED BY 270 DEGR., BASIC ABSOLUTE ENCODER 32 P/REV (ENCODER A-32); PERFORMANCE REDUCTION BY 10% DUE TO ABSOLUTE ENCODER; SHAFT WITH FITTED KEY, TOLERANCE N; WITH HOLDING BRAKE DEGREE OF PROTECTION IP64 | 2272 | TEM | 1 | MC | 8.302 | 1
1FK70605AH711GB2 | SIMOTICS S SYNCHRONOUS SERVOMOTORS 1FK7 COMPACT 6.0 NM, 100 K, 4500 RPM,1,74KW NATURAL AIR COOLING, IM B5 (IM V1, IM V3) POWER/SIGNAL CONNECTORS CONN. CAN BE ROTATED BY 270 DEGR., BASIC ABSOLUTE ENCODER 32 P/REV (ENCODER A-32); PERFORMANCE REDUCTION BY 10% DUE TO ABSOLUTE ENCODER; SHAFT WITH FITTED KEY, TOLERANCE N; WITH HOLDING BRAKE DEGREE OF PROTECTION IP65 FLANGE ON DRIVE END IP67 | 2374 | TEM | 1 | MC | 8.302 | 1
1FK70605AH711GB3 | SIMOTICS S SYNCHRONOUS SERVOMOTORS 1FK7 COMPACT 6.0 NM, 100 K, 4500 RPM,1,74KW NATURAL AIR COOLING, IM B5 (IM V1, IM V3) POWER/SIGNAL CONNECTORS CONN. CAN BE ROTATED BY 270 DEGR., BASIC ABSOLUTE ENCODER 32 P/REV (ENCODER A-32); PERFORMANCE REDUCTION BY 10% DUE TO ABSOLUTE ENCODER; SHAFT WITH FITTED KEY, TOLERANCE N; WITH HOLDING BRAKE DEGREE OF PROTECTION IP64; PAINT FINISH RAL7016 | 2322 | TEM | 1 | MC | 8.302 | 1
1FK70605AH711GB5 | SIMOTICS S SYNCHRONOUS SERVOMOTORS 1FK7 COMPACT 6.0 NM, 100 K, 4500 RPM,1,74KW NATURAL AIR COOLING, IM B5 (IM V1, IM V3) POWER/SIGNAL CONNECTORS CONN. CAN BE ROTATED BY 270 DEGR., BASIC ABSOLUTE ENCODER 32 P/REV (ENCODER A-32); PERFORMANCE REDUCTION BY 10% DUE TO ABSOLUTE ENCODER; SHAFT WITH FITTED KEY, TOLERANCE N; WITH HOLDING BRAKE DEGREE OF PROTECTION IP65 AS FLANGE IP67; PAINT FINISH RAL7016 | 2423 | TEM | 1 | MC | 8.302 | 1
1FK70605AH711GB8 | SIMOTICS S SYNCHRONOUS SERVOMOTORS 1FK7 COMPACT 6.0 NM, 100 K, 4500 RPM,1,74KW NATURAL AIR COOLING, IM B5 (IM V1, IM V3) POWER/SIGNAL CONNECTORS CONN. CAN BE ROTATED BY 270 DEGR., BASIC ABSOLUTE ENCODER 32 P/REV (ENCODER A-32); PERFORMANCE REDUCTION BY 10% DUE TO ABSOLUTE ENCODER; SHAFT WITH FITTED KEY, TOLERANCE N; WITH HOLDING BRAKE DEGREE OF PROTECTION IP65 IP67 D-END FLANGE; RAL7016 COATING; METALLIC RATING PLATE AT MOTOR | 2532 | TEM | 1 | MC | 8.302 | 1
1FK70605AH711GG0 | SIMOTICS S SYNCHRONOUS SERVOMOTORS 1FK7 COMPACT 6.0 NM, 100 K, 4500 RPM,1,74KW NATURAL AIR COOLING, IM B5 (IM V1, IM V3) POWER/SIGNAL CONNECTORS CONN. CAN BE ROTATED BY 270 DEGR., BASIC ABSOLUTE ENCODER 32 P/REV (ENCODER A-32); PERFORMANCE REDUCTION BY 10% DUE TO ABSOLUTE ENCODER; PLAIN SHAFT, TOLERANCE N; W/O HOLDING BRAKE DEGREE OF PROTECTION IP64 | 1850 | TEM | 1 | MC | 7.003 | 1
1FK70605AH711GG2 | SIMOTICS S SYNCHRONOUS SERVOMOTORS 1FK7 COMPACT 6.0 NM, 100 K, 4500 RPM,1,74KW NATURAL AIR COOLING, IM B5 (IM V1, IM V3) POWER/SIGNAL CONNECTORS CONN. CAN BE ROTATED BY 270 DEGR., BASIC ABSOLUTE ENCODER 32 P/REV (ENCODER A-32); PERFORMANCE REDUCTION BY 10% DUE TO ABSOLUTE ENCODER; PLAIN SHAFT, TOLERANCE N; W/O HOLDING BRAKE DEGREE OF PROTECTION IP65 FLANGE ON DRIVE END IP67 | 1951 | TEM | 1 | MC | 7.003 | 1
1FK70605AH711GG3 | SIMOTICS S SYNCHRONOUS SERVOMOTORS 1FK7 COMPACT 6.0 NM, 100 K, 4500 RPM,1,74KW NATURAL AIR COOLING, IM B5 (IM V1, IM V3) POWER/SIGNAL CONNECTORS CONN. CAN BE ROTATED BY 270 DEGR., BASIC ABSOLUTE ENCODER 32 P/REV (ENCODER A-32); PERFORMANCE REDUCTION BY 10% DUE TO ABSOLUTE ENCODER; PLAIN SHAFT, TOLERANCE N; W/O HOLDING BRAKE DEGREE OF PROTECTION IP64; PAINT FINISH RAL7016 | 1899 | TEM | 1 | MC | 7.003 | 1
1FK70605AH711GG5 | SIMOTICS S SYNCHRONOUS SERVOMOTORS 1FK7 COMPACT 6.0 NM, 100 K, 4500 RPM,1,74KW NATURAL AIR COOLING, IM B5 (IM V1, IM V3) POWER/SIGNAL CONNECTORS CONN. CAN BE ROTATED BY 270 DEGR., BASIC ABSOLUTE ENCODER 32 P/REV (ENCODER A-32); PERFORMANCE REDUCTION BY 10% DUE TO ABSOLUTE ENCODER; PLAIN SHAFT, TOLERANCE N; W/O HOLDING BRAKE DEGREE OF PROTECTION IP65 AS FLANGE IP67; PAINT FINISH RAL7016 | 2001 | TEM | 1 | MC | 7.003 | 1
1FK70605AH711GG8 | SIMOTICS S SYNCHRONOUS SERVOMOTORS 1FK7 COMPACT 6.0 NM, 100 K, 4500 RPM,1,74KW NATURAL AIR COOLING, IM B5 (IM V1, IM V3) POWER/SIGNAL CONNECTORS CONN. CAN BE ROTATED BY 270 DEGR., BASIC ABSOLUTE ENCODER 32 P/REV (ENCODER A-32); PERFORMANCE REDUCTION BY 10% DUE TO ABSOLUTE ENCODER; PLAIN SHAFT, TOLERANCE N; W/O HOLDING BRAKE DEGREE OF PROTECTION IP65 IP67 D-END FLANGE; RAL7016 COATING; METALLIC RATING PLATE AT MOTOR | 2109 | TEM | 1 | MC | 7.003 | 1
1FK70605AH711GH0 | SIMOTICS S SYNCHRONOUS SERVOMOTORS 1FK7 COMPACT 6.0 NM, 100 K, 4500 RPM,1,74KW NATURAL AIR COOLING, IM B5 (IM V1, IM V3) POWER/SIGNAL CONNECTORS CONN. CAN BE ROTATED BY 270 DEGR., BASIC ABSOLUTE ENCODER 32 P/REV (ENCODER A-32); PERFORMANCE REDUCTION BY 10% DUE TO ABSOLUTE ENCODER; PLAIN SHAFT, TOLERANCE N; WITH HOLDING BRAKE DEGREE OF PROTECTION IP64 | 2181 | TEM | 1 | MC | 8.302 | 1
1FK70605AH711GH2 | SIMOTICS S SYNCHRONOUS SERVOMOTORS 1FK7 COMPACT 6.0 NM, 100 K, 4500 RPM,1,74KW NATURAL AIR COOLING, IM B5 (IM V1, IM V3) POWER/SIGNAL CONNECTORS CONN. CAN BE ROTATED BY 270 DEGR., BASIC ABSOLUTE ENCODER 32 P/REV (ENCODER A-32); PERFORMANCE REDUCTION BY 10% DUE TO ABSOLUTE ENCODER; PLAIN SHAFT, TOLERANCE N; WITH HOLDING BRAKE DEGREE OF PROTECTION IP65 FLANGE ON DRIVE END IP67 | 2283 | TEM | 1 | MC | 8.302 | 1
1FK70605AH711GH3 | SIMOTICS S SYNCHRONOUS SERVOMOTORS 1FK7 COMPACT 6.0 NM, 100 K, 4500 RPM,1,74KW NATURAL AIR COOLING, IM B5 (IM V1, IM V3) POWER/SIGNAL CONNECTORS CONN. CAN BE ROTATED BY 270 DEGR., BASIC ABSOLUTE ENCODER 32 P/REV (ENCODER A-32); PERFORMANCE REDUCTION BY 10% DUE TO ABSOLUTE ENCODER; PLAIN SHAFT, TOLERANCE N; WITH HOLDING BRAKE DEGREE OF PROTECTION IP64; PAINT FINISH RAL7016 | 2230 | TEM | 1 | MC | 8.302 | 1
1FK70605AH711GH5 | SIMOTICS S SYNCHRONOUS SERVOMOTORS 1FK7 COMPACT 6.0 NM, 100 K, 4500 RPM,1,74KW NATURAL AIR COOLING, IM B5 (IM V1, IM V3) POWER/SIGNAL CONNECTORS CONN. CAN BE ROTATED BY 270 DEGR., BASIC ABSOLUTE ENCODER 32 P/REV (ENCODER A-32); PERFORMANCE REDUCTION BY 10% DUE TO ABSOLUTE ENCODER; PLAIN SHAFT, TOLERANCE N; WITH HOLDING BRAKE DEGREE OF PROTECTION IP65 AS FLANGE IP67; PAINT FINISH RAL7016 | 2332 | TEM | 1 | MC | 8.302 | 1
1FK70605AH711GH8 | SIMOTICS S SYNCHRONOUS SERVOMOTORS 1FK7 COMPACT 6.0 NM, 100 K, 4500 RPM,1,74KW NATURAL AIR COOLING, IM B5 (IM V1, IM V3) POWER/SIGNAL CONNECTORS CONN. CAN BE ROTATED BY 270 DEGR., BASIC ABSOLUTE ENCODER 32 P/REV (ENCODER A-32); PERFORMANCE REDUCTION BY 10% DUE TO ABSOLUTE ENCODER; PLAIN SHAFT, TOLERANCE N; WITH HOLDING BRAKE DEGREE OF PROTECTION IP65 IP67 D-END FLANGE; RAL7016 COATING; METALLIC RATING PLATE AT MOTOR | 2441 | TEM | 1 | MC | 8.302 | 1
1FK70605AH711KA0 | SIMOTICS S SYNCHRONOUS SERVOMOTORS 1FK7 COMPACT 6.0 NM, 100 K, 4500 RPM,1,74KW NATURAL AIR COOLING, IM B5 (IM V1, IM V3) POWER/SIGNAL CONNECTORS CONN. CAN BE ROTATED BY 270 DEGR., BASIC ABSOLUTE ENCODER 32 P/REV (ENCODER A-32) WITH DRIVE-CLIQ INTERFACE; PERFORMANCE REDUCTION BY 10% DUE TO ABSOLUTE ENCODER; SHAFT WITH FITTED KEY, TOLERANCE N; W/O HOLDING BRAKE DEGREE OF PROTECTION IP64 | 2203 | TEM | 1 | MC | 7.003 | 1
1FK70605AH711KA2 | SIMOTICS S SYNCHRONOUS SERVOMOTORS 1FK7 COMPACT 6.0 NM, 100 K, 4500 RPM,1,74KW NATURAL AIR COOLING, IM B5 (IM V1, IM V3) POWER/SIGNAL CONNECTORS CONN. CAN BE ROTATED BY 270 DEGR., BASIC ABSOLUTE ENCODER 32 P/REV (ENCODER A-32) WITH DRIVE-CLIQ INTERFACE; PERFORMANCE REDUCTION BY 10% DUE TO ABSOLUTE ENCODER; SHAFT WITH FITTED KEY, TOLERANCE N; W/O HOLDING BRAKE DEGREE OF PROTECTION IP65 FLANGE ON DRIVE END IP67 | 2304 | TEM | 1 | MC | 7.003 | 1
1FK70605AH711KA3 | SIMOTICS S SYNCHRONOUS SERVOMOTORS 1FK7 COMPACT 6.0 NM, 100 K, 4500 RPM,1,74KW NATURAL AIR COOLING, IM B5 (IM V1, IM V3) POWER/SIGNAL CONNECTORS CONN. CAN BE ROTATED BY 270 DEGR., BASIC ABSOLUTE ENCODER 32 P/REV (ENCODER A-32) WITH DRIVE-CLIQ INTERFACE; PERFORMANCE REDUCTION BY 10% DUE TO ABSOLUTE ENCODER; SHAFT WITH FITTED KEY, TOLERANCE N; W/O HOLDING BRAKE DEGREE OF PROTECTION IP64; PAINT FINISH RAL7016 | 2252 | TEM | 1 | MC | 7.003 | 1
1FK70605AH711KA5 | SIMOTICS S SYNCHRONOUS SERVOMOTORS 1FK7 COMPACT 6.0 NM, 100 K, 4500 RPM,1,74KW NATURAL AIR COOLING, IM B5 (IM V1, IM V3) POWER/SIGNAL CONNECTORS CONN. CAN BE ROTATED BY 270 DEGR., BASIC ABSOLUTE ENCODER 32 P/REV (ENCODER A-32) WITH DRIVE-CLIQ INTERFACE; PERFORMANCE REDUCTION BY 10% DUE TO ABSOLUTE ENCODER; SHAFT WITH FITTED KEY, TOLERANCE N; W/O HOLDING BRAKE DEGREE OF PROTECTION IP65 AS FLANGE IP67; PAINT FINISH RAL7016 | 2354 | TEM | 1 | MC | 7.003 | 1
1FK70605AH711KA8 | SIMOTICS S SYNCHRONOUS SERVOMOTORS 1FK7 COMPACT 6.0 NM, 100 K, 4500 RPM,1,74KW NATURAL AIR COOLING, IM B5 (IM V1, IM V3) POWER/SIGNAL CONNECTORS CONN. CAN BE ROTATED BY 270 DEGR., BASIC ABSOLUTE ENCODER 32 P/REV (ENCODER A-32) WITH DRIVE-CLIQ INTERFACE; PERFORMANCE REDUCTION BY 10% DUE TO ABSOLUTE ENCODER; SHAFT WITH FITTED KEY, TOLERANCE N; W/O HOLDING BRAKE DEGREE OF PROTECTION IP65 IP67 D-END FLANGE; RAL7016 COATING; METALLIC RATING PLATE AT MOTOR | 2462 | TEM | 1 | MC | 7.003 | 1
1FK70605AH711KB0 | SIMOTICS S SYNCHRONOUS SERVOMOTORS 1FK7 COMPACT 6.0 NM, 100 K, 4500 RPM,1,74KW NATURAL AIR COOLING, IM B5 (IM V1, IM V3) POWER/SIGNAL CONNECTORS CONN. CAN BE ROTATED BY 270 DEGR., BASIC ABSOLUTE ENCODER 32 P/REV (ENCODER A-32) WITH DRIVE-CLIQ INTERFACE; PERFORMANCE REDUCTION BY 10% DUE TO ABSOLUTE ENCODER; SHAFT WITH FITTED KEY, TOLERANCE N; WITH HOLDING BRAKE DEGREE OF PROTECTION IP64 | 2532 | TEM | 1 | MC | 8.302 | 1
1FK70605AH711KB2 | SIMOTICS S SYNCHRONOUS SERVOMOTORS 1FK7 COMPACT 6.0 NM, 100 K, 4500 RPM,1,74KW NATURAL AIR COOLING, IM B5 (IM V1, IM V3) POWER/SIGNAL CONNECTORS CONN. CAN BE ROTATED BY 270 DEGR., BASIC ABSOLUTE ENCODER 32 P/REV (ENCODER A-32) WITH DRIVE-CLIQ INTERFACE; PERFORMANCE REDUCTION BY 10% DUE TO ABSOLUTE ENCODER; SHAFT WITH FITTED KEY, TOLERANCE N; WITH HOLDING BRAKE DEGREE OF PROTECTION IP65 FLANGE ON DRIVE END IP67 | 2633 | TEM | 1 | MC | 8.302 | 1
1FK70605AH711KB3 | SIMOTICS S SYNCHRONOUS SERVOMOTORS 1FK7 COMPACT 6.0 NM, 100 K, 4500 RPM,1,74KW NATURAL AIR COOLING, IM B5 (IM V1, IM V3) POWER/SIGNAL CONNECTORS CONN. CAN BE ROTATED BY 270 DEGR., BASIC ABSOLUTE ENCODER 32 P/REV (ENCODER A-32) WITH DRIVE-CLIQ INTERFACE; PERFORMANCE REDUCTION BY 10% DUE TO ABSOLUTE ENCODER; SHAFT WITH FITTED KEY, TOLERANCE N; WITH HOLDING BRAKE DEGREE OF PROTECTION IP64; PAINT FINISH RAL7016 | 2581 | TEM | 1 | MC | 8.302 | 1
1FK70605AH711KB5 | SIMOTICS S SYNCHRONOUS SERVOMOTORS 1FK7 COMPACT 6.0 NM, 100 K, 4500 RPM,1,74KW NATURAL AIR COOLING, IM B5 (IM V1, IM V3) POWER/SIGNAL CONNECTORS CONN. CAN BE ROTATED BY 270 DEGR., BASIC ABSOLUTE ENCODER 32 P/REV (ENCODER A-32) WITH DRIVE-CLIQ INTERFACE; PERFORMANCE REDUCTION BY 10% DUE TO ABSOLUTE ENCODER; SHAFT WITH FITTED KEY, TOLERANCE N; WITH HOLDING BRAKE DEGREE OF PROTECTION IP65 AS FLANGE IP67; PAINT FINISH RAL7016 | 2683 | TEM | 1 | MC | 8.302 | 1
1FK70605AH711KB8 | SIMOTICS S SYNCHRONOUS SERVOMOTORS 1FK7 COMPACT 6.0 NM, 100 K, 4500 RPM,1,74KW NATURAL AIR COOLING, IM B5 (IM V1, IM V3) POWER/SIGNAL CONNECTORS CONN. CAN BE ROTATED BY 270 DEGR., BASIC ABSOLUTE ENCODER 32 P/REV (ENCODER A-32) WITH DRIVE-CLIQ INTERFACE; PERFORMANCE REDUCTION BY 10% DUE TO ABSOLUTE ENCODER; SHAFT WITH FITTED KEY, TOLERANCE N; WITH HOLDING BRAKE DEGREE OF PROTECTION IP65 IP67 D-END FLANGE; RAL7016 COATING; METALLIC RATING PLATE AT MOTOR | 2791 | TEM | 1 | MC | 8.302 | 1
1FK70605AH711KG0 | SIMOTICS S SYNCHRONOUS SERVOMOTORS 1FK7 COMPACT 6.0 NM, 100 K, 4500 RPM,1,74KW NATURAL AIR COOLING, IM B5 (IM V1, IM V3) POWER/SIGNAL CONNECTORS CONN. CAN BE ROTATED BY 270 DEGR., BASIC ABSOLUTE ENCODER 32 P/REV (ENCODER A-32) WITH DRIVE-CLIQ INTERFACE; PERFORMANCE REDUCTION BY 10% DUE TO ABSOLUTE ENCODER; PLAIN SHAFT, TOLERANCE N; W/O HOLDING BRAKE DEGREE OF PROTECTION IP64 | 2109 | TEM | 1 | MC | 7.003 | 1
1FK70605AH711KG2 | SIMOTICS S SYNCHRONOUS SERVOMOTORS 1FK7 COMPACT 6.0 NM, 100 K, 4500 RPM,1,74KW NATURAL AIR COOLING, IM B5 (IM V1, IM V3) POWER/SIGNAL CONNECTORS CONN. CAN BE ROTATED BY 270 DEGR., BASIC ABSOLUTE ENCODER 32 P/REV (ENCODER A-32) WITH DRIVE-CLIQ INTERFACE; PERFORMANCE REDUCTION BY 10% DUE TO ABSOLUTE ENCODER; PLAIN SHAFT, TOLERANCE N; W/O HOLDING BRAKE DEGREE OF PROTECTION IP65 FLANGE ON DRIVE END IP67 | 2211 | TEM | 1 | MC | 7.003 | 1
1FK70605AH711KG3 | SIMOTICS S SYNCHRONOUS SERVOMOTORS 1FK7 COMPACT 6.0 NM, 100 K, 4500 RPM,1,74KW NATURAL AIR COOLING, IM B5 (IM V1, IM V3) POWER/SIGNAL CONNECTORS CONN. CAN BE ROTATED BY 270 DEGR., BASIC ABSOLUTE ENCODER 32 P/REV (ENCODER A-32) WITH DRIVE-CLIQ INTERFACE; PERFORMANCE REDUCTION BY 10% DUE TO ABSOLUTE ENCODER; PLAIN SHAFT, TOLERANCE N; W/O HOLDING BRAKE DEGREE OF PROTECTION IP64; PAINT FINISH RAL7016 | 2158 | TEM | 1 | MC | 7.003 | 1
1FK70605AH711KG5 | SIMOTICS S SYNCHRONOUS SERVOMOTORS 1FK7 COMPACT 6.0 NM, 100 K, 4500 RPM,1,74KW NATURAL AIR COOLING, IM B5 (IM V1, IM V3) POWER/SIGNAL CONNECTORS CONN. CAN BE ROTATED BY 270 DEGR., BASIC ABSOLUTE ENCODER 32 P/REV (ENCODER A-32) WITH DRIVE-CLIQ INTERFACE; PERFORMANCE REDUCTION BY 10% DUE TO ABSOLUTE ENCODER; PLAIN SHAFT, TOLERANCE N; W/O HOLDING BRAKE DEGREE OF PROTECTION IP65 AS FLANGE IP67; PAINT FINISH RAL7016 | 2260 | TEM | 1 | MC | 7.003 | 1
1FK70605AH711KG8 | SIMOTICS S SYNCHRONOUS SERVOMOTORS 1FK7 COMPACT 6.0 NM, 100 K, 4500 RPM,1,74KW NATURAL AIR COOLING, IM B5 (IM V1, IM V3) POWER/SIGNAL CONNECTORS CONN. CAN BE ROTATED BY 270 DEGR., BASIC ABSOLUTE ENCODER 32 P/REV (ENCODER A-32) WITH DRIVE-CLIQ INTERFACE; PERFORMANCE REDUCTION BY 10% DUE TO ABSOLUTE ENCODER; PLAIN SHAFT, TOLERANCE N; W/O HOLDING BRAKE DEGREE OF PROTECTION IP65 IP67 D-END FLANGE; RAL7016 COATING; METALLIC RATING PLATE AT MOTOR | 2369 | TEM | 1 | MC | 7.003 | 1
1FK70605AH711KH0 | SIMOTICS S SYNCHRONOUS SERVOMOTORS 1FK7 COMPACT 6.0 NM, 100 K, 4500 RPM,1,74KW NATURAL AIR COOLING, IM B5 (IM V1, IM V3) POWER/SIGNAL CONNECTORS CONN. CAN BE ROTATED BY 270 DEGR., BASIC ABSOLUTE ENCODER 32 P/REV (ENCODER A-32) WITH DRIVE-CLIQ INTERFACE; PERFORMANCE REDUCTION BY 10% DUE TO ABSOLUTE ENCODER; PLAIN SHAFT, TOLERANCE N; WITH HOLDING BRAKE DEGREE OF PROTECTION IP64 | 2441 | TEM | 1 | MC | 8.302 | 1
1FK70605AH711KH2 | SIMOTICS S SYNCHRONOUS SERVOMOTORS 1FK7 COMPACT 6.0 NM, 100 K, 4500 RPM,1,74KW NATURAL AIR COOLING, IM B5 (IM V1, IM V3) POWER/SIGNAL CONNECTORS CONN. CAN BE ROTATED BY 270 DEGR., BASIC ABSOLUTE ENCODER 32 P/REV (ENCODER A-32) WITH DRIVE-CLIQ INTERFACE; PERFORMANCE REDUCTION BY 10% DUE TO ABSOLUTE ENCODER; PLAIN SHAFT, TOLERANCE N; WITH HOLDING BRAKE DEGREE OF PROTECTION IP65 FLANGE ON DRIVE END IP67 | 2542 | TEM | 1 | MC | 8.302 | 1
1FK70605AH711KH3 | SIMOTICS S SYNCHRONOUS SERVOMOTORS 1FK7 COMPACT 6.0 NM, 100 K, 4500 RPM,1,74KW NATURAL AIR COOLING, IM B5 (IM V1, IM V3) POWER/SIGNAL CONNECTORS CONN. CAN BE ROTATED BY 270 DEGR., BASIC ABSOLUTE ENCODER 32 P/REV (ENCODER A-32) WITH DRIVE-CLIQ INTERFACE; PERFORMANCE REDUCTION BY 10% DUE TO ABSOLUTE ENCODER; PLAIN SHAFT, TOLERANCE N; WITH HOLDING BRAKE DEGREE OF PROTECTION IP64; PAINT FINISH RAL7016 | 2490 | TEM | 1 | MC | 8.302 | 1
1FK70605AH711KH5 | SIMOTICS S SYNCHRONOUS SERVOMOTORS 1FK7 COMPACT 6.0 NM, 100 K, 4500 RPM,1,74KW NATURAL AIR COOLING, IM B5 (IM V1, IM V3) POWER/SIGNAL CONNECTORS CONN. CAN BE ROTATED BY 270 DEGR., BASIC ABSOLUTE ENCODER 32 P/REV (ENCODER A-32) WITH DRIVE-CLIQ INTERFACE; PERFORMANCE REDUCTION BY 10% DUE TO ABSOLUTE ENCODER; PLAIN SHAFT, TOLERANCE N; WITH HOLDING BRAKE DEGREE OF PROTECTION IP65 AS FLANGE IP67; PAINT FINISH RAL7016 | 2591 | TEM | 1 | MC | 8.302 | 1
1FK70605AH711KH8 | SIMOTICS S SYNCHRONOUS SERVOMOTORS 1FK7 COMPACT 6.0 NM, 100 K, 4500 RPM,1,74KW NATURAL AIR COOLING, IM B5 (IM V1, IM V3) POWER/SIGNAL CONNECTORS CONN. CAN BE ROTATED BY 270 DEGR., BASIC ABSOLUTE ENCODER 32 P/REV (ENCODER A-32) WITH DRIVE-CLIQ INTERFACE; PERFORMANCE REDUCTION BY 10% DUE TO ABSOLUTE ENCODER; PLAIN SHAFT, TOLERANCE N; WITH HOLDING BRAKE DEGREE OF PROTECTION IP65 IP67 D-END FLANGE; RAL7016 COATING; METALLIC RATING PLATE AT MOTOR | 2700 | TEM | 1 | MC | 8.302 | 1
1FK70605AH711PA0 | SIMOTICS S SYNCHRONOUS SERVOMOTORS 1FK7 COMPACT 6.0 NM, 100 K, 4500 RPM,1,74KW NATURAL AIR COOLING, IM B5 (IM V1, IM V3) POWER/SIGNAL CONNECTORS CONN. CAN BE ROTATED BY 270 DEGR., RESOLVER 2-POLE (RESOLVER P=1) WITH DRIVE-CLIQ INTERFACE; SHAFT WITH FITTED KEY, TOLERANCE N; W/O HOLDING BRAKE DEGREE OF PROTECTION IP64 | 1727 | TEM | 1 | MC | 7.003 | 1
1FK70605AH711PA2 | SIMOTICS S SYNCHRONOUS SERVOMOTORS 1FK7 COMPACT 6.0 NM, 100 K, 4500 RPM,1,74KW NATURAL AIR COOLING, IM B5 (IM V1, IM V3) POWER/SIGNAL CONNECTORS CONN. CAN BE ROTATED BY 270 DEGR., RESOLVER 2-POLE (RESOLVER P=1) WITH DRIVE-CLIQ INTERFACE; SHAFT WITH FITTED KEY, TOLERANCE N; W/O HOLDING BRAKE DEGREE OF PROTECTION IP65 FLANGE ON DRIVE END IP67 | 1829 | TEM | 1 | MC | 7.003 | 1
1FK70605AH711PA3 | SIMOTICS S SYNCHRONOUS SERVOMOTORS 1FK7 COMPACT 6.0 NM, 100 K, 4500 RPM,1,74KW NATURAL AIR COOLING, IM B5 (IM V1, IM V3) POWER/SIGNAL CONNECTORS CONN. CAN BE ROTATED BY 270 DEGR., RESOLVER 2-POLE (RESOLVER P=1) WITH DRIVE-CLIQ INTERFACE; SHAFT WITH FITTED KEY, TOLERANCE N; W/O HOLDING BRAKE DEGREE OF PROTECTION IP64; PAINT FINISH RAL7016 | 1777 | TEM | 1 | MC | 7.003 | 1
1FK70605AH711PA5 | SIMOTICS S SYNCHRONOUS SERVOMOTORS 1FK7 COMPACT 6.0 NM, 100 K, 4500 RPM,1,74KW NATURAL AIR COOLING, IM B5 (IM V1, IM V3) POWER/SIGNAL CONNECTORS CONN. CAN BE ROTATED BY 270 DEGR., RESOLVER 2-POLE (RESOLVER P=1) WITH DRIVE-CLIQ INTERFACE; SHAFT WITH FITTED KEY, TOLERANCE N; W/O HOLDING BRAKE DEGREE OF PROTECTION IP65 AS FLANGE IP67; PAINT FINISH RAL7016 | 1878 | TEM | 1 | MC | 7.003 | 1
1FK70605AH711PA8 | SIMOTICS S SYNCHRONOUS SERVOMOTORS 1FK7 COMPACT 6.0 NM, 100 K, 4500 RPM,1,74KW NATURAL AIR COOLING, IM B5 (IM V1, IM V3) POWER/SIGNAL CONNECTORS CONN. CAN BE ROTATED BY 270 DEGR., RESOLVER 2-POLE (RESOLVER P=1) WITH DRIVE-CLIQ INTERFACE; SHAFT WITH FITTED KEY, TOLERANCE N; W/O HOLDING BRAKE DEGREE OF PROTECTION IP65 IP67 D-END FLANGE; RAL7016 COATING; METALLIC RATING PLATE AT MOTOR | 1987 | TEM | 1 | MC | 7.003 | 1
1FK70605AH711PB0 | SIMOTICS S SYNCHRONOUS SERVOMOTORS 1FK7 COMPACT 6.0 NM, 100 K, 4500 RPM,1,74KW NATURAL AIR COOLING, IM B5 (IM V1, IM V3) POWER/SIGNAL CONNECTORS CONN. CAN BE ROTATED BY 270 DEGR., RESOLVER 2-POLE (RESOLVER P=1) WITH DRIVE-CLIQ INTERFACE; SHAFT WITH FITTED KEY, TOLERANCE N; WITH HOLDING BRAKE DEGREE OF PROTECTION IP64 | 2056 | TEM | 1 | MC | 8.302 | 1
1FK70605AH711PB2 | SIMOTICS S SYNCHRONOUS SERVOMOTORS 1FK7 COMPACT 6.0 NM, 100 K, 4500 RPM,1,74KW NATURAL AIR COOLING, IM B5 (IM V1, IM V3) POWER/SIGNAL CONNECTORS CONN. CAN BE ROTATED BY 270 DEGR., RESOLVER 2-POLE (RESOLVER P=1) WITH DRIVE-CLIQ INTERFACE; SHAFT WITH FITTED KEY, TOLERANCE N; WITH HOLDING BRAKE DEGREE OF PROTECTION IP65 FLANGE ON DRIVE END IP67 | 2158 | TEM | 1 | MC | 8.302 | 1
1FK70605AH711PB3 | SIMOTICS S SYNCHRONOUS SERVOMOTORS 1FK7 COMPACT 6.0 NM, 100 K, 4500 RPM,1,74KW NATURAL AIR COOLING, IM B5 (IM V1, IM V3) POWER/SIGNAL CONNECTORS CONN. CAN BE ROTATED BY 270 DEGR., RESOLVER 2-POLE (RESOLVER P=1) WITH DRIVE-CLIQ INTERFACE; SHAFT WITH FITTED KEY, TOLERANCE N; WITH HOLDING BRAKE DEGREE OF PROTECTION IP64; PAINT FINISH RAL7016 | 2106 | TEM | 1 | MC | 8.302 | 1
1FK70605AH711PB5 | SIMOTICS S SYNCHRONOUS SERVOMOTORS 1FK7 COMPACT 6.0 NM, 100 K, 4500 RPM,1,74KW NATURAL AIR COOLING, IM B5 (IM V1, IM V3) POWER/SIGNAL CONNECTORS CONN. CAN BE ROTATED BY 270 DEGR., RESOLVER 2-POLE (RESOLVER P=1) WITH DRIVE-CLIQ INTERFACE; SHAFT WITH FITTED KEY, TOLERANCE N; WITH HOLDING BRAKE DEGREE OF PROTECTION IP65 AS FLANGE IP67; PAINT FINISH RAL7016 | 2207 | TEM | 1 | MC | 8.302 | 1
1FK70605AH711PB8 | SIMOTICS S SYNCHRONOUS SERVOMOTORS 1FK7 COMPACT 6.0 NM, 100 K, 4500 RPM,1,74KW NATURAL AIR COOLING, IM B5 (IM V1, IM V3) POWER/SIGNAL CONNECTORS CONN. CAN BE ROTATED BY 270 DEGR., RESOLVER 2-POLE (RESOLVER P=1) WITH DRIVE-CLIQ INTERFACE; SHAFT WITH FITTED KEY, TOLERANCE N; WITH HOLDING BRAKE DEGREE OF PROTECTION IP65 IP67 D-END FLANGE; RAL7016 COATING; METALLIC RATING PLATE AT MOTOR | 2316 | TEM | 1 | MC | 8.302 | 1
1FK70605AH711PG0 | SIMOTICS S SYNCHRONOUS SERVOMOTORS 1FK7 COMPACT 6.0 NM, 100 K, 4500 RPM,1,74KW NATURAL AIR COOLING, IM B5 (IM V1, IM V3) POWER/SIGNAL CONNECTORS CONN. CAN BE ROTATED BY 270 DEGR., RESOLVER 2-POLE (RESOLVER P=1) WITH DRIVE-CLIQ INTERFACE; PLAIN SHAFT, TOLERANCE N; W/O HOLDING BRAKE DEGREE OF PROTECTION IP64 | 1634 | TEM | 1 | MC | 7.003 | 1
1FK70605AH711PG2 | SIMOTICS S SYNCHRONOUS SERVOMOTORS 1FK7 COMPACT 6.0 NM, 100 K, 4500 RPM,1,74KW NATURAL AIR COOLING, IM B5 (IM V1, IM V3) POWER/SIGNAL CONNECTORS CONN. CAN BE ROTATED BY 270 DEGR., RESOLVER 2-POLE (RESOLVER P=1) WITH DRIVE-CLIQ INTERFACE; PLAIN SHAFT, TOLERANCE N; W/O HOLDING BRAKE DEGREE OF PROTECTION IP65 FLANGE ON DRIVE END IP67 | 1735 | TEM | 1 | MC | 7.003 | 1
1FK70605AH711PG3 | SIMOTICS S SYNCHRONOUS SERVOMOTORS 1FK7 COMPACT 6.0 NM, 100 K, 4500 RPM,1,74KW NATURAL AIR COOLING, IM B5 (IM V1, IM V3) POWER/SIGNAL CONNECTORS CONN. CAN BE ROTATED BY 270 DEGR., RESOLVER 2-POLE (RESOLVER P=1) WITH DRIVE-CLIQ INTERFACE; PLAIN SHAFT, TOLERANCE N; W/O HOLDING BRAKE DEGREE OF PROTECTION IP64; PAINT FINISH RAL7016 | 1683 | TEM | 1 | MC | 7.003 | 1
1FK70605AH711PG5 | SIMOTICS S SYNCHRONOUS SERVOMOTORS 1FK7 COMPACT 6.0 NM, 100 K, 4500 RPM,1,74KW NATURAL AIR COOLING, IM B5 (IM V1, IM V3) POWER/SIGNAL CONNECTORS CONN. CAN BE ROTATED BY 270 DEGR., RESOLVER 2-POLE (RESOLVER P=1) WITH DRIVE-CLIQ INTERFACE; PLAIN SHAFT, TOLERANCE N; W/O HOLDING BRAKE DEGREE OF PROTECTION IP65 AS FLANGE IP67; PAINT FINISH RAL7016 | 1784 | TEM | 1 | MC | 7.003 | 1
1FK70605AH711PG8 | SIMOTICS S SYNCHRONOUS SERVOMOTORS 1FK7 COMPACT 6.0 NM, 100 K, 4500 RPM,1,74KW NATURAL AIR COOLING, IM B5 (IM V1, IM V3) POWER/SIGNAL CONNECTORS CONN. CAN BE ROTATED BY 270 DEGR., RESOLVER 2-POLE (RESOLVER P=1) WITH DRIVE-CLIQ INTERFACE; PLAIN SHAFT, TOLERANCE N; W/O HOLDING BRAKE DEGREE OF PROTECTION IP65 IP67 D-END FLANGE; RAL7016 COATING; METALLIC RATING PLATE AT MOTOR | 1893 | TEM | 1 | MC | 7.003 | 1
1FK70605AH711PH0 | SIMOTICS S SYNCHRONOUS SERVOMOTORS 1FK7 COMPACT 6.0 NM, 100 K, 4500 RPM,1,74KW NATURAL AIR COOLING, IM B5 (IM V1, IM V3) POWER/SIGNAL CONNECTORS CONN. CAN BE ROTATED BY 270 DEGR., RESOLVER 2-POLE (RESOLVER P=1) WITH DRIVE-CLIQ INTERFACE; PLAIN SHAFT, TOLERANCE N; WITH HOLDING BRAKE DEGREE OF PROTECTION IP64 | 1965 | TEM | 1 | MC | 8.302 | 1
1FK70605AH711PH2 | SIMOTICS S SYNCHRONOUS SERVOMOTORS 1FK7 COMPACT 6.0 NM, 100 K, 4500 RPM,1,74KW NATURAL AIR COOLING, IM B5 (IM V1, IM V3) POWER/SIGNAL CONNECTORS CONN. CAN BE ROTATED BY 270 DEGR., RESOLVER 2-POLE (RESOLVER P=1) WITH DRIVE-CLIQ INTERFACE; PLAIN SHAFT, TOLERANCE N; WITH HOLDING BRAKE DEGREE OF PROTECTION IP65 FLANGE ON DRIVE END IP67 | 2067 | TEM | 1 | MC | 8.302 | 1
1FK70605AH711PH3 | SIMOTICS S SYNCHRONOUS SERVOMOTORS 1FK7 COMPACT 6.0 NM, 100 K, 4500 RPM,1,74KW NATURAL AIR COOLING, IM B5 (IM V1, IM V3) POWER/SIGNAL CONNECTORS CONN. CAN BE ROTATED BY 270 DEGR., RESOLVER 2-POLE (RESOLVER P=1) WITH DRIVE-CLIQ INTERFACE; PLAIN SHAFT, TOLERANCE N; WITH HOLDING BRAKE DEGREE OF PROTECTION IP64; PAINT FINISH RAL7016 | 2014 | TEM | 1 | MC | 8.302 | 1
1FK70605AH711PH5 | SIMOTICS S SYNCHRONOUS SERVOMOTORS 1FK7 COMPACT 6.0 NM, 100 K, 4500 RPM,1,74KW NATURAL AIR COOLING, IM B5 (IM V1, IM V3) POWER/SIGNAL CONNECTORS CONN. CAN BE ROTATED BY 270 DEGR., RESOLVER 2-POLE (RESOLVER P=1) WITH DRIVE-CLIQ INTERFACE; PLAIN SHAFT, TOLERANCE N; WITH HOLDING BRAKE DEGREE OF PROTECTION IP65 AS FLANGE IP67; PAINT FINISH RAL7016 | 2116 | TEM | 1 | MC | 8.302 | 1
1FK70605AH711PH8 | SIMOTICS S SYNCHRONOUS SERVOMOTORS 1FK7 COMPACT 6.0 NM, 100 K, 4500 RPM,1,74KW NATURAL AIR COOLING, IM B5 (IM V1, IM V3) POWER/SIGNAL CONNECTORS CONN. CAN BE ROTATED BY 270 DEGR., RESOLVER 2-POLE (RESOLVER P=1) WITH DRIVE-CLIQ INTERFACE; PLAIN SHAFT, TOLERANCE N; WITH HOLDING BRAKE DEGREE OF PROTECTION IP65 IP67 D-END FLANGE; RAL7016 COATING; METALLIC RATING PLATE AT MOTOR | 2224 | TEM | 1 | MC | 8.302 | 1
1FK70605AH711SA0 | SIMOTICS S SYNCHRONOUS SERVOMOTORS 1FK7 COMPACT 6.0 NM, 100 K, 4500 RPM,1,74KW NATURAL AIR COOLING, IM B5 (IM V1, IM V3) POWER/SIGNAL CONNECTORS CONN. CAN BE ROTATED BY 270 DEGR., RESOLVER MULTI-POLE (RESOLVER P=4); SHAFT WITH FITTED KEY, TOLERANCE N; W/O HOLDING BRAKE DEGREE OF PROTECTION IP64 | 1466 | TEM | 1 | MC | 7.003 | 1
1FK70605AH711SA2 | SIMOTICS S SYNCHRONOUS SERVOMOTORS 1FK7 COMPACT 6.0 NM, 100 K, 4500 RPM,1,74KW NATURAL AIR COOLING, IM B5 (IM V1, IM V3) POWER/SIGNAL CONNECTORS CONN. CAN BE ROTATED BY 270 DEGR., RESOLVER MULTI-POLE (RESOLVER P=4); SHAFT WITH FITTED KEY, TOLERANCE N; W/O HOLDING BRAKE DEGREE OF PROTECTION IP65 FLANGE ON DRIVE END IP67 | 1567 | TEM | 1 | MC | 7.003 | 1
1FK70605AH711SA3 | SIMOTICS S SYNCHRONOUS SERVOMOTORS 1FK7 COMPACT 6.0 NM, 100 K, 4500 RPM,1,74KW NATURAL AIR COOLING, IM B5 (IM V1, IM V3) POWER/SIGNAL CONNECTORS CONN. CAN BE ROTATED BY 270 DEGR., RESOLVER MULTI-POLE (RESOLVER P=4); SHAFT WITH FITTED KEY, TOLERANCE N; W/O HOLDING BRAKE DEGREE OF PROTECTION IP64; PAINT FINISH RAL7016 | 1515 | TEM | 1 | MC | 7.003 | 1
1FK70605AH711SA5 | SIMOTICS S SYNCHRONOUS SERVOMOTORS 1FK7 COMPACT 6.0 NM, 100 K, 4500 RPM,1,74KW NATURAL AIR COOLING, IM B5 (IM V1, IM V3) POWER/SIGNAL CONNECTORS CONN. CAN BE ROTATED BY 270 DEGR., RESOLVER MULTI-POLE (RESOLVER P=4); SHAFT WITH FITTED KEY, TOLERANCE N; W/O HOLDING BRAKE DEGREE OF PROTECTION IP65 AS FLANGE IP67; PAINT FINISH RAL7016 | 1616 | TEM | 1 | MC | 7.003 | 1
1FK70605AH711SA8 | SIMOTICS S SYNCHRONOUS SERVOMOTORS 1FK7 COMPACT 6.0 NM, 100 K, 4500 RPM,1,74KW NATURAL AIR COOLING, IM B5 (IM V1, IM V3) POWER/SIGNAL CONNECTORS CONN. CAN BE ROTATED BY 270 DEGR., RESOLVER MULTI-POLE (RESOLVER P=4); SHAFT WITH FITTED KEY, TOLERANCE N; W/O HOLDING BRAKE DEGREE OF PROTECTION IP65 IP67 D-END FLANGE; RAL7016 COATING; METALLIC RATING PLATE AT MOTOR | 1725 | TEM | 1 | MC | 7.003 | 1
1FK70605AH711SB0 | SIMOTICS S SYNCHRONOUS SERVOMOTORS 1FK7 COMPACT 6.0 NM, 100 K, 4500 RPM,1,74KW NATURAL AIR COOLING, IM B5 (IM V1, IM V3) POWER/SIGNAL CONNECTORS CONN. CAN BE ROTATED BY 270 DEGR., RESOLVER MULTI-POLE (RESOLVER P=4); SHAFT WITH FITTED KEY, TOLERANCE N; WITH HOLDING BRAKE DEGREE OF PROTECTION IP64 | 1795 | TEM | 1 | MC | 8.302 | 1
1FK70605AH711SB2 | SIMOTICS S SYNCHRONOUS SERVOMOTORS 1FK7 COMPACT 6.0 NM, 100 K, 4500 RPM,1,74KW NATURAL AIR COOLING, IM B5 (IM V1, IM V3) POWER/SIGNAL CONNECTORS CONN. CAN BE ROTATED BY 270 DEGR., RESOLVER MULTI-POLE (RESOLVER P=4); SHAFT WITH FITTED KEY, TOLERANCE N; WITH HOLDING BRAKE DEGREE OF PROTECTION IP65 FLANGE ON DRIVE END IP67 | 1896 | TEM | 1 | MC | 8.302 | 1
1FK70605AH711SB3 | SIMOTICS S SYNCHRONOUS SERVOMOTORS 1FK7 COMPACT 6.0 NM, 100 K, 4500 RPM,1,74KW NATURAL AIR COOLING, IM B5 (IM V1, IM V3) POWER/SIGNAL CONNECTORS CONN. CAN BE ROTATED BY 270 DEGR., RESOLVER MULTI-POLE (RESOLVER P=4); SHAFT WITH FITTED KEY, TOLERANCE N; WITH HOLDING BRAKE DEGREE OF PROTECTION IP64; PAINT FINISH RAL7016 | 1844 | TEM | 1 | MC | 8.302 | 1
1FK70605AH711SB5 | SIMOTICS S SYNCHRONOUS SERVOMOTORS 1FK7 COMPACT 6.0 NM, 100 K, 4500 RPM,1,74KW NATURAL AIR COOLING, IM B5 (IM V1, IM V3) POWER/SIGNAL CONNECTORS CONN. CAN BE ROTATED BY 270 DEGR., RESOLVER MULTI-POLE (RESOLVER P=4); SHAFT WITH FITTED KEY, TOLERANCE N; WITH HOLDING BRAKE DEGREE OF PROTECTION IP65 AS FLANGE IP67; PAINT FINISH RAL7016 | 1945 | TEM | 1 | MC | 8.302 | 1
1FK70605AH711SB8 | SIMOTICS S SYNCHRONOUS SERVOMOTORS 1FK7 COMPACT 6.0 NM, 100 K, 4500 RPM,1,74KW NATURAL AIR COOLING, IM B5 (IM V1, IM V3) POWER/SIGNAL CONNECTORS CONN. CAN BE ROTATED BY 270 DEGR., RESOLVER MULTI-POLE (RESOLVER P=4); SHAFT WITH FITTED KEY, TOLERANCE N; WITH HOLDING BRAKE DEGREE OF PROTECTION IP65 IP67 D-END FLANGE; RAL7016 COATING; METALLIC RATING PLATE AT MOTOR | 2054 | TEM | 1 | MC | 8.302 | 1
1FK70605AH711SG0 | SIMOTICS S SYNCHRONOUS SERVOMOTORS 1FK7 COMPACT 6.0 NM, 100 K, 4500 RPM,1,74KW NATURAL AIR COOLING, IM B5 (IM V1, IM V3) POWER/SIGNAL CONNECTORS CONN. CAN BE ROTATED BY 270 DEGR., RESOLVER MULTI-POLE (RESOLVER P=4); PLAIN SHAFT, TOLERANCE N; W/O HOLDING BRAKE DEGREE OF PROTECTION IP64 | 1372 | TEM | 1 | MC | 7.003 | 1
1FK70605AH711SG2 | SIMOTICS S SYNCHRONOUS SERVOMOTORS 1FK7 COMPACT 6.0 NM, 100 K, 4500 RPM,1,74KW NATURAL AIR COOLING, IM B5 (IM V1, IM V3) POWER/SIGNAL CONNECTORS CONN. CAN BE ROTATED BY 270 DEGR., RESOLVER MULTI-POLE (RESOLVER P=4); PLAIN SHAFT, TOLERANCE N; W/O HOLDING BRAKE DEGREE OF PROTECTION IP65 FLANGE ON DRIVE END IP67 | 1473 | TEM | 1 | MC | 7.003 | 1
1FK70605AH711SG3 | SIMOTICS S SYNCHRONOUS SERVOMOTORS 1FK7 COMPACT 6.0 NM, 100 K, 4500 RPM,1,74KW NATURAL AIR COOLING, IM B5 (IM V1, IM V3) POWER/SIGNAL CONNECTORS CONN. CAN BE ROTATED BY 270 DEGR., RESOLVER MULTI-POLE (RESOLVER P=4); PLAIN SHAFT, TOLERANCE N; W/O HOLDING BRAKE DEGREE OF PROTECTION IP64; PAINT FINISH RAL7016 | 1421 | TEM | 1 | MC | 7.003 | 1
1FK70605AH711SG5 | SIMOTICS S SYNCHRONOUS SERVOMOTORS 1FK7 COMPACT 6.0 NM, 100 K, 4500 RPM,1,74KW NATURAL AIR COOLING, IM B5 (IM V1, IM V3) POWER/SIGNAL CONNECTORS CONN. CAN BE ROTATED BY 270 DEGR., RESOLVER MULTI-POLE (RESOLVER P=4); PLAIN SHAFT, TOLERANCE N; W/O HOLDING BRAKE DEGREE OF PROTECTION IP65 AS FLANGE IP67; PAINT FINISH RAL7016 | 1523 | TEM | 1 | MC | 7.003 | 1
1FK70605AH711SG8 | SIMOTICS S SYNCHRONOUS SERVOMOTORS 1FK7 COMPACT 6.0 NM, 100 K, 4500 RPM,1,74KW NATURAL AIR COOLING, IM B5 (IM V1, IM V3) POWER/SIGNAL CONNECTORS CONN. CAN BE ROTATED BY 270 DEGR., RESOLVER MULTI-POLE (RESOLVER P=4); PLAIN SHAFT, TOLERANCE N; W/O HOLDING BRAKE DEGREE OF PROTECTION IP65 IP67 D-END FLANGE; RAL7016 COATING; METALLIC RATING PLATE AT MOTOR | 1631 | TEM | 1 | MC | 7.003 | 1
1FK70605AH711SH0 | SIMOTICS S SYNCHRONOUS SERVOMOTORS 1FK7 COMPACT 6.0 NM, 100 K, 4500 RPM,1,74KW NATURAL AIR COOLING, IM B5 (IM V1, IM V3) POWER/SIGNAL CONNECTORS CONN. CAN BE ROTATED BY 270 DEGR., RESOLVER MULTI-POLE (RESOLVER P=4); PLAIN SHAFT, TOLERANCE N; WITH HOLDING BRAKE DEGREE OF PROTECTION IP64 | 1703 | TEM | 1 | MC | 8.302 | 1
1FK70605AH711SH2 | SIMOTICS S SYNCHRONOUS SERVOMOTORS 1FK7 COMPACT 6.0 NM, 100 K, 4500 RPM,1,74KW NATURAL AIR COOLING, IM B5 (IM V1, IM V3) POWER/SIGNAL CONNECTORS CONN. CAN BE ROTATED BY 270 DEGR., RESOLVER MULTI-POLE (RESOLVER P=4); PLAIN SHAFT, TOLERANCE N; WITH HOLDING BRAKE DEGREE OF PROTECTION IP65 FLANGE ON DRIVE END IP67 | 1805 | TEM | 1 | MC | 8.302 | 1
1FK70605AH711SH3 | SIMOTICS S SYNCHRONOUS SERVOMOTORS 1FK7 COMPACT 6.0 NM, 100 K, 4500 RPM,1,74KW NATURAL AIR COOLING, IM B5 (IM V1, IM V3) POWER/SIGNAL CONNECTORS CONN. CAN BE ROTATED BY 270 DEGR., RESOLVER MULTI-POLE (RESOLVER P=4); PLAIN SHAFT, TOLERANCE N; WITH HOLDING BRAKE DEGREE OF PROTECTION IP64; PAINT FINISH RAL7016 | 1752 | TEM | 1 | MC | 8.302 | 1
1FK70605AH711SH5 | SIMOTICS S SYNCHRONOUS SERVOMOTORS 1FK7 COMPACT 6.0 NM, 100 K, 4500 RPM,1,74KW NATURAL AIR COOLING, IM B5 (IM V1, IM V3) POWER/SIGNAL CONNECTORS CONN. CAN BE ROTATED BY 270 DEGR., RESOLVER MULTI-POLE (RESOLVER P=4); PLAIN SHAFT, TOLERANCE N; WITH HOLDING BRAKE DEGREE OF PROTECTION IP65 AS FLANGE IP67; PAINT FINISH RAL7016 | 1854 | TEM | 1 | MC | 8.302 | 1
1FK70605AH711SH8 | SIMOTICS S SYNCHRONOUS SERVOMOTORS 1FK7 COMPACT 6.0 NM, 100 K, 4500 RPM,1,74KW NATURAL AIR COOLING, IM B5 (IM V1, IM V3) POWER/SIGNAL CONNECTORS CONN. CAN BE ROTATED BY 270 DEGR., RESOLVER MULTI-POLE (RESOLVER P=4); PLAIN SHAFT, TOLERANCE N; WITH HOLDING BRAKE DEGREE OF PROTECTION IP65 IP67 D-END FLANGE; RAL7016 COATING; METALLIC RATING PLATE AT MOTOR | 1963 | TEM | 1 | MC | 8.302 | 1
1FK70605AH711TA0 | SIMOTICS S SYNCHRONOUS SERVOMOTORS 1FK7 COMPACT 6.0 NM, 100 K, 4500 RPM,1,74KW NATURAL AIR COOLING, IM B5 (IM V1, IM V3) POWER/SIGNAL CONNECTORS CONN. CAN BE ROTATED BY 270 DEGR., RESOLVER 2-POLE (RESOLVER P=1); SHAFT WITH FITTED KEY, TOLERANCE N; W/O HOLDING BRAKE DEGREE OF PROTECTION IP64 | 1466 | TEM | 1 | MC | 7.003 | 1
1FK70605AH711TA2 | SIMOTICS S SYNCHRONOUS SERVOMOTORS 1FK7 COMPACT 6.0 NM, 100 K, 4500 RPM,1,74KW NATURAL AIR COOLING, IM B5 (IM V1, IM V3) POWER/SIGNAL CONNECTORS CONN. CAN BE ROTATED BY 270 DEGR., RESOLVER 2-POLE (RESOLVER P=1); SHAFT WITH FITTED KEY, TOLERANCE N; W/O HOLDING BRAKE DEGREE OF PROTECTION IP65 FLANGE ON DRIVE END IP67 | 1567 | TEM | 1 | MC | 7.003 | 1
1FK70605AH711TA3 | SIMOTICS S SYNCHRONOUS SERVOMOTORS 1FK7 COMPACT 6.0 NM, 100 K, 4500 RPM,1,74KW NATURAL AIR COOLING, IM B5 (IM V1, IM V3) POWER/SIGNAL CONNECTORS CONN. CAN BE ROTATED BY 270 DEGR., RESOLVER 2-POLE (RESOLVER P=1); SHAFT WITH FITTED KEY, TOLERANCE N; W/O HOLDING BRAKE DEGREE OF PROTECTION IP64; PAINT FINISH RAL7016 | 1515 | TEM | 1 | MC | 7.003 | 1
1FK70605AH711TA5 | SIMOTICS S SYNCHRONOUS SERVOMOTORS 1FK7 COMPACT 6.0 NM, 100 K, 4500 RPM,1,74KW NATURAL AIR COOLING, IM B5 (IM V1, IM V3) POWER/SIGNAL CONNECTORS CONN. CAN BE ROTATED BY 270 DEGR., RESOLVER 2-POLE (RESOLVER P=1); SHAFT WITH FITTED KEY, TOLERANCE N; W/O HOLDING BRAKE DEGREE OF PROTECTION IP65 AS FLANGE IP67; PAINT FINISH RAL7016 | 1616 | TEM | 1 | MC | 7.003 | 1
1FK70605AH711TA8 | SIMOTICS S SYNCHRONOUS SERVOMOTORS 1FK7 COMPACT 6.0 NM, 100 K, 4500 RPM,1,74KW NATURAL AIR COOLING, IM B5 (IM V1, IM V3) POWER/SIGNAL CONNECTORS CONN. CAN BE ROTATED BY 270 DEGR., RESOLVER 2-POLE (RESOLVER P=1); SHAFT WITH FITTED KEY, TOLERANCE N; W/O HOLDING BRAKE DEGREE OF PROTECTION IP65 IP67 D-END FLANGE; RAL7016 COATING; METALLIC RATING PLATE AT MOTOR | 1725 | TEM | 1 | MC | 7.003 | 1
1FK70605AH711TB0 | SIMOTICS S SYNCHRONOUS SERVOMOTORS 1FK7 COMPACT 6.0 NM, 100 K, 4500 RPM,1,74KW NATURAL AIR COOLING, IM B5 (IM V1, IM V3) POWER/SIGNAL CONNECTORS CONN. CAN BE ROTATED BY 270 DEGR., RESOLVER 2-POLE (RESOLVER P=1); SHAFT WITH FITTED KEY, TOLERANCE N; WITH HOLDING BRAKE DEGREE OF PROTECTION IP64 | 1795 | TEM | 1 | MC | 8.302 | 1
1FK70605AH711TB2 | SIMOTICS S SYNCHRONOUS SERVOMOTORS 1FK7 COMPACT 6.0 NM, 100 K, 4500 RPM,1,74KW NATURAL AIR COOLING, IM B5 (IM V1, IM V3) POWER/SIGNAL CONNECTORS CONN. CAN BE ROTATED BY 270 DEGR., RESOLVER 2-POLE (RESOLVER P=1); SHAFT WITH FITTED KEY, TOLERANCE N; WITH HOLDING BRAKE DEGREE OF PROTECTION IP65 FLANGE ON DRIVE END IP67 | 1896 | TEM | 1 | MC | 8.302 | 1
1FK70605AH711TB3 | SIMOTICS S SYNCHRONOUS SERVOMOTORS 1FK7 COMPACT 6.0 NM, 100 K, 4500 RPM,1,74KW NATURAL AIR COOLING, IM B5 (IM V1, IM V3) POWER/SIGNAL CONNECTORS CONN. CAN BE ROTATED BY 270 DEGR., RESOLVER 2-POLE (RESOLVER P=1); SHAFT WITH FITTED KEY, TOLERANCE N; WITH HOLDING BRAKE DEGREE OF PROTECTION IP64; PAINT FINISH RAL7016 | 1844 | TEM | 1 | MC | 8.302 | 1
1FK70605AH711TB5 | SIMOTICS S SYNCHRONOUS SERVOMOTORS 1FK7 COMPACT 6.0 NM, 100 K, 4500 RPM,1,74KW NATURAL AIR COOLING, IM B5 (IM V1, IM V3) POWER/SIGNAL CONNECTORS CONN. CAN BE ROTATED BY 270 DEGR., RESOLVER 2-POLE (RESOLVER P=1); SHAFT WITH FITTED KEY, TOLERANCE N; WITH HOLDING BRAKE DEGREE OF PROTECTION IP65 AS FLANGE IP67; PAINT FINISH RAL7016 | 1945 | TEM | 1 | MC | 8.302 | 1
1FK70605AH711TB8 | SIMOTICS S SYNCHRONOUS SERVOMOTORS 1FK7 COMPACT 6.0 NM, 100 K, 4500 RPM,1,74KW NATURAL AIR COOLING, IM B5 (IM V1, IM V3) POWER/SIGNAL CONNECTORS CONN. CAN BE ROTATED BY 270 DEGR., RESOLVER 2-POLE (RESOLVER P=1); SHAFT WITH FITTED KEY, TOLERANCE N; WITH HOLDING BRAKE DEGREE OF PROTECTION IP65 IP67 D-END FLANGE; RAL7016 COATING; METALLIC RATING PLATE AT MOTOR | 2054 | TEM | 1 | MC | 8.302 | 1
1FK70605AH711TG0 | SIMOTICS S SYNCHRONOUS SERVOMOTORS 1FK7 COMPACT 6.0 NM, 100 K, 4500 RPM,1,74KW NATURAL AIR COOLING, IM B5 (IM V1, IM V3) POWER/SIGNAL CONNECTORS CONN. CAN BE ROTATED BY 270 DEGR., RESOLVER 2-POLE (RESOLVER P=1); PLAIN SHAFT, TOLERANCE N; W/O HOLDING BRAKE DEGREE OF PROTECTION IP64 | 1372 | TEM | 1 | MC | 7.003 | 1
1FK70605AH711TG2 | SIMOTICS S SYNCHRONOUS SERVOMOTORS 1FK7 COMPACT 6.0 NM, 100 K, 4500 RPM,1,74KW NATURAL AIR COOLING, IM B5 (IM V1, IM V3) POWER/SIGNAL CONNECTORS CONN. CAN BE ROTATED BY 270 DEGR., RESOLVER 2-POLE (RESOLVER P=1); PLAIN SHAFT, TOLERANCE N; W/O HOLDING BRAKE DEGREE OF PROTECTION IP65 FLANGE ON DRIVE END IP67 | 1473 | TEM | 1 | MC | 7.003 | 1
1FK70605AH711TG3 | SIMOTICS S SYNCHRONOUS SERVOMOTORS 1FK7 COMPACT 6.0 NM, 100 K, 4500 RPM,1,74KW NATURAL AIR COOLING, IM B5 (IM V1, IM V3) POWER/SIGNAL CONNECTORS CONN. CAN BE ROTATED BY 270 DEGR., RESOLVER 2-POLE (RESOLVER P=1); PLAIN SHAFT, TOLERANCE N; W/O HOLDING BRAKE DEGREE OF PROTECTION IP64; PAINT FINISH RAL7016 | 1421 | TEM | 1 | MC | 7.003 | 1
1FK70605AH711TG5 | SIMOTICS S SYNCHRONOUS SERVOMOTORS 1FK7 COMPACT 6.0 NM, 100 K, 4500 RPM,1,74KW NATURAL AIR COOLING, IM B5 (IM V1, IM V3) POWER/SIGNAL CONNECTORS CONN. CAN BE ROTATED BY 270 DEGR., RESOLVER 2-POLE (RESOLVER P=1); PLAIN SHAFT, TOLERANCE N; W/O HOLDING BRAKE DEGREE OF PROTECTION IP65 AS FLANGE IP67; PAINT FINISH RAL7016 | 1523 | TEM | 1 | MC | 7.003 | 1
1FK70605AH711TG8 | SIMOTICS S SYNCHRONOUS SERVOMOTORS 1FK7 COMPACT 6.0 NM, 100 K, 4500 RPM,1,74KW NATURAL AIR COOLING, IM B5 (IM V1, IM V3) POWER/SIGNAL CONNECTORS CONN. CAN BE ROTATED BY 270 DEGR., RESOLVER 2-POLE (RESOLVER P=1); PLAIN SHAFT, TOLERANCE N; W/O HOLDING BRAKE DEGREE OF PROTECTION IP65 IP67 D-END FLANGE; RAL7016 COATING; METALLIC RATING PLATE AT MOTOR | 1631 | TEM | 1 | MC | 7.003 | 1
1FK70605AH711TH0 | SIMOTICS S SYNCHRONOUS SERVOMOTORS 1FK7 COMPACT 6.0 NM, 100 K, 4500 RPM,1,74KW NATURAL AIR COOLING, IM B5 (IM V1, IM V3) POWER/SIGNAL CONNECTORS CONN. CAN BE ROTATED BY 270 DEGR., RESOLVER 2-POLE (RESOLVER P=1); PLAIN SHAFT, TOLERANCE N; WITH HOLDING BRAKE DEGREE OF PROTECTION IP64 | 1703 | TEM | 1 | MC | 8.302 | 1
1FK70605AH711TH2 | SIMOTICS S SYNCHRONOUS SERVOMOTORS 1FK7 COMPACT 6.0 NM, 100 K, 4500 RPM,1,74KW NATURAL AIR COOLING, IM B5 (IM V1, IM V3) POWER/SIGNAL CONNECTORS CONN. CAN BE ROTATED BY 270 DEGR., RESOLVER 2-POLE (RESOLVER P=1); PLAIN SHAFT, TOLERANCE N; WITH HOLDING BRAKE DEGREE OF PROTECTION IP65 FLANGE ON DRIVE END IP67 | 1805 | TEM | 1 | MC | 8.302 | 1
1FK70605AH711TH3 | SIMOTICS S SYNCHRONOUS SERVOMOTORS 1FK7 COMPACT 6.0 NM, 100 K, 4500 RPM,1,74KW NATURAL AIR COOLING, IM B5 (IM V1, IM V3) POWER/SIGNAL CONNECTORS CONN. CAN BE ROTATED BY 270 DEGR., RESOLVER 2-POLE (RESOLVER P=1); PLAIN SHAFT, TOLERANCE N; WITH HOLDING BRAKE DEGREE OF PROTECTION IP64; PAINT FINISH RAL7016 | 1752 | TEM | 1 | MC | 8.302 | 1
1FK70605AH711TH5 | SIMOTICS S SYNCHRONOUS SERVOMOTORS 1FK7 COMPACT 6.0 NM, 100 K, 4500 RPM,1,74KW NATURAL AIR COOLING, IM B5 (IM V1, IM V3) POWER/SIGNAL CONNECTORS CONN. CAN BE ROTATED BY 270 DEGR., RESOLVER 2-POLE (RESOLVER P=1); PLAIN SHAFT, TOLERANCE N; WITH HOLDING BRAKE DEGREE OF PROTECTION IP65 AS FLANGE IP67; PAINT FINISH RAL7016 | 1854 | TEM | 1 | MC | 8.302 | 1
1FK70605AH711TH8 | SIMOTICS S SYNCHRONOUS SERVOMOTORS 1FK7 COMPACT 6.0 NM, 100 K, 4500 RPM,1,74KW NATURAL AIR COOLING, IM B5 (IM V1, IM V3) POWER/SIGNAL CONNECTORS CONN. CAN BE ROTATED BY 270 DEGR., RESOLVER 2-POLE (RESOLVER P=1); PLAIN SHAFT, TOLERANCE N; WITH HOLDING BRAKE DEGREE OF PROTECTION IP65 IP67 D-END FLANGE; RAL7016 COATING; METALLIC RATING PLATE AT MOTOR | 1963 | TEM | 1 | MC | 8.302 | 1
1FK70605AH711UA0 | SIMOTICS S SYNCHRONOUS SERVOMOTORS 1FK7 COMPACT 6.0 NM, 100 K, 4500 RPM,1,74KW NATURAL AIR COOLING, IM B5 (IM V1, IM V3) POWER/SIGNAL CONNECTORS CONN. CAN BE ROTATED BY 270 DEGR., RESOLVER MULTI-POLE (RESOLVER P=4) WITH DRIVE-CLIQ INTERFACE; SHAFT WITH FITTED KEY, TOLERANCE N; W/O HOLDING BRAKE DEGREE OF PROTECTION IP64 | 1727 | TEM | 1 | MC | 7.003 | 1
1FK70605AH711UA2 | SIMOTICS S SYNCHRONOUS SERVOMOTORS 1FK7 COMPACT 6.0 NM, 100 K, 4500 RPM,1,74KW NATURAL AIR COOLING, IM B5 (IM V1, IM V3) POWER/SIGNAL CONNECTORS CONN. CAN BE ROTATED BY 270 DEGR., RESOLVER MULTI-POLE (RESOLVER P=4) WITH DRIVE-CLIQ INTERFACE; SHAFT WITH FITTED KEY, TOLERANCE N; W/O HOLDING BRAKE DEGREE OF PROTECTION IP65 FLANGE ON DRIVE END IP67 | 1829 | TEM | 1 | MC | 7.003 | 1
1FK70605AH711UA3 | SIMOTICS S SYNCHRONOUS SERVOMOTORS 1FK7 COMPACT 6.0 NM, 100 K, 4500 RPM,1,74KW NATURAL AIR COOLING, IM B5 (IM V1, IM V3) POWER/SIGNAL CONNECTORS CONN. CAN BE ROTATED BY 270 DEGR., RESOLVER MULTI-POLE (RESOLVER P=4) WITH DRIVE-CLIQ INTERFACE; SHAFT WITH FITTED KEY, TOLERANCE N; W/O HOLDING BRAKE DEGREE OF PROTECTION IP64; PAINT FINISH RAL7016 | 1777 | TEM | 1 | MC | 7.003 | 1
1FK70605AH711UA5 | SIMOTICS S SYNCHRONOUS SERVOMOTORS 1FK7 COMPACT 6.0 NM, 100 K, 4500 RPM,1,74KW NATURAL AIR COOLING, IM B5 (IM V1, IM V3) POWER/SIGNAL CONNECTORS CONN. CAN BE ROTATED BY 270 DEGR., RESOLVER MULTI-POLE (RESOLVER P=4) WITH DRIVE-CLIQ INTERFACE; SHAFT WITH FITTED KEY, TOLERANCE N; W/O HOLDING BRAKE DEGREE OF PROTECTION IP65 AS FLANGE IP67; PAINT FINISH RAL7016 | 1878 | TEM | 1 | MC | 7.003 | 1
1FK70605AH711UA8 | SIMOTICS S SYNCHRONOUS SERVOMOTORS 1FK7 COMPACT 6.0 NM, 100 K, 4500 RPM,1,74KW NATURAL AIR COOLING, IM B5 (IM V1, IM V3) POWER/SIGNAL CONNECTORS CONN. CAN BE ROTATED BY 270 DEGR., RESOLVER MULTI-POLE (RESOLVER P=4) WITH DRIVE-CLIQ INTERFACE; SHAFT WITH FITTED KEY, TOLERANCE N; W/O HOLDING BRAKE DEGREE OF PROTECTION IP65 IP67 D-END FLANGE; RAL7016 COATING; METALLIC RATING PLATE AT MOTOR | 1987 | TEM | 1 | MC | 7.003 | 1
1FK70605AH711UB0 | SIMOTICS S SYNCHRONOUS SERVOMOTORS 1FK7 COMPACT 6.0 NM, 100 K, 4500 RPM,1,74KW NATURAL AIR COOLING, IM B5 (IM V1, IM V3) POWER/SIGNAL CONNECTORS CONN. CAN BE ROTATED BY 270 DEGR., RESOLVER MULTI-POLE (RESOLVER P=4) WITH DRIVE-CLIQ INTERFACE; SHAFT WITH FITTED KEY, TOLERANCE N; WITH HOLDING BRAKE DEGREE OF PROTECTION IP64 | 2056 | TEM | 1 | MC | 8.302 | 1
1FK70605AH711UB2 | SIMOTICS S SYNCHRONOUS SERVOMOTORS 1FK7 COMPACT 6.0 NM, 100 K, 4500 RPM,1,74KW NATURAL AIR COOLING, IM B5 (IM V1, IM V3) POWER/SIGNAL CONNECTORS CONN. CAN BE ROTATED BY 270 DEGR., RESOLVER MULTI-POLE (RESOLVER P=4) WITH DRIVE-CLIQ INTERFACE; SHAFT WITH FITTED KEY, TOLERANCE N; WITH HOLDING BRAKE DEGREE OF PROTECTION IP65 FLANGE ON DRIVE END IP67 | 2158 | TEM | 1 | MC | 8.302 | 1
1FK70605AH711UB3 | SIMOTICS S SYNCHRONOUS SERVOMOTORS 1FK7 COMPACT 6.0 NM, 100 K, 4500 RPM,1,74KW NATURAL AIR COOLING, IM B5 (IM V1, IM V3) POWER/SIGNAL CONNECTORS CONN. CAN BE ROTATED BY 270 DEGR., RESOLVER MULTI-POLE (RESOLVER P=4) WITH DRIVE-CLIQ INTERFACE; SHAFT WITH FITTED KEY, TOLERANCE N; WITH HOLDING BRAKE DEGREE OF PROTECTION IP64; PAINT FINISH RAL7016 | 2106 | TEM | 1 | MC | 8.302 | 1
1FK70605AH711UB5 | SIMOTICS S SYNCHRONOUS SERVOMOTORS 1FK7 COMPACT 6.0 NM, 100 K, 4500 RPM,1,74KW NATURAL AIR COOLING, IM B5 (IM V1, IM V3) POWER/SIGNAL CONNECTORS CONN. CAN BE ROTATED BY 270 DEGR., RESOLVER MULTI-POLE (RESOLVER P=4) WITH DRIVE-CLIQ INTERFACE; SHAFT WITH FITTED KEY, TOLERANCE N; WITH HOLDING BRAKE DEGREE OF PROTECTION IP65 AS FLANGE IP67; PAINT FINISH RAL7016 | 2207 | TEM | 1 | MC | 8.302 | 1
1FK70605AH711UB8 | SIMOTICS S SYNCHRONOUS SERVOMOTORS 1FK7 COMPACT 6.0 NM, 100 K, 4500 RPM,1,74KW NATURAL AIR COOLING, IM B5 (IM V1, IM V3) POWER/SIGNAL CONNECTORS CONN. CAN BE ROTATED BY 270 DEGR., RESOLVER MULTI-POLE (RESOLVER P=4) WITH DRIVE-CLIQ INTERFACE; SHAFT WITH FITTED KEY, TOLERANCE N; WITH HOLDING BRAKE DEGREE OF PROTECTION IP65 IP67 D-END FLANGE; RAL7016 COATING; METALLIC RATING PLATE AT MOTOR | 2316 | TEM | 1 | MC | 8.302 | 1
1FK70605AH711UG0 | SIMOTICS S SYNCHRONOUS SERVOMOTORS 1FK7 COMPACT 6.0 NM, 100 K, 4500 RPM,1,74KW NATURAL AIR COOLING, IM B5 (IM V1, IM V3) POWER/SIGNAL CONNECTORS CONN. CAN BE ROTATED BY 270 DEGR., RESOLVER MULTI-POLE (RESOLVER P=4) WITH DRIVE-CLIQ INTERFACE; PLAIN SHAFT, TOLERANCE N; W/O HOLDING BRAKE DEGREE OF PROTECTION IP64 | 1634 | TEM | 1 | MC | 7.003 | 1
1FK70605AH711UG2 | SIMOTICS S SYNCHRONOUS SERVOMOTORS 1FK7 COMPACT 6.0 NM, 100 K, 4500 RPM,1,74KW NATURAL AIR COOLING, IM B5 (IM V1, IM V3) POWER/SIGNAL CONNECTORS CONN. CAN BE ROTATED BY 270 DEGR., RESOLVER MULTI-POLE (RESOLVER P=4) WITH DRIVE-CLIQ INTERFACE; PLAIN SHAFT, TOLERANCE N; W/O HOLDING BRAKE DEGREE OF PROTECTION IP65 FLANGE ON DRIVE END IP67 | 1735 | TEM | 1 | MC | 7.003 | 1
1FK70605AH711UG3 | SIMOTICS S SYNCHRONOUS SERVOMOTORS 1FK7 COMPACT 6.0 NM, 100 K, 4500 RPM,1,74KW NATURAL AIR COOLING, IM B5 (IM V1, IM V3) POWER/SIGNAL CONNECTORS CONN. CAN BE ROTATED BY 270 DEGR., RESOLVER MULTI-POLE (RESOLVER P=4) WITH DRIVE-CLIQ INTERFACE; PLAIN SHAFT, TOLERANCE N; W/O HOLDING BRAKE DEGREE OF PROTECTION IP64; PAINT FINISH RAL7016 | 1683 | TEM | 1 | MC | 7.003 | 1
1FK70605AH711UG5 | SIMOTICS S SYNCHRONOUS SERVOMOTORS 1FK7 COMPACT 6.0 NM, 100 K, 4500 RPM,1,74KW NATURAL AIR COOLING, IM B5 (IM V1, IM V3) POWER/SIGNAL CONNECTORS CONN. CAN BE ROTATED BY 270 DEGR., RESOLVER MULTI-POLE (RESOLVER P=4) WITH DRIVE-CLIQ INTERFACE; PLAIN SHAFT, TOLERANCE N; W/O HOLDING BRAKE DEGREE OF PROTECTION IP65 AS FLANGE IP67; PAINT FINISH RAL7016 | 1784 | TEM | 1 | MC | 7.003 | 1
1FK70605AH711UG8 | SIMOTICS S SYNCHRONOUS SERVOMOTORS 1FK7 COMPACT 6.0 NM, 100 K, 4500 RPM,1,74KW NATURAL AIR COOLING, IM B5 (IM V1, IM V3) POWER/SIGNAL CONNECTORS CONN. CAN BE ROTATED BY 270 DEGR., RESOLVER MULTI-POLE (RESOLVER P=4) WITH DRIVE-CLIQ INTERFACE; PLAIN SHAFT, TOLERANCE N; W/O HOLDING BRAKE DEGREE OF PROTECTION IP65 IP67 D-END FLANGE; RAL7016 COATING; METALLIC RATING PLATE AT MOTOR | 1893 | TEM | 1 | MC | 7.003 | 1
1FK70605AH711UH0 | SIMOTICS S SYNCHRONOUS SERVOMOTORS 1FK7 COMPACT 6.0 NM, 100 K, 4500 RPM,1,74KW NATURAL AIR COOLING, IM B5 (IM V1, IM V3) POWER/SIGNAL CONNECTORS CONN. CAN BE ROTATED BY 270 DEGR., RESOLVER MULTI-POLE (RESOLVER P=4) WITH DRIVE-CLIQ INTERFACE; PLAIN SHAFT, TOLERANCE N; WITH HOLDING BRAKE DEGREE OF PROTECTION IP64 | 1965 | TEM | 1 | MC | 8.302 | 1
1FK70605AH711UH2 | SIMOTICS S SYNCHRONOUS SERVOMOTORS 1FK7 COMPACT 6.0 NM, 100 K, 4500 RPM,1,74KW NATURAL AIR COOLING, IM B5 (IM V1, IM V3) POWER/SIGNAL CONNECTORS CONN. CAN BE ROTATED BY 270 DEGR., RESOLVER MULTI-POLE (RESOLVER P=4) WITH DRIVE-CLIQ INTERFACE; PLAIN SHAFT, TOLERANCE N; WITH HOLDING BRAKE DEGREE OF PROTECTION IP65 FLANGE ON DRIVE END IP67 | 2067 | TEM | 1 | MC | 8.302 | 1
1FK70605AH711UH3 | SIMOTICS S SYNCHRONOUS SERVOMOTORS 1FK7 COMPACT 6.0 NM, 100 K, 4500 RPM,1,74KW NATURAL AIR COOLING, IM B5 (IM V1, IM V3) POWER/SIGNAL CONNECTORS CONN. CAN BE ROTATED BY 270 DEGR., RESOLVER MULTI-POLE (RESOLVER P=4) WITH DRIVE-CLIQ INTERFACE; PLAIN SHAFT, TOLERANCE N; WITH HOLDING BRAKE DEGREE OF PROTECTION IP64; PAINT FINISH RAL7016 | 2014 | TEM | 1 | MC | 8.302 | 1
1FK70605AH711UH5 | SIMOTICS S SYNCHRONOUS SERVOMOTORS 1FK7 COMPACT 6.0 NM, 100 K, 4500 RPM,1,74KW NATURAL AIR COOLING, IM B5 (IM V1, IM V3) POWER/SIGNAL CONNECTORS CONN. CAN BE ROTATED BY 270 DEGR., RESOLVER MULTI-POLE (RESOLVER P=4) WITH DRIVE-CLIQ INTERFACE; PLAIN SHAFT, TOLERANCE N; WITH HOLDING BRAKE DEGREE OF PROTECTION IP65 AS FLANGE IP67; PAINT FINISH RAL7016 | 2116 | TEM | 1 | MC | 8.302 | 1
1FK70605AH711UH8 | SIMOTICS S SYNCHRONOUS SERVOMOTORS 1FK7 COMPACT 6.0 NM, 100 K, 4500 RPM,1,74KW NATURAL AIR COOLING, IM B5 (IM V1, IM V3) POWER/SIGNAL CONNECTORS CONN. CAN BE ROTATED BY 270 DEGR., RESOLVER MULTI-POLE (RESOLVER P=4) WITH DRIVE-CLIQ INTERFACE; PLAIN SHAFT, TOLERANCE N; WITH HOLDING BRAKE DEGREE OF PROTECTION IP65 IP67 D-END FLANGE; RAL7016 COATING; METALLIC RATING PLATE AT MOTOR | 2224 | TEM | 1 | MC | 8.302 | 1
1FK70614CF711AA0 | SIMOTICS S SYNCHRONOUS MOTOR 1FK7-HD PN=1,7 KW; UZK=600V M0=6,4NM (100K); NN=3000RPM; NATURAL COOLING, FRAME SIZE IMB 5 (IM V1, IM V3) FLANGE 1, WITH KTY TEMPERATURESENSOR POWER CONNECTOR ROTATABLE INCREMENTAL ENCODER SIN/COS 1VPP;2048 S/R W. C-AND D-SPUR (ENCODER IC2048S/R) SHAFT WITH FITTED KEY, TOLERANCE N; W/O HOLDING BRAKE PROTECTION CLASS IP64; | 2046 | TEM | 1 | MC | 9.501 | 1
1FK70614CF711AA1 | SIMOTICS S SYNCHRONOUS MOTOR 1FK7-HD PN=1,7 KW; UZK=600V M0=6,4NM (100K); NN=3000RPM; NATURAL COOLING, FRAME SIZE IMB 5 (IM V1, IM V3) FLANGE 1, WITH KTY TEMPERATURESENSOR POWER CONNECTOR ROTATABLE INCREMENTAL ENCODER SIN/COS 1VPP;2048 S/R W. C-AND D-SPUR (ENCODER IC2048S/R) SHAFT WITH FITTED KEY, TOLERANCE N; W/O HOLDING BRAKE PROTECTION CLASS IP65, | 2139 | TEM | 1 | MC | 9.501 | 1
1FK70614CF711AA2 | SIMOTICS S SYNCHRONOUS MOTOR 1FK7-HD PN=1,7 KW; UZK=600V M0=6,4NM (100K); NN=3000RPM; NATURAL COOLING, FRAME SIZE IMB 5 (IM V1, IM V3) FLANGE 1, WITH KTY TEMPERATURESENSOR POWER CONNECTOR ROTATABLE INCREMENTAL ENCODER SIN/COS 1VPP;2048 S/R W. C-AND D-SPUR (ENCODER IC2048S/R) SHAFT WITH FITTED KEY, TOLERANCE N; W/O HOLDING BRAKE PROTECTION CLASS IP65, FLANGE ON DRIVE END IP67; | 2139 | TEM | 1 | MC | 9.501 | 1
1FK70614CF711AB0 | SIMOTICS S SYNCHRONOUS MOTOR 1FK7-HD PN=1,7 KW; UZK=600V M0=6,4NM (100K); NN=3000RPM; NATURAL COOLING, FRAME SIZE IMB 5 (IM V1, IM V3) FLANGE 1, WITH KTY TEMPERATURESENSOR POWER CONNECTOR ROTATABLE INCREMENTAL ENCODER SIN/COS 1VPP;2048 S/R W. C-AND D-SPUR (ENCODER IC2048S/R) SHAFT WITH FITTED KEY, TOLERANCE N; WITH HOLDING BRAKE PROTECTION CLASS IP64; | 2349 | TEM | 1 | MC | 9.8 | 1
1FK70614CF711AB1 | SIMOTICS S SYNCHRONOUS MOTOR 1FK7-HD PN=1,7 KW; UZK=600V M0=6,4NM (100K); NN=3000RPM; NATURAL COOLING, FRAME SIZE IMB 5 (IM V1, IM V3) FLANGE 1, WITH KTY TEMPERATURESENSOR POWER CONNECTOR ROTATABLE INCREMENTAL ENCODER SIN/COS 1VPP;2048 S/R W. C-AND D-SPUR (ENCODER IC2048S/R) SHAFT WITH FITTED KEY, TOLERANCE N; WITH HOLDING BRAKE PROTECTION CLASS IP65, | 2442 | TEM | 1 | MC | 9.8 | 1
1FK70614CF711AB2 | SIMOTICS S SYNCHRONOUS MOTOR 1FK7-HD PN=1,7 KW; UZK=600V M0=6,4NM (100K); NN=3000RPM; NATURAL COOLING, FRAME SIZE IMB 5 (IM V1, IM V3) FLANGE 1, WITH KTY TEMPERATURESENSOR POWER CONNECTOR ROTATABLE INCREMENTAL ENCODER SIN/COS 1VPP;2048 S/R W. C-AND D-SPUR (ENCODER IC2048S/R) SHAFT WITH FITTED KEY, TOLERANCE N; WITH HOLDING BRAKE PROTECTION CLASS IP65, FLANGE ON DRIVE END IP67; | 2442 | TEM | 1 | MC | 9.8 | 1
1FK70614CF711AG0 | SIMOTICS S SYNCHRONOUS MOTOR 1FK7-HD PN=1,7 KW; UZK=600V M0=6,4NM (100K); NN=3000RPM; NATURAL COOLING, FRAME SIZE IMB 5 (IM V1, IM V3) FLANGE 1, WITH KTY TEMPERATURESENSOR POWER CONNECTOR ROTATABLE INCREMENTAL ENCODER SIN/COS 1VPP;2048 S/R W. C-AND D-SPUR (ENCODER IC2048S/R) PLAIN SHAFT, TOLERANCE N; W/O HOLDING BRAKE PROTECTION CLASS IP64; | 1960 | TEM | 1 | MC | 9.501 | 1
1FK70614CF711AG1 | SIMOTICS S SYNCHRONOUS MOTOR 1FK7-HD PN=1,7 KW; UZK=600V M0=6,4NM (100K); NN=3000RPM; NATURAL COOLING, FRAME SIZE IMB 5 (IM V1, IM V3) FLANGE 1, WITH KTY TEMPERATURESENSOR POWER CONNECTOR ROTATABLE INCREMENTAL ENCODER SIN/COS 1VPP;2048 S/R W. C-AND D-SPUR (ENCODER IC2048S/R) PLAIN SHAFT, TOLERANCE N; W/O HOLDING BRAKE PROTECTION CLASS IP65, | 2053 | TEM | 1 | MC | 9.501 | 1
1FK70614CF711AG2 | SIMOTICS S SYNCHRONOUS MOTOR 1FK7-HD PN=1,7 KW; UZK=600V M0=6,4NM (100K); NN=3000RPM; NATURAL COOLING, FRAME SIZE IMB 5 (IM V1, IM V3) FLANGE 1, WITH KTY TEMPERATURESENSOR POWER CONNECTOR ROTATABLE INCREMENTAL ENCODER SIN/COS 1VPP;2048 S/R W. C-AND D-SPUR (ENCODER IC2048S/R) PLAIN SHAFT, TOLERANCE N; W/O HOLDING BRAKE PROTECTION CLASS IP65, FLANGE ON DRIVE END IP67; | 2053 | TEM | 1 | MC | 9.501 | 1
1FK70614CF711AH0 | SIMOTICS S SYNCHRONOUS MOTOR 1FK7-HD PN=1,7 KW; UZK=600V M0=6,4NM (100K); NN=3000RPM; NATURAL COOLING, FRAME SIZE IMB 5 (IM V1, IM V3) FLANGE 1, WITH KTY TEMPERATURESENSOR POWER CONNECTOR ROTATABLE INCREMENTAL ENCODER SIN/COS 1VPP;2048 S/R W. C-AND D-SPUR (ENCODER IC2048S/R) PLAIN SHAFT, TOLERANCE N; WITH HOLDING BRAKE PROTECTION CLASS IP64; | 2265 | TEM | 1 | MC | 9.8 | 1
1FK70614CF711AH1 | SIMOTICS S SYNCHRONOUS MOTOR 1FK7-HD PN=1,7 KW; UZK=600V M0=6,4NM (100K); NN=3000RPM; NATURAL COOLING, FRAME SIZE IMB 5 (IM V1, IM V3) FLANGE 1, WITH KTY TEMPERATURESENSOR POWER CONNECTOR ROTATABLE INCREMENTAL ENCODER SIN/COS 1VPP;2048 S/R W. C-AND D-SPUR (ENCODER IC2048S/R) PLAIN SHAFT, TOLERANCE N; WITH HOLDING BRAKE PROTECTION CLASS IP65, | 2358 | TEM | 1 | MC | 9.8 | 1
1FK70614CF711AH2 | SIMOTICS S SYNCHRONOUS MOTOR 1FK7-HD PN=1,7 KW; UZK=600V M0=6,4NM (100K); NN=3000RPM; NATURAL COOLING, FRAME SIZE IMB 5 (IM V1, IM V3) FLANGE 1, WITH KTY TEMPERATURESENSOR POWER CONNECTOR ROTATABLE INCREMENTAL ENCODER SIN/COS 1VPP;2048 S/R W. C-AND D-SPUR (ENCODER IC2048S/R) PLAIN SHAFT, TOLERANCE N; WITH HOLDING BRAKE PROTECTION CLASS IP65, FLANGE ON DRIVE END IP67; | 2358 | TEM | 1 | MC | 9.8 | 1
1FK70614CF711BA0 | SIMOTICS S SYNCHRONOUS MOTOR 1FK7-HD PN=1,7 KW; UZK=600V M0=6,4NM (100K); NN=3000RPM; NATURAL COOLING, FRAME SIZE IMB 5 (IM V1, IM V3) FLANGE 1 POWER CONNECTOR ROTATABLE ABSOLUTE ENCODER SINGLETURN 24 BIT WITH DRIVE CLIQ INTERFACE (ENCODER AS24DQI) SHAFT WITH FITTED KEY, TOLERANCE N; W/O HOLDING BRAKE PROTECTION CLASS IP64; | 2287 | TEM | 1 | MC | 9.501 | 1
1FK70614CF711BA1 | SIMOTICS S SYNCHRONOUS MOTOR 1FK7-HD PN=1,7 KW; UZK=600V M0=6,4NM (100K); NN=3000RPM; NATURAL COOLING, FRAME SIZE IMB 5 (IM V1, IM V3) FLANGE 1 POWER CONNECTOR ROTATABLE ABSOLUTE ENCODER SINGLETURN 24 BIT WITH DRIVE CLIQ INTERFACE (ENCODER AS24DQI) SHAFT WITH FITTED KEY, TOLERANCE N; W/O HOLDING BRAKE PROTECTION CLASS IP65, | 2380 | TEM | 1 | MC | 9.501 | 1
1FK70614CF711BA2 | SIMOTICS S SYNCHRONOUS MOTOR 1FK7-HD PN=1,7 KW; UZK=600V M0=6,4NM (100K); NN=3000RPM; NATURAL COOLING, FRAME SIZE IMB 5 (IM V1, IM V3) FLANGE 1 POWER CONNECTOR ROTATABLE ABSOLUTE ENCODER SINGLETURN 24 BIT WITH DRIVE CLIQ INTERFACE (ENCODER AS24DQI) SHAFT WITH FITTED KEY, TOLERANCE N; W/O HOLDING BRAKE PROTECTION CLASS IP65, FLANGE ON DRIVE END IP67; | 2380 | TEM | 1 | MC | 9.501 | 1
1FK70614CF711BB0 | SIMOTICS S SYNCHRONOUS MOTOR 1FK7-HD PN=1,7 KW; UZK=600V M0=6,4NM (100K); NN=3000RPM; NATURAL COOLING, FRAME SIZE IMB 5 (IM V1, IM V3) FLANGE 1 POWER CONNECTOR ROTATABLE ABSOLUTE ENCODER SINGLETURN 24 BIT WITH DRIVE CLIQ INTERFACE (ENCODER AS24DQI) SHAFT WITH FITTED KEY, TOLERANCE N; WITH HOLDING BRAKE PROTECTION CLASS IP64; | 2590 | TEM | 1 | MC | 9.8 | 1
1FK70614CF711BB1 | SIMOTICS S SYNCHRONOUS MOTOR 1FK7-HD PN=1,7 KW; UZK=600V M0=6,4NM (100K); NN=3000RPM; NATURAL COOLING, FRAME SIZE IMB 5 (IM V1, IM V3) FLANGE 1 POWER CONNECTOR ROTATABLE ABSOLUTE ENCODER SINGLETURN 24 BIT WITH DRIVE CLIQ INTERFACE (ENCODER AS24DQI) SHAFT WITH FITTED KEY, TOLERANCE N; WITH HOLDING BRAKE PROTECTION CLASS IP65, | 2683 | TEM | 1 | MC | 9.8 | 1
1FK70614CF711BB2 | SIMOTICS S SYNCHRONOUS MOTOR 1FK7-HD PN=1,7 KW; UZK=600V M0=6,4NM (100K); NN=3000RPM; NATURAL COOLING, FRAME SIZE IMB 5 (IM V1, IM V3) FLANGE 1 POWER CONNECTOR ROTATABLE ABSOLUTE ENCODER SINGLETURN 24 BIT WITH DRIVE CLIQ INTERFACE (ENCODER AS24DQI) SHAFT WITH FITTED KEY, TOLERANCE N; WITH HOLDING BRAKE PROTECTION CLASS IP65, FLANGE ON DRIVE END IP67; | 2683 | TEM | 1 | MC | 9.8 | 1
1FK70614CF711BG0 | SIMOTICS S SYNCHRONOUS MOTOR 1FK7-HD PN=1,7 KW; UZK=600V M0=6,4NM (100K); NN=3000RPM; NATURAL COOLING, FRAME SIZE IMB 5 (IM V1, IM V3) FLANGE 1 POWER CONNECTOR ROTATABLE ABSOLUTE ENCODER SINGLETURN 24 BIT WITH DRIVE CLIQ INTERFACE (ENCODER AS24DQI) PLAIN SHAFT, TOLERANCE N; W/O HOLDING BRAKE PROTECTION CLASS IP64; | 2201 | TEM | 1 | MC | 9.501 | 1
1FK70614CF711BG1 | SIMOTICS S SYNCHRONOUS MOTOR 1FK7-HD PN=1,7 KW; UZK=600V M0=6,4NM (100K); NN=3000RPM; NATURAL COOLING, FRAME SIZE IMB 5 (IM V1, IM V3) FLANGE 1 POWER CONNECTOR ROTATABLE ABSOLUTE ENCODER SINGLETURN 24 BIT WITH DRIVE CLIQ INTERFACE (ENCODER AS24DQI) PLAIN SHAFT, TOLERANCE N; W/O HOLDING BRAKE PROTECTION CLASS IP65, | 2294 | TEM | 1 | MC | 9.501 | 1
1FK70614CF711BG2 | SIMOTICS S SYNCHRONOUS MOTOR 1FK7-HD PN=1,7 KW; UZK=600V M0=6,4NM (100K); NN=3000RPM; NATURAL COOLING, FRAME SIZE IMB 5 (IM V1, IM V3) FLANGE 1 POWER CONNECTOR ROTATABLE ABSOLUTE ENCODER SINGLETURN 24 BIT WITH DRIVE CLIQ INTERFACE (ENCODER AS24DQI) PLAIN SHAFT, TOLERANCE N; W/O HOLDING BRAKE PROTECTION CLASS IP65, FLANGE ON DRIVE END IP67; | 2294 | TEM | 1 | MC | 9.501 | 1
1FK70614CF711BH0 | SIMOTICS S SYNCHRONOUS MOTOR 1FK7-HD PN=1,7 KW; UZK=600V M0=6,4NM (100K); NN=3000RPM; NATURAL COOLING, FRAME SIZE IMB 5 (IM V1, IM V3) FLANGE 1 POWER CONNECTOR ROTATABLE ABSOLUTE ENCODER SINGLETURN 24 BIT WITH DRIVE CLIQ INTERFACE (ENCODER AS24DQI) PLAIN SHAFT, TOLERANCE N; WITH HOLDING BRAKE PROTECTION CLASS IP64; | 2506 | TEM | 1 | MC | 9.8 | 1
1FK70614CF711BH1 | SIMOTICS S SYNCHRONOUS MOTOR 1FK7-HD PN=1,7 KW; UZK=600V M0=6,4NM (100K); NN=3000RPM; NATURAL COOLING, FRAME SIZE IMB 5 (IM V1, IM V3) FLANGE 1 POWER CONNECTOR ROTATABLE ABSOLUTE ENCODER SINGLETURN 24 BIT WITH DRIVE CLIQ INTERFACE (ENCODER AS24DQI) PLAIN SHAFT, TOLERANCE N; WITH HOLDING BRAKE PROTECTION CLASS IP65, | 2599 | TEM | 1 | MC | 9.8 | 1
1FK70614CF711BH2 | SIMOTICS S SYNCHRONOUS MOTOR 1FK7-HD PN=1,7 KW; UZK=600V M0=6,4NM (100K); NN=3000RPM; NATURAL COOLING, FRAME SIZE IMB 5 (IM V1, IM V3) FLANGE 1 POWER CONNECTOR ROTATABLE ABSOLUTE ENCODER SINGLETURN 24 BIT WITH DRIVE CLIQ INTERFACE (ENCODER AS24DQI) PLAIN SHAFT, TOLERANCE N; WITH HOLDING BRAKE PROTECTION CLASS IP65, FLANGE ON DRIVE END IP67; | 2599 | TEM | 1 | MC | 9.8 | 1
1FK70614CF711CA0 | SIMOTICS S SYNCHRONOUS MOTOR 1FK7-HD PN=1,7 KW; UZK=600V M0=6,4NM (100K); NN=3000RPM; NATURAL COOLING, FRAME SIZE IMB 5 (IM V1, IM V3) FLANGE 1 POWER CONNECTOR ROTATABLE ABSOLUTE ENCODER 24 BIT + 12 BIT MULTITURN WITH DRIVE-CLIQ INTERFACE (ENCODER AM24DQI) SHAFT WITH FITTED KEY, TOLERANCE N; W/O HOLDING BRAKE PROTECTION CLASS IP64; | 2656 | TEM | 1 | MC | 9.501 | 1
1FK70614CF711CA1 | SIMOTICS S SYNCHRONOUS MOTOR 1FK7-HD PN=1,7 KW; UZK=600V M0=6,4NM (100K); NN=3000RPM; NATURAL COOLING, FRAME SIZE IMB 5 (IM V1, IM V3) FLANGE 1 POWER CONNECTOR ROTATABLE ABSOLUTE ENCODER 24 BIT + 12 BIT MULTITURN WITH DRIVE-CLIQ INTERFACE (ENCODER AM24DQI) SHAFT WITH FITTED KEY, TOLERANCE N; W/O HOLDING BRAKE PROTECTION CLASS IP65, | 2750 | TEM | 1 | MC | 9.501 | 1
1FK70614CF711CA2 | SIMOTICS S SYNCHRONOUS MOTOR 1FK7-HD PN=1,7 KW; UZK=600V M0=6,4NM (100K); NN=3000RPM; NATURAL COOLING, FRAME SIZE IMB 5 (IM V1, IM V3) FLANGE 1 POWER CONNECTOR ROTATABLE ABSOLUTE ENCODER 24 BIT + 12 BIT MULTITURN WITH DRIVE-CLIQ INTERFACE (ENCODER AM24DQI) SHAFT WITH FITTED KEY, TOLERANCE N; W/O HOLDING BRAKE PROTECTION CLASS IP65, FLANGE ON DRIVE END IP67; | 2750 | TEM | 1 | MC | 9.501 | 1
1FK70614CF711CB0 | SIMOTICS S SYNCHRONOUS MOTOR 1FK7-HD PN=1,7 KW; UZK=600V M0=6,4NM (100K); NN=3000RPM; NATURAL COOLING, FRAME SIZE IMB 5 (IM V1, IM V3) FLANGE 1 POWER CONNECTOR ROTATABLE ABSOLUTE ENCODER 24 BIT + 12 BIT MULTITURN WITH DRIVE-CLIQ INTERFACE (ENCODER AM24DQI) SHAFT WITH FITTED KEY, TOLERANCE N; WITH HOLDING BRAKE PROTECTION CLASS IP64; | 2959 | TEM | 1 | MC | 9.8 | 1
1FK70614CF711CB1 | SIMOTICS S SYNCHRONOUS MOTOR 1FK7-HD PN=1,7 KW; UZK=600V M0=6,4NM (100K); NN=3000RPM; NATURAL COOLING, FRAME SIZE IMB 5 (IM V1, IM V3) FLANGE 1 POWER CONNECTOR ROTATABLE ABSOLUTE ENCODER 24 BIT + 12 BIT MULTITURN WITH DRIVE-CLIQ INTERFACE (ENCODER AM24DQI) SHAFT WITH FITTED KEY, TOLERANCE N; WITH HOLDING BRAKE PROTECTION CLASS IP65, | 3053 | TEM | 1 | MC | 9.8 | 1
1FK70614CF711CB2 | SIMOTICS S SYNCHRONOUS MOTOR 1FK7-HD PN=1,7 KW; UZK=600V M0=6,4NM (100K); NN=3000RPM; NATURAL COOLING, FRAME SIZE IMB 5 (IM V1, IM V3) FLANGE 1 POWER CONNECTOR ROTATABLE ABSOLUTE ENCODER 24 BIT + 12 BIT MULTITURN WITH DRIVE-CLIQ INTERFACE (ENCODER AM24DQI) SHAFT WITH FITTED KEY, TOLERANCE N; WITH HOLDING BRAKE PROTECTION CLASS IP65, FLANGE ON DRIVE END IP67; | 3053 | TEM | 1 | MC | 9.8 | 1
1FK70614CF711CG0 | SIMOTICS S SYNCHRONOUS MOTOR 1FK7-HD PN=1,7 KW; UZK=600V M0=6,4NM (100K); NN=3000RPM; NATURAL COOLING, FRAME SIZE IMB 5 (IM V1, IM V3) FLANGE 1 POWER CONNECTOR ROTATABLE ABSOLUTE ENCODER 24 BIT + 12 BIT MULTITURN WITH DRIVE-CLIQ INTERFACE (ENCODER AM24DQI) PLAIN SHAFT, TOLERANCE N; W/O HOLDING BRAKE PROTECTION CLASS IP64; | 2570 | TEM | 1 | MC | 9.501 | 1
1FK70614CF711CG1 | SIMOTICS S SYNCHRONOUS MOTOR 1FK7-HD PN=1,7 KW; UZK=600V M0=6,4NM (100K); NN=3000RPM; NATURAL COOLING, FRAME SIZE IMB 5 (IM V1, IM V3) FLANGE 1 POWER CONNECTOR ROTATABLE ABSOLUTE ENCODER 24 BIT + 12 BIT MULTITURN WITH DRIVE-CLIQ INTERFACE (ENCODER AM24DQI) PLAIN SHAFT, TOLERANCE N; W/O HOLDING BRAKE PROTECTION CLASS IP65, | 2663 | TEM | 1 | MC | 9.501 | 1
1FK70614CF711CG2 | SIMOTICS S SYNCHRONOUS MOTOR 1FK7-HD PN=1,7 KW; UZK=600V M0=6,4NM (100K); NN=3000RPM; NATURAL COOLING, FRAME SIZE IMB 5 (IM V1, IM V3) FLANGE 1 POWER CONNECTOR ROTATABLE ABSOLUTE ENCODER 24 BIT + 12 BIT MULTITURN WITH DRIVE-CLIQ INTERFACE (ENCODER AM24DQI) PLAIN SHAFT, TOLERANCE N; W/O HOLDING BRAKE PROTECTION CLASS IP65, FLANGE ON DRIVE END IP67; | 2663 | TEM | 1 | MC | 9.501 | 1
1FK70614CF711CH0 | SIMOTICS S SYNCHRONOUS MOTOR 1FK7-HD PN=1,7 KW; UZK=600V M0=6,4NM (100K); NN=3000RPM; NATURAL COOLING, FRAME SIZE IMB 5 (IM V1, IM V3) FLANGE 1 POWER CONNECTOR ROTATABLE ABSOLUTE ENCODER 24 BIT + 12 BIT MULTITURN WITH DRIVE-CLIQ INTERFACE (ENCODER AM24DQI) PLAIN SHAFT, TOLERANCE N; WITH HOLDING BRAKE PROTECTION CLASS IP64; | 2875 | TEM | 1 | MC | 9.8 | 1
1FK70614CF711CH1 | SIMOTICS S SYNCHRONOUS MOTOR 1FK7-HD PN=1,7 KW; UZK=600V M0=6,4NM (100K); NN=3000RPM; NATURAL COOLING, FRAME SIZE IMB 5 (IM V1, IM V3) FLANGE 1 POWER CONNECTOR ROTATABLE ABSOLUTE ENCODER 24 BIT + 12 BIT MULTITURN WITH DRIVE-CLIQ INTERFACE (ENCODER AM24DQI) PLAIN SHAFT, TOLERANCE N; WITH HOLDING BRAKE PROTECTION CLASS IP65, | 2969 | TEM | 1 | MC | 9.8 | 1
1FK70614CF711CH2 | SIMOTICS S SYNCHRONOUS MOTOR 1FK7-HD PN=1,7 KW; UZK=600V M0=6,4NM (100K); NN=3000RPM; NATURAL COOLING, FRAME SIZE IMB 5 (IM V1, IM V3) FLANGE 1 POWER CONNECTOR ROTATABLE ABSOLUTE ENCODER 24 BIT + 12 BIT MULTITURN WITH DRIVE-CLIQ INTERFACE (ENCODER AM24DQI) PLAIN SHAFT, TOLERANCE N; WITH HOLDING BRAKE PROTECTION CLASS IP65, FLANGE ON DRIVE END IP67; | 2969 | TEM | 1 | MC | 9.8 | 1
1FK70614CF711DG0 | SIMOTICS S SYNCHRONOUS MOTOR 1FK7-HD PN=1,7 KW; UZK=600V M0=6,4NM (100K); NN=3000RPM; NATURAL COOLING, FRAME SIZE IMB 5 (IM V1, IM V3) FLANGE 1 POWER CONNECTOR ROTATABLE INCREMENTAL ENCODER 22 BIT WITH DRIVE-CLIQ INTERFACE (ENCODER IC22DQ) PLAIN SHAFT, TOLERANCE N; W/O HOLDING BRAKE PROTECTION CLASS IP64; | 2281 | TEM | 1 | MC | 9.502 | 1
1FK70614CF711EA0 | SIMOTICS S SYNCHRONOUS MOTOR 1FK7-HD PN=1,7 KW; UZK=600V M0=6,4NM (100K); NN=3000RPM; NATURAL COOLING, FRAME SIZE IMB 5 (IM V1, IM V3) FLANGE 1, WITH KTY TEMPERATURESENSOR POWER CONNECTOR ROTATABLE ABSOLUTE ENCODERR 2048 S/R + 4096 UMDREHUNGEN MULTITURN, WITH ENDAT-SCHNITTSTELLE (ENCODER AM2048S/R) SHAFT WITH FITTED KEY, TOLERANCE N; W/O HOLDING BRAKE PROTECTION CLASS IP64; | 2417 | TEM | 1 | MC | 9.501 | 1
1FK70614CF711EA1 | SIMOTICS S SYNCHRONOUS MOTOR 1FK7-HD PN=1,7 KW; UZK=600V M0=6,4NM (100K); NN=3000RPM; NATURAL COOLING, FRAME SIZE IMB 5 (IM V1, IM V3) FLANGE 1, WITH KTY TEMPERATURESENSOR POWER CONNECTOR ROTATABLE ABSOLUTE ENCODERR 2048 S/R + 4096 UMDREHUNGEN MULTITURN, WITH ENDAT-SCHNITTSTELLE (ENCODER AM2048S/R) SHAFT WITH FITTED KEY, TOLERANCE N; W/O HOLDING BRAKE PROTECTION CLASS IP65, | 2511 | TEM | 1 | MC | 9.501 | 1
1FK70614CF711EA2 | SIMOTICS S SYNCHRONOUS MOTOR 1FK7-HD PN=1,7 KW; UZK=600V M0=6,4NM (100K); NN=3000RPM; NATURAL COOLING, FRAME SIZE IMB 5 (IM V1, IM V3) FLANGE 1, WITH KTY TEMPERATURESENSOR POWER CONNECTOR ROTATABLE ABSOLUTE ENCODERR 2048 S/R + 4096 UMDREHUNGEN MULTITURN, WITH ENDAT-SCHNITTSTELLE (ENCODER AM2048S/R) SHAFT WITH FITTED KEY, TOLERANCE N; W/O HOLDING BRAKE PROTECTION CLASS IP65, FLANGE ON DRIVE END IP67; | 2511 | TEM | 1 | MC | 9.501 | 1
1FK70614CF711EB0 | SIMOTICS S SYNCHRONOUS MOTOR 1FK7-HD PN=1,7 KW; UZK=600V M0=6,4NM (100K); NN=3000RPM; NATURAL COOLING, FRAME SIZE IMB 5 (IM V1, IM V3) FLANGE 1, WITH KTY TEMPERATURESENSOR POWER CONNECTOR ROTATABLE ABSOLUTE ENCODERR 2048 S/R + 4096 UMDREHUNGEN MULTITURN, WITH ENDAT-SCHNITTSTELLE (ENCODER AM2048S/R) SHAFT WITH FITTED KEY, TOLERANCE N; WITH HOLDING BRAKE PROTECTION CLASS IP64; | 2720 | TEM | 1 | MC | 9.8 | 1
1FK70614CF711EB1 | SIMOTICS S SYNCHRONOUS MOTOR 1FK7-HD PN=1,7 KW; UZK=600V M0=6,4NM (100K); NN=3000RPM; NATURAL COOLING, FRAME SIZE IMB 5 (IM V1, IM V3) FLANGE 1, WITH KTY TEMPERATURESENSOR POWER CONNECTOR ROTATABLE ABSOLUTE ENCODERR 2048 S/R + 4096 UMDREHUNGEN MULTITURN, WITH ENDAT-SCHNITTSTELLE (ENCODER AM2048S/R) SHAFT WITH FITTED KEY, TOLERANCE N; WITH HOLDING BRAKE PROTECTION CLASS IP65, | 2814 | TEM | 1 | MC | 9.8 | 1
1FK70614CF711EB2 | SIMOTICS S SYNCHRONOUS MOTOR 1FK7-HD PN=1,7 KW; UZK=600V M0=6,4NM (100K); NN=3000RPM; NATURAL COOLING, FRAME SIZE IMB 5 (IM V1, IM V3) FLANGE 1, WITH KTY TEMPERATURESENSOR POWER CONNECTOR ROTATABLE ABSOLUTE ENCODERR 2048 S/R + 4096 UMDREHUNGEN MULTITURN, WITH ENDAT-SCHNITTSTELLE (ENCODER AM2048S/R) SHAFT WITH FITTED KEY, TOLERANCE N; WITH HOLDING BRAKE PROTECTION CLASS IP65, FLANGE ON DRIVE END IP67; | 2814 | TEM | 1 | MC | 9.8 | 1
1FK70614CF711EG0 | SIMOTICS S SYNCHRONOUS MOTOR 1FK7-HD PN=1,7 KW; UZK=600V M0=6,4NM (100K); NN=3000RPM; NATURAL COOLING, FRAME SIZE IMB 5 (IM V1, IM V3) FLANGE 1, WITH KTY TEMPERATURESENSOR POWER CONNECTOR ROTATABLE ABSOLUTE ENCODERR 2048 S/R + 4096 UMDREHUNGEN MULTITURN, WITH ENDAT-SCHNITTSTELLE (ENCODER AM2048S/R) PLAIN SHAFT, TOLERANCE N; W/O HOLDING BRAKE PROTECTION CLASS IP64; | 2331 | TEM | 1 | MC | 9.501 | 1
1FK70614CF711EG1 | SIMOTICS S SYNCHRONOUS MOTOR 1FK7-HD PN=1,7 KW; UZK=600V M0=6,4NM (100K); NN=3000RPM; NATURAL COOLING, FRAME SIZE IMB 5 (IM V1, IM V3) FLANGE 1, WITH KTY TEMPERATURESENSOR POWER CONNECTOR ROTATABLE ABSOLUTE ENCODERR 2048 S/R + 4096 UMDREHUNGEN MULTITURN, WITH ENDAT-SCHNITTSTELLE (ENCODER AM2048S/R) PLAIN SHAFT, TOLERANCE N; W/O HOLDING BRAKE PROTECTION CLASS IP65, | 2425 | TEM | 1 | MC | 9.501 | 1
1FK70614CF711EG2 | SIMOTICS S SYNCHRONOUS MOTOR 1FK7-HD PN=1,7 KW; UZK=600V M0=6,4NM (100K); NN=3000RPM; NATURAL COOLING, FRAME SIZE IMB 5 (IM V1, IM V3) FLANGE 1, WITH KTY TEMPERATURESENSOR POWER CONNECTOR ROTATABLE ABSOLUTE ENCODERR 2048 S/R + 4096 UMDREHUNGEN MULTITURN, WITH ENDAT-SCHNITTSTELLE (ENCODER AM2048S/R) PLAIN SHAFT, TOLERANCE N; W/O HOLDING BRAKE PROTECTION CLASS IP65, FLANGE ON DRIVE END IP67; | 2425 | TEM | 1 | MC | 9.501 | 1
1FK70614CF711EH0 | SIMOTICS S SYNCHRONOUS MOTOR 1FK7-HD PN=1,7 KW; UZK=600V M0=6,4NM (100K); NN=3000RPM; NATURAL COOLING, FRAME SIZE IMB 5 (IM V1, IM V3) FLANGE 1, WITH KTY TEMPERATURESENSOR POWER CONNECTOR ROTATABLE ABSOLUTE ENCODERR 2048 S/R + 4096 UMDREHUNGEN MULTITURN, WITH ENDAT-SCHNITTSTELLE (ENCODER AM2048S/R) PLAIN SHAFT, TOLERANCE N; WITH HOLDING BRAKE PROTECTION CLASS IP64; | 2636 | TEM | 1 | MC | 9.8 | 1
1FK70614CF711EH1 | SIMOTICS S SYNCHRONOUS MOTOR 1FK7-HD PN=1,7 KW; UZK=600V M0=6,4NM (100K); NN=3000RPM; NATURAL COOLING, FRAME SIZE IMB 5 (IM V1, IM V3) FLANGE 1, WITH KTY TEMPERATURESENSOR POWER CONNECTOR ROTATABLE ABSOLUTE ENCODERR 2048 S/R + 4096 UMDREHUNGEN MULTITURN, WITH ENDAT-SCHNITTSTELLE (ENCODER AM2048S/R) PLAIN SHAFT, TOLERANCE N; WITH HOLDING BRAKE PROTECTION CLASS IP65, | 2730 | TEM | 1 | MC | 9.8 | 1
1FK70614CF711EH2 | SIMOTICS S SYNCHRONOUS MOTOR 1FK7-HD PN=1,7 KW; UZK=600V M0=6,4NM (100K); NN=3000RPM; NATURAL COOLING, FRAME SIZE IMB 5 (IM V1, IM V3) FLANGE 1, WITH KTY TEMPERATURESENSOR POWER CONNECTOR ROTATABLE ABSOLUTE ENCODERR 2048 S/R + 4096 UMDREHUNGEN MULTITURN, WITH ENDAT-SCHNITTSTELLE (ENCODER AM2048S/R) PLAIN SHAFT, TOLERANCE N; WITH HOLDING BRAKE PROTECTION CLASS IP65, FLANGE ON DRIVE END IP67; | 2730 | TEM | 1 | MC | 9.8 | 1
1FK70614CF711FB0 | SIMOTICS S SYNCHRONOUS MOTOR 1FK7-HD PN=1,7 KW; UZK=600V M0=6,4NM (100K); NN=3000RPM; NATURAL COOLING, FRAME SIZE IMB 5 (IM V1, IM V3) FLANGE 1 POWER CONNECTOR ROTATABLE ABSOLUTE ENCODER 22BIT + 12 BIT MULTITURN, WITH DRIVE-CLIQ INTERFACE (ENCODER AM22DQ) SHAFT WITH FITTED KEY, TOLERANCE N; WITH HOLDING BRAKE PROTECTION CLASS IP64; | 3039 | TEM | 1 | MC | 9.8 | 1
1FK70614CF711KA0 | SIMOTICS S SYNCHRONOUS MOTOR 1FK7-HD PN=1,7 KW; UZK=600V M0=6,4NM (100K); NN=3000RPM; NATURAL COOLING, FRAME SIZE IMB 5 (IM V1, IM V3) FLANGE 1 POWER CONNECTOR ROTATABLE ABSOLUTE ENCODER 16BIT + 12BIT MULTITURN, WITH DRIVE-CLIQ INTERFACE (ENCODER AM16DQ) SHAFT WITH FITTED KEY, TOLERANCE N; W/O HOLDING BRAKE PROTECTION CLASS IP64; | 2219 | TEM | 1 | MC | 9.501 | 1
1FK70614CF711KA1 | SIMOTICS S SYNCHRONOUS MOTOR 1FK7-HD PN=1,7 KW; UZK=600V M0=6,4NM (100K); NN=3000RPM; NATURAL COOLING, FRAME SIZE IMB 5 (IM V1, IM V3) FLANGE 1 POWER CONNECTOR ROTATABLE ABSOLUTE ENCODER 16BIT + 12BIT MULTITURN, WITH DRIVE-CLIQ INTERFACE (ENCODER AM16DQ) SHAFT WITH FITTED KEY, TOLERANCE N; W/O HOLDING BRAKE PROTECTION CLASS IP65, | 2312 | TEM | 1 | MC | 9.501 | 1
1FK70614CF711KA2 | SIMOTICS S SYNCHRONOUS MOTOR 1FK7-HD PN=1,7 KW; UZK=600V M0=6,4NM (100K); NN=3000RPM; NATURAL COOLING, FRAME SIZE IMB 5 (IM V1, IM V3) FLANGE 1 POWER CONNECTOR ROTATABLE ABSOLUTE ENCODER 16BIT + 12BIT MULTITURN, WITH DRIVE-CLIQ INTERFACE (ENCODER AM16DQ) SHAFT WITH FITTED KEY, TOLERANCE N; W/O HOLDING BRAKE PROTECTION CLASS IP65, FLANGE ON DRIVE END IP67; | 2312 | TEM | 1 | MC | 9.501 | 1
1FK70614CF711KB0 | SIMOTICS S SYNCHRONOUS MOTOR 1FK7-HD PN=1,7 KW; UZK=600V M0=6,4NM (100K); NN=3000RPM; NATURAL COOLING, FRAME SIZE IMB 5 (IM V1, IM V3) FLANGE 1 POWER CONNECTOR ROTATABLE ABSOLUTE ENCODER 16BIT + 12BIT MULTITURN, WITH DRIVE-CLIQ INTERFACE (ENCODER AM16DQ) SHAFT WITH FITTED KEY, TOLERANCE N; WITH HOLDING BRAKE PROTECTION CLASS IP64; | 2522 | TEM | 1 | MC | 9.8 | 1
1FK70614CF711KB1 | SIMOTICS S SYNCHRONOUS MOTOR 1FK7-HD PN=1,7 KW; UZK=600V M0=6,4NM (100K); NN=3000RPM; NATURAL COOLING, FRAME SIZE IMB 5 (IM V1, IM V3) FLANGE 1 POWER CONNECTOR ROTATABLE ABSOLUTE ENCODER 16BIT + 12BIT MULTITURN, WITH DRIVE-CLIQ INTERFACE (ENCODER AM16DQ) SHAFT WITH FITTED KEY, TOLERANCE N; WITH HOLDING BRAKE PROTECTION CLASS IP65, | 2615 | TEM | 1 | MC | 9.8 | 1
1FK70614CF711KB2 | SIMOTICS S SYNCHRONOUS MOTOR 1FK7-HD PN=1,7 KW; UZK=600V M0=6,4NM (100K); NN=3000RPM; NATURAL COOLING, FRAME SIZE IMB 5 (IM V1, IM V3) FLANGE 1 POWER CONNECTOR ROTATABLE ABSOLUTE ENCODER 16BIT + 12BIT MULTITURN, WITH DRIVE-CLIQ INTERFACE (ENCODER AM16DQ) SHAFT WITH FITTED KEY, TOLERANCE N; WITH HOLDING BRAKE PROTECTION CLASS IP65, FLANGE ON DRIVE END IP67; | 2615 | TEM | 1 | MC | 9.8 | 1
1FK70614CF711KG0 | SIMOTICS S SYNCHRONOUS MOTOR 1FK7-HD PN=1,7 KW; UZK=600V M0=6,4NM (100K); NN=3000RPM; NATURAL COOLING, FRAME SIZE IMB 5 (IM V1, IM V3) FLANGE 1 POWER CONNECTOR ROTATABLE ABSOLUTE ENCODER 16BIT + 12BIT MULTITURN, WITH DRIVE-CLIQ INTERFACE (ENCODER AM16DQ) PLAIN SHAFT, TOLERANCE N; W/O HOLDING BRAKE PROTECTION CLASS IP64; | 2133 | TEM | 1 | MC | 9.501 | 1
1FK70614CF711KG1 | SIMOTICS S SYNCHRONOUS MOTOR 1FK7-HD PN=1,7 KW; UZK=600V M0=6,4NM (100K); NN=3000RPM; NATURAL COOLING, FRAME SIZE IMB 5 (IM V1, IM V3) FLANGE 1 POWER CONNECTOR ROTATABLE ABSOLUTE ENCODER 16BIT + 12BIT MULTITURN, WITH DRIVE-CLIQ INTERFACE (ENCODER AM16DQ) PLAIN SHAFT, TOLERANCE N; W/O HOLDING BRAKE PROTECTION CLASS IP65, | 2226 | TEM | 1 | MC | 9.501 | 1
1FK70614CF711KG2 | SIMOTICS S SYNCHRONOUS MOTOR 1FK7-HD PN=1,7 KW; UZK=600V M0=6,4NM (100K); NN=3000RPM; NATURAL COOLING, FRAME SIZE IMB 5 (IM V1, IM V3) FLANGE 1 POWER CONNECTOR ROTATABLE ABSOLUTE ENCODER 16BIT + 12BIT MULTITURN, WITH DRIVE-CLIQ INTERFACE (ENCODER AM16DQ) PLAIN SHAFT, TOLERANCE N; W/O HOLDING BRAKE PROTECTION CLASS IP65, FLANGE ON DRIVE END IP67; | 2226 | TEM | 1 | MC | 9.501 | 1
1FK70614CF711KH0 | SIMOTICS S SYNCHRONOUS MOTOR 1FK7-HD PN=1,7 KW; UZK=600V M0=6,4NM (100K); NN=3000RPM; NATURAL COOLING, FRAME SIZE IMB 5 (IM V1, IM V3) FLANGE 1 POWER CONNECTOR ROTATABLE ABSOLUTE ENCODER 16BIT + 12BIT MULTITURN, WITH DRIVE-CLIQ INTERFACE (ENCODER AM16DQ) PLAIN SHAFT, TOLERANCE N; WITH HOLDING BRAKE PROTECTION CLASS IP64; | 2438 | TEM | 1 | MC | 9.8 | 1
1FK70614CF711KH1 | SIMOTICS S SYNCHRONOUS MOTOR 1FK7-HD PN=1,7 KW; UZK=600V M0=6,4NM (100K); NN=3000RPM; NATURAL COOLING, FRAME SIZE IMB 5 (IM V1, IM V3) FLANGE 1 POWER CONNECTOR ROTATABLE ABSOLUTE ENCODER 16BIT + 12BIT MULTITURN, WITH DRIVE-CLIQ INTERFACE (ENCODER AM16DQ) PLAIN SHAFT, TOLERANCE N; WITH HOLDING BRAKE PROTECTION CLASS IP65, | 2531 | TEM | 1 | MC | 9.8 | 1
1FK70614CF711KH2 | SIMOTICS S SYNCHRONOUS MOTOR 1FK7-HD PN=1,7 KW; UZK=600V M0=6,4NM (100K); NN=3000RPM; NATURAL COOLING, FRAME SIZE IMB 5 (IM V1, IM V3) FLANGE 1 POWER CONNECTOR ROTATABLE ABSOLUTE ENCODER 16BIT + 12BIT MULTITURN, WITH DRIVE-CLIQ INTERFACE (ENCODER AM16DQ) PLAIN SHAFT, TOLERANCE N; WITH HOLDING BRAKE PROTECTION CLASS IP65, FLANGE ON DRIVE END IP67; | 2531 | TEM | 1 | MC | 9.8 | 1
1FK70614CF711PA0 | SIMOTICS S SYNCHRONOUS MOTOR 1FK7-HD PN=1,7 KW; UZK=600V M0=6,4NM (100K); NN=3000RPM; NATURAL COOLING, FRAME SIZE IMB 5 (IM V1, IM V3) FLANGE 1 POWER CONNECTOR ROTATABLE RESOLVER 2-POLE, WITH DRIVE CLIQ-INTERFACE SHAFT WITH FITTED KEY, TOLERANCE N; W/O HOLDING BRAKE PROTECTION CLASS IP64; | 1701 | TEM | 1 | MC | 9.601 | 1
1FK70614CF711PA1 | SIMOTICS S SYNCHRONOUS MOTOR 1FK7-HD PN=1,7 KW; UZK=600V M0=6,4NM (100K); NN=3000RPM; NATURAL COOLING, FRAME SIZE IMB 5 (IM V1, IM V3) FLANGE 1 POWER CONNECTOR ROTATABLE RESOLVER 2-POLE, WITH DRIVE CLIQ-INTERFACE SHAFT WITH FITTED KEY, TOLERANCE N; W/O HOLDING BRAKE PROTECTION CLASS IP65, | 1794 | TEM | 1 | MC | 9.601 | 1
1FK70614CF711PA2 | SIMOTICS S SYNCHRONOUS MOTOR 1FK7-HD PN=1,7 KW; UZK=600V M0=6,4NM (100K); NN=3000RPM; NATURAL COOLING, FRAME SIZE IMB 5 (IM V1, IM V3) FLANGE 1 POWER CONNECTOR ROTATABLE RESOLVER 2-POLE, WITH DRIVE CLIQ-INTERFACE SHAFT WITH FITTED KEY, TOLERANCE N; W/O HOLDING BRAKE PROTECTION CLASS IP65, FLANGE ON DRIVE END IP67; | 1794 | TEM | 1 | MC | 9.601 | 1
1FK70614CF711PB0 | SIMOTICS S SYNCHRONOUS MOTOR 1FK7-HD PN=1,7 KW; UZK=600V M0=6,4NM (100K); NN=3000RPM; NATURAL COOLING, FRAME SIZE IMB 5 (IM V1, IM V3) FLANGE 1 POWER CONNECTOR ROTATABLE RESOLVER 2-POLE, WITH DRIVE CLIQ-INTERFACE SHAFT WITH FITTED KEY, TOLERANCE N; WITH HOLDING BRAKE PROTECTION CLASS IP64; | 2004 | TEM | 1 | MC | 9.9 | 1
1FK70614CF711PB1 | SIMOTICS S SYNCHRONOUS MOTOR 1FK7-HD PN=1,7 KW; UZK=600V M0=6,4NM (100K); NN=3000RPM; NATURAL COOLING, FRAME SIZE IMB 5 (IM V1, IM V3) FLANGE 1 POWER CONNECTOR ROTATABLE RESOLVER 2-POLE, WITH DRIVE CLIQ-INTERFACE SHAFT WITH FITTED KEY, TOLERANCE N; WITH HOLDING BRAKE PROTECTION CLASS IP65, | 2097 | TEM | 1 | MC | 9.9 | 1
1FK70614CF711PB2 | SIMOTICS S SYNCHRONOUS MOTOR 1FK7-HD PN=1,7 KW; UZK=600V M0=6,4NM (100K); NN=3000RPM; NATURAL COOLING, FRAME SIZE IMB 5 (IM V1, IM V3) FLANGE 1 POWER CONNECTOR ROTATABLE RESOLVER 2-POLE, WITH DRIVE CLIQ-INTERFACE SHAFT WITH FITTED KEY, TOLERANCE N; WITH HOLDING BRAKE PROTECTION CLASS IP65, FLANGE ON DRIVE END IP67; | 2097 | TEM | 1 | MC | 9.9 | 1
1FK70614CF711PG0 | SIMOTICS S SYNCHRONOUS MOTOR 1FK7-HD PN=1,7 KW; UZK=600V M0=6,4NM (100K); NN=3000RPM; NATURAL COOLING, FRAME SIZE IMB 5 (IM V1, IM V3) FLANGE 1 POWER CONNECTOR ROTATABLE RESOLVER 2-POLE, WITH DRIVE CLIQ-INTERFACE PLAIN SHAFT, TOLERANCE N; W/O HOLDING BRAKE PROTECTION CLASS IP64; | 1615 | TEM | 1 | MC | 9.601 | 1
1FK70614CF711PG1 | SIMOTICS S SYNCHRONOUS MOTOR 1FK7-HD PN=1,7 KW; UZK=600V M0=6,4NM (100K); NN=3000RPM; NATURAL COOLING, FRAME SIZE IMB 5 (IM V1, IM V3) FLANGE 1 POWER CONNECTOR ROTATABLE RESOLVER 2-POLE, WITH DRIVE CLIQ-INTERFACE PLAIN SHAFT, TOLERANCE N; W/O HOLDING BRAKE PROTECTION CLASS IP65, | 1708 | TEM | 1 | MC | 9.601 | 1
1FK70614CF711PG2 | SIMOTICS S SYNCHRONOUS MOTOR 1FK7-HD PN=1,7 KW; UZK=600V M0=6,4NM (100K); NN=3000RPM; NATURAL COOLING, FRAME SIZE IMB 5 (IM V1, IM V3) FLANGE 1 POWER CONNECTOR ROTATABLE RESOLVER 2-POLE, WITH DRIVE CLIQ-INTERFACE PLAIN SHAFT, TOLERANCE N; W/O HOLDING BRAKE PROTECTION CLASS IP65, FLANGE ON DRIVE END IP67; | 1708 | TEM | 1 | MC | 9.601 | 1
1FK70614CF711PH0 | SIMOTICS S SYNCHRONOUS MOTOR 1FK7-HD PN=1,7 KW; UZK=600V M0=6,4NM (100K); NN=3000RPM; NATURAL COOLING, FRAME SIZE IMB 5 (IM V1, IM V3) FLANGE 1 POWER CONNECTOR ROTATABLE RESOLVER 2-POLE, WITH DRIVE CLIQ-INTERFACE PLAIN SHAFT, TOLERANCE N; WITH HOLDING BRAKE PROTECTION CLASS IP64; | 1920 | TEM | 1 | MC | 9.9 | 1
1FK70614CF711PH1 | SIMOTICS S SYNCHRONOUS MOTOR 1FK7-HD PN=1,7 KW; UZK=600V M0=6,4NM (100K); NN=3000RPM; NATURAL COOLING, FRAME SIZE IMB 5 (IM V1, IM V3) FLANGE 1 POWER CONNECTOR ROTATABLE RESOLVER 2-POLE, WITH DRIVE CLIQ-INTERFACE PLAIN SHAFT, TOLERANCE N; WITH HOLDING BRAKE PROTECTION CLASS IP65, | 2013 | TEM | 1 | MC | 9.9 | 1
1FK70614CF711PH2 | SIMOTICS S SYNCHRONOUS MOTOR 1FK7-HD PN=1,7 KW; UZK=600V M0=6,4NM (100K); NN=3000RPM; NATURAL COOLING, FRAME SIZE IMB 5 (IM V1, IM V3) FLANGE 1 POWER CONNECTOR ROTATABLE RESOLVER 2-POLE, WITH DRIVE CLIQ-INTERFACE PLAIN SHAFT, TOLERANCE N; WITH HOLDING BRAKE PROTECTION CLASS IP65, FLANGE ON DRIVE END IP67; | 2013 | TEM | 1 | MC | 9.9 | 1
1FK70614CF711QA0 | SIMOTICS S SYNCHRONOUS MOTOR 1FK7-HD PN=1,7 KW; UZK=600V M0=6,4NM (100K); NN=3000RPM; NATURAL COOLING, FRAME SIZE IMB 5 (IM V1, IM V3) FLANGE 1 POWER CONNECTOR ROTATABLE ABSOLUTE ENCODER SINGLETURN 20 BIT WITH DRIVE-CLIQ INTERFACE (ENCODER AS20DQI) SHAFT WITH FITTED KEY, TOLERANCE N; W/O HOLDING BRAKE PROTECTION CLASS IP64; | 1804 | TEM | 1 | MC | 9.501 | 1
1FK70614CF711QA1 | SIMOTICS S SYNCHRONOUS MOTOR 1FK7-HD PN=1,7 KW; UZK=600V M0=6,4NM (100K); NN=3000RPM; NATURAL COOLING, FRAME SIZE IMB 5 (IM V1, IM V3) FLANGE 1 POWER CONNECTOR ROTATABLE ABSOLUTE ENCODER SINGLETURN 20 BIT WITH DRIVE-CLIQ INTERFACE (ENCODER AS20DQI) SHAFT WITH FITTED KEY, TOLERANCE N; W/O HOLDING BRAKE PROTECTION CLASS IP65, | 1898 | TEM | 1 | MC | 9.501 | 1
1FK70614CF711QA2 | SIMOTICS S SYNCHRONOUS MOTOR 1FK7-HD PN=1,7 KW; UZK=600V M0=6,4NM (100K); NN=3000RPM; NATURAL COOLING, FRAME SIZE IMB 5 (IM V1, IM V3) FLANGE 1 POWER CONNECTOR ROTATABLE ABSOLUTE ENCODER SINGLETURN 20 BIT WITH DRIVE-CLIQ INTERFACE (ENCODER AS20DQI) SHAFT WITH FITTED KEY, TOLERANCE N; W/O HOLDING BRAKE PROTECTION CLASS IP65, FLANGE ON DRIVE END IP67; | 1898 | TEM | 1 | MC | 9.501 | 1
1FK70614CF711QB0 | SIMOTICS S SYNCHRONOUS MOTOR 1FK7-HD PN=1,7 KW; UZK=600V M0=6,4NM (100K); NN=3000RPM; NATURAL COOLING, FRAME SIZE IMB 5 (IM V1, IM V3) FLANGE 1 POWER CONNECTOR ROTATABLE ABSOLUTE ENCODER SINGLETURN 20 BIT WITH DRIVE-CLIQ INTERFACE (ENCODER AS20DQI) SHAFT WITH FITTED KEY, TOLERANCE N; WITH HOLDING BRAKE PROTECTION CLASS IP64; | 2107 | TEM | 1 | MC | 9.8 | 1
1FK70614CF711QB1 | SIMOTICS S SYNCHRONOUS MOTOR 1FK7-HD PN=1,7 KW; UZK=600V M0=6,4NM (100K); NN=3000RPM; NATURAL COOLING, FRAME SIZE IMB 5 (IM V1, IM V3) FLANGE 1 POWER CONNECTOR ROTATABLE ABSOLUTE ENCODER SINGLETURN 20 BIT WITH DRIVE-CLIQ INTERFACE (ENCODER AS20DQI) SHAFT WITH FITTED KEY, TOLERANCE N; WITH HOLDING BRAKE PROTECTION CLASS IP65, | 2200 | TEM | 1 | MC | 9.8 | 1
1FK70614CF711QB2 | SIMOTICS S SYNCHRONOUS MOTOR 1FK7-HD PN=1,7 KW; UZK=600V M0=6,4NM (100K); NN=3000RPM; NATURAL COOLING, FRAME SIZE IMB 5 (IM V1, IM V3) FLANGE 1 POWER CONNECTOR ROTATABLE ABSOLUTE ENCODER SINGLETURN 20 BIT WITH DRIVE-CLIQ INTERFACE (ENCODER AS20DQI) SHAFT WITH FITTED KEY, TOLERANCE N; WITH HOLDING BRAKE PROTECTION CLASS IP65, FLANGE ON DRIVE END IP67; | 2200 | TEM | 1 | MC | 9.8 | 1
1FK70614CF711QG0 | SIMOTICS S SYNCHRONOUS MOTOR 1FK7-HD PN=1,7 KW; UZK=600V M0=6,4NM (100K); NN=3000RPM; NATURAL COOLING, FRAME SIZE IMB 5 (IM V1, IM V3) FLANGE 1 POWER CONNECTOR ROTATABLE ABSOLUTE ENCODER SINGLETURN 20 BIT WITH DRIVE-CLIQ INTERFACE (ENCODER AS20DQI) PLAIN SHAFT, TOLERANCE N; W/O HOLDING BRAKE PROTECTION CLASS IP64; | 1718 | TEM | 1 | MC | 9.501 | 1
1FK70614CF711QG1 | SIMOTICS S SYNCHRONOUS MOTOR 1FK7-HD PN=1,7 KW; UZK=600V M0=6,4NM (100K); NN=3000RPM; NATURAL COOLING, FRAME SIZE IMB 5 (IM V1, IM V3) FLANGE 1 POWER CONNECTOR ROTATABLE ABSOLUTE ENCODER SINGLETURN 20 BIT WITH DRIVE-CLIQ INTERFACE (ENCODER AS20DQI) PLAIN SHAFT, TOLERANCE N; W/O HOLDING BRAKE PROTECTION CLASS IP65, | 1811 | TEM | 1 | MC | 9.501 | 1
1FK70614CF711QG2 | SIMOTICS S SYNCHRONOUS MOTOR 1FK7-HD PN=1,7 KW; UZK=600V M0=6,4NM (100K); NN=3000RPM; NATURAL COOLING, FRAME SIZE IMB 5 (IM V1, IM V3) FLANGE 1 POWER CONNECTOR ROTATABLE ABSOLUTE ENCODER SINGLETURN 20 BIT WITH DRIVE-CLIQ INTERFACE (ENCODER AS20DQI) PLAIN SHAFT, TOLERANCE N; W/O HOLDING BRAKE PROTECTION CLASS IP65, FLANGE ON DRIVE END IP67; | 1811 | TEM | 1 | MC | 9.501 | 1
1FK70614CF711QH0 | SIMOTICS S SYNCHRONOUS MOTOR 1FK7-HD PN=1,7 KW; UZK=600V M0=6,4NM (100K); NN=3000RPM; NATURAL COOLING, FRAME SIZE IMB 5 (IM V1, IM V3) FLANGE 1 POWER CONNECTOR ROTATABLE ABSOLUTE ENCODER SINGLETURN 20 BIT WITH DRIVE-CLIQ INTERFACE (ENCODER AS20DQI) PLAIN SHAFT, TOLERANCE N; WITH HOLDING BRAKE PROTECTION CLASS IP64; | 2023 | TEM | 1 | MC | 9.8 | 1
1FK70614CF711QH1 | SIMOTICS S SYNCHRONOUS MOTOR 1FK7-HD PN=1,7 KW; UZK=600V M0=6,4NM (100K); NN=3000RPM; NATURAL COOLING, FRAME SIZE IMB 5 (IM V1, IM V3) FLANGE 1 POWER CONNECTOR ROTATABLE ABSOLUTE ENCODER SINGLETURN 20 BIT WITH DRIVE-CLIQ INTERFACE (ENCODER AS20DQI) PLAIN SHAFT, TOLERANCE N; WITH HOLDING BRAKE PROTECTION CLASS IP65, | 2116 | TEM | 1 | MC | 9.8 | 1
1FK70614CF711QH2 | SIMOTICS S SYNCHRONOUS MOTOR 1FK7-HD PN=1,7 KW; UZK=600V M0=6,4NM (100K); NN=3000RPM; NATURAL COOLING, FRAME SIZE IMB 5 (IM V1, IM V3) FLANGE 1 POWER CONNECTOR ROTATABLE ABSOLUTE ENCODER SINGLETURN 20 BIT WITH DRIVE-CLIQ INTERFACE (ENCODER AS20DQI) PLAIN SHAFT, TOLERANCE N; WITH HOLDING BRAKE PROTECTION CLASS IP65, FLANGE ON DRIVE END IP67; | 2116 | TEM | 1 | MC | 9.8 | 1
1FK70614CF711RA0 | SIMOTICS S SYNCHRONOUS MOTOR 1FK7-HD PN=1,7 KW; UZK=600V M0=6,4NM (100K); NN=3000RPM; NATURAL COOLING, FRAME SIZE IMB 5 (IM V1, IM V3) FLANGE 1 POWER CONNECTOR ROTATABLE ABSOLUTE ENCODER 20 BIT + 12 BIT MULTITURN WITH DRIVE-CLIQ INTERFACE (ENCODER AM20DQI) SHAFT WITH FITTED KEY, TOLERANCE N; W/O HOLDING BRAKE PROTECTION CLASS IP64; | 2178 | TEM | 1 | MC | 9.501 | 1
1FK70614CF711RA1 | SIMOTICS S SYNCHRONOUS MOTOR 1FK7-HD PN=1,7 KW; UZK=600V M0=6,4NM (100K); NN=3000RPM; NATURAL COOLING, FRAME SIZE IMB 5 (IM V1, IM V3) FLANGE 1 POWER CONNECTOR ROTATABLE ABSOLUTE ENCODER 20 BIT + 12 BIT MULTITURN WITH DRIVE-CLIQ INTERFACE (ENCODER AM20DQI) SHAFT WITH FITTED KEY, TOLERANCE N; W/O HOLDING BRAKE PROTECTION CLASS IP65, | 2272 | TEM | 1 | MC | 9.501 | 1
1FK70614CF711RA2 | SIMOTICS S SYNCHRONOUS MOTOR 1FK7-HD PN=1,7 KW; UZK=600V M0=6,4NM (100K); NN=3000RPM; NATURAL COOLING, FRAME SIZE IMB 5 (IM V1, IM V3) FLANGE 1 POWER CONNECTOR ROTATABLE ABSOLUTE ENCODER 20 BIT + 12 BIT MULTITURN WITH DRIVE-CLIQ INTERFACE (ENCODER AM20DQI) SHAFT WITH FITTED KEY, TOLERANCE N; W/O HOLDING BRAKE PROTECTION CLASS IP65, FLANGE ON DRIVE END IP67; | 2272 | TEM | 1 | MC | 9.501 | 1
1FK70614CF711RB0 | SIMOTICS S SYNCHRONOUS MOTOR 1FK7-HD PN=1,7 KW; UZK=600V M0=6,4NM (100K); NN=3000RPM; NATURAL COOLING, FRAME SIZE IMB 5 (IM V1, IM V3) FLANGE 1 POWER CONNECTOR ROTATABLE ABSOLUTE ENCODER 20 BIT + 12 BIT MULTITURN WITH DRIVE-CLIQ INTERFACE (ENCODER AM20DQI) SHAFT WITH FITTED KEY, TOLERANCE N; WITH HOLDING BRAKE PROTECTION CLASS IP64; | 2481 | TEM | 1 | MC | 9.8 | 1
1FK70614CF711RB1 | SIMOTICS S SYNCHRONOUS MOTOR 1FK7-HD PN=1,7 KW; UZK=600V M0=6,4NM (100K); NN=3000RPM; NATURAL COOLING, FRAME SIZE IMB 5 (IM V1, IM V3) FLANGE 1 POWER CONNECTOR ROTATABLE ABSOLUTE ENCODER 20 BIT + 12 BIT MULTITURN WITH DRIVE-CLIQ INTERFACE (ENCODER AM20DQI) SHAFT WITH FITTED KEY, TOLERANCE N; WITH HOLDING BRAKE PROTECTION CLASS IP65, | 2575 | TEM | 1 | MC | 9.8 | 1
1FK70614CF711RB2 | SIMOTICS S SYNCHRONOUS MOTOR 1FK7-HD PN=1,7 KW; UZK=600V M0=6,4NM (100K); NN=3000RPM; NATURAL COOLING, FRAME SIZE IMB 5 (IM V1, IM V3) FLANGE 1 POWER CONNECTOR ROTATABLE ABSOLUTE ENCODER 20 BIT + 12 BIT MULTITURN WITH DRIVE-CLIQ INTERFACE (ENCODER AM20DQI) SHAFT WITH FITTED KEY, TOLERANCE N; WITH HOLDING BRAKE PROTECTION CLASS IP65, FLANGE ON DRIVE END IP67; | 2575 | TEM | 1 | MC | 9.8 | 1
1FK70614CF711RG0 | SIMOTICS S SYNCHRONOUS MOTOR 1FK7-HD PN=1,7 KW; UZK=600V M0=6,4NM (100K); NN=3000RPM; NATURAL COOLING, FRAME SIZE IMB 5 (IM V1, IM V3) FLANGE 1 POWER CONNECTOR ROTATABLE ABSOLUTE ENCODER 20 BIT + 12 BIT MULTITURN WITH DRIVE-CLIQ INTERFACE (ENCODER AM20DQI) PLAIN SHAFT, TOLERANCE N; W/O HOLDING BRAKE PROTECTION CLASS IP64; | 2092 | TEM | 1 | MC | 9.501 | 1
1FK70614CF711RG1 | SIMOTICS S SYNCHRONOUS MOTOR 1FK7-HD PN=1,7 KW; UZK=600V M0=6,4NM (100K); NN=3000RPM; NATURAL COOLING, FRAME SIZE IMB 5 (IM V1, IM V3) FLANGE 1 POWER CONNECTOR ROTATABLE ABSOLUTE ENCODER 20 BIT + 12 BIT MULTITURN WITH DRIVE-CLIQ INTERFACE (ENCODER AM20DQI) PLAIN SHAFT, TOLERANCE N; W/O HOLDING BRAKE PROTECTION CLASS IP65, | 2185 | TEM | 1 | MC | 9.501 | 1
1FK70614CF711RG2 | SIMOTICS S SYNCHRONOUS MOTOR 1FK7-HD PN=1,7 KW; UZK=600V M0=6,4NM (100K); NN=3000RPM; NATURAL COOLING, FRAME SIZE IMB 5 (IM V1, IM V3) FLANGE 1 POWER CONNECTOR ROTATABLE ABSOLUTE ENCODER 20 BIT + 12 BIT MULTITURN WITH DRIVE-CLIQ INTERFACE (ENCODER AM20DQI) PLAIN SHAFT, TOLERANCE N; W/O HOLDING BRAKE PROTECTION CLASS IP65, FLANGE ON DRIVE END IP67; | 2185 | TEM | 1 | MC | 9.501 | 1
1FK70614CF711RH0 | SIMOTICS S SYNCHRONOUS MOTOR 1FK7-HD PN=1,7 KW; UZK=600V M0=6,4NM (100K); NN=3000RPM; NATURAL COOLING, FRAME SIZE IMB 5 (IM V1, IM V3) FLANGE 1 POWER CONNECTOR ROTATABLE ABSOLUTE ENCODER 20 BIT + 12 BIT MULTITURN WITH DRIVE-CLIQ INTERFACE (ENCODER AM20DQI) PLAIN SHAFT, TOLERANCE N; WITH HOLDING BRAKE PROTECTION CLASS IP64; | 2397 | TEM | 1 | MC | 9.8 | 1
1FK70614CF711RH1 | SIMOTICS S SYNCHRONOUS MOTOR 1FK7-HD PN=1,7 KW; UZK=600V M0=6,4NM (100K); NN=3000RPM; NATURAL COOLING, FRAME SIZE IMB 5 (IM V1, IM V3) FLANGE 1 POWER CONNECTOR ROTATABLE ABSOLUTE ENCODER 20 BIT + 12 BIT MULTITURN WITH DRIVE-CLIQ INTERFACE (ENCODER AM20DQI) PLAIN SHAFT, TOLERANCE N; WITH HOLDING BRAKE PROTECTION CLASS IP65, | 2491 | TEM | 1 | MC | 9.8 | 1
1FK70614CF711RH2 | SIMOTICS S SYNCHRONOUS MOTOR 1FK7-HD PN=1,7 KW; UZK=600V M0=6,4NM (100K); NN=3000RPM; NATURAL COOLING, FRAME SIZE IMB 5 (IM V1, IM V3) FLANGE 1 POWER CONNECTOR ROTATABLE ABSOLUTE ENCODER 20 BIT + 12 BIT MULTITURN WITH DRIVE-CLIQ INTERFACE (ENCODER AM20DQI) PLAIN SHAFT, TOLERANCE N; WITH HOLDING BRAKE PROTECTION CLASS IP65, FLANGE ON DRIVE END IP67; | 2491 | TEM | 1 | MC | 9.8 | 1
1FK70614CF711SA0 | SIMOTICS S SYNCHRONOUS MOTOR 1FK7-HD PN=1,7 KW; UZK=600V M0=6,4NM (100K); NN=3000RPM; NATURAL COOLING, FRAME SIZE IMB 5 (IM V1, IM V3) FLANGE 1, WITH KTY TEMPERATURESENSOR POWER CONNECTOR ROTATABLE RESOLVER MULTI-POLE (RESOLVER P=3); SHAFT WITH FITTED KEY, TOLERANCE N; W/O HOLDING BRAKE PROTECTION CLASS IP64; | 1460 | TEM | 1 | MC | 9.502 | 1
1FK70614CF711SA1 | SIMOTICS S SYNCHRONOUS MOTOR 1FK7-HD PN=1,7 KW; UZK=600V M0=6,4NM (100K); NN=3000RPM; NATURAL COOLING, FRAME SIZE IMB 5 (IM V1, IM V3) FLANGE 1, WITH KTY TEMPERATURESENSOR POWER CONNECTOR ROTATABLE RESOLVER MULTI-POLE (RESOLVER P=3); SHAFT WITH FITTED KEY, TOLERANCE N; W/O HOLDING BRAKE PROTECTION CLASS IP65, | 1553 | TEM | 1 | MC | 9.502 | 1
1FK70614CF711SA2 | SIMOTICS S SYNCHRONOUS MOTOR 1FK7-HD PN=1,7 KW; UZK=600V M0=6,4NM (100K); NN=3000RPM; NATURAL COOLING, FRAME SIZE IMB 5 (IM V1, IM V3) FLANGE 1, WITH KTY TEMPERATURESENSOR POWER CONNECTOR ROTATABLE RESOLVER MULTI-POLE (RESOLVER P=3); SHAFT WITH FITTED KEY, TOLERANCE N; W/O HOLDING BRAKE PROTECTION CLASS IP65, FLANGE ON DRIVE END IP67; | 1553 | TEM | 1 | MC | 9.502 | 1
1FK70614CF711SB0 | SIMOTICS S SYNCHRONOUS MOTOR 1FK7-HD PN=1,7 KW; UZK=600V M0=6,4NM (100K); NN=3000RPM; NATURAL COOLING, FRAME SIZE IMB 5 (IM V1, IM V3) FLANGE 1, WITH KTY TEMPERATURESENSOR POWER CONNECTOR ROTATABLE RESOLVER MULTI-POLE (RESOLVER P=3); SHAFT WITH FITTED KEY, TOLERANCE N; WITH HOLDING BRAKE PROTECTION CLASS IP64; | 1763 | TEM | 1 | MC | 9.801 | 1
1FK70614CF711SB1 | SIMOTICS S SYNCHRONOUS MOTOR 1FK7-HD PN=1,7 KW; UZK=600V M0=6,4NM (100K); NN=3000RPM; NATURAL COOLING, FRAME SIZE IMB 5 (IM V1, IM V3) FLANGE 1, WITH KTY TEMPERATURESENSOR POWER CONNECTOR ROTATABLE RESOLVER MULTI-POLE (RESOLVER P=3); SHAFT WITH FITTED KEY, TOLERANCE N; WITH HOLDING BRAKE PROTECTION CLASS IP65, | 1856 | TEM | 1 | MC | 9.801 | 1
1FK70614CF711SB2 | SIMOTICS S SYNCHRONOUS MOTOR 1FK7-HD PN=1,7 KW; UZK=600V M0=6,4NM (100K); NN=3000RPM; NATURAL COOLING, FRAME SIZE IMB 5 (IM V1, IM V3) FLANGE 1, WITH KTY TEMPERATURESENSOR POWER CONNECTOR ROTATABLE RESOLVER MULTI-POLE (RESOLVER P=3); SHAFT WITH FITTED KEY, TOLERANCE N; WITH HOLDING BRAKE PROTECTION CLASS IP65, FLANGE ON DRIVE END IP67; | 1856 | TEM | 1 | MC | 9.801 | 1
1FK70614CF711SG0 | SIMOTICS S SYNCHRONOUS MOTOR 1FK7-HD PN=1,7 KW; UZK=600V M0=6,4NM (100K); NN=3000RPM; NATURAL COOLING, FRAME SIZE IMB 5 (IM V1, IM V3) FLANGE 1, WITH KTY TEMPERATURESENSOR POWER CONNECTOR ROTATABLE RESOLVER MULTI-POLE (RESOLVER P=3); PLAIN SHAFT, TOLERANCE N; W/O HOLDING BRAKE PROTECTION CLASS IP64; | 1374 | TEM | 1 | MC | 9.502 | 1
1FK70614CF711SG1 | SIMOTICS S SYNCHRONOUS MOTOR 1FK7-HD PN=1,7 KW; UZK=600V M0=6,4NM (100K); NN=3000RPM; NATURAL COOLING, FRAME SIZE IMB 5 (IM V1, IM V3) FLANGE 1, WITH KTY TEMPERATURESENSOR POWER CONNECTOR ROTATABLE RESOLVER MULTI-POLE (RESOLVER P=3); PLAIN SHAFT, TOLERANCE N; W/O HOLDING BRAKE PROTECTION CLASS IP65, | 1467 | TEM | 1 | MC | 9.502 | 1
1FK70614CF711SG2 | SIMOTICS S SYNCHRONOUS MOTOR 1FK7-HD PN=1,7 KW; UZK=600V M0=6,4NM (100K); NN=3000RPM; NATURAL COOLING, FRAME SIZE IMB 5 (IM V1, IM V3) FLANGE 1, WITH KTY TEMPERATURESENSOR POWER CONNECTOR ROTATABLE RESOLVER MULTI-POLE (RESOLVER P=3); PLAIN SHAFT, TOLERANCE N; W/O HOLDING BRAKE PROTECTION CLASS IP65, FLANGE ON DRIVE END IP67; | 1467 | TEM | 1 | MC | 9.502 | 1
1FK70614CF711SH0 | SIMOTICS S SYNCHRONOUS MOTOR 1FK7-HD PN=1,7 KW; UZK=600V M0=6,4NM (100K); NN=3000RPM; NATURAL COOLING, FRAME SIZE IMB 5 (IM V1, IM V3) FLANGE 1, WITH KTY TEMPERATURESENSOR POWER CONNECTOR ROTATABLE RESOLVER MULTI-POLE (RESOLVER P=3); PLAIN SHAFT, TOLERANCE N; WITH HOLDING BRAKE PROTECTION CLASS IP64; | 1679 | TEM | 1 | MC | 9.801 | 1
1FK70614CF711SH1 | SIMOTICS S SYNCHRONOUS MOTOR 1FK7-HD PN=1,7 KW; UZK=600V M0=6,4NM (100K); NN=3000RPM; NATURAL COOLING, FRAME SIZE IMB 5 (IM V1, IM V3) FLANGE 1, WITH KTY TEMPERATURESENSOR POWER CONNECTOR ROTATABLE RESOLVER MULTI-POLE (RESOLVER P=3); PLAIN SHAFT, TOLERANCE N; WITH HOLDING BRAKE PROTECTION CLASS IP65, | 1772 | TEM | 1 | MC | 9.801 | 1
1FK70614CF711SH2 | SIMOTICS S SYNCHRONOUS MOTOR 1FK7-HD PN=1,7 KW; UZK=600V M0=6,4NM (100K); NN=3000RPM; NATURAL COOLING, FRAME SIZE IMB 5 (IM V1, IM V3) FLANGE 1, WITH KTY TEMPERATURESENSOR POWER CONNECTOR ROTATABLE RESOLVER MULTI-POLE (RESOLVER P=3); PLAIN SHAFT, TOLERANCE N; WITH HOLDING BRAKE PROTECTION CLASS IP65, FLANGE ON DRIVE END IP67; | 1772 | TEM | 1 | MC | 9.801 | 1
1FK70614CF711TA0 | SIMOTICS S SYNCHRONOUS MOTOR 1FK7-HD PN=1,7 KW; UZK=600V M0=6,4NM (100K); NN=3000RPM; NATURAL COOLING, FRAME SIZE IMB 5 (IM V1, IM V3) FLANGE 1, WITH KTY TEMPERATURESENSOR POWER CONNECTOR ROTATABLE RESOLVER 2-POLE (RESOLVER P=1); SHAFT WITH FITTED KEY, TOLERANCE N; W/O HOLDING BRAKE PROTECTION CLASS IP64; | 1460 | TEM | 1 | MC | 9.502 | 1
1FK70614CF711TA1 | SIMOTICS S SYNCHRONOUS MOTOR 1FK7-HD PN=1,7 KW; UZK=600V M0=6,4NM (100K); NN=3000RPM; NATURAL COOLING, FRAME SIZE IMB 5 (IM V1, IM V3) FLANGE 1, WITH KTY TEMPERATURESENSOR POWER CONNECTOR ROTATABLE RESOLVER 2-POLE (RESOLVER P=1); SHAFT WITH FITTED KEY, TOLERANCE N; W/O HOLDING BRAKE PROTECTION CLASS IP65, | 1553 | TEM | 1 | MC | 9.502 | 1
1FK70614CF711TA2 | SIMOTICS S SYNCHRONOUS MOTOR 1FK7-HD PN=1,7 KW; UZK=600V M0=6,4NM (100K); NN=3000RPM; NATURAL COOLING, FRAME SIZE IMB 5 (IM V1, IM V3) FLANGE 1, WITH KTY TEMPERATURESENSOR POWER CONNECTOR ROTATABLE RESOLVER 2-POLE (RESOLVER P=1); SHAFT WITH FITTED KEY, TOLERANCE N; W/O HOLDING BRAKE PROTECTION CLASS IP65, FLANGE ON DRIVE END IP67; | 1553 | TEM | 1 | MC | 9.502 | 1
1FK70614CF711TB0 | SIMOTICS S SYNCHRONOUS MOTOR 1FK7-HD PN=1,7 KW; UZK=600V M0=6,4NM (100K); NN=3000RPM; NATURAL COOLING, FRAME SIZE IMB 5 (IM V1, IM V3) FLANGE 1, WITH KTY TEMPERATURESENSOR POWER CONNECTOR ROTATABLE RESOLVER 2-POLE (RESOLVER P=1); SHAFT WITH FITTED KEY, TOLERANCE N; WITH HOLDING BRAKE PROTECTION CLASS IP64; | 1763 | TEM | 1 | MC | 9.801 | 1
1FK70614CF711TB1 | SIMOTICS S SYNCHRONOUS MOTOR 1FK7-HD PN=1,7 KW; UZK=600V M0=6,4NM (100K); NN=3000RPM; NATURAL COOLING, FRAME SIZE IMB 5 (IM V1, IM V3) FLANGE 1, WITH KTY TEMPERATURESENSOR POWER CONNECTOR ROTATABLE RESOLVER 2-POLE (RESOLVER P=1); SHAFT WITH FITTED KEY, TOLERANCE N; WITH HOLDING BRAKE PROTECTION CLASS IP65, | 1856 | TEM | 1 | MC | 9.801 | 1
1FK70614CF711TB2 | SIMOTICS S SYNCHRONOUS MOTOR 1FK7-HD PN=1,7 KW; UZK=600V M0=6,4NM (100K); NN=3000RPM; NATURAL COOLING, FRAME SIZE IMB 5 (IM V1, IM V3) FLANGE 1, WITH KTY TEMPERATURESENSOR POWER CONNECTOR ROTATABLE RESOLVER 2-POLE (RESOLVER P=1); SHAFT WITH FITTED KEY, TOLERANCE N; WITH HOLDING BRAKE PROTECTION CLASS IP65, FLANGE ON DRIVE END IP67; | 1856 | TEM | 1 | MC | 9.801 | 1
1FK70614CF711TG0 | SIMOTICS S SYNCHRONOUS MOTOR 1FK7-HD PN=1,7 KW; UZK=600V M0=6,4NM (100K); NN=3000RPM; NATURAL COOLING, FRAME SIZE IMB 5 (IM V1, IM V3) FLANGE 1, WITH KTY TEMPERATURESENSOR POWER CONNECTOR ROTATABLE RESOLVER 2-POLE (RESOLVER P=1); PLAIN SHAFT, TOLERANCE N; W/O HOLDING BRAKE PROTECTION CLASS IP64; | 1374 | TEM | 1 | MC | 9.502 | 1
1FK70614CF711TG1 | SIMOTICS S SYNCHRONOUS MOTOR 1FK7-HD PN=1,7 KW; UZK=600V M0=6,4NM (100K); NN=3000RPM; NATURAL COOLING, FRAME SIZE IMB 5 (IM V1, IM V3) FLANGE 1, WITH KTY TEMPERATURESENSOR POWER CONNECTOR ROTATABLE RESOLVER 2-POLE (RESOLVER P=1); PLAIN SHAFT, TOLERANCE N; W/O HOLDING BRAKE PROTECTION CLASS IP65, | 1467 | TEM | 1 | MC | 9.502 | 1
1FK70614CF711TG2 | SIMOTICS S SYNCHRONOUS MOTOR 1FK7-HD PN=1,7 KW; UZK=600V M0=6,4NM (100K); NN=3000RPM; NATURAL COOLING, FRAME SIZE IMB 5 (IM V1, IM V3) FLANGE 1, WITH KTY TEMPERATURESENSOR POWER CONNECTOR ROTATABLE RESOLVER 2-POLE (RESOLVER P=1); PLAIN SHAFT, TOLERANCE N; W/O HOLDING BRAKE PROTECTION CLASS IP65, FLANGE ON DRIVE END IP67; | 1467 | TEM | 1 | MC | 9.502 | 1
1FK70614CF711TH0 | SIMOTICS S SYNCHRONOUS MOTOR 1FK7-HD PN=1,7 KW; UZK=600V M0=6,4NM (100K); NN=3000RPM; NATURAL COOLING, FRAME SIZE IMB 5 (IM V1, IM V3) FLANGE 1, WITH KTY TEMPERATURESENSOR POWER CONNECTOR ROTATABLE RESOLVER 2-POLE (RESOLVER P=1); PLAIN SHAFT, TOLERANCE N; WITH HOLDING BRAKE PROTECTION CLASS IP64; | 1679 | TEM | 1 | MC | 9.801 | 1
1FK70614CF711TH1 | SIMOTICS S SYNCHRONOUS MOTOR 1FK7-HD PN=1,7 KW; UZK=600V M0=6,4NM (100K); NN=3000RPM; NATURAL COOLING, FRAME SIZE IMB 5 (IM V1, IM V3) FLANGE 1, WITH KTY TEMPERATURESENSOR POWER CONNECTOR ROTATABLE RESOLVER 2-POLE (RESOLVER P=1); PLAIN SHAFT, TOLERANCE N; WITH HOLDING BRAKE PROTECTION CLASS IP65, | 1772 | TEM | 1 | MC | 9.801 | 1
1FK70614CF711TH2 | SIMOTICS S SYNCHRONOUS MOTOR 1FK7-HD PN=1,7 KW; UZK=600V M0=6,4NM (100K); NN=3000RPM; NATURAL COOLING, FRAME SIZE IMB 5 (IM V1, IM V3) FLANGE 1, WITH KTY TEMPERATURESENSOR POWER CONNECTOR ROTATABLE RESOLVER 2-POLE (RESOLVER P=1); PLAIN SHAFT, TOLERANCE N; WITH HOLDING BRAKE PROTECTION CLASS IP65, FLANGE ON DRIVE END IP67; | 1772 | TEM | 1 | MC | 9.801 | 1
1FK70614CF711UA0 | SIMOTICS S SYNCHRONOUS MOTOR 1FK7-HD PN=1,7 KW; UZK=600V M0=6,4NM (100K); NN=3000RPM; NATURAL COOLING, FRAME SIZE IMB 5 (IM V1, IM V3) FLANGE 1 POWER CONNECTOR ROTATABLE RESOLVER MULTI-POLE WITH DRIVE-CLIQ INTERFACE; SHAFT WITH FITTED KEY, TOLERANCE N; W/O HOLDING BRAKE PROTECTION CLASS IP64; | 1701 | TEM | 1 | MC | 9.502 | 1
1FK70614CF711UA1 | SIMOTICS S SYNCHRONOUS MOTOR 1FK7-HD PN=1,7 KW; UZK=600V M0=6,4NM (100K); NN=3000RPM; NATURAL COOLING, FRAME SIZE IMB 5 (IM V1, IM V3) FLANGE 1 POWER CONNECTOR ROTATABLE RESOLVER MULTI-POLE WITH DRIVE-CLIQ INTERFACE; SHAFT WITH FITTED KEY, TOLERANCE N; W/O HOLDING BRAKE PROTECTION CLASS IP65, | 1794 | TEM | 1 | MC | 9.502 | 1
1FK70614CF711UA2 | SIMOTICS S SYNCHRONOUS MOTOR 1FK7-HD PN=1,7 KW; UZK=600V M0=6,4NM (100K); NN=3000RPM; NATURAL COOLING, FRAME SIZE IMB 5 (IM V1, IM V3) FLANGE 1 POWER CONNECTOR ROTATABLE RESOLVER MULTI-POLE WITH DRIVE-CLIQ INTERFACE; SHAFT WITH FITTED KEY, TOLERANCE N; W/O HOLDING BRAKE PROTECTION CLASS IP65, FLANGE ON DRIVE END IP67; | 1794 | TEM | 1 | MC | 9.502 | 1
1FK70614CF711UB0 | SIMOTICS S SYNCHRONOUS MOTOR 1FK7-HD PN=1,7 KW; UZK=600V M0=6,4NM (100K); NN=3000RPM; NATURAL COOLING, FRAME SIZE IMB 5 (IM V1, IM V3) FLANGE 1 POWER CONNECTOR ROTATABLE RESOLVER MULTI-POLE WITH DRIVE-CLIQ INTERFACE; SHAFT WITH FITTED KEY, TOLERANCE N; WITH HOLDING BRAKE PROTECTION CLASS IP64; | 2004 | TEM | 1 | MC | 9.801 | 1
1FK70614CF711UB1 | SIMOTICS S SYNCHRONOUS MOTOR 1FK7-HD PN=1,7 KW; UZK=600V M0=6,4NM (100K); NN=3000RPM; NATURAL COOLING, FRAME SIZE IMB 5 (IM V1, IM V3) FLANGE 1 POWER CONNECTOR ROTATABLE RESOLVER MULTI-POLE WITH DRIVE-CLIQ INTERFACE; SHAFT WITH FITTED KEY, TOLERANCE N; WITH HOLDING BRAKE PROTECTION CLASS IP65, | 2097 | TEM | 1 | MC | 9.801 | 1
1FK70614CF711UB2 | SIMOTICS S SYNCHRONOUS MOTOR 1FK7-HD PN=1,7 KW; UZK=600V M0=6,4NM (100K); NN=3000RPM; NATURAL COOLING, FRAME SIZE IMB 5 (IM V1, IM V3) FLANGE 1 POWER CONNECTOR ROTATABLE RESOLVER MULTI-POLE WITH DRIVE-CLIQ INTERFACE; SHAFT WITH FITTED KEY, TOLERANCE N; WITH HOLDING BRAKE PROTECTION CLASS IP65, FLANGE ON DRIVE END IP67; | 2097 | TEM | 1 | MC | 9.801 | 1
1FK70614CF711UG0 | SIMOTICS S SYNCHRONOUS MOTOR 1FK7-HD PN=1,7 KW; UZK=600V M0=6,4NM (100K); NN=3000RPM; NATURAL COOLING, FRAME SIZE IMB 5 (IM V1, IM V3) FLANGE 1 POWER CONNECTOR ROTATABLE RESOLVER MULTI-POLE WITH DRIVE-CLIQ INTERFACE; PLAIN SHAFT, TOLERANCE N; W/O HOLDING BRAKE PROTECTION CLASS IP64; | 1615 | TEM | 1 | MC | 9.502 | 1
1FK70614CF711UG1 | SIMOTICS S SYNCHRONOUS MOTOR 1FK7-HD PN=1,7 KW; UZK=600V M0=6,4NM (100K); NN=3000RPM; NATURAL COOLING, FRAME SIZE IMB 5 (IM V1, IM V3) FLANGE 1 POWER CONNECTOR ROTATABLE RESOLVER MULTI-POLE WITH DRIVE-CLIQ INTERFACE; PLAIN SHAFT, TOLERANCE N; W/O HOLDING BRAKE PROTECTION CLASS IP65, | 1708 | TEM | 1 | MC | 9.502 | 1
1FK70614CF711UG2 | SIMOTICS S SYNCHRONOUS MOTOR 1FK7-HD PN=1,7 KW; UZK=600V M0=6,4NM (100K); NN=3000RPM; NATURAL COOLING, FRAME SIZE IMB 5 (IM V1, IM V3) FLANGE 1 POWER CONNECTOR ROTATABLE RESOLVER MULTI-POLE WITH DRIVE-CLIQ INTERFACE; PLAIN SHAFT, TOLERANCE N; W/O HOLDING BRAKE PROTECTION CLASS IP65, FLANGE ON DRIVE END IP67; | 1708 | TEM | 1 | MC | 9.502 | 1
1FK70614CF711UH0 | SIMOTICS S SYNCHRONOUS MOTOR 1FK7-HD PN=1,7 KW; UZK=600V M0=6,4NM (100K); NN=3000RPM; NATURAL COOLING, FRAME SIZE IMB 5 (IM V1, IM V3) FLANGE 1 POWER CONNECTOR ROTATABLE RESOLVER MULTI-POLE WITH DRIVE-CLIQ INTERFACE; PLAIN SHAFT, TOLERANCE N; WITH HOLDING BRAKE PROTECTION CLASS IP64; | 1920 | TEM | 1 | MC | 9.801 | 1
1FK70614CF711UH1 | SIMOTICS S SYNCHRONOUS MOTOR 1FK7-HD PN=1,7 KW; UZK=600V M0=6,4NM (100K); NN=3000RPM; NATURAL COOLING, FRAME SIZE IMB 5 (IM V1, IM V3) FLANGE 1 POWER CONNECTOR ROTATABLE RESOLVER MULTI-POLE WITH DRIVE-CLIQ INTERFACE; PLAIN SHAFT, TOLERANCE N; WITH HOLDING BRAKE PROTECTION CLASS IP65, | 2013 | TEM | 1 | MC | 9.801 | 1
1FK70614CF711UH2 | SIMOTICS S SYNCHRONOUS MOTOR 1FK7-HD PN=1,7 KW; UZK=600V M0=6,4NM (100K); NN=3000RPM; NATURAL COOLING, FRAME SIZE IMB 5 (IM V1, IM V3) FLANGE 1 POWER CONNECTOR ROTATABLE RESOLVER MULTI-POLE WITH DRIVE-CLIQ INTERFACE; PLAIN SHAFT, TOLERANCE N; WITH HOLDING BRAKE PROTECTION CLASS IP65, FLANGE ON DRIVE END IP67; | 2013 | TEM | 1 | MC | 9.801 | 1
1FK70614CH711AA0 | SIMOTICS S SYNCHRONOUS MOTOR 1FK7-HD PN=2 KW; UZK=600V M0=6,4NM (100K); NN=4500RPM; NATURAL COOLING, FRAME SIZE IMB 5 (IM V1, IM V3) FLANGE 1, WITH KTY TEMPERATURESENSOR POWER CONNECTOR ROTATABLE INCREMENTAL ENCODER SIN/COS 1VPP;2048 S/R W. C-AND D-SPUR (ENCODER IC2048S/R) SHAFT WITH FITTED KEY, TOLERANCE N; W/O HOLDING BRAKE PROTECTION CLASS IP64; | 2046 | TEM | 1 | MC | 9.501 | 1
1FK70614CH711AA1 | SIMOTICS S SYNCHRONOUS MOTOR 1FK7-HD PN=2 KW; UZK=600V M0=6,4NM (100K); NN=4500RPM; NATURAL COOLING, FRAME SIZE IMB 5 (IM V1, IM V3) FLANGE 1, WITH KTY TEMPERATURESENSOR POWER CONNECTOR ROTATABLE INCREMENTAL ENCODER SIN/COS 1VPP;2048 S/R W. C-AND D-SPUR (ENCODER IC2048S/R) SHAFT WITH FITTED KEY, TOLERANCE N; W/O HOLDING BRAKE PROTECTION CLASS IP65, | 2139 | TEM | 1 | MC | 9.501 | 1
1FK70614CH711AA2 | SIMOTICS S SYNCHRONOUS MOTOR 1FK7-HD PN=2 KW; UZK=600V M0=6,4NM (100K); NN=4500RPM; NATURAL COOLING, FRAME SIZE IMB 5 (IM V1, IM V3) FLANGE 1, WITH KTY TEMPERATURESENSOR POWER CONNECTOR ROTATABLE INCREMENTAL ENCODER SIN/COS 1VPP;2048 S/R W. C-AND D-SPUR (ENCODER IC2048S/R) SHAFT WITH FITTED KEY, TOLERANCE N; W/O HOLDING BRAKE PROTECTION CLASS IP65, FLANGE ON DRIVE END IP67; | 2139 | TEM | 1 | MC | 9.501 | 1
1FK70614CH711AB0 | SIMOTICS S SYNCHRONOUS MOTOR 1FK7-HD PN=2 KW; UZK=600V M0=6,4NM (100K); NN=4500RPM; NATURAL COOLING, FRAME SIZE IMB 5 (IM V1, IM V3) FLANGE 1, WITH KTY TEMPERATURESENSOR POWER CONNECTOR ROTATABLE INCREMENTAL ENCODER SIN/COS 1VPP;2048 S/R W. C-AND D-SPUR (ENCODER IC2048S/R) SHAFT WITH FITTED KEY, TOLERANCE N; WITH HOLDING BRAKE PROTECTION CLASS IP64; | 2349 | TEM | 1 | MC | 9.8 | 1
1FK70614CH711AB1 | SIMOTICS S SYNCHRONOUS MOTOR 1FK7-HD PN=2 KW; UZK=600V M0=6,4NM (100K); NN=4500RPM; NATURAL COOLING, FRAME SIZE IMB 5 (IM V1, IM V3) FLANGE 1, WITH KTY TEMPERATURESENSOR POWER CONNECTOR ROTATABLE INCREMENTAL ENCODER SIN/COS 1VPP;2048 S/R W. C-AND D-SPUR (ENCODER IC2048S/R) SHAFT WITH FITTED KEY, TOLERANCE N; WITH HOLDING BRAKE PROTECTION CLASS IP65, | 2442 | TEM | 1 | MC | 9.8 | 1
1FK70614CH711AB2 | SIMOTICS S SYNCHRONOUS MOTOR 1FK7-HD PN=2 KW; UZK=600V M0=6,4NM (100K); NN=4500RPM; NATURAL COOLING, FRAME SIZE IMB 5 (IM V1, IM V3) FLANGE 1, WITH KTY TEMPERATURESENSOR POWER CONNECTOR ROTATABLE INCREMENTAL ENCODER SIN/COS 1VPP;2048 S/R W. C-AND D-SPUR (ENCODER IC2048S/R) SHAFT WITH FITTED KEY, TOLERANCE N; WITH HOLDING BRAKE PROTECTION CLASS IP65, FLANGE ON DRIVE END IP67; | 2442 | TEM | 1 | MC | 9.8 | 1
1FK70614CH711AG0 | SIMOTICS S SYNCHRONOUS MOTOR 1FK7-HD PN=2 KW; UZK=600V M0=6,4NM (100K); NN=4500RPM; NATURAL COOLING, FRAME SIZE IMB 5 (IM V1, IM V3) FLANGE 1, WITH KTY TEMPERATURESENSOR POWER CONNECTOR ROTATABLE INCREMENTAL ENCODER SIN/COS 1VPP;2048 S/R W. C-AND D-SPUR (ENCODER IC2048S/R) PLAIN SHAFT, TOLERANCE N; W/O HOLDING BRAKE PROTECTION CLASS IP64; | 1960 | TEM | 1 | MC | 9.501 | 1
1FK70614CH711AG1 | SIMOTICS S SYNCHRONOUS MOTOR 1FK7-HD PN=2 KW; UZK=600V M0=6,4NM (100K); NN=4500RPM; NATURAL COOLING, FRAME SIZE IMB 5 (IM V1, IM V3) FLANGE 1, WITH KTY TEMPERATURESENSOR POWER CONNECTOR ROTATABLE INCREMENTAL ENCODER SIN/COS 1VPP;2048 S/R W. C-AND D-SPUR (ENCODER IC2048S/R) PLAIN SHAFT, TOLERANCE N; W/O HOLDING BRAKE PROTECTION CLASS IP65, | 2053 | TEM | 1 | MC | 9.501 | 1
1FK70614CH711AG2 | SIMOTICS S SYNCHRONOUS MOTOR 1FK7-HD PN=2 KW; UZK=600V M0=6,4NM (100K); NN=4500RPM; NATURAL COOLING, FRAME SIZE IMB 5 (IM V1, IM V3) FLANGE 1, WITH KTY TEMPERATURESENSOR POWER CONNECTOR ROTATABLE INCREMENTAL ENCODER SIN/COS 1VPP;2048 S/R W. C-AND D-SPUR (ENCODER IC2048S/R) PLAIN SHAFT, TOLERANCE N; W/O HOLDING BRAKE PROTECTION CLASS IP65, FLANGE ON DRIVE END IP67; | 2053 | TEM | 1 | MC | 9.501 | 1
1FK70614CH711AH0 | SIMOTICS S SYNCHRONOUS MOTOR 1FK7-HD PN=2 KW; UZK=600V M0=6,4NM (100K); NN=4500RPM; NATURAL COOLING, FRAME SIZE IMB 5 (IM V1, IM V3) FLANGE 1, WITH KTY TEMPERATURESENSOR POWER CONNECTOR ROTATABLE INCREMENTAL ENCODER SIN/COS 1VPP;2048 S/R W. C-AND D-SPUR (ENCODER IC2048S/R) PLAIN SHAFT, TOLERANCE N; WITH HOLDING BRAKE PROTECTION CLASS IP64; | 2265 | TEM | 1 | MC | 9.8 | 1
1FK70614CH711AH1 | SIMOTICS S SYNCHRONOUS MOTOR 1FK7-HD PN=2 KW; UZK=600V M0=6,4NM (100K); NN=4500RPM; NATURAL COOLING, FRAME SIZE IMB 5 (IM V1, IM V3) FLANGE 1, WITH KTY TEMPERATURESENSOR POWER CONNECTOR ROTATABLE INCREMENTAL ENCODER SIN/COS 1VPP;2048 S/R W. C-AND D-SPUR (ENCODER IC2048S/R) PLAIN SHAFT, TOLERANCE N; WITH HOLDING BRAKE PROTECTION CLASS IP65, | 2358 | TEM | 1 | MC | 9.8 | 1
1FK70614CH711AH2 | SIMOTICS S SYNCHRONOUS MOTOR 1FK7-HD PN=2 KW; UZK=600V M0=6,4NM (100K); NN=4500RPM; NATURAL COOLING, FRAME SIZE IMB 5 (IM V1, IM V3) FLANGE 1, WITH KTY TEMPERATURESENSOR POWER CONNECTOR ROTATABLE INCREMENTAL ENCODER SIN/COS 1VPP;2048 S/R W. C-AND D-SPUR (ENCODER IC2048S/R) PLAIN SHAFT, TOLERANCE N; WITH HOLDING BRAKE PROTECTION CLASS IP65, FLANGE ON DRIVE END IP67; | 2358 | TEM | 1 | MC | 9.8 | 1
1FK70614CH711BA0 | SIMOTICS S SYNCHRONOUS MOTOR 1FK7-HD PN=2 KW; UZK=600V M0=6,4NM (100K); NN=4500RPM; NATURAL COOLING, FRAME SIZE IMB 5 (IM V1, IM V3) FLANGE 1 POWER CONNECTOR ROTATABLE ABSOLUTE ENCODER SINGLETURN 24 BIT WITH DRIVE CLIQ INTERFACE (ENCODER AS24DQI) SHAFT WITH FITTED KEY, TOLERANCE N; W/O HOLDING BRAKE PROTECTION CLASS IP64; | 2287 | TEM | 1 | MC | 9.501 | 1
1FK70614CH711BA1 | SIMOTICS S SYNCHRONOUS MOTOR 1FK7-HD PN=2 KW; UZK=600V M0=6,4NM (100K); NN=4500RPM; NATURAL COOLING, FRAME SIZE IMB 5 (IM V1, IM V3) FLANGE 1 POWER CONNECTOR ROTATABLE ABSOLUTE ENCODER SINGLETURN 24 BIT WITH DRIVE CLIQ INTERFACE (ENCODER AS24DQI) SHAFT WITH FITTED KEY, TOLERANCE N; W/O HOLDING BRAKE PROTECTION CLASS IP65, | 2380 | TEM | 1 | MC | 9.501 | 1
1FK70614CH711BA2 | SIMOTICS S SYNCHRONOUS MOTOR 1FK7-HD PN=2 KW; UZK=600V M0=6,4NM (100K); NN=4500RPM; NATURAL COOLING, FRAME SIZE IMB 5 (IM V1, IM V3) FLANGE 1 POWER CONNECTOR ROTATABLE ABSOLUTE ENCODER SINGLETURN 24 BIT WITH DRIVE CLIQ INTERFACE (ENCODER AS24DQI) SHAFT WITH FITTED KEY, TOLERANCE N; W/O HOLDING BRAKE PROTECTION CLASS IP65, FLANGE ON DRIVE END IP67; | 2380 | TEM | 1 | MC | 9.501 | 1
1FK70614CH711BB0 | SIMOTICS S SYNCHRONOUS MOTOR 1FK7-HD PN=2 KW; UZK=600V M0=6,4NM (100K); NN=4500RPM; NATURAL COOLING, FRAME SIZE IMB 5 (IM V1, IM V3) FLANGE 1 POWER CONNECTOR ROTATABLE ABSOLUTE ENCODER SINGLETURN 24 BIT WITH DRIVE CLIQ INTERFACE (ENCODER AS24DQI) SHAFT WITH FITTED KEY, TOLERANCE N; WITH HOLDING BRAKE PROTECTION CLASS IP64; | 2590 | TEM | 1 | MC | 9.8 | 1
1FK70614CH711BB1 | SIMOTICS S SYNCHRONOUS MOTOR 1FK7-HD PN=2 KW; UZK=600V M0=6,4NM (100K); NN=4500RPM; NATURAL COOLING, FRAME SIZE IMB 5 (IM V1, IM V3) FLANGE 1 POWER CONNECTOR ROTATABLE ABSOLUTE ENCODER SINGLETURN 24 BIT WITH DRIVE CLIQ INTERFACE (ENCODER AS24DQI) SHAFT WITH FITTED KEY, TOLERANCE N; WITH HOLDING BRAKE PROTECTION CLASS IP65, | 2683 | TEM | 1 | MC | 9.8 | 1
1FK70614CH711BB2 | SIMOTICS S SYNCHRONOUS MOTOR 1FK7-HD PN=2 KW; UZK=600V M0=6,4NM (100K); NN=4500RPM; NATURAL COOLING, FRAME SIZE IMB 5 (IM V1, IM V3) FLANGE 1 POWER CONNECTOR ROTATABLE ABSOLUTE ENCODER SINGLETURN 24 BIT WITH DRIVE CLIQ INTERFACE (ENCODER AS24DQI) SHAFT WITH FITTED KEY, TOLERANCE N; WITH HOLDING BRAKE PROTECTION CLASS IP65, FLANGE ON DRIVE END IP67; | 2683 | TEM | 1 | MC | 9.8 | 1
1FK70614CH711BG0 | SIMOTICS S SYNCHRONOUS MOTOR 1FK7-HD PN=2 KW; UZK=600V M0=6,4NM (100K); NN=4500RPM; NATURAL COOLING, FRAME SIZE IMB 5 (IM V1, IM V3) FLANGE 1 POWER CONNECTOR ROTATABLE ABSOLUTE ENCODER SINGLETURN 24 BIT WITH DRIVE CLIQ INTERFACE (ENCODER AS24DQI) PLAIN SHAFT, TOLERANCE N; W/O HOLDING BRAKE PROTECTION CLASS IP64; | 2201 | TEM | 1 | MC | 9.501 | 1
1FK70614CH711BG1 | SIMOTICS S SYNCHRONOUS MOTOR 1FK7-HD PN=2 KW; UZK=600V M0=6,4NM (100K); NN=4500RPM; NATURAL COOLING, FRAME SIZE IMB 5 (IM V1, IM V3) FLANGE 1 POWER CONNECTOR ROTATABLE ABSOLUTE ENCODER SINGLETURN 24 BIT WITH DRIVE CLIQ INTERFACE (ENCODER AS24DQI) PLAIN SHAFT, TOLERANCE N; W/O HOLDING BRAKE PROTECTION CLASS IP65, | 2294 | TEM | 1 | MC | 9.501 | 1
1FK70614CH711BG2 | SIMOTICS S SYNCHRONOUS MOTOR 1FK7-HD PN=2 KW; UZK=600V M0=6,4NM (100K); NN=4500RPM; NATURAL COOLING, FRAME SIZE IMB 5 (IM V1, IM V3) FLANGE 1 POWER CONNECTOR ROTATABLE ABSOLUTE ENCODER SINGLETURN 24 BIT WITH DRIVE CLIQ INTERFACE (ENCODER AS24DQI) PLAIN SHAFT, TOLERANCE N; W/O HOLDING BRAKE PROTECTION CLASS IP65, FLANGE ON DRIVE END IP67; | 2294 | TEM | 1 | MC | 9.501 | 1
1FK70614CH711BH0 | SIMOTICS S SYNCHRONOUS MOTOR 1FK7-HD PN=2 KW; UZK=600V M0=6,4NM (100K); NN=4500RPM; NATURAL COOLING, FRAME SIZE IMB 5 (IM V1, IM V3) FLANGE 1 POWER CONNECTOR ROTATABLE ABSOLUTE ENCODER SINGLETURN 24 BIT WITH DRIVE CLIQ INTERFACE (ENCODER AS24DQI) PLAIN SHAFT, TOLERANCE N; WITH HOLDING BRAKE PROTECTION CLASS IP64; | 2506 | TEM | 1 | MC | 9.8 | 1
1FK70614CH711BH1 | SIMOTICS S SYNCHRONOUS MOTOR 1FK7-HD PN=2 KW; UZK=600V M0=6,4NM (100K); NN=4500RPM; NATURAL COOLING, FRAME SIZE IMB 5 (IM V1, IM V3) FLANGE 1 POWER CONNECTOR ROTATABLE ABSOLUTE ENCODER SINGLETURN 24 BIT WITH DRIVE CLIQ INTERFACE (ENCODER AS24DQI) PLAIN SHAFT, TOLERANCE N; WITH HOLDING BRAKE PROTECTION CLASS IP65, | 2599 | TEM | 1 | MC | 9.8 | 1
1FK70614CH711BH2 | SIMOTICS S SYNCHRONOUS MOTOR 1FK7-HD PN=2 KW; UZK=600V M0=6,4NM (100K); NN=4500RPM; NATURAL COOLING, FRAME SIZE IMB 5 (IM V1, IM V3) FLANGE 1 POWER CONNECTOR ROTATABLE ABSOLUTE ENCODER SINGLETURN 24 BIT WITH DRIVE CLIQ INTERFACE (ENCODER AS24DQI) PLAIN SHAFT, TOLERANCE N; WITH HOLDING BRAKE PROTECTION CLASS IP65, FLANGE ON DRIVE END IP67; | 2599 | TEM | 1 | MC | 9.8 | 1
1FK70614CH711CA0 | SIMOTICS S SYNCHRONOUS MOTOR 1FK7-HD PN=2 KW; UZK=600V M0=6,4NM (100K); NN=4500RPM; NATURAL COOLING, FRAME SIZE IMB 5 (IM V1, IM V3) FLANGE 1 POWER CONNECTOR ROTATABLE ABSOLUTE ENCODER 24 BIT + 12 BIT MULTITURN WITH DRIVE-CLIQ INTERFACE (ENCODER AM24DQI) SHAFT WITH FITTED KEY, TOLERANCE N; W/O HOLDING BRAKE PROTECTION CLASS IP64; | 2656 | TEM | 1 | MC | 9.501 | 1
1FK70614CH711CA1 | SIMOTICS S SYNCHRONOUS MOTOR 1FK7-HD PN=2 KW; UZK=600V M0=6,4NM (100K); NN=4500RPM; NATURAL COOLING, FRAME SIZE IMB 5 (IM V1, IM V3) FLANGE 1 POWER CONNECTOR ROTATABLE ABSOLUTE ENCODER 24 BIT + 12 BIT MULTITURN WITH DRIVE-CLIQ INTERFACE (ENCODER AM24DQI) SHAFT WITH FITTED KEY, TOLERANCE N; W/O HOLDING BRAKE PROTECTION CLASS IP65, | 2750 | TEM | 1 | MC | 9.501 | 1
1FK70614CH711CA2 | SIMOTICS S SYNCHRONOUS MOTOR 1FK7-HD PN=2 KW; UZK=600V M0=6,4NM (100K); NN=4500RPM; NATURAL COOLING, FRAME SIZE IMB 5 (IM V1, IM V3) FLANGE 1 POWER CONNECTOR ROTATABLE ABSOLUTE ENCODER 24 BIT + 12 BIT MULTITURN WITH DRIVE-CLIQ INTERFACE (ENCODER AM24DQI) SHAFT WITH FITTED KEY, TOLERANCE N; W/O HOLDING BRAKE PROTECTION CLASS IP65, FLANGE ON DRIVE END IP67; | 2750 | TEM | 1 | MC | 9.501 | 1
1FK70614CH711CB0 | SIMOTICS S SYNCHRONOUS MOTOR 1FK7-HD PN=2 KW; UZK=600V M0=6,4NM (100K); NN=4500RPM; NATURAL COOLING, FRAME SIZE IMB 5 (IM V1, IM V3) FLANGE 1 POWER CONNECTOR ROTATABLE ABSOLUTE ENCODER 24 BIT + 12 BIT MULTITURN WITH DRIVE-CLIQ INTERFACE (ENCODER AM24DQI) SHAFT WITH FITTED KEY, TOLERANCE N; WITH HOLDING BRAKE PROTECTION CLASS IP64; | 2959 | TEM | 1 | MC | 9.8 | 1
1FK70614CH711CB1 | SIMOTICS S SYNCHRONOUS MOTOR 1FK7-HD PN=2 KW; UZK=600V M0=6,4NM (100K); NN=4500RPM; NATURAL COOLING, FRAME SIZE IMB 5 (IM V1, IM V3) FLANGE 1 POWER CONNECTOR ROTATABLE ABSOLUTE ENCODER 24 BIT + 12 BIT MULTITURN WITH DRIVE-CLIQ INTERFACE (ENCODER AM24DQI) SHAFT WITH FITTED KEY, TOLERANCE N; WITH HOLDING BRAKE PROTECTION CLASS IP65, | 3053 | TEM | 1 | MC | 9.8 | 1
1FK70614CH711CB2 | SIMOTICS S SYNCHRONOUS MOTOR 1FK7-HD PN=2 KW; UZK=600V M0=6,4NM (100K); NN=4500RPM; NATURAL COOLING, FRAME SIZE IMB 5 (IM V1, IM V3) FLANGE 1 POWER CONNECTOR ROTATABLE ABSOLUTE ENCODER 24 BIT + 12 BIT MULTITURN WITH DRIVE-CLIQ INTERFACE (ENCODER AM24DQI) SHAFT WITH FITTED KEY, TOLERANCE N; WITH HOLDING BRAKE PROTECTION CLASS IP65, FLANGE ON DRIVE END IP67; | 3053 | TEM | 1 | MC | 9.8 | 1
1FK70614CH711CG0 | SIMOTICS S SYNCHRONOUS MOTOR 1FK7-HD PN=2 KW; UZK=600V M0=6,4NM (100K); NN=4500RPM; NATURAL COOLING, FRAME SIZE IMB 5 (IM V1, IM V3) FLANGE 1 POWER CONNECTOR ROTATABLE ABSOLUTE ENCODER 24 BIT + 12 BIT MULTITURN WITH DRIVE-CLIQ INTERFACE (ENCODER AM24DQI) PLAIN SHAFT, TOLERANCE N; W/O HOLDING BRAKE PROTECTION CLASS IP64; | 2570 | TEM | 1 | MC | 9.501 | 1
1FK70614CH711CG1 | SIMOTICS S SYNCHRONOUS MOTOR 1FK7-HD PN=2 KW; UZK=600V M0=6,4NM (100K); NN=4500RPM; NATURAL COOLING, FRAME SIZE IMB 5 (IM V1, IM V3) FLANGE 1 POWER CONNECTOR ROTATABLE ABSOLUTE ENCODER 24 BIT + 12 BIT MULTITURN WITH DRIVE-CLIQ INTERFACE (ENCODER AM24DQI) PLAIN SHAFT, TOLERANCE N; W/O HOLDING BRAKE PROTECTION CLASS IP65, | 2663 | TEM | 1 | MC | 9.501 | 1
1FK70614CH711CG2 | SIMOTICS S SYNCHRONOUS MOTOR 1FK7-HD PN=2 KW; UZK=600V M0=6,4NM (100K); NN=4500RPM; NATURAL COOLING, FRAME SIZE IMB 5 (IM V1, IM V3) FLANGE 1 POWER CONNECTOR ROTATABLE ABSOLUTE ENCODER 24 BIT + 12 BIT MULTITURN WITH DRIVE-CLIQ INTERFACE (ENCODER AM24DQI) PLAIN SHAFT, TOLERANCE N; W/O HOLDING BRAKE PROTECTION CLASS IP65, FLANGE ON DRIVE END IP67; | 2663 | TEM | 1 | MC | 9.501 | 1
1FK70614CH711CH0 | SIMOTICS S SYNCHRONOUS MOTOR 1FK7-HD PN=2 KW; UZK=600V M0=6,4NM (100K); NN=4500RPM; NATURAL COOLING, FRAME SIZE IMB 5 (IM V1, IM V3) FLANGE 1 POWER CONNECTOR ROTATABLE ABSOLUTE ENCODER 24 BIT + 12 BIT MULTITURN WITH DRIVE-CLIQ INTERFACE (ENCODER AM24DQI) PLAIN SHAFT, TOLERANCE N; WITH HOLDING BRAKE PROTECTION CLASS IP64; | 2875 | TEM | 1 | MC | 9.8 | 1
1FK70614CH711CH1 | SIMOTICS S SYNCHRONOUS MOTOR 1FK7-HD PN=2 KW; UZK=600V M0=6,4NM (100K); NN=4500RPM; NATURAL COOLING, FRAME SIZE IMB 5 (IM V1, IM V3) FLANGE 1 POWER CONNECTOR ROTATABLE ABSOLUTE ENCODER 24 BIT + 12 BIT MULTITURN WITH DRIVE-CLIQ INTERFACE (ENCODER AM24DQI) PLAIN SHAFT, TOLERANCE N; WITH HOLDING BRAKE PROTECTION CLASS IP65, | 2969 | TEM | 1 | MC | 9.8 | 1
1FK70614CH711CH2 | SIMOTICS S SYNCHRONOUS MOTOR 1FK7-HD PN=2 KW; UZK=600V M0=6,4NM (100K); NN=4500RPM; NATURAL COOLING, FRAME SIZE IMB 5 (IM V1, IM V3) FLANGE 1 POWER CONNECTOR ROTATABLE ABSOLUTE ENCODER 24 BIT + 12 BIT MULTITURN WITH DRIVE-CLIQ INTERFACE (ENCODER AM24DQI) PLAIN SHAFT, TOLERANCE N; WITH HOLDING BRAKE PROTECTION CLASS IP65, FLANGE ON DRIVE END IP67; | 2969 | TEM | 1 | MC | 9.8 | 1
1FK70614CH711EA0 | SIMOTICS S SYNCHRONOUS MOTOR 1FK7-HD PN=2 KW; UZK=600V M0=6,4NM (100K); NN=4500RPM; NATURAL COOLING, FRAME SIZE IMB 5 (IM V1, IM V3) FLANGE 1, WITH KTY TEMPERATURESENSOR POWER CONNECTOR ROTATABLE ABSOLUTE ENCODERR 2048 S/R + 4096 UMDREHUNGEN MULTITURN, WITH ENDAT-SCHNITTSTELLE (ENCODER AM2048S/R) SHAFT WITH FITTED KEY, TOLERANCE N; W/O HOLDING BRAKE PROTECTION CLASS IP64; | 2417 | TEM | 1 | MC | 9.501 | 1
1FK70614CH711EA1 | SIMOTICS S SYNCHRONOUS MOTOR 1FK7-HD PN=2 KW; UZK=600V M0=6,4NM (100K); NN=4500RPM; NATURAL COOLING, FRAME SIZE IMB 5 (IM V1, IM V3) FLANGE 1, WITH KTY TEMPERATURESENSOR POWER CONNECTOR ROTATABLE ABSOLUTE ENCODERR 2048 S/R + 4096 UMDREHUNGEN MULTITURN, WITH ENDAT-SCHNITTSTELLE (ENCODER AM2048S/R) SHAFT WITH FITTED KEY, TOLERANCE N; W/O HOLDING BRAKE PROTECTION CLASS IP65, | 2511 | TEM | 1 | MC | 9.501 | 1
1FK70614CH711EA2 | SIMOTICS S SYNCHRONOUS MOTOR 1FK7-HD PN=2 KW; UZK=600V M0=6,4NM (100K); NN=4500RPM; NATURAL COOLING, FRAME SIZE IMB 5 (IM V1, IM V3) FLANGE 1, WITH KTY TEMPERATURESENSOR POWER CONNECTOR ROTATABLE ABSOLUTE ENCODERR 2048 S/R + 4096 UMDREHUNGEN MULTITURN, WITH ENDAT-SCHNITTSTELLE (ENCODER AM2048S/R) SHAFT WITH FITTED KEY, TOLERANCE N; W/O HOLDING BRAKE PROTECTION CLASS IP65, FLANGE ON DRIVE END IP67; | 2511 | TEM | 1 | MC | 9.501 | 1
1FK70614CH711EB0 | SIMOTICS S SYNCHRONOUS MOTOR 1FK7-HD PN=2 KW; UZK=600V M0=6,4NM (100K); NN=4500RPM; NATURAL COOLING, FRAME SIZE IMB 5 (IM V1, IM V3) FLANGE 1, WITH KTY TEMPERATURESENSOR POWER CONNECTOR ROTATABLE ABSOLUTE ENCODERR 2048 S/R + 4096 UMDREHUNGEN MULTITURN, WITH ENDAT-SCHNITTSTELLE (ENCODER AM2048S/R) SHAFT WITH FITTED KEY, TOLERANCE N; WITH HOLDING BRAKE PROTECTION CLASS IP64; | 2720 | TEM | 1 | MC | 9.8 | 1
1FK70614CH711EB1 | SIMOTICS S SYNCHRONOUS MOTOR 1FK7-HD PN=2 KW; UZK=600V M0=6,4NM (100K); NN=4500RPM; NATURAL COOLING, FRAME SIZE IMB 5 (IM V1, IM V3) FLANGE 1, WITH KTY TEMPERATURESENSOR POWER CONNECTOR ROTATABLE ABSOLUTE ENCODERR 2048 S/R + 4096 UMDREHUNGEN MULTITURN, WITH ENDAT-SCHNITTSTELLE (ENCODER AM2048S/R) SHAFT WITH FITTED KEY, TOLERANCE N; WITH HOLDING BRAKE PROTECTION CLASS IP65, | 2814 | TEM | 1 | MC | 9.8 | 1
1FK70614CH711EB2 | SIMOTICS S SYNCHRONOUS MOTOR 1FK7-HD PN=2 KW; UZK=600V M0=6,4NM (100K); NN=4500RPM; NATURAL COOLING, FRAME SIZE IMB 5 (IM V1, IM V3) FLANGE 1, WITH KTY TEMPERATURESENSOR POWER CONNECTOR ROTATABLE ABSOLUTE ENCODERR 2048 S/R + 4096 UMDREHUNGEN MULTITURN, WITH ENDAT-SCHNITTSTELLE (ENCODER AM2048S/R) SHAFT WITH FITTED KEY, TOLERANCE N; WITH HOLDING BRAKE PROTECTION CLASS IP65, FLANGE ON DRIVE END IP67; | 2814 | TEM | 1 | MC | 9.8 | 1
1FK70614CH711EG0 | SIMOTICS S SYNCHRONOUS MOTOR 1FK7-HD PN=2 KW; UZK=600V M0=6,4NM (100K); NN=4500RPM; NATURAL COOLING, FRAME SIZE IMB 5 (IM V1, IM V3) FLANGE 1, WITH KTY TEMPERATURESENSOR POWER CONNECTOR ROTATABLE ABSOLUTE ENCODERR 2048 S/R + 4096 UMDREHUNGEN MULTITURN, WITH ENDAT-SCHNITTSTELLE (ENCODER AM2048S/R) PLAIN SHAFT, TOLERANCE N; W/O HOLDING BRAKE PROTECTION CLASS IP64; | 2331 | TEM | 1 | MC | 9.501 | 1
1FK70614CH711EG1 | SIMOTICS S SYNCHRONOUS MOTOR 1FK7-HD PN=2 KW; UZK=600V M0=6,4NM (100K); NN=4500RPM; NATURAL COOLING, FRAME SIZE IMB 5 (IM V1, IM V3) FLANGE 1, WITH KTY TEMPERATURESENSOR POWER CONNECTOR ROTATABLE ABSOLUTE ENCODERR 2048 S/R + 4096 UMDREHUNGEN MULTITURN, WITH ENDAT-SCHNITTSTELLE (ENCODER AM2048S/R) PLAIN SHAFT, TOLERANCE N; W/O HOLDING BRAKE PROTECTION CLASS IP65, | 2425 | TEM | 1 | MC | 9.501 | 1
1FK70614CH711EG2 | SIMOTICS S SYNCHRONOUS MOTOR 1FK7-HD PN=2 KW; UZK=600V M0=6,4NM (100K); NN=4500RPM; NATURAL COOLING, FRAME SIZE IMB 5 (IM V1, IM V3) FLANGE 1, WITH KTY TEMPERATURESENSOR POWER CONNECTOR ROTATABLE ABSOLUTE ENCODERR 2048 S/R + 4096 UMDREHUNGEN MULTITURN, WITH ENDAT-SCHNITTSTELLE (ENCODER AM2048S/R) PLAIN SHAFT, TOLERANCE N; W/O HOLDING BRAKE PROTECTION CLASS IP65, FLANGE ON DRIVE END IP67; | 2425 | TEM | 1 | MC | 9.501 | 1
1FK70614CH711EH0 | SIMOTICS S SYNCHRONOUS MOTOR 1FK7-HD PN=2 KW; UZK=600V M0=6,4NM (100K); NN=4500RPM; NATURAL COOLING, FRAME SIZE IMB 5 (IM V1, IM V3) FLANGE 1, WITH KTY TEMPERATURESENSOR POWER CONNECTOR ROTATABLE ABSOLUTE ENCODERR 2048 S/R + 4096 UMDREHUNGEN MULTITURN, WITH ENDAT-SCHNITTSTELLE (ENCODER AM2048S/R) PLAIN SHAFT, TOLERANCE N; WITH HOLDING BRAKE PROTECTION CLASS IP64; | 2636 | TEM | 1 | MC | 9.8 | 1
1FK70614CH711EH1 | SIMOTICS S SYNCHRONOUS MOTOR 1FK7-HD PN=2 KW; UZK=600V M0=6,4NM (100K); NN=4500RPM; NATURAL COOLING, FRAME SIZE IMB 5 (IM V1, IM V3) FLANGE 1, WITH KTY TEMPERATURESENSOR POWER CONNECTOR ROTATABLE ABSOLUTE ENCODERR 2048 S/R + 4096 UMDREHUNGEN MULTITURN, WITH ENDAT-SCHNITTSTELLE (ENCODER AM2048S/R) PLAIN SHAFT, TOLERANCE N; WITH HOLDING BRAKE PROTECTION CLASS IP65, | 2730 | TEM | 1 | MC | 9.8 | 1
1FK70614CH711EH2 | SIMOTICS S SYNCHRONOUS MOTOR 1FK7-HD PN=2 KW; UZK=600V M0=6,4NM (100K); NN=4500RPM; NATURAL COOLING, FRAME SIZE IMB 5 (IM V1, IM V3) FLANGE 1, WITH KTY TEMPERATURESENSOR POWER CONNECTOR ROTATABLE ABSOLUTE ENCODERR 2048 S/R + 4096 UMDREHUNGEN MULTITURN, WITH ENDAT-SCHNITTSTELLE (ENCODER AM2048S/R) PLAIN SHAFT, TOLERANCE N; WITH HOLDING BRAKE PROTECTION CLASS IP65, FLANGE ON DRIVE END IP67; | 2730 | TEM | 1 | MC | 9.8 | 1
1FK70614CH711KA0 | SIMOTICS S SYNCHRONOUS MOTOR 1FK7-HD PN=2 KW; UZK=600V M0=6,4NM (100K); NN=4500RPM; NATURAL COOLING, FRAME SIZE IMB 5 (IM V1, IM V3) FLANGE 1 POWER CONNECTOR ROTATABLE ABSOLUTE ENCODER 16BIT + 12BIT MULTITURN, WITH DRIVE-CLIQ INTERFACE (ENCODER AM16DQ) SHAFT WITH FITTED KEY, TOLERANCE N; W/O HOLDING BRAKE PROTECTION CLASS IP64; | 2219 | TEM | 1 | MC | 9.501 | 1
1FK70614CH711KA1 | SIMOTICS S SYNCHRONOUS MOTOR 1FK7-HD PN=2 KW; UZK=600V M0=6,4NM (100K); NN=4500RPM; NATURAL COOLING, FRAME SIZE IMB 5 (IM V1, IM V3) FLANGE 1 POWER CONNECTOR ROTATABLE ABSOLUTE ENCODER 16BIT + 12BIT MULTITURN, WITH DRIVE-CLIQ INTERFACE (ENCODER AM16DQ) SHAFT WITH FITTED KEY, TOLERANCE N; W/O HOLDING BRAKE PROTECTION CLASS IP65, | 2312 | TEM | 1 | MC | 9.501 | 1
1FK70614CH711KA2 | SIMOTICS S SYNCHRONOUS MOTOR 1FK7-HD PN=2 KW; UZK=600V M0=6,4NM (100K); NN=4500RPM; NATURAL COOLING, FRAME SIZE IMB 5 (IM V1, IM V3) FLANGE 1 POWER CONNECTOR ROTATABLE ABSOLUTE ENCODER 16BIT + 12BIT MULTITURN, WITH DRIVE-CLIQ INTERFACE (ENCODER AM16DQ) SHAFT WITH FITTED KEY, TOLERANCE N; W/O HOLDING BRAKE PROTECTION CLASS IP65, FLANGE ON DRIVE END IP67; | 2312 | TEM | 1 | MC | 9.501 | 1
1FK70614CH711KB0 | SIMOTICS S SYNCHRONOUS MOTOR 1FK7-HD PN=2 KW; UZK=600V M0=6,4NM (100K); NN=4500RPM; NATURAL COOLING, FRAME SIZE IMB 5 (IM V1, IM V3) FLANGE 1 POWER CONNECTOR ROTATABLE ABSOLUTE ENCODER 16BIT + 12BIT MULTITURN, WITH DRIVE-CLIQ INTERFACE (ENCODER AM16DQ) SHAFT WITH FITTED KEY, TOLERANCE N; WITH HOLDING BRAKE PROTECTION CLASS IP64; | 2522 | TEM | 1 | MC | 9.8 | 1
1FK70614CH711KB1 | SIMOTICS S SYNCHRONOUS MOTOR 1FK7-HD PN=2 KW; UZK=600V M0=6,4NM (100K); NN=4500RPM; NATURAL COOLING, FRAME SIZE IMB 5 (IM V1, IM V3) FLANGE 1 POWER CONNECTOR ROTATABLE ABSOLUTE ENCODER 16BIT + 12BIT MULTITURN, WITH DRIVE-CLIQ INTERFACE (ENCODER AM16DQ) SHAFT WITH FITTED KEY, TOLERANCE N; WITH HOLDING BRAKE PROTECTION CLASS IP65, | 2615 | TEM | 1 | MC | 9.8 | 1
1FK70614CH711KB2 | SIMOTICS S SYNCHRONOUS MOTOR 1FK7-HD PN=2 KW; UZK=600V M0=6,4NM (100K); NN=4500RPM; NATURAL COOLING, FRAME SIZE IMB 5 (IM V1, IM V3) FLANGE 1 POWER CONNECTOR ROTATABLE ABSOLUTE ENCODER 16BIT + 12BIT MULTITURN, WITH DRIVE-CLIQ INTERFACE (ENCODER AM16DQ) SHAFT WITH FITTED KEY, TOLERANCE N; WITH HOLDING BRAKE PROTECTION CLASS IP65, FLANGE ON DRIVE END IP67; | 2615 | TEM | 1 | MC | 9.8 | 1
1FK70614CH711KG0 | SIMOTICS S SYNCHRONOUS MOTOR 1FK7-HD PN=2 KW; UZK=600V M0=6,4NM (100K); NN=4500RPM; NATURAL COOLING, FRAME SIZE IMB 5 (IM V1, IM V3) FLANGE 1 POWER CONNECTOR ROTATABLE ABSOLUTE ENCODER 16BIT + 12BIT MULTITURN, WITH DRIVE-CLIQ INTERFACE (ENCODER AM16DQ) PLAIN SHAFT, TOLERANCE N; W/O HOLDING BRAKE PROTECTION CLASS IP64; | 2133 | TEM | 1 | MC | 9.501 | 1
1FK70614CH711KG1 | SIMOTICS S SYNCHRONOUS MOTOR 1FK7-HD PN=2 KW; UZK=600V M0=6,4NM (100K); NN=4500RPM; NATURAL COOLING, FRAME SIZE IMB 5 (IM V1, IM V3) FLANGE 1 POWER CONNECTOR ROTATABLE ABSOLUTE ENCODER 16BIT + 12BIT MULTITURN, WITH DRIVE-CLIQ INTERFACE (ENCODER AM16DQ) PLAIN SHAFT, TOLERANCE N; W/O HOLDING BRAKE PROTECTION CLASS IP65, | 2226 | TEM | 1 | MC | 9.501 | 1
1FK70614CH711KG2 | SIMOTICS S SYNCHRONOUS MOTOR 1FK7-HD PN=2 KW; UZK=600V M0=6,4NM (100K); NN=4500RPM; NATURAL COOLING, FRAME SIZE IMB 5 (IM V1, IM V3) FLANGE 1 POWER CONNECTOR ROTATABLE ABSOLUTE ENCODER 16BIT + 12BIT MULTITURN, WITH DRIVE-CLIQ INTERFACE (ENCODER AM16DQ) PLAIN SHAFT, TOLERANCE N; W/O HOLDING BRAKE PROTECTION CLASS IP65, FLANGE ON DRIVE END IP67; | 2226 | TEM | 1 | MC | 9.501 | 1
1FK70614CH711KH0 | SIMOTICS S SYNCHRONOUS MOTOR 1FK7-HD PN=2 KW; UZK=600V M0=6,4NM (100K); NN=4500RPM; NATURAL COOLING, FRAME SIZE IMB 5 (IM V1, IM V3) FLANGE 1 POWER CONNECTOR ROTATABLE ABSOLUTE ENCODER 16BIT + 12BIT MULTITURN, WITH DRIVE-CLIQ INTERFACE (ENCODER AM16DQ) PLAIN SHAFT, TOLERANCE N; WITH HOLDING BRAKE PROTECTION CLASS IP64; | 2438 | TEM | 1 | MC | 9.8 | 1
1FK70614CH711KH1 | SIMOTICS S SYNCHRONOUS MOTOR 1FK7-HD PN=2 KW; UZK=600V M0=6,4NM (100K); NN=4500RPM; NATURAL COOLING, FRAME SIZE IMB 5 (IM V1, IM V3) FLANGE 1 POWER CONNECTOR ROTATABLE ABSOLUTE ENCODER 16BIT + 12BIT MULTITURN, WITH DRIVE-CLIQ INTERFACE (ENCODER AM16DQ) PLAIN SHAFT, TOLERANCE N; WITH HOLDING BRAKE PROTECTION CLASS IP65, | 2531 | TEM | 1 | MC | 9.8 | 1
1FK70614CH711KH2 | SIMOTICS S SYNCHRONOUS MOTOR 1FK7-HD PN=2 KW; UZK=600V M0=6,4NM (100K); NN=4500RPM; NATURAL COOLING, FRAME SIZE IMB 5 (IM V1, IM V3) FLANGE 1 POWER CONNECTOR ROTATABLE ABSOLUTE ENCODER 16BIT + 12BIT MULTITURN, WITH DRIVE-CLIQ INTERFACE (ENCODER AM16DQ) PLAIN SHAFT, TOLERANCE N; WITH HOLDING BRAKE PROTECTION CLASS IP65, FLANGE ON DRIVE END IP67; | 2531 | TEM | 1 | MC | 9.8 | 1
1FK70614CH711PA0 | SIMOTICS S SYNCHRONOUS MOTOR 1FK7-HD PN=2 KW; UZK=600V M0=6,4NM (100K); NN=4500RPM; NATURAL COOLING, FRAME SIZE IMB 5 (IM V1, IM V3) FLANGE 1 POWER CONNECTOR ROTATABLE RESOLVER 2-POLE, WITH DRIVE CLIQ-INTERFACE SHAFT WITH FITTED KEY, TOLERANCE N; W/O HOLDING BRAKE PROTECTION CLASS IP64; | 1701 | TEM | 1 | MC | 9.601 | 1
1FK70614CH711PA1 | SIMOTICS S SYNCHRONOUS MOTOR 1FK7-HD PN=2 KW; UZK=600V M0=6,4NM (100K); NN=4500RPM; NATURAL COOLING, FRAME SIZE IMB 5 (IM V1, IM V3) FLANGE 1 POWER CONNECTOR ROTATABLE RESOLVER 2-POLE, WITH DRIVE CLIQ-INTERFACE SHAFT WITH FITTED KEY, TOLERANCE N; W/O HOLDING BRAKE PROTECTION CLASS IP65, | 1794 | TEM | 1 | MC | 9.601 | 1
1FK70614CH711PA2 | SIMOTICS S SYNCHRONOUS MOTOR 1FK7-HD PN=2 KW; UZK=600V M0=6,4NM (100K); NN=4500RPM; NATURAL COOLING, FRAME SIZE IMB 5 (IM V1, IM V3) FLANGE 1 POWER CONNECTOR ROTATABLE RESOLVER 2-POLE, WITH DRIVE CLIQ-INTERFACE SHAFT WITH FITTED KEY, TOLERANCE N; W/O HOLDING BRAKE PROTECTION CLASS IP65, FLANGE ON DRIVE END IP67; | 1794 | TEM | 1 | MC | 9.601 | 1
1FK70614CH711PB0 | SIMOTICS S SYNCHRONOUS MOTOR 1FK7-HD PN=2 KW; UZK=600V M0=6,4NM (100K); NN=4500RPM; NATURAL COOLING, FRAME SIZE IMB 5 (IM V1, IM V3) FLANGE 1 POWER CONNECTOR ROTATABLE RESOLVER 2-POLE, WITH DRIVE CLIQ-INTERFACE SHAFT WITH FITTED KEY, TOLERANCE N; WITH HOLDING BRAKE PROTECTION CLASS IP64; | 2004 | TEM | 1 | MC | 9.9 | 1
1FK70614CH711PB1 | SIMOTICS S SYNCHRONOUS MOTOR 1FK7-HD PN=2 KW; UZK=600V M0=6,4NM (100K); NN=4500RPM; NATURAL COOLING, FRAME SIZE IMB 5 (IM V1, IM V3) FLANGE 1 POWER CONNECTOR ROTATABLE RESOLVER 2-POLE, WITH DRIVE CLIQ-INTERFACE SHAFT WITH FITTED KEY, TOLERANCE N; WITH HOLDING BRAKE PROTECTION CLASS IP65, | 2097 | TEM | 1 | MC | 9.9 | 1
1FK70614CH711PB2 | SIMOTICS S SYNCHRONOUS MOTOR 1FK7-HD PN=2 KW; UZK=600V M0=6,4NM (100K); NN=4500RPM; NATURAL COOLING, FRAME SIZE IMB 5 (IM V1, IM V3) FLANGE 1 POWER CONNECTOR ROTATABLE RESOLVER 2-POLE, WITH DRIVE CLIQ-INTERFACE SHAFT WITH FITTED KEY, TOLERANCE N; WITH HOLDING BRAKE PROTECTION CLASS IP65, FLANGE ON DRIVE END IP67; | 2097 | TEM | 1 | MC | 9.9 | 1
1FK70614CH711PG0 | SIMOTICS S SYNCHRONOUS MOTOR 1FK7-HD PN=2 KW; UZK=600V M0=6,4NM (100K); NN=4500RPM; NATURAL COOLING, FRAME SIZE IMB 5 (IM V1, IM V3) FLANGE 1 POWER CONNECTOR ROTATABLE RESOLVER 2-POLE, WITH DRIVE CLIQ-INTERFACE PLAIN SHAFT, TOLERANCE N; W/O HOLDING BRAKE PROTECTION CLASS IP64; | 1615 | TEM | 1 | MC | 9.601 | 1
1FK70614CH711PG1 | SIMOTICS S SYNCHRONOUS MOTOR 1FK7-HD PN=2 KW; UZK=600V M0=6,4NM (100K); NN=4500RPM; NATURAL COOLING, FRAME SIZE IMB 5 (IM V1, IM V3) FLANGE 1 POWER CONNECTOR ROTATABLE RESOLVER 2-POLE, WITH DRIVE CLIQ-INTERFACE PLAIN SHAFT, TOLERANCE N; W/O HOLDING BRAKE PROTECTION CLASS IP65, | 1708 | TEM | 1 | MC | 9.601 | 1
1FK70614CH711PG2 | SIMOTICS S SYNCHRONOUS MOTOR 1FK7-HD PN=2 KW; UZK=600V M0=6,4NM (100K); NN=4500RPM; NATURAL COOLING, FRAME SIZE IMB 5 (IM V1, IM V3) FLANGE 1 POWER CONNECTOR ROTATABLE RESOLVER 2-POLE, WITH DRIVE CLIQ-INTERFACE PLAIN SHAFT, TOLERANCE N; W/O HOLDING BRAKE PROTECTION CLASS IP65, FLANGE ON DRIVE END IP67; | 1708 | TEM | 1 | MC | 9.601 | 1
1FK70614CH711PH0 | SIMOTICS S SYNCHRONOUS MOTOR 1FK7-HD PN=2 KW; UZK=600V M0=6,4NM (100K); NN=4500RPM; NATURAL COOLING, FRAME SIZE IMB 5 (IM V1, IM V3) FLANGE 1 POWER CONNECTOR ROTATABLE RESOLVER 2-POLE, WITH DRIVE CLIQ-INTERFACE PLAIN SHAFT, TOLERANCE N; WITH HOLDING BRAKE PROTECTION CLASS IP64; | 1920 | TEM | 1 | MC | 9.9 | 1
1FK70614CH711PH1 | SIMOTICS S SYNCHRONOUS MOTOR 1FK7-HD PN=2 KW; UZK=600V M0=6,4NM (100K); NN=4500RPM; NATURAL COOLING, FRAME SIZE IMB 5 (IM V1, IM V3) FLANGE 1 POWER CONNECTOR ROTATABLE RESOLVER 2-POLE, WITH DRIVE CLIQ-INTERFACE PLAIN SHAFT, TOLERANCE N; WITH HOLDING BRAKE PROTECTION CLASS IP65, | 2013 | TEM | 1 | MC | 9.9 | 1
1FK70614CH711PH2 | SIMOTICS S SYNCHRONOUS MOTOR 1FK7-HD PN=2 KW; UZK=600V M0=6,4NM (100K); NN=4500RPM; NATURAL COOLING, FRAME SIZE IMB 5 (IM V1, IM V3) FLANGE 1 POWER CONNECTOR ROTATABLE RESOLVER 2-POLE, WITH DRIVE CLIQ-INTERFACE PLAIN SHAFT, TOLERANCE N; WITH HOLDING BRAKE PROTECTION CLASS IP65, FLANGE ON DRIVE END IP67; | 2013 | TEM | 1 | MC | 9.9 | 1
1FK70614CH711QA0 | SIMOTICS S SYNCHRONOUS MOTOR 1FK7-HD PN=2 KW; UZK=600V M0=6,4NM (100K); NN=4500RPM; NATURAL COOLING, FRAME SIZE IMB 5 (IM V1, IM V3) FLANGE 1 POWER CONNECTOR ROTATABLE ABSOLUTE ENCODER SINGLETURN 20 BIT WITH DRIVE-CLIQ INTERFACE (ENCODER AS20DQI) SHAFT WITH FITTED KEY, TOLERANCE N; W/O HOLDING BRAKE PROTECTION CLASS IP64; | 1804 | TEM | 1 | MC | 9.501 | 1
1FK70614CH711QA1 | SIMOTICS S SYNCHRONOUS MOTOR 1FK7-HD PN=2 KW; UZK=600V M0=6,4NM (100K); NN=4500RPM; NATURAL COOLING, FRAME SIZE IMB 5 (IM V1, IM V3) FLANGE 1 POWER CONNECTOR ROTATABLE ABSOLUTE ENCODER SINGLETURN 20 BIT WITH DRIVE-CLIQ INTERFACE (ENCODER AS20DQI) SHAFT WITH FITTED KEY, TOLERANCE N; W/O HOLDING BRAKE PROTECTION CLASS IP65, | 1898 | TEM | 1 | MC | 9.501 | 1
1FK70614CH711QA2 | SIMOTICS S SYNCHRONOUS MOTOR 1FK7-HD PN=2 KW; UZK=600V M0=6,4NM (100K); NN=4500RPM; NATURAL COOLING, FRAME SIZE IMB 5 (IM V1, IM V3) FLANGE 1 POWER CONNECTOR ROTATABLE ABSOLUTE ENCODER SINGLETURN 20 BIT WITH DRIVE-CLIQ INTERFACE (ENCODER AS20DQI) SHAFT WITH FITTED KEY, TOLERANCE N; W/O HOLDING BRAKE PROTECTION CLASS IP65, FLANGE ON DRIVE END IP67; | 1898 | TEM | 1 | MC | 9.501 | 1
1FK70614CH711QB0 | SIMOTICS S SYNCHRONOUS MOTOR 1FK7-HD PN=2 KW; UZK=600V M0=6,4NM (100K); NN=4500RPM; NATURAL COOLING, FRAME SIZE IMB 5 (IM V1, IM V3) FLANGE 1 POWER CONNECTOR ROTATABLE ABSOLUTE ENCODER SINGLETURN 20 BIT WITH DRIVE-CLIQ INTERFACE (ENCODER AS20DQI) SHAFT WITH FITTED KEY, TOLERANCE N; WITH HOLDING BRAKE PROTECTION CLASS IP64; | 2107 | TEM | 1 | MC | 9.8 | 1
1FK70614CH711QB1 | SIMOTICS S SYNCHRONOUS MOTOR 1FK7-HD PN=2 KW; UZK=600V M0=6,4NM (100K); NN=4500RPM; NATURAL COOLING, FRAME SIZE IMB 5 (IM V1, IM V3) FLANGE 1 POWER CONNECTOR ROTATABLE ABSOLUTE ENCODER SINGLETURN 20 BIT WITH DRIVE-CLIQ INTERFACE (ENCODER AS20DQI) SHAFT WITH FITTED KEY, TOLERANCE N; WITH HOLDING BRAKE PROTECTION CLASS IP65, | 2200 | TEM | 1 | MC | 9.8 | 1
1FK70614CH711QB2 | SIMOTICS S SYNCHRONOUS MOTOR 1FK7-HD PN=2 KW; UZK=600V M0=6,4NM (100K); NN=4500RPM; NATURAL COOLING, FRAME SIZE IMB 5 (IM V1, IM V3) FLANGE 1 POWER CONNECTOR ROTATABLE ABSOLUTE ENCODER SINGLETURN 20 BIT WITH DRIVE-CLIQ INTERFACE (ENCODER AS20DQI) SHAFT WITH FITTED KEY, TOLERANCE N; WITH HOLDING BRAKE PROTECTION CLASS IP65, FLANGE ON DRIVE END IP67; | 2200 | TEM | 1 | MC | 9.8 | 1
1FK70614CH711QG0 | SIMOTICS S SYNCHRONOUS MOTOR 1FK7-HD PN=2 KW; UZK=600V M0=6,4NM (100K); NN=4500RPM; NATURAL COOLING, FRAME SIZE IMB 5 (IM V1, IM V3) FLANGE 1 POWER CONNECTOR ROTATABLE ABSOLUTE ENCODER SINGLETURN 20 BIT WITH DRIVE-CLIQ INTERFACE (ENCODER AS20DQI) PLAIN SHAFT, TOLERANCE N; W/O HOLDING BRAKE PROTECTION CLASS IP64; | 1718 | TEM | 1 | MC | 9.501 | 1
1FK70614CH711QG1 | SIMOTICS S SYNCHRONOUS MOTOR 1FK7-HD PN=2 KW; UZK=600V M0=6,4NM (100K); NN=4500RPM; NATURAL COOLING, FRAME SIZE IMB 5 (IM V1, IM V3) FLANGE 1 POWER CONNECTOR ROTATABLE ABSOLUTE ENCODER SINGLETURN 20 BIT WITH DRIVE-CLIQ INTERFACE (ENCODER AS20DQI) PLAIN SHAFT, TOLERANCE N; W/O HOLDING BRAKE PROTECTION CLASS IP65, | 1811 | TEM | 1 | MC | 9.501 | 1
1FK70614CH711QG2 | SIMOTICS S SYNCHRONOUS MOTOR 1FK7-HD PN=2 KW; UZK=600V M0=6,4NM (100K); NN=4500RPM; NATURAL COOLING, FRAME SIZE IMB 5 (IM V1, IM V3) FLANGE 1 POWER CONNECTOR ROTATABLE ABSOLUTE ENCODER SINGLETURN 20 BIT WITH DRIVE-CLIQ INTERFACE (ENCODER AS20DQI) PLAIN SHAFT, TOLERANCE N; W/O HOLDING BRAKE PROTECTION CLASS IP65, FLANGE ON DRIVE END IP67; | 1811 | TEM | 1 | MC | 9.501 | 1
1FK70614CH711QH0 | SIMOTICS S SYNCHRONOUS MOTOR 1FK7-HD PN=2 KW; UZK=600V M0=6,4NM (100K); NN=4500RPM; NATURAL COOLING, FRAME SIZE IMB 5 (IM V1, IM V3) FLANGE 1 POWER CONNECTOR ROTATABLE ABSOLUTE ENCODER SINGLETURN 20 BIT WITH DRIVE-CLIQ INTERFACE (ENCODER AS20DQI) PLAIN SHAFT, TOLERANCE N; WITH HOLDING BRAKE PROTECTION CLASS IP64; | 2023 | TEM | 1 | MC | 9.8 | 1
1FK70614CH711QH1 | SIMOTICS S SYNCHRONOUS MOTOR 1FK7-HD PN=2 KW; UZK=600V M0=6,4NM (100K); NN=4500RPM; NATURAL COOLING, FRAME SIZE IMB 5 (IM V1, IM V3) FLANGE 1 POWER CONNECTOR ROTATABLE ABSOLUTE ENCODER SINGLETURN 20 BIT WITH DRIVE-CLIQ INTERFACE (ENCODER AS20DQI) PLAIN SHAFT, TOLERANCE N; WITH HOLDING BRAKE PROTECTION CLASS IP65, | 2116 | TEM | 1 | MC | 9.8 | 1
1FK70614CH711QH2 | SIMOTICS S SYNCHRONOUS MOTOR 1FK7-HD PN=2 KW; UZK=600V M0=6,4NM (100K); NN=4500RPM; NATURAL COOLING, FRAME SIZE IMB 5 (IM V1, IM V3) FLANGE 1 POWER CONNECTOR ROTATABLE ABSOLUTE ENCODER SINGLETURN 20 BIT WITH DRIVE-CLIQ INTERFACE (ENCODER AS20DQI) PLAIN SHAFT, TOLERANCE N; WITH HOLDING BRAKE PROTECTION CLASS IP65, FLANGE ON DRIVE END IP67; | 2116 | TEM | 1 | MC | 9.8 | 1
1FK70614CH711RA0 | SIMOTICS S SYNCHRONOUS MOTOR 1FK7-HD PN=2 KW; UZK=600V M0=6,4NM (100K); NN=4500RPM; NATURAL COOLING, FRAME SIZE IMB 5 (IM V1, IM V3) FLANGE 1 POWER CONNECTOR ROTATABLE ABSOLUTE ENCODER 20 BIT + 12 BIT MULTITURN WITH DRIVE-CLIQ INTERFACE (ENCODER AM20DQI) SHAFT WITH FITTED KEY, TOLERANCE N; W/O HOLDING BRAKE PROTECTION CLASS IP64; | 2178 | TEM | 1 | MC | 9.501 | 1
1FK70614CH711RA1 | SIMOTICS S SYNCHRONOUS MOTOR 1FK7-HD PN=2 KW; UZK=600V M0=6,4NM (100K); NN=4500RPM; NATURAL COOLING, FRAME SIZE IMB 5 (IM V1, IM V3) FLANGE 1 POWER CONNECTOR ROTATABLE ABSOLUTE ENCODER 20 BIT + 12 BIT MULTITURN WITH DRIVE-CLIQ INTERFACE (ENCODER AM20DQI) SHAFT WITH FITTED KEY, TOLERANCE N; W/O HOLDING BRAKE PROTECTION CLASS IP65, | 2272 | TEM | 1 | MC | 9.501 | 1
1FK70614CH711RA2 | SIMOTICS S SYNCHRONOUS MOTOR 1FK7-HD PN=2 KW; UZK=600V M0=6,4NM (100K); NN=4500RPM; NATURAL COOLING, FRAME SIZE IMB 5 (IM V1, IM V3) FLANGE 1 POWER CONNECTOR ROTATABLE ABSOLUTE ENCODER 20 BIT + 12 BIT MULTITURN WITH DRIVE-CLIQ INTERFACE (ENCODER AM20DQI) SHAFT WITH FITTED KEY, TOLERANCE N; W/O HOLDING BRAKE PROTECTION CLASS IP65, FLANGE ON DRIVE END IP67; | 2272 | TEM | 1 | MC | 9.501 | 1
1FK70614CH711RB0 | SIMOTICS S SYNCHRONOUS MOTOR 1FK7-HD PN=2 KW; UZK=600V M0=6,4NM (100K); NN=4500RPM; NATURAL COOLING, FRAME SIZE IMB 5 (IM V1, IM V3) FLANGE 1 POWER CONNECTOR ROTATABLE ABSOLUTE ENCODER 20 BIT + 12 BIT MULTITURN WITH DRIVE-CLIQ INTERFACE (ENCODER AM20DQI) SHAFT WITH FITTED KEY, TOLERANCE N; WITH HOLDING BRAKE PROTECTION CLASS IP64; | 2481 | TEM | 1 | MC | 9.8 | 1
1FK70614CH711RB1 | SIMOTICS S SYNCHRONOUS MOTOR 1FK7-HD PN=2 KW; UZK=600V M0=6,4NM (100K); NN=4500RPM; NATURAL COOLING, FRAME SIZE IMB 5 (IM V1, IM V3) FLANGE 1 POWER CONNECTOR ROTATABLE ABSOLUTE ENCODER 20 BIT + 12 BIT MULTITURN WITH DRIVE-CLIQ INTERFACE (ENCODER AM20DQI) SHAFT WITH FITTED KEY, TOLERANCE N; WITH HOLDING BRAKE PROTECTION CLASS IP65, | 2575 | TEM | 1 | MC | 9.8 | 1
1FK70614CH711RB2 | SIMOTICS S SYNCHRONOUS MOTOR 1FK7-HD PN=2 KW; UZK=600V M0=6,4NM (100K); NN=4500RPM; NATURAL COOLING, FRAME SIZE IMB 5 (IM V1, IM V3) FLANGE 1 POWER CONNECTOR ROTATABLE ABSOLUTE ENCODER 20 BIT + 12 BIT MULTITURN WITH DRIVE-CLIQ INTERFACE (ENCODER AM20DQI) SHAFT WITH FITTED KEY, TOLERANCE N; WITH HOLDING BRAKE PROTECTION CLASS IP65, FLANGE ON DRIVE END IP67; | 2575 | TEM | 1 | MC | 9.8 | 1
1FK70614CH711RG0 | SIMOTICS S SYNCHRONOUS MOTOR 1FK7-HD PN=2 KW; UZK=600V M0=6,4NM (100K); NN=4500RPM; NATURAL COOLING, FRAME SIZE IMB 5 (IM V1, IM V3) FLANGE 1 POWER CONNECTOR ROTATABLE ABSOLUTE ENCODER 20 BIT + 12 BIT MULTITURN WITH DRIVE-CLIQ INTERFACE (ENCODER AM20DQI) PLAIN SHAFT, TOLERANCE N; W/O HOLDING BRAKE PROTECTION CLASS IP64; | 2092 | TEM | 1 | MC | 9.501 | 1
1FK70614CH711RG1 | SIMOTICS S SYNCHRONOUS MOTOR 1FK7-HD PN=2 KW; UZK=600V M0=6,4NM (100K); NN=4500RPM; NATURAL COOLING, FRAME SIZE IMB 5 (IM V1, IM V3) FLANGE 1 POWER CONNECTOR ROTATABLE ABSOLUTE ENCODER 20 BIT + 12 BIT MULTITURN WITH DRIVE-CLIQ INTERFACE (ENCODER AM20DQI) PLAIN SHAFT, TOLERANCE N; W/O HOLDING BRAKE PROTECTION CLASS IP65, | 2185 | TEM | 1 | MC | 9.501 | 1
1FK70614CH711RG2 | SIMOTICS S SYNCHRONOUS MOTOR 1FK7-HD PN=2 KW; UZK=600V M0=6,4NM (100K); NN=4500RPM; NATURAL COOLING, FRAME SIZE IMB 5 (IM V1, IM V3) FLANGE 1 POWER CONNECTOR ROTATABLE ABSOLUTE ENCODER 20 BIT + 12 BIT MULTITURN WITH DRIVE-CLIQ INTERFACE (ENCODER AM20DQI) PLAIN SHAFT, TOLERANCE N; W/O HOLDING BRAKE PROTECTION CLASS IP65, FLANGE ON DRIVE END IP67; | 2185 | TEM | 1 | MC | 9.501 | 1
1FK70614CH711RH0 | SIMOTICS S SYNCHRONOUS MOTOR 1FK7-HD PN=2 KW; UZK=600V M0=6,4NM (100K); NN=4500RPM; NATURAL COOLING, FRAME SIZE IMB 5 (IM V1, IM V3) FLANGE 1 POWER CONNECTOR ROTATABLE ABSOLUTE ENCODER 20 BIT + 12 BIT MULTITURN WITH DRIVE-CLIQ INTERFACE (ENCODER AM20DQI) PLAIN SHAFT, TOLERANCE N; WITH HOLDING BRAKE PROTECTION CLASS IP64; | 2397 | TEM | 1 | MC | 9.8 | 1
1FK70614CH711RH1 | SIMOTICS S SYNCHRONOUS MOTOR 1FK7-HD PN=2 KW; UZK=600V M0=6,4NM (100K); NN=4500RPM; NATURAL COOLING, FRAME SIZE IMB 5 (IM V1, IM V3) FLANGE 1 POWER CONNECTOR ROTATABLE ABSOLUTE ENCODER 20 BIT + 12 BIT MULTITURN WITH DRIVE-CLIQ INTERFACE (ENCODER AM20DQI) PLAIN SHAFT, TOLERANCE N; WITH HOLDING BRAKE PROTECTION CLASS IP65, | 2491 | TEM | 1 | MC | 9.8 | 1
1FK70614CH711RH2 | SIMOTICS S SYNCHRONOUS MOTOR 1FK7-HD PN=2 KW; UZK=600V M0=6,4NM (100K); NN=4500RPM; NATURAL COOLING, FRAME SIZE IMB 5 (IM V1, IM V3) FLANGE 1 POWER CONNECTOR ROTATABLE ABSOLUTE ENCODER 20 BIT + 12 BIT MULTITURN WITH DRIVE-CLIQ INTERFACE (ENCODER AM20DQI) PLAIN SHAFT, TOLERANCE N; WITH HOLDING BRAKE PROTECTION CLASS IP65, FLANGE ON DRIVE END IP67; | 2491 | TEM | 1 | MC | 9.8 | 1
1FK70614CH711SA0 | SIMOTICS S SYNCHRONOUS MOTOR 1FK7-HD PN=2 KW; UZK=600V M0=6,4NM (100K); NN=4500RPM; NATURAL COOLING, FRAME SIZE IMB 5 (IM V1, IM V3) FLANGE 1, WITH KTY TEMPERATURESENSOR POWER CONNECTOR ROTATABLE RESOLVER MULTI-POLE (RESOLVER P=3); SHAFT WITH FITTED KEY, TOLERANCE N; W/O HOLDING BRAKE PROTECTION CLASS IP64; | 1460 | TEM | 1 | MC | 9.502 | 1
1FK70614CH711SA1 | SIMOTICS S SYNCHRONOUS MOTOR 1FK7-HD PN=2 KW; UZK=600V M0=6,4NM (100K); NN=4500RPM; NATURAL COOLING, FRAME SIZE IMB 5 (IM V1, IM V3) FLANGE 1, WITH KTY TEMPERATURESENSOR POWER CONNECTOR ROTATABLE RESOLVER MULTI-POLE (RESOLVER P=3); SHAFT WITH FITTED KEY, TOLERANCE N; W/O HOLDING BRAKE PROTECTION CLASS IP65, | 1553 | TEM | 1 | MC | 9.502 | 1
1FK70614CH711SA2 | SIMOTICS S SYNCHRONOUS MOTOR 1FK7-HD PN=2 KW; UZK=600V M0=6,4NM (100K); NN=4500RPM; NATURAL COOLING, FRAME SIZE IMB 5 (IM V1, IM V3) FLANGE 1, WITH KTY TEMPERATURESENSOR POWER CONNECTOR ROTATABLE RESOLVER MULTI-POLE (RESOLVER P=3); SHAFT WITH FITTED KEY, TOLERANCE N; W/O HOLDING BRAKE PROTECTION CLASS IP65, FLANGE ON DRIVE END IP67; | 1553 | TEM | 1 | MC | 9.502 | 1
1FK70614CH711SB0 | SIMOTICS S SYNCHRONOUS MOTOR 1FK7-HD PN=2 KW; UZK=600V M0=6,4NM (100K); NN=4500RPM; NATURAL COOLING, FRAME SIZE IMB 5 (IM V1, IM V3) FLANGE 1, WITH KTY TEMPERATURESENSOR POWER CONNECTOR ROTATABLE RESOLVER MULTI-POLE (RESOLVER P=3); SHAFT WITH FITTED KEY, TOLERANCE N; WITH HOLDING BRAKE PROTECTION CLASS IP64; | 1763 | TEM | 1 | MC | 9.801 | 1
1FK70614CH711SB1 | SIMOTICS S SYNCHRONOUS MOTOR 1FK7-HD PN=2 KW; UZK=600V M0=6,4NM (100K); NN=4500RPM; NATURAL COOLING, FRAME SIZE IMB 5 (IM V1, IM V3) FLANGE 1, WITH KTY TEMPERATURESENSOR POWER CONNECTOR ROTATABLE RESOLVER MULTI-POLE (RESOLVER P=3); SHAFT WITH FITTED KEY, TOLERANCE N; WITH HOLDING BRAKE PROTECTION CLASS IP65, | 1856 | TEM | 1 | MC | 9.801 | 1
1FK70614CH711SB2 | SIMOTICS S SYNCHRONOUS MOTOR 1FK7-HD PN=2 KW; UZK=600V M0=6,4NM (100K); NN=4500RPM; NATURAL COOLING, FRAME SIZE IMB 5 (IM V1, IM V3) FLANGE 1, WITH KTY TEMPERATURESENSOR POWER CONNECTOR ROTATABLE RESOLVER MULTI-POLE (RESOLVER P=3); SHAFT WITH FITTED KEY, TOLERANCE N; WITH HOLDING BRAKE PROTECTION CLASS IP65, FLANGE ON DRIVE END IP67; | 1856 | TEM | 1 | MC | 9.801 | 1
1FK70614CH711SG0 | SIMOTICS S SYNCHRONOUS MOTOR 1FK7-HD PN=2 KW; UZK=600V M0=6,4NM (100K); NN=4500RPM; NATURAL COOLING, FRAME SIZE IMB 5 (IM V1, IM V3) FLANGE 1, WITH KTY TEMPERATURESENSOR POWER CONNECTOR ROTATABLE RESOLVER MULTI-POLE (RESOLVER P=3); PLAIN SHAFT, TOLERANCE N; W/O HOLDING BRAKE PROTECTION CLASS IP64; | 1374 | TEM | 1 | MC | 9.502 | 1
1FK70614CH711SG1 | SIMOTICS S SYNCHRONOUS MOTOR 1FK7-HD PN=2 KW; UZK=600V M0=6,4NM (100K); NN=4500RPM; NATURAL COOLING, FRAME SIZE IMB 5 (IM V1, IM V3) FLANGE 1, WITH KTY TEMPERATURESENSOR POWER CONNECTOR ROTATABLE RESOLVER MULTI-POLE (RESOLVER P=3); PLAIN SHAFT, TOLERANCE N; W/O HOLDING BRAKE PROTECTION CLASS IP65, | 1467 | TEM | 1 | MC | 9.502 | 1
1FK70614CH711SG2 | SIMOTICS S SYNCHRONOUS MOTOR 1FK7-HD PN=2 KW; UZK=600V M0=6,4NM (100K); NN=4500RPM; NATURAL COOLING, FRAME SIZE IMB 5 (IM V1, IM V3) FLANGE 1, WITH KTY TEMPERATURESENSOR POWER CONNECTOR ROTATABLE RESOLVER MULTI-POLE (RESOLVER P=3); PLAIN SHAFT, TOLERANCE N; W/O HOLDING BRAKE PROTECTION CLASS IP65, FLANGE ON DRIVE END IP67; | 1467 | TEM | 1 | MC | 9.502 | 1
1FK70614CH711SH0 | SIMOTICS S SYNCHRONOUS MOTOR 1FK7-HD PN=2 KW; UZK=600V M0=6,4NM (100K); NN=4500RPM; NATURAL COOLING, FRAME SIZE IMB 5 (IM V1, IM V3) FLANGE 1, WITH KTY TEMPERATURESENSOR POWER CONNECTOR ROTATABLE RESOLVER MULTI-POLE (RESOLVER P=3); PLAIN SHAFT, TOLERANCE N; WITH HOLDING BRAKE PROTECTION CLASS IP64; | 1679 | TEM | 1 | MC | 9.801 | 1
1FK70614CH711SH1 | SIMOTICS S SYNCHRONOUS MOTOR 1FK7-HD PN=2 KW; UZK=600V M0=6,4NM (100K); NN=4500RPM; NATURAL COOLING, FRAME SIZE IMB 5 (IM V1, IM V3) FLANGE 1, WITH KTY TEMPERATURESENSOR POWER CONNECTOR ROTATABLE RESOLVER MULTI-POLE (RESOLVER P=3); PLAIN SHAFT, TOLERANCE N; WITH HOLDING BRAKE PROTECTION CLASS IP65, | 1772 | TEM | 1 | MC | 9.801 | 1
1FK70614CH711SH2 | SIMOTICS S SYNCHRONOUS MOTOR 1FK7-HD PN=2 KW; UZK=600V M0=6,4NM (100K); NN=4500RPM; NATURAL COOLING, FRAME SIZE IMB 5 (IM V1, IM V3) FLANGE 1, WITH KTY TEMPERATURESENSOR POWER CONNECTOR ROTATABLE RESOLVER MULTI-POLE (RESOLVER P=3); PLAIN SHAFT, TOLERANCE N; WITH HOLDING BRAKE PROTECTION CLASS IP65, FLANGE ON DRIVE END IP67; | 1772 | TEM | 1 | MC | 9.801 | 1
1FK70614CH711TA0 | SIMOTICS S SYNCHRONOUS MOTOR 1FK7-HD PN=2 KW; UZK=600V M0=6,4NM (100K); NN=4500RPM; NATURAL COOLING, FRAME SIZE IMB 5 (IM V1, IM V3) FLANGE 1, WITH KTY TEMPERATURESENSOR POWER CONNECTOR ROTATABLE RESOLVER 2-POLE (RESOLVER P=1); SHAFT WITH FITTED KEY, TOLERANCE N; W/O HOLDING BRAKE PROTECTION CLASS IP64; | 1460 | TEM | 1 | MC | 9.502 | 1
1FK70614CH711TA1 | SIMOTICS S SYNCHRONOUS MOTOR 1FK7-HD PN=2 KW; UZK=600V M0=6,4NM (100K); NN=4500RPM; NATURAL COOLING, FRAME SIZE IMB 5 (IM V1, IM V3) FLANGE 1, WITH KTY TEMPERATURESENSOR POWER CONNECTOR ROTATABLE RESOLVER 2-POLE (RESOLVER P=1); SHAFT WITH FITTED KEY, TOLERANCE N; W/O HOLDING BRAKE PROTECTION CLASS IP65, | 1553 | TEM | 1 | MC | 9.502 | 1
1FK70614CH711TA2 | SIMOTICS S SYNCHRONOUS MOTOR 1FK7-HD PN=2 KW; UZK=600V M0=6,4NM (100K); NN=4500RPM; NATURAL COOLING, FRAME SIZE IMB 5 (IM V1, IM V3) FLANGE 1, WITH KTY TEMPERATURESENSOR POWER CONNECTOR ROTATABLE RESOLVER 2-POLE (RESOLVER P=1); SHAFT WITH FITTED KEY, TOLERANCE N; W/O HOLDING BRAKE PROTECTION CLASS IP65, FLANGE ON DRIVE END IP67; | 1553 | TEM | 1 | MC | 9.502 | 1
1FK70614CH711TB0 | SIMOTICS S SYNCHRONOUS MOTOR 1FK7-HD PN=2 KW; UZK=600V M0=6,4NM (100K); NN=4500RPM; NATURAL COOLING, FRAME SIZE IMB 5 (IM V1, IM V3) FLANGE 1, WITH KTY TEMPERATURESENSOR POWER CONNECTOR ROTATABLE RESOLVER 2-POLE (RESOLVER P=1); SHAFT WITH FITTED KEY, TOLERANCE N; WITH HOLDING BRAKE PROTECTION CLASS IP64; | 1763 | TEM | 1 | MC | 9.801 | 1
1FK70614CH711TB1 | SIMOTICS S SYNCHRONOUS MOTOR 1FK7-HD PN=2 KW; UZK=600V M0=6,4NM (100K); NN=4500RPM; NATURAL COOLING, FRAME SIZE IMB 5 (IM V1, IM V3) FLANGE 1, WITH KTY TEMPERATURESENSOR POWER CONNECTOR ROTATABLE RESOLVER 2-POLE (RESOLVER P=1); SHAFT WITH FITTED KEY, TOLERANCE N; WITH HOLDING BRAKE PROTECTION CLASS IP65, | 1856 | TEM | 1 | MC | 9.801 | 1
1FK70614CH711TB2 | SIMOTICS S SYNCHRONOUS MOTOR 1FK7-HD PN=2 KW; UZK=600V M0=6,4NM (100K); NN=4500RPM; NATURAL COOLING, FRAME SIZE IMB 5 (IM V1, IM V3) FLANGE 1, WITH KTY TEMPERATURESENSOR POWER CONNECTOR ROTATABLE RESOLVER 2-POLE (RESOLVER P=1); SHAFT WITH FITTED KEY, TOLERANCE N; WITH HOLDING BRAKE PROTECTION CLASS IP65, FLANGE ON DRIVE END IP67; | 1856 | TEM | 1 | MC | 9.801 | 1
1FK70614CH711TG0 | SIMOTICS S SYNCHRONOUS MOTOR 1FK7-HD PN=2 KW; UZK=600V M0=6,4NM (100K); NN=4500RPM; NATURAL COOLING, FRAME SIZE IMB 5 (IM V1, IM V3) FLANGE 1, WITH KTY TEMPERATURESENSOR POWER CONNECTOR ROTATABLE RESOLVER 2-POLE (RESOLVER P=1); PLAIN SHAFT, TOLERANCE N; W/O HOLDING BRAKE PROTECTION CLASS IP64; | 1374 | TEM | 1 | MC | 9.502 | 1
1FK70614CH711TG1 | SIMOTICS S SYNCHRONOUS MOTOR 1FK7-HD PN=2 KW; UZK=600V M0=6,4NM (100K); NN=4500RPM; NATURAL COOLING, FRAME SIZE IMB 5 (IM V1, IM V3) FLANGE 1, WITH KTY TEMPERATURESENSOR POWER CONNECTOR ROTATABLE RESOLVER 2-POLE (RESOLVER P=1); PLAIN SHAFT, TOLERANCE N; W/O HOLDING BRAKE PROTECTION CLASS IP65, | 1467 | TEM | 1 | MC | 9.502 | 1
1FK70614CH711TG2 | SIMOTICS S SYNCHRONOUS MOTOR 1FK7-HD PN=2 KW; UZK=600V M0=6,4NM (100K); NN=4500RPM; NATURAL COOLING, FRAME SIZE IMB 5 (IM V1, IM V3) FLANGE 1, WITH KTY TEMPERATURESENSOR POWER CONNECTOR ROTATABLE RESOLVER 2-POLE (RESOLVER P=1); PLAIN SHAFT, TOLERANCE N; W/O HOLDING BRAKE PROTECTION CLASS IP65, FLANGE ON DRIVE END IP67; | 1467 | TEM | 1 | MC | 9.502 | 1
1FK70614CH711TH0 | SIMOTICS S SYNCHRONOUS MOTOR 1FK7-HD PN=2 KW; UZK=600V M0=6,4NM (100K); NN=4500RPM; NATURAL COOLING, FRAME SIZE IMB 5 (IM V1, IM V3) FLANGE 1, WITH KTY TEMPERATURESENSOR POWER CONNECTOR ROTATABLE RESOLVER 2-POLE (RESOLVER P=1); PLAIN SHAFT, TOLERANCE N; WITH HOLDING BRAKE PROTECTION CLASS IP64; | 1679 | TEM | 1 | MC | 9.801 | 1
1FK70614CH711TH1 | SIMOTICS S SYNCHRONOUS MOTOR 1FK7-HD PN=2 KW; UZK=600V M0=6,4NM (100K); NN=4500RPM; NATURAL COOLING, FRAME SIZE IMB 5 (IM V1, IM V3) FLANGE 1, WITH KTY TEMPERATURESENSOR POWER CONNECTOR ROTATABLE RESOLVER 2-POLE (RESOLVER P=1); PLAIN SHAFT, TOLERANCE N; WITH HOLDING BRAKE PROTECTION CLASS IP65, | 1772 | TEM | 1 | MC | 9.801 | 1
1FK70614CH711TH2 | SIMOTICS S SYNCHRONOUS MOTOR 1FK7-HD PN=2 KW; UZK=600V M0=6,4NM (100K); NN=4500RPM; NATURAL COOLING, FRAME SIZE IMB 5 (IM V1, IM V3) FLANGE 1, WITH KTY TEMPERATURESENSOR POWER CONNECTOR ROTATABLE RESOLVER 2-POLE (RESOLVER P=1); PLAIN SHAFT, TOLERANCE N; WITH HOLDING BRAKE PROTECTION CLASS IP65, FLANGE ON DRIVE END IP67; | 1772 | TEM | 1 | MC | 9.801 | 1
1FK70614CH711UA0 | SIMOTICS S SYNCHRONOUS MOTOR 1FK7-HD PN=2 KW; UZK=600V M0=6,4NM (100K); NN=4500RPM; NATURAL COOLING, FRAME SIZE IMB 5 (IM V1, IM V3) FLANGE 1 POWER CONNECTOR ROTATABLE RESOLVER MULTI-POLE WITH DRIVE-CLIQ INTERFACE; SHAFT WITH FITTED KEY, TOLERANCE N; W/O HOLDING BRAKE PROTECTION CLASS IP64; | 1701 | TEM | 1 | MC | 9.502 | 1
1FK70614CH711UA1 | SIMOTICS S SYNCHRONOUS MOTOR 1FK7-HD PN=2 KW; UZK=600V M0=6,4NM (100K); NN=4500RPM; NATURAL COOLING, FRAME SIZE IMB 5 (IM V1, IM V3) FLANGE 1 POWER CONNECTOR ROTATABLE RESOLVER MULTI-POLE WITH DRIVE-CLIQ INTERFACE; SHAFT WITH FITTED KEY, TOLERANCE N; W/O HOLDING BRAKE PROTECTION CLASS IP65, | 1794 | TEM | 1 | MC | 9.502 | 1
1FK70614CH711UA2 | SIMOTICS S SYNCHRONOUS MOTOR 1FK7-HD PN=2 KW; UZK=600V M0=6,4NM (100K); NN=4500RPM; NATURAL COOLING, FRAME SIZE IMB 5 (IM V1, IM V3) FLANGE 1 POWER CONNECTOR ROTATABLE RESOLVER MULTI-POLE WITH DRIVE-CLIQ INTERFACE; SHAFT WITH FITTED KEY, TOLERANCE N; W/O HOLDING BRAKE PROTECTION CLASS IP65, FLANGE ON DRIVE END IP67; | 1794 | TEM | 1 | MC | 9.502 | 1
1FK70614CH711UB0 | SIMOTICS S SYNCHRONOUS MOTOR 1FK7-HD PN=2 KW; UZK=600V M0=6,4NM (100K); NN=4500RPM; NATURAL COOLING, FRAME SIZE IMB 5 (IM V1, IM V3) FLANGE 1 POWER CONNECTOR ROTATABLE RESOLVER MULTI-POLE WITH DRIVE-CLIQ INTERFACE; SHAFT WITH FITTED KEY, TOLERANCE N; WITH HOLDING BRAKE PROTECTION CLASS IP64; | 2004 | TEM | 1 | MC | 9.801 | 1
1FK70614CH711UB1 | SIMOTICS S SYNCHRONOUS MOTOR 1FK7-HD PN=2 KW; UZK=600V M0=6,4NM (100K); NN=4500RPM; NATURAL COOLING, FRAME SIZE IMB 5 (IM V1, IM V3) FLANGE 1 POWER CONNECTOR ROTATABLE RESOLVER MULTI-POLE WITH DRIVE-CLIQ INTERFACE; SHAFT WITH FITTED KEY, TOLERANCE N; WITH HOLDING BRAKE PROTECTION CLASS IP65, | 2097 | TEM | 1 | MC | 9.801 | 1
1FK70614CH711UB2 | SIMOTICS S SYNCHRONOUS MOTOR 1FK7-HD PN=2 KW; UZK=600V M0=6,4NM (100K); NN=4500RPM; NATURAL COOLING, FRAME SIZE IMB 5 (IM V1, IM V3) FLANGE 1 POWER CONNECTOR ROTATABLE RESOLVER MULTI-POLE WITH DRIVE-CLIQ INTERFACE; SHAFT WITH FITTED KEY, TOLERANCE N; WITH HOLDING BRAKE PROTECTION CLASS IP65, FLANGE ON DRIVE END IP67; | 2097 | TEM | 1 | MC | 9.801 | 1
1FK70614CH711UG0 | SIMOTICS S SYNCHRONOUS MOTOR 1FK7-HD PN=2 KW; UZK=600V M0=6,4NM (100K); NN=4500RPM; NATURAL COOLING, FRAME SIZE IMB 5 (IM V1, IM V3) FLANGE 1 POWER CONNECTOR ROTATABLE RESOLVER MULTI-POLE WITH DRIVE-CLIQ INTERFACE; PLAIN SHAFT, TOLERANCE N; W/O HOLDING BRAKE PROTECTION CLASS IP64; | 1615 | TEM | 1 | MC | 9.502 | 1
1FK70614CH711UG1 | SIMOTICS S SYNCHRONOUS MOTOR 1FK7-HD PN=2 KW; UZK=600V M0=6,4NM (100K); NN=4500RPM; NATURAL COOLING, FRAME SIZE IMB 5 (IM V1, IM V3) FLANGE 1 POWER CONNECTOR ROTATABLE RESOLVER MULTI-POLE WITH DRIVE-CLIQ INTERFACE; PLAIN SHAFT, TOLERANCE N; W/O HOLDING BRAKE PROTECTION CLASS IP65, | 1708 | TEM | 1 | MC | 9.502 | 1
1FK70614CH711UG2 | SIMOTICS S SYNCHRONOUS MOTOR 1FK7-HD PN=2 KW; UZK=600V M0=6,4NM (100K); NN=4500RPM; NATURAL COOLING, FRAME SIZE IMB 5 (IM V1, IM V3) FLANGE 1 POWER CONNECTOR ROTATABLE RESOLVER MULTI-POLE WITH DRIVE-CLIQ INTERFACE; PLAIN SHAFT, TOLERANCE N; W/O HOLDING BRAKE PROTECTION CLASS IP65, FLANGE ON DRIVE END IP67; | 1708 | TEM | 1 | MC | 9.502 | 1
1FK70614CH711UH0 | SIMOTICS S SYNCHRONOUS MOTOR 1FK7-HD PN=2 KW; UZK=600V M0=6,4NM (100K); NN=4500RPM; NATURAL COOLING, FRAME SIZE IMB 5 (IM V1, IM V3) FLANGE 1 POWER CONNECTOR ROTATABLE RESOLVER MULTI-POLE WITH DRIVE-CLIQ INTERFACE; PLAIN SHAFT, TOLERANCE N; WITH HOLDING BRAKE PROTECTION CLASS IP64; | 1920 | TEM | 1 | MC | 9.801 | 1
1FK70614CH711UH1 | SIMOTICS S SYNCHRONOUS MOTOR 1FK7-HD PN=2 KW; UZK=600V M0=6,4NM (100K); NN=4500RPM; NATURAL COOLING, FRAME SIZE IMB 5 (IM V1, IM V3) FLANGE 1 POWER CONNECTOR ROTATABLE RESOLVER MULTI-POLE WITH DRIVE-CLIQ INTERFACE; PLAIN SHAFT, TOLERANCE N; WITH HOLDING BRAKE PROTECTION CLASS IP65, | 2013 | TEM | 1 | MC | 9.801 | 1
1FK70614CH711UH2 | SIMOTICS S SYNCHRONOUS MOTOR 1FK7-HD PN=2 KW; UZK=600V M0=6,4NM (100K); NN=4500RPM; NATURAL COOLING, FRAME SIZE IMB 5 (IM V1, IM V3) FLANGE 1 POWER CONNECTOR ROTATABLE RESOLVER MULTI-POLE WITH DRIVE-CLIQ INTERFACE; PLAIN SHAFT, TOLERANCE N; WITH HOLDING BRAKE PROTECTION CLASS IP65, FLANGE ON DRIVE END IP67; | 2013 | TEM | 1 | MC | 9.801 | 1
1FK70617AF711AA0 | SIMOTICS S SYNCHRONOUS SERVOMOTOR, 1FK7 HIGH DYNAMIC, 6.4 NM, 100 K, 3000 RPM, 1,70KW NATURAL COOLING, IM B5 (V1, V3) POWER/SIGNAL CONNECTORS CONNECTOR CAN BE ROTATED BY 270 DEGR. INCREM. ENCODER, SIN/COS 1 VPP 2048 P/REV (ENCODER I-2048); SHAFT WITH FITTED KEY, TOLERANCE N; W/O HOLDING BRAKE DEGREE OF PROTECTION IP64 | 2222 | TEM | 1 | MC | 10.003 | 1
1FK70617AF711AA2 | SIMOTICS S SYNCHRONOUS SERVOMOTOR, 1FK7 HIGH DYNAMIC, 6.4 NM, 100 K, 3000 RPM, 1,70KW NATURAL COOLING, IM B5 (V1, V3) POWER/SIGNAL CONNECTORS CONNECTOR CAN BE ROTATED BY 270 DEGR. INCREM. ENCODER, SIN/COS 1 VPP 2048 P/REV (ENCODER I-2048); SHAFT WITH FITTED KEY, TOLERANCE N; W/O HOLDING BRAKE DEGREE OF PROTECTION IP65 FLANGE ON DRIVE END IP67 | 2324 | TEM | 1 | MC | 10.003 | 1
1FK70617AF711AA3 | SIMOTICS S SYNCHRONOUS SERVOMOTOR, 1FK7 HIGH DYNAMIC, 6.4 NM, 100 K, 3000 RPM, 1,70KW NATURAL COOLING, IM B5 (V1, V3) POWER/SIGNAL CONNECTORS CONNECTOR CAN BE ROTATED BY 270 DEGR. INCREM. ENCODER, SIN/COS 1 VPP 2048 P/REV (ENCODER I-2048); SHAFT WITH FITTED KEY, TOLERANCE N; W/O HOLDING BRAKE DEGREE OF PROTECTION IP64; PAINT FINISH RAL7016 | 2271 | TEM | 1 | MC | 10.003 | 1
1FK70617AF711AA5 | SIMOTICS S SYNCHRONOUS SERVOMOTOR, 1FK7 HIGH DYNAMIC, 6.4 NM, 100 K, 3000 RPM, 1,70KW NATURAL COOLING, IM B5 (V1, V3) POWER/SIGNAL CONNECTORS CONNECTOR CAN BE ROTATED BY 270 DEGR. INCREM. ENCODER, SIN/COS 1 VPP 2048 P/REV (ENCODER I-2048); SHAFT WITH FITTED KEY, TOLERANCE N; W/O HOLDING BRAKE DEGREE OF PROTECTION IP65 AS FLANGE IP67; PAINT FINISH RAL7016 | 2373 | TEM | 1 | MC | 10.003 | 1
1FK70617AF711AA8 | SIMOTICS S SYNCHRONOUS SERVOMOTOR, 1FK7 HIGH DYNAMIC, 6.4 NM, 100 K, 3000 RPM, 1,70KW NATURAL COOLING, IM B5 (V1, V3) POWER/SIGNAL CONNECTORS CONNECTOR CAN BE ROTATED BY 270 DEGR. INCREM. ENCODER, SIN/COS 1 VPP 2048 P/REV (ENCODER I-2048); SHAFT WITH FITTED KEY, TOLERANCE N; W/O HOLDING BRAKE DEGREE OF PROTECTION IP65 IP67 D-END FLANGE; RAL7016 COATING; METALLIC RATING PLATE AT MOTOR | 2481 | TEM | 1 | MC | 10.003 | 1
1FK70617AF711AB0 | SIMOTICS S SYNCHRONOUS SERVOMOTOR, 1FK7 HIGH DYNAMIC, 6.4 NM, 100 K, 3000 RPM, 1,70KW NATURAL COOLING, IM B5 (V1, V3) POWER/SIGNAL CONNECTORS CONNECTOR CAN BE ROTATED BY 270 DEGR. INCREM. ENCODER, SIN/COS 1 VPP 2048 P/REV (ENCODER I-2048); SHAFT WITH FITTED KEY, TOLERANCE N; WITH HOLDING BRAKE DEGREE OF PROTECTION IP64 | 2551 | TEM | 1 | MC | 11.302 | 1
1FK70617AF711AB2 | SIMOTICS S SYNCHRONOUS SERVOMOTOR, 1FK7 HIGH DYNAMIC, 6.4 NM, 100 K, 3000 RPM, 1,70KW NATURAL COOLING, IM B5 (V1, V3) POWER/SIGNAL CONNECTORS CONNECTOR CAN BE ROTATED BY 270 DEGR. INCREM. ENCODER, SIN/COS 1 VPP 2048 P/REV (ENCODER I-2048); SHAFT WITH FITTED KEY, TOLERANCE N; WITH HOLDING BRAKE DEGREE OF PROTECTION IP65 FLANGE ON DRIVE END IP67 | 2653 | TEM | 1 | MC | 11.302 | 1
1FK70617AF711AB3 | SIMOTICS S SYNCHRONOUS SERVOMOTOR, 1FK7 HIGH DYNAMIC, 6.4 NM, 100 K, 3000 RPM, 1,70KW NATURAL COOLING, IM B5 (V1, V3) POWER/SIGNAL CONNECTORS CONNECTOR CAN BE ROTATED BY 270 DEGR. INCREM. ENCODER, SIN/COS 1 VPP 2048 P/REV (ENCODER I-2048); SHAFT WITH FITTED KEY, TOLERANCE N; WITH HOLDING BRAKE DEGREE OF PROTECTION IP64; PAINT FINISH RAL7016 | 2600 | TEM | 1 | MC | 11.302 | 1
1FK70617AF711AB5 | SIMOTICS S SYNCHRONOUS SERVOMOTOR, 1FK7 HIGH DYNAMIC, 6.4 NM, 100 K, 3000 RPM, 1,70KW NATURAL COOLING, IM B5 (V1, V3) POWER/SIGNAL CONNECTORS CONNECTOR CAN BE ROTATED BY 270 DEGR. INCREM. ENCODER, SIN/COS 1 VPP 2048 P/REV (ENCODER I-2048); SHAFT WITH FITTED KEY, TOLERANCE N; WITH HOLDING BRAKE DEGREE OF PROTECTION IP65 AS FLANGE IP67; PAINT FINISH RAL7016 | 2702 | TEM | 1 | MC | 11.302 | 1
1FK70617AF711AB8 | SIMOTICS S SYNCHRONOUS SERVOMOTOR, 1FK7 HIGH DYNAMIC, 6.4 NM, 100 K, 3000 RPM, 1,70KW NATURAL COOLING, IM B5 (V1, V3) POWER/SIGNAL CONNECTORS CONNECTOR CAN BE ROTATED BY 270 DEGR. INCREM. ENCODER, SIN/COS 1 VPP 2048 P/REV (ENCODER I-2048); SHAFT WITH FITTED KEY, TOLERANCE N; WITH HOLDING BRAKE DEGREE OF PROTECTION IP65 IP67 D-END FLANGE; RAL7016 COATING; METALLIC RATING PLATE AT MOTOR | 2810 | TEM | 1 | MC | 11.302 | 1
1FK70617AF711AG0 | SIMOTICS S SYNCHRONOUS SERVOMOTOR, 1FK7 HIGH DYNAMIC, 6.4 NM, 100 K, 3000 RPM, 1,70KW NATURAL COOLING, IM B5 (V1, V3) POWER/SIGNAL CONNECTORS CONNECTOR CAN BE ROTATED BY 270 DEGR. INCREM. ENCODER, SIN/COS 1 VPP 2048 P/REV (ENCODER I-2048); PLAIN SHAFT, TOLERANCE N; W/O HOLDING BRAKE DEGREE OF PROTECTION IP64 | 2128 | TEM | 1 | MC | 10.003 | 1
1FK70617AF711AG2 | SIMOTICS S SYNCHRONOUS SERVOMOTOR, 1FK7 HIGH DYNAMIC, 6.4 NM, 100 K, 3000 RPM, 1,70KW NATURAL COOLING, IM B5 (V1, V3) POWER/SIGNAL CONNECTORS CONNECTOR CAN BE ROTATED BY 270 DEGR. INCREM. ENCODER, SIN/COS 1 VPP 2048 P/REV (ENCODER I-2048); PLAIN SHAFT, TOLERANCE N; W/O HOLDING BRAKE DEGREE OF PROTECTION IP65 FLANGE ON DRIVE END IP67 | 2230 | TEM | 1 | MC | 10.003 | 1
1FK70617AF711AG3 | SIMOTICS S SYNCHRONOUS SERVOMOTOR, 1FK7 HIGH DYNAMIC, 6.4 NM, 100 K, 3000 RPM, 1,70KW NATURAL COOLING, IM B5 (V1, V3) POWER/SIGNAL CONNECTORS CONNECTOR CAN BE ROTATED BY 270 DEGR. INCREM. ENCODER, SIN/COS 1 VPP 2048 P/REV (ENCODER I-2048); PLAIN SHAFT, TOLERANCE N; W/O HOLDING BRAKE DEGREE OF PROTECTION IP64; PAINT FINISH RAL7016 | 2178 | TEM | 1 | MC | 10.003 | 1
1FK70617AF711AG5 | SIMOTICS S SYNCHRONOUS SERVOMOTOR, 1FK7 HIGH DYNAMIC, 6.4 NM, 100 K, 3000 RPM, 1,70KW NATURAL COOLING, IM B5 (V1, V3) POWER/SIGNAL CONNECTORS CONNECTOR CAN BE ROTATED BY 270 DEGR. INCREM. ENCODER, SIN/COS 1 VPP 2048 P/REV (ENCODER I-2048); PLAIN SHAFT, TOLERANCE N; W/O HOLDING BRAKE DEGREE OF PROTECTION IP65 AS FLANGE IP67; PAINT FINISH RAL7016 | 2279 | TEM | 1 | MC | 10.003 | 1
1FK70617AF711AG8 | SIMOTICS S SYNCHRONOUS SERVOMOTOR, 1FK7 HIGH DYNAMIC, 6.4 NM, 100 K, 3000 RPM, 1,70KW NATURAL COOLING, IM B5 (V1, V3) POWER/SIGNAL CONNECTORS CONNECTOR CAN BE ROTATED BY 270 DEGR. INCREM. ENCODER, SIN/COS 1 VPP 2048 P/REV (ENCODER I-2048); PLAIN SHAFT, TOLERANCE N; W/O HOLDING BRAKE DEGREE OF PROTECTION IP65 IP67 D-END FLANGE; RAL7016 COATING; METALLIC RATING PLATE AT MOTOR | 2388 | TEM | 1 | MC | 10.003 | 1
1FK70617AF711AH0 | SIMOTICS S SYNCHRONOUS SERVOMOTOR, 1FK7 HIGH DYNAMIC, 6.4 NM, 100 K, 3000 RPM, 1,70KW NATURAL COOLING, IM B5 (V1, V3) POWER/SIGNAL CONNECTORS CONNECTOR CAN BE ROTATED BY 270 DEGR. INCREM. ENCODER, SIN/COS 1 VPP 2048 P/REV (ENCODER I-2048); PLAIN SHAFT, TOLERANCE N; WITH HOLDING BRAKE DEGREE OF PROTECTION IP64 | 2460 | TEM | 1 | MC | 11.302 | 1
1FK70617AF711AH2 | SIMOTICS S SYNCHRONOUS SERVOMOTOR, 1FK7 HIGH DYNAMIC, 6.4 NM, 100 K, 3000 RPM, 1,70KW NATURAL COOLING, IM B5 (V1, V3) POWER/SIGNAL CONNECTORS CONNECTOR CAN BE ROTATED BY 270 DEGR. INCREM. ENCODER, SIN/COS 1 VPP 2048 P/REV (ENCODER I-2048); PLAIN SHAFT, TOLERANCE N; WITH HOLDING BRAKE DEGREE OF PROTECTION IP65 FLANGE ON DRIVE END IP67 | 2561 | TEM | 1 | MC | 11.302 | 1
1FK70617AF711AH3 | SIMOTICS S SYNCHRONOUS SERVOMOTOR, 1FK7 HIGH DYNAMIC, 6.4 NM, 100 K, 3000 RPM, 1,70KW NATURAL COOLING, IM B5 (V1, V3) POWER/SIGNAL CONNECTORS CONNECTOR CAN BE ROTATED BY 270 DEGR. INCREM. ENCODER, SIN/COS 1 VPP 2048 P/REV (ENCODER I-2048); PLAIN SHAFT, TOLERANCE N; WITH HOLDING BRAKE DEGREE OF PROTECTION IP64; PAINT FINISH RAL7016 | 2509 | TEM | 1 | MC | 11.302 | 1
1FK70617AF711AH5 | SIMOTICS S SYNCHRONOUS SERVOMOTOR, 1FK7 HIGH DYNAMIC, 6.4 NM, 100 K, 3000 RPM, 1,70KW NATURAL COOLING, IM B5 (V1, V3) POWER/SIGNAL CONNECTORS CONNECTOR CAN BE ROTATED BY 270 DEGR. INCREM. ENCODER, SIN/COS 1 VPP 2048 P/REV (ENCODER I-2048); PLAIN SHAFT, TOLERANCE N; WITH HOLDING BRAKE DEGREE OF PROTECTION IP65 AS FLANGE IP67; PAINT FINISH RAL7016 | 2611 | TEM | 1 | MC | 11.302 | 1
1FK70617AF711AH8 | SIMOTICS S SYNCHRONOUS SERVOMOTOR, 1FK7 HIGH DYNAMIC, 6.4 NM, 100 K, 3000 RPM, 1,70KW NATURAL COOLING, IM B5 (V1, V3) POWER/SIGNAL CONNECTORS CONNECTOR CAN BE ROTATED BY 270 DEGR. INCREM. ENCODER, SIN/COS 1 VPP 2048 P/REV (ENCODER I-2048); PLAIN SHAFT, TOLERANCE N; WITH HOLDING BRAKE DEGREE OF PROTECTION IP65 IP67 D-END FLANGE; RAL7016 COATING; METALLIC RATING PLATE AT MOTOR | 2719 | TEM | 1 | MC | 11.302 | 1
1FK70617AF711DA0 | SIMOTICS S SYNCHRONOUS SERVOMOTOR, 1FK7 HIGH DYNAMIC, 6.4 NM, 100 K, 3000 RPM, 1,70KW NATURAL COOLING, IM B5 (V1, V3) POWER/SIGNAL CONNECTORS CONNECTOR CAN BE ROTATED BY 270 DEGR. INCREMENTAL ENCODER 2048 P/REV (ENCODER I-2048) WITH DRIVE-CLIQ INTERFACE; SHAFT WITH FITTED KEY, TOLERANCE N; W/O HOLDING BRAKE DEGREE OF PROTECTION IP64 | 2484 | TEM | 1 | MC | 10.003 | 1
1FK70617AF711DA2 | SIMOTICS S SYNCHRONOUS SERVOMOTOR, 1FK7 HIGH DYNAMIC, 6.4 NM, 100 K, 3000 RPM, 1,70KW NATURAL COOLING, IM B5 (V1, V3) POWER/SIGNAL CONNECTORS CONNECTOR CAN BE ROTATED BY 270 DEGR. INCREMENTAL ENCODER 2048 P/REV (ENCODER I-2048) WITH DRIVE-CLIQ INTERFACE; SHAFT WITH FITTED KEY, TOLERANCE N; W/O HOLDING BRAKE DEGREE OF PROTECTION IP65 FLANGE ON DRIVE END IP67 | 2585 | TEM | 1 | MC | 10.003 | 1
1FK70617AF711DA3 | SIMOTICS S SYNCHRONOUS SERVOMOTOR, 1FK7 HIGH DYNAMIC, 6.4 NM, 100 K, 3000 RPM, 1,70KW NATURAL COOLING, IM B5 (V1, V3) POWER/SIGNAL CONNECTORS CONNECTOR CAN BE ROTATED BY 270 DEGR. INCREMENTAL ENCODER 2048 P/REV (ENCODER I-2048) WITH DRIVE-CLIQ INTERFACE; SHAFT WITH FITTED KEY, TOLERANCE N; W/O HOLDING BRAKE DEGREE OF PROTECTION IP64; PAINT FINISH RAL7016 | 2533 | TEM | 1 | MC | 10.003 | 1
1FK70617AF711DA5 | SIMOTICS S SYNCHRONOUS SERVOMOTOR, 1FK7 HIGH DYNAMIC, 6.4 NM, 100 K, 3000 RPM, 1,70KW NATURAL COOLING, IM B5 (V1, V3) POWER/SIGNAL CONNECTORS CONNECTOR CAN BE ROTATED BY 270 DEGR. INCREMENTAL ENCODER 2048 P/REV (ENCODER I-2048) WITH DRIVE-CLIQ INTERFACE; SHAFT WITH FITTED KEY, TOLERANCE N; W/O HOLDING BRAKE DEGREE OF PROTECTION IP65 AS FLANGE IP67; PAINT FINISH RAL7016 | 2635 | TEM | 1 | MC | 10.003 | 1
1FK70617AF711DA8 | SIMOTICS S SYNCHRONOUS SERVOMOTOR, 1FK7 HIGH DYNAMIC, 6.4 NM, 100 K, 3000 RPM, 1,70KW NATURAL COOLING, IM B5 (V1, V3) POWER/SIGNAL CONNECTORS CONNECTOR CAN BE ROTATED BY 270 DEGR. INCREMENTAL ENCODER 2048 P/REV (ENCODER I-2048) WITH DRIVE-CLIQ INTERFACE; SHAFT WITH FITTED KEY, TOLERANCE N; W/O HOLDING BRAKE DEGREE OF PROTECTION IP65 IP67 D-END FLANGE; RAL7016 COATING; METALLIC RATING PLATE AT MOTOR | 2743 | TEM | 1 | MC | 10.003 | 1
1FK70617AF711DB0 | SIMOTICS S SYNCHRONOUS SERVOMOTOR, 1FK7 HIGH DYNAMIC, 6.4 NM, 100 K, 3000 RPM, 1,70KW NATURAL COOLING, IM B5 (V1, V3) POWER/SIGNAL CONNECTORS CONNECTOR CAN BE ROTATED BY 270 DEGR. INCREMENTAL ENCODER 2048 P/REV (ENCODER I-2048) WITH DRIVE-CLIQ INTERFACE; SHAFT WITH FITTED KEY, TOLERANCE N; WITH HOLDING BRAKE DEGREE OF PROTECTION IP64 | 2813 | TEM | 1 | MC | 11.302 | 1
1FK70617AF711DB2 | SIMOTICS S SYNCHRONOUS SERVOMOTOR, 1FK7 HIGH DYNAMIC, 6.4 NM, 100 K, 3000 RPM, 1,70KW NATURAL COOLING, IM B5 (V1, V3) POWER/SIGNAL CONNECTORS CONNECTOR CAN BE ROTATED BY 270 DEGR. INCREMENTAL ENCODER 2048 P/REV (ENCODER I-2048) WITH DRIVE-CLIQ INTERFACE; SHAFT WITH FITTED KEY, TOLERANCE N; WITH HOLDING BRAKE DEGREE OF PROTECTION IP65 FLANGE ON DRIVE END IP67 | 2914 | TEM | 1 | MC | 11.302 | 1
1FK70617AF711DB3 | SIMOTICS S SYNCHRONOUS SERVOMOTOR, 1FK7 HIGH DYNAMIC, 6.4 NM, 100 K, 3000 RPM, 1,70KW NATURAL COOLING, IM B5 (V1, V3) POWER/SIGNAL CONNECTORS CONNECTOR CAN BE ROTATED BY 270 DEGR. INCREMENTAL ENCODER 2048 P/REV (ENCODER I-2048) WITH DRIVE-CLIQ INTERFACE; SHAFT WITH FITTED KEY, TOLERANCE N; WITH HOLDING BRAKE DEGREE OF PROTECTION IP64; PAINT FINISH RAL7016 | 2862 | TEM | 1 | MC | 11.302 | 1
1FK70617AF711DB5 | SIMOTICS S SYNCHRONOUS SERVOMOTOR, 1FK7 HIGH DYNAMIC, 6.4 NM, 100 K, 3000 RPM, 1,70KW NATURAL COOLING, IM B5 (V1, V3) POWER/SIGNAL CONNECTORS CONNECTOR CAN BE ROTATED BY 270 DEGR. INCREMENTAL ENCODER 2048 P/REV (ENCODER I-2048) WITH DRIVE-CLIQ INTERFACE; SHAFT WITH FITTED KEY, TOLERANCE N; WITH HOLDING BRAKE DEGREE OF PROTECTION IP65 AS FLANGE IP67; PAINT FINISH RAL7016 | 2964 | TEM | 1 | MC | 11.302 | 1
1FK70617AF711DB8 | SIMOTICS S SYNCHRONOUS SERVOMOTOR, 1FK7 HIGH DYNAMIC, 6.4 NM, 100 K, 3000 RPM, 1,70KW NATURAL COOLING, IM B5 (V1, V3) POWER/SIGNAL CONNECTORS CONNECTOR CAN BE ROTATED BY 270 DEGR. INCREMENTAL ENCODER 2048 P/REV (ENCODER I-2048) WITH DRIVE-CLIQ INTERFACE; SHAFT WITH FITTED KEY, TOLERANCE N; WITH HOLDING BRAKE DEGREE OF PROTECTION IP65 IP67 D-END FLANGE; RAL7016 COATING; METALLIC RATING PLATE AT MOTOR | 3072 | TEM | 1 | MC | 11.302 | 1
1FK70617AF711DG0 | SIMOTICS S SYNCHRONOUS SERVOMOTOR, 1FK7 HIGH DYNAMIC, 6.4 NM, 100 K, 3000 RPM, 1,70KW NATURAL COOLING, IM B5 (V1, V3) POWER/SIGNAL CONNECTORS CONNECTOR CAN BE ROTATED BY 270 DEGR. INCREMENTAL ENCODER 2048 P/REV (ENCODER I-2048) WITH DRIVE-CLIQ INTERFACE; PLAIN SHAFT, TOLERANCE N; W/O HOLDING BRAKE DEGREE OF PROTECTION IP64 | 2390 | TEM | 1 | MC | 10.003 | 1
1FK70617AF711DG2 | SIMOTICS S SYNCHRONOUS SERVOMOTOR, 1FK7 HIGH DYNAMIC, 6.4 NM, 100 K, 3000 RPM, 1,70KW NATURAL COOLING, IM B5 (V1, V3) POWER/SIGNAL CONNECTORS CONNECTOR CAN BE ROTATED BY 270 DEGR. INCREMENTAL ENCODER 2048 P/REV (ENCODER I-2048) WITH DRIVE-CLIQ INTERFACE; PLAIN SHAFT, TOLERANCE N; W/O HOLDING BRAKE DEGREE OF PROTECTION IP65 FLANGE ON DRIVE END IP67 | 2492 | TEM | 1 | MC | 10.003 | 1
1FK70617AF711DG3 | SIMOTICS S SYNCHRONOUS SERVOMOTOR, 1FK7 HIGH DYNAMIC, 6.4 NM, 100 K, 3000 RPM, 1,70KW NATURAL COOLING, IM B5 (V1, V3) POWER/SIGNAL CONNECTORS CONNECTOR CAN BE ROTATED BY 270 DEGR. INCREMENTAL ENCODER 2048 P/REV (ENCODER I-2048) WITH DRIVE-CLIQ INTERFACE; PLAIN SHAFT, TOLERANCE N; W/O HOLDING BRAKE DEGREE OF PROTECTION IP64; PAINT FINISH RAL7016 | 2439 | TEM | 1 | MC | 10.003 | 1
1FK70617AF711DG5 | SIMOTICS S SYNCHRONOUS SERVOMOTOR, 1FK7 HIGH DYNAMIC, 6.4 NM, 100 K, 3000 RPM, 1,70KW NATURAL COOLING, IM B5 (V1, V3) POWER/SIGNAL CONNECTORS CONNECTOR CAN BE ROTATED BY 270 DEGR. INCREMENTAL ENCODER 2048 P/REV (ENCODER I-2048) WITH DRIVE-CLIQ INTERFACE; PLAIN SHAFT, TOLERANCE N; W/O HOLDING BRAKE DEGREE OF PROTECTION IP65 AS FLANGE IP67; PAINT FINISH RAL7016 | 2541 | TEM | 1 | MC | 10.003 | 1
1FK70617AF711DG8 | SIMOTICS S SYNCHRONOUS SERVOMOTOR, 1FK7 HIGH DYNAMIC, 6.4 NM, 100 K, 3000 RPM, 1,70KW NATURAL COOLING, IM B5 (V1, V3) POWER/SIGNAL CONNECTORS CONNECTOR CAN BE ROTATED BY 270 DEGR. INCREMENTAL ENCODER 2048 P/REV (ENCODER I-2048) WITH DRIVE-CLIQ INTERFACE; PLAIN SHAFT, TOLERANCE N; W/O HOLDING BRAKE DEGREE OF PROTECTION IP65 IP67 D-END FLANGE; RAL7016 COATING; METALLIC RATING PLATE AT MOTOR | 2650 | TEM | 1 | MC | 10.003 | 1
1FK70617AF711DH0 | SIMOTICS S SYNCHRONOUS SERVOMOTOR, 1FK7 HIGH DYNAMIC, 6.4 NM, 100 K, 3000 RPM, 1,70KW NATURAL COOLING, IM B5 (V1, V3) POWER/SIGNAL CONNECTORS CONNECTOR CAN BE ROTATED BY 270 DEGR. INCREMENTAL ENCODER 2048 P/REV (ENCODER I-2048) WITH DRIVE-CLIQ INTERFACE; PLAIN SHAFT, TOLERANCE N; WITH HOLDING BRAKE DEGREE OF PROTECTION IP64 | 2722 | TEM | 1 | MC | 11.302 | 1
1FK70617AF711DH2 | SIMOTICS S SYNCHRONOUS SERVOMOTOR, 1FK7 HIGH DYNAMIC, 6.4 NM, 100 K, 3000 RPM, 1,70KW NATURAL COOLING, IM B5 (V1, V3) POWER/SIGNAL CONNECTORS CONNECTOR CAN BE ROTATED BY 270 DEGR. INCREMENTAL ENCODER 2048 P/REV (ENCODER I-2048) WITH DRIVE-CLIQ INTERFACE; PLAIN SHAFT, TOLERANCE N; WITH HOLDING BRAKE DEGREE OF PROTECTION IP65 FLANGE ON DRIVE END IP67 | 2823 | TEM | 1 | MC | 11.302 | 1
1FK70617AF711DH3 | SIMOTICS S SYNCHRONOUS SERVOMOTOR, 1FK7 HIGH DYNAMIC, 6.4 NM, 100 K, 3000 RPM, 1,70KW NATURAL COOLING, IM B5 (V1, V3) POWER/SIGNAL CONNECTORS CONNECTOR CAN BE ROTATED BY 270 DEGR. INCREMENTAL ENCODER 2048 P/REV (ENCODER I-2048) WITH DRIVE-CLIQ INTERFACE; PLAIN SHAFT, TOLERANCE N; WITH HOLDING BRAKE DEGREE OF PROTECTION IP64; PAINT FINISH RAL7016 | 2771 | TEM | 1 | MC | 11.302 | 1
1FK70617AF711DH5 | SIMOTICS S SYNCHRONOUS SERVOMOTOR, 1FK7 HIGH DYNAMIC, 6.4 NM, 100 K, 3000 RPM, 1,70KW NATURAL COOLING, IM B5 (V1, V3) POWER/SIGNAL CONNECTORS CONNECTOR CAN BE ROTATED BY 270 DEGR. INCREMENTAL ENCODER 2048 P/REV (ENCODER I-2048) WITH DRIVE-CLIQ INTERFACE; PLAIN SHAFT, TOLERANCE N; WITH HOLDING BRAKE DEGREE OF PROTECTION IP65 AS FLANGE IP67; PAINT FINISH RAL7016 | 2872 | TEM | 1 | MC | 11.302 | 1
1FK70617AF711DH8 | SIMOTICS S SYNCHRONOUS SERVOMOTOR, 1FK7 HIGH DYNAMIC, 6.4 NM, 100 K, 3000 RPM, 1,70KW NATURAL COOLING, IM B5 (V1, V3) POWER/SIGNAL CONNECTORS CONNECTOR CAN BE ROTATED BY 270 DEGR. INCREMENTAL ENCODER 2048 P/REV (ENCODER I-2048) WITH DRIVE-CLIQ INTERFACE; PLAIN SHAFT, TOLERANCE N; WITH HOLDING BRAKE DEGREE OF PROTECTION IP65 IP67 D-END FLANGE; RAL7016 COATING; METALLIC RATING PLATE AT MOTOR | 2981 | TEM | 1 | MC | 11.302 | 1
1FK70617AF711EA0 | SIMOTICS S SYNCHRONOUS SERVOMOTOR, 1FK7 HIGH DYNAMIC, 6.4 NM, 100 K, 3000 RPM, 1,70KW NATURAL COOLING, IM B5 (V1, V3) POWER/SIGNAL CONNECTORS CONNECTOR CAN BE ROTATED BY 270 DEGR. ABSOLUTE ENCODER ENDAT 2048 P/REV (ENCODER A-2048); PERFORMANCE REDUCTION BY 10% DUE TO ABSOLUTE ENCODER; SHAFT WITH FITTED KEY, TOLERANCE N; W/O HOLDING BRAKE DEGREE OF PROTECTION IP64 | 2626 | TEM | 1 | MC | 10.003 | 1
1FK70617AF711EA2 | SIMOTICS S SYNCHRONOUS SERVOMOTOR, 1FK7 HIGH DYNAMIC, 6.4 NM, 100 K, 3000 RPM, 1,70KW NATURAL COOLING, IM B5 (V1, V3) POWER/SIGNAL CONNECTORS CONNECTOR CAN BE ROTATED BY 270 DEGR. ABSOLUTE ENCODER ENDAT 2048 P/REV (ENCODER A-2048); PERFORMANCE REDUCTION BY 10% DUE TO ABSOLUTE ENCODER; SHAFT WITH FITTED KEY, TOLERANCE N; W/O HOLDING BRAKE DEGREE OF PROTECTION IP65 FLANGE ON DRIVE END IP67 | 2727 | TEM | 1 | MC | 10.003 | 1
1FK70617AF711EA3 | SIMOTICS S SYNCHRONOUS SERVOMOTOR, 1FK7 HIGH DYNAMIC, 6.4 NM, 100 K, 3000 RPM, 1,70KW NATURAL COOLING, IM B5 (V1, V3) POWER/SIGNAL CONNECTORS CONNECTOR CAN BE ROTATED BY 270 DEGR. ABSOLUTE ENCODER ENDAT 2048 P/REV (ENCODER A-2048); PERFORMANCE REDUCTION BY 10% DUE TO ABSOLUTE ENCODER; SHAFT WITH FITTED KEY, TOLERANCE N; W/O HOLDING BRAKE DEGREE OF PROTECTION IP64; PAINT FINISH RAL7016 | 2675 | TEM | 1 | MC | 10.003 | 1
1FK70617AF711EA5 | SIMOTICS S SYNCHRONOUS SERVOMOTOR, 1FK7 HIGH DYNAMIC, 6.4 NM, 100 K, 3000 RPM, 1,70KW NATURAL COOLING, IM B5 (V1, V3) POWER/SIGNAL CONNECTORS CONNECTOR CAN BE ROTATED BY 270 DEGR. ABSOLUTE ENCODER ENDAT 2048 P/REV (ENCODER A-2048); PERFORMANCE REDUCTION BY 10% DUE TO ABSOLUTE ENCODER; SHAFT WITH FITTED KEY, TOLERANCE N; W/O HOLDING BRAKE DEGREE OF PROTECTION IP65 AS FLANGE IP67; PAINT FINISH RAL7016 | 2776 | TEM | 1 | MC | 10.003 | 1
1FK70617AF711EA8 | SIMOTICS S SYNCHRONOUS SERVOMOTOR, 1FK7 HIGH DYNAMIC, 6.4 NM, 100 K, 3000 RPM, 1,70KW NATURAL COOLING, IM B5 (V1, V3) POWER/SIGNAL CONNECTORS CONNECTOR CAN BE ROTATED BY 270 DEGR. ABSOLUTE ENCODER ENDAT 2048 P/REV (ENCODER A-2048); PERFORMANCE REDUCTION BY 10% DUE TO ABSOLUTE ENCODER; SHAFT WITH FITTED KEY, TOLERANCE N; W/O HOLDING BRAKE DEGREE OF PROTECTION IP65 IP67 D-END FLANGE; RAL7016 COATING; METALLIC RATING PLATE AT MOTOR | 2885 | TEM | 1 | MC | 10.003 | 1
1FK70617AF711EB0 | SIMOTICS S SYNCHRONOUS SERVOMOTOR, 1FK7 HIGH DYNAMIC, 6.4 NM, 100 K, 3000 RPM, 1,70KW NATURAL COOLING, IM B5 (V1, V3) POWER/SIGNAL CONNECTORS CONNECTOR CAN BE ROTATED BY 270 DEGR. ABSOLUTE ENCODER ENDAT 2048 P/REV (ENCODER A-2048); PERFORMANCE REDUCTION BY 10% DUE TO ABSOLUTE ENCODER; SHAFT WITH FITTED KEY, TOLERANCE N; WITH HOLDING BRAKE DEGREE OF PROTECTION IP64 | 2955 | TEM | 1 | MC | 11.302 | 1
1FK70617AF711EB2 | SIMOTICS S SYNCHRONOUS SERVOMOTOR, 1FK7 HIGH DYNAMIC, 6.4 NM, 100 K, 3000 RPM, 1,70KW NATURAL COOLING, IM B5 (V1, V3) POWER/SIGNAL CONNECTORS CONNECTOR CAN BE ROTATED BY 270 DEGR. ABSOLUTE ENCODER ENDAT 2048 P/REV (ENCODER A-2048); PERFORMANCE REDUCTION BY 10% DUE TO ABSOLUTE ENCODER; SHAFT WITH FITTED KEY, TOLERANCE N; WITH HOLDING BRAKE DEGREE OF PROTECTION IP65 FLANGE ON DRIVE END IP67 | 3056 | TEM | 1 | MC | 11.302 | 1
1FK70617AF711EB3 | SIMOTICS S SYNCHRONOUS SERVOMOTOR, 1FK7 HIGH DYNAMIC, 6.4 NM, 100 K, 3000 RPM, 1,70KW NATURAL COOLING, IM B5 (V1, V3) POWER/SIGNAL CONNECTORS CONNECTOR CAN BE ROTATED BY 270 DEGR. ABSOLUTE ENCODER ENDAT 2048 P/REV (ENCODER A-2048); PERFORMANCE REDUCTION BY 10% DUE TO ABSOLUTE ENCODER; SHAFT WITH FITTED KEY, TOLERANCE N; WITH HOLDING BRAKE DEGREE OF PROTECTION IP64; PAINT FINISH RAL7016 | 3004 | TEM | 1 | MC | 11.302 | 1
1FK70617AF711EB5 | SIMOTICS S SYNCHRONOUS SERVOMOTOR, 1FK7 HIGH DYNAMIC, 6.4 NM, 100 K, 3000 RPM, 1,70KW NATURAL COOLING, IM B5 (V1, V3) POWER/SIGNAL CONNECTORS CONNECTOR CAN BE ROTATED BY 270 DEGR. ABSOLUTE ENCODER ENDAT 2048 P/REV (ENCODER A-2048); PERFORMANCE REDUCTION BY 10% DUE TO ABSOLUTE ENCODER; SHAFT WITH FITTED KEY, TOLERANCE N; WITH HOLDING BRAKE DEGREE OF PROTECTION IP65 AS FLANGE IP67; PAINT FINISH RAL7016 | 3105 | TEM | 1 | MC | 11.302 | 1
1FK70617AF711EB8 | SIMOTICS S SYNCHRONOUS SERVOMOTOR, 1FK7 HIGH DYNAMIC, 6.4 NM, 100 K, 3000 RPM, 1,70KW NATURAL COOLING, IM B5 (V1, V3) POWER/SIGNAL CONNECTORS CONNECTOR CAN BE ROTATED BY 270 DEGR. ABSOLUTE ENCODER ENDAT 2048 P/REV (ENCODER A-2048); PERFORMANCE REDUCTION BY 10% DUE TO ABSOLUTE ENCODER; SHAFT WITH FITTED KEY, TOLERANCE N; WITH HOLDING BRAKE DEGREE OF PROTECTION IP65 IP67 D-END FLANGE; RAL7016 COATING; METALLIC RATING PLATE AT MOTOR | 3214 | TEM | 1 | MC | 11.302 | 1
1FK70617AF711EG0 | SIMOTICS S SYNCHRONOUS SERVOMOTOR, 1FK7 HIGH DYNAMIC, 6.4 NM, 100 K, 3000 RPM, 1,70KW NATURAL COOLING, IM B5 (V1, V3) POWER/SIGNAL CONNECTORS CONNECTOR CAN BE ROTATED BY 270 DEGR. ABSOLUTE ENCODER ENDAT 2048 P/REV (ENCODER A-2048); PERFORMANCE REDUCTION BY 10% DUE TO ABSOLUTE ENCODER; PLAIN SHAFT, TOLERANCE N; W/O HOLDING BRAKE DEGREE OF PROTECTION IP64 | 2532 | TEM | 1 | MC | 10.003 | 1
1FK70617AF711EG2 | SIMOTICS S SYNCHRONOUS SERVOMOTOR, 1FK7 HIGH DYNAMIC, 6.4 NM, 100 K, 3000 RPM, 1,70KW NATURAL COOLING, IM B5 (V1, V3) POWER/SIGNAL CONNECTORS CONNECTOR CAN BE ROTATED BY 270 DEGR. ABSOLUTE ENCODER ENDAT 2048 P/REV (ENCODER A-2048); PERFORMANCE REDUCTION BY 10% DUE TO ABSOLUTE ENCODER; PLAIN SHAFT, TOLERANCE N; W/O HOLDING BRAKE DEGREE OF PROTECTION IP65 FLANGE ON DRIVE END IP67 | 2633 | TEM | 1 | MC | 10.003 | 1
1FK70617AF711EG3 | SIMOTICS S SYNCHRONOUS SERVOMOTOR, 1FK7 HIGH DYNAMIC, 6.4 NM, 100 K, 3000 RPM, 1,70KW NATURAL COOLING, IM B5 (V1, V3) POWER/SIGNAL CONNECTORS CONNECTOR CAN BE ROTATED BY 270 DEGR. ABSOLUTE ENCODER ENDAT 2048 P/REV (ENCODER A-2048); PERFORMANCE REDUCTION BY 10% DUE TO ABSOLUTE ENCODER; PLAIN SHAFT, TOLERANCE N; W/O HOLDING BRAKE DEGREE OF PROTECTION IP64; PAINT FINISH RAL7016 | 2581 | TEM | 1 | MC | 10.003 | 1
1FK70617AF711EG5 | SIMOTICS S SYNCHRONOUS SERVOMOTOR, 1FK7 HIGH DYNAMIC, 6.4 NM, 100 K, 3000 RPM, 1,70KW NATURAL COOLING, IM B5 (V1, V3) POWER/SIGNAL CONNECTORS CONNECTOR CAN BE ROTATED BY 270 DEGR. ABSOLUTE ENCODER ENDAT 2048 P/REV (ENCODER A-2048); PERFORMANCE REDUCTION BY 10% DUE TO ABSOLUTE ENCODER; PLAIN SHAFT, TOLERANCE N; W/O HOLDING BRAKE DEGREE OF PROTECTION IP65 AS FLANGE IP67; PAINT FINISH RAL7016 | 2683 | TEM | 1 | MC | 10.003 | 1
1FK70617AF711EG8 | SIMOTICS S SYNCHRONOUS SERVOMOTOR, 1FK7 HIGH DYNAMIC, 6.4 NM, 100 K, 3000 RPM, 1,70KW NATURAL COOLING, IM B5 (V1, V3) POWER/SIGNAL CONNECTORS CONNECTOR CAN BE ROTATED BY 270 DEGR. ABSOLUTE ENCODER ENDAT 2048 P/REV (ENCODER A-2048); PERFORMANCE REDUCTION BY 10% DUE TO ABSOLUTE ENCODER; PLAIN SHAFT, TOLERANCE N; W/O HOLDING BRAKE DEGREE OF PROTECTION IP65 IP67 D-END FLANGE; RAL7016 COATING; METALLIC RATING PLATE AT MOTOR | 2791 | TEM | 1 | MC | 10.003 | 1
1FK70617AF711EH0 | SIMOTICS S SYNCHRONOUS SERVOMOTOR, 1FK7 HIGH DYNAMIC, 6.4 NM, 100 K, 3000 RPM, 1,70KW NATURAL COOLING, IM B5 (V1, V3) POWER/SIGNAL CONNECTORS CONNECTOR CAN BE ROTATED BY 270 DEGR. ABSOLUTE ENCODER ENDAT 2048 P/REV (ENCODER A-2048); PERFORMANCE REDUCTION BY 10% DUE TO ABSOLUTE ENCODER; PLAIN SHAFT, TOLERANCE N; WITH HOLDING BRAKE DEGREE OF PROTECTION IP64 | 2863 | TEM | 1 | MC | 11.302 | 1
1FK70617AF711EH2 | SIMOTICS S SYNCHRONOUS SERVOMOTOR, 1FK7 HIGH DYNAMIC, 6.4 NM, 100 K, 3000 RPM, 1,70KW NATURAL COOLING, IM B5 (V1, V3) POWER/SIGNAL CONNECTORS CONNECTOR CAN BE ROTATED BY 270 DEGR. ABSOLUTE ENCODER ENDAT 2048 P/REV (ENCODER A-2048); PERFORMANCE REDUCTION BY 10% DUE TO ABSOLUTE ENCODER; PLAIN SHAFT, TOLERANCE N; WITH HOLDING BRAKE DEGREE OF PROTECTION IP65 FLANGE ON DRIVE END IP67 | 2965 | TEM | 1 | MC | 11.302 | 1
1FK70617AF711EH3 | SIMOTICS S SYNCHRONOUS SERVOMOTOR, 1FK7 HIGH DYNAMIC, 6.4 NM, 100 K, 3000 RPM, 1,70KW NATURAL COOLING, IM B5 (V1, V3) POWER/SIGNAL CONNECTORS CONNECTOR CAN BE ROTATED BY 270 DEGR. ABSOLUTE ENCODER ENDAT 2048 P/REV (ENCODER A-2048); PERFORMANCE REDUCTION BY 10% DUE TO ABSOLUTE ENCODER; PLAIN SHAFT, TOLERANCE N; WITH HOLDING BRAKE DEGREE OF PROTECTION IP64; PAINT FINISH RAL7016 | 2912 | TEM | 1 | MC | 11.302 | 1
1FK70617AF711EH5 | SIMOTICS S SYNCHRONOUS SERVOMOTOR, 1FK7 HIGH DYNAMIC, 6.4 NM, 100 K, 3000 RPM, 1,70KW NATURAL COOLING, IM B5 (V1, V3) POWER/SIGNAL CONNECTORS CONNECTOR CAN BE ROTATED BY 270 DEGR. ABSOLUTE ENCODER ENDAT 2048 P/REV (ENCODER A-2048); PERFORMANCE REDUCTION BY 10% DUE TO ABSOLUTE ENCODER; PLAIN SHAFT, TOLERANCE N; WITH HOLDING BRAKE DEGREE OF PROTECTION IP65 AS FLANGE IP67; PAINT FINISH RAL7016 | 3014 | TEM | 1 | MC | 11.302 | 1
1FK70617AF711EH8 | SIMOTICS S SYNCHRONOUS SERVOMOTOR, 1FK7 HIGH DYNAMIC, 6.4 NM, 100 K, 3000 RPM, 1,70KW NATURAL COOLING, IM B5 (V1, V3) POWER/SIGNAL CONNECTORS CONNECTOR CAN BE ROTATED BY 270 DEGR. ABSOLUTE ENCODER ENDAT 2048 P/REV (ENCODER A-2048); PERFORMANCE REDUCTION BY 10% DUE TO ABSOLUTE ENCODER; PLAIN SHAFT, TOLERANCE N; WITH HOLDING BRAKE DEGREE OF PROTECTION IP65 IP67 D-END FLANGE; RAL7016 COATING; METALLIC RATING PLATE AT MOTOR | 3123 | TEM | 1 | MC | 11.302 | 1
1FK70617AF711FA0 | SIMOTICS S SYNCHRONOUS SERVOMOTOR, 1FK7 HIGH DYNAMIC, 6.4 NM, 100 K, 3000 RPM, 1,70KW NATURAL COOLING, IM B5 (V1, V3) POWER/SIGNAL CONNECTORS CONNECTOR CAN BE ROTATED BY 270 DEGR. ABSOLUTE ENCODER 2048 P/REV (ENCODER A-2048) WITH DRIVE-CLIQ INTERFACE; PERFORMANCE REDUCTION BY 10% DUE TO ABSOLUTE ENCODER; SHAFT WITH FITTED KEY, TOLERANCE N; W/O HOLDING BRAKE DEGREE OF PROTECTION IP64 | 2885 | TEM | 1 | MC | 10.003 | 1
1FK70617AF711FA2 | SIMOTICS S SYNCHRONOUS SERVOMOTOR, 1FK7 HIGH DYNAMIC, 6.4 NM, 100 K, 3000 RPM, 1,70KW NATURAL COOLING, IM B5 (V1, V3) POWER/SIGNAL CONNECTORS CONNECTOR CAN BE ROTATED BY 270 DEGR. ABSOLUTE ENCODER 2048 P/REV (ENCODER A-2048) WITH DRIVE-CLIQ INTERFACE; PERFORMANCE REDUCTION BY 10% DUE TO ABSOLUTE ENCODER; SHAFT WITH FITTED KEY, TOLERANCE N; W/O HOLDING BRAKE DEGREE OF PROTECTION IP65 FLANGE ON DRIVE END IP67 | 2986 | TEM | 1 | MC | 10.003 | 1
1FK70617AF711FA3 | SIMOTICS S SYNCHRONOUS SERVOMOTOR, 1FK7 HIGH DYNAMIC, 6.4 NM, 100 K, 3000 RPM, 1,70KW NATURAL COOLING, IM B5 (V1, V3) POWER/SIGNAL CONNECTORS CONNECTOR CAN BE ROTATED BY 270 DEGR. ABSOLUTE ENCODER 2048 P/REV (ENCODER A-2048) WITH DRIVE-CLIQ INTERFACE; PERFORMANCE REDUCTION BY 10% DUE TO ABSOLUTE ENCODER; SHAFT WITH FITTED KEY, TOLERANCE N; W/O HOLDING BRAKE DEGREE OF PROTECTION IP64; PAINT FINISH RAL7016 | 2934 | TEM | 1 | MC | 10.003 | 1
1FK70617AF711FA5 | SIMOTICS S SYNCHRONOUS SERVOMOTOR, 1FK7 HIGH DYNAMIC, 6.4 NM, 100 K, 3000 RPM, 1,70KW NATURAL COOLING, IM B5 (V1, V3) POWER/SIGNAL CONNECTORS CONNECTOR CAN BE ROTATED BY 270 DEGR. ABSOLUTE ENCODER 2048 P/REV (ENCODER A-2048) WITH DRIVE-CLIQ INTERFACE; PERFORMANCE REDUCTION BY 10% DUE TO ABSOLUTE ENCODER; SHAFT WITH FITTED KEY, TOLERANCE N; W/O HOLDING BRAKE DEGREE OF PROTECTION IP65 AS FLANGE IP67; PAINT FINISH RAL7016 | 3036 | TEM | 1 | MC | 10.003 | 1
1FK70617AF711FA8 | SIMOTICS S SYNCHRONOUS SERVOMOTOR, 1FK7 HIGH DYNAMIC, 6.4 NM, 100 K, 3000 RPM, 1,70KW NATURAL COOLING, IM B5 (V1, V3) POWER/SIGNAL CONNECTORS CONNECTOR CAN BE ROTATED BY 270 DEGR. ABSOLUTE ENCODER 2048 P/REV (ENCODER A-2048) WITH DRIVE-CLIQ INTERFACE; PERFORMANCE REDUCTION BY 10% DUE TO ABSOLUTE ENCODER; SHAFT WITH FITTED KEY, TOLERANCE N; W/O HOLDING BRAKE DEGREE OF PROTECTION IP65 IP67 D-END FLANGE; RAL7016 COATING; METALLIC RATING PLATE AT MOTOR | 3144 | TEM | 1 | MC | 10.003 | 1
1FK70617AF711FB0 | SIMOTICS S SYNCHRONOUS SERVOMOTOR, 1FK7 HIGH DYNAMIC, 6.4 NM, 100 K, 3000 RPM, 1,70KW NATURAL COOLING, IM B5 (V1, V3) POWER/SIGNAL CONNECTORS CONNECTOR CAN BE ROTATED BY 270 DEGR. ABSOLUTE ENCODER 2048 P/REV (ENCODER A-2048) WITH DRIVE-CLIQ INTERFACE; PERFORMANCE REDUCTION BY 10% DUE TO ABSOLUTE ENCODER; SHAFT WITH FITTED KEY, TOLERANCE N; WITH HOLDING BRAKE DEGREE OF PROTECTION IP64 | 3214 | TEM | 1 | MC | 11.302 | 1
1FK70617AF711FB2 | SIMOTICS S SYNCHRONOUS SERVOMOTOR, 1FK7 HIGH DYNAMIC, 6.4 NM, 100 K, 3000 RPM, 1,70KW NATURAL COOLING, IM B5 (V1, V3) POWER/SIGNAL CONNECTORS CONNECTOR CAN BE ROTATED BY 270 DEGR. ABSOLUTE ENCODER 2048 P/REV (ENCODER A-2048) WITH DRIVE-CLIQ INTERFACE; PERFORMANCE REDUCTION BY 10% DUE TO ABSOLUTE ENCODER; SHAFT WITH FITTED KEY, TOLERANCE N; WITH HOLDING BRAKE DEGREE OF PROTECTION IP65 FLANGE ON DRIVE END IP67 | 3316 | TEM | 1 | MC | 11.302 | 1
1FK70617AF711FB3 | SIMOTICS S SYNCHRONOUS SERVOMOTOR, 1FK7 HIGH DYNAMIC, 6.4 NM, 100 K, 3000 RPM, 1,70KW NATURAL COOLING, IM B5 (V1, V3) POWER/SIGNAL CONNECTORS CONNECTOR CAN BE ROTATED BY 270 DEGR. ABSOLUTE ENCODER 2048 P/REV (ENCODER A-2048) WITH DRIVE-CLIQ INTERFACE; PERFORMANCE REDUCTION BY 10% DUE TO ABSOLUTE ENCODER; SHAFT WITH FITTED KEY, TOLERANCE N; WITH HOLDING BRAKE DEGREE OF PROTECTION IP64; PAINT FINISH RAL7016 | 3263 | TEM | 1 | MC | 11.302 | 1
1FK70617AF711FB5 | SIMOTICS S SYNCHRONOUS SERVOMOTOR, 1FK7 HIGH DYNAMIC, 6.4 NM, 100 K, 3000 RPM, 1,70KW NATURAL COOLING, IM B5 (V1, V3) POWER/SIGNAL CONNECTORS CONNECTOR CAN BE ROTATED BY 270 DEGR. ABSOLUTE ENCODER 2048 P/REV (ENCODER A-2048) WITH DRIVE-CLIQ INTERFACE; PERFORMANCE REDUCTION BY 10% DUE TO ABSOLUTE ENCODER; SHAFT WITH FITTED KEY, TOLERANCE N; WITH HOLDING BRAKE DEGREE OF PROTECTION IP65 AS FLANGE IP67; PAINT FINISH RAL7016 | 3365 | TEM | 1 | MC | 11.302 | 1
1FK70617AF711FB8 | SIMOTICS S SYNCHRONOUS SERVOMOTOR, 1FK7 HIGH DYNAMIC, 6.4 NM, 100 K, 3000 RPM, 1,70KW NATURAL COOLING, IM B5 (V1, V3) POWER/SIGNAL CONNECTORS CONNECTOR CAN BE ROTATED BY 270 DEGR. ABSOLUTE ENCODER 2048 P/REV (ENCODER A-2048) WITH DRIVE-CLIQ INTERFACE; PERFORMANCE REDUCTION BY 10% DUE TO ABSOLUTE ENCODER; SHAFT WITH FITTED KEY, TOLERANCE N; WITH HOLDING BRAKE DEGREE OF PROTECTION IP65 IP67 D-END FLANGE; RAL7016 COATING; METALLIC RATING PLATE AT MOTOR | 3473 | TEM | 1 | MC | 11.302 | 1
1FK70617AF711FG0 | SIMOTICS S SYNCHRONOUS SERVOMOTOR, 1FK7 HIGH DYNAMIC, 6.4 NM, 100 K, 3000 RPM, 1,70KW NATURAL COOLING, IM B5 (V1, V3) POWER/SIGNAL CONNECTORS CONNECTOR CAN BE ROTATED BY 270 DEGR. ABSOLUTE ENCODER 2048 P/REV (ENCODER A-2048) WITH DRIVE-CLIQ INTERFACE; PERFORMANCE REDUCTION BY 10% DUE TO ABSOLUTE ENCODER; PLAIN SHAFT, TOLERANCE N; W/O HOLDING BRAKE DEGREE OF PROTECTION IP64 | 2791 | TEM | 1 | MC | 10.003 | 1
1FK70617AF711FG2 | SIMOTICS S SYNCHRONOUS SERVOMOTOR, 1FK7 HIGH DYNAMIC, 6.4 NM, 100 K, 3000 RPM, 1,70KW NATURAL COOLING, IM B5 (V1, V3) POWER/SIGNAL CONNECTORS CONNECTOR CAN BE ROTATED BY 270 DEGR. ABSOLUTE ENCODER 2048 P/REV (ENCODER A-2048) WITH DRIVE-CLIQ INTERFACE; PERFORMANCE REDUCTION BY 10% DUE TO ABSOLUTE ENCODER; PLAIN SHAFT, TOLERANCE N; W/O HOLDING BRAKE DEGREE OF PROTECTION IP65 FLANGE ON DRIVE END IP67 | 2893 | TEM | 1 | MC | 10.003 | 1
1FK70617AF711FG3 | SIMOTICS S SYNCHRONOUS SERVOMOTOR, 1FK7 HIGH DYNAMIC, 6.4 NM, 100 K, 3000 RPM, 1,70KW NATURAL COOLING, IM B5 (V1, V3) POWER/SIGNAL CONNECTORS CONNECTOR CAN BE ROTATED BY 270 DEGR. ABSOLUTE ENCODER 2048 P/REV (ENCODER A-2048) WITH DRIVE-CLIQ INTERFACE; PERFORMANCE REDUCTION BY 10% DUE TO ABSOLUTE ENCODER; PLAIN SHAFT, TOLERANCE N; W/O HOLDING BRAKE DEGREE OF PROTECTION IP64; PAINT FINISH RAL7016 | 2840 | TEM | 1 | MC | 10.003 | 1
1FK70617AF711FG5 | SIMOTICS S SYNCHRONOUS SERVOMOTOR, 1FK7 HIGH DYNAMIC, 6.4 NM, 100 K, 3000 RPM, 1,70KW NATURAL COOLING, IM B5 (V1, V3) POWER/SIGNAL CONNECTORS CONNECTOR CAN BE ROTATED BY 270 DEGR. ABSOLUTE ENCODER 2048 P/REV (ENCODER A-2048) WITH DRIVE-CLIQ INTERFACE; PERFORMANCE REDUCTION BY 10% DUE TO ABSOLUTE ENCODER; PLAIN SHAFT, TOLERANCE N; W/O HOLDING BRAKE DEGREE OF PROTECTION IP65 AS FLANGE IP67; PAINT FINISH RAL7016 | 2942 | TEM | 1 | MC | 10.003 | 1
1FK70617AF711FG8 | SIMOTICS S SYNCHRONOUS SERVOMOTOR, 1FK7 HIGH DYNAMIC, 6.4 NM, 100 K, 3000 RPM, 1,70KW NATURAL COOLING, IM B5 (V1, V3) POWER/SIGNAL CONNECTORS CONNECTOR CAN BE ROTATED BY 270 DEGR. ABSOLUTE ENCODER 2048 P/REV (ENCODER A-2048) WITH DRIVE-CLIQ INTERFACE; PERFORMANCE REDUCTION BY 10% DUE TO ABSOLUTE ENCODER; PLAIN SHAFT, TOLERANCE N; W/O HOLDING BRAKE DEGREE OF PROTECTION IP65 IP67 D-END FLANGE; RAL7016 COATING; METALLIC RATING PLATE AT MOTOR | 3051 | TEM | 1 | MC | 10.003 | 1
1FK70617AF711FH0 | SIMOTICS S SYNCHRONOUS SERVOMOTOR, 1FK7 HIGH DYNAMIC, 6.4 NM, 100 K, 3000 RPM, 1,70KW NATURAL COOLING, IM B5 (V1, V3) POWER/SIGNAL CONNECTORS CONNECTOR CAN BE ROTATED BY 270 DEGR. ABSOLUTE ENCODER 2048 P/REV (ENCODER A-2048) WITH DRIVE-CLIQ INTERFACE; PERFORMANCE REDUCTION BY 10% DUE TO ABSOLUTE ENCODER; PLAIN SHAFT, TOLERANCE N; WITH HOLDING BRAKE DEGREE OF PROTECTION IP64 | 3123 | TEM | 1 | MC | 11.302 | 1
1FK70617AF711FH2 | SIMOTICS S SYNCHRONOUS SERVOMOTOR, 1FK7 HIGH DYNAMIC, 6.4 NM, 100 K, 3000 RPM, 1,70KW NATURAL COOLING, IM B5 (V1, V3) POWER/SIGNAL CONNECTORS CONNECTOR CAN BE ROTATED BY 270 DEGR. ABSOLUTE ENCODER 2048 P/REV (ENCODER A-2048) WITH DRIVE-CLIQ INTERFACE; PERFORMANCE REDUCTION BY 10% DUE TO ABSOLUTE ENCODER; PLAIN SHAFT, TOLERANCE N; WITH HOLDING BRAKE DEGREE OF PROTECTION IP65 FLANGE ON DRIVE END IP67 | 3224 | TEM | 1 | MC | 11.302 | 1
1FK70617AF711FH3 | SIMOTICS S SYNCHRONOUS SERVOMOTOR, 1FK7 HIGH DYNAMIC, 6.4 NM, 100 K, 3000 RPM, 1,70KW NATURAL COOLING, IM B5 (V1, V3) POWER/SIGNAL CONNECTORS CONNECTOR CAN BE ROTATED BY 270 DEGR. ABSOLUTE ENCODER 2048 P/REV (ENCODER A-2048) WITH DRIVE-CLIQ INTERFACE; PERFORMANCE REDUCTION BY 10% DUE TO ABSOLUTE ENCODER; PLAIN SHAFT, TOLERANCE N; WITH HOLDING BRAKE DEGREE OF PROTECTION IP64; PAINT FINISH RAL7016 | 3172 | TEM | 1 | MC | 11.302 | 1
1FK70617AF711FH5 | SIMOTICS S SYNCHRONOUS SERVOMOTOR, 1FK7 HIGH DYNAMIC, 6.4 NM, 100 K, 3000 RPM, 1,70KW NATURAL COOLING, IM B5 (V1, V3) POWER/SIGNAL CONNECTORS CONNECTOR CAN BE ROTATED BY 270 DEGR. ABSOLUTE ENCODER 2048 P/REV (ENCODER A-2048) WITH DRIVE-CLIQ INTERFACE; PERFORMANCE REDUCTION BY 10% DUE TO ABSOLUTE ENCODER; PLAIN SHAFT, TOLERANCE N; WITH HOLDING BRAKE DEGREE OF PROTECTION IP65 AS FLANGE IP67; PAINT FINISH RAL7016 | 3273 | TEM | 1 | MC | 11.302 | 1
1FK70617AF711FH8 | SIMOTICS S SYNCHRONOUS SERVOMOTOR, 1FK7 HIGH DYNAMIC, 6.4 NM, 100 K, 3000 RPM, 1,70KW NATURAL COOLING, IM B5 (V1, V3) POWER/SIGNAL CONNECTORS CONNECTOR CAN BE ROTATED BY 270 DEGR. ABSOLUTE ENCODER 2048 P/REV (ENCODER A-2048) WITH DRIVE-CLIQ INTERFACE; PERFORMANCE REDUCTION BY 10% DUE TO ABSOLUTE ENCODER; PLAIN SHAFT, TOLERANCE N; WITH HOLDING BRAKE DEGREE OF PROTECTION IP65 IP67 D-END FLANGE; RAL7016 COATING; METALLIC RATING PLATE AT MOTOR | 3382 | TEM | 1 | MC | 11.302 | 1
1FK70617AF711GA0 | SIMOTICS S SYNCHRONOUS SERVOMOTOR, 1FK7 HIGH DYNAMIC, 6.4 NM, 100 K, 3000 RPM, 1,70KW NATURAL COOLING, IM B5 (V1, V3) POWER/SIGNAL CONNECTORS CONNECTOR CAN BE ROTATED BY 270 DEGR. BASIC ABSOLUTE ENCODER 32 P/REV (ENCODER A-32); PERFORMANCE REDUCTION BY 10% DUE TO ABSOLUTE ENCODER; SHAFT WITH FITTED KEY, TOLERANCE N; W/O HOLDING BRAKE DEGREE OF PROTECTION IP64 | 2064 | TEM | 1 | MC | 10.003 | 1
1FK70617AF711GA2 | SIMOTICS S SYNCHRONOUS SERVOMOTOR, 1FK7 HIGH DYNAMIC, 6.4 NM, 100 K, 3000 RPM, 1,70KW NATURAL COOLING, IM B5 (V1, V3) POWER/SIGNAL CONNECTORS CONNECTOR CAN BE ROTATED BY 270 DEGR. BASIC ABSOLUTE ENCODER 32 P/REV (ENCODER A-32); PERFORMANCE REDUCTION BY 10% DUE TO ABSOLUTE ENCODER; SHAFT WITH FITTED KEY, TOLERANCE N; W/O HOLDING BRAKE DEGREE OF PROTECTION IP65 FLANGE ON DRIVE END IP67 | 2165 | TEM | 1 | MC | 10.003 | 1
1FK70617AF711GA3 | SIMOTICS S SYNCHRONOUS SERVOMOTOR, 1FK7 HIGH DYNAMIC, 6.4 NM, 100 K, 3000 RPM, 1,70KW NATURAL COOLING, IM B5 (V1, V3) POWER/SIGNAL CONNECTORS CONNECTOR CAN BE ROTATED BY 270 DEGR. BASIC ABSOLUTE ENCODER 32 P/REV (ENCODER A-32); PERFORMANCE REDUCTION BY 10% DUE TO ABSOLUTE ENCODER; SHAFT WITH FITTED KEY, TOLERANCE N; W/O HOLDING BRAKE DEGREE OF PROTECTION IP64; PAINT FINISH RAL7016 | 2113 | TEM | 1 | MC | 10.003 | 1
1FK70617AF711GA5 | SIMOTICS S SYNCHRONOUS SERVOMOTOR, 1FK7 HIGH DYNAMIC, 6.4 NM, 100 K, 3000 RPM, 1,70KW NATURAL COOLING, IM B5 (V1, V3) POWER/SIGNAL CONNECTORS CONNECTOR CAN BE ROTATED BY 270 DEGR. BASIC ABSOLUTE ENCODER 32 P/REV (ENCODER A-32); PERFORMANCE REDUCTION BY 10% DUE TO ABSOLUTE ENCODER; SHAFT WITH FITTED KEY, TOLERANCE N; W/O HOLDING BRAKE DEGREE OF PROTECTION IP65 AS FLANGE IP67; PAINT FINISH RAL7016 | 2214 | TEM | 1 | MC | 10.003 | 1
1FK70617AF711GA8 | SIMOTICS S SYNCHRONOUS SERVOMOTOR, 1FK7 HIGH DYNAMIC, 6.4 NM, 100 K, 3000 RPM, 1,70KW NATURAL COOLING, IM B5 (V1, V3) POWER/SIGNAL CONNECTORS CONNECTOR CAN BE ROTATED BY 270 DEGR. BASIC ABSOLUTE ENCODER 32 P/REV (ENCODER A-32); PERFORMANCE REDUCTION BY 10% DUE TO ABSOLUTE ENCODER; SHAFT WITH FITTED KEY, TOLERANCE N; W/O HOLDING BRAKE DEGREE OF PROTECTION IP65 IP67 D-END FLANGE; RAL7016 COATING; METALLIC RATING PLATE AT MOTOR | 2323 | TEM | 1 | MC | 10.003 | 1
1FK70617AF711GB0 | SIMOTICS S SYNCHRONOUS SERVOMOTOR, 1FK7 HIGH DYNAMIC, 6.4 NM, 100 K, 3000 RPM, 1,70KW NATURAL COOLING, IM B5 (V1, V3) POWER/SIGNAL CONNECTORS CONNECTOR CAN BE ROTATED BY 270 DEGR. BASIC ABSOLUTE ENCODER 32 P/REV (ENCODER A-32); PERFORMANCE REDUCTION BY 10% DUE TO ABSOLUTE ENCODER; SHAFT WITH FITTED KEY, TOLERANCE N; WITH HOLDING BRAKE DEGREE OF PROTECTION IP64 | 2393 | TEM | 1 | MC | 11.302 | 1
1FK70617AF711GB2 | SIMOTICS S SYNCHRONOUS SERVOMOTOR, 1FK7 HIGH DYNAMIC, 6.4 NM, 100 K, 3000 RPM, 1,70KW NATURAL COOLING, IM B5 (V1, V3) POWER/SIGNAL CONNECTORS CONNECTOR CAN BE ROTATED BY 270 DEGR. BASIC ABSOLUTE ENCODER 32 P/REV (ENCODER A-32); PERFORMANCE REDUCTION BY 10% DUE TO ABSOLUTE ENCODER; SHAFT WITH FITTED KEY, TOLERANCE N; WITH HOLDING BRAKE DEGREE OF PROTECTION IP65 FLANGE ON DRIVE END IP67 | 2494 | TEM | 1 | MC | 11.302 | 1
1FK70617AF711GB3 | SIMOTICS S SYNCHRONOUS SERVOMOTOR, 1FK7 HIGH DYNAMIC, 6.4 NM, 100 K, 3000 RPM, 1,70KW NATURAL COOLING, IM B5 (V1, V3) POWER/SIGNAL CONNECTORS CONNECTOR CAN BE ROTATED BY 270 DEGR. BASIC ABSOLUTE ENCODER 32 P/REV (ENCODER A-32); PERFORMANCE REDUCTION BY 10% DUE TO ABSOLUTE ENCODER; SHAFT WITH FITTED KEY, TOLERANCE N; WITH HOLDING BRAKE DEGREE OF PROTECTION IP64; PAINT FINISH RAL7016 | 2442 | TEM | 1 | MC | 11.302 | 1
1FK70617AF711GB5 | SIMOTICS S SYNCHRONOUS SERVOMOTOR, 1FK7 HIGH DYNAMIC, 6.4 NM, 100 K, 3000 RPM, 1,70KW NATURAL COOLING, IM B5 (V1, V3) POWER/SIGNAL CONNECTORS CONNECTOR CAN BE ROTATED BY 270 DEGR. BASIC ABSOLUTE ENCODER 32 P/REV (ENCODER A-32); PERFORMANCE REDUCTION BY 10% DUE TO ABSOLUTE ENCODER; SHAFT WITH FITTED KEY, TOLERANCE N; WITH HOLDING BRAKE DEGREE OF PROTECTION IP65 AS FLANGE IP67; PAINT FINISH RAL7016 | 2543 | TEM | 1 | MC | 11.302 | 1
1FK70617AF711GB8 | SIMOTICS S SYNCHRONOUS SERVOMOTOR, 1FK7 HIGH DYNAMIC, 6.4 NM, 100 K, 3000 RPM, 1,70KW NATURAL COOLING, IM B5 (V1, V3) POWER/SIGNAL CONNECTORS CONNECTOR CAN BE ROTATED BY 270 DEGR. BASIC ABSOLUTE ENCODER 32 P/REV (ENCODER A-32); PERFORMANCE REDUCTION BY 10% DUE TO ABSOLUTE ENCODER; SHAFT WITH FITTED KEY, TOLERANCE N; WITH HOLDING BRAKE DEGREE OF PROTECTION IP65 IP67 D-END FLANGE; RAL7016 COATING; METALLIC RATING PLATE AT MOTOR | 2652 | TEM | 1 | MC | 11.302 | 1
1FK70617AF711GG0 | SIMOTICS S SYNCHRONOUS SERVOMOTOR, 1FK7 HIGH DYNAMIC, 6.4 NM, 100 K, 3000 RPM, 1,70KW NATURAL COOLING, IM B5 (V1, V3) POWER/SIGNAL CONNECTORS CONNECTOR CAN BE ROTATED BY 270 DEGR. BASIC ABSOLUTE ENCODER 32 P/REV (ENCODER A-32); PERFORMANCE REDUCTION BY 10% DUE TO ABSOLUTE ENCODER; PLAIN SHAFT, TOLERANCE N; W/O HOLDING BRAKE DEGREE OF PROTECTION IP64 | 1970 | TEM | 1 | MC | 10.003 | 1
1FK70617AF711GG2 | SIMOTICS S SYNCHRONOUS SERVOMOTOR, 1FK7 HIGH DYNAMIC, 6.4 NM, 100 K, 3000 RPM, 1,70KW NATURAL COOLING, IM B5 (V1, V3) POWER/SIGNAL CONNECTORS CONNECTOR CAN BE ROTATED BY 270 DEGR. BASIC ABSOLUTE ENCODER 32 P/REV (ENCODER A-32); PERFORMANCE REDUCTION BY 10% DUE TO ABSOLUTE ENCODER; PLAIN SHAFT, TOLERANCE N; W/O HOLDING BRAKE DEGREE OF PROTECTION IP65 FLANGE ON DRIVE END IP67 | 2071 | TEM | 1 | MC | 10.003 | 1
1FK70617AF711GG3 | SIMOTICS S SYNCHRONOUS SERVOMOTOR, 1FK7 HIGH DYNAMIC, 6.4 NM, 100 K, 3000 RPM, 1,70KW NATURAL COOLING, IM B5 (V1, V3) POWER/SIGNAL CONNECTORS CONNECTOR CAN BE ROTATED BY 270 DEGR. BASIC ABSOLUTE ENCODER 32 P/REV (ENCODER A-32); PERFORMANCE REDUCTION BY 10% DUE TO ABSOLUTE ENCODER; PLAIN SHAFT, TOLERANCE N; W/O HOLDING BRAKE DEGREE OF PROTECTION IP64; PAINT FINISH RAL7016 | 2019 | TEM | 1 | MC | 10.003 | 1
1FK70617AF711GG5 | SIMOTICS S SYNCHRONOUS SERVOMOTOR, 1FK7 HIGH DYNAMIC, 6.4 NM, 100 K, 3000 RPM, 1,70KW NATURAL COOLING, IM B5 (V1, V3) POWER/SIGNAL CONNECTORS CONNECTOR CAN BE ROTATED BY 270 DEGR. BASIC ABSOLUTE ENCODER 32 P/REV (ENCODER A-32); PERFORMANCE REDUCTION BY 10% DUE TO ABSOLUTE ENCODER; PLAIN SHAFT, TOLERANCE N; W/O HOLDING BRAKE DEGREE OF PROTECTION IP65 AS FLANGE IP67; PAINT FINISH RAL7016 | 2121 | TEM | 1 | MC | 10.003 | 1
1FK70617AF711GG8 | SIMOTICS S SYNCHRONOUS SERVOMOTOR, 1FK7 HIGH DYNAMIC, 6.4 NM, 100 K, 3000 RPM, 1,70KW NATURAL COOLING, IM B5 (V1, V3) POWER/SIGNAL CONNECTORS CONNECTOR CAN BE ROTATED BY 270 DEGR. BASIC ABSOLUTE ENCODER 32 P/REV (ENCODER A-32); PERFORMANCE REDUCTION BY 10% DUE TO ABSOLUTE ENCODER; PLAIN SHAFT, TOLERANCE N; W/O HOLDING BRAKE DEGREE OF PROTECTION IP65 IP67 D-END FLANGE; RAL7016 COATING; METALLIC RATING PLATE AT MOTOR | 2229 | TEM | 1 | MC | 10.003 | 1
1FK70617AF711GH0 | SIMOTICS S SYNCHRONOUS SERVOMOTOR, 1FK7 HIGH DYNAMIC, 6.4 NM, 100 K, 3000 RPM, 1,70KW NATURAL COOLING, IM B5 (V1, V3) POWER/SIGNAL CONNECTORS CONNECTOR CAN BE ROTATED BY 270 DEGR. BASIC ABSOLUTE ENCODER 32 P/REV (ENCODER A-32); PERFORMANCE REDUCTION BY 10% DUE TO ABSOLUTE ENCODER; PLAIN SHAFT, TOLERANCE N; WITH HOLDING BRAKE DEGREE OF PROTECTION IP64 | 2301 | TEM | 1 | MC | 11.302 | 1
1FK70617AF711GH2 | SIMOTICS S SYNCHRONOUS SERVOMOTOR, 1FK7 HIGH DYNAMIC, 6.4 NM, 100 K, 3000 RPM, 1,70KW NATURAL COOLING, IM B5 (V1, V3) POWER/SIGNAL CONNECTORS CONNECTOR CAN BE ROTATED BY 270 DEGR. BASIC ABSOLUTE ENCODER 32 P/REV (ENCODER A-32); PERFORMANCE REDUCTION BY 10% DUE TO ABSOLUTE ENCODER; PLAIN SHAFT, TOLERANCE N; WITH HOLDING BRAKE DEGREE OF PROTECTION IP65 FLANGE ON DRIVE END IP67 | 2403 | TEM | 1 | MC | 11.302 | 1
1FK70617AF711GH3 | SIMOTICS S SYNCHRONOUS SERVOMOTOR, 1FK7 HIGH DYNAMIC, 6.4 NM, 100 K, 3000 RPM, 1,70KW NATURAL COOLING, IM B5 (V1, V3) POWER/SIGNAL CONNECTORS CONNECTOR CAN BE ROTATED BY 270 DEGR. BASIC ABSOLUTE ENCODER 32 P/REV (ENCODER A-32); PERFORMANCE REDUCTION BY 10% DUE TO ABSOLUTE ENCODER; PLAIN SHAFT, TOLERANCE N; WITH HOLDING BRAKE DEGREE OF PROTECTION IP64; PAINT FINISH RAL7016 | 2351 | TEM | 1 | MC | 11.302 | 1
1FK70617AF711GH5 | SIMOTICS S SYNCHRONOUS SERVOMOTOR, 1FK7 HIGH DYNAMIC, 6.4 NM, 100 K, 3000 RPM, 1,70KW NATURAL COOLING, IM B5 (V1, V3) POWER/SIGNAL CONNECTORS CONNECTOR CAN BE ROTATED BY 270 DEGR. BASIC ABSOLUTE ENCODER 32 P/REV (ENCODER A-32); PERFORMANCE REDUCTION BY 10% DUE TO ABSOLUTE ENCODER; PLAIN SHAFT, TOLERANCE N; WITH HOLDING BRAKE DEGREE OF PROTECTION IP65 AS FLANGE IP67; PAINT FINISH RAL7016 | 2452 | TEM | 1 | MC | 11.302 | 1
1FK70617AF711GH8 | SIMOTICS S SYNCHRONOUS SERVOMOTOR, 1FK7 HIGH DYNAMIC, 6.4 NM, 100 K, 3000 RPM, 1,70KW NATURAL COOLING, IM B5 (V1, V3) POWER/SIGNAL CONNECTORS CONNECTOR CAN BE ROTATED BY 270 DEGR. BASIC ABSOLUTE ENCODER 32 P/REV (ENCODER A-32); PERFORMANCE REDUCTION BY 10% DUE TO ABSOLUTE ENCODER; PLAIN SHAFT, TOLERANCE N; WITH HOLDING BRAKE DEGREE OF PROTECTION IP65 IP67 D-END FLANGE; RAL7016 COATING; METALLIC RATING PLATE AT MOTOR | 2561 | TEM | 1 | MC | 11.302 | 1
1FK70617AF711KA0 | SIMOTICS S SYNCHRONOUS SERVOMOTOR, 1FK7 HIGH DYNAMIC, 6.4 NM, 100 K, 3000 RPM, 1,70KW NATURAL COOLING, IM B5 (V1, V3) POWER/SIGNAL CONNECTORS CONNECTOR CAN BE ROTATED BY 270 DEGR. BASIC ABSOLUTE ENCODER 32 P/REV (ENCODER A-32) WITH DRIVE-CLIQ INTERFACE; PERFORMANCE REDUCTION BY 10% DUE TO ABSOLUTE ENCODER; SHAFT WITH FITTED KEY, TOLERANCE N; W/O HOLDING BRAKE DEGREE OF PROTECTION IP64 | 2323 | TEM | 1 | MC | 10.003 | 1
1FK70617AF711KA2 | SIMOTICS S SYNCHRONOUS SERVOMOTOR, 1FK7 HIGH DYNAMIC, 6.4 NM, 100 K, 3000 RPM, 1,70KW NATURAL COOLING, IM B5 (V1, V3) POWER/SIGNAL CONNECTORS CONNECTOR CAN BE ROTATED BY 270 DEGR. BASIC ABSOLUTE ENCODER 32 P/REV (ENCODER A-32) WITH DRIVE-CLIQ INTERFACE; PERFORMANCE REDUCTION BY 10% DUE TO ABSOLUTE ENCODER; SHAFT WITH FITTED KEY, TOLERANCE N; W/O HOLDING BRAKE DEGREE OF PROTECTION IP65 FLANGE ON DRIVE END IP67 | 2424 | TEM | 1 | MC | 10.003 | 1
1FK70617AF711KA3 | SIMOTICS S SYNCHRONOUS SERVOMOTOR, 1FK7 HIGH DYNAMIC, 6.4 NM, 100 K, 3000 RPM, 1,70KW NATURAL COOLING, IM B5 (V1, V3) POWER/SIGNAL CONNECTORS CONNECTOR CAN BE ROTATED BY 270 DEGR. BASIC ABSOLUTE ENCODER 32 P/REV (ENCODER A-32) WITH DRIVE-CLIQ INTERFACE; PERFORMANCE REDUCTION BY 10% DUE TO ABSOLUTE ENCODER; SHAFT WITH FITTED KEY, TOLERANCE N; W/O HOLDING BRAKE DEGREE OF PROTECTION IP64; PAINT FINISH RAL7016 | 2372 | TEM | 1 | MC | 10.003 | 1
1FK70617AF711KA5 | SIMOTICS S SYNCHRONOUS SERVOMOTOR, 1FK7 HIGH DYNAMIC, 6.4 NM, 100 K, 3000 RPM, 1,70KW NATURAL COOLING, IM B5 (V1, V3) POWER/SIGNAL CONNECTORS CONNECTOR CAN BE ROTATED BY 270 DEGR. BASIC ABSOLUTE ENCODER 32 P/REV (ENCODER A-32) WITH DRIVE-CLIQ INTERFACE; PERFORMANCE REDUCTION BY 10% DUE TO ABSOLUTE ENCODER; SHAFT WITH FITTED KEY, TOLERANCE N; W/O HOLDING BRAKE DEGREE OF PROTECTION IP65 AS FLANGE IP67; PAINT FINISH RAL7016 | 2474 | TEM | 1 | MC | 10.003 | 1
1FK70617AF711KA8 | SIMOTICS S SYNCHRONOUS SERVOMOTOR, 1FK7 HIGH DYNAMIC, 6.4 NM, 100 K, 3000 RPM, 1,70KW NATURAL COOLING, IM B5 (V1, V3) POWER/SIGNAL CONNECTORS CONNECTOR CAN BE ROTATED BY 270 DEGR. BASIC ABSOLUTE ENCODER 32 P/REV (ENCODER A-32) WITH DRIVE-CLIQ INTERFACE; PERFORMANCE REDUCTION BY 10% DUE TO ABSOLUTE ENCODER; SHAFT WITH FITTED KEY, TOLERANCE N; W/O HOLDING BRAKE DEGREE OF PROTECTION IP65 IP67 D-END FLANGE; RAL7016 COATING; METALLIC RATING PLATE AT MOTOR | 2582 | TEM | 1 | MC | 10.003 | 1
1FK70617AF711KB0 | SIMOTICS S SYNCHRONOUS SERVOMOTOR, 1FK7 HIGH DYNAMIC, 6.4 NM, 100 K, 3000 RPM, 1,70KW NATURAL COOLING, IM B5 (V1, V3) POWER/SIGNAL CONNECTORS CONNECTOR CAN BE ROTATED BY 270 DEGR. BASIC ABSOLUTE ENCODER 32 P/REV (ENCODER A-32) WITH DRIVE-CLIQ INTERFACE; PERFORMANCE REDUCTION BY 10% DUE TO ABSOLUTE ENCODER; SHAFT WITH FITTED KEY, TOLERANCE N; WITH HOLDING BRAKE DEGREE OF PROTECTION IP64 | 2652 | TEM | 1 | MC | 11.302 | 1
1FK70617AF711KB2 | SIMOTICS S SYNCHRONOUS SERVOMOTOR, 1FK7 HIGH DYNAMIC, 6.4 NM, 100 K, 3000 RPM, 1,70KW NATURAL COOLING, IM B5 (V1, V3) POWER/SIGNAL CONNECTORS CONNECTOR CAN BE ROTATED BY 270 DEGR. BASIC ABSOLUTE ENCODER 32 P/REV (ENCODER A-32) WITH DRIVE-CLIQ INTERFACE; PERFORMANCE REDUCTION BY 10% DUE TO ABSOLUTE ENCODER; SHAFT WITH FITTED KEY, TOLERANCE N; WITH HOLDING BRAKE DEGREE OF PROTECTION IP65 FLANGE ON DRIVE END IP67 | 2753 | TEM | 1 | MC | 11.302 | 1
1FK70617AF711KB3 | SIMOTICS S SYNCHRONOUS SERVOMOTOR, 1FK7 HIGH DYNAMIC, 6.4 NM, 100 K, 3000 RPM, 1,70KW NATURAL COOLING, IM B5 (V1, V3) POWER/SIGNAL CONNECTORS CONNECTOR CAN BE ROTATED BY 270 DEGR. BASIC ABSOLUTE ENCODER 32 P/REV (ENCODER A-32) WITH DRIVE-CLIQ INTERFACE; PERFORMANCE REDUCTION BY 10% DUE TO ABSOLUTE ENCODER; SHAFT WITH FITTED KEY, TOLERANCE N; WITH HOLDING BRAKE DEGREE OF PROTECTION IP64; PAINT FINISH RAL7016 | 2701 | TEM | 1 | MC | 11.302 | 1
1FK70617AF711KB5 | SIMOTICS S SYNCHRONOUS SERVOMOTOR, 1FK7 HIGH DYNAMIC, 6.4 NM, 100 K, 3000 RPM, 1,70KW NATURAL COOLING, IM B5 (V1, V3) POWER/SIGNAL CONNECTORS CONNECTOR CAN BE ROTATED BY 270 DEGR. BASIC ABSOLUTE ENCODER 32 P/REV (ENCODER A-32) WITH DRIVE-CLIQ INTERFACE; PERFORMANCE REDUCTION BY 10% DUE TO ABSOLUTE ENCODER; SHAFT WITH FITTED KEY, TOLERANCE N; WITH HOLDING BRAKE DEGREE OF PROTECTION IP65 AS FLANGE IP67; PAINT FINISH RAL7016 | 2803 | TEM | 1 | MC | 11.302 | 1
1FK70617AF711KB8 | SIMOTICS S SYNCHRONOUS SERVOMOTOR, 1FK7 HIGH DYNAMIC, 6.4 NM, 100 K, 3000 RPM, 1,70KW NATURAL COOLING, IM B5 (V1, V3) POWER/SIGNAL CONNECTORS CONNECTOR CAN BE ROTATED BY 270 DEGR. BASIC ABSOLUTE ENCODER 32 P/REV (ENCODER A-32) WITH DRIVE-CLIQ INTERFACE; PERFORMANCE REDUCTION BY 10% DUE TO ABSOLUTE ENCODER; SHAFT WITH FITTED KEY, TOLERANCE N; WITH HOLDING BRAKE DEGREE OF PROTECTION IP65 IP67 D-END FLANGE; RAL7016 COATING; METALLIC RATING PLATE AT MOTOR | 2911 | TEM | 1 | MC | 11.302 | 1
1FK70617AF711KG0 | SIMOTICS S SYNCHRONOUS SERVOMOTOR, 1FK7 HIGH DYNAMIC, 6.4 NM, 100 K, 3000 RPM, 1,70KW NATURAL COOLING, IM B5 (V1, V3) POWER/SIGNAL CONNECTORS CONNECTOR CAN BE ROTATED BY 270 DEGR. BASIC ABSOLUTE ENCODER 32 P/REV (ENCODER A-32) WITH DRIVE-CLIQ INTERFACE; PERFORMANCE REDUCTION BY 10% DUE TO ABSOLUTE ENCODER; PLAIN SHAFT, TOLERANCE N; W/O HOLDING BRAKE DEGREE OF PROTECTION IP64 | 2229 | TEM | 1 | MC | 10.003 | 1
1FK70617AF711KG2 | SIMOTICS S SYNCHRONOUS SERVOMOTOR, 1FK7 HIGH DYNAMIC, 6.4 NM, 100 K, 3000 RPM, 1,70KW NATURAL COOLING, IM B5 (V1, V3) POWER/SIGNAL CONNECTORS CONNECTOR CAN BE ROTATED BY 270 DEGR. BASIC ABSOLUTE ENCODER 32 P/REV (ENCODER A-32) WITH DRIVE-CLIQ INTERFACE; PERFORMANCE REDUCTION BY 10% DUE TO ABSOLUTE ENCODER; PLAIN SHAFT, TOLERANCE N; W/O HOLDING BRAKE DEGREE OF PROTECTION IP65 FLANGE ON DRIVE END IP67 | 2331 | TEM | 1 | MC | 10.003 | 1
1FK70617AF711KG3 | SIMOTICS S SYNCHRONOUS SERVOMOTOR, 1FK7 HIGH DYNAMIC, 6.4 NM, 100 K, 3000 RPM, 1,70KW NATURAL COOLING, IM B5 (V1, V3) POWER/SIGNAL CONNECTORS CONNECTOR CAN BE ROTATED BY 270 DEGR. BASIC ABSOLUTE ENCODER 32 P/REV (ENCODER A-32) WITH DRIVE-CLIQ INTERFACE; PERFORMANCE REDUCTION BY 10% DUE TO ABSOLUTE ENCODER; PLAIN SHAFT, TOLERANCE N; W/O HOLDING BRAKE DEGREE OF PROTECTION IP64; PAINT FINISH RAL7016 | 2278 | TEM | 1 | MC | 10.003 | 1
1FK70617AF711KG5 | SIMOTICS S SYNCHRONOUS SERVOMOTOR, 1FK7 HIGH DYNAMIC, 6.4 NM, 100 K, 3000 RPM, 1,70KW NATURAL COOLING, IM B5 (V1, V3) POWER/SIGNAL CONNECTORS CONNECTOR CAN BE ROTATED BY 270 DEGR. BASIC ABSOLUTE ENCODER 32 P/REV (ENCODER A-32) WITH DRIVE-CLIQ INTERFACE; PERFORMANCE REDUCTION BY 10% DUE TO ABSOLUTE ENCODER; PLAIN SHAFT, TOLERANCE N; W/O HOLDING BRAKE DEGREE OF PROTECTION IP65 AS FLANGE IP67; PAINT FINISH RAL7016 | 2380 | TEM | 1 | MC | 10.003 | 1
1FK70617AF711KG8 | SIMOTICS S SYNCHRONOUS SERVOMOTOR, 1FK7 HIGH DYNAMIC, 6.4 NM, 100 K, 3000 RPM, 1,70KW NATURAL COOLING, IM B5 (V1, V3) POWER/SIGNAL CONNECTORS CONNECTOR CAN BE ROTATED BY 270 DEGR. BASIC ABSOLUTE ENCODER 32 P/REV (ENCODER A-32) WITH DRIVE-CLIQ INTERFACE; PERFORMANCE REDUCTION BY 10% DUE TO ABSOLUTE ENCODER; PLAIN SHAFT, TOLERANCE N; W/O HOLDING BRAKE DEGREE OF PROTECTION IP65 IP67 D-END FLANGE; RAL7016 COATING; METALLIC RATING PLATE AT MOTOR | 2489 | TEM | 1 | MC | 10.003 | 1
1FK70617AF711KH0 | SIMOTICS S SYNCHRONOUS SERVOMOTOR, 1FK7 HIGH DYNAMIC, 6.4 NM, 100 K, 3000 RPM, 1,70KW NATURAL COOLING, IM B5 (V1, V3) POWER/SIGNAL CONNECTORS CONNECTOR CAN BE ROTATED BY 270 DEGR. BASIC ABSOLUTE ENCODER 32 P/REV (ENCODER A-32) WITH DRIVE-CLIQ INTERFACE; PERFORMANCE REDUCTION BY 10% DUE TO ABSOLUTE ENCODER; PLAIN SHAFT, TOLERANCE N; WITH HOLDING BRAKE DEGREE OF PROTECTION IP64 | 2561 | TEM | 1 | MC | 11.302 | 1
1FK70617AF711KH2 | SIMOTICS S SYNCHRONOUS SERVOMOTOR, 1FK7 HIGH DYNAMIC, 6.4 NM, 100 K, 3000 RPM, 1,70KW NATURAL COOLING, IM B5 (V1, V3) POWER/SIGNAL CONNECTORS CONNECTOR CAN BE ROTATED BY 270 DEGR. BASIC ABSOLUTE ENCODER 32 P/REV (ENCODER A-32) WITH DRIVE-CLIQ INTERFACE; PERFORMANCE REDUCTION BY 10% DUE TO ABSOLUTE ENCODER; PLAIN SHAFT, TOLERANCE N; WITH HOLDING BRAKE DEGREE OF PROTECTION IP65 FLANGE ON DRIVE END IP67 | 2662 | TEM | 1 | MC | 11.302 | 1
1FK70617AF711KH3 | SIMOTICS S SYNCHRONOUS SERVOMOTOR, 1FK7 HIGH DYNAMIC, 6.4 NM, 100 K, 3000 RPM, 1,70KW NATURAL COOLING, IM B5 (V1, V3) POWER/SIGNAL CONNECTORS CONNECTOR CAN BE ROTATED BY 270 DEGR. BASIC ABSOLUTE ENCODER 32 P/REV (ENCODER A-32) WITH DRIVE-CLIQ INTERFACE; PERFORMANCE REDUCTION BY 10% DUE TO ABSOLUTE ENCODER; PLAIN SHAFT, TOLERANCE N; WITH HOLDING BRAKE DEGREE OF PROTECTION IP64; PAINT FINISH RAL7016 | 2610 | TEM | 1 | MC | 11.302 | 1
1FK70617AF711KH5 | SIMOTICS S SYNCHRONOUS SERVOMOTOR, 1FK7 HIGH DYNAMIC, 6.4 NM, 100 K, 3000 RPM, 1,70KW NATURAL COOLING, IM B5 (V1, V3) POWER/SIGNAL CONNECTORS CONNECTOR CAN BE ROTATED BY 270 DEGR. BASIC ABSOLUTE ENCODER 32 P/REV (ENCODER A-32) WITH DRIVE-CLIQ INTERFACE; PERFORMANCE REDUCTION BY 10% DUE TO ABSOLUTE ENCODER; PLAIN SHAFT, TOLERANCE N; WITH HOLDING BRAKE DEGREE OF PROTECTION IP65 AS FLANGE IP67; PAINT FINISH RAL7016 | 2711 | TEM | 1 | MC | 11.302 | 1
1FK70617AF711KH8 | SIMOTICS S SYNCHRONOUS SERVOMOTOR, 1FK7 HIGH DYNAMIC, 6.4 NM, 100 K, 3000 RPM, 1,70KW NATURAL COOLING, IM B5 (V1, V3) POWER/SIGNAL CONNECTORS CONNECTOR CAN BE ROTATED BY 270 DEGR. BASIC ABSOLUTE ENCODER 32 P/REV (ENCODER A-32) WITH DRIVE-CLIQ INTERFACE; PERFORMANCE REDUCTION BY 10% DUE TO ABSOLUTE ENCODER; PLAIN SHAFT, TOLERANCE N; WITH HOLDING BRAKE DEGREE OF PROTECTION IP65 IP67 D-END FLANGE; RAL7016 COATING; METALLIC RATING PLATE AT MOTOR | 2820 | TEM | 1 | MC | 11.302 | 1
1FK70617AF711PA0 | SIMOTICS S SYNCHRONOUS SERVOMOTOR, 1FK7 HIGH DYNAMIC, 6.4 NM, 100 K, 3000 RPM, 1,70KW NATURAL COOLING, IM B5 (V1, V3) POWER/SIGNAL CONNECTORS CONNECTOR CAN BE ROTATED BY 270 DEGR. RESOLVER 2-POLE (RESOLVER P=1) WITH DRIVE-CLIQ INTERFACE; SHAFT WITH FITTED KEY, TOLERANCE N; W/O HOLDING BRAKE DEGREE OF PROTECTION IP64 | 1847 | TEM | 1 | MC | 10.003 | 1
1FK70617AF711PA2 | SIMOTICS S SYNCHRONOUS SERVOMOTOR, 1FK7 HIGH DYNAMIC, 6.4 NM, 100 K, 3000 RPM, 1,70KW NATURAL COOLING, IM B5 (V1, V3) POWER/SIGNAL CONNECTORS CONNECTOR CAN BE ROTATED BY 270 DEGR. RESOLVER 2-POLE (RESOLVER P=1) WITH DRIVE-CLIQ INTERFACE; SHAFT WITH FITTED KEY, TOLERANCE N; W/O HOLDING BRAKE DEGREE OF PROTECTION IP65 FLANGE ON DRIVE END IP67 | 1949 | TEM | 1 | MC | 10.003 | 1
1FK70617AF711PA3 | SIMOTICS S SYNCHRONOUS SERVOMOTOR, 1FK7 HIGH DYNAMIC, 6.4 NM, 100 K, 3000 RPM, 1,70KW NATURAL COOLING, IM B5 (V1, V3) POWER/SIGNAL CONNECTORS CONNECTOR CAN BE ROTATED BY 270 DEGR. RESOLVER 2-POLE (RESOLVER P=1) WITH DRIVE-CLIQ INTERFACE; SHAFT WITH FITTED KEY, TOLERANCE N; W/O HOLDING BRAKE DEGREE OF PROTECTION IP64; PAINT FINISH RAL7016 | 1897 | TEM | 1 | MC | 10.003 | 1
1FK70617AF711PA5 | SIMOTICS S SYNCHRONOUS SERVOMOTOR, 1FK7 HIGH DYNAMIC, 6.4 NM, 100 K, 3000 RPM, 1,70KW NATURAL COOLING, IM B5 (V1, V3) POWER/SIGNAL CONNECTORS CONNECTOR CAN BE ROTATED BY 270 DEGR. RESOLVER 2-POLE (RESOLVER P=1) WITH DRIVE-CLIQ INTERFACE; SHAFT WITH FITTED KEY, TOLERANCE N; W/O HOLDING BRAKE DEGREE OF PROTECTION IP65 AS FLANGE IP67; PAINT FINISH RAL7016 | 1998 | TEM | 1 | MC | 10.003 | 1
1FK70617AF711PA8 | SIMOTICS S SYNCHRONOUS SERVOMOTOR, 1FK7 HIGH DYNAMIC, 6.4 NM, 100 K, 3000 RPM, 1,70KW NATURAL COOLING, IM B5 (V1, V3) POWER/SIGNAL CONNECTORS CONNECTOR CAN BE ROTATED BY 270 DEGR. RESOLVER 2-POLE (RESOLVER P=1) WITH DRIVE-CLIQ INTERFACE; SHAFT WITH FITTED KEY, TOLERANCE N; W/O HOLDING BRAKE DEGREE OF PROTECTION IP65 IP67 D-END FLANGE; RAL7016 COATING; METALLIC RATING PLATE AT MOTOR | 2107 | TEM | 1 | MC | 10.003 | 1
1FK70617AF711PB0 | SIMOTICS S SYNCHRONOUS SERVOMOTOR, 1FK7 HIGH DYNAMIC, 6.4 NM, 100 K, 3000 RPM, 1,70KW NATURAL COOLING, IM B5 (V1, V3) POWER/SIGNAL CONNECTORS CONNECTOR CAN BE ROTATED BY 270 DEGR. RESOLVER 2-POLE (RESOLVER P=1) WITH DRIVE-CLIQ INTERFACE; SHAFT WITH FITTED KEY, TOLERANCE N; WITH HOLDING BRAKE DEGREE OF PROTECTION IP64 | 2176 | TEM | 1 | MC | 11.302 | 1
1FK70617AF711PB2 | SIMOTICS S SYNCHRONOUS SERVOMOTOR, 1FK7 HIGH DYNAMIC, 6.4 NM, 100 K, 3000 RPM, 1,70KW NATURAL COOLING, IM B5 (V1, V3) POWER/SIGNAL CONNECTORS CONNECTOR CAN BE ROTATED BY 270 DEGR. RESOLVER 2-POLE (RESOLVER P=1) WITH DRIVE-CLIQ INTERFACE; SHAFT WITH FITTED KEY, TOLERANCE N; WITH HOLDING BRAKE DEGREE OF PROTECTION IP65 FLANGE ON DRIVE END IP67 | 2278 | TEM | 1 | MC | 11.302 | 1
1FK70617AF711PB3 | SIMOTICS S SYNCHRONOUS SERVOMOTOR, 1FK7 HIGH DYNAMIC, 6.4 NM, 100 K, 3000 RPM, 1,70KW NATURAL COOLING, IM B5 (V1, V3) POWER/SIGNAL CONNECTORS CONNECTOR CAN BE ROTATED BY 270 DEGR. RESOLVER 2-POLE (RESOLVER P=1) WITH DRIVE-CLIQ INTERFACE; SHAFT WITH FITTED KEY, TOLERANCE N; WITH HOLDING BRAKE DEGREE OF PROTECTION IP64; PAINT FINISH RAL7016 | 2226 | TEM | 1 | MC | 11.302 | 1
1FK70617AF711PB5 | SIMOTICS S SYNCHRONOUS SERVOMOTOR, 1FK7 HIGH DYNAMIC, 6.4 NM, 100 K, 3000 RPM, 1,70KW NATURAL COOLING, IM B5 (V1, V3) POWER/SIGNAL CONNECTORS CONNECTOR CAN BE ROTATED BY 270 DEGR. RESOLVER 2-POLE (RESOLVER P=1) WITH DRIVE-CLIQ INTERFACE; SHAFT WITH FITTED KEY, TOLERANCE N; WITH HOLDING BRAKE DEGREE OF PROTECTION IP65 AS FLANGE IP67; PAINT FINISH RAL7016 | 2327 | TEM | 1 | MC | 11.302 | 1
1FK70617AF711PB8 | SIMOTICS S SYNCHRONOUS SERVOMOTOR, 1FK7 HIGH DYNAMIC, 6.4 NM, 100 K, 3000 RPM, 1,70KW NATURAL COOLING, IM B5 (V1, V3) POWER/SIGNAL CONNECTORS CONNECTOR CAN BE ROTATED BY 270 DEGR. RESOLVER 2-POLE (RESOLVER P=1) WITH DRIVE-CLIQ INTERFACE; SHAFT WITH FITTED KEY, TOLERANCE N; WITH HOLDING BRAKE DEGREE OF PROTECTION IP65 IP67 D-END FLANGE; RAL7016 COATING; METALLIC RATING PLATE AT MOTOR | 2436 | TEM | 1 | MC | 11.302 | 1
1FK70617AF711PG0 | SIMOTICS S SYNCHRONOUS SERVOMOTOR, 1FK7 HIGH DYNAMIC, 6.4 NM, 100 K, 3000 RPM, 1,70KW NATURAL COOLING, IM B5 (V1, V3) POWER/SIGNAL CONNECTORS CONNECTOR CAN BE ROTATED BY 270 DEGR. RESOLVER 2-POLE (RESOLVER P=1) WITH DRIVE-CLIQ INTERFACE; PLAIN SHAFT, TOLERANCE N; W/O HOLDING BRAKE DEGREE OF PROTECTION IP64 | 1754 | TEM | 1 | MC | 10.003 | 1
1FK70617AF711PG2 | SIMOTICS S SYNCHRONOUS SERVOMOTOR, 1FK7 HIGH DYNAMIC, 6.4 NM, 100 K, 3000 RPM, 1,70KW NATURAL COOLING, IM B5 (V1, V3) POWER/SIGNAL CONNECTORS CONNECTOR CAN BE ROTATED BY 270 DEGR. RESOLVER 2-POLE (RESOLVER P=1) WITH DRIVE-CLIQ INTERFACE; PLAIN SHAFT, TOLERANCE N; W/O HOLDING BRAKE DEGREE OF PROTECTION IP65 FLANGE ON DRIVE END IP67 | 1855 | TEM | 1 | MC | 10.003 | 1
1FK70617AF711PG3 | SIMOTICS S SYNCHRONOUS SERVOMOTOR, 1FK7 HIGH DYNAMIC, 6.4 NM, 100 K, 3000 RPM, 1,70KW NATURAL COOLING, IM B5 (V1, V3) POWER/SIGNAL CONNECTORS CONNECTOR CAN BE ROTATED BY 270 DEGR. RESOLVER 2-POLE (RESOLVER P=1) WITH DRIVE-CLIQ INTERFACE; PLAIN SHAFT, TOLERANCE N; W/O HOLDING BRAKE DEGREE OF PROTECTION IP64; PAINT FINISH RAL7016 | 1803 | TEM | 1 | MC | 10.003 | 1
1FK70617AF711PG5 | SIMOTICS S SYNCHRONOUS SERVOMOTOR, 1FK7 HIGH DYNAMIC, 6.4 NM, 100 K, 3000 RPM, 1,70KW NATURAL COOLING, IM B5 (V1, V3) POWER/SIGNAL CONNECTORS CONNECTOR CAN BE ROTATED BY 270 DEGR. RESOLVER 2-POLE (RESOLVER P=1) WITH DRIVE-CLIQ INTERFACE; PLAIN SHAFT, TOLERANCE N; W/O HOLDING BRAKE DEGREE OF PROTECTION IP65 AS FLANGE IP67; PAINT FINISH RAL7016 | 1905 | TEM | 1 | MC | 10.003 | 1
1FK70617AF711PG8 | SIMOTICS S SYNCHRONOUS SERVOMOTOR, 1FK7 HIGH DYNAMIC, 6.4 NM, 100 K, 3000 RPM, 1,70KW NATURAL COOLING, IM B5 (V1, V3) POWER/SIGNAL CONNECTORS CONNECTOR CAN BE ROTATED BY 270 DEGR. RESOLVER 2-POLE (RESOLVER P=1) WITH DRIVE-CLIQ INTERFACE; PLAIN SHAFT, TOLERANCE N; W/O HOLDING BRAKE DEGREE OF PROTECTION IP65 IP67 D-END FLANGE; RAL7016 COATING; METALLIC RATING PLATE AT MOTOR | 2013 | TEM | 1 | MC | 10.003 | 1
1FK70617AF711PH0 | SIMOTICS S SYNCHRONOUS SERVOMOTOR, 1FK7 HIGH DYNAMIC, 6.4 NM, 100 K, 3000 RPM, 1,70KW NATURAL COOLING, IM B5 (V1, V3) POWER/SIGNAL CONNECTORS CONNECTOR CAN BE ROTATED BY 270 DEGR. RESOLVER 2-POLE (RESOLVER P=1) WITH DRIVE-CLIQ INTERFACE; PLAIN SHAFT, TOLERANCE N; WITH HOLDING BRAKE DEGREE OF PROTECTION IP64 | 2085 | TEM | 1 | MC | 11.302 | 1
1FK70617AF711PH2 | SIMOTICS S SYNCHRONOUS SERVOMOTOR, 1FK7 HIGH DYNAMIC, 6.4 NM, 100 K, 3000 RPM, 1,70KW NATURAL COOLING, IM B5 (V1, V3) POWER/SIGNAL CONNECTORS CONNECTOR CAN BE ROTATED BY 270 DEGR. RESOLVER 2-POLE (RESOLVER P=1) WITH DRIVE-CLIQ INTERFACE; PLAIN SHAFT, TOLERANCE N; WITH HOLDING BRAKE DEGREE OF PROTECTION IP65 FLANGE ON DRIVE END IP67 | 2187 | TEM | 1 | MC | 11.302 | 1
1FK70617AF711PH3 | SIMOTICS S SYNCHRONOUS SERVOMOTOR, 1FK7 HIGH DYNAMIC, 6.4 NM, 100 K, 3000 RPM, 1,70KW NATURAL COOLING, IM B5 (V1, V3) POWER/SIGNAL CONNECTORS CONNECTOR CAN BE ROTATED BY 270 DEGR. RESOLVER 2-POLE (RESOLVER P=1) WITH DRIVE-CLIQ INTERFACE; PLAIN SHAFT, TOLERANCE N; WITH HOLDING BRAKE DEGREE OF PROTECTION IP64; PAINT FINISH RAL7016 | 2134 | TEM | 1 | MC | 11.302 | 1
1FK70617AF711PH5 | SIMOTICS S SYNCHRONOUS SERVOMOTOR, 1FK7 HIGH DYNAMIC, 6.4 NM, 100 K, 3000 RPM, 1,70KW NATURAL COOLING, IM B5 (V1, V3) POWER/SIGNAL CONNECTORS CONNECTOR CAN BE ROTATED BY 270 DEGR. RESOLVER 2-POLE (RESOLVER P=1) WITH DRIVE-CLIQ INTERFACE; PLAIN SHAFT, TOLERANCE N; WITH HOLDING BRAKE DEGREE OF PROTECTION IP65 AS FLANGE IP67; PAINT FINISH RAL7016 | 2236 | TEM | 1 | MC | 11.302 | 1
1FK70617AF711PH8 | SIMOTICS S SYNCHRONOUS SERVOMOTOR, 1FK7 HIGH DYNAMIC, 6.4 NM, 100 K, 3000 RPM, 1,70KW NATURAL COOLING, IM B5 (V1, V3) POWER/SIGNAL CONNECTORS CONNECTOR CAN BE ROTATED BY 270 DEGR. RESOLVER 2-POLE (RESOLVER P=1) WITH DRIVE-CLIQ INTERFACE; PLAIN SHAFT, TOLERANCE N; WITH HOLDING BRAKE DEGREE OF PROTECTION IP65 IP67 D-END FLANGE; RAL7016 COATING; METALLIC RATING PLATE AT MOTOR | 2345 | TEM | 1 | MC | 11.302 | 1
1FK70617AF711SA0 | SIMOTICS S SYNCHRONOUS SERVOMOTOR, 1FK7 HIGH DYNAMIC, 6.4 NM, 100 K, 3000 RPM, 1,70KW NATURAL COOLING, IM B5 (V1, V3) POWER/SIGNAL CONNECTORS CONNECTOR CAN BE ROTATED BY 270 DEGR. RESOLVER MULTI-POLE (RESOLVER P=3); SHAFT WITH FITTED KEY, TOLERANCE N; W/O HOLDING BRAKE DEGREE OF PROTECTION IP64 | 1586 | TEM | 1 | MC | 10.003 | 1
1FK70617AF711SA2 | SIMOTICS S SYNCHRONOUS SERVOMOTOR, 1FK7 HIGH DYNAMIC, 6.4 NM, 100 K, 3000 RPM, 1,70KW NATURAL COOLING, IM B5 (V1, V3) POWER/SIGNAL CONNECTORS CONNECTOR CAN BE ROTATED BY 270 DEGR. RESOLVER MULTI-POLE (RESOLVER P=3); SHAFT WITH FITTED KEY, TOLERANCE N; W/O HOLDING BRAKE DEGREE OF PROTECTION IP65 FLANGE ON DRIVE END IP67 | 1687 | TEM | 1 | MC | 10.003 | 1
1FK70617AF711SA3 | SIMOTICS S SYNCHRONOUS SERVOMOTOR, 1FK7 HIGH DYNAMIC, 6.4 NM, 100 K, 3000 RPM, 1,70KW NATURAL COOLING, IM B5 (V1, V3) POWER/SIGNAL CONNECTORS CONNECTOR CAN BE ROTATED BY 270 DEGR. RESOLVER MULTI-POLE (RESOLVER P=3); SHAFT WITH FITTED KEY, TOLERANCE N; W/O HOLDING BRAKE DEGREE OF PROTECTION IP64; PAINT FINISH RAL7016 | 1635 | TEM | 1 | MC | 10.003 | 1
1FK70617AF711SA5 | SIMOTICS S SYNCHRONOUS SERVOMOTOR, 1FK7 HIGH DYNAMIC, 6.4 NM, 100 K, 3000 RPM, 1,70KW NATURAL COOLING, IM B5 (V1, V3) POWER/SIGNAL CONNECTORS CONNECTOR CAN BE ROTATED BY 270 DEGR. RESOLVER MULTI-POLE (RESOLVER P=3); SHAFT WITH FITTED KEY, TOLERANCE N; W/O HOLDING BRAKE DEGREE OF PROTECTION IP65 AS FLANGE IP67; PAINT FINISH RAL7016 | 1736 | TEM | 1 | MC | 10.003 | 1
1FK70617AF711SA8 | SIMOTICS S SYNCHRONOUS SERVOMOTOR, 1FK7 HIGH DYNAMIC, 6.4 NM, 100 K, 3000 RPM, 1,70KW NATURAL COOLING, IM B5 (V1, V3) POWER/SIGNAL CONNECTORS CONNECTOR CAN BE ROTATED BY 270 DEGR. RESOLVER MULTI-POLE (RESOLVER P=3); SHAFT WITH FITTED KEY, TOLERANCE N; W/O HOLDING BRAKE DEGREE OF PROTECTION IP65 IP67 D-END FLANGE; RAL7016 COATING; METALLIC RATING PLATE AT MOTOR | 1845 | TEM | 1 | MC | 10.003 | 1
1FK70617AF711SB0 | SIMOTICS S SYNCHRONOUS SERVOMOTOR, 1FK7 HIGH DYNAMIC, 6.4 NM, 100 K, 3000 RPM, 1,70KW NATURAL COOLING, IM B5 (V1, V3) POWER/SIGNAL CONNECTORS CONNECTOR CAN BE ROTATED BY 270 DEGR. RESOLVER MULTI-POLE (RESOLVER P=3); SHAFT WITH FITTED KEY, TOLERANCE N; WITH HOLDING BRAKE DEGREE OF PROTECTION IP64 | 1915 | TEM | 1 | MC | 11.302 | 1
1FK70617AF711SB2 | SIMOTICS S SYNCHRONOUS SERVOMOTOR, 1FK7 HIGH DYNAMIC, 6.4 NM, 100 K, 3000 RPM, 1,70KW NATURAL COOLING, IM B5 (V1, V3) POWER/SIGNAL CONNECTORS CONNECTOR CAN BE ROTATED BY 270 DEGR. RESOLVER MULTI-POLE (RESOLVER P=3); SHAFT WITH FITTED KEY, TOLERANCE N; WITH HOLDING BRAKE DEGREE OF PROTECTION IP65 FLANGE ON DRIVE END IP67 | 2016 | TEM | 1 | MC | 11.302 | 1
1FK70617AF711SB3 | SIMOTICS S SYNCHRONOUS SERVOMOTOR, 1FK7 HIGH DYNAMIC, 6.4 NM, 100 K, 3000 RPM, 1,70KW NATURAL COOLING, IM B5 (V1, V3) POWER/SIGNAL CONNECTORS CONNECTOR CAN BE ROTATED BY 270 DEGR. RESOLVER MULTI-POLE (RESOLVER P=3); SHAFT WITH FITTED KEY, TOLERANCE N; WITH HOLDING BRAKE DEGREE OF PROTECTION IP64; PAINT FINISH RAL7016 | 1964 | TEM | 1 | MC | 11.302 | 1
1FK70617AF711SB5 | SIMOTICS S SYNCHRONOUS SERVOMOTOR, 1FK7 HIGH DYNAMIC, 6.4 NM, 100 K, 3000 RPM, 1,70KW NATURAL COOLING, IM B5 (V1, V3) POWER/SIGNAL CONNECTORS CONNECTOR CAN BE ROTATED BY 270 DEGR. RESOLVER MULTI-POLE (RESOLVER P=3); SHAFT WITH FITTED KEY, TOLERANCE N; WITH HOLDING BRAKE DEGREE OF PROTECTION IP65 AS FLANGE IP67; PAINT FINISH RAL7016 | 2065 | TEM | 1 | MC | 11.302 | 1
1FK70617AF711SB8 | SIMOTICS S SYNCHRONOUS SERVOMOTOR, 1FK7 HIGH DYNAMIC, 6.4 NM, 100 K, 3000 RPM, 1,70KW NATURAL COOLING, IM B5 (V1, V3) POWER/SIGNAL CONNECTORS CONNECTOR CAN BE ROTATED BY 270 DEGR. RESOLVER MULTI-POLE (RESOLVER P=3); SHAFT WITH FITTED KEY, TOLERANCE N; WITH HOLDING BRAKE DEGREE OF PROTECTION IP65 IP67 D-END FLANGE; RAL7016 COATING; METALLIC RATING PLATE AT MOTOR | 2174 | TEM | 1 | MC | 11.302 | 1
1FK70617AF711SG0 | SIMOTICS S SYNCHRONOUS SERVOMOTOR, 1FK7 HIGH DYNAMIC, 6.4 NM, 100 K, 3000 RPM, 1,70KW NATURAL COOLING, IM B5 (V1, V3) POWER/SIGNAL CONNECTORS CONNECTOR CAN BE ROTATED BY 270 DEGR. RESOLVER MULTI-POLE (RESOLVER P=3); PLAIN SHAFT, TOLERANCE N; W/O HOLDING BRAKE DEGREE OF PROTECTION IP64 | 1492 | TEM | 1 | MC | 10.003 | 1
1FK70617AF711SG2 | SIMOTICS S SYNCHRONOUS SERVOMOTOR, 1FK7 HIGH DYNAMIC, 6.4 NM, 100 K, 3000 RPM, 1,70KW NATURAL COOLING, IM B5 (V1, V3) POWER/SIGNAL CONNECTORS CONNECTOR CAN BE ROTATED BY 270 DEGR. RESOLVER MULTI-POLE (RESOLVER P=3); PLAIN SHAFT, TOLERANCE N; W/O HOLDING BRAKE DEGREE OF PROTECTION IP65 FLANGE ON DRIVE END IP67 | 1594 | TEM | 1 | MC | 10.003 | 1
1FK70617AF711SG3 | SIMOTICS S SYNCHRONOUS SERVOMOTOR, 1FK7 HIGH DYNAMIC, 6.4 NM, 100 K, 3000 RPM, 1,70KW NATURAL COOLING, IM B5 (V1, V3) POWER/SIGNAL CONNECTORS CONNECTOR CAN BE ROTATED BY 270 DEGR. RESOLVER MULTI-POLE (RESOLVER P=3); PLAIN SHAFT, TOLERANCE N; W/O HOLDING BRAKE DEGREE OF PROTECTION IP64; PAINT FINISH RAL7016 | 1541 | TEM | 1 | MC | 10.003 | 1
1FK70617AF711SG5 | SIMOTICS S SYNCHRONOUS SERVOMOTOR, 1FK7 HIGH DYNAMIC, 6.4 NM, 100 K, 3000 RPM, 1,70KW NATURAL COOLING, IM B5 (V1, V3) POWER/SIGNAL CONNECTORS CONNECTOR CAN BE ROTATED BY 270 DEGR. RESOLVER MULTI-POLE (RESOLVER P=3); PLAIN SHAFT, TOLERANCE N; W/O HOLDING BRAKE DEGREE OF PROTECTION IP65 AS FLANGE IP67; PAINT FINISH RAL7016 | 1643 | TEM | 1 | MC | 10.003 | 1
1FK70617AF711SG8 | SIMOTICS S SYNCHRONOUS SERVOMOTOR, 1FK7 HIGH DYNAMIC, 6.4 NM, 100 K, 3000 RPM, 1,70KW NATURAL COOLING, IM B5 (V1, V3) POWER/SIGNAL CONNECTORS CONNECTOR CAN BE ROTATED BY 270 DEGR. RESOLVER MULTI-POLE (RESOLVER P=3); PLAIN SHAFT, TOLERANCE N; W/O HOLDING BRAKE DEGREE OF PROTECTION IP65 IP67 D-END FLANGE; RAL7016 COATING; METALLIC RATING PLATE AT MOTOR | 1751 | TEM | 1 | MC | 10.003 | 1
1FK70617AF711SH0 | SIMOTICS S SYNCHRONOUS SERVOMOTOR, 1FK7 HIGH DYNAMIC, 6.4 NM, 100 K, 3000 RPM, 1,70KW NATURAL COOLING, IM B5 (V1, V3) POWER/SIGNAL CONNECTORS CONNECTOR CAN BE ROTATED BY 270 DEGR. RESOLVER MULTI-POLE (RESOLVER P=3); PLAIN SHAFT, TOLERANCE N; WITH HOLDING BRAKE DEGREE OF PROTECTION IP64 | 1823 | TEM | 1 | MC | 11.302 | 1
1FK70617AF711SH2 | SIMOTICS S SYNCHRONOUS SERVOMOTOR, 1FK7 HIGH DYNAMIC, 6.4 NM, 100 K, 3000 RPM, 1,70KW NATURAL COOLING, IM B5 (V1, V3) POWER/SIGNAL CONNECTORS CONNECTOR CAN BE ROTATED BY 270 DEGR. RESOLVER MULTI-POLE (RESOLVER P=3); PLAIN SHAFT, TOLERANCE N; WITH HOLDING BRAKE DEGREE OF PROTECTION IP65 FLANGE ON DRIVE END IP67 | 1925 | TEM | 1 | MC | 11.302 | 1
1FK70617AF711SH3 | SIMOTICS S SYNCHRONOUS SERVOMOTOR, 1FK7 HIGH DYNAMIC, 6.4 NM, 100 K, 3000 RPM, 1,70KW NATURAL COOLING, IM B5 (V1, V3) POWER/SIGNAL CONNECTORS CONNECTOR CAN BE ROTATED BY 270 DEGR. RESOLVER MULTI-POLE (RESOLVER P=3); PLAIN SHAFT, TOLERANCE N; WITH HOLDING BRAKE DEGREE OF PROTECTION IP64; PAINT FINISH RAL7016 | 1873 | TEM | 1 | MC | 11.302 | 1
1FK70617AF711SH5 | SIMOTICS S SYNCHRONOUS SERVOMOTOR, 1FK7 HIGH DYNAMIC, 6.4 NM, 100 K, 3000 RPM, 1,70KW NATURAL COOLING, IM B5 (V1, V3) POWER/SIGNAL CONNECTORS CONNECTOR CAN BE ROTATED BY 270 DEGR. RESOLVER MULTI-POLE (RESOLVER P=3); PLAIN SHAFT, TOLERANCE N; WITH HOLDING BRAKE DEGREE OF PROTECTION IP65 AS FLANGE IP67; PAINT FINISH RAL7016 | 1974 | TEM | 1 | MC | 11.302 | 1
1FK70617AF711SH8 | SIMOTICS S SYNCHRONOUS SERVOMOTOR, 1FK7 HIGH DYNAMIC, 6.4 NM, 100 K, 3000 RPM, 1,70KW NATURAL COOLING, IM B5 (V1, V3) POWER/SIGNAL CONNECTORS CONNECTOR CAN BE ROTATED BY 270 DEGR. RESOLVER MULTI-POLE (RESOLVER P=3); PLAIN SHAFT, TOLERANCE N; WITH HOLDING BRAKE DEGREE OF PROTECTION IP65 IP67 D-END FLANGE; RAL7016 COATING; METALLIC RATING PLATE AT MOTOR | 2083 | TEM | 1 | MC | 11.302 | 1
1FK70617AF711TA0 | SIMOTICS S SYNCHRONOUS SERVOMOTOR, 1FK7 HIGH DYNAMIC, 6.4 NM, 100 K, 3000 RPM, 1,70KW NATURAL COOLING, IM B5 (V1, V3) POWER/SIGNAL CONNECTORS CONNECTOR CAN BE ROTATED BY 270 DEGR. RESOLVER 2-POLE (RESOLVER P=1); SHAFT WITH FITTED KEY, TOLERANCE N; W/O HOLDING BRAKE DEGREE OF PROTECTION IP64 | 1586 | TEM | 1 | MC | 10.003 | 1
1FK70617AF711TA2 | SIMOTICS S SYNCHRONOUS SERVOMOTOR, 1FK7 HIGH DYNAMIC, 6.4 NM, 100 K, 3000 RPM, 1,70KW NATURAL COOLING, IM B5 (V1, V3) POWER/SIGNAL CONNECTORS CONNECTOR CAN BE ROTATED BY 270 DEGR. RESOLVER 2-POLE (RESOLVER P=1); SHAFT WITH FITTED KEY, TOLERANCE N; W/O HOLDING BRAKE DEGREE OF PROTECTION IP65 FLANGE ON DRIVE END IP67 | 1687 | TEM | 1 | MC | 10.003 | 1
1FK70617AF711TA3 | SIMOTICS S SYNCHRONOUS SERVOMOTOR, 1FK7 HIGH DYNAMIC, 6.4 NM, 100 K, 3000 RPM, 1,70KW NATURAL COOLING, IM B5 (V1, V3) POWER/SIGNAL CONNECTORS CONNECTOR CAN BE ROTATED BY 270 DEGR. RESOLVER 2-POLE (RESOLVER P=1); SHAFT WITH FITTED KEY, TOLERANCE N; W/O HOLDING BRAKE DEGREE OF PROTECTION IP64; PAINT FINISH RAL7016 | 1635 | TEM | 1 | MC | 10.003 | 1
1FK70617AF711TA5 | SIMOTICS S SYNCHRONOUS SERVOMOTOR, 1FK7 HIGH DYNAMIC, 6.4 NM, 100 K, 3000 RPM, 1,70KW NATURAL COOLING, IM B5 (V1, V3) POWER/SIGNAL CONNECTORS CONNECTOR CAN BE ROTATED BY 270 DEGR. RESOLVER 2-POLE (RESOLVER P=1); SHAFT WITH FITTED KEY, TOLERANCE N; W/O HOLDING BRAKE DEGREE OF PROTECTION IP65 AS FLANGE IP67; PAINT FINISH RAL7016 | 1736 | TEM | 1 | MC | 10.003 | 1
1FK70617AF711TA8 | SIMOTICS S SYNCHRONOUS SERVOMOTOR, 1FK7 HIGH DYNAMIC, 6.4 NM, 100 K, 3000 RPM, 1,70KW NATURAL COOLING, IM B5 (V1, V3) POWER/SIGNAL CONNECTORS CONNECTOR CAN BE ROTATED BY 270 DEGR. RESOLVER 2-POLE (RESOLVER P=1); SHAFT WITH FITTED KEY, TOLERANCE N; W/O HOLDING BRAKE DEGREE OF PROTECTION IP65 IP67 D-END FLANGE; RAL7016 COATING; METALLIC RATING PLATE AT MOTOR | 1845 | TEM | 1 | MC | 10.003 | 1
1FK70617AF711TB0 | SIMOTICS S SYNCHRONOUS SERVOMOTOR, 1FK7 HIGH DYNAMIC, 6.4 NM, 100 K, 3000 RPM, 1,70KW NATURAL COOLING, IM B5 (V1, V3) POWER/SIGNAL CONNECTORS CONNECTOR CAN BE ROTATED BY 270 DEGR. RESOLVER 2-POLE (RESOLVER P=1); SHAFT WITH FITTED KEY, TOLERANCE N; WITH HOLDING BRAKE DEGREE OF PROTECTION IP64 | 1915 | TEM | 1 | MC | 11.302 | 1
1FK70617AF711TB2 | SIMOTICS S SYNCHRONOUS SERVOMOTOR, 1FK7 HIGH DYNAMIC, 6.4 NM, 100 K, 3000 RPM, 1,70KW NATURAL COOLING, IM B5 (V1, V3) POWER/SIGNAL CONNECTORS CONNECTOR CAN BE ROTATED BY 270 DEGR. RESOLVER 2-POLE (RESOLVER P=1); SHAFT WITH FITTED KEY, TOLERANCE N; WITH HOLDING BRAKE DEGREE OF PROTECTION IP65 FLANGE ON DRIVE END IP67 | 2016 | TEM | 1 | MC | 11.302 | 1
1FK70617AF711TB3 | SIMOTICS S SYNCHRONOUS SERVOMOTOR, 1FK7 HIGH DYNAMIC, 6.4 NM, 100 K, 3000 RPM, 1,70KW NATURAL COOLING, IM B5 (V1, V3) POWER/SIGNAL CONNECTORS CONNECTOR CAN BE ROTATED BY 270 DEGR. RESOLVER 2-POLE (RESOLVER P=1); SHAFT WITH FITTED KEY, TOLERANCE N; WITH HOLDING BRAKE DEGREE OF PROTECTION IP64; PAINT FINISH RAL7016 | 1964 | TEM | 1 | MC | 11.302 | 1
1FK70617AF711TB5 | SIMOTICS S SYNCHRONOUS SERVOMOTOR, 1FK7 HIGH DYNAMIC, 6.4 NM, 100 K, 3000 RPM, 1,70KW NATURAL COOLING, IM B5 (V1, V3) POWER/SIGNAL CONNECTORS CONNECTOR CAN BE ROTATED BY 270 DEGR. RESOLVER 2-POLE (RESOLVER P=1); SHAFT WITH FITTED KEY, TOLERANCE N; WITH HOLDING BRAKE DEGREE OF PROTECTION IP65 AS FLANGE IP67; PAINT FINISH RAL7016 | 2065 | TEM | 1 | MC | 11.302 | 1
1FK70617AF711TB8 | SIMOTICS S SYNCHRONOUS SERVOMOTOR, 1FK7 HIGH DYNAMIC, 6.4 NM, 100 K, 3000 RPM, 1,70KW NATURAL COOLING, IM B5 (V1, V3) POWER/SIGNAL CONNECTORS CONNECTOR CAN BE ROTATED BY 270 DEGR. RESOLVER 2-POLE (RESOLVER P=1); SHAFT WITH FITTED KEY, TOLERANCE N; WITH HOLDING BRAKE DEGREE OF PROTECTION IP65 IP67 D-END FLANGE; RAL7016 COATING; METALLIC RATING PLATE AT MOTOR | 2174 | TEM | 1 | MC | 11.302 | 1
1FK70617AF711TG0 | SIMOTICS S SYNCHRONOUS SERVOMOTOR, 1FK7 HIGH DYNAMIC, 6.4 NM, 100 K, 3000 RPM, 1,70KW NATURAL COOLING, IM B5 (V1, V3) POWER/SIGNAL CONNECTORS CONNECTOR CAN BE ROTATED BY 270 DEGR. RESOLVER 2-POLE (RESOLVER P=1); PLAIN SHAFT, TOLERANCE N; W/O HOLDING BRAKE DEGREE OF PROTECTION IP64 | 1492 | TEM | 1 | MC | 10.003 | 1
1FK70617AF711TG2 | SIMOTICS S SYNCHRONOUS SERVOMOTOR, 1FK7 HIGH DYNAMIC, 6.4 NM, 100 K, 3000 RPM, 1,70KW NATURAL COOLING, IM B5 (V1, V3) POWER/SIGNAL CONNECTORS CONNECTOR CAN BE ROTATED BY 270 DEGR. RESOLVER 2-POLE (RESOLVER P=1); PLAIN SHAFT, TOLERANCE N; W/O HOLDING BRAKE DEGREE OF PROTECTION IP65 FLANGE ON DRIVE END IP67 | 1594 | TEM | 1 | MC | 10.003 | 1
1FK70617AF711TG3 | SIMOTICS S SYNCHRONOUS SERVOMOTOR, 1FK7 HIGH DYNAMIC, 6.4 NM, 100 K, 3000 RPM, 1,70KW NATURAL COOLING, IM B5 (V1, V3) POWER/SIGNAL CONNECTORS CONNECTOR CAN BE ROTATED BY 270 DEGR. RESOLVER 2-POLE (RESOLVER P=1); PLAIN SHAFT, TOLERANCE N; W/O HOLDING BRAKE DEGREE OF PROTECTION IP64; PAINT FINISH RAL7016 | 1541 | TEM | 1 | MC | 10.003 | 1
1FK70617AF711TG5 | SIMOTICS S SYNCHRONOUS SERVOMOTOR, 1FK7 HIGH DYNAMIC, 6.4 NM, 100 K, 3000 RPM, 1,70KW NATURAL COOLING, IM B5 (V1, V3) POWER/SIGNAL CONNECTORS CONNECTOR CAN BE ROTATED BY 270 DEGR. RESOLVER 2-POLE (RESOLVER P=1); PLAIN SHAFT, TOLERANCE N; W/O HOLDING BRAKE DEGREE OF PROTECTION IP65 AS FLANGE IP67; PAINT FINISH RAL7016 | 1643 | TEM | 1 | MC | 10.003 | 1
1FK70617AF711TG8 | SIMOTICS S SYNCHRONOUS SERVOMOTOR, 1FK7 HIGH DYNAMIC, 6.4 NM, 100 K, 3000 RPM, 1,70KW NATURAL COOLING, IM B5 (V1, V3) POWER/SIGNAL CONNECTORS CONNECTOR CAN BE ROTATED BY 270 DEGR. RESOLVER 2-POLE (RESOLVER P=1); PLAIN SHAFT, TOLERANCE N; W/O HOLDING BRAKE DEGREE OF PROTECTION IP65 IP67 D-END FLANGE; RAL7016 COATING; METALLIC RATING PLATE AT MOTOR | 1751 | TEM | 1 | MC | 10.003 | 1
1FK70617AF711TH0 | SIMOTICS S SYNCHRONOUS SERVOMOTOR, 1FK7 HIGH DYNAMIC, 6.4 NM, 100 K, 3000 RPM, 1,70KW NATURAL COOLING, IM B5 (V1, V3) POWER/SIGNAL CONNECTORS CONNECTOR CAN BE ROTATED BY 270 DEGR. RESOLVER 2-POLE (RESOLVER P=1); PLAIN SHAFT, TOLERANCE N; WITH HOLDING BRAKE DEGREE OF PROTECTION IP64 | 1823 | TEM | 1 | MC | 11.302 | 1
1FK70617AF711TH2 | SIMOTICS S SYNCHRONOUS SERVOMOTOR, 1FK7 HIGH DYNAMIC, 6.4 NM, 100 K, 3000 RPM, 1,70KW NATURAL COOLING, IM B5 (V1, V3) POWER/SIGNAL CONNECTORS CONNECTOR CAN BE ROTATED BY 270 DEGR. RESOLVER 2-POLE (RESOLVER P=1); PLAIN SHAFT, TOLERANCE N; WITH HOLDING BRAKE DEGREE OF PROTECTION IP65 FLANGE ON DRIVE END IP67 | 1925 | TEM | 1 | MC | 11.302 | 1
1FK70617AF711TH3 | SIMOTICS S SYNCHRONOUS SERVOMOTOR, 1FK7 HIGH DYNAMIC, 6.4 NM, 100 K, 3000 RPM, 1,70KW NATURAL COOLING, IM B5 (V1, V3) POWER/SIGNAL CONNECTORS CONNECTOR CAN BE ROTATED BY 270 DEGR. RESOLVER 2-POLE (RESOLVER P=1); PLAIN SHAFT, TOLERANCE N; WITH HOLDING BRAKE DEGREE OF PROTECTION IP64; PAINT FINISH RAL7016 | 1873 | TEM | 1 | MC | 11.302 | 1
1FK70617AF711TH5 | SIMOTICS S SYNCHRONOUS SERVOMOTOR, 1FK7 HIGH DYNAMIC, 6.4 NM, 100 K, 3000 RPM, 1,70KW NATURAL COOLING, IM B5 (V1, V3) POWER/SIGNAL CONNECTORS CONNECTOR CAN BE ROTATED BY 270 DEGR. RESOLVER 2-POLE (RESOLVER P=1); PLAIN SHAFT, TOLERANCE N; WITH HOLDING BRAKE DEGREE OF PROTECTION IP65 AS FLANGE IP67; PAINT FINISH RAL7016 | 1974 | TEM | 1 | MC | 11.302 | 1
1FK70617AF711TH8 | SIMOTICS S SYNCHRONOUS SERVOMOTOR, 1FK7 HIGH DYNAMIC, 6.4 NM, 100 K, 3000 RPM, 1,70KW NATURAL COOLING, IM B5 (V1, V3) POWER/SIGNAL CONNECTORS CONNECTOR CAN BE ROTATED BY 270 DEGR. RESOLVER 2-POLE (RESOLVER P=1); PLAIN SHAFT, TOLERANCE N; WITH HOLDING BRAKE DEGREE OF PROTECTION IP65 IP67 D-END FLANGE; RAL7016 COATING; METALLIC RATING PLATE AT MOTOR | 2083 | TEM | 1 | MC | 11.302 | 1
1FK70617AF711UA0 | SIMOTICS S SYNCHRONOUS SERVOMOTOR, 1FK7 HIGH DYNAMIC, 6.4 NM, 100 K, 3000 RPM, 1,70KW NATURAL COOLING, IM B5 (V1, V3) POWER/SIGNAL CONNECTORS CONNECTOR CAN BE ROTATED BY 270 DEGR. RESOLVER MULTI-POLE (RESOLVER P=3) WITH DRIVE-CLIQ INTERFACE; SHAFT WITH FITTED KEY, TOLERANCE N; W/O HOLDING BRAKE DEGREE OF PROTECTION IP64 | 1847 | TEM | 1 | MC | 10.003 | 1
1FK70617AF711UA2 | SIMOTICS S SYNCHRONOUS SERVOMOTOR, 1FK7 HIGH DYNAMIC, 6.4 NM, 100 K, 3000 RPM, 1,70KW NATURAL COOLING, IM B5 (V1, V3) POWER/SIGNAL CONNECTORS CONNECTOR CAN BE ROTATED BY 270 DEGR. RESOLVER MULTI-POLE (RESOLVER P=3) WITH DRIVE-CLIQ INTERFACE; SHAFT WITH FITTED KEY, TOLERANCE N; W/O HOLDING BRAKE DEGREE OF PROTECTION IP65 FLANGE ON DRIVE END IP67 | 1949 | TEM | 1 | MC | 10.003 | 1
1FK70617AF711UA3 | SIMOTICS S SYNCHRONOUS SERVOMOTOR, 1FK7 HIGH DYNAMIC, 6.4 NM, 100 K, 3000 RPM, 1,70KW NATURAL COOLING, IM B5 (V1, V3) POWER/SIGNAL CONNECTORS CONNECTOR CAN BE ROTATED BY 270 DEGR. RESOLVER MULTI-POLE (RESOLVER P=3) WITH DRIVE-CLIQ INTERFACE; SHAFT WITH FITTED KEY, TOLERANCE N; W/O HOLDING BRAKE DEGREE OF PROTECTION IP64; PAINT FINISH RAL7016 | 1897 | TEM | 1 | MC | 10.003 | 1
1FK70617AF711UA5 | SIMOTICS S SYNCHRONOUS SERVOMOTOR, 1FK7 HIGH DYNAMIC, 6.4 NM, 100 K, 3000 RPM, 1,70KW NATURAL COOLING, IM B5 (V1, V3) POWER/SIGNAL CONNECTORS CONNECTOR CAN BE ROTATED BY 270 DEGR. RESOLVER MULTI-POLE (RESOLVER P=3) WITH DRIVE-CLIQ INTERFACE; SHAFT WITH FITTED KEY, TOLERANCE N; W/O HOLDING BRAKE DEGREE OF PROTECTION IP65 AS FLANGE IP67; PAINT FINISH RAL7016 | 1998 | TEM | 1 | MC | 10.003 | 1
1FK70617AF711UA8 | SIMOTICS S SYNCHRONOUS SERVOMOTOR, 1FK7 HIGH DYNAMIC, 6.4 NM, 100 K, 3000 RPM, 1,70KW NATURAL COOLING, IM B5 (V1, V3) POWER/SIGNAL CONNECTORS CONNECTOR CAN BE ROTATED BY 270 DEGR. RESOLVER MULTI-POLE (RESOLVER P=3) WITH DRIVE-CLIQ INTERFACE; SHAFT WITH FITTED KEY, TOLERANCE N; W/O HOLDING BRAKE DEGREE OF PROTECTION IP65 IP67 D-END FLANGE; RAL7016 COATING; METALLIC RATING PLATE AT MOTOR | 2107 | TEM | 1 | MC | 10.003 | 1
1FK70617AF711UB0 | SIMOTICS S SYNCHRONOUS SERVOMOTOR, 1FK7 HIGH DYNAMIC, 6.4 NM, 100 K, 3000 RPM, 1,70KW NATURAL COOLING, IM B5 (V1, V3) POWER/SIGNAL CONNECTORS CONNECTOR CAN BE ROTATED BY 270 DEGR. RESOLVER MULTI-POLE (RESOLVER P=3) WITH DRIVE-CLIQ INTERFACE; SHAFT WITH FITTED KEY, TOLERANCE N; WITH HOLDING BRAKE DEGREE OF PROTECTION IP64 | 2176 | TEM | 1 | MC | 11.302 | 1
1FK70617AF711UB2 | SIMOTICS S SYNCHRONOUS SERVOMOTOR, 1FK7 HIGH DYNAMIC, 6.4 NM, 100 K, 3000 RPM, 1,70KW NATURAL COOLING, IM B5 (V1, V3) POWER/SIGNAL CONNECTORS CONNECTOR CAN BE ROTATED BY 270 DEGR. RESOLVER MULTI-POLE (RESOLVER P=3) WITH DRIVE-CLIQ INTERFACE; SHAFT WITH FITTED KEY, TOLERANCE N; WITH HOLDING BRAKE DEGREE OF PROTECTION IP65 FLANGE ON DRIVE END IP67 | 2278 | TEM | 1 | MC | 11.302 | 1
1FK70617AF711UB3 | SIMOTICS S SYNCHRONOUS SERVOMOTOR, 1FK7 HIGH DYNAMIC, 6.4 NM, 100 K, 3000 RPM, 1,70KW NATURAL COOLING, IM B5 (V1, V3) POWER/SIGNAL CONNECTORS CONNECTOR CAN BE ROTATED BY 270 DEGR. RESOLVER MULTI-POLE (RESOLVER P=3) WITH DRIVE-CLIQ INTERFACE; SHAFT WITH FITTED KEY, TOLERANCE N; WITH HOLDING BRAKE DEGREE OF PROTECTION IP64; PAINT FINISH RAL7016 | 2226 | TEM | 1 | MC | 11.302 | 1
1FK70617AF711UB5 | SIMOTICS S SYNCHRONOUS SERVOMOTOR, 1FK7 HIGH DYNAMIC, 6.4 NM, 100 K, 3000 RPM, 1,70KW NATURAL COOLING, IM B5 (V1, V3) POWER/SIGNAL CONNECTORS CONNECTOR CAN BE ROTATED BY 270 DEGR. RESOLVER MULTI-POLE (RESOLVER P=3) WITH DRIVE-CLIQ INTERFACE; SHAFT WITH FITTED KEY, TOLERANCE N; WITH HOLDING BRAKE DEGREE OF PROTECTION IP65 AS FLANGE IP67; PAINT FINISH RAL7016 | 2327 | TEM | 1 | MC | 11.302 | 1
1FK70617AF711UB8 | SIMOTICS S SYNCHRONOUS SERVOMOTOR, 1FK7 HIGH DYNAMIC, 6.4 NM, 100 K, 3000 RPM, 1,70KW NATURAL COOLING, IM B5 (V1, V3) POWER/SIGNAL CONNECTORS CONNECTOR CAN BE ROTATED BY 270 DEGR. RESOLVER MULTI-POLE (RESOLVER P=3) WITH DRIVE-CLIQ INTERFACE; SHAFT WITH FITTED KEY, TOLERANCE N; WITH HOLDING BRAKE DEGREE OF PROTECTION IP65 IP67 D-END FLANGE; RAL7016 COATING; METALLIC RATING PLATE AT MOTOR | 2436 | TEM | 1 | MC | 11.302 | 1
1FK70617AF711UG0 | SIMOTICS S SYNCHRONOUS SERVOMOTOR, 1FK7 HIGH DYNAMIC, 6.4 NM, 100 K, 3000 RPM, 1,70KW NATURAL COOLING, IM B5 (V1, V3) POWER/SIGNAL CONNECTORS CONNECTOR CAN BE ROTATED BY 270 DEGR. RESOLVER MULTI-POLE (RESOLVER P=3) WITH DRIVE-CLIQ INTERFACE; PLAIN SHAFT, TOLERANCE N; W/O HOLDING BRAKE DEGREE OF PROTECTION IP64 | 1754 | TEM | 1 | MC | 10.003 | 1
1FK70617AF711UG2 | SIMOTICS S SYNCHRONOUS SERVOMOTOR, 1FK7 HIGH DYNAMIC, 6.4 NM, 100 K, 3000 RPM, 1,70KW NATURAL COOLING, IM B5 (V1, V3) POWER/SIGNAL CONNECTORS CONNECTOR CAN BE ROTATED BY 270 DEGR. RESOLVER MULTI-POLE (RESOLVER P=3) WITH DRIVE-CLIQ INTERFACE; PLAIN SHAFT, TOLERANCE N; W/O HOLDING BRAKE DEGREE OF PROTECTION IP65 FLANGE ON DRIVE END IP67 | 1855 | TEM | 1 | MC | 10.003 | 1
1FK70617AF711UG3 | SIMOTICS S SYNCHRONOUS SERVOMOTOR, 1FK7 HIGH DYNAMIC, 6.4 NM, 100 K, 3000 RPM, 1,70KW NATURAL COOLING, IM B5 (V1, V3) POWER/SIGNAL CONNECTORS CONNECTOR CAN BE ROTATED BY 270 DEGR. RESOLVER MULTI-POLE (RESOLVER P=3) WITH DRIVE-CLIQ INTERFACE; PLAIN SHAFT, TOLERANCE N; W/O HOLDING BRAKE DEGREE OF PROTECTION IP64; PAINT FINISH RAL7016 | 1803 | TEM | 1 | MC | 10.003 | 1
1FK70617AF711UG5 | SIMOTICS S SYNCHRONOUS SERVOMOTOR, 1FK7 HIGH DYNAMIC, 6.4 NM, 100 K, 3000 RPM, 1,70KW NATURAL COOLING, IM B5 (V1, V3) POWER/SIGNAL CONNECTORS CONNECTOR CAN BE ROTATED BY 270 DEGR. RESOLVER MULTI-POLE (RESOLVER P=3) WITH DRIVE-CLIQ INTERFACE; PLAIN SHAFT, TOLERANCE N; W/O HOLDING BRAKE DEGREE OF PROTECTION IP65 AS FLANGE IP67; PAINT FINISH RAL7016 | 1905 | TEM | 1 | MC | 10.003 | 1
1FK70617AF711UG8 | SIMOTICS S SYNCHRONOUS SERVOMOTOR, 1FK7 HIGH DYNAMIC, 6.4 NM, 100 K, 3000 RPM, 1,70KW NATURAL COOLING, IM B5 (V1, V3) POWER/SIGNAL CONNECTORS CONNECTOR CAN BE ROTATED BY 270 DEGR. RESOLVER MULTI-POLE (RESOLVER P=3) WITH DRIVE-CLIQ INTERFACE; PLAIN SHAFT, TOLERANCE N; W/O HOLDING BRAKE DEGREE OF PROTECTION IP65 IP67 D-END FLANGE; RAL7016 COATING; METALLIC RATING PLATE AT MOTOR | 2013 | TEM | 1 | MC | 10.003 | 1
1FK70617AF711UH0 | SIMOTICS S SYNCHRONOUS SERVOMOTOR, 1FK7 HIGH DYNAMIC, 6.4 NM, 100 K, 3000 RPM, 1,70KW NATURAL COOLING, IM B5 (V1, V3) POWER/SIGNAL CONNECTORS CONNECTOR CAN BE ROTATED BY 270 DEGR. RESOLVER MULTI-POLE (RESOLVER P=3) WITH DRIVE-CLIQ INTERFACE; PLAIN SHAFT, TOLERANCE N; WITH HOLDING BRAKE DEGREE OF PROTECTION IP64 | 2085 | TEM | 1 | MC | 11.302 | 1
1FK70617AF711UH2 | SIMOTICS S SYNCHRONOUS SERVOMOTOR, 1FK7 HIGH DYNAMIC, 6.4 NM, 100 K, 3000 RPM, 1,70KW NATURAL COOLING, IM B5 (V1, V3) POWER/SIGNAL CONNECTORS CONNECTOR CAN BE ROTATED BY 270 DEGR. RESOLVER MULTI-POLE (RESOLVER P=3) WITH DRIVE-CLIQ INTERFACE; PLAIN SHAFT, TOLERANCE N; WITH HOLDING BRAKE DEGREE OF PROTECTION IP65 FLANGE ON DRIVE END IP67 | 2187 | TEM | 1 | MC | 11.302 | 1
1FK70617AF711UH3 | SIMOTICS S SYNCHRONOUS SERVOMOTOR, 1FK7 HIGH DYNAMIC, 6.4 NM, 100 K, 3000 RPM, 1,70KW NATURAL COOLING, IM B5 (V1, V3) POWER/SIGNAL CONNECTORS CONNECTOR CAN BE ROTATED BY 270 DEGR. RESOLVER MULTI-POLE (RESOLVER P=3) WITH DRIVE-CLIQ INTERFACE; PLAIN SHAFT, TOLERANCE N; WITH HOLDING BRAKE DEGREE OF PROTECTION IP64; PAINT FINISH RAL7016 | 2134 | TEM | 1 | MC | 11.302 | 1
1FK70617AF711UH5 | SIMOTICS S SYNCHRONOUS SERVOMOTOR, 1FK7 HIGH DYNAMIC, 6.4 NM, 100 K, 3000 RPM, 1,70KW NATURAL COOLING, IM B5 (V1, V3) POWER/SIGNAL CONNECTORS CONNECTOR CAN BE ROTATED BY 270 DEGR. RESOLVER MULTI-POLE (RESOLVER P=3) WITH DRIVE-CLIQ INTERFACE; PLAIN SHAFT, TOLERANCE N; WITH HOLDING BRAKE DEGREE OF PROTECTION IP65 AS FLANGE IP67; PAINT FINISH RAL7016 | 2236 | TEM | 1 | MC | 11.302 | 1
1FK70617AF711UH8 | SIMOTICS S SYNCHRONOUS SERVOMOTOR, 1FK7 HIGH DYNAMIC, 6.4 NM, 100 K, 3000 RPM, 1,70KW NATURAL COOLING, IM B5 (V1, V3) POWER/SIGNAL CONNECTORS CONNECTOR CAN BE ROTATED BY 270 DEGR. RESOLVER MULTI-POLE (RESOLVER P=3) WITH DRIVE-CLIQ INTERFACE; PLAIN SHAFT, TOLERANCE N; WITH HOLDING BRAKE DEGREE OF PROTECTION IP65 IP67 D-END FLANGE; RAL7016 COATING; METALLIC RATING PLATE AT MOTOR | 2345 | TEM | 1 | MC | 11.302 | 1
1FK70617AH711AA0 | SIMOTICS S SYNCHRONOUS SERVOMOTOR, 1FK7 HIGH DYNAMIC, 6.4 NM, 100 K, 4500 RPM, 2,03KW NATURAL COOLING, IM B5 (V1, V3) POWER/SIGNAL CONNECTORS CONNECTOR CAN BE ROTATED BY 270 DEGR. INCREM. ENCODER, SIN/COS 1 VPP 2048 P/REV (ENCODER I-2048); SHAFT WITH FITTED KEY, TOLERANCE N; W/O HOLDING BRAKE DEGREE OF PROTECTION IP64 | 2222 | TEM | 1 | MC | 10.003 | 1
1FK70617AH711AA2 | SIMOTICS S SYNCHRONOUS SERVOMOTOR, 1FK7 HIGH DYNAMIC, 6.4 NM, 100 K, 4500 RPM, 2,03KW NATURAL COOLING, IM B5 (V1, V3) POWER/SIGNAL CONNECTORS CONNECTOR CAN BE ROTATED BY 270 DEGR. INCREM. ENCODER, SIN/COS 1 VPP 2048 P/REV (ENCODER I-2048); SHAFT WITH FITTED KEY, TOLERANCE N; W/O HOLDING BRAKE DEGREE OF PROTECTION IP65 FLANGE ON DRIVE END IP67 | 2324 | TEM | 1 | MC | 10.003 | 1
1FK70617AH711AA3 | SIMOTICS S SYNCHRONOUS SERVOMOTOR, 1FK7 HIGH DYNAMIC, 6.4 NM, 100 K, 4500 RPM, 2,03KW NATURAL COOLING, IM B5 (V1, V3) POWER/SIGNAL CONNECTORS CONNECTOR CAN BE ROTATED BY 270 DEGR. INCREM. ENCODER, SIN/COS 1 VPP 2048 P/REV (ENCODER I-2048); SHAFT WITH FITTED KEY, TOLERANCE N; W/O HOLDING BRAKE DEGREE OF PROTECTION IP64; PAINT FINISH RAL7016 | 2271 | TEM | 1 | MC | 10.003 | 1
1FK70617AH711AA5 | SIMOTICS S SYNCHRONOUS SERVOMOTOR, 1FK7 HIGH DYNAMIC, 6.4 NM, 100 K, 4500 RPM, 2,03KW NATURAL COOLING, IM B5 (V1, V3) POWER/SIGNAL CONNECTORS CONNECTOR CAN BE ROTATED BY 270 DEGR. INCREM. ENCODER, SIN/COS 1 VPP 2048 P/REV (ENCODER I-2048); SHAFT WITH FITTED KEY, TOLERANCE N; W/O HOLDING BRAKE DEGREE OF PROTECTION IP65 AS FLANGE IP67; PAINT FINISH RAL7016 | 2373 | TEM | 1 | MC | 10.003 | 1
1FK70617AH711AA8 | SIMOTICS S SYNCHRONOUS SERVOMOTOR, 1FK7 HIGH DYNAMIC, 6.4 NM, 100 K, 4500 RPM, 2,03KW NATURAL COOLING, IM B5 (V1, V3) POWER/SIGNAL CONNECTORS CONNECTOR CAN BE ROTATED BY 270 DEGR. INCREM. ENCODER, SIN/COS 1 VPP 2048 P/REV (ENCODER I-2048); SHAFT WITH FITTED KEY, TOLERANCE N; W/O HOLDING BRAKE DEGREE OF PROTECTION IP65 IP67 D-END FLANGE; RAL7016 COATING; METALLIC RATING PLATE AT MOTOR | 2481 | TEM | 1 | MC | 10.003 | 1
1FK70617AH711AB0 | SIMOTICS S SYNCHRONOUS SERVOMOTOR, 1FK7 HIGH DYNAMIC, 6.4 NM, 100 K, 4500 RPM, 2,03KW NATURAL COOLING, IM B5 (V1, V3) POWER/SIGNAL CONNECTORS CONNECTOR CAN BE ROTATED BY 270 DEGR. INCREM. ENCODER, SIN/COS 1 VPP 2048 P/REV (ENCODER I-2048); SHAFT WITH FITTED KEY, TOLERANCE N; WITH HOLDING BRAKE DEGREE OF PROTECTION IP64 | 2551 | TEM | 1 | MC | 11.302 | 1
1FK70617AH711AB2 | SIMOTICS S SYNCHRONOUS SERVOMOTOR, 1FK7 HIGH DYNAMIC, 6.4 NM, 100 K, 4500 RPM, 2,03KW NATURAL COOLING, IM B5 (V1, V3) POWER/SIGNAL CONNECTORS CONNECTOR CAN BE ROTATED BY 270 DEGR. INCREM. ENCODER, SIN/COS 1 VPP 2048 P/REV (ENCODER I-2048); SHAFT WITH FITTED KEY, TOLERANCE N; WITH HOLDING BRAKE DEGREE OF PROTECTION IP65 FLANGE ON DRIVE END IP67 | 2653 | TEM | 1 | MC | 11.302 | 1
1FK70617AH711AB3 | SIMOTICS S SYNCHRONOUS SERVOMOTOR, 1FK7 HIGH DYNAMIC, 6.4 NM, 100 K, 4500 RPM, 2,03KW NATURAL COOLING, IM B5 (V1, V3) POWER/SIGNAL CONNECTORS CONNECTOR CAN BE ROTATED BY 270 DEGR. INCREM. ENCODER, SIN/COS 1 VPP 2048 P/REV (ENCODER I-2048); SHAFT WITH FITTED KEY, TOLERANCE N; WITH HOLDING BRAKE DEGREE OF PROTECTION IP64; PAINT FINISH RAL7016 | 2600 | TEM | 1 | MC | 11.302 | 1
1FK70617AH711AB5 | SIMOTICS S SYNCHRONOUS SERVOMOTOR, 1FK7 HIGH DYNAMIC, 6.4 NM, 100 K, 4500 RPM, 2,03KW NATURAL COOLING, IM B5 (V1, V3) POWER/SIGNAL CONNECTORS CONNECTOR CAN BE ROTATED BY 270 DEGR. INCREM. ENCODER, SIN/COS 1 VPP 2048 P/REV (ENCODER I-2048); SHAFT WITH FITTED KEY, TOLERANCE N; WITH HOLDING BRAKE DEGREE OF PROTECTION IP65 AS FLANGE IP67; PAINT FINISH RAL7016 | 2702 | TEM | 1 | MC | 11.302 | 1
1FK70617AH711AB8 | SIMOTICS S SYNCHRONOUS SERVOMOTOR, 1FK7 HIGH DYNAMIC, 6.4 NM, 100 K, 4500 RPM, 2,03KW NATURAL COOLING, IM B5 (V1, V3) POWER/SIGNAL CONNECTORS CONNECTOR CAN BE ROTATED BY 270 DEGR. INCREM. ENCODER, SIN/COS 1 VPP 2048 P/REV (ENCODER I-2048); SHAFT WITH FITTED KEY, TOLERANCE N; WITH HOLDING BRAKE DEGREE OF PROTECTION IP65 IP67 D-END FLANGE; RAL7016 COATING; METALLIC RATING PLATE AT MOTOR | 2810 | TEM | 1 | MC | 11.302 | 1
1FK70617AH711AG0 | SIMOTICS S SYNCHRONOUS SERVOMOTOR, 1FK7 HIGH DYNAMIC, 6.4 NM, 100 K, 4500 RPM, 2,03KW NATURAL COOLING, IM B5 (V1, V3) POWER/SIGNAL CONNECTORS CONNECTOR CAN BE ROTATED BY 270 DEGR. INCREM. ENCODER, SIN/COS 1 VPP 2048 P/REV (ENCODER I-2048); PLAIN SHAFT, TOLERANCE N; W/O HOLDING BRAKE DEGREE OF PROTECTION IP64 | 2128 | TEM | 1 | MC | 10.003 | 1
1FK70617AH711AG2 | SIMOTICS S SYNCHRONOUS SERVOMOTOR, 1FK7 HIGH DYNAMIC, 6.4 NM, 100 K, 4500 RPM, 2,03KW NATURAL COOLING, IM B5 (V1, V3) POWER/SIGNAL CONNECTORS CONNECTOR CAN BE ROTATED BY 270 DEGR. INCREM. ENCODER, SIN/COS 1 VPP 2048 P/REV (ENCODER I-2048); PLAIN SHAFT, TOLERANCE N; W/O HOLDING BRAKE DEGREE OF PROTECTION IP65 FLANGE ON DRIVE END IP67 | 2230 | TEM | 1 | MC | 10.003 | 1
1FK70617AH711AG3 | SIMOTICS S SYNCHRONOUS SERVOMOTOR, 1FK7 HIGH DYNAMIC, 6.4 NM, 100 K, 4500 RPM, 2,03KW NATURAL COOLING, IM B5 (V1, V3) POWER/SIGNAL CONNECTORS CONNECTOR CAN BE ROTATED BY 270 DEGR. INCREM. ENCODER, SIN/COS 1 VPP 2048 P/REV (ENCODER I-2048); PLAIN SHAFT, TOLERANCE N; W/O HOLDING BRAKE DEGREE OF PROTECTION IP64; PAINT FINISH RAL7016 | 2178 | TEM | 1 | MC | 10.003 | 1
1FK70617AH711AG5 | SIMOTICS S SYNCHRONOUS SERVOMOTOR, 1FK7 HIGH DYNAMIC, 6.4 NM, 100 K, 4500 RPM, 2,03KW NATURAL COOLING, IM B5 (V1, V3) POWER/SIGNAL CONNECTORS CONNECTOR CAN BE ROTATED BY 270 DEGR. INCREM. ENCODER, SIN/COS 1 VPP 2048 P/REV (ENCODER I-2048); PLAIN SHAFT, TOLERANCE N; W/O HOLDING BRAKE DEGREE OF PROTECTION IP65 AS FLANGE IP67; PAINT FINISH RAL7016 | 2279 | TEM | 1 | MC | 10.003 | 1
1FK70617AH711AG8 | SIMOTICS S SYNCHRONOUS SERVOMOTOR, 1FK7 HIGH DYNAMIC, 6.4 NM, 100 K, 4500 RPM, 2,03KW NATURAL COOLING, IM B5 (V1, V3) POWER/SIGNAL CONNECTORS CONNECTOR CAN BE ROTATED BY 270 DEGR. INCREM. ENCODER, SIN/COS 1 VPP 2048 P/REV (ENCODER I-2048); PLAIN SHAFT, TOLERANCE N; W/O HOLDING BRAKE DEGREE OF PROTECTION IP65 IP67 D-END FLANGE; RAL7016 COATING; METALLIC RATING PLATE AT MOTOR | 2388 | TEM | 1 | MC | 10.003 | 1
1FK70617AH711AH0 | SIMOTICS S SYNCHRONOUS SERVOMOTOR, 1FK7 HIGH DYNAMIC, 6.4 NM, 100 K, 4500 RPM, 2,03KW NATURAL COOLING, IM B5 (V1, V3) POWER/SIGNAL CONNECTORS CONNECTOR CAN BE ROTATED BY 270 DEGR. INCREM. ENCODER, SIN/COS 1 VPP 2048 P/REV (ENCODER I-2048); PLAIN SHAFT, TOLERANCE N; WITH HOLDING BRAKE DEGREE OF PROTECTION IP64 | 2460 | TEM | 1 | MC | 11.302 | 1
1FK70617AH711AH2 | SIMOTICS S SYNCHRONOUS SERVOMOTOR, 1FK7 HIGH DYNAMIC, 6.4 NM, 100 K, 4500 RPM, 2,03KW NATURAL COOLING, IM B5 (V1, V3) POWER/SIGNAL CONNECTORS CONNECTOR CAN BE ROTATED BY 270 DEGR. INCREM. ENCODER, SIN/COS 1 VPP 2048 P/REV (ENCODER I-2048); PLAIN SHAFT, TOLERANCE N; WITH HOLDING BRAKE DEGREE OF PROTECTION IP65 FLANGE ON DRIVE END IP67 | 2561 | TEM | 1 | MC | 11.302 | 1
1FK70617AH711AH3 | SIMOTICS S SYNCHRONOUS SERVOMOTOR, 1FK7 HIGH DYNAMIC, 6.4 NM, 100 K, 4500 RPM, 2,03KW NATURAL COOLING, IM B5 (V1, V3) POWER/SIGNAL CONNECTORS CONNECTOR CAN BE ROTATED BY 270 DEGR. INCREM. ENCODER, SIN/COS 1 VPP 2048 P/REV (ENCODER I-2048); PLAIN SHAFT, TOLERANCE N; WITH HOLDING BRAKE DEGREE OF PROTECTION IP64; PAINT FINISH RAL7016 | 2509 | TEM | 1 | MC | 11.302 | 1
1FK70617AH711AH5 | SIMOTICS S SYNCHRONOUS SERVOMOTOR, 1FK7 HIGH DYNAMIC, 6.4 NM, 100 K, 4500 RPM, 2,03KW NATURAL COOLING, IM B5 (V1, V3) POWER/SIGNAL CONNECTORS CONNECTOR CAN BE ROTATED BY 270 DEGR. INCREM. ENCODER, SIN/COS 1 VPP 2048 P/REV (ENCODER I-2048); PLAIN SHAFT, TOLERANCE N; WITH HOLDING BRAKE DEGREE OF PROTECTION IP65 AS FLANGE IP67; PAINT FINISH RAL7016 | 2611 | TEM | 1 | MC | 11.302 | 1
1FK70617AH711AH8 | SIMOTICS S SYNCHRONOUS SERVOMOTOR, 1FK7 HIGH DYNAMIC, 6.4 NM, 100 K, 4500 RPM, 2,03KW NATURAL COOLING, IM B5 (V1, V3) POWER/SIGNAL CONNECTORS CONNECTOR CAN BE ROTATED BY 270 DEGR. INCREM. ENCODER, SIN/COS 1 VPP 2048 P/REV (ENCODER I-2048); PLAIN SHAFT, TOLERANCE N; WITH HOLDING BRAKE DEGREE OF PROTECTION IP65 IP67 D-END FLANGE; RAL7016 COATING; METALLIC RATING PLATE AT MOTOR | 2719 | TEM | 1 | MC | 11.302 | 1
1FK70617AH711DA0 | SIMOTICS S SYNCHRONOUS SERVOMOTOR, 1FK7 HIGH DYNAMIC, 6.4 NM, 100 K, 4500 RPM, 2,03KW NATURAL COOLING, IM B5 (V1, V3) POWER/SIGNAL CONNECTORS CONNECTOR CAN BE ROTATED BY 270 DEGR. INCREMENTAL ENCODER 2048 P/REV (ENCODER I-2048) WITH DRIVE-CLIQ INTERFACE; SHAFT WITH FITTED KEY, TOLERANCE N; W/O HOLDING BRAKE DEGREE OF PROTECTION IP64 | 2484 | TEM | 1 | MC | 10.003 | 1
1FK70617AH711DA2 | SIMOTICS S SYNCHRONOUS SERVOMOTOR, 1FK7 HIGH DYNAMIC, 6.4 NM, 100 K, 4500 RPM, 2,03KW NATURAL COOLING, IM B5 (V1, V3) POWER/SIGNAL CONNECTORS CONNECTOR CAN BE ROTATED BY 270 DEGR. INCREMENTAL ENCODER 2048 P/REV (ENCODER I-2048) WITH DRIVE-CLIQ INTERFACE; SHAFT WITH FITTED KEY, TOLERANCE N; W/O HOLDING BRAKE DEGREE OF PROTECTION IP65 FLANGE ON DRIVE END IP67 | 2585 | TEM | 1 | MC | 10.003 | 1
1FK70617AH711DA3 | SIMOTICS S SYNCHRONOUS SERVOMOTOR, 1FK7 HIGH DYNAMIC, 6.4 NM, 100 K, 4500 RPM, 2,03KW NATURAL COOLING, IM B5 (V1, V3) POWER/SIGNAL CONNECTORS CONNECTOR CAN BE ROTATED BY 270 DEGR. INCREMENTAL ENCODER 2048 P/REV (ENCODER I-2048) WITH DRIVE-CLIQ INTERFACE; SHAFT WITH FITTED KEY, TOLERANCE N; W/O HOLDING BRAKE DEGREE OF PROTECTION IP64; PAINT FINISH RAL7016 | 2533 | TEM | 1 | MC | 10.003 | 1
1FK70617AH711DA5 | SIMOTICS S SYNCHRONOUS SERVOMOTOR, 1FK7 HIGH DYNAMIC, 6.4 NM, 100 K, 4500 RPM, 2,03KW NATURAL COOLING, IM B5 (V1, V3) POWER/SIGNAL CONNECTORS CONNECTOR CAN BE ROTATED BY 270 DEGR. INCREMENTAL ENCODER 2048 P/REV (ENCODER I-2048) WITH DRIVE-CLIQ INTERFACE; SHAFT WITH FITTED KEY, TOLERANCE N; W/O HOLDING BRAKE DEGREE OF PROTECTION IP65 AS FLANGE IP67; PAINT FINISH RAL7016 | 2635 | TEM | 1 | MC | 10.003 | 1
1FK70617AH711DA8 | SIMOTICS S SYNCHRONOUS SERVOMOTOR, 1FK7 HIGH DYNAMIC, 6.4 NM, 100 K, 4500 RPM, 2,03KW NATURAL COOLING, IM B5 (V1, V3) POWER/SIGNAL CONNECTORS CONNECTOR CAN BE ROTATED BY 270 DEGR. INCREMENTAL ENCODER 2048 P/REV (ENCODER I-2048) WITH DRIVE-CLIQ INTERFACE; SHAFT WITH FITTED KEY, TOLERANCE N; W/O HOLDING BRAKE DEGREE OF PROTECTION IP65 IP67 D-END FLANGE; RAL7016 COATING; METALLIC RATING PLATE AT MOTOR | 2743 | TEM | 1 | MC | 10.003 | 1
1FK70617AH711DB0 | SIMOTICS S SYNCHRONOUS SERVOMOTOR, 1FK7 HIGH DYNAMIC, 6.4 NM, 100 K, 4500 RPM, 2,03KW NATURAL COOLING, IM B5 (V1, V3) POWER/SIGNAL CONNECTORS CONNECTOR CAN BE ROTATED BY 270 DEGR. INCREMENTAL ENCODER 2048 P/REV (ENCODER I-2048) WITH DRIVE-CLIQ INTERFACE; SHAFT WITH FITTED KEY, TOLERANCE N; WITH HOLDING BRAKE DEGREE OF PROTECTION IP64 | 2813 | TEM | 1 | MC | 11.302 | 1
1FK70617AH711DB2 | SIMOTICS S SYNCHRONOUS SERVOMOTOR, 1FK7 HIGH DYNAMIC, 6.4 NM, 100 K, 4500 RPM, 2,03KW NATURAL COOLING, IM B5 (V1, V3) POWER/SIGNAL CONNECTORS CONNECTOR CAN BE ROTATED BY 270 DEGR. INCREMENTAL ENCODER 2048 P/REV (ENCODER I-2048) WITH DRIVE-CLIQ INTERFACE; SHAFT WITH FITTED KEY, TOLERANCE N; WITH HOLDING BRAKE DEGREE OF PROTECTION IP65 FLANGE ON DRIVE END IP67 | 2914 | TEM | 1 | MC | 11.302 | 1
1FK70617AH711DB3 | SIMOTICS S SYNCHRONOUS SERVOMOTOR, 1FK7 HIGH DYNAMIC, 6.4 NM, 100 K, 4500 RPM, 2,03KW NATURAL COOLING, IM B5 (V1, V3) POWER/SIGNAL CONNECTORS CONNECTOR CAN BE ROTATED BY 270 DEGR. INCREMENTAL ENCODER 2048 P/REV (ENCODER I-2048) WITH DRIVE-CLIQ INTERFACE; SHAFT WITH FITTED KEY, TOLERANCE N; WITH HOLDING BRAKE DEGREE OF PROTECTION IP64; PAINT FINISH RAL7016 | 2862 | TEM | 1 | MC | 11.302 | 1
1FK70617AH711DB5 | SIMOTICS S SYNCHRONOUS SERVOMOTOR, 1FK7 HIGH DYNAMIC, 6.4 NM, 100 K, 4500 RPM, 2,03KW NATURAL COOLING, IM B5 (V1, V3) POWER/SIGNAL CONNECTORS CONNECTOR CAN BE ROTATED BY 270 DEGR. INCREMENTAL ENCODER 2048 P/REV (ENCODER I-2048) WITH DRIVE-CLIQ INTERFACE; SHAFT WITH FITTED KEY, TOLERANCE N; WITH HOLDING BRAKE DEGREE OF PROTECTION IP65 AS FLANGE IP67; PAINT FINISH RAL7016 | 2964 | TEM | 1 | MC | 11.302 | 1
1FK70617AH711DB8 | SIMOTICS S SYNCHRONOUS SERVOMOTOR, 1FK7 HIGH DYNAMIC, 6.4 NM, 100 K, 4500 RPM, 2,03KW NATURAL COOLING, IM B5 (V1, V3) POWER/SIGNAL CONNECTORS CONNECTOR CAN BE ROTATED BY 270 DEGR. INCREMENTAL ENCODER 2048 P/REV (ENCODER I-2048) WITH DRIVE-CLIQ INTERFACE; SHAFT WITH FITTED KEY, TOLERANCE N; WITH HOLDING BRAKE DEGREE OF PROTECTION IP65 IP67 D-END FLANGE; RAL7016 COATING; METALLIC RATING PLATE AT MOTOR | 3072 | TEM | 1 | MC | 11.302 | 1
1FK70617AH711DG0 | SIMOTICS S SYNCHRONOUS SERVOMOTOR, 1FK7 HIGH DYNAMIC, 6.4 NM, 100 K, 4500 RPM, 2,03KW NATURAL COOLING, IM B5 (V1, V3) POWER/SIGNAL CONNECTORS CONNECTOR CAN BE ROTATED BY 270 DEGR. INCREMENTAL ENCODER 2048 P/REV (ENCODER I-2048) WITH DRIVE-CLIQ INTERFACE; PLAIN SHAFT, TOLERANCE N; W/O HOLDING BRAKE DEGREE OF PROTECTION IP64 | 2390 | TEM | 1 | MC | 10.003 | 1
1FK70617AH711DG2 | SIMOTICS S SYNCHRONOUS SERVOMOTOR, 1FK7 HIGH DYNAMIC, 6.4 NM, 100 K, 4500 RPM, 2,03KW NATURAL COOLING, IM B5 (V1, V3) POWER/SIGNAL CONNECTORS CONNECTOR CAN BE ROTATED BY 270 DEGR. INCREMENTAL ENCODER 2048 P/REV (ENCODER I-2048) WITH DRIVE-CLIQ INTERFACE; PLAIN SHAFT, TOLERANCE N; W/O HOLDING BRAKE DEGREE OF PROTECTION IP65 FLANGE ON DRIVE END IP67 | 2492 | TEM | 1 | MC | 10.003 | 1
1FK70617AH711DG3 | SIMOTICS S SYNCHRONOUS SERVOMOTOR, 1FK7 HIGH DYNAMIC, 6.4 NM, 100 K, 4500 RPM, 2,03KW NATURAL COOLING, IM B5 (V1, V3) POWER/SIGNAL CONNECTORS CONNECTOR CAN BE ROTATED BY 270 DEGR. INCREMENTAL ENCODER 2048 P/REV (ENCODER I-2048) WITH DRIVE-CLIQ INTERFACE; PLAIN SHAFT, TOLERANCE N; W/O HOLDING BRAKE DEGREE OF PROTECTION IP64; PAINT FINISH RAL7016 | 2439 | TEM | 1 | MC | 10.003 | 1
1FK70617AH711DG5 | SIMOTICS S SYNCHRONOUS SERVOMOTOR, 1FK7 HIGH DYNAMIC, 6.4 NM, 100 K, 4500 RPM, 2,03KW NATURAL COOLING, IM B5 (V1, V3) POWER/SIGNAL CONNECTORS CONNECTOR CAN BE ROTATED BY 270 DEGR. INCREMENTAL ENCODER 2048 P/REV (ENCODER I-2048) WITH DRIVE-CLIQ INTERFACE; PLAIN SHAFT, TOLERANCE N; W/O HOLDING BRAKE DEGREE OF PROTECTION IP65 AS FLANGE IP67; PAINT FINISH RAL7016 | 2541 | TEM | 1 | MC | 10.003 | 1
1FK70617AH711DG8 | SIMOTICS S SYNCHRONOUS SERVOMOTOR, 1FK7 HIGH DYNAMIC, 6.4 NM, 100 K, 4500 RPM, 2,03KW NATURAL COOLING, IM B5 (V1, V3) POWER/SIGNAL CONNECTORS CONNECTOR CAN BE ROTATED BY 270 DEGR. INCREMENTAL ENCODER 2048 P/REV (ENCODER I-2048) WITH DRIVE-CLIQ INTERFACE; PLAIN SHAFT, TOLERANCE N; W/O HOLDING BRAKE DEGREE OF PROTECTION IP65 IP67 D-END FLANGE; RAL7016 COATING; METALLIC RATING PLATE AT MOTOR | 2650 | TEM | 1 | MC | 10.003 | 1
1FK70617AH711DH0 | SIMOTICS S SYNCHRONOUS SERVOMOTOR, 1FK7 HIGH DYNAMIC, 6.4 NM, 100 K, 4500 RPM, 2,03KW NATURAL COOLING, IM B5 (V1, V3) POWER/SIGNAL CONNECTORS CONNECTOR CAN BE ROTATED BY 270 DEGR. INCREMENTAL ENCODER 2048 P/REV (ENCODER I-2048) WITH DRIVE-CLIQ INTERFACE; PLAIN SHAFT, TOLERANCE N; WITH HOLDING BRAKE DEGREE OF PROTECTION IP64 | 2722 | TEM | 1 | MC | 11.302 | 1
1FK70617AH711DH2 | SIMOTICS S SYNCHRONOUS SERVOMOTOR, 1FK7 HIGH DYNAMIC, 6.4 NM, 100 K, 4500 RPM, 2,03KW NATURAL COOLING, IM B5 (V1, V3) POWER/SIGNAL CONNECTORS CONNECTOR CAN BE ROTATED BY 270 DEGR. INCREMENTAL ENCODER 2048 P/REV (ENCODER I-2048) WITH DRIVE-CLIQ INTERFACE; PLAIN SHAFT, TOLERANCE N; WITH HOLDING BRAKE DEGREE OF PROTECTION IP65 FLANGE ON DRIVE END IP67 | 2823 | TEM | 1 | MC | 11.302 | 1
1FK70617AH711DH3 | SIMOTICS S SYNCHRONOUS SERVOMOTOR, 1FK7 HIGH DYNAMIC, 6.4 NM, 100 K, 4500 RPM, 2,03KW NATURAL COOLING, IM B5 (V1, V3) POWER/SIGNAL CONNECTORS CONNECTOR CAN BE ROTATED BY 270 DEGR. INCREMENTAL ENCODER 2048 P/REV (ENCODER I-2048) WITH DRIVE-CLIQ INTERFACE; PLAIN SHAFT, TOLERANCE N; WITH HOLDING BRAKE DEGREE OF PROTECTION IP64; PAINT FINISH RAL7016 | 2771 | TEM | 1 | MC | 11.302 | 1
1FK70617AH711DH5 | SIMOTICS S SYNCHRONOUS SERVOMOTOR, 1FK7 HIGH DYNAMIC, 6.4 NM, 100 K, 4500 RPM, 2,03KW NATURAL COOLING, IM B5 (V1, V3) POWER/SIGNAL CONNECTORS CONNECTOR CAN BE ROTATED BY 270 DEGR. INCREMENTAL ENCODER 2048 P/REV (ENCODER I-2048) WITH DRIVE-CLIQ INTERFACE; PLAIN SHAFT, TOLERANCE N; WITH HOLDING BRAKE DEGREE OF PROTECTION IP65 AS FLANGE IP67; PAINT FINISH RAL7016 | 2872 | TEM | 1 | MC | 11.302 | 1
1FK70617AH711DH8 | SIMOTICS S SYNCHRONOUS SERVOMOTOR, 1FK7 HIGH DYNAMIC, 6.4 NM, 100 K, 4500 RPM, 2,03KW NATURAL COOLING, IM B5 (V1, V3) POWER/SIGNAL CONNECTORS CONNECTOR CAN BE ROTATED BY 270 DEGR. INCREMENTAL ENCODER 2048 P/REV (ENCODER I-2048) WITH DRIVE-CLIQ INTERFACE; PLAIN SHAFT, TOLERANCE N; WITH HOLDING BRAKE DEGREE OF PROTECTION IP65 IP67 D-END FLANGE; RAL7016 COATING; METALLIC RATING PLATE AT MOTOR | 2981 | TEM | 1 | MC | 11.302 | 1
1FK70617AH711EA0 | SIMOTICS S SYNCHRONOUS SERVOMOTOR, 1FK7 HIGH DYNAMIC, 6.4 NM, 100 K, 4500 RPM, 2,03KW NATURAL COOLING, IM B5 (V1, V3) POWER/SIGNAL CONNECTORS CONNECTOR CAN BE ROTATED BY 270 DEGR. ABSOLUTE ENCODER ENDAT 2048 P/REV (ENCODER A-2048); PERFORMANCE REDUCTION BY 10% DUE TO ABSOLUTE ENCODER; SHAFT WITH FITTED KEY, TOLERANCE N; W/O HOLDING BRAKE DEGREE OF PROTECTION IP64 | 2626 | TEM | 1 | MC | 10.003 | 1
1FK70617AH711EA2 | SIMOTICS S SYNCHRONOUS SERVOMOTOR, 1FK7 HIGH DYNAMIC, 6.4 NM, 100 K, 4500 RPM, 2,03KW NATURAL COOLING, IM B5 (V1, V3) POWER/SIGNAL CONNECTORS CONNECTOR CAN BE ROTATED BY 270 DEGR. ABSOLUTE ENCODER ENDAT 2048 P/REV (ENCODER A-2048); PERFORMANCE REDUCTION BY 10% DUE TO ABSOLUTE ENCODER; SHAFT WITH FITTED KEY, TOLERANCE N; W/O HOLDING BRAKE DEGREE OF PROTECTION IP65 FLANGE ON DRIVE END IP67 | 2727 | TEM | 1 | MC | 10.003 | 1
1FK70617AH711EA3 | SIMOTICS S SYNCHRONOUS SERVOMOTOR, 1FK7 HIGH DYNAMIC, 6.4 NM, 100 K, 4500 RPM, 2,03KW NATURAL COOLING, IM B5 (V1, V3) POWER/SIGNAL CONNECTORS CONNECTOR CAN BE ROTATED BY 270 DEGR. ABSOLUTE ENCODER ENDAT 2048 P/REV (ENCODER A-2048); PERFORMANCE REDUCTION BY 10% DUE TO ABSOLUTE ENCODER; SHAFT WITH FITTED KEY, TOLERANCE N; W/O HOLDING BRAKE DEGREE OF PROTECTION IP64; PAINT FINISH RAL7016 | 2675 | TEM | 1 | MC | 10.003 | 1
1FK70617AH711EA5 | SIMOTICS S SYNCHRONOUS SERVOMOTOR, 1FK7 HIGH DYNAMIC, 6.4 NM, 100 K, 4500 RPM, 2,03KW NATURAL COOLING, IM B5 (V1, V3) POWER/SIGNAL CONNECTORS CONNECTOR CAN BE ROTATED BY 270 DEGR. ABSOLUTE ENCODER ENDAT 2048 P/REV (ENCODER A-2048); PERFORMANCE REDUCTION BY 10% DUE TO ABSOLUTE ENCODER; SHAFT WITH FITTED KEY, TOLERANCE N; W/O HOLDING BRAKE DEGREE OF PROTECTION IP65 AS FLANGE IP67; PAINT FINISH RAL7016 | 2776 | TEM | 1 | MC | 10.003 | 1
1FK70617AH711EA8 | SIMOTICS S SYNCHRONOUS SERVOMOTOR, 1FK7 HIGH DYNAMIC, 6.4 NM, 100 K, 4500 RPM, 2,03KW NATURAL COOLING, IM B5 (V1, V3) POWER/SIGNAL CONNECTORS CONNECTOR CAN BE ROTATED BY 270 DEGR. ABSOLUTE ENCODER ENDAT 2048 P/REV (ENCODER A-2048); PERFORMANCE REDUCTION BY 10% DUE TO ABSOLUTE ENCODER; SHAFT WITH FITTED KEY, TOLERANCE N; W/O HOLDING BRAKE DEGREE OF PROTECTION IP65 IP67 D-END FLANGE; RAL7016 COATING; METALLIC RATING PLATE AT MOTOR | 2885 | TEM | 1 | MC | 10.003 | 1
1FK70617AH711EB0 | SIMOTICS S SYNCHRONOUS SERVOMOTOR, 1FK7 HIGH DYNAMIC, 6.4 NM, 100 K, 4500 RPM, 2,03KW NATURAL COOLING, IM B5 (V1, V3) POWER/SIGNAL CONNECTORS CONNECTOR CAN BE ROTATED BY 270 DEGR. ABSOLUTE ENCODER ENDAT 2048 P/REV (ENCODER A-2048); PERFORMANCE REDUCTION BY 10% DUE TO ABSOLUTE ENCODER; SHAFT WITH FITTED KEY, TOLERANCE N; WITH HOLDING BRAKE DEGREE OF PROTECTION IP64 | 2955 | TEM | 1 | MC | 11.302 | 1
1FK70617AH711EB2 | SIMOTICS S SYNCHRONOUS SERVOMOTOR, 1FK7 HIGH DYNAMIC, 6.4 NM, 100 K, 4500 RPM, 2,03KW NATURAL COOLING, IM B5 (V1, V3) POWER/SIGNAL CONNECTORS CONNECTOR CAN BE ROTATED BY 270 DEGR. ABSOLUTE ENCODER ENDAT 2048 P/REV (ENCODER A-2048); PERFORMANCE REDUCTION BY 10% DUE TO ABSOLUTE ENCODER; SHAFT WITH FITTED KEY, TOLERANCE N; WITH HOLDING BRAKE DEGREE OF PROTECTION IP65 FLANGE ON DRIVE END IP67 | 3056 | TEM | 1 | MC | 11.302 | 1
1FK70617AH711EB3 | SIMOTICS S SYNCHRONOUS SERVOMOTOR, 1FK7 HIGH DYNAMIC, 6.4 NM, 100 K, 4500 RPM, 2,03KW NATURAL COOLING, IM B5 (V1, V3) POWER/SIGNAL CONNECTORS CONNECTOR CAN BE ROTATED BY 270 DEGR. ABSOLUTE ENCODER ENDAT 2048 P/REV (ENCODER A-2048); PERFORMANCE REDUCTION BY 10% DUE TO ABSOLUTE ENCODER; SHAFT WITH FITTED KEY, TOLERANCE N; WITH HOLDING BRAKE DEGREE OF PROTECTION IP64; PAINT FINISH RAL7016 | 3004 | TEM | 1 | MC | 11.302 | 1
1FK70617AH711EB5 | SIMOTICS S SYNCHRONOUS SERVOMOTOR, 1FK7 HIGH DYNAMIC, 6.4 NM, 100 K, 4500 RPM, 2,03KW NATURAL COOLING, IM B5 (V1, V3) POWER/SIGNAL CONNECTORS CONNECTOR CAN BE ROTATED BY 270 DEGR. ABSOLUTE ENCODER ENDAT 2048 P/REV (ENCODER A-2048); PERFORMANCE REDUCTION BY 10% DUE TO ABSOLUTE ENCODER; SHAFT WITH FITTED KEY, TOLERANCE N; WITH HOLDING BRAKE DEGREE OF PROTECTION IP65 AS FLANGE IP67; PAINT FINISH RAL7016 | 3105 | TEM | 1 | MC | 11.302 | 1
1FK70617AH711EB8 | SIMOTICS S SYNCHRONOUS SERVOMOTOR, 1FK7 HIGH DYNAMIC, 6.4 NM, 100 K, 4500 RPM, 2,03KW NATURAL COOLING, IM B5 (V1, V3) POWER/SIGNAL CONNECTORS CONNECTOR CAN BE ROTATED BY 270 DEGR. ABSOLUTE ENCODER ENDAT 2048 P/REV (ENCODER A-2048); PERFORMANCE REDUCTION BY 10% DUE TO ABSOLUTE ENCODER; SHAFT WITH FITTED KEY, TOLERANCE N; WITH HOLDING BRAKE DEGREE OF PROTECTION IP65 IP67 D-END FLANGE; RAL7016 COATING; METALLIC RATING PLATE AT MOTOR | 3214 | TEM | 1 | MC | 11.302 | 1
1FK70617AH711EG0 | SIMOTICS S SYNCHRONOUS SERVOMOTOR, 1FK7 HIGH DYNAMIC, 6.4 NM, 100 K, 4500 RPM, 2,03KW NATURAL COOLING, IM B5 (V1, V3) POWER/SIGNAL CONNECTORS CONNECTOR CAN BE ROTATED BY 270 DEGR. ABSOLUTE ENCODER ENDAT 2048 P/REV (ENCODER A-2048); PERFORMANCE REDUCTION BY 10% DUE TO ABSOLUTE ENCODER; PLAIN SHAFT, TOLERANCE N; W/O HOLDING BRAKE DEGREE OF PROTECTION IP64 | 2532 | TEM | 1 | MC | 10.003 | 1
1FK70617AH711EG2 | SIMOTICS S SYNCHRONOUS SERVOMOTOR, 1FK7 HIGH DYNAMIC, 6.4 NM, 100 K, 4500 RPM, 2,03KW NATURAL COOLING, IM B5 (V1, V3) POWER/SIGNAL CONNECTORS CONNECTOR CAN BE ROTATED BY 270 DEGR. ABSOLUTE ENCODER ENDAT 2048 P/REV (ENCODER A-2048); PERFORMANCE REDUCTION BY 10% DUE TO ABSOLUTE ENCODER; PLAIN SHAFT, TOLERANCE N; W/O HOLDING BRAKE DEGREE OF PROTECTION IP65 FLANGE ON DRIVE END IP67 | 2633 | TEM | 1 | MC | 10.003 | 1
1FK70617AH711EG3 | SIMOTICS S SYNCHRONOUS SERVOMOTOR, 1FK7 HIGH DYNAMIC, 6.4 NM, 100 K, 4500 RPM, 2,03KW NATURAL COOLING, IM B5 (V1, V3) POWER/SIGNAL CONNECTORS CONNECTOR CAN BE ROTATED BY 270 DEGR. ABSOLUTE ENCODER ENDAT 2048 P/REV (ENCODER A-2048); PERFORMANCE REDUCTION BY 10% DUE TO ABSOLUTE ENCODER; PLAIN SHAFT, TOLERANCE N; W/O HOLDING BRAKE DEGREE OF PROTECTION IP64; PAINT FINISH RAL7016 | 2581 | TEM | 1 | MC | 10.003 | 1
1FK70617AH711EG5 | SIMOTICS S SYNCHRONOUS SERVOMOTOR, 1FK7 HIGH DYNAMIC, 6.4 NM, 100 K, 4500 RPM, 2,03KW NATURAL COOLING, IM B5 (V1, V3) POWER/SIGNAL CONNECTORS CONNECTOR CAN BE ROTATED BY 270 DEGR. ABSOLUTE ENCODER ENDAT 2048 P/REV (ENCODER A-2048); PERFORMANCE REDUCTION BY 10% DUE TO ABSOLUTE ENCODER; PLAIN SHAFT, TOLERANCE N; W/O HOLDING BRAKE DEGREE OF PROTECTION IP65 AS FLANGE IP67; PAINT FINISH RAL7016 | 2683 | TEM | 1 | MC | 10.003 | 1
1FK70617AH711EG8 | SIMOTICS S SYNCHRONOUS SERVOMOTOR, 1FK7 HIGH DYNAMIC, 6.4 NM, 100 K, 4500 RPM, 2,03KW NATURAL COOLING, IM B5 (V1, V3) POWER/SIGNAL CONNECTORS CONNECTOR CAN BE ROTATED BY 270 DEGR. ABSOLUTE ENCODER ENDAT 2048 P/REV (ENCODER A-2048); PERFORMANCE REDUCTION BY 10% DUE TO ABSOLUTE ENCODER; PLAIN SHAFT, TOLERANCE N; W/O HOLDING BRAKE DEGREE OF PROTECTION IP65 IP67 D-END FLANGE; RAL7016 COATING; METALLIC RATING PLATE AT MOTOR | 2791 | TEM | 1 | MC | 10.003 | 1
1FK70617AH711EH0 | SIMOTICS S SYNCHRONOUS SERVOMOTOR, 1FK7 HIGH DYNAMIC, 6.4 NM, 100 K, 4500 RPM, 2,03KW NATURAL COOLING, IM B5 (V1, V3) POWER/SIGNAL CONNECTORS CONNECTOR CAN BE ROTATED BY 270 DEGR. ABSOLUTE ENCODER ENDAT 2048 P/REV (ENCODER A-2048); PERFORMANCE REDUCTION BY 10% DUE TO ABSOLUTE ENCODER; PLAIN SHAFT, TOLERANCE N; WITH HOLDING BRAKE DEGREE OF PROTECTION IP64 | 2863 | TEM | 1 | MC | 11.302 | 1
1FK70617AH711EH2 | SIMOTICS S SYNCHRONOUS SERVOMOTOR, 1FK7 HIGH DYNAMIC, 6.4 NM, 100 K, 4500 RPM, 2,03KW NATURAL COOLING, IM B5 (V1, V3) POWER/SIGNAL CONNECTORS CONNECTOR CAN BE ROTATED BY 270 DEGR. ABSOLUTE ENCODER ENDAT 2048 P/REV (ENCODER A-2048); PERFORMANCE REDUCTION BY 10% DUE TO ABSOLUTE ENCODER; PLAIN SHAFT, TOLERANCE N; WITH HOLDING BRAKE DEGREE OF PROTECTION IP65 FLANGE ON DRIVE END IP67 | 2965 | TEM | 1 | MC | 11.302 | 1
1FK70617AH711EH3 | SIMOTICS S SYNCHRONOUS SERVOMOTOR, 1FK7 HIGH DYNAMIC, 6.4 NM, 100 K, 4500 RPM, 2,03KW NATURAL COOLING, IM B5 (V1, V3) POWER/SIGNAL CONNECTORS CONNECTOR CAN BE ROTATED BY 270 DEGR. ABSOLUTE ENCODER ENDAT 2048 P/REV (ENCODER A-2048); PERFORMANCE REDUCTION BY 10% DUE TO ABSOLUTE ENCODER; PLAIN SHAFT, TOLERANCE N; WITH HOLDING BRAKE DEGREE OF PROTECTION IP64; PAINT FINISH RAL7016 | 2912 | TEM | 1 | MC | 11.302 | 1
1FK70617AH711EH5 | SIMOTICS S SYNCHRONOUS SERVOMOTOR, 1FK7 HIGH DYNAMIC, 6.4 NM, 100 K, 4500 RPM, 2,03KW NATURAL COOLING, IM B5 (V1, V3) POWER/SIGNAL CONNECTORS CONNECTOR CAN BE ROTATED BY 270 DEGR. ABSOLUTE ENCODER ENDAT 2048 P/REV (ENCODER A-2048); PERFORMANCE REDUCTION BY 10% DUE TO ABSOLUTE ENCODER; PLAIN SHAFT, TOLERANCE N; WITH HOLDING BRAKE DEGREE OF PROTECTION IP65 AS FLANGE IP67; PAINT FINISH RAL7016 | 3014 | TEM | 1 | MC | 11.302 | 1
1FK70617AH711EH8 | SIMOTICS S SYNCHRONOUS SERVOMOTOR, 1FK7 HIGH DYNAMIC, 6.4 NM, 100 K, 4500 RPM, 2,03KW NATURAL COOLING, IM B5 (V1, V3) POWER/SIGNAL CONNECTORS CONNECTOR CAN BE ROTATED BY 270 DEGR. ABSOLUTE ENCODER ENDAT 2048 P/REV (ENCODER A-2048); PERFORMANCE REDUCTION BY 10% DUE TO ABSOLUTE ENCODER; PLAIN SHAFT, TOLERANCE N; WITH HOLDING BRAKE DEGREE OF PROTECTION IP65 IP67 D-END FLANGE; RAL7016 COATING; METALLIC RATING PLATE AT MOTOR | 3123 | TEM | 1 | MC | 11.302 | 1
1FK70617AH711FA0 | SIMOTICS S SYNCHRONOUS SERVOMOTOR, 1FK7 HIGH DYNAMIC, 6.4 NM, 100 K, 4500 RPM, 2,03KW NATURAL COOLING, IM B5 (V1, V3) POWER/SIGNAL CONNECTORS CONNECTOR CAN BE ROTATED BY 270 DEGR. ABSOLUTE ENCODER 2048 P/REV (ENCODER A-2048) WITH DRIVE-CLIQ INTERFACE; PERFORMANCE REDUCTION BY 10% DUE TO ABSOLUTE ENCODER; SHAFT WITH FITTED KEY, TOLERANCE N; W/O HOLDING BRAKE DEGREE OF PROTECTION IP64 | 2885 | TEM | 1 | MC | 10.003 | 1
1FK70617AH711FA2 | SIMOTICS S SYNCHRONOUS SERVOMOTOR, 1FK7 HIGH DYNAMIC, 6.4 NM, 100 K, 4500 RPM, 2,03KW NATURAL COOLING, IM B5 (V1, V3) POWER/SIGNAL CONNECTORS CONNECTOR CAN BE ROTATED BY 270 DEGR. ABSOLUTE ENCODER 2048 P/REV (ENCODER A-2048) WITH DRIVE-CLIQ INTERFACE; PERFORMANCE REDUCTION BY 10% DUE TO ABSOLUTE ENCODER; SHAFT WITH FITTED KEY, TOLERANCE N; W/O HOLDING BRAKE DEGREE OF PROTECTION IP65 FLANGE ON DRIVE END IP67 | 2986 | TEM | 1 | MC | 10.003 | 1
1FK70617AH711FA3 | SIMOTICS S SYNCHRONOUS SERVOMOTOR, 1FK7 HIGH DYNAMIC, 6.4 NM, 100 K, 4500 RPM, 2,03KW NATURAL COOLING, IM B5 (V1, V3) POWER/SIGNAL CONNECTORS CONNECTOR CAN BE ROTATED BY 270 DEGR. ABSOLUTE ENCODER 2048 P/REV (ENCODER A-2048) WITH DRIVE-CLIQ INTERFACE; PERFORMANCE REDUCTION BY 10% DUE TO ABSOLUTE ENCODER; SHAFT WITH FITTED KEY, TOLERANCE N; W/O HOLDING BRAKE DEGREE OF PROTECTION IP64; PAINT FINISH RAL7016 | 2934 | TEM | 1 | MC | 10.003 | 1
1FK70617AH711FA5 | SIMOTICS S SYNCHRONOUS SERVOMOTOR, 1FK7 HIGH DYNAMIC, 6.4 NM, 100 K, 4500 RPM, 2,03KW NATURAL COOLING, IM B5 (V1, V3) POWER/SIGNAL CONNECTORS CONNECTOR CAN BE ROTATED BY 270 DEGR. ABSOLUTE ENCODER 2048 P/REV (ENCODER A-2048) WITH DRIVE-CLIQ INTERFACE; PERFORMANCE REDUCTION BY 10% DUE TO ABSOLUTE ENCODER; SHAFT WITH FITTED KEY, TOLERANCE N; W/O HOLDING BRAKE DEGREE OF PROTECTION IP65 AS FLANGE IP67; PAINT FINISH RAL7016 | 3036 | TEM | 1 | MC | 10.003 | 1
1FK70617AH711FA8 | SIMOTICS S SYNCHRONOUS SERVOMOTOR, 1FK7 HIGH DYNAMIC, 6.4 NM, 100 K, 4500 RPM, 2,03KW NATURAL COOLING, IM B5 (V1, V3) POWER/SIGNAL CONNECTORS CONNECTOR CAN BE ROTATED BY 270 DEGR. ABSOLUTE ENCODER 2048 P/REV (ENCODER A-2048) WITH DRIVE-CLIQ INTERFACE; PERFORMANCE REDUCTION BY 10% DUE TO ABSOLUTE ENCODER; SHAFT WITH FITTED KEY, TOLERANCE N; W/O HOLDING BRAKE DEGREE OF PROTECTION IP65 IP67 D-END FLANGE; RAL7016 COATING; METALLIC RATING PLATE AT MOTOR | 3144 | TEM | 1 | MC | 10.003 | 1
1FK70617AH711FB0 | SIMOTICS S SYNCHRONOUS SERVOMOTOR, 1FK7 HIGH DYNAMIC, 6.4 NM, 100 K, 4500 RPM, 2,03KW NATURAL COOLING, IM B5 (V1, V3) POWER/SIGNAL CONNECTORS CONNECTOR CAN BE ROTATED BY 270 DEGR. ABSOLUTE ENCODER 2048 P/REV (ENCODER A-2048) WITH DRIVE-CLIQ INTERFACE; PERFORMANCE REDUCTION BY 10% DUE TO ABSOLUTE ENCODER; SHAFT WITH FITTED KEY, TOLERANCE N; WITH HOLDING BRAKE DEGREE OF PROTECTION IP64 | 3214 | TEM | 1 | MC | 11.302 | 1
1FK70617AH711FB2 | SIMOTICS S SYNCHRONOUS SERVOMOTOR, 1FK7 HIGH DYNAMIC, 6.4 NM, 100 K, 4500 RPM, 2,03KW NATURAL COOLING, IM B5 (V1, V3) POWER/SIGNAL CONNECTORS CONNECTOR CAN BE ROTATED BY 270 DEGR. ABSOLUTE ENCODER 2048 P/REV (ENCODER A-2048) WITH DRIVE-CLIQ INTERFACE; PERFORMANCE REDUCTION BY 10% DUE TO ABSOLUTE ENCODER; SHAFT WITH FITTED KEY, TOLERANCE N; WITH HOLDING BRAKE DEGREE OF PROTECTION IP65 FLANGE ON DRIVE END IP67 | 3316 | TEM | 1 | MC | 11.302 | 1
1FK70617AH711FB3 | SIMOTICS S SYNCHRONOUS SERVOMOTOR, 1FK7 HIGH DYNAMIC, 6.4 NM, 100 K, 4500 RPM, 2,03KW NATURAL COOLING, IM B5 (V1, V3) POWER/SIGNAL CONNECTORS CONNECTOR CAN BE ROTATED BY 270 DEGR. ABSOLUTE ENCODER 2048 P/REV (ENCODER A-2048) WITH DRIVE-CLIQ INTERFACE; PERFORMANCE REDUCTION BY 10% DUE TO ABSOLUTE ENCODER; SHAFT WITH FITTED KEY, TOLERANCE N; WITH HOLDING BRAKE DEGREE OF PROTECTION IP64; PAINT FINISH RAL7016 | 3263 | TEM | 1 | MC | 11.302 | 1
1FK70617AH711FB5 | SIMOTICS S SYNCHRONOUS SERVOMOTOR, 1FK7 HIGH DYNAMIC, 6.4 NM, 100 K, 4500 RPM, 2,03KW NATURAL COOLING, IM B5 (V1, V3) POWER/SIGNAL CONNECTORS CONNECTOR CAN BE ROTATED BY 270 DEGR. ABSOLUTE ENCODER 2048 P/REV (ENCODER A-2048) WITH DRIVE-CLIQ INTERFACE; PERFORMANCE REDUCTION BY 10% DUE TO ABSOLUTE ENCODER; SHAFT WITH FITTED KEY, TOLERANCE N; WITH HOLDING BRAKE DEGREE OF PROTECTION IP65 AS FLANGE IP67; PAINT FINISH RAL7016 | 3365 | TEM | 1 | MC | 11.302 | 1
1FK70617AH711FB8 | SIMOTICS S SYNCHRONOUS SERVOMOTOR, 1FK7 HIGH DYNAMIC, 6.4 NM, 100 K, 4500 RPM, 2,03KW NATURAL COOLING, IM B5 (V1, V3) POWER/SIGNAL CONNECTORS CONNECTOR CAN BE ROTATED BY 270 DEGR. ABSOLUTE ENCODER 2048 P/REV (ENCODER A-2048) WITH DRIVE-CLIQ INTERFACE; PERFORMANCE REDUCTION BY 10% DUE TO ABSOLUTE ENCODER; SHAFT WITH FITTED KEY, TOLERANCE N; WITH HOLDING BRAKE DEGREE OF PROTECTION IP65 IP67 D-END FLANGE; RAL7016 COATING; METALLIC RATING PLATE AT MOTOR | 3473 | TEM | 1 | MC | 11.302 | 1
1FK70617AH711FG0 | SIMOTICS S SYNCHRONOUS SERVOMOTOR, 1FK7 HIGH DYNAMIC, 6.4 NM, 100 K, 4500 RPM, 2,03KW NATURAL COOLING, IM B5 (V1, V3) POWER/SIGNAL CONNECTORS CONNECTOR CAN BE ROTATED BY 270 DEGR. ABSOLUTE ENCODER 2048 P/REV (ENCODER A-2048) WITH DRIVE-CLIQ INTERFACE; PERFORMANCE REDUCTION BY 10% DUE TO ABSOLUTE ENCODER; PLAIN SHAFT, TOLERANCE N; W/O HOLDING BRAKE DEGREE OF PROTECTION IP64 | 2791 | TEM | 1 | MC | 10.003 | 1
1FK70617AH711FG2 | SIMOTICS S SYNCHRONOUS SERVOMOTOR, 1FK7 HIGH DYNAMIC, 6.4 NM, 100 K, 4500 RPM, 2,03KW NATURAL COOLING, IM B5 (V1, V3) POWER/SIGNAL CONNECTORS CONNECTOR CAN BE ROTATED BY 270 DEGR. ABSOLUTE ENCODER 2048 P/REV (ENCODER A-2048) WITH DRIVE-CLIQ INTERFACE; PERFORMANCE REDUCTION BY 10% DUE TO ABSOLUTE ENCODER; PLAIN SHAFT, TOLERANCE N; W/O HOLDING BRAKE DEGREE OF PROTECTION IP65 FLANGE ON DRIVE END IP67 | 2893 | TEM | 1 | MC | 10.003 | 1
1FK70617AH711FG3 | SIMOTICS S SYNCHRONOUS SERVOMOTOR, 1FK7 HIGH DYNAMIC, 6.4 NM, 100 K, 4500 RPM, 2,03KW NATURAL COOLING, IM B5 (V1, V3) POWER/SIGNAL CONNECTORS CONNECTOR CAN BE ROTATED BY 270 DEGR. ABSOLUTE ENCODER 2048 P/REV (ENCODER A-2048) WITH DRIVE-CLIQ INTERFACE; PERFORMANCE REDUCTION BY 10% DUE TO ABSOLUTE ENCODER; PLAIN SHAFT, TOLERANCE N; W/O HOLDING BRAKE DEGREE OF PROTECTION IP64; PAINT FINISH RAL7016 | 2840 | TEM | 1 | MC | 10.003 | 1
1FK70617AH711FG5 | SIMOTICS S SYNCHRONOUS SERVOMOTOR, 1FK7 HIGH DYNAMIC, 6.4 NM, 100 K, 4500 RPM, 2,03KW NATURAL COOLING, IM B5 (V1, V3) POWER/SIGNAL CONNECTORS CONNECTOR CAN BE ROTATED BY 270 DEGR. ABSOLUTE ENCODER 2048 P/REV (ENCODER A-2048) WITH DRIVE-CLIQ INTERFACE; PERFORMANCE REDUCTION BY 10% DUE TO ABSOLUTE ENCODER; PLAIN SHAFT, TOLERANCE N; W/O HOLDING BRAKE DEGREE OF PROTECTION IP65 AS FLANGE IP67; PAINT FINISH RAL7016 | 2942 | TEM | 1 | MC | 10.003 | 1
1FK70617AH711FG8 | SIMOTICS S SYNCHRONOUS SERVOMOTOR, 1FK7 HIGH DYNAMIC, 6.4 NM, 100 K, 4500 RPM, 2,03KW NATURAL COOLING, IM B5 (V1, V3) POWER/SIGNAL CONNECTORS CONNECTOR CAN BE ROTATED BY 270 DEGR. ABSOLUTE ENCODER 2048 P/REV (ENCODER A-2048) WITH DRIVE-CLIQ INTERFACE; PERFORMANCE REDUCTION BY 10% DUE TO ABSOLUTE ENCODER; PLAIN SHAFT, TOLERANCE N; W/O HOLDING BRAKE DEGREE OF PROTECTION IP65 IP67 D-END FLANGE; RAL7016 COATING; METALLIC RATING PLATE AT MOTOR | 3051 | TEM | 1 | MC | 10.003 | 1
1FK70617AH711FH0 | SIMOTICS S SYNCHRONOUS SERVOMOTOR, 1FK7 HIGH DYNAMIC, 6.4 NM, 100 K, 4500 RPM, 2,03KW NATURAL COOLING, IM B5 (V1, V3) POWER/SIGNAL CONNECTORS CONNECTOR CAN BE ROTATED BY 270 DEGR. ABSOLUTE ENCODER 2048 P/REV (ENCODER A-2048) WITH DRIVE-CLIQ INTERFACE; PERFORMANCE REDUCTION BY 10% DUE TO ABSOLUTE ENCODER; PLAIN SHAFT, TOLERANCE N; WITH HOLDING BRAKE DEGREE OF PROTECTION IP64 | 3123 | TEM | 1 | MC | 11.302 | 1
1FK70617AH711FH2 | SIMOTICS S SYNCHRONOUS SERVOMOTOR, 1FK7 HIGH DYNAMIC, 6.4 NM, 100 K, 4500 RPM, 2,03KW NATURAL COOLING, IM B5 (V1, V3) POWER/SIGNAL CONNECTORS CONNECTOR CAN BE ROTATED BY 270 DEGR. ABSOLUTE ENCODER 2048 P/REV (ENCODER A-2048) WITH DRIVE-CLIQ INTERFACE; PERFORMANCE REDUCTION BY 10% DUE TO ABSOLUTE ENCODER; PLAIN SHAFT, TOLERANCE N; WITH HOLDING BRAKE DEGREE OF PROTECTION IP65 FLANGE ON DRIVE END IP67 | 3224 | TEM | 1 | MC | 11.302 | 1
1FK70617AH711FH3 | SIMOTICS S SYNCHRONOUS SERVOMOTOR, 1FK7 HIGH DYNAMIC, 6.4 NM, 100 K, 4500 RPM, 2,03KW NATURAL COOLING, IM B5 (V1, V3) POWER/SIGNAL CONNECTORS CONNECTOR CAN BE ROTATED BY 270 DEGR. ABSOLUTE ENCODER 2048 P/REV (ENCODER A-2048) WITH DRIVE-CLIQ INTERFACE; PERFORMANCE REDUCTION BY 10% DUE TO ABSOLUTE ENCODER; PLAIN SHAFT, TOLERANCE N; WITH HOLDING BRAKE DEGREE OF PROTECTION IP64; PAINT FINISH RAL7016 | 3172 | TEM | 1 | MC | 11.302 | 1
1FK70617AH711FH5 | SIMOTICS S SYNCHRONOUS SERVOMOTOR, 1FK7 HIGH DYNAMIC, 6.4 NM, 100 K, 4500 RPM, 2,03KW NATURAL COOLING, IM B5 (V1, V3) POWER/SIGNAL CONNECTORS CONNECTOR CAN BE ROTATED BY 270 DEGR. ABSOLUTE ENCODER 2048 P/REV (ENCODER A-2048) WITH DRIVE-CLIQ INTERFACE; PERFORMANCE REDUCTION BY 10% DUE TO ABSOLUTE ENCODER; PLAIN SHAFT, TOLERANCE N; WITH HOLDING BRAKE DEGREE OF PROTECTION IP65 AS FLANGE IP67; PAINT FINISH RAL7016 | 3273 | TEM | 1 | MC | 11.302 | 1
1FK70617AH711FH8 | SIMOTICS S SYNCHRONOUS SERVOMOTOR, 1FK7 HIGH DYNAMIC, 6.4 NM, 100 K, 4500 RPM, 2,03KW NATURAL COOLING, IM B5 (V1, V3) POWER/SIGNAL CONNECTORS CONNECTOR CAN BE ROTATED BY 270 DEGR. ABSOLUTE ENCODER 2048 P/REV (ENCODER A-2048) WITH DRIVE-CLIQ INTERFACE; PERFORMANCE REDUCTION BY 10% DUE TO ABSOLUTE ENCODER; PLAIN SHAFT, TOLERANCE N; WITH HOLDING BRAKE DEGREE OF PROTECTION IP65 IP67 D-END FLANGE; RAL7016 COATING; METALLIC RATING PLATE AT MOTOR | 3382 | TEM | 1 | MC | 11.302 | 1
1FK70617AH711GA0 | SIMOTICS S SYNCHRONOUS SERVOMOTOR, 1FK7 HIGH DYNAMIC, 6.4 NM, 100 K, 4500 RPM, 2,03KW NATURAL COOLING, IM B5 (V1, V3) POWER/SIGNAL CONNECTORS CONNECTOR CAN BE ROTATED BY 270 DEGR. BASIC ABSOLUTE ENCODER 32 P/REV (ENCODER A-32); PERFORMANCE REDUCTION BY 10% DUE TO ABSOLUTE ENCODER; SHAFT WITH FITTED KEY, TOLERANCE N; W/O HOLDING BRAKE DEGREE OF PROTECTION IP64 | 2064 | TEM | 1 | MC | 10.003 | 1
1FK70617AH711GA2 | SIMOTICS S SYNCHRONOUS SERVOMOTOR, 1FK7 HIGH DYNAMIC, 6.4 NM, 100 K, 4500 RPM, 2,03KW NATURAL COOLING, IM B5 (V1, V3) POWER/SIGNAL CONNECTORS CONNECTOR CAN BE ROTATED BY 270 DEGR. BASIC ABSOLUTE ENCODER 32 P/REV (ENCODER A-32); PERFORMANCE REDUCTION BY 10% DUE TO ABSOLUTE ENCODER; SHAFT WITH FITTED KEY, TOLERANCE N; W/O HOLDING BRAKE DEGREE OF PROTECTION IP65 FLANGE ON DRIVE END IP67 | 2165 | TEM | 1 | MC | 10.003 | 1
1FK70617AH711GA3 | SIMOTICS S SYNCHRONOUS SERVOMOTOR, 1FK7 HIGH DYNAMIC, 6.4 NM, 100 K, 4500 RPM, 2,03KW NATURAL COOLING, IM B5 (V1, V3) POWER/SIGNAL CONNECTORS CONNECTOR CAN BE ROTATED BY 270 DEGR. BASIC ABSOLUTE ENCODER 32 P/REV (ENCODER A-32); PERFORMANCE REDUCTION BY 10% DUE TO ABSOLUTE ENCODER; SHAFT WITH FITTED KEY, TOLERANCE N; W/O HOLDING BRAKE DEGREE OF PROTECTION IP64; PAINT FINISH RAL7016 | 2113 | TEM | 1 | MC | 10.003 | 1
1FK70617AH711GA5 | SIMOTICS S SYNCHRONOUS SERVOMOTOR, 1FK7 HIGH DYNAMIC, 6.4 NM, 100 K, 4500 RPM, 2,03KW NATURAL COOLING, IM B5 (V1, V3) POWER/SIGNAL CONNECTORS CONNECTOR CAN BE ROTATED BY 270 DEGR. BASIC ABSOLUTE ENCODER 32 P/REV (ENCODER A-32); PERFORMANCE REDUCTION BY 10% DUE TO ABSOLUTE ENCODER; SHAFT WITH FITTED KEY, TOLERANCE N; W/O HOLDING BRAKE DEGREE OF PROTECTION IP65 AS FLANGE IP67; PAINT FINISH RAL7016 | 2214 | TEM | 1 | MC | 10.003 | 1
1FK70617AH711GA8 | SIMOTICS S SYNCHRONOUS SERVOMOTOR, 1FK7 HIGH DYNAMIC, 6.4 NM, 100 K, 4500 RPM, 2,03KW NATURAL COOLING, IM B5 (V1, V3) POWER/SIGNAL CONNECTORS CONNECTOR CAN BE ROTATED BY 270 DEGR. BASIC ABSOLUTE ENCODER 32 P/REV (ENCODER A-32); PERFORMANCE REDUCTION BY 10% DUE TO ABSOLUTE ENCODER; SHAFT WITH FITTED KEY, TOLERANCE N; W/O HOLDING BRAKE DEGREE OF PROTECTION IP65 IP67 D-END FLANGE; RAL7016 COATING; METALLIC RATING PLATE AT MOTOR | 2323 | TEM | 1 | MC | 10.003 | 1
1FK70617AH711GB0 | SIMOTICS S SYNCHRONOUS SERVOMOTOR, 1FK7 HIGH DYNAMIC, 6.4 NM, 100 K, 4500 RPM, 2,03KW NATURAL COOLING, IM B5 (V1, V3) POWER/SIGNAL CONNECTORS CONNECTOR CAN BE ROTATED BY 270 DEGR. BASIC ABSOLUTE ENCODER 32 P/REV (ENCODER A-32); PERFORMANCE REDUCTION BY 10% DUE TO ABSOLUTE ENCODER; SHAFT WITH FITTED KEY, TOLERANCE N; WITH HOLDING BRAKE DEGREE OF PROTECTION IP64 | 2393 | TEM | 1 | MC | 11.302 | 1
1FK70617AH711GB2 | SIMOTICS S SYNCHRONOUS SERVOMOTOR, 1FK7 HIGH DYNAMIC, 6.4 NM, 100 K, 4500 RPM, 2,03KW NATURAL COOLING, IM B5 (V1, V3) POWER/SIGNAL CONNECTORS CONNECTOR CAN BE ROTATED BY 270 DEGR. BASIC ABSOLUTE ENCODER 32 P/REV (ENCODER A-32); PERFORMANCE REDUCTION BY 10% DUE TO ABSOLUTE ENCODER; SHAFT WITH FITTED KEY, TOLERANCE N; WITH HOLDING BRAKE DEGREE OF PROTECTION IP65 FLANGE ON DRIVE END IP67 | 2494 | TEM | 1 | MC | 11.302 | 1
1FK70617AH711GB3 | SIMOTICS S SYNCHRONOUS SERVOMOTOR, 1FK7 HIGH DYNAMIC, 6.4 NM, 100 K, 4500 RPM, 2,03KW NATURAL COOLING, IM B5 (V1, V3) POWER/SIGNAL CONNECTORS CONNECTOR CAN BE ROTATED BY 270 DEGR. BASIC ABSOLUTE ENCODER 32 P/REV (ENCODER A-32); PERFORMANCE REDUCTION BY 10% DUE TO ABSOLUTE ENCODER; SHAFT WITH FITTED KEY, TOLERANCE N; WITH HOLDING BRAKE DEGREE OF PROTECTION IP64; PAINT FINISH RAL7016 | 2442 | TEM | 1 | MC | 11.302 | 1
1FK70617AH711GB5 | SIMOTICS S SYNCHRONOUS SERVOMOTOR, 1FK7 HIGH DYNAMIC, 6.4 NM, 100 K, 4500 RPM, 2,03KW NATURAL COOLING, IM B5 (V1, V3) POWER/SIGNAL CONNECTORS CONNECTOR CAN BE ROTATED BY 270 DEGR. BASIC ABSOLUTE ENCODER 32 P/REV (ENCODER A-32); PERFORMANCE REDUCTION BY 10% DUE TO ABSOLUTE ENCODER; SHAFT WITH FITTED KEY, TOLERANCE N; WITH HOLDING BRAKE DEGREE OF PROTECTION IP65 AS FLANGE IP67; PAINT FINISH RAL7016 | 2543 | TEM | 1 | MC | 11.302 | 1
1FK70617AH711GB8 | SIMOTICS S SYNCHRONOUS SERVOMOTOR, 1FK7 HIGH DYNAMIC, 6.4 NM, 100 K, 4500 RPM, 2,03KW NATURAL COOLING, IM B5 (V1, V3) POWER/SIGNAL CONNECTORS CONNECTOR CAN BE ROTATED BY 270 DEGR. BASIC ABSOLUTE ENCODER 32 P/REV (ENCODER A-32); PERFORMANCE REDUCTION BY 10% DUE TO ABSOLUTE ENCODER; SHAFT WITH FITTED KEY, TOLERANCE N; WITH HOLDING BRAKE DEGREE OF PROTECTION IP65 IP67 D-END FLANGE; RAL7016 COATING; METALLIC RATING PLATE AT MOTOR | 2652 | TEM | 1 | MC | 11.302 | 1
1FK70617AH711GG0 | SIMOTICS S SYNCHRONOUS SERVOMOTOR, 1FK7 HIGH DYNAMIC, 6.4 NM, 100 K, 4500 RPM, 2,03KW NATURAL COOLING, IM B5 (V1, V3) POWER/SIGNAL CONNECTORS CONNECTOR CAN BE ROTATED BY 270 DEGR. BASIC ABSOLUTE ENCODER 32 P/REV (ENCODER A-32); PERFORMANCE REDUCTION BY 10% DUE TO ABSOLUTE ENCODER; PLAIN SHAFT, TOLERANCE N; W/O HOLDING BRAKE DEGREE OF PROTECTION IP64 | 1970 | TEM | 1 | MC | 10.003 | 1
1FK70617AH711GG2 | SIMOTICS S SYNCHRONOUS SERVOMOTOR, 1FK7 HIGH DYNAMIC, 6.4 NM, 100 K, 4500 RPM, 2,03KW NATURAL COOLING, IM B5 (V1, V3) POWER/SIGNAL CONNECTORS CONNECTOR CAN BE ROTATED BY 270 DEGR. BASIC ABSOLUTE ENCODER 32 P/REV (ENCODER A-32); PERFORMANCE REDUCTION BY 10% DUE TO ABSOLUTE ENCODER; PLAIN SHAFT, TOLERANCE N; W/O HOLDING BRAKE DEGREE OF PROTECTION IP65 FLANGE ON DRIVE END IP67 | 2071 | TEM | 1 | MC | 10.003 | 1
1FK70617AH711GG3 | SIMOTICS S SYNCHRONOUS SERVOMOTOR, 1FK7 HIGH DYNAMIC, 6.4 NM, 100 K, 4500 RPM, 2,03KW NATURAL COOLING, IM B5 (V1, V3) POWER/SIGNAL CONNECTORS CONNECTOR CAN BE ROTATED BY 270 DEGR. BASIC ABSOLUTE ENCODER 32 P/REV (ENCODER A-32); PERFORMANCE REDUCTION BY 10% DUE TO ABSOLUTE ENCODER; PLAIN SHAFT, TOLERANCE N; W/O HOLDING BRAKE DEGREE OF PROTECTION IP64; PAINT FINISH RAL7016 | 2019 | TEM | 1 | MC | 10.003 | 1
1FK70617AH711GG5 | SIMOTICS S SYNCHRONOUS SERVOMOTOR, 1FK7 HIGH DYNAMIC, 6.4 NM, 100 K, 4500 RPM, 2,03KW NATURAL COOLING, IM B5 (V1, V3) POWER/SIGNAL CONNECTORS CONNECTOR CAN BE ROTATED BY 270 DEGR. BASIC ABSOLUTE ENCODER 32 P/REV (ENCODER A-32); PERFORMANCE REDUCTION BY 10% DUE TO ABSOLUTE ENCODER; PLAIN SHAFT, TOLERANCE N; W/O HOLDING BRAKE DEGREE OF PROTECTION IP65 AS FLANGE IP67; PAINT FINISH RAL7016 | 2121 | TEM | 1 | MC | 10.003 | 1
1FK70617AH711GG8 | SIMOTICS S SYNCHRONOUS SERVOMOTOR, 1FK7 HIGH DYNAMIC, 6.4 NM, 100 K, 4500 RPM, 2,03KW NATURAL COOLING, IM B5 (V1, V3) POWER/SIGNAL CONNECTORS CONNECTOR CAN BE ROTATED BY 270 DEGR. BASIC ABSOLUTE ENCODER 32 P/REV (ENCODER A-32); PERFORMANCE REDUCTION BY 10% DUE TO ABSOLUTE ENCODER; PLAIN SHAFT, TOLERANCE N; W/O HOLDING BRAKE DEGREE OF PROTECTION IP65 IP67 D-END FLANGE; RAL7016 COATING; METALLIC RATING PLATE AT MOTOR | 2229 | TEM | 1 | MC | 10.003 | 1
1FK70617AH711GH0 | SIMOTICS S SYNCHRONOUS SERVOMOTOR, 1FK7 HIGH DYNAMIC, 6.4 NM, 100 K, 4500 RPM, 2,03KW NATURAL COOLING, IM B5 (V1, V3) POWER/SIGNAL CONNECTORS CONNECTOR CAN BE ROTATED BY 270 DEGR. BASIC ABSOLUTE ENCODER 32 P/REV (ENCODER A-32); PERFORMANCE REDUCTION BY 10% DUE TO ABSOLUTE ENCODER; PLAIN SHAFT, TOLERANCE N; WITH HOLDING BRAKE DEGREE OF PROTECTION IP64 | 2301 | TEM | 1 | MC | 11.302 | 1
1FK70617AH711GH2 | SIMOTICS S SYNCHRONOUS SERVOMOTOR, 1FK7 HIGH DYNAMIC, 6.4 NM, 100 K, 4500 RPM, 2,03KW NATURAL COOLING, IM B5 (V1, V3) POWER/SIGNAL CONNECTORS CONNECTOR CAN BE ROTATED BY 270 DEGR. BASIC ABSOLUTE ENCODER 32 P/REV (ENCODER A-32); PERFORMANCE REDUCTION BY 10% DUE TO ABSOLUTE ENCODER; PLAIN SHAFT, TOLERANCE N; WITH HOLDING BRAKE DEGREE OF PROTECTION IP65 FLANGE ON DRIVE END IP67 | 2403 | TEM | 1 | MC | 11.302 | 1
1FK70617AH711GH3 | SIMOTICS S SYNCHRONOUS SERVOMOTOR, 1FK7 HIGH DYNAMIC, 6.4 NM, 100 K, 4500 RPM, 2,03KW NATURAL COOLING, IM B5 (V1, V3) POWER/SIGNAL CONNECTORS CONNECTOR CAN BE ROTATED BY 270 DEGR. BASIC ABSOLUTE ENCODER 32 P/REV (ENCODER A-32); PERFORMANCE REDUCTION BY 10% DUE TO ABSOLUTE ENCODER; PLAIN SHAFT, TOLERANCE N; WITH HOLDING BRAKE DEGREE OF PROTECTION IP64; PAINT FINISH RAL7016 | 2351 | TEM | 1 | MC | 11.302 | 1
1FK70617AH711GH5 | SIMOTICS S SYNCHRONOUS SERVOMOTOR, 1FK7 HIGH DYNAMIC, 6.4 NM, 100 K, 4500 RPM, 2,03KW NATURAL COOLING, IM B5 (V1, V3) POWER/SIGNAL CONNECTORS CONNECTOR CAN BE ROTATED BY 270 DEGR. BASIC ABSOLUTE ENCODER 32 P/REV (ENCODER A-32); PERFORMANCE REDUCTION BY 10% DUE TO ABSOLUTE ENCODER; PLAIN SHAFT, TOLERANCE N; WITH HOLDING BRAKE DEGREE OF PROTECTION IP65 AS FLANGE IP67; PAINT FINISH RAL7016 | 2452 | TEM | 1 | MC | 11.302 | 1
1FK70617AH711GH8 | SIMOTICS S SYNCHRONOUS SERVOMOTOR, 1FK7 HIGH DYNAMIC, 6.4 NM, 100 K, 4500 RPM, 2,03KW NATURAL COOLING, IM B5 (V1, V3) POWER/SIGNAL CONNECTORS CONNECTOR CAN BE ROTATED BY 270 DEGR. BASIC ABSOLUTE ENCODER 32 P/REV (ENCODER A-32); PERFORMANCE REDUCTION BY 10% DUE TO ABSOLUTE ENCODER; PLAIN SHAFT, TOLERANCE N; WITH HOLDING BRAKE DEGREE OF PROTECTION IP65 IP67 D-END FLANGE; RAL7016 COATING; METALLIC RATING PLATE AT MOTOR | 2561 | TEM | 1 | MC | 11.302 | 1
1FK70617AH711KA0 | SIMOTICS S SYNCHRONOUS SERVOMOTOR, 1FK7 HIGH DYNAMIC, 6.4 NM, 100 K, 4500 RPM, 2,03KW NATURAL COOLING, IM B5 (V1, V3) POWER/SIGNAL CONNECTORS CONNECTOR CAN BE ROTATED BY 270 DEGR. BASIC ABSOLUTE ENCODER 32 P/REV (ENCODER A-32) WITH DRIVE-CLIQ INTERFACE; PERFORMANCE REDUCTION BY 10% DUE TO ABSOLUTE ENCODER; SHAFT WITH FITTED KEY, TOLERANCE N; W/O HOLDING BRAKE DEGREE OF PROTECTION IP64 | 2323 | TEM | 1 | MC | 10.003 | 1
1FK70617AH711KA2 | SIMOTICS S SYNCHRONOUS SERVOMOTOR, 1FK7 HIGH DYNAMIC, 6.4 NM, 100 K, 4500 RPM, 2,03KW NATURAL COOLING, IM B5 (V1, V3) POWER/SIGNAL CONNECTORS CONNECTOR CAN BE ROTATED BY 270 DEGR. BASIC ABSOLUTE ENCODER 32 P/REV (ENCODER A-32) WITH DRIVE-CLIQ INTERFACE; PERFORMANCE REDUCTION BY 10% DUE TO ABSOLUTE ENCODER; SHAFT WITH FITTED KEY, TOLERANCE N; W/O HOLDING BRAKE DEGREE OF PROTECTION IP65 FLANGE ON DRIVE END IP67 | 2424 | TEM | 1 | MC | 10.003 | 1
1FK70617AH711KA3 | SIMOTICS S SYNCHRONOUS SERVOMOTOR, 1FK7 HIGH DYNAMIC, 6.4 NM, 100 K, 4500 RPM, 2,03KW NATURAL COOLING, IM B5 (V1, V3) POWER/SIGNAL CONNECTORS CONNECTOR CAN BE ROTATED BY 270 DEGR. BASIC ABSOLUTE ENCODER 32 P/REV (ENCODER A-32) WITH DRIVE-CLIQ INTERFACE; PERFORMANCE REDUCTION BY 10% DUE TO ABSOLUTE ENCODER; SHAFT WITH FITTED KEY, TOLERANCE N; W/O HOLDING BRAKE DEGREE OF PROTECTION IP64; PAINT FINISH RAL7016 | 2372 | TEM | 1 | MC | 10.003 | 1
1FK70617AH711KA5 | SIMOTICS S SYNCHRONOUS SERVOMOTOR, 1FK7 HIGH DYNAMIC, 6.4 NM, 100 K, 4500 RPM, 2,03KW NATURAL COOLING, IM B5 (V1, V3) POWER/SIGNAL CONNECTORS CONNECTOR CAN BE ROTATED BY 270 DEGR. BASIC ABSOLUTE ENCODER 32 P/REV (ENCODER A-32) WITH DRIVE-CLIQ INTERFACE; PERFORMANCE REDUCTION BY 10% DUE TO ABSOLUTE ENCODER; SHAFT WITH FITTED KEY, TOLERANCE N; W/O HOLDING BRAKE DEGREE OF PROTECTION IP65 AS FLANGE IP67; PAINT FINISH RAL7016 | 2474 | TEM | 1 | MC | 10.003 | 1
1FK70617AH711KA8 | SIMOTICS S SYNCHRONOUS SERVOMOTOR, 1FK7 HIGH DYNAMIC, 6.4 NM, 100 K, 4500 RPM, 2,03KW NATURAL COOLING, IM B5 (V1, V3) POWER/SIGNAL CONNECTORS CONNECTOR CAN BE ROTATED BY 270 DEGR. BASIC ABSOLUTE ENCODER 32 P/REV (ENCODER A-32) WITH DRIVE-CLIQ INTERFACE; PERFORMANCE REDUCTION BY 10% DUE TO ABSOLUTE ENCODER; SHAFT WITH FITTED KEY, TOLERANCE N; W/O HOLDING BRAKE DEGREE OF PROTECTION IP65 IP67 D-END FLANGE; RAL7016 COATING; METALLIC RATING PLATE AT MOTOR | 2582 | TEM | 1 | MC | 10.003 | 1
1FK70617AH711KB0 | SIMOTICS S SYNCHRONOUS SERVOMOTOR, 1FK7 HIGH DYNAMIC, 6.4 NM, 100 K, 4500 RPM, 2,03KW NATURAL COOLING, IM B5 (V1, V3) POWER/SIGNAL CONNECTORS CONNECTOR CAN BE ROTATED BY 270 DEGR. BASIC ABSOLUTE ENCODER 32 P/REV (ENCODER A-32) WITH DRIVE-CLIQ INTERFACE; PERFORMANCE REDUCTION BY 10% DUE TO ABSOLUTE ENCODER; SHAFT WITH FITTED KEY, TOLERANCE N; WITH HOLDING BRAKE DEGREE OF PROTECTION IP64 | 2652 | TEM | 1 | MC | 11.302 | 1
1FK70617AH711KB2 | SIMOTICS S SYNCHRONOUS SERVOMOTOR, 1FK7 HIGH DYNAMIC, 6.4 NM, 100 K, 4500 RPM, 2,03KW NATURAL COOLING, IM B5 (V1, V3) POWER/SIGNAL CONNECTORS CONNECTOR CAN BE ROTATED BY 270 DEGR. BASIC ABSOLUTE ENCODER 32 P/REV (ENCODER A-32) WITH DRIVE-CLIQ INTERFACE; PERFORMANCE REDUCTION BY 10% DUE TO ABSOLUTE ENCODER; SHAFT WITH FITTED KEY, TOLERANCE N; WITH HOLDING BRAKE DEGREE OF PROTECTION IP65 FLANGE ON DRIVE END IP67 | 2753 | TEM | 1 | MC | 11.302 | 1
1FK70617AH711KB3 | SIMOTICS S SYNCHRONOUS SERVOMOTOR, 1FK7 HIGH DYNAMIC, 6.4 NM, 100 K, 4500 RPM, 2,03KW NATURAL COOLING, IM B5 (V1, V3) POWER/SIGNAL CONNECTORS CONNECTOR CAN BE ROTATED BY 270 DEGR. BASIC ABSOLUTE ENCODER 32 P/REV (ENCODER A-32) WITH DRIVE-CLIQ INTERFACE; PERFORMANCE REDUCTION BY 10% DUE TO ABSOLUTE ENCODER; SHAFT WITH FITTED KEY, TOLERANCE N; WITH HOLDING BRAKE DEGREE OF PROTECTION IP64; PAINT FINISH RAL7016 | 2701 | TEM | 1 | MC | 11.302 | 1
1FK70617AH711KB5 | SIMOTICS S SYNCHRONOUS SERVOMOTOR, 1FK7 HIGH DYNAMIC, 6.4 NM, 100 K, 4500 RPM, 2,03KW NATURAL COOLING, IM B5 (V1, V3) POWER/SIGNAL CONNECTORS CONNECTOR CAN BE ROTATED BY 270 DEGR. BASIC ABSOLUTE ENCODER 32 P/REV (ENCODER A-32) WITH DRIVE-CLIQ INTERFACE; PERFORMANCE REDUCTION BY 10% DUE TO ABSOLUTE ENCODER; SHAFT WITH FITTED KEY, TOLERANCE N; WITH HOLDING BRAKE DEGREE OF PROTECTION IP65 AS FLANGE IP67; PAINT FINISH RAL7016 | 2803 | TEM | 1 | MC | 11.302 | 1
1FK70617AH711KB8 | SIMOTICS S SYNCHRONOUS SERVOMOTOR, 1FK7 HIGH DYNAMIC, 6.4 NM, 100 K, 4500 RPM, 2,03KW NATURAL COOLING, IM B5 (V1, V3) POWER/SIGNAL CONNECTORS CONNECTOR CAN BE ROTATED BY 270 DEGR. BASIC ABSOLUTE ENCODER 32 P/REV (ENCODER A-32) WITH DRIVE-CLIQ INTERFACE; PERFORMANCE REDUCTION BY 10% DUE TO ABSOLUTE ENCODER; SHAFT WITH FITTED KEY, TOLERANCE N; WITH HOLDING BRAKE DEGREE OF PROTECTION IP65 IP67 D-END FLANGE; RAL7016 COATING; METALLIC RATING PLATE AT MOTOR | 2911 | TEM | 1 | MC | 11.302 | 1
1FK70617AH711KG0 | SIMOTICS S SYNCHRONOUS SERVOMOTOR, 1FK7 HIGH DYNAMIC, 6.4 NM, 100 K, 4500 RPM, 2,03KW NATURAL COOLING, IM B5 (V1, V3) POWER/SIGNAL CONNECTORS CONNECTOR CAN BE ROTATED BY 270 DEGR. BASIC ABSOLUTE ENCODER 32 P/REV (ENCODER A-32) WITH DRIVE-CLIQ INTERFACE; PERFORMANCE REDUCTION BY 10% DUE TO ABSOLUTE ENCODER; PLAIN SHAFT, TOLERANCE N; W/O HOLDING BRAKE DEGREE OF PROTECTION IP64 | 2229 | TEM | 1 | MC | 10.003 | 1
1FK70617AH711KG2 | SIMOTICS S SYNCHRONOUS SERVOMOTOR, 1FK7 HIGH DYNAMIC, 6.4 NM, 100 K, 4500 RPM, 2,03KW NATURAL COOLING, IM B5 (V1, V3) POWER/SIGNAL CONNECTORS CONNECTOR CAN BE ROTATED BY 270 DEGR. BASIC ABSOLUTE ENCODER 32 P/REV (ENCODER A-32) WITH DRIVE-CLIQ INTERFACE; PERFORMANCE REDUCTION BY 10% DUE TO ABSOLUTE ENCODER; PLAIN SHAFT, TOLERANCE N; W/O HOLDING BRAKE DEGREE OF PROTECTION IP65 FLANGE ON DRIVE END IP67 | 2331 | TEM | 1 | MC | 10.003 | 1
1FK70617AH711KG3 | SIMOTICS S SYNCHRONOUS SERVOMOTOR, 1FK7 HIGH DYNAMIC, 6.4 NM, 100 K, 4500 RPM, 2,03KW NATURAL COOLING, IM B5 (V1, V3) POWER/SIGNAL CONNECTORS CONNECTOR CAN BE ROTATED BY 270 DEGR. BASIC ABSOLUTE ENCODER 32 P/REV (ENCODER A-32) WITH DRIVE-CLIQ INTERFACE; PERFORMANCE REDUCTION BY 10% DUE TO ABSOLUTE ENCODER; PLAIN SHAFT, TOLERANCE N; W/O HOLDING BRAKE DEGREE OF PROTECTION IP64; PAINT FINISH RAL7016 | 2278 | TEM | 1 | MC | 10.003 | 1
1FK70617AH711KG5 | SIMOTICS S SYNCHRONOUS SERVOMOTOR, 1FK7 HIGH DYNAMIC, 6.4 NM, 100 K, 4500 RPM, 2,03KW NATURAL COOLING, IM B5 (V1, V3) POWER/SIGNAL CONNECTORS CONNECTOR CAN BE ROTATED BY 270 DEGR. BASIC ABSOLUTE ENCODER 32 P/REV (ENCODER A-32) WITH DRIVE-CLIQ INTERFACE; PERFORMANCE REDUCTION BY 10% DUE TO ABSOLUTE ENCODER; PLAIN SHAFT, TOLERANCE N; W/O HOLDING BRAKE DEGREE OF PROTECTION IP65 AS FLANGE IP67; PAINT FINISH RAL7016 | 2380 | TEM | 1 | MC | 10.003 | 1
1FK70617AH711KG8 | SIMOTICS S SYNCHRONOUS SERVOMOTOR, 1FK7 HIGH DYNAMIC, 6.4 NM, 100 K, 4500 RPM, 2,03KW NATURAL COOLING, IM B5 (V1, V3) POWER/SIGNAL CONNECTORS CONNECTOR CAN BE ROTATED BY 270 DEGR. BASIC ABSOLUTE ENCODER 32 P/REV (ENCODER A-32) WITH DRIVE-CLIQ INTERFACE; PERFORMANCE REDUCTION BY 10% DUE TO ABSOLUTE ENCODER; PLAIN SHAFT, TOLERANCE N; W/O HOLDING BRAKE DEGREE OF PROTECTION IP65 IP67 D-END FLANGE; RAL7016 COATING; METALLIC RATING PLATE AT MOTOR | 2489 | TEM | 1 | MC | 10.003 | 1
1FK70617AH711KH0 | SIMOTICS S SYNCHRONOUS SERVOMOTOR, 1FK7 HIGH DYNAMIC, 6.4 NM, 100 K, 4500 RPM, 2,03KW NATURAL COOLING, IM B5 (V1, V3) POWER/SIGNAL CONNECTORS CONNECTOR CAN BE ROTATED BY 270 DEGR. BASIC ABSOLUTE ENCODER 32 P/REV (ENCODER A-32) WITH DRIVE-CLIQ INTERFACE; PERFORMANCE REDUCTION BY 10% DUE TO ABSOLUTE ENCODER; PLAIN SHAFT, TOLERANCE N; WITH HOLDING BRAKE DEGREE OF PROTECTION IP64 | 2561 | TEM | 1 | MC | 11.302 | 1
1FK70617AH711KH2 | SIMOTICS S SYNCHRONOUS SERVOMOTOR, 1FK7 HIGH DYNAMIC, 6.4 NM, 100 K, 4500 RPM, 2,03KW NATURAL COOLING, IM B5 (V1, V3) POWER/SIGNAL CONNECTORS CONNECTOR CAN BE ROTATED BY 270 DEGR. BASIC ABSOLUTE ENCODER 32 P/REV (ENCODER A-32) WITH DRIVE-CLIQ INTERFACE; PERFORMANCE REDUCTION BY 10% DUE TO ABSOLUTE ENCODER; PLAIN SHAFT, TOLERANCE N; WITH HOLDING BRAKE DEGREE OF PROTECTION IP65 FLANGE ON DRIVE END IP67 | 2662 | TEM | 1 | MC | 11.302 | 1
1FK70617AH711KH3 | SIMOTICS S SYNCHRONOUS SERVOMOTOR, 1FK7 HIGH DYNAMIC, 6.4 NM, 100 K, 4500 RPM, 2,03KW NATURAL COOLING, IM B5 (V1, V3) POWER/SIGNAL CONNECTORS CONNECTOR CAN BE ROTATED BY 270 DEGR. BASIC ABSOLUTE ENCODER 32 P/REV (ENCODER A-32) WITH DRIVE-CLIQ INTERFACE; PERFORMANCE REDUCTION BY 10% DUE TO ABSOLUTE ENCODER; PLAIN SHAFT, TOLERANCE N; WITH HOLDING BRAKE DEGREE OF PROTECTION IP64; PAINT FINISH RAL7016 | 2610 | TEM | 1 | MC | 11.302 | 1
1FK70617AH711KH5 | SIMOTICS S SYNCHRONOUS SERVOMOTOR, 1FK7 HIGH DYNAMIC, 6.4 NM, 100 K, 4500 RPM, 2,03KW NATURAL COOLING, IM B5 (V1, V3) POWER/SIGNAL CONNECTORS CONNECTOR CAN BE ROTATED BY 270 DEGR. BASIC ABSOLUTE ENCODER 32 P/REV (ENCODER A-32) WITH DRIVE-CLIQ INTERFACE; PERFORMANCE REDUCTION BY 10% DUE TO ABSOLUTE ENCODER; PLAIN SHAFT, TOLERANCE N; WITH HOLDING BRAKE DEGREE OF PROTECTION IP65 AS FLANGE IP67; PAINT FINISH RAL7016 | 2711 | TEM | 1 | MC | 11.302 | 1
1FK70617AH711KH8 | SIMOTICS S SYNCHRONOUS SERVOMOTOR, 1FK7 HIGH DYNAMIC, 6.4 NM, 100 K, 4500 RPM, 2,03KW NATURAL COOLING, IM B5 (V1, V3) POWER/SIGNAL CONNECTORS CONNECTOR CAN BE ROTATED BY 270 DEGR. BASIC ABSOLUTE ENCODER 32 P/REV (ENCODER A-32) WITH DRIVE-CLIQ INTERFACE; PERFORMANCE REDUCTION BY 10% DUE TO ABSOLUTE ENCODER; PLAIN SHAFT, TOLERANCE N; WITH HOLDING BRAKE DEGREE OF PROTECTION IP65 IP67 D-END FLANGE; RAL7016 COATING; METALLIC RATING PLATE AT MOTOR | 2820 | TEM | 1 | MC | 11.302 | 1
1FK70617AH711PA0 | SIMOTICS S SYNCHRONOUS SERVOMOTOR, 1FK7 HIGH DYNAMIC, 6.4 NM, 100 K, 4500 RPM, 2,03KW NATURAL COOLING, IM B5 (V1, V3) POWER/SIGNAL CONNECTORS CONNECTOR CAN BE ROTATED BY 270 DEGR. RESOLVER 2-POLE (RESOLVER P=1) WITH DRIVE-CLIQ INTERFACE; SHAFT WITH FITTED KEY, TOLERANCE N; W/O HOLDING BRAKE DEGREE OF PROTECTION IP64 | 1847 | TEM | 1 | MC | 10.003 | 1
1FK70617AH711PA2 | SIMOTICS S SYNCHRONOUS SERVOMOTOR, 1FK7 HIGH DYNAMIC, 6.4 NM, 100 K, 4500 RPM, 2,03KW NATURAL COOLING, IM B5 (V1, V3) POWER/SIGNAL CONNECTORS CONNECTOR CAN BE ROTATED BY 270 DEGR. RESOLVER 2-POLE (RESOLVER P=1) WITH DRIVE-CLIQ INTERFACE; SHAFT WITH FITTED KEY, TOLERANCE N; W/O HOLDING BRAKE DEGREE OF PROTECTION IP65 FLANGE ON DRIVE END IP67 | 1949 | TEM | 1 | MC | 10.003 | 1
1FK70617AH711PA3 | SIMOTICS S SYNCHRONOUS SERVOMOTOR, 1FK7 HIGH DYNAMIC, 6.4 NM, 100 K, 4500 RPM, 2,03KW NATURAL COOLING, IM B5 (V1, V3) POWER/SIGNAL CONNECTORS CONNECTOR CAN BE ROTATED BY 270 DEGR. RESOLVER 2-POLE (RESOLVER P=1) WITH DRIVE-CLIQ INTERFACE; SHAFT WITH FITTED KEY, TOLERANCE N; W/O HOLDING BRAKE DEGREE OF PROTECTION IP64; PAINT FINISH RAL7016 | 1897 | TEM | 1 | MC | 10.003 | 1
1FK70617AH711PA5 | SIMOTICS S SYNCHRONOUS SERVOMOTOR, 1FK7 HIGH DYNAMIC, 6.4 NM, 100 K, 4500 RPM, 2,03KW NATURAL COOLING, IM B5 (V1, V3) POWER/SIGNAL CONNECTORS CONNECTOR CAN BE ROTATED BY 270 DEGR. RESOLVER 2-POLE (RESOLVER P=1) WITH DRIVE-CLIQ INTERFACE; SHAFT WITH FITTED KEY, TOLERANCE N; W/O HOLDING BRAKE DEGREE OF PROTECTION IP65 AS FLANGE IP67; PAINT FINISH RAL7016 | 1998 | TEM | 1 | MC | 10.003 | 1
1FK70617AH711PA8 | SIMOTICS S SYNCHRONOUS SERVOMOTOR, 1FK7 HIGH DYNAMIC, 6.4 NM, 100 K, 4500 RPM, 2,03KW NATURAL COOLING, IM B5 (V1, V3) POWER/SIGNAL CONNECTORS CONNECTOR CAN BE ROTATED BY 270 DEGR. RESOLVER 2-POLE (RESOLVER P=1) WITH DRIVE-CLIQ INTERFACE; SHAFT WITH FITTED KEY, TOLERANCE N; W/O HOLDING BRAKE DEGREE OF PROTECTION IP65 IP67 D-END FLANGE; RAL7016 COATING; METALLIC RATING PLATE AT MOTOR | 2107 | TEM | 1 | MC | 10.003 | 1
1FK70617AH711PB0 | SIMOTICS S SYNCHRONOUS SERVOMOTOR, 1FK7 HIGH DYNAMIC, 6.4 NM, 100 K, 4500 RPM, 2,03KW NATURAL COOLING, IM B5 (V1, V3) POWER/SIGNAL CONNECTORS CONNECTOR CAN BE ROTATED BY 270 DEGR. RESOLVER 2-POLE (RESOLVER P=1) WITH DRIVE-CLIQ INTERFACE; SHAFT WITH FITTED KEY, TOLERANCE N; WITH HOLDING BRAKE DEGREE OF PROTECTION IP64 | 2176 | TEM | 1 | MC | 11.302 | 1
1FK70617AH711PB2 | SIMOTICS S SYNCHRONOUS SERVOMOTOR, 1FK7 HIGH DYNAMIC, 6.4 NM, 100 K, 4500 RPM, 2,03KW NATURAL COOLING, IM B5 (V1, V3) POWER/SIGNAL CONNECTORS CONNECTOR CAN BE ROTATED BY 270 DEGR. RESOLVER 2-POLE (RESOLVER P=1) WITH DRIVE-CLIQ INTERFACE; SHAFT WITH FITTED KEY, TOLERANCE N; WITH HOLDING BRAKE DEGREE OF PROTECTION IP65 FLANGE ON DRIVE END IP67 | 2278 | TEM | 1 | MC | 11.302 | 1
1FK70617AH711PB3 | SIMOTICS S SYNCHRONOUS SERVOMOTOR, 1FK7 HIGH DYNAMIC, 6.4 NM, 100 K, 4500 RPM, 2,03KW NATURAL COOLING, IM B5 (V1, V3) POWER/SIGNAL CONNECTORS CONNECTOR CAN BE ROTATED BY 270 DEGR. RESOLVER 2-POLE (RESOLVER P=1) WITH DRIVE-CLIQ INTERFACE; SHAFT WITH FITTED KEY, TOLERANCE N; WITH HOLDING BRAKE DEGREE OF PROTECTION IP64; PAINT FINISH RAL7016 | 2226 | TEM | 1 | MC | 11.302 | 1
1FK70617AH711PB5 | SIMOTICS S SYNCHRONOUS SERVOMOTOR, 1FK7 HIGH DYNAMIC, 6.4 NM, 100 K, 4500 RPM, 2,03KW NATURAL COOLING, IM B5 (V1, V3) POWER/SIGNAL CONNECTORS CONNECTOR CAN BE ROTATED BY 270 DEGR. RESOLVER 2-POLE (RESOLVER P=1) WITH DRIVE-CLIQ INTERFACE; SHAFT WITH FITTED KEY, TOLERANCE N; WITH HOLDING BRAKE DEGREE OF PROTECTION IP65 AS FLANGE IP67; PAINT FINISH RAL7016 | 2327 | TEM | 1 | MC | 11.302 | 1
1FK70617AH711PB8 | SIMOTICS S SYNCHRONOUS SERVOMOTOR, 1FK7 HIGH DYNAMIC, 6.4 NM, 100 K, 4500 RPM, 2,03KW NATURAL COOLING, IM B5 (V1, V3) POWER/SIGNAL CONNECTORS CONNECTOR CAN BE ROTATED BY 270 DEGR. RESOLVER 2-POLE (RESOLVER P=1) WITH DRIVE-CLIQ INTERFACE; SHAFT WITH FITTED KEY, TOLERANCE N; WITH HOLDING BRAKE DEGREE OF PROTECTION IP65 IP67 D-END FLANGE; RAL7016 COATING; METALLIC RATING PLATE AT MOTOR | 2436 | TEM | 1 | MC | 11.302 | 1
1FK70617AH711PG0 | SIMOTICS S SYNCHRONOUS SERVOMOTOR, 1FK7 HIGH DYNAMIC, 6.4 NM, 100 K, 4500 RPM, 2,03KW NATURAL COOLING, IM B5 (V1, V3) POWER/SIGNAL CONNECTORS CONNECTOR CAN BE ROTATED BY 270 DEGR. RESOLVER 2-POLE (RESOLVER P=1) WITH DRIVE-CLIQ INTERFACE; PLAIN SHAFT, TOLERANCE N; W/O HOLDING BRAKE DEGREE OF PROTECTION IP64 | 1754 | TEM | 1 | MC | 10.003 | 1
1FK70617AH711PG2 | SIMOTICS S SYNCHRONOUS SERVOMOTOR, 1FK7 HIGH DYNAMIC, 6.4 NM, 100 K, 4500 RPM, 2,03KW NATURAL COOLING, IM B5 (V1, V3) POWER/SIGNAL CONNECTORS CONNECTOR CAN BE ROTATED BY 270 DEGR. RESOLVER 2-POLE (RESOLVER P=1) WITH DRIVE-CLIQ INTERFACE; PLAIN SHAFT, TOLERANCE N; W/O HOLDING BRAKE DEGREE OF PROTECTION IP65 FLANGE ON DRIVE END IP67 | 1855 | TEM | 1 | MC | 10.003 | 1
1FK70617AH711PG3 | SIMOTICS S SYNCHRONOUS SERVOMOTOR, 1FK7 HIGH DYNAMIC, 6.4 NM, 100 K, 4500 RPM, 2,03KW NATURAL COOLING, IM B5 (V1, V3) POWER/SIGNAL CONNECTORS CONNECTOR CAN BE ROTATED BY 270 DEGR. RESOLVER 2-POLE (RESOLVER P=1) WITH DRIVE-CLIQ INTERFACE; PLAIN SHAFT, TOLERANCE N; W/O HOLDING BRAKE DEGREE OF PROTECTION IP64; PAINT FINISH RAL7016 | 1803 | TEM | 1 | MC | 10.003 | 1
1FK70617AH711PG5 | SIMOTICS S SYNCHRONOUS SERVOMOTOR, 1FK7 HIGH DYNAMIC, 6.4 NM, 100 K, 4500 RPM, 2,03KW NATURAL COOLING, IM B5 (V1, V3) POWER/SIGNAL CONNECTORS CONNECTOR CAN BE ROTATED BY 270 DEGR. RESOLVER 2-POLE (RESOLVER P=1) WITH DRIVE-CLIQ INTERFACE; PLAIN SHAFT, TOLERANCE N; W/O HOLDING BRAKE DEGREE OF PROTECTION IP65 AS FLANGE IP67; PAINT FINISH RAL7016 | 1905 | TEM | 1 | MC | 10.003 | 1
1FK70617AH711PG8 | SIMOTICS S SYNCHRONOUS SERVOMOTOR, 1FK7 HIGH DYNAMIC, 6.4 NM, 100 K, 4500 RPM, 2,03KW NATURAL COOLING, IM B5 (V1, V3) POWER/SIGNAL CONNECTORS CONNECTOR CAN BE ROTATED BY 270 DEGR. RESOLVER 2-POLE (RESOLVER P=1) WITH DRIVE-CLIQ INTERFACE; PLAIN SHAFT, TOLERANCE N; W/O HOLDING BRAKE DEGREE OF PROTECTION IP65 IP67 D-END FLANGE; RAL7016 COATING; METALLIC RATING PLATE AT MOTOR | 2013 | TEM | 1 | MC | 10.003 | 1
1FK70617AH711PH0 | SIMOTICS S SYNCHRONOUS SERVOMOTOR, 1FK7 HIGH DYNAMIC, 6.4 NM, 100 K, 4500 RPM, 2,03KW NATURAL COOLING, IM B5 (V1, V3) POWER/SIGNAL CONNECTORS CONNECTOR CAN BE ROTATED BY 270 DEGR. RESOLVER 2-POLE (RESOLVER P=1) WITH DRIVE-CLIQ INTERFACE; PLAIN SHAFT, TOLERANCE N; WITH HOLDING BRAKE DEGREE OF PROTECTION IP64 | 2085 | TEM | 1 | MC | 11.302 | 1
1FK70617AH711PH2 | SIMOTICS S SYNCHRONOUS SERVOMOTOR, 1FK7 HIGH DYNAMIC, 6.4 NM, 100 K, 4500 RPM, 2,03KW NATURAL COOLING, IM B5 (V1, V3) POWER/SIGNAL CONNECTORS CONNECTOR CAN BE ROTATED BY 270 DEGR. RESOLVER 2-POLE (RESOLVER P=1) WITH DRIVE-CLIQ INTERFACE; PLAIN SHAFT, TOLERANCE N; WITH HOLDING BRAKE DEGREE OF PROTECTION IP65 FLANGE ON DRIVE END IP67 | 2187 | TEM | 1 | MC | 11.302 | 1
1FK70617AH711PH3 | SIMOTICS S SYNCHRONOUS SERVOMOTOR, 1FK7 HIGH DYNAMIC, 6.4 NM, 100 K, 4500 RPM, 2,03KW NATURAL COOLING, IM B5 (V1, V3) POWER/SIGNAL CONNECTORS CONNECTOR CAN BE ROTATED BY 270 DEGR. RESOLVER 2-POLE (RESOLVER P=1) WITH DRIVE-CLIQ INTERFACE; PLAIN SHAFT, TOLERANCE N; WITH HOLDING BRAKE DEGREE OF PROTECTION IP64; PAINT FINISH RAL7016 | 2134 | TEM | 1 | MC | 11.302 | 1
1FK70617AH711PH5 | SIMOTICS S SYNCHRONOUS SERVOMOTOR, 1FK7 HIGH DYNAMIC, 6.4 NM, 100 K, 4500 RPM, 2,03KW NATURAL COOLING, IM B5 (V1, V3) POWER/SIGNAL CONNECTORS CONNECTOR CAN BE ROTATED BY 270 DEGR. RESOLVER 2-POLE (RESOLVER P=1) WITH DRIVE-CLIQ INTERFACE; PLAIN SHAFT, TOLERANCE N; WITH HOLDING BRAKE DEGREE OF PROTECTION IP65 AS FLANGE IP67; PAINT FINISH RAL7016 | 2236 | TEM | 1 | MC | 11.302 | 1
1FK70617AH711PH8 | SIMOTICS S SYNCHRONOUS SERVOMOTOR, 1FK7 HIGH DYNAMIC, 6.4 NM, 100 K, 4500 RPM, 2,03KW NATURAL COOLING, IM B5 (V1, V3) POWER/SIGNAL CONNECTORS CONNECTOR CAN BE ROTATED BY 270 DEGR. RESOLVER 2-POLE (RESOLVER P=1) WITH DRIVE-CLIQ INTERFACE; PLAIN SHAFT, TOLERANCE N; WITH HOLDING BRAKE DEGREE OF PROTECTION IP65 IP67 D-END FLANGE; RAL7016 COATING; METALLIC RATING PLATE AT MOTOR | 2345 | TEM | 1 | MC | 11.302 | 1
1FK70617AH711SA0 | SIMOTICS S SYNCHRONOUS SERVOMOTOR, 1FK7 HIGH DYNAMIC, 6.4 NM, 100 K, 4500 RPM, 2,03KW NATURAL COOLING, IM B5 (V1, V3) POWER/SIGNAL CONNECTORS CONNECTOR CAN BE ROTATED BY 270 DEGR. RESOLVER MULTI-POLE (RESOLVER P=3); SHAFT WITH FITTED KEY, TOLERANCE N; W/O HOLDING BRAKE DEGREE OF PROTECTION IP64 | 1586 | TEM | 1 | MC | 10.003 | 1
1FK70617AH711SA2 | SIMOTICS S SYNCHRONOUS SERVOMOTOR, 1FK7 HIGH DYNAMIC, 6.4 NM, 100 K, 4500 RPM, 2,03KW NATURAL COOLING, IM B5 (V1, V3) POWER/SIGNAL CONNECTORS CONNECTOR CAN BE ROTATED BY 270 DEGR. RESOLVER MULTI-POLE (RESOLVER P=3); SHAFT WITH FITTED KEY, TOLERANCE N; W/O HOLDING BRAKE DEGREE OF PROTECTION IP65 FLANGE ON DRIVE END IP67 | 1687 | TEM | 1 | MC | 10.003 | 1
1FK70617AH711SA3 | SIMOTICS S SYNCHRONOUS SERVOMOTOR, 1FK7 HIGH DYNAMIC, 6.4 NM, 100 K, 4500 RPM, 2,03KW NATURAL COOLING, IM B5 (V1, V3) POWER/SIGNAL CONNECTORS CONNECTOR CAN BE ROTATED BY 270 DEGR. RESOLVER MULTI-POLE (RESOLVER P=3); SHAFT WITH FITTED KEY, TOLERANCE N; W/O HOLDING BRAKE DEGREE OF PROTECTION IP64; PAINT FINISH RAL7016 | 1635 | TEM | 1 | MC | 10.003 | 1
1FK70617AH711SA5 | SIMOTICS S SYNCHRONOUS SERVOMOTOR, 1FK7 HIGH DYNAMIC, 6.4 NM, 100 K, 4500 RPM, 2,03KW NATURAL COOLING, IM B5 (V1, V3) POWER/SIGNAL CONNECTORS CONNECTOR CAN BE ROTATED BY 270 DEGR. RESOLVER MULTI-POLE (RESOLVER P=3); SHAFT WITH FITTED KEY, TOLERANCE N; W/O HOLDING BRAKE DEGREE OF PROTECTION IP65 AS FLANGE IP67; PAINT FINISH RAL7016 | 1736 | TEM | 1 | MC | 10.003 | 1
1FK70617AH711SA8 | SIMOTICS S SYNCHRONOUS SERVOMOTOR, 1FK7 HIGH DYNAMIC, 6.4 NM, 100 K, 4500 RPM, 2,03KW NATURAL COOLING, IM B5 (V1, V3) POWER/SIGNAL CONNECTORS CONNECTOR CAN BE ROTATED BY 270 DEGR. RESOLVER MULTI-POLE (RESOLVER P=3); SHAFT WITH FITTED KEY, TOLERANCE N; W/O HOLDING BRAKE DEGREE OF PROTECTION IP65 IP67 D-END FLANGE; RAL7016 COATING; METALLIC RATING PLATE AT MOTOR | 1845 | TEM | 1 | MC | 10.003 | 1
1FK70617AH711SB0 | SIMOTICS S SYNCHRONOUS SERVOMOTOR, 1FK7 HIGH DYNAMIC, 6.4 NM, 100 K, 4500 RPM, 2,03KW NATURAL COOLING, IM B5 (V1, V3) POWER/SIGNAL CONNECTORS CONNECTOR CAN BE ROTATED BY 270 DEGR. RESOLVER MULTI-POLE (RESOLVER P=3); SHAFT WITH FITTED KEY, TOLERANCE N; WITH HOLDING BRAKE DEGREE OF PROTECTION IP64 | 1915 | TEM | 1 | MC | 11.302 | 1
1FK70617AH711SB2 | SIMOTICS S SYNCHRONOUS SERVOMOTOR, 1FK7 HIGH DYNAMIC, 6.4 NM, 100 K, 4500 RPM, 2,03KW NATURAL COOLING, IM B5 (V1, V3) POWER/SIGNAL CONNECTORS CONNECTOR CAN BE ROTATED BY 270 DEGR. RESOLVER MULTI-POLE (RESOLVER P=3); SHAFT WITH FITTED KEY, TOLERANCE N; WITH HOLDING BRAKE DEGREE OF PROTECTION IP65 FLANGE ON DRIVE END IP67 | 2016 | TEM | 1 | MC | 11.302 | 1
1FK70617AH711SB3 | SIMOTICS S SYNCHRONOUS SERVOMOTOR, 1FK7 HIGH DYNAMIC, 6.4 NM, 100 K, 4500 RPM, 2,03KW NATURAL COOLING, IM B5 (V1, V3) POWER/SIGNAL CONNECTORS CONNECTOR CAN BE ROTATED BY 270 DEGR. RESOLVER MULTI-POLE (RESOLVER P=3); SHAFT WITH FITTED KEY, TOLERANCE N; WITH HOLDING BRAKE DEGREE OF PROTECTION IP64; PAINT FINISH RAL7016 | 1964 | TEM | 1 | MC | 11.302 | 1
1FK70617AH711SB5 | SIMOTICS S SYNCHRONOUS SERVOMOTOR, 1FK7 HIGH DYNAMIC, 6.4 NM, 100 K, 4500 RPM, 2,03KW NATURAL COOLING, IM B5 (V1, V3) POWER/SIGNAL CONNECTORS CONNECTOR CAN BE ROTATED BY 270 DEGR. RESOLVER MULTI-POLE (RESOLVER P=3); SHAFT WITH FITTED KEY, TOLERANCE N; WITH HOLDING BRAKE DEGREE OF PROTECTION IP65 AS FLANGE IP67; PAINT FINISH RAL7016 | 2065 | TEM | 1 | MC | 11.302 | 1
1FK70617AH711SB8 | SIMOTICS S SYNCHRONOUS SERVOMOTOR, 1FK7 HIGH DYNAMIC, 6.4 NM, 100 K, 4500 RPM, 2,03KW NATURAL COOLING, IM B5 (V1, V3) POWER/SIGNAL CONNECTORS CONNECTOR CAN BE ROTATED BY 270 DEGR. RESOLVER MULTI-POLE (RESOLVER P=3); SHAFT WITH FITTED KEY, TOLERANCE N; WITH HOLDING BRAKE DEGREE OF PROTECTION IP65 IP67 D-END FLANGE; RAL7016 COATING; METALLIC RATING PLATE AT MOTOR | 2174 | TEM | 1 | MC | 11.302 | 1
1FK70617AH711SG0 | SIMOTICS S SYNCHRONOUS SERVOMOTOR, 1FK7 HIGH DYNAMIC, 6.4 NM, 100 K, 4500 RPM, 2,03KW NATURAL COOLING, IM B5 (V1, V3) POWER/SIGNAL CONNECTORS CONNECTOR CAN BE ROTATED BY 270 DEGR. RESOLVER MULTI-POLE (RESOLVER P=3); PLAIN SHAFT, TOLERANCE N; W/O HOLDING BRAKE DEGREE OF PROTECTION IP64 | 1492 | TEM | 1 | MC | 10.003 | 1
1FK70617AH711SG2 | SIMOTICS S SYNCHRONOUS SERVOMOTOR, 1FK7 HIGH DYNAMIC, 6.4 NM, 100 K, 4500 RPM, 2,03KW NATURAL COOLING, IM B5 (V1, V3) POWER/SIGNAL CONNECTORS CONNECTOR CAN BE ROTATED BY 270 DEGR. RESOLVER MULTI-POLE (RESOLVER P=3); PLAIN SHAFT, TOLERANCE N; W/O HOLDING BRAKE DEGREE OF PROTECTION IP65 FLANGE ON DRIVE END IP67 | 1594 | TEM | 1 | MC | 10.003 | 1
1FK70617AH711SG3 | SIMOTICS S SYNCHRONOUS SERVOMOTOR, 1FK7 HIGH DYNAMIC, 6.4 NM, 100 K, 4500 RPM, 2,03KW NATURAL COOLING, IM B5 (V1, V3) POWER/SIGNAL CONNECTORS CONNECTOR CAN BE ROTATED BY 270 DEGR. RESOLVER MULTI-POLE (RESOLVER P=3); PLAIN SHAFT, TOLERANCE N; W/O HOLDING BRAKE DEGREE OF PROTECTION IP64; PAINT FINISH RAL7016 | 1541 | TEM | 1 | MC | 10.003 | 1
1FK70617AH711SG5 | SIMOTICS S SYNCHRONOUS SERVOMOTOR, 1FK7 HIGH DYNAMIC, 6.4 NM, 100 K, 4500 RPM, 2,03KW NATURAL COOLING, IM B5 (V1, V3) POWER/SIGNAL CONNECTORS CONNECTOR CAN BE ROTATED BY 270 DEGR. RESOLVER MULTI-POLE (RESOLVER P=3); PLAIN SHAFT, TOLERANCE N; W/O HOLDING BRAKE DEGREE OF PROTECTION IP65 AS FLANGE IP67; PAINT FINISH RAL7016 | 1643 | TEM | 1 | MC | 10.003 | 1
1FK70617AH711SG8 | SIMOTICS S SYNCHRONOUS SERVOMOTOR, 1FK7 HIGH DYNAMIC, 6.4 NM, 100 K, 4500 RPM, 2,03KW NATURAL COOLING, IM B5 (V1, V3) POWER/SIGNAL CONNECTORS CONNECTOR CAN BE ROTATED BY 270 DEGR. RESOLVER MULTI-POLE (RESOLVER P=3); PLAIN SHAFT, TOLERANCE N; W/O HOLDING BRAKE DEGREE OF PROTECTION IP65 IP67 D-END FLANGE; RAL7016 COATING; METALLIC RATING PLATE AT MOTOR | 1751 | TEM | 1 | MC | 10.003 | 1
1FK70617AH711SH0 | SIMOTICS S SYNCHRONOUS SERVOMOTOR, 1FK7 HIGH DYNAMIC, 6.4 NM, 100 K, 4500 RPM, 2,03KW NATURAL COOLING, IM B5 (V1, V3) POWER/SIGNAL CONNECTORS CONNECTOR CAN BE ROTATED BY 270 DEGR. RESOLVER MULTI-POLE (RESOLVER P=3); PLAIN SHAFT, TOLERANCE N; WITH HOLDING BRAKE DEGREE OF PROTECTION IP64 | 1823 | TEM | 1 | MC | 11.302 | 1
1FK70617AH711SH2 | SIMOTICS S SYNCHRONOUS SERVOMOTOR, 1FK7 HIGH DYNAMIC, 6.4 NM, 100 K, 4500 RPM, 2,03KW NATURAL COOLING, IM B5 (V1, V3) POWER/SIGNAL CONNECTORS CONNECTOR CAN BE ROTATED BY 270 DEGR. RESOLVER MULTI-POLE (RESOLVER P=3); PLAIN SHAFT, TOLERANCE N; WITH HOLDING BRAKE DEGREE OF PROTECTION IP65 FLANGE ON DRIVE END IP67 | 1925 | TEM | 1 | MC | 11.302 | 1
1FK70617AH711SH3 | SIMOTICS S SYNCHRONOUS SERVOMOTOR, 1FK7 HIGH DYNAMIC, 6.4 NM, 100 K, 4500 RPM, 2,03KW NATURAL COOLING, IM B5 (V1, V3) POWER/SIGNAL CONNECTORS CONNECTOR CAN BE ROTATED BY 270 DEGR. RESOLVER MULTI-POLE (RESOLVER P=3); PLAIN SHAFT, TOLERANCE N; WITH HOLDING BRAKE DEGREE OF PROTECTION IP64; PAINT FINISH RAL7016 | 1873 | TEM | 1 | MC | 11.302 | 1
1FK70617AH711SH5 | SIMOTICS S SYNCHRONOUS SERVOMOTOR, 1FK7 HIGH DYNAMIC, 6.4 NM, 100 K, 4500 RPM, 2,03KW NATURAL COOLING, IM B5 (V1, V3) POWER/SIGNAL CONNECTORS CONNECTOR CAN BE ROTATED BY 270 DEGR. RESOLVER MULTI-POLE (RESOLVER P=3); PLAIN SHAFT, TOLERANCE N; WITH HOLDING BRAKE DEGREE OF PROTECTION IP65 AS FLANGE IP67; PAINT FINISH RAL7016 | 1974 | TEM | 1 | MC | 11.302 | 1
1FK70617AH711SH8 | SIMOTICS S SYNCHRONOUS SERVOMOTOR, 1FK7 HIGH DYNAMIC, 6.4 NM, 100 K, 4500 RPM, 2,03KW NATURAL COOLING, IM B5 (V1, V3) POWER/SIGNAL CONNECTORS CONNECTOR CAN BE ROTATED BY 270 DEGR. RESOLVER MULTI-POLE (RESOLVER P=3); PLAIN SHAFT, TOLERANCE N; WITH HOLDING BRAKE DEGREE OF PROTECTION IP65 IP67 D-END FLANGE; RAL7016 COATING; METALLIC RATING PLATE AT MOTOR | 2083 | TEM | 1 | MC | 11.302 | 1
1FK70617AH711TA0 | SIMOTICS S SYNCHRONOUS SERVOMOTOR, 1FK7 HIGH DYNAMIC, 6.4 NM, 100 K, 4500 RPM, 2,03KW NATURAL COOLING, IM B5 (V1, V3) POWER/SIGNAL CONNECTORS CONNECTOR CAN BE ROTATED BY 270 DEGR. RESOLVER 2-POLE (RESOLVER P=1); SHAFT WITH FITTED KEY, TOLERANCE N; W/O HOLDING BRAKE DEGREE OF PROTECTION IP64 | 1586 | TEM | 1 | MC | 10.003 | 1
1FK70617AH711TA2 | SIMOTICS S SYNCHRONOUS SERVOMOTOR, 1FK7 HIGH DYNAMIC, 6.4 NM, 100 K, 4500 RPM, 2,03KW NATURAL COOLING, IM B5 (V1, V3) POWER/SIGNAL CONNECTORS CONNECTOR CAN BE ROTATED BY 270 DEGR. RESOLVER 2-POLE (RESOLVER P=1); SHAFT WITH FITTED KEY, TOLERANCE N; W/O HOLDING BRAKE DEGREE OF PROTECTION IP65 FLANGE ON DRIVE END IP67 | 1687 | TEM | 1 | MC | 10.003 | 1
1FK70617AH711TA3 | SIMOTICS S SYNCHRONOUS SERVOMOTOR, 1FK7 HIGH DYNAMIC, 6.4 NM, 100 K, 4500 RPM, 2,03KW NATURAL COOLING, IM B5 (V1, V3) POWER/SIGNAL CONNECTORS CONNECTOR CAN BE ROTATED BY 270 DEGR. RESOLVER 2-POLE (RESOLVER P=1); SHAFT WITH FITTED KEY, TOLERANCE N; W/O HOLDING BRAKE DEGREE OF PROTECTION IP64; PAINT FINISH RAL7016 | 1635 | TEM | 1 | MC | 10.003 | 1
1FK70617AH711TA5 | SIMOTICS S SYNCHRONOUS SERVOMOTOR, 1FK7 HIGH DYNAMIC, 6.4 NM, 100 K, 4500 RPM, 2,03KW NATURAL COOLING, IM B5 (V1, V3) POWER/SIGNAL CONNECTORS CONNECTOR CAN BE ROTATED BY 270 DEGR. RESOLVER 2-POLE (RESOLVER P=1); SHAFT WITH FITTED KEY, TOLERANCE N; W/O HOLDING BRAKE DEGREE OF PROTECTION IP65 AS FLANGE IP67; PAINT FINISH RAL7016 | 1736 | TEM | 1 | MC | 10.003 | 1
1FK70617AH711TA8 | SIMOTICS S SYNCHRONOUS SERVOMOTOR, 1FK7 HIGH DYNAMIC, 6.4 NM, 100 K, 4500 RPM, 2,03KW NATURAL COOLING, IM B5 (V1, V3) POWER/SIGNAL CONNECTORS CONNECTOR CAN BE ROTATED BY 270 DEGR. RESOLVER 2-POLE (RESOLVER P=1); SHAFT WITH FITTED KEY, TOLERANCE N; W/O HOLDING BRAKE DEGREE OF PROTECTION IP65 IP67 D-END FLANGE; RAL7016 COATING; METALLIC RATING PLATE AT MOTOR | 1845 | TEM | 1 | MC | 10.003 | 1
1FK70617AH711TB0 | SIMOTICS S SYNCHRONOUS SERVOMOTOR, 1FK7 HIGH DYNAMIC, 6.4 NM, 100 K, 4500 RPM, 2,03KW NATURAL COOLING, IM B5 (V1, V3) POWER/SIGNAL CONNECTORS CONNECTOR CAN BE ROTATED BY 270 DEGR. RESOLVER 2-POLE (RESOLVER P=1); SHAFT WITH FITTED KEY, TOLERANCE N; WITH HOLDING BRAKE DEGREE OF PROTECTION IP64 | 1915 | TEM | 1 | MC | 11.302 | 1
1FK70617AH711TB2 | SIMOTICS S SYNCHRONOUS SERVOMOTOR, 1FK7 HIGH DYNAMIC, 6.4 NM, 100 K, 4500 RPM, 2,03KW NATURAL COOLING, IM B5 (V1, V3) POWER/SIGNAL CONNECTORS CONNECTOR CAN BE ROTATED BY 270 DEGR. RESOLVER 2-POLE (RESOLVER P=1); SHAFT WITH FITTED KEY, TOLERANCE N; WITH HOLDING BRAKE DEGREE OF PROTECTION IP65 FLANGE ON DRIVE END IP67 | 2016 | TEM | 1 | MC | 11.302 | 1
1FK70617AH711TB3 | SIMOTICS S SYNCHRONOUS SERVOMOTOR, 1FK7 HIGH DYNAMIC, 6.4 NM, 100 K, 4500 RPM, 2,03KW NATURAL COOLING, IM B5 (V1, V3) POWER/SIGNAL CONNECTORS CONNECTOR CAN BE ROTATED BY 270 DEGR. RESOLVER 2-POLE (RESOLVER P=1); SHAFT WITH FITTED KEY, TOLERANCE N; WITH HOLDING BRAKE DEGREE OF PROTECTION IP64; PAINT FINISH RAL7016 | 1964 | TEM | 1 | MC | 11.302 | 1
1FK70617AH711TB5 | SIMOTICS S SYNCHRONOUS SERVOMOTOR, 1FK7 HIGH DYNAMIC, 6.4 NM, 100 K, 4500 RPM, 2,03KW NATURAL COOLING, IM B5 (V1, V3) POWER/SIGNAL CONNECTORS CONNECTOR CAN BE ROTATED BY 270 DEGR. RESOLVER 2-POLE (RESOLVER P=1); SHAFT WITH FITTED KEY, TOLERANCE N; WITH HOLDING BRAKE DEGREE OF PROTECTION IP65 AS FLANGE IP67; PAINT FINISH RAL7016 | 2065 | TEM | 1 | MC | 11.302 | 1
1FK70617AH711TB8 | SIMOTICS S SYNCHRONOUS SERVOMOTOR, 1FK7 HIGH DYNAMIC, 6.4 NM, 100 K, 4500 RPM, 2,03KW NATURAL COOLING, IM B5 (V1, V3) POWER/SIGNAL CONNECTORS CONNECTOR CAN BE ROTATED BY 270 DEGR. RESOLVER 2-POLE (RESOLVER P=1); SHAFT WITH FITTED KEY, TOLERANCE N; WITH HOLDING BRAKE DEGREE OF PROTECTION IP65 IP67 D-END FLANGE; RAL7016 COATING; METALLIC RATING PLATE AT MOTOR | 2174 | TEM | 1 | MC | 11.302 | 1
1FK70617AH711TG0 | SIMOTICS S SYNCHRONOUS SERVOMOTOR, 1FK7 HIGH DYNAMIC, 6.4 NM, 100 K, 4500 RPM, 2,03KW NATURAL COOLING, IM B5 (V1, V3) POWER/SIGNAL CONNECTORS CONNECTOR CAN BE ROTATED BY 270 DEGR. RESOLVER 2-POLE (RESOLVER P=1); PLAIN SHAFT, TOLERANCE N; W/O HOLDING BRAKE DEGREE OF PROTECTION IP64 | 1492 | TEM | 1 | MC | 10.003 | 1
1FK70617AH711TG2 | SIMOTICS S SYNCHRONOUS SERVOMOTOR, 1FK7 HIGH DYNAMIC, 6.4 NM, 100 K, 4500 RPM, 2,03KW NATURAL COOLING, IM B5 (V1, V3) POWER/SIGNAL CONNECTORS CONNECTOR CAN BE ROTATED BY 270 DEGR. RESOLVER 2-POLE (RESOLVER P=1); PLAIN SHAFT, TOLERANCE N; W/O HOLDING BRAKE DEGREE OF PROTECTION IP65 FLANGE ON DRIVE END IP67 | 1594 | TEM | 1 | MC | 10.003 | 1
1FK70617AH711TG3 | SIMOTICS S SYNCHRONOUS SERVOMOTOR, 1FK7 HIGH DYNAMIC, 6.4 NM, 100 K, 4500 RPM, 2,03KW NATURAL COOLING, IM B5 (V1, V3) POWER/SIGNAL CONNECTORS CONNECTOR CAN BE ROTATED BY 270 DEGR. RESOLVER 2-POLE (RESOLVER P=1); PLAIN SHAFT, TOLERANCE N; W/O HOLDING BRAKE DEGREE OF PROTECTION IP64; PAINT FINISH RAL7016 | 1541 | TEM | 1 | MC | 10.003 | 1
1FK70617AH711TG5 | SIMOTICS S SYNCHRONOUS SERVOMOTOR, 1FK7 HIGH DYNAMIC, 6.4 NM, 100 K, 4500 RPM, 2,03KW NATURAL COOLING, IM B5 (V1, V3) POWER/SIGNAL CONNECTORS CONNECTOR CAN BE ROTATED BY 270 DEGR. RESOLVER 2-POLE (RESOLVER P=1); PLAIN SHAFT, TOLERANCE N; W/O HOLDING BRAKE DEGREE OF PROTECTION IP65 AS FLANGE IP67; PAINT FINISH RAL7016 | 1643 | TEM | 1 | MC | 10.003 | 1
1FK70617AH711TG8 | SIMOTICS S SYNCHRONOUS SERVOMOTOR, 1FK7 HIGH DYNAMIC, 6.4 NM, 100 K, 4500 RPM, 2,03KW NATURAL COOLING, IM B5 (V1, V3) POWER/SIGNAL CONNECTORS CONNECTOR CAN BE ROTATED BY 270 DEGR. RESOLVER 2-POLE (RESOLVER P=1); PLAIN SHAFT, TOLERANCE N; W/O HOLDING BRAKE DEGREE OF PROTECTION IP65 IP67 D-END FLANGE; RAL7016 COATING; METALLIC RATING PLATE AT MOTOR | 1751 | TEM | 1 | MC | 10.003 | 1
1FK70617AH711TH0 | SIMOTICS S SYNCHRONOUS SERVOMOTOR, 1FK7 HIGH DYNAMIC, 6.4 NM, 100 K, 4500 RPM, 2,03KW NATURAL COOLING, IM B5 (V1, V3) POWER/SIGNAL CONNECTORS CONNECTOR CAN BE ROTATED BY 270 DEGR. RESOLVER 2-POLE (RESOLVER P=1); PLAIN SHAFT, TOLERANCE N; WITH HOLDING BRAKE DEGREE OF PROTECTION IP64 | 1823 | TEM | 1 | MC | 11.302 | 1
1FK70617AH711TH2 | SIMOTICS S SYNCHRONOUS SERVOMOTOR, 1FK7 HIGH DYNAMIC, 6.4 NM, 100 K, 4500 RPM, 2,03KW NATURAL COOLING, IM B5 (V1, V3) POWER/SIGNAL CONNECTORS CONNECTOR CAN BE ROTATED BY 270 DEGR. RESOLVER 2-POLE (RESOLVER P=1); PLAIN SHAFT, TOLERANCE N; WITH HOLDING BRAKE DEGREE OF PROTECTION IP65 FLANGE ON DRIVE END IP67 | 1925 | TEM | 1 | MC | 11.302 | 1
1FK70617AH711TH3 | SIMOTICS S SYNCHRONOUS SERVOMOTOR, 1FK7 HIGH DYNAMIC, 6.4 NM, 100 K, 4500 RPM, 2,03KW NATURAL COOLING, IM B5 (V1, V3) POWER/SIGNAL CONNECTORS CONNECTOR CAN BE ROTATED BY 270 DEGR. RESOLVER 2-POLE (RESOLVER P=1); PLAIN SHAFT, TOLERANCE N; WITH HOLDING BRAKE DEGREE OF PROTECTION IP64; PAINT FINISH RAL7016 | 1873 | TEM | 1 | MC | 11.302 | 1
1FK70617AH711TH5 | SIMOTICS S SYNCHRONOUS SERVOMOTOR, 1FK7 HIGH DYNAMIC, 6.4 NM, 100 K, 4500 RPM, 2,03KW NATURAL COOLING, IM B5 (V1, V3) POWER/SIGNAL CONNECTORS CONNECTOR CAN BE ROTATED BY 270 DEGR. RESOLVER 2-POLE (RESOLVER P=1); PLAIN SHAFT, TOLERANCE N; WITH HOLDING BRAKE DEGREE OF PROTECTION IP65 AS FLANGE IP67; PAINT FINISH RAL7016 | 1974 | TEM | 1 | MC | 11.302 | 1
1FK70617AH711TH8 | SIMOTICS S SYNCHRONOUS SERVOMOTOR, 1FK7 HIGH DYNAMIC, 6.4 NM, 100 K, 4500 RPM, 2,03KW NATURAL COOLING, IM B5 (V1, V3) POWER/SIGNAL CONNECTORS CONNECTOR CAN BE ROTATED BY 270 DEGR. RESOLVER 2-POLE (RESOLVER P=1); PLAIN SHAFT, TOLERANCE N; WITH HOLDING BRAKE DEGREE OF PROTECTION IP65 IP67 D-END FLANGE; RAL7016 COATING; METALLIC RATING PLATE AT MOTOR | 2083 | TEM | 1 | MC | 11.302 | 1
1FK70617AH711UA0 | SIMOTICS S SYNCHRONOUS SERVOMOTOR, 1FK7 HIGH DYNAMIC, 6.4 NM, 100 K, 4500 RPM, 2,03KW NATURAL COOLING, IM B5 (V1, V3) POWER/SIGNAL CONNECTORS CONNECTOR CAN BE ROTATED BY 270 DEGR. RESOLVER MULTI-POLE (RESOLVER P=3) WITH DRIVE-CLIQ INTERFACE; SHAFT WITH FITTED KEY, TOLERANCE N; W/O HOLDING BRAKE DEGREE OF PROTECTION IP64 | 1847 | TEM | 1 | MC | 10.003 | 1
1FK70617AH711UA2 | SIMOTICS S SYNCHRONOUS SERVOMOTOR, 1FK7 HIGH DYNAMIC, 6.4 NM, 100 K, 4500 RPM, 2,03KW NATURAL COOLING, IM B5 (V1, V3) POWER/SIGNAL CONNECTORS CONNECTOR CAN BE ROTATED BY 270 DEGR. RESOLVER MULTI-POLE (RESOLVER P=3) WITH DRIVE-CLIQ INTERFACE; SHAFT WITH FITTED KEY, TOLERANCE N; W/O HOLDING BRAKE DEGREE OF PROTECTION IP65 FLANGE ON DRIVE END IP67 | 1949 | TEM | 1 | MC | 10.003 | 1
1FK70617AH711UA3 | SIMOTICS S SYNCHRONOUS SERVOMOTOR, 1FK7 HIGH DYNAMIC, 6.4 NM, 100 K, 4500 RPM, 2,03KW NATURAL COOLING, IM B5 (V1, V3) POWER/SIGNAL CONNECTORS CONNECTOR CAN BE ROTATED BY 270 DEGR. RESOLVER MULTI-POLE (RESOLVER P=3) WITH DRIVE-CLIQ INTERFACE; SHAFT WITH FITTED KEY, TOLERANCE N; W/O HOLDING BRAKE DEGREE OF PROTECTION IP64; PAINT FINISH RAL7016 | 1897 | TEM | 1 | MC | 10.003 | 1
1FK70617AH711UA5 | SIMOTICS S SYNCHRONOUS SERVOMOTOR, 1FK7 HIGH DYNAMIC, 6.4 NM, 100 K, 4500 RPM, 2,03KW NATURAL COOLING, IM B5 (V1, V3) POWER/SIGNAL CONNECTORS CONNECTOR CAN BE ROTATED BY 270 DEGR. RESOLVER MULTI-POLE (RESOLVER P=3) WITH DRIVE-CLIQ INTERFACE; SHAFT WITH FITTED KEY, TOLERANCE N; W/O HOLDING BRAKE DEGREE OF PROTECTION IP65 AS FLANGE IP67; PAINT FINISH RAL7016 | 1998 | TEM | 1 | MC | 10.003 | 1
1FK70617AH711UA8 | SIMOTICS S SYNCHRONOUS SERVOMOTOR, 1FK7 HIGH DYNAMIC, 6.4 NM, 100 K, 4500 RPM, 2,03KW NATURAL COOLING, IM B5 (V1, V3) POWER/SIGNAL CONNECTORS CONNECTOR CAN BE ROTATED BY 270 DEGR. RESOLVER MULTI-POLE (RESOLVER P=3) WITH DRIVE-CLIQ INTERFACE; SHAFT WITH FITTED KEY, TOLERANCE N; W/O HOLDING BRAKE DEGREE OF PROTECTION IP65 IP67 D-END FLANGE; RAL7016 COATING; METALLIC RATING PLATE AT MOTOR | 2107 | TEM | 1 | MC | 10.003 | 1
1FK70617AH711UB0 | SIMOTICS S SYNCHRONOUS SERVOMOTOR, 1FK7 HIGH DYNAMIC, 6.4 NM, 100 K, 4500 RPM, 2,03KW NATURAL COOLING, IM B5 (V1, V3) POWER/SIGNAL CONNECTORS CONNECTOR CAN BE ROTATED BY 270 DEGR. RESOLVER MULTI-POLE (RESOLVER P=3) WITH DRIVE-CLIQ INTERFACE; SHAFT WITH FITTED KEY, TOLERANCE N; WITH HOLDING BRAKE DEGREE OF PROTECTION IP64 | 2176 | TEM | 1 | MC | 11.302 | 1
1FK70617AH711UB2 | SIMOTICS S SYNCHRONOUS SERVOMOTOR, 1FK7 HIGH DYNAMIC, 6.4 NM, 100 K, 4500 RPM, 2,03KW NATURAL COOLING, IM B5 (V1, V3) POWER/SIGNAL CONNECTORS CONNECTOR CAN BE ROTATED BY 270 DEGR. RESOLVER MULTI-POLE (RESOLVER P=3) WITH DRIVE-CLIQ INTERFACE; SHAFT WITH FITTED KEY, TOLERANCE N; WITH HOLDING BRAKE DEGREE OF PROTECTION IP65 FLANGE ON DRIVE END IP67 | 2278 | TEM | 1 | MC | 11.302 | 1
1FK70617AH711UB3 | SIMOTICS S SYNCHRONOUS SERVOMOTOR, 1FK7 HIGH DYNAMIC, 6.4 NM, 100 K, 4500 RPM, 2,03KW NATURAL COOLING, IM B5 (V1, V3) POWER/SIGNAL CONNECTORS CONNECTOR CAN BE ROTATED BY 270 DEGR. RESOLVER MULTI-POLE (RESOLVER P=3) WITH DRIVE-CLIQ INTERFACE; SHAFT WITH FITTED KEY, TOLERANCE N; WITH HOLDING BRAKE DEGREE OF PROTECTION IP64; PAINT FINISH RAL7016 | 2226 | TEM | 1 | MC | 11.302 | 1
1FK70617AH711UB5 | SIMOTICS S SYNCHRONOUS SERVOMOTOR, 1FK7 HIGH DYNAMIC, 6.4 NM, 100 K, 4500 RPM, 2,03KW NATURAL COOLING, IM B5 (V1, V3) POWER/SIGNAL CONNECTORS CONNECTOR CAN BE ROTATED BY 270 DEGR. RESOLVER MULTI-POLE (RESOLVER P=3) WITH DRIVE-CLIQ INTERFACE; SHAFT WITH FITTED KEY, TOLERANCE N; WITH HOLDING BRAKE DEGREE OF PROTECTION IP65 AS FLANGE IP67; PAINT FINISH RAL7016 | 2327 | TEM | 1 | MC | 11.302 | 1
1FK70617AH711UB8 | SIMOTICS S SYNCHRONOUS SERVOMOTOR, 1FK7 HIGH DYNAMIC, 6.4 NM, 100 K, 4500 RPM, 2,03KW NATURAL COOLING, IM B5 (V1, V3) POWER/SIGNAL CONNECTORS CONNECTOR CAN BE ROTATED BY 270 DEGR. RESOLVER MULTI-POLE (RESOLVER P=3) WITH DRIVE-CLIQ INTERFACE; SHAFT WITH FITTED KEY, TOLERANCE N; WITH HOLDING BRAKE DEGREE OF PROTECTION IP65 IP67 D-END FLANGE; RAL7016 COATING; METALLIC RATING PLATE AT MOTOR | 2436 | TEM | 1 | MC | 11.302 | 1
1FK70617AH711UG0 | SIMOTICS S SYNCHRONOUS SERVOMOTOR, 1FK7 HIGH DYNAMIC, 6.4 NM, 100 K, 4500 RPM, 2,03KW NATURAL COOLING, IM B5 (V1, V3) POWER/SIGNAL CONNECTORS CONNECTOR CAN BE ROTATED BY 270 DEGR. RESOLVER MULTI-POLE (RESOLVER P=3) WITH DRIVE-CLIQ INTERFACE; PLAIN SHAFT, TOLERANCE N; W/O HOLDING BRAKE DEGREE OF PROTECTION IP64 | 1754 | TEM | 1 | MC | 10.003 | 1
1FK70617AH711UG2 | SIMOTICS S SYNCHRONOUS SERVOMOTOR, 1FK7 HIGH DYNAMIC, 6.4 NM, 100 K, 4500 RPM, 2,03KW NATURAL COOLING, IM B5 (V1, V3) POWER/SIGNAL CONNECTORS CONNECTOR CAN BE ROTATED BY 270 DEGR. RESOLVER MULTI-POLE (RESOLVER P=3) WITH DRIVE-CLIQ INTERFACE; PLAIN SHAFT, TOLERANCE N; W/O HOLDING BRAKE DEGREE OF PROTECTION IP65 FLANGE ON DRIVE END IP67 | 1855 | TEM | 1 | MC | 10.003 | 1
1FK70617AH711UG3 | SIMOTICS S SYNCHRONOUS SERVOMOTOR, 1FK7 HIGH DYNAMIC, 6.4 NM, 100 K, 4500 RPM, 2,03KW NATURAL COOLING, IM B5 (V1, V3) POWER/SIGNAL CONNECTORS CONNECTOR CAN BE ROTATED BY 270 DEGR. RESOLVER MULTI-POLE (RESOLVER P=3) WITH DRIVE-CLIQ INTERFACE; PLAIN SHAFT, TOLERANCE N; W/O HOLDING BRAKE DEGREE OF PROTECTION IP64; PAINT FINISH RAL7016 | 1803 | TEM | 1 | MC | 10.003 | 1
1FK70617AH711UG5 | SIMOTICS S SYNCHRONOUS SERVOMOTOR, 1FK7 HIGH DYNAMIC, 6.4 NM, 100 K, 4500 RPM, 2,03KW NATURAL COOLING, IM B5 (V1, V3) POWER/SIGNAL CONNECTORS CONNECTOR CAN BE ROTATED BY 270 DEGR. RESOLVER MULTI-POLE (RESOLVER P=3) WITH DRIVE-CLIQ INTERFACE; PLAIN SHAFT, TOLERANCE N; W/O HOLDING BRAKE DEGREE OF PROTECTION IP65 AS FLANGE IP67; PAINT FINISH RAL7016 | 1905 | TEM | 1 | MC | 10.003 | 1
1FK70617AH711UG8 | SIMOTICS S SYNCHRONOUS SERVOMOTOR, 1FK7 HIGH DYNAMIC, 6.4 NM, 100 K, 4500 RPM, 2,03KW NATURAL COOLING, IM B5 (V1, V3) POWER/SIGNAL CONNECTORS CONNECTOR CAN BE ROTATED BY 270 DEGR. RESOLVER MULTI-POLE (RESOLVER P=3) WITH DRIVE-CLIQ INTERFACE; PLAIN SHAFT, TOLERANCE N; W/O HOLDING BRAKE DEGREE OF PROTECTION IP65 IP67 D-END FLANGE; RAL7016 COATING; METALLIC RATING PLATE AT MOTOR | 2013 | TEM | 1 | MC | 10.003 | 1
1FK70617AH711UH0 | SIMOTICS S SYNCHRONOUS SERVOMOTOR, 1FK7 HIGH DYNAMIC, 6.4 NM, 100 K, 4500 RPM, 2,03KW NATURAL COOLING, IM B5 (V1, V3) POWER/SIGNAL CONNECTORS CONNECTOR CAN BE ROTATED BY 270 DEGR. RESOLVER MULTI-POLE (RESOLVER P=3) WITH DRIVE-CLIQ INTERFACE; PLAIN SHAFT, TOLERANCE N; WITH HOLDING BRAKE DEGREE OF PROTECTION IP64 | 2085 | TEM | 1 | MC | 11.302 | 1
1FK70617AH711UH2 | SIMOTICS S SYNCHRONOUS SERVOMOTOR, 1FK7 HIGH DYNAMIC, 6.4 NM, 100 K, 4500 RPM, 2,03KW NATURAL COOLING, IM B5 (V1, V3) POWER/SIGNAL CONNECTORS CONNECTOR CAN BE ROTATED BY 270 DEGR. RESOLVER MULTI-POLE (RESOLVER P=3) WITH DRIVE-CLIQ INTERFACE; PLAIN SHAFT, TOLERANCE N; WITH HOLDING BRAKE DEGREE OF PROTECTION IP65 FLANGE ON DRIVE END IP67 | 2187 | TEM | 1 | MC | 11.302 | 1
1FK70617AH711UH3 | SIMOTICS S SYNCHRONOUS SERVOMOTOR, 1FK7 HIGH DYNAMIC, 6.4 NM, 100 K, 4500 RPM, 2,03KW NATURAL COOLING, IM B5 (V1, V3) POWER/SIGNAL CONNECTORS CONNECTOR CAN BE ROTATED BY 270 DEGR. RESOLVER MULTI-POLE (RESOLVER P=3) WITH DRIVE-CLIQ INTERFACE; PLAIN SHAFT, TOLERANCE N; WITH HOLDING BRAKE DEGREE OF PROTECTION IP64; PAINT FINISH RAL7016 | 2134 | TEM | 1 | MC | 11.302 | 1
1FK70617AH711UH5 | SIMOTICS S SYNCHRONOUS SERVOMOTOR, 1FK7 HIGH DYNAMIC, 6.4 NM, 100 K, 4500 RPM, 2,03KW NATURAL COOLING, IM B5 (V1, V3) POWER/SIGNAL CONNECTORS CONNECTOR CAN BE ROTATED BY 270 DEGR. RESOLVER MULTI-POLE (RESOLVER P=3) WITH DRIVE-CLIQ INTERFACE; PLAIN SHAFT, TOLERANCE N; WITH HOLDING BRAKE DEGREE OF PROTECTION IP65 AS FLANGE IP67; PAINT FINISH RAL7016 | 2236 | TEM | 1 | MC | 11.302 | 1
1FK70617AH711UH8 | SIMOTICS S SYNCHRONOUS SERVOMOTOR, 1FK7 HIGH DYNAMIC, 6.4 NM, 100 K, 4500 RPM, 2,03KW NATURAL COOLING, IM B5 (V1, V3) POWER/SIGNAL CONNECTORS CONNECTOR CAN BE ROTATED BY 270 DEGR. RESOLVER MULTI-POLE (RESOLVER P=3) WITH DRIVE-CLIQ INTERFACE; PLAIN SHAFT, TOLERANCE N; WITH HOLDING BRAKE DEGREE OF PROTECTION IP65 IP67 D-END FLANGE; RAL7016 COATING; METALLIC RATING PLATE AT MOTOR | 2345 | TEM | 1 | MC | 11.302 | 1
1FK70622AC711AA0 | SIMOTICS S SYNCHRONOUS MOTOR 1FK7-CT PN=1,5 KW; UZK=600V M0=8.5NM (100K); NN=2000RPM; NATURAL COOLING; FRAME SIZE IMB 5 (IM V1, IM V3) FLANGE 1, WITH KTY TEMPERATURESENSOR POWER CONNECTOR ROTATABLE INCREMENTAL ENCODER SIN/COS 1VPP;2048 S/R W. C-AND D-SPUR (ENCODER IC2048S/R) SHAFT WITH FITTED KEY, TOLERANCE N; W/O HOLDING BRAKE PROTECTION CLASS IP64; | 2065 | TEM | 1 | MC | 9.101 | 1
1FK70622AC711AA1 | SIMOTICS S SYNCHRONOUS MOTOR 1FK7-CT PN=1,5 KW; UZK=600V M0=8.5NM (100K); NN=2000RPM; NATURAL COOLING; FRAME SIZE IMB 5 (IM V1, IM V3) FLANGE 1, WITH KTY TEMPERATURESENSOR POWER CONNECTOR ROTATABLE INCREMENTAL ENCODER SIN/COS 1VPP;2048 S/R W. C-AND D-SPUR (ENCODER IC2048S/R) SHAFT WITH FITTED KEY, TOLERANCE N; W/O HOLDING BRAKE PROTECTION CLASS IP65, | 2159 | TEM | 1 | MC | 9.101 | 1
1FK70622AC711AA2 | SIMOTICS S SYNCHRONOUS MOTOR 1FK7-CT PN=1,5 KW; UZK=600V M0=8.5NM (100K); NN=2000RPM; NATURAL COOLING; FRAME SIZE IMB 5 (IM V1, IM V3) FLANGE 1, WITH KTY TEMPERATURESENSOR POWER CONNECTOR ROTATABLE INCREMENTAL ENCODER SIN/COS 1VPP;2048 S/R W. C-AND D-SPUR (ENCODER IC2048S/R) SHAFT WITH FITTED KEY, TOLERANCE N; W/O HOLDING BRAKE PROTECTION CLASS IP65, FLANGE ON DRIVE END IP67; | 2159 | TEM | 1 | MC | 9.101 | 1
1FK70622AC711AB0 | SIMOTICS S SYNCHRONOUS MOTOR 1FK7-CT PN=1,5 KW; UZK=600V M0=8.5NM (100K); NN=2000RPM; NATURAL COOLING; FRAME SIZE IMB 5 (IM V1, IM V3) FLANGE 1, WITH KTY TEMPERATURESENSOR POWER CONNECTOR ROTATABLE INCREMENTAL ENCODER SIN/COS 1VPP;2048 S/R W. C-AND D-SPUR (ENCODER IC2048S/R) SHAFT WITH FITTED KEY, TOLERANCE N; WITH HOLDING BRAKE PROTECTION CLASS IP64; | 2368 | TEM | 1 | MC | 9.4 | 1
1FK70622AC711AB1 | SIMOTICS S SYNCHRONOUS MOTOR 1FK7-CT PN=1,5 KW; UZK=600V M0=8.5NM (100K); NN=2000RPM; NATURAL COOLING; FRAME SIZE IMB 5 (IM V1, IM V3) FLANGE 1, WITH KTY TEMPERATURESENSOR POWER CONNECTOR ROTATABLE INCREMENTAL ENCODER SIN/COS 1VPP;2048 S/R W. C-AND D-SPUR (ENCODER IC2048S/R) SHAFT WITH FITTED KEY, TOLERANCE N; WITH HOLDING BRAKE PROTECTION CLASS IP65, | 2461 | TEM | 1 | MC | 9.4 | 1
1FK70622AC711AB2 | SIMOTICS S SYNCHRONOUS MOTOR 1FK7-CT PN=1,5 KW; UZK=600V M0=8.5NM (100K); NN=2000RPM; NATURAL COOLING; FRAME SIZE IMB 5 (IM V1, IM V3) FLANGE 1, WITH KTY TEMPERATURESENSOR POWER CONNECTOR ROTATABLE INCREMENTAL ENCODER SIN/COS 1VPP;2048 S/R W. C-AND D-SPUR (ENCODER IC2048S/R) SHAFT WITH FITTED KEY, TOLERANCE N; WITH HOLDING BRAKE PROTECTION CLASS IP65, FLANGE ON DRIVE END IP67; | 2461 | TEM | 1 | MC | 9.4 | 1
1FK70622AC711AG0 | SIMOTICS S SYNCHRONOUS MOTOR 1FK7-CT PN=1,5 KW; UZK=600V M0=8.5NM (100K); NN=2000RPM; NATURAL COOLING; FRAME SIZE IMB 5 (IM V1, IM V3) FLANGE 1, WITH KTY TEMPERATURESENSOR POWER CONNECTOR ROTATABLE INCREMENTAL ENCODER SIN/COS 1VPP;2048 S/R W. C-AND D-SPUR (ENCODER IC2048S/R) PLAIN SHAFT, TOLERANCE N; W/O HOLDING BRAKE PROTECTION CLASS IP64; | 1979 | TEM | 1 | MC | 9.101 | 1
1FK70622AC711AG1 | SIMOTICS S SYNCHRONOUS MOTOR 1FK7-CT PN=1,5 KW; UZK=600V M0=8.5NM (100K); NN=2000RPM; NATURAL COOLING; FRAME SIZE IMB 5 (IM V1, IM V3) FLANGE 1, WITH KTY TEMPERATURESENSOR POWER CONNECTOR ROTATABLE INCREMENTAL ENCODER SIN/COS 1VPP;2048 S/R W. C-AND D-SPUR (ENCODER IC2048S/R) PLAIN SHAFT, TOLERANCE N; W/O HOLDING BRAKE PROTECTION CLASS IP65, | 2072 | TEM | 1 | MC | 9.101 | 1
1FK70622AC711AG2 | SIMOTICS S SYNCHRONOUS MOTOR 1FK7-CT PN=1,5 KW; UZK=600V M0=8.5NM (100K); NN=2000RPM; NATURAL COOLING; FRAME SIZE IMB 5 (IM V1, IM V3) FLANGE 1, WITH KTY TEMPERATURESENSOR POWER CONNECTOR ROTATABLE INCREMENTAL ENCODER SIN/COS 1VPP;2048 S/R W. C-AND D-SPUR (ENCODER IC2048S/R) PLAIN SHAFT, TOLERANCE N; W/O HOLDING BRAKE PROTECTION CLASS IP65, FLANGE ON DRIVE END IP67; | 2072 | TEM | 1 | MC | 9.101 | 1
1FK70622AC711AH0 | SIMOTICS S SYNCHRONOUS MOTOR 1FK7-CT PN=1,5 KW; UZK=600V M0=8.5NM (100K); NN=2000RPM; NATURAL COOLING; FRAME SIZE IMB 5 (IM V1, IM V3) FLANGE 1, WITH KTY TEMPERATURESENSOR POWER CONNECTOR ROTATABLE INCREMENTAL ENCODER SIN/COS 1VPP;2048 S/R W. C-AND D-SPUR (ENCODER IC2048S/R) PLAIN SHAFT, TOLERANCE N; WITH HOLDING BRAKE PROTECTION CLASS IP64; | 2284 | TEM | 1 | MC | 9.4 | 1
1FK70622AC711AH1 | SIMOTICS S SYNCHRONOUS MOTOR 1FK7-CT PN=1,5 KW; UZK=600V M0=8.5NM (100K); NN=2000RPM; NATURAL COOLING; FRAME SIZE IMB 5 (IM V1, IM V3) FLANGE 1, WITH KTY TEMPERATURESENSOR POWER CONNECTOR ROTATABLE INCREMENTAL ENCODER SIN/COS 1VPP;2048 S/R W. C-AND D-SPUR (ENCODER IC2048S/R) PLAIN SHAFT, TOLERANCE N; WITH HOLDING BRAKE PROTECTION CLASS IP65, | 2377 | TEM | 1 | MC | 9.4 | 1
1FK70622AC711AH2 | SIMOTICS S SYNCHRONOUS MOTOR 1FK7-CT PN=1,5 KW; UZK=600V M0=8.5NM (100K); NN=2000RPM; NATURAL COOLING; FRAME SIZE IMB 5 (IM V1, IM V3) FLANGE 1, WITH KTY TEMPERATURESENSOR POWER CONNECTOR ROTATABLE INCREMENTAL ENCODER SIN/COS 1VPP;2048 S/R W. C-AND D-SPUR (ENCODER IC2048S/R) PLAIN SHAFT, TOLERANCE N; WITH HOLDING BRAKE PROTECTION CLASS IP65, FLANGE ON DRIVE END IP67; | 2377 | TEM | 1 | MC | 9.4 | 1
1FK70622AC711BA0 | SIMOTICS S SYNCHRONOUS MOTOR 1FK7-CT PN=1,5 KW; UZK=600V M0=8.5NM (100K); NN=2000RPM; NATURAL COOLING; FRAME SIZE IMB 5 (IM V1, IM V3) FLANGE 1 POWER CONNECTOR ROTATABLE ABSOLUTE ENCODER SINGLETURN 24 BIT WITH DRIVE CLIQ INTERFACE (ENCODER AS24DQI) SHAFT WITH FITTED KEY, TOLERANCE N; W/O HOLDING BRAKE PROTECTION CLASS IP64; | 2306 | TEM | 1 | MC | 9.101 | 1
1FK70622AC711BA1 | SIMOTICS S SYNCHRONOUS MOTOR 1FK7-CT PN=1,5 KW; UZK=600V M0=8.5NM (100K); NN=2000RPM; NATURAL COOLING; FRAME SIZE IMB 5 (IM V1, IM V3) FLANGE 1 POWER CONNECTOR ROTATABLE ABSOLUTE ENCODER SINGLETURN 24 BIT WITH DRIVE CLIQ INTERFACE (ENCODER AS24DQI) SHAFT WITH FITTED KEY, TOLERANCE N; W/O HOLDING BRAKE PROTECTION CLASS IP65, | 2400 | TEM | 1 | MC | 9.101 | 1
1FK70622AC711BA2 | SIMOTICS S SYNCHRONOUS MOTOR 1FK7-CT PN=1,5 KW; UZK=600V M0=8.5NM (100K); NN=2000RPM; NATURAL COOLING; FRAME SIZE IMB 5 (IM V1, IM V3) FLANGE 1 POWER CONNECTOR ROTATABLE ABSOLUTE ENCODER SINGLETURN 24 BIT WITH DRIVE CLIQ INTERFACE (ENCODER AS24DQI) SHAFT WITH FITTED KEY, TOLERANCE N; W/O HOLDING BRAKE PROTECTION CLASS IP65, FLANGE ON DRIVE END IP67; | 2400 | TEM | 1 | MC | 9.101 | 1
1FK70622AC711BB0 | SIMOTICS S SYNCHRONOUS MOTOR 1FK7-CT PN=1,5 KW; UZK=600V M0=8.5NM (100K); NN=2000RPM; NATURAL COOLING; FRAME SIZE IMB 5 (IM V1, IM V3) FLANGE 1 POWER CONNECTOR ROTATABLE ABSOLUTE ENCODER SINGLETURN 24 BIT WITH DRIVE CLIQ INTERFACE (ENCODER AS24DQI) SHAFT WITH FITTED KEY, TOLERANCE N; WITH HOLDING BRAKE PROTECTION CLASS IP64; | 2609 | TEM | 1 | MC | 9.4 | 1
1FK70622AC711BB1 | SIMOTICS S SYNCHRONOUS MOTOR 1FK7-CT PN=1,5 KW; UZK=600V M0=8.5NM (100K); NN=2000RPM; NATURAL COOLING; FRAME SIZE IMB 5 (IM V1, IM V3) FLANGE 1 POWER CONNECTOR ROTATABLE ABSOLUTE ENCODER SINGLETURN 24 BIT WITH DRIVE CLIQ INTERFACE (ENCODER AS24DQI) SHAFT WITH FITTED KEY, TOLERANCE N; WITH HOLDING BRAKE PROTECTION CLASS IP65, | 2703 | TEM | 1 | MC | 9.4 | 1
1FK70622AC711BB2 | SIMOTICS S SYNCHRONOUS MOTOR 1FK7-CT PN=1,5 KW; UZK=600V M0=8.5NM (100K); NN=2000RPM; NATURAL COOLING; FRAME SIZE IMB 5 (IM V1, IM V3) FLANGE 1 POWER CONNECTOR ROTATABLE ABSOLUTE ENCODER SINGLETURN 24 BIT WITH DRIVE CLIQ INTERFACE (ENCODER AS24DQI) SHAFT WITH FITTED KEY, TOLERANCE N; WITH HOLDING BRAKE PROTECTION CLASS IP65, FLANGE ON DRIVE END IP67; | 2703 | TEM | 1 | MC | 9.4 | 1
1FK70622AC711BG0 | SIMOTICS S SYNCHRONOUS MOTOR 1FK7-CT PN=1,5 KW; UZK=600V M0=8.5NM (100K); NN=2000RPM; NATURAL COOLING; FRAME SIZE IMB 5 (IM V1, IM V3) FLANGE 1 POWER CONNECTOR ROTATABLE ABSOLUTE ENCODER SINGLETURN 24 BIT WITH DRIVE CLIQ INTERFACE (ENCODER AS24DQI) PLAIN SHAFT, TOLERANCE N; W/O HOLDING BRAKE PROTECTION CLASS IP64; | 2220 | TEM | 1 | MC | 9.101 | 1
1FK70622AC711BG1 | SIMOTICS S SYNCHRONOUS MOTOR 1FK7-CT PN=1,5 KW; UZK=600V M0=8.5NM (100K); NN=2000RPM; NATURAL COOLING; FRAME SIZE IMB 5 (IM V1, IM V3) FLANGE 1 POWER CONNECTOR ROTATABLE ABSOLUTE ENCODER SINGLETURN 24 BIT WITH DRIVE CLIQ INTERFACE (ENCODER AS24DQI) PLAIN SHAFT, TOLERANCE N; W/O HOLDING BRAKE PROTECTION CLASS IP65, | 2313 | TEM | 1 | MC | 9.101 | 1
1FK70622AC711BG2 | SIMOTICS S SYNCHRONOUS MOTOR 1FK7-CT PN=1,5 KW; UZK=600V M0=8.5NM (100K); NN=2000RPM; NATURAL COOLING; FRAME SIZE IMB 5 (IM V1, IM V3) FLANGE 1 POWER CONNECTOR ROTATABLE ABSOLUTE ENCODER SINGLETURN 24 BIT WITH DRIVE CLIQ INTERFACE (ENCODER AS24DQI) PLAIN SHAFT, TOLERANCE N; W/O HOLDING BRAKE PROTECTION CLASS IP65, FLANGE ON DRIVE END IP67; | 2313 | TEM | 1 | MC | 9.101 | 1
1FK70622AC711BH0 | SIMOTICS S SYNCHRONOUS MOTOR 1FK7-CT PN=1,5 KW; UZK=600V M0=8.5NM (100K); NN=2000RPM; NATURAL COOLING; FRAME SIZE IMB 5 (IM V1, IM V3) FLANGE 1 POWER CONNECTOR ROTATABLE ABSOLUTE ENCODER SINGLETURN 24 BIT WITH DRIVE CLIQ INTERFACE (ENCODER AS24DQI) PLAIN SHAFT, TOLERANCE N; WITH HOLDING BRAKE PROTECTION CLASS IP64; | 2525 | TEM | 1 | MC | 9.4 | 1
1FK70622AC711BH1 | SIMOTICS S SYNCHRONOUS MOTOR 1FK7-CT PN=1,5 KW; UZK=600V M0=8.5NM (100K); NN=2000RPM; NATURAL COOLING; FRAME SIZE IMB 5 (IM V1, IM V3) FLANGE 1 POWER CONNECTOR ROTATABLE ABSOLUTE ENCODER SINGLETURN 24 BIT WITH DRIVE CLIQ INTERFACE (ENCODER AS24DQI) PLAIN SHAFT, TOLERANCE N; WITH HOLDING BRAKE PROTECTION CLASS IP65, | 2619 | TEM | 1 | MC | 9.4 | 1
1FK70622AC711BH2 | SIMOTICS S SYNCHRONOUS MOTOR 1FK7-CT PN=1,5 KW; UZK=600V M0=8.5NM (100K); NN=2000RPM; NATURAL COOLING; FRAME SIZE IMB 5 (IM V1, IM V3) FLANGE 1 POWER CONNECTOR ROTATABLE ABSOLUTE ENCODER SINGLETURN 24 BIT WITH DRIVE CLIQ INTERFACE (ENCODER AS24DQI) PLAIN SHAFT, TOLERANCE N; WITH HOLDING BRAKE PROTECTION CLASS IP65, FLANGE ON DRIVE END IP67; | 2619 | TEM | 1 | MC | 9.4 | 1
1FK70622AC711CA0 | SIMOTICS S SYNCHRONOUS MOTOR 1FK7-CT PN=1,5 KW; UZK=600V M0=8.5NM (100K); NN=2000RPM; NATURAL COOLING; FRAME SIZE IMB 5 (IM V1, IM V3) FLANGE 1 POWER CONNECTOR ROTATABLE ABSOLUTE ENCODER 24 BIT + 12 BIT MULTITURN WITH DRIVE-CLIQ INTERFACE (ENCODER AM24DQI) SHAFT WITH FITTED KEY, TOLERANCE N; W/O HOLDING BRAKE PROTECTION CLASS IP64; | 2675 | TEM | 1 | MC | 9.101 | 1
1FK70622AC711CA1 | SIMOTICS S SYNCHRONOUS MOTOR 1FK7-CT PN=1,5 KW; UZK=600V M0=8.5NM (100K); NN=2000RPM; NATURAL COOLING; FRAME SIZE IMB 5 (IM V1, IM V3) FLANGE 1 POWER CONNECTOR ROTATABLE ABSOLUTE ENCODER 24 BIT + 12 BIT MULTITURN WITH DRIVE-CLIQ INTERFACE (ENCODER AM24DQI) SHAFT WITH FITTED KEY, TOLERANCE N; W/O HOLDING BRAKE PROTECTION CLASS IP65, | 2769 | TEM | 1 | MC | 9.101 | 1
1FK70622AC711CA2 | SIMOTICS S SYNCHRONOUS MOTOR 1FK7-CT PN=1,5 KW; UZK=600V M0=8.5NM (100K); NN=2000RPM; NATURAL COOLING; FRAME SIZE IMB 5 (IM V1, IM V3) FLANGE 1 POWER CONNECTOR ROTATABLE ABSOLUTE ENCODER 24 BIT + 12 BIT MULTITURN WITH DRIVE-CLIQ INTERFACE (ENCODER AM24DQI) SHAFT WITH FITTED KEY, TOLERANCE N; W/O HOLDING BRAKE PROTECTION CLASS IP65, FLANGE ON DRIVE END IP67; | 2769 | TEM | 1 | MC | 9.101 | 1
1FK70622AC711CB0 | SIMOTICS S SYNCHRONOUS MOTOR 1FK7-CT PN=1,5 KW; UZK=600V M0=8.5NM (100K); NN=2000RPM; NATURAL COOLING; FRAME SIZE IMB 5 (IM V1, IM V3) FLANGE 1 POWER CONNECTOR ROTATABLE ABSOLUTE ENCODER 24 BIT + 12 BIT MULTITURN WITH DRIVE-CLIQ INTERFACE (ENCODER AM24DQI) SHAFT WITH FITTED KEY, TOLERANCE N; WITH HOLDING BRAKE PROTECTION CLASS IP64; | 2978 | TEM | 1 | MC | 9.4 | 1
1FK70622AC711CB1 | SIMOTICS S SYNCHRONOUS MOTOR 1FK7-CT PN=1,5 KW; UZK=600V M0=8.5NM (100K); NN=2000RPM; NATURAL COOLING; FRAME SIZE IMB 5 (IM V1, IM V3) FLANGE 1 POWER CONNECTOR ROTATABLE ABSOLUTE ENCODER 24 BIT + 12 BIT MULTITURN WITH DRIVE-CLIQ INTERFACE (ENCODER AM24DQI) SHAFT WITH FITTED KEY, TOLERANCE N; WITH HOLDING BRAKE PROTECTION CLASS IP65, | 3072 | TEM | 1 | MC | 9.4 | 1
1FK70622AC711CB2 | SIMOTICS S SYNCHRONOUS MOTOR 1FK7-CT PN=1,5 KW; UZK=600V M0=8.5NM (100K); NN=2000RPM; NATURAL COOLING; FRAME SIZE IMB 5 (IM V1, IM V3) FLANGE 1 POWER CONNECTOR ROTATABLE ABSOLUTE ENCODER 24 BIT + 12 BIT MULTITURN WITH DRIVE-CLIQ INTERFACE (ENCODER AM24DQI) SHAFT WITH FITTED KEY, TOLERANCE N; WITH HOLDING BRAKE PROTECTION CLASS IP65, FLANGE ON DRIVE END IP67; | 3072 | TEM | 1 | MC | 9.4 | 1
1FK70622AC711CG0 | SIMOTICS S SYNCHRONOUS MOTOR 1FK7-CT PN=1,5 KW; UZK=600V M0=8.5NM (100K); NN=2000RPM; NATURAL COOLING; FRAME SIZE IMB 5 (IM V1, IM V3) FLANGE 1 POWER CONNECTOR ROTATABLE ABSOLUTE ENCODER 24 BIT + 12 BIT MULTITURN WITH DRIVE-CLIQ INTERFACE (ENCODER AM24DQI) PLAIN SHAFT, TOLERANCE N; W/O HOLDING BRAKE PROTECTION CLASS IP64; | 2589 | TEM | 1 | MC | 9.101 | 1
1FK70622AC711CG1 | SIMOTICS S SYNCHRONOUS MOTOR 1FK7-CT PN=1,5 KW; UZK=600V M0=8.5NM (100K); NN=2000RPM; NATURAL COOLING; FRAME SIZE IMB 5 (IM V1, IM V3) FLANGE 1 POWER CONNECTOR ROTATABLE ABSOLUTE ENCODER 24 BIT + 12 BIT MULTITURN WITH DRIVE-CLIQ INTERFACE (ENCODER AM24DQI) PLAIN SHAFT, TOLERANCE N; W/O HOLDING BRAKE PROTECTION CLASS IP65, | 2683 | TEM | 1 | MC | 9.101 | 1
1FK70622AC711CG2 | SIMOTICS S SYNCHRONOUS MOTOR 1FK7-CT PN=1,5 KW; UZK=600V M0=8.5NM (100K); NN=2000RPM; NATURAL COOLING; FRAME SIZE IMB 5 (IM V1, IM V3) FLANGE 1 POWER CONNECTOR ROTATABLE ABSOLUTE ENCODER 24 BIT + 12 BIT MULTITURN WITH DRIVE-CLIQ INTERFACE (ENCODER AM24DQI) PLAIN SHAFT, TOLERANCE N; W/O HOLDING BRAKE PROTECTION CLASS IP65, FLANGE ON DRIVE END IP67; | 2683 | TEM | 1 | MC | 9.101 | 1
1FK70622AC711CH0 | SIMOTICS S SYNCHRONOUS MOTOR 1FK7-CT PN=1,5 KW; UZK=600V M0=8.5NM (100K); NN=2000RPM; NATURAL COOLING; FRAME SIZE IMB 5 (IM V1, IM V3) FLANGE 1 POWER CONNECTOR ROTATABLE ABSOLUTE ENCODER 24 BIT + 12 BIT MULTITURN WITH DRIVE-CLIQ INTERFACE (ENCODER AM24DQI) PLAIN SHAFT, TOLERANCE N; WITH HOLDING BRAKE PROTECTION CLASS IP64; | 2894 | TEM | 1 | MC | 9.4 | 1
1FK70622AC711CH1 | SIMOTICS S SYNCHRONOUS MOTOR 1FK7-CT PN=1,5 KW; UZK=600V M0=8.5NM (100K); NN=2000RPM; NATURAL COOLING; FRAME SIZE IMB 5 (IM V1, IM V3) FLANGE 1 POWER CONNECTOR ROTATABLE ABSOLUTE ENCODER 24 BIT + 12 BIT MULTITURN WITH DRIVE-CLIQ INTERFACE (ENCODER AM24DQI) PLAIN SHAFT, TOLERANCE N; WITH HOLDING BRAKE PROTECTION CLASS IP65, | 2988 | TEM | 1 | MC | 9.4 | 1
1FK70622AC711CH2 | SIMOTICS S SYNCHRONOUS MOTOR 1FK7-CT PN=1,5 KW; UZK=600V M0=8.5NM (100K); NN=2000RPM; NATURAL COOLING; FRAME SIZE IMB 5 (IM V1, IM V3) FLANGE 1 POWER CONNECTOR ROTATABLE ABSOLUTE ENCODER 24 BIT + 12 BIT MULTITURN WITH DRIVE-CLIQ INTERFACE (ENCODER AM24DQI) PLAIN SHAFT, TOLERANCE N; WITH HOLDING BRAKE PROTECTION CLASS IP65, FLANGE ON DRIVE END IP67; | 2988 | TEM | 1 | MC | 9.4 | 1
1FK70622AC711DA0 | SIMOTICS S SYNCHRONOUS MOTOR 1FK7-CT PN=1,5 KW; UZK=600V M0=8.5NM (100K); NN=2000RPM; NATURAL COOLING; FRAME SIZE IMB 5 (IM V1, IM V3) FLANGE 1 POWER CONNECTOR ROTATABLE INCREMENTAL ENCODER 22 BIT WITH DRIVE-CLIQ INTERFACE (ENCODER IC22DQ) SHAFT WITH FITTED KEY, TOLERANCE N; W/O HOLDING BRAKE PROTECTION CLASS IP64; | 2386 | TEM | 1 | MC | 9.102 | 1
1FK70622AC711DA2 | SIMOTICS S SYNCHRONOUS MOTOR 1FK7-CT PN=1,5 KW; UZK=600V M0=8.5NM (100K); NN=2000RPM; NATURAL COOLING; FRAME SIZE IMB 5 (IM V1, IM V3) FLANGE 1 POWER CONNECTOR ROTATABLE INCREMENTAL ENCODER 22 BIT WITH DRIVE-CLIQ INTERFACE (ENCODER IC22DQ) SHAFT WITH FITTED KEY, TOLERANCE N; W/O HOLDING BRAKE PROTECTION CLASS IP65, FLANGE ON DRIVE END IP67; | 2480 | TEM | 1 | MC | 9.102 | 1
1FK70622AC711DB0 | SIMOTICS S SYNCHRONOUS MOTOR 1FK7-CT PN=1,5 KW; UZK=600V M0=8.5NM (100K); NN=2000RPM; NATURAL COOLING; FRAME SIZE IMB 5 (IM V1, IM V3) FLANGE 1 POWER CONNECTOR ROTATABLE INCREMENTAL ENCODER 22 BIT WITH DRIVE-CLIQ INTERFACE (ENCODER IC22DQ) SHAFT WITH FITTED KEY, TOLERANCE N; WITH HOLDING BRAKE PROTECTION CLASS IP64; | 2689 | TEM | 1 | MC | 9.401 | 1
1FK70622AC711DB2 | SIMOTICS S SYNCHRONOUS MOTOR 1FK7-CT PN=1,5 KW; UZK=600V M0=8.5NM (100K); NN=2000RPM; NATURAL COOLING; FRAME SIZE IMB 5 (IM V1, IM V3) FLANGE 1 POWER CONNECTOR ROTATABLE INCREMENTAL ENCODER 22 BIT WITH DRIVE-CLIQ INTERFACE (ENCODER IC22DQ) SHAFT WITH FITTED KEY, TOLERANCE N; WITH HOLDING BRAKE PROTECTION CLASS IP65, FLANGE ON DRIVE END IP67; | 2783 | TEM | 1 | MC | 9.401 | 1
1FK70622AC711DG0 | SIMOTICS S SYNCHRONOUS MOTOR 1FK7-CT PN=1,5 KW; UZK=600V M0=8.5NM (100K); NN=2000RPM; NATURAL COOLING; FRAME SIZE IMB 5 (IM V1, IM V3) FLANGE 1 POWER CONNECTOR ROTATABLE INCREMENTAL ENCODER 22 BIT WITH DRIVE-CLIQ INTERFACE (ENCODER IC22DQ) PLAIN SHAFT, TOLERANCE N; W/O HOLDING BRAKE PROTECTION CLASS IP64; | 2300 | TEM | 1 | MC | 9.102 | 1
1FK70622AC711DG1 | SIMOTICS S SYNCHRONOUS MOTOR 1FK7-CT PN=1,5 KW; UZK=600V M0=8.5NM (100K); NN=2000RPM; NATURAL COOLING; FRAME SIZE IMB 5 (IM V1, IM V3) FLANGE 1 POWER CONNECTOR ROTATABLE INCREMENTAL ENCODER 22 BIT WITH DRIVE-CLIQ INTERFACE (ENCODER IC22DQ) PLAIN SHAFT, TOLERANCE N; W/O HOLDING BRAKE PROTECTION CLASS IP65, | 2394 | TEM | 1 | MC | 9.102 | 1
1FK70622AC711DG2 | SIMOTICS S SYNCHRONOUS MOTOR 1FK7-CT PN=1,5 KW; UZK=600V M0=8.5NM (100K); NN=2000RPM; NATURAL COOLING; FRAME SIZE IMB 5 (IM V1, IM V3) FLANGE 1 POWER CONNECTOR ROTATABLE INCREMENTAL ENCODER 22 BIT WITH DRIVE-CLIQ INTERFACE (ENCODER IC22DQ) PLAIN SHAFT, TOLERANCE N; W/O HOLDING BRAKE PROTECTION CLASS IP65, FLANGE ON DRIVE END IP67; | 2394 | TEM | 1 | MC | 9.102 | 1
1FK70622AC711DH0 | SIMOTICS S SYNCHRONOUS MOTOR 1FK7-CT PN=1,5 KW; UZK=600V M0=8.5NM (100K); NN=2000RPM; NATURAL COOLING; FRAME SIZE IMB 5 (IM V1, IM V3) FLANGE 1 POWER CONNECTOR ROTATABLE INCREMENTAL ENCODER 22 BIT WITH DRIVE-CLIQ INTERFACE (ENCODER IC22DQ) PLAIN SHAFT, TOLERANCE N; WITH HOLDING BRAKE PROTECTION CLASS IP64; | 2605 | TEM | 1 | MC | 9.401 | 1
1FK70622AC711EA0 | SIMOTICS S SYNCHRONOUS MOTOR 1FK7-CT PN=1,5 KW; UZK=600V M0=8.5NM (100K); NN=2000RPM; NATURAL COOLING; FRAME SIZE IMB 5 (IM V1, IM V3) FLANGE 1, WITH KTY TEMPERATURESENSOR POWER CONNECTOR ROTATABLE ABSOLUTE ENCODERR 2048 S/R + 4096 UMDREHUNGEN MULTITURN, WITH ENDAT-SCHNITTSTELLE (ENCODER AM2048S/R) SHAFT WITH FITTED KEY, TOLERANCE N; W/O HOLDING BRAKE PROTECTION CLASS IP64; | 2437 | TEM | 1 | MC | 9.101 | 1
1FK70622AC711EA1 | SIMOTICS S SYNCHRONOUS MOTOR 1FK7-CT PN=1,5 KW; UZK=600V M0=8.5NM (100K); NN=2000RPM; NATURAL COOLING; FRAME SIZE IMB 5 (IM V1, IM V3) FLANGE 1, WITH KTY TEMPERATURESENSOR POWER CONNECTOR ROTATABLE ABSOLUTE ENCODERR 2048 S/R + 4096 UMDREHUNGEN MULTITURN, WITH ENDAT-SCHNITTSTELLE (ENCODER AM2048S/R) SHAFT WITH FITTED KEY, TOLERANCE N; W/O HOLDING BRAKE PROTECTION CLASS IP65, | 2530 | TEM | 1 | MC | 9.101 | 1
1FK70622AC711EA2 | SIMOTICS S SYNCHRONOUS MOTOR 1FK7-CT PN=1,5 KW; UZK=600V M0=8.5NM (100K); NN=2000RPM; NATURAL COOLING; FRAME SIZE IMB 5 (IM V1, IM V3) FLANGE 1, WITH KTY TEMPERATURESENSOR POWER CONNECTOR ROTATABLE ABSOLUTE ENCODERR 2048 S/R + 4096 UMDREHUNGEN MULTITURN, WITH ENDAT-SCHNITTSTELLE (ENCODER AM2048S/R) SHAFT WITH FITTED KEY, TOLERANCE N; W/O HOLDING BRAKE PROTECTION CLASS IP65, FLANGE ON DRIVE END IP67; | 2530 | TEM | 1 | MC | 9.101 | 1
1FK70622AC711EB0 | SIMOTICS S SYNCHRONOUS MOTOR 1FK7-CT PN=1,5 KW; UZK=600V M0=8.5NM (100K); NN=2000RPM; NATURAL COOLING; FRAME SIZE IMB 5 (IM V1, IM V3) FLANGE 1, WITH KTY TEMPERATURESENSOR POWER CONNECTOR ROTATABLE ABSOLUTE ENCODERR 2048 S/R + 4096 UMDREHUNGEN MULTITURN, WITH ENDAT-SCHNITTSTELLE (ENCODER AM2048S/R) SHAFT WITH FITTED KEY, TOLERANCE N; WITH HOLDING BRAKE PROTECTION CLASS IP64; | 2739 | TEM | 1 | MC | 9.4 | 1
1FK70622AC711EB1 | SIMOTICS S SYNCHRONOUS MOTOR 1FK7-CT PN=1,5 KW; UZK=600V M0=8.5NM (100K); NN=2000RPM; NATURAL COOLING; FRAME SIZE IMB 5 (IM V1, IM V3) FLANGE 1, WITH KTY TEMPERATURESENSOR POWER CONNECTOR ROTATABLE ABSOLUTE ENCODERR 2048 S/R + 4096 UMDREHUNGEN MULTITURN, WITH ENDAT-SCHNITTSTELLE (ENCODER AM2048S/R) SHAFT WITH FITTED KEY, TOLERANCE N; WITH HOLDING BRAKE PROTECTION CLASS IP65, | 2833 | TEM | 1 | MC | 9.4 | 1
1FK70622AC711EB2 | SIMOTICS S SYNCHRONOUS MOTOR 1FK7-CT PN=1,5 KW; UZK=600V M0=8.5NM (100K); NN=2000RPM; NATURAL COOLING; FRAME SIZE IMB 5 (IM V1, IM V3) FLANGE 1, WITH KTY TEMPERATURESENSOR POWER CONNECTOR ROTATABLE ABSOLUTE ENCODERR 2048 S/R + 4096 UMDREHUNGEN MULTITURN, WITH ENDAT-SCHNITTSTELLE (ENCODER AM2048S/R) SHAFT WITH FITTED KEY, TOLERANCE N; WITH HOLDING BRAKE PROTECTION CLASS IP65, FLANGE ON DRIVE END IP67; | 2833 | TEM | 1 | MC | 9.4 | 1
1FK70622AC711EG0 | SIMOTICS S SYNCHRONOUS MOTOR 1FK7-CT PN=1,5 KW; UZK=600V M0=8.5NM (100K); NN=2000RPM; NATURAL COOLING; FRAME SIZE IMB 5 (IM V1, IM V3) FLANGE 1, WITH KTY TEMPERATURESENSOR POWER CONNECTOR ROTATABLE ABSOLUTE ENCODERR 2048 S/R + 4096 UMDREHUNGEN MULTITURN, WITH ENDAT-SCHNITTSTELLE (ENCODER AM2048S/R) PLAIN SHAFT, TOLERANCE N; W/O HOLDING BRAKE PROTECTION CLASS IP64; | 2350 | TEM | 1 | MC | 9.101 | 1
1FK70622AC711EG1 | SIMOTICS S SYNCHRONOUS MOTOR 1FK7-CT PN=1,5 KW; UZK=600V M0=8.5NM (100K); NN=2000RPM; NATURAL COOLING; FRAME SIZE IMB 5 (IM V1, IM V3) FLANGE 1, WITH KTY TEMPERATURESENSOR POWER CONNECTOR ROTATABLE ABSOLUTE ENCODERR 2048 S/R + 4096 UMDREHUNGEN MULTITURN, WITH ENDAT-SCHNITTSTELLE (ENCODER AM2048S/R) PLAIN SHAFT, TOLERANCE N; W/O HOLDING BRAKE PROTECTION CLASS IP65, | 2444 | TEM | 1 | MC | 9.101 | 1
1FK70622AC711EG2 | SIMOTICS S SYNCHRONOUS MOTOR 1FK7-CT PN=1,5 KW; UZK=600V M0=8.5NM (100K); NN=2000RPM; NATURAL COOLING; FRAME SIZE IMB 5 (IM V1, IM V3) FLANGE 1, WITH KTY TEMPERATURESENSOR POWER CONNECTOR ROTATABLE ABSOLUTE ENCODERR 2048 S/R + 4096 UMDREHUNGEN MULTITURN, WITH ENDAT-SCHNITTSTELLE (ENCODER AM2048S/R) PLAIN SHAFT, TOLERANCE N; W/O HOLDING BRAKE PROTECTION CLASS IP65, FLANGE ON DRIVE END IP67; | 2444 | TEM | 1 | MC | 9.101 | 1
1FK70622AC711EH0 | SIMOTICS S SYNCHRONOUS MOTOR 1FK7-CT PN=1,5 KW; UZK=600V M0=8.5NM (100K); NN=2000RPM; NATURAL COOLING; FRAME SIZE IMB 5 (IM V1, IM V3) FLANGE 1, WITH KTY TEMPERATURESENSOR POWER CONNECTOR ROTATABLE ABSOLUTE ENCODERR 2048 S/R + 4096 UMDREHUNGEN MULTITURN, WITH ENDAT-SCHNITTSTELLE (ENCODER AM2048S/R) PLAIN SHAFT, TOLERANCE N; WITH HOLDING BRAKE PROTECTION CLASS IP64; | 2655 | TEM | 1 | MC | 9.4 | 1
1FK70622AC711EH1 | SIMOTICS S SYNCHRONOUS MOTOR 1FK7-CT PN=1,5 KW; UZK=600V M0=8.5NM (100K); NN=2000RPM; NATURAL COOLING; FRAME SIZE IMB 5 (IM V1, IM V3) FLANGE 1, WITH KTY TEMPERATURESENSOR POWER CONNECTOR ROTATABLE ABSOLUTE ENCODERR 2048 S/R + 4096 UMDREHUNGEN MULTITURN, WITH ENDAT-SCHNITTSTELLE (ENCODER AM2048S/R) PLAIN SHAFT, TOLERANCE N; WITH HOLDING BRAKE PROTECTION CLASS IP65, | 2749 | TEM | 1 | MC | 9.4 | 1
1FK70622AC711EH2 | SIMOTICS S SYNCHRONOUS MOTOR 1FK7-CT PN=1,5 KW; UZK=600V M0=8.5NM (100K); NN=2000RPM; NATURAL COOLING; FRAME SIZE IMB 5 (IM V1, IM V3) FLANGE 1, WITH KTY TEMPERATURESENSOR POWER CONNECTOR ROTATABLE ABSOLUTE ENCODERR 2048 S/R + 4096 UMDREHUNGEN MULTITURN, WITH ENDAT-SCHNITTSTELLE (ENCODER AM2048S/R) PLAIN SHAFT, TOLERANCE N; WITH HOLDING BRAKE PROTECTION CLASS IP65, FLANGE ON DRIVE END IP67; | 2749 | TEM | 1 | MC | 9.4 | 1
1FK70622AC711FA1 | SIMOTICS S SYNCHRONOUS MOTOR 1FK7-CT PN=1,5 KW; UZK=600V M0=8.5NM (100K); NN=2000RPM; NATURAL COOLING; FRAME SIZE IMB 5 (IM V1, IM V3) FLANGE 1 POWER CONNECTOR ROTATABLE ABSOLUTE ENCODER 22BIT + 12 BIT MULTITURN, WITH DRIVE-CLIQ INTERFACE (ENCODER AM22DQ) SHAFT WITH FITTED KEY, TOLERANCE N; W/O HOLDING BRAKE PROTECTION CLASS IP65, | 2849 | TEM | 1 | MC | 9.101 | 1
1FK70622AC711FB0 | SIMOTICS S SYNCHRONOUS MOTOR 1FK7-CT PN=1,5 KW; UZK=600V M0=8.5NM (100K); NN=2000RPM; NATURAL COOLING; FRAME SIZE IMB 5 (IM V1, IM V3) FLANGE 1 POWER CONNECTOR ROTATABLE ABSOLUTE ENCODER 22BIT + 12 BIT MULTITURN, WITH DRIVE-CLIQ INTERFACE (ENCODER AM22DQ) SHAFT WITH FITTED KEY, TOLERANCE N; WITH HOLDING BRAKE PROTECTION CLASS IP64; | 3058 | TEM | 1 | MC | 9.4 | 1
1FK70622AC711FG0 | SIMOTICS S SYNCHRONOUS MOTOR 1FK7-CT PN=1,5 KW; UZK=600V M0=8.5NM (100K); NN=2000RPM; NATURAL COOLING; FRAME SIZE IMB 5 (IM V1, IM V3) FLANGE 1 POWER CONNECTOR ROTATABLE ABSOLUTE ENCODER 22BIT + 12 BIT MULTITURN, WITH DRIVE-CLIQ INTERFACE (ENCODER AM22DQ) PLAIN SHAFT, TOLERANCE N; W/O HOLDING BRAKE PROTECTION CLASS IP64; | 2669 | TEM | 1 | MC | 9.101 | 1
1FK70622AC711FH0 | SIMOTICS S SYNCHRONOUS MOTOR 1FK7-CT PN=1,5 KW; UZK=600V M0=8.5NM (100K); NN=2000RPM; NATURAL COOLING; FRAME SIZE IMB 5 (IM V1, IM V3) FLANGE 1 POWER CONNECTOR ROTATABLE ABSOLUTE ENCODER 22BIT + 12 BIT MULTITURN, WITH DRIVE-CLIQ INTERFACE (ENCODER AM22DQ) PLAIN SHAFT, TOLERANCE N; WITH HOLDING BRAKE PROTECTION CLASS IP64; | 2974 | TEM | 1 | MC | 9.4 | 1
1FK70622AC711KA0 | SIMOTICS S SYNCHRONOUS MOTOR 1FK7-CT PN=1,5 KW; UZK=600V M0=8.5NM (100K); NN=2000RPM; NATURAL COOLING; FRAME SIZE IMB 5 (IM V1, IM V3) FLANGE 1 POWER CONNECTOR ROTATABLE ABSOLUTE ENCODER 16BIT + 12BIT MULTITURN, WITH DRIVE-CLIQ INTERFACE (ENCODER AM16DQ) SHAFT WITH FITTED KEY, TOLERANCE N; W/O HOLDING BRAKE PROTECTION CLASS IP64; | 2238 | TEM | 1 | MC | 9.101 | 1
1FK70622AC711KA1 | SIMOTICS S SYNCHRONOUS MOTOR 1FK7-CT PN=1,5 KW; UZK=600V M0=8.5NM (100K); NN=2000RPM; NATURAL COOLING; FRAME SIZE IMB 5 (IM V1, IM V3) FLANGE 1 POWER CONNECTOR ROTATABLE ABSOLUTE ENCODER 16BIT + 12BIT MULTITURN, WITH DRIVE-CLIQ INTERFACE (ENCODER AM16DQ) SHAFT WITH FITTED KEY, TOLERANCE N; W/O HOLDING BRAKE PROTECTION CLASS IP65, | 2332 | TEM | 1 | MC | 9.101 | 1
1FK70622AC711KA2 | SIMOTICS S SYNCHRONOUS MOTOR 1FK7-CT PN=1,5 KW; UZK=600V M0=8.5NM (100K); NN=2000RPM; NATURAL COOLING; FRAME SIZE IMB 5 (IM V1, IM V3) FLANGE 1 POWER CONNECTOR ROTATABLE ABSOLUTE ENCODER 16BIT + 12BIT MULTITURN, WITH DRIVE-CLIQ INTERFACE (ENCODER AM16DQ) SHAFT WITH FITTED KEY, TOLERANCE N; W/O HOLDING BRAKE PROTECTION CLASS IP65, FLANGE ON DRIVE END IP67; | 2332 | TEM | 1 | MC | 9.101 | 1
1FK70622AC711KB0 | SIMOTICS S SYNCHRONOUS MOTOR 1FK7-CT PN=1,5 KW; UZK=600V M0=8.5NM (100K); NN=2000RPM; NATURAL COOLING; FRAME SIZE IMB 5 (IM V1, IM V3) FLANGE 1 POWER CONNECTOR ROTATABLE ABSOLUTE ENCODER 16BIT + 12BIT MULTITURN, WITH DRIVE-CLIQ INTERFACE (ENCODER AM16DQ) SHAFT WITH FITTED KEY, TOLERANCE N; WITH HOLDING BRAKE PROTECTION CLASS IP64; | 2541 | TEM | 1 | MC | 9.4 | 1
1FK70622AC711KB1 | SIMOTICS S SYNCHRONOUS MOTOR 1FK7-CT PN=1,5 KW; UZK=600V M0=8.5NM (100K); NN=2000RPM; NATURAL COOLING; FRAME SIZE IMB 5 (IM V1, IM V3) FLANGE 1 POWER CONNECTOR ROTATABLE ABSOLUTE ENCODER 16BIT + 12BIT MULTITURN, WITH DRIVE-CLIQ INTERFACE (ENCODER AM16DQ) SHAFT WITH FITTED KEY, TOLERANCE N; WITH HOLDING BRAKE PROTECTION CLASS IP65, | 2635 | TEM | 1 | MC | 9.4 | 1
1FK70622AC711KB2 | SIMOTICS S SYNCHRONOUS MOTOR 1FK7-CT PN=1,5 KW; UZK=600V M0=8.5NM (100K); NN=2000RPM; NATURAL COOLING; FRAME SIZE IMB 5 (IM V1, IM V3) FLANGE 1 POWER CONNECTOR ROTATABLE ABSOLUTE ENCODER 16BIT + 12BIT MULTITURN, WITH DRIVE-CLIQ INTERFACE (ENCODER AM16DQ) SHAFT WITH FITTED KEY, TOLERANCE N; WITH HOLDING BRAKE PROTECTION CLASS IP65, FLANGE ON DRIVE END IP67; | 2635 | TEM | 1 | MC | 9.4 | 1
1FK70622AC711KG0 | SIMOTICS S SYNCHRONOUS MOTOR 1FK7-CT PN=1,5 KW; UZK=600V M0=8.5NM (100K); NN=2000RPM; NATURAL COOLING; FRAME SIZE IMB 5 (IM V1, IM V3) FLANGE 1 POWER CONNECTOR ROTATABLE ABSOLUTE ENCODER 16BIT + 12BIT MULTITURN, WITH DRIVE-CLIQ INTERFACE (ENCODER AM16DQ) PLAIN SHAFT, TOLERANCE N; W/O HOLDING BRAKE PROTECTION CLASS IP64; | 2152 | TEM | 1 | MC | 9.101 | 1
1FK70622AC711KG1 | SIMOTICS S SYNCHRONOUS MOTOR 1FK7-CT PN=1,5 KW; UZK=600V M0=8.5NM (100K); NN=2000RPM; NATURAL COOLING; FRAME SIZE IMB 5 (IM V1, IM V3) FLANGE 1 POWER CONNECTOR ROTATABLE ABSOLUTE ENCODER 16BIT + 12BIT MULTITURN, WITH DRIVE-CLIQ INTERFACE (ENCODER AM16DQ) PLAIN SHAFT, TOLERANCE N; W/O HOLDING BRAKE PROTECTION CLASS IP65, | 2245 | TEM | 1 | MC | 9.101 | 1
1FK70622AC711KG2 | SIMOTICS S SYNCHRONOUS MOTOR 1FK7-CT PN=1,5 KW; UZK=600V M0=8.5NM (100K); NN=2000RPM; NATURAL COOLING; FRAME SIZE IMB 5 (IM V1, IM V3) FLANGE 1 POWER CONNECTOR ROTATABLE ABSOLUTE ENCODER 16BIT + 12BIT MULTITURN, WITH DRIVE-CLIQ INTERFACE (ENCODER AM16DQ) PLAIN SHAFT, TOLERANCE N; W/O HOLDING BRAKE PROTECTION CLASS IP65, FLANGE ON DRIVE END IP67; | 2245 | TEM | 1 | MC | 9.101 | 1
1FK70622AC711KH0 | SIMOTICS S SYNCHRONOUS MOTOR 1FK7-CT PN=1,5 KW; UZK=600V M0=8.5NM (100K); NN=2000RPM; NATURAL COOLING; FRAME SIZE IMB 5 (IM V1, IM V3) FLANGE 1 POWER CONNECTOR ROTATABLE ABSOLUTE ENCODER 16BIT + 12BIT MULTITURN, WITH DRIVE-CLIQ INTERFACE (ENCODER AM16DQ) PLAIN SHAFT, TOLERANCE N; WITH HOLDING BRAKE PROTECTION CLASS IP64; | 2457 | TEM | 1 | MC | 9.4 | 1
1FK70622AC711KH1 | SIMOTICS S SYNCHRONOUS MOTOR 1FK7-CT PN=1,5 KW; UZK=600V M0=8.5NM (100K); NN=2000RPM; NATURAL COOLING; FRAME SIZE IMB 5 (IM V1, IM V3) FLANGE 1 POWER CONNECTOR ROTATABLE ABSOLUTE ENCODER 16BIT + 12BIT MULTITURN, WITH DRIVE-CLIQ INTERFACE (ENCODER AM16DQ) PLAIN SHAFT, TOLERANCE N; WITH HOLDING BRAKE PROTECTION CLASS IP65, | 2550 | TEM | 1 | MC | 9.4 | 1
1FK70622AC711KH2 | SIMOTICS S SYNCHRONOUS MOTOR 1FK7-CT PN=1,5 KW; UZK=600V M0=8.5NM (100K); NN=2000RPM; NATURAL COOLING; FRAME SIZE IMB 5 (IM V1, IM V3) FLANGE 1 POWER CONNECTOR ROTATABLE ABSOLUTE ENCODER 16BIT + 12BIT MULTITURN, WITH DRIVE-CLIQ INTERFACE (ENCODER AM16DQ) PLAIN SHAFT, TOLERANCE N; WITH HOLDING BRAKE PROTECTION CLASS IP65, FLANGE ON DRIVE END IP67; | 2550 | TEM | 1 | MC | 9.4 | 1
1FK70622AC711PA0 | SIMOTICS S SYNCHRONOUS MOTOR 1FK7-CT PN=1,5 KW; UZK=600V M0=8.5NM (100K); NN=2000RPM; NATURAL COOLING; FRAME SIZE IMB 5 (IM V1, IM V3) FLANGE 1 POWER CONNECTOR ROTATABLE RESOLVER 2-POLE, WITH DRIVE CLIQ-INTERFACE SHAFT WITH FITTED KEY, TOLERANCE N; W/O HOLDING BRAKE PROTECTION CLASS IP64; | 1720 | TEM | 1 | MC | 9.201 | 1
1FK70622AC711PA1 | SIMOTICS S SYNCHRONOUS MOTOR 1FK7-CT PN=1,5 KW; UZK=600V M0=8.5NM (100K); NN=2000RPM; NATURAL COOLING; FRAME SIZE IMB 5 (IM V1, IM V3) FLANGE 1 POWER CONNECTOR ROTATABLE RESOLVER 2-POLE, WITH DRIVE CLIQ-INTERFACE SHAFT WITH FITTED KEY, TOLERANCE N; W/O HOLDING BRAKE PROTECTION CLASS IP65, | 1814 | TEM | 1 | MC | 9.201 | 1
1FK70622AC711PA2 | SIMOTICS S SYNCHRONOUS MOTOR 1FK7-CT PN=1,5 KW; UZK=600V M0=8.5NM (100K); NN=2000RPM; NATURAL COOLING; FRAME SIZE IMB 5 (IM V1, IM V3) FLANGE 1 POWER CONNECTOR ROTATABLE RESOLVER 2-POLE, WITH DRIVE CLIQ-INTERFACE SHAFT WITH FITTED KEY, TOLERANCE N; W/O HOLDING BRAKE PROTECTION CLASS IP65, FLANGE ON DRIVE END IP67; | 1814 | TEM | 1 | MC | 9.201 | 1
1FK70622AC711PB0 | SIMOTICS S SYNCHRONOUS MOTOR 1FK7-CT PN=1,5 KW; UZK=600V M0=8.5NM (100K); NN=2000RPM; NATURAL COOLING; FRAME SIZE IMB 5 (IM V1, IM V3) FLANGE 1 POWER CONNECTOR ROTATABLE RESOLVER 2-POLE, WITH DRIVE CLIQ-INTERFACE SHAFT WITH FITTED KEY, TOLERANCE N; WITH HOLDING BRAKE PROTECTION CLASS IP64; | 2023 | TEM | 1 | MC | 9.5 | 1
1FK70622AC711PB1 | SIMOTICS S SYNCHRONOUS MOTOR 1FK7-CT PN=1,5 KW; UZK=600V M0=8.5NM (100K); NN=2000RPM; NATURAL COOLING; FRAME SIZE IMB 5 (IM V1, IM V3) FLANGE 1 POWER CONNECTOR ROTATABLE RESOLVER 2-POLE, WITH DRIVE CLIQ-INTERFACE SHAFT WITH FITTED KEY, TOLERANCE N; WITH HOLDING BRAKE PROTECTION CLASS IP65, | 2117 | TEM | 1 | MC | 9.5 | 1
1FK70622AC711PB2 | SIMOTICS S SYNCHRONOUS MOTOR 1FK7-CT PN=1,5 KW; UZK=600V M0=8.5NM (100K); NN=2000RPM; NATURAL COOLING; FRAME SIZE IMB 5 (IM V1, IM V3) FLANGE 1 POWER CONNECTOR ROTATABLE RESOLVER 2-POLE, WITH DRIVE CLIQ-INTERFACE SHAFT WITH FITTED KEY, TOLERANCE N; WITH HOLDING BRAKE PROTECTION CLASS IP65, FLANGE ON DRIVE END IP67; | 2117 | TEM | 1 | MC | 9.5 | 1
1FK70622AC711PG0 | SIMOTICS S SYNCHRONOUS MOTOR 1FK7-CT PN=1,5 KW; UZK=600V M0=8.5NM (100K); NN=2000RPM; NATURAL COOLING; FRAME SIZE IMB 5 (IM V1, IM V3) FLANGE 1 POWER CONNECTOR ROTATABLE RESOLVER 2-POLE, WITH DRIVE CLIQ-INTERFACE PLAIN SHAFT, TOLERANCE N; W/O HOLDING BRAKE PROTECTION CLASS IP64; | 1634 | TEM | 1 | MC | 9.201 | 1
1FK70622AC711PG1 | SIMOTICS S SYNCHRONOUS MOTOR 1FK7-CT PN=1,5 KW; UZK=600V M0=8.5NM (100K); NN=2000RPM; NATURAL COOLING; FRAME SIZE IMB 5 (IM V1, IM V3) FLANGE 1 POWER CONNECTOR ROTATABLE RESOLVER 2-POLE, WITH DRIVE CLIQ-INTERFACE PLAIN SHAFT, TOLERANCE N; W/O HOLDING BRAKE PROTECTION CLASS IP65, | 1727 | TEM | 1 | MC | 9.201 | 1
1FK70622AC711PG2 | SIMOTICS S SYNCHRONOUS MOTOR 1FK7-CT PN=1,5 KW; UZK=600V M0=8.5NM (100K); NN=2000RPM; NATURAL COOLING; FRAME SIZE IMB 5 (IM V1, IM V3) FLANGE 1 POWER CONNECTOR ROTATABLE RESOLVER 2-POLE, WITH DRIVE CLIQ-INTERFACE PLAIN SHAFT, TOLERANCE N; W/O HOLDING BRAKE PROTECTION CLASS IP65, FLANGE ON DRIVE END IP67; | 1727 | TEM | 1 | MC | 9.201 | 1
1FK70622AC711PH0 | SIMOTICS S SYNCHRONOUS MOTOR 1FK7-CT PN=1,5 KW; UZK=600V M0=8.5NM (100K); NN=2000RPM; NATURAL COOLING; FRAME SIZE IMB 5 (IM V1, IM V3) FLANGE 1 POWER CONNECTOR ROTATABLE RESOLVER 2-POLE, WITH DRIVE CLIQ-INTERFACE PLAIN SHAFT, TOLERANCE N; WITH HOLDING BRAKE PROTECTION CLASS IP64; | 1939 | TEM | 1 | MC | 9.5 | 1
1FK70622AC711PH1 | SIMOTICS S SYNCHRONOUS MOTOR 1FK7-CT PN=1,5 KW; UZK=600V M0=8.5NM (100K); NN=2000RPM; NATURAL COOLING; FRAME SIZE IMB 5 (IM V1, IM V3) FLANGE 1 POWER CONNECTOR ROTATABLE RESOLVER 2-POLE, WITH DRIVE CLIQ-INTERFACE PLAIN SHAFT, TOLERANCE N; WITH HOLDING BRAKE PROTECTION CLASS IP65, | 2033 | TEM | 1 | MC | 9.5 | 1
1FK70622AC711PH2 | SIMOTICS S SYNCHRONOUS MOTOR 1FK7-CT PN=1,5 KW; UZK=600V M0=8.5NM (100K); NN=2000RPM; NATURAL COOLING; FRAME SIZE IMB 5 (IM V1, IM V3) FLANGE 1 POWER CONNECTOR ROTATABLE RESOLVER 2-POLE, WITH DRIVE CLIQ-INTERFACE PLAIN SHAFT, TOLERANCE N; WITH HOLDING BRAKE PROTECTION CLASS IP65, FLANGE ON DRIVE END IP67; | 2033 | TEM | 1 | MC | 9.5 | 1
1FK70622AC711QA0 | SIMOTICS S SYNCHRONOUS MOTOR 1FK7-CT PN=1,5 KW; UZK=600V M0=8.5NM (100K); NN=2000RPM; NATURAL COOLING; FRAME SIZE IMB 5 (IM V1, IM V3) FLANGE 1 POWER CONNECTOR ROTATABLE ABSOLUTE ENCODER SINGLETURN 20 BIT WITH DRIVE-CLIQ INTERFACE (ENCODER AS20DQI) SHAFT WITH FITTED KEY, TOLERANCE N; W/O HOLDING BRAKE PROTECTION CLASS IP64; | 1823 | TEM | 1 | MC | 9.101 | 1
1FK70622AC711QA1 | SIMOTICS S SYNCHRONOUS MOTOR 1FK7-CT PN=1,5 KW; UZK=600V M0=8.5NM (100K); NN=2000RPM; NATURAL COOLING; FRAME SIZE IMB 5 (IM V1, IM V3) FLANGE 1 POWER CONNECTOR ROTATABLE ABSOLUTE ENCODER SINGLETURN 20 BIT WITH DRIVE-CLIQ INTERFACE (ENCODER AS20DQI) SHAFT WITH FITTED KEY, TOLERANCE N; W/O HOLDING BRAKE PROTECTION CLASS IP65, | 1917 | TEM | 1 | MC | 9.101 | 1
1FK70622AC711QA2 | SIMOTICS S SYNCHRONOUS MOTOR 1FK7-CT PN=1,5 KW; UZK=600V M0=8.5NM (100K); NN=2000RPM; NATURAL COOLING; FRAME SIZE IMB 5 (IM V1, IM V3) FLANGE 1 POWER CONNECTOR ROTATABLE ABSOLUTE ENCODER SINGLETURN 20 BIT WITH DRIVE-CLIQ INTERFACE (ENCODER AS20DQI) SHAFT WITH FITTED KEY, TOLERANCE N; W/O HOLDING BRAKE PROTECTION CLASS IP65, FLANGE ON DRIVE END IP67; | 1917 | TEM | 1 | MC | 9.101 | 1
1FK70622AC711QB0 | SIMOTICS S SYNCHRONOUS MOTOR 1FK7-CT PN=1,5 KW; UZK=600V M0=8.5NM (100K); NN=2000RPM; NATURAL COOLING; FRAME SIZE IMB 5 (IM V1, IM V3) FLANGE 1 POWER CONNECTOR ROTATABLE ABSOLUTE ENCODER SINGLETURN 20 BIT WITH DRIVE-CLIQ INTERFACE (ENCODER AS20DQI) SHAFT WITH FITTED KEY, TOLERANCE N; WITH HOLDING BRAKE PROTECTION CLASS IP64; | 2126 | TEM | 1 | MC | 9.4 | 1
1FK70622AC711QB1 | SIMOTICS S SYNCHRONOUS MOTOR 1FK7-CT PN=1,5 KW; UZK=600V M0=8.5NM (100K); NN=2000RPM; NATURAL COOLING; FRAME SIZE IMB 5 (IM V1, IM V3) FLANGE 1 POWER CONNECTOR ROTATABLE ABSOLUTE ENCODER SINGLETURN 20 BIT WITH DRIVE-CLIQ INTERFACE (ENCODER AS20DQI) SHAFT WITH FITTED KEY, TOLERANCE N; WITH HOLDING BRAKE PROTECTION CLASS IP65, | 2220 | TEM | 1 | MC | 9.4 | 1
1FK70622AC711QB2 | SIMOTICS S SYNCHRONOUS MOTOR 1FK7-CT PN=1,5 KW; UZK=600V M0=8.5NM (100K); NN=2000RPM; NATURAL COOLING; FRAME SIZE IMB 5 (IM V1, IM V3) FLANGE 1 POWER CONNECTOR ROTATABLE ABSOLUTE ENCODER SINGLETURN 20 BIT WITH DRIVE-CLIQ INTERFACE (ENCODER AS20DQI) SHAFT WITH FITTED KEY, TOLERANCE N; WITH HOLDING BRAKE PROTECTION CLASS IP65, FLANGE ON DRIVE END IP67; | 2220 | TEM | 1 | MC | 9.4 | 1
1FK70622AC711QG0 | SIMOTICS S SYNCHRONOUS MOTOR 1FK7-CT PN=1,5 KW; UZK=600V M0=8.5NM (100K); NN=2000RPM; NATURAL COOLING; FRAME SIZE IMB 5 (IM V1, IM V3) FLANGE 1 POWER CONNECTOR ROTATABLE ABSOLUTE ENCODER SINGLETURN 20 BIT WITH DRIVE-CLIQ INTERFACE (ENCODER AS20DQI) PLAIN SHAFT, TOLERANCE N; W/O HOLDING BRAKE PROTECTION CLASS IP64; | 1737 | TEM | 1 | MC | 9.101 | 1
1FK70622AC711QG1 | SIMOTICS S SYNCHRONOUS MOTOR 1FK7-CT PN=1,5 KW; UZK=600V M0=8.5NM (100K); NN=2000RPM; NATURAL COOLING; FRAME SIZE IMB 5 (IM V1, IM V3) FLANGE 1 POWER CONNECTOR ROTATABLE ABSOLUTE ENCODER SINGLETURN 20 BIT WITH DRIVE-CLIQ INTERFACE (ENCODER AS20DQI) PLAIN SHAFT, TOLERANCE N; W/O HOLDING BRAKE PROTECTION CLASS IP65, | 1830 | TEM | 1 | MC | 9.101 | 1
1FK70622AC711QG2 | SIMOTICS S SYNCHRONOUS MOTOR 1FK7-CT PN=1,5 KW; UZK=600V M0=8.5NM (100K); NN=2000RPM; NATURAL COOLING; FRAME SIZE IMB 5 (IM V1, IM V3) FLANGE 1 POWER CONNECTOR ROTATABLE ABSOLUTE ENCODER SINGLETURN 20 BIT WITH DRIVE-CLIQ INTERFACE (ENCODER AS20DQI) PLAIN SHAFT, TOLERANCE N; W/O HOLDING BRAKE PROTECTION CLASS IP65, FLANGE ON DRIVE END IP67; | 1830 | TEM | 1 | MC | 9.101 | 1
1FK70622AC711QH0 | SIMOTICS S SYNCHRONOUS MOTOR 1FK7-CT PN=1,5 KW; UZK=600V M0=8.5NM (100K); NN=2000RPM; NATURAL COOLING; FRAME SIZE IMB 5 (IM V1, IM V3) FLANGE 1 POWER CONNECTOR ROTATABLE ABSOLUTE ENCODER SINGLETURN 20 BIT WITH DRIVE-CLIQ INTERFACE (ENCODER AS20DQI) PLAIN SHAFT, TOLERANCE N; WITH HOLDING BRAKE PROTECTION CLASS IP64; | 2042 | TEM | 1 | MC | 9.4 | 1
1FK70622AC711QH1 | SIMOTICS S SYNCHRONOUS MOTOR 1FK7-CT PN=1,5 KW; UZK=600V M0=8.5NM (100K); NN=2000RPM; NATURAL COOLING; FRAME SIZE IMB 5 (IM V1, IM V3) FLANGE 1 POWER CONNECTOR ROTATABLE ABSOLUTE ENCODER SINGLETURN 20 BIT WITH DRIVE-CLIQ INTERFACE (ENCODER AS20DQI) PLAIN SHAFT, TOLERANCE N; WITH HOLDING BRAKE PROTECTION CLASS IP65, | 2136 | TEM | 1 | MC | 9.4 | 1
1FK70622AC711QH2 | SIMOTICS S SYNCHRONOUS MOTOR 1FK7-CT PN=1,5 KW; UZK=600V M0=8.5NM (100K); NN=2000RPM; NATURAL COOLING; FRAME SIZE IMB 5 (IM V1, IM V3) FLANGE 1 POWER CONNECTOR ROTATABLE ABSOLUTE ENCODER SINGLETURN 20 BIT WITH DRIVE-CLIQ INTERFACE (ENCODER AS20DQI) PLAIN SHAFT, TOLERANCE N; WITH HOLDING BRAKE PROTECTION CLASS IP65, FLANGE ON DRIVE END IP67; | 2136 | TEM | 1 | MC | 9.4 | 1
1FK70622AC711RA0 | SIMOTICS S SYNCHRONOUS MOTOR 1FK7-CT PN=1,5 KW; UZK=600V M0=8.5NM (100K); NN=2000RPM; NATURAL COOLING; FRAME SIZE IMB 5 (IM V1, IM V3) FLANGE 1 POWER CONNECTOR ROTATABLE ABSOLUTE ENCODER 20 BIT + 12 BIT MULTITURN WITH DRIVE-CLIQ INTERFACE (ENCODER AM20DQI) SHAFT WITH FITTED KEY, TOLERANCE N; W/O HOLDING BRAKE PROTECTION CLASS IP64; | 2197 | TEM | 1 | MC | 9.101 | 1
1FK70622AC711RA1 | SIMOTICS S SYNCHRONOUS MOTOR 1FK7-CT PN=1,5 KW; UZK=600V M0=8.5NM (100K); NN=2000RPM; NATURAL COOLING; FRAME SIZE IMB 5 (IM V1, IM V3) FLANGE 1 POWER CONNECTOR ROTATABLE ABSOLUTE ENCODER 20 BIT + 12 BIT MULTITURN WITH DRIVE-CLIQ INTERFACE (ENCODER AM20DQI) SHAFT WITH FITTED KEY, TOLERANCE N; W/O HOLDING BRAKE PROTECTION CLASS IP65, | 2291 | TEM | 1 | MC | 9.101 | 1
1FK70622AC711RA2 | SIMOTICS S SYNCHRONOUS MOTOR 1FK7-CT PN=1,5 KW; UZK=600V M0=8.5NM (100K); NN=2000RPM; NATURAL COOLING; FRAME SIZE IMB 5 (IM V1, IM V3) FLANGE 1 POWER CONNECTOR ROTATABLE ABSOLUTE ENCODER 20 BIT + 12 BIT MULTITURN WITH DRIVE-CLIQ INTERFACE (ENCODER AM20DQI) SHAFT WITH FITTED KEY, TOLERANCE N; W/O HOLDING BRAKE PROTECTION CLASS IP65, FLANGE ON DRIVE END IP67; | 2291 | TEM | 1 | MC | 9.101 | 1
1FK70622AC711RB0 | SIMOTICS S SYNCHRONOUS MOTOR 1FK7-CT PN=1,5 KW; UZK=600V M0=8.5NM (100K); NN=2000RPM; NATURAL COOLING; FRAME SIZE IMB 5 (IM V1, IM V3) FLANGE 1 POWER CONNECTOR ROTATABLE ABSOLUTE ENCODER 20 BIT + 12 BIT MULTITURN WITH DRIVE-CLIQ INTERFACE (ENCODER AM20DQI) SHAFT WITH FITTED KEY, TOLERANCE N; WITH HOLDING BRAKE PROTECTION CLASS IP64; | 2500 | TEM | 1 | MC | 9.4 | 1
1FK70622AC711RB1 | SIMOTICS S SYNCHRONOUS MOTOR 1FK7-CT PN=1,5 KW; UZK=600V M0=8.5NM (100K); NN=2000RPM; NATURAL COOLING; FRAME SIZE IMB 5 (IM V1, IM V3) FLANGE 1 POWER CONNECTOR ROTATABLE ABSOLUTE ENCODER 20 BIT + 12 BIT MULTITURN WITH DRIVE-CLIQ INTERFACE (ENCODER AM20DQI) SHAFT WITH FITTED KEY, TOLERANCE N; WITH HOLDING BRAKE PROTECTION CLASS IP65, | 2594 | TEM | 1 | MC | 9.4 | 1
1FK70622AC711RB2 | SIMOTICS S SYNCHRONOUS MOTOR 1FK7-CT PN=1,5 KW; UZK=600V M0=8.5NM (100K); NN=2000RPM; NATURAL COOLING; FRAME SIZE IMB 5 (IM V1, IM V3) FLANGE 1 POWER CONNECTOR ROTATABLE ABSOLUTE ENCODER 20 BIT + 12 BIT MULTITURN WITH DRIVE-CLIQ INTERFACE (ENCODER AM20DQI) SHAFT WITH FITTED KEY, TOLERANCE N; WITH HOLDING BRAKE PROTECTION CLASS IP65, FLANGE ON DRIVE END IP67; | 2594 | TEM | 1 | MC | 9.4 | 1
1FK70622AC711RG0 | SIMOTICS S SYNCHRONOUS MOTOR 1FK7-CT PN=1,5 KW; UZK=600V M0=8.5NM (100K); NN=2000RPM; NATURAL COOLING; FRAME SIZE IMB 5 (IM V1, IM V3) FLANGE 1 POWER CONNECTOR ROTATABLE ABSOLUTE ENCODER 20 BIT + 12 BIT MULTITURN WITH DRIVE-CLIQ INTERFACE (ENCODER AM20DQI) PLAIN SHAFT, TOLERANCE N; W/O HOLDING BRAKE PROTECTION CLASS IP64; | 2111 | TEM | 1 | MC | 9.101 | 1
1FK70622AC711RG1 | SIMOTICS S SYNCHRONOUS MOTOR 1FK7-CT PN=1,5 KW; UZK=600V M0=8.5NM (100K); NN=2000RPM; NATURAL COOLING; FRAME SIZE IMB 5 (IM V1, IM V3) FLANGE 1 POWER CONNECTOR ROTATABLE ABSOLUTE ENCODER 20 BIT + 12 BIT MULTITURN WITH DRIVE-CLIQ INTERFACE (ENCODER AM20DQI) PLAIN SHAFT, TOLERANCE N; W/O HOLDING BRAKE PROTECTION CLASS IP65, | 2204 | TEM | 1 | MC | 9.101 | 1
1FK70622AC711RG2 | SIMOTICS S SYNCHRONOUS MOTOR 1FK7-CT PN=1,5 KW; UZK=600V M0=8.5NM (100K); NN=2000RPM; NATURAL COOLING; FRAME SIZE IMB 5 (IM V1, IM V3) FLANGE 1 POWER CONNECTOR ROTATABLE ABSOLUTE ENCODER 20 BIT + 12 BIT MULTITURN WITH DRIVE-CLIQ INTERFACE (ENCODER AM20DQI) PLAIN SHAFT, TOLERANCE N; W/O HOLDING BRAKE PROTECTION CLASS IP65, FLANGE ON DRIVE END IP67; | 2204 | TEM | 1 | MC | 9.101 | 1
1FK70622AC711RH0 | SIMOTICS S SYNCHRONOUS MOTOR 1FK7-CT PN=1,5 KW; UZK=600V M0=8.5NM (100K); NN=2000RPM; NATURAL COOLING; FRAME SIZE IMB 5 (IM V1, IM V3) FLANGE 1 POWER CONNECTOR ROTATABLE ABSOLUTE ENCODER 20 BIT + 12 BIT MULTITURN WITH DRIVE-CLIQ INTERFACE (ENCODER AM20DQI) PLAIN SHAFT, TOLERANCE N; WITH HOLDING BRAKE PROTECTION CLASS IP64; | 2416 | TEM | 1 | MC | 9.4 | 1
1FK70622AC711RH1 | SIMOTICS S SYNCHRONOUS MOTOR 1FK7-CT PN=1,5 KW; UZK=600V M0=8.5NM (100K); NN=2000RPM; NATURAL COOLING; FRAME SIZE IMB 5 (IM V1, IM V3) FLANGE 1 POWER CONNECTOR ROTATABLE ABSOLUTE ENCODER 20 BIT + 12 BIT MULTITURN WITH DRIVE-CLIQ INTERFACE (ENCODER AM20DQI) PLAIN SHAFT, TOLERANCE N; WITH HOLDING BRAKE PROTECTION CLASS IP65, | 2510 | TEM | 1 | MC | 9.4 | 1
1FK70622AC711RH2 | SIMOTICS S SYNCHRONOUS MOTOR 1FK7-CT PN=1,5 KW; UZK=600V M0=8.5NM (100K); NN=2000RPM; NATURAL COOLING; FRAME SIZE IMB 5 (IM V1, IM V3) FLANGE 1 POWER CONNECTOR ROTATABLE ABSOLUTE ENCODER 20 BIT + 12 BIT MULTITURN WITH DRIVE-CLIQ INTERFACE (ENCODER AM20DQI) PLAIN SHAFT, TOLERANCE N; WITH HOLDING BRAKE PROTECTION CLASS IP65, FLANGE ON DRIVE END IP67; | 2510 | TEM | 1 | MC | 9.4 | 1
1FK70622AC711SA0 | SIMOTICS S SYNCHRONOUS MOTOR 1FK7-CT PN=1,5 KW; UZK=600V M0=8.5NM (100K); NN=2000RPM; NATURAL COOLING; FRAME SIZE IMB 5 (IM V1, IM V3) FLANGE 1, WITH KTY TEMPERATURESENSOR POWER CONNECTOR ROTATABLE RESOLVER MULTI-POLE (RESOLVER P=4); SHAFT WITH FITTED KEY, TOLERANCE N; W/O HOLDING BRAKE PROTECTION CLASS IP64; | 1479 | TEM | 1 | MC | 9.102 | 1
1FK70622AC711SA1 | SIMOTICS S SYNCHRONOUS MOTOR 1FK7-CT PN=1,5 KW; UZK=600V M0=8.5NM (100K); NN=2000RPM; NATURAL COOLING; FRAME SIZE IMB 5 (IM V1, IM V3) FLANGE 1, WITH KTY TEMPERATURESENSOR POWER CONNECTOR ROTATABLE RESOLVER MULTI-POLE (RESOLVER P=4); SHAFT WITH FITTED KEY, TOLERANCE N; W/O HOLDING BRAKE PROTECTION CLASS IP65, | 1573 | TEM | 1 | MC | 9.102 | 1
1FK70622AC711SA2 | SIMOTICS S SYNCHRONOUS MOTOR 1FK7-CT PN=1,5 KW; UZK=600V M0=8.5NM (100K); NN=2000RPM; NATURAL COOLING; FRAME SIZE IMB 5 (IM V1, IM V3) FLANGE 1, WITH KTY TEMPERATURESENSOR POWER CONNECTOR ROTATABLE RESOLVER MULTI-POLE (RESOLVER P=4); SHAFT WITH FITTED KEY, TOLERANCE N; W/O HOLDING BRAKE PROTECTION CLASS IP65, FLANGE ON DRIVE END IP67; | 1573 | TEM | 1 | MC | 9.102 | 1
1FK70622AC711SB0 | SIMOTICS S SYNCHRONOUS MOTOR 1FK7-CT PN=1,5 KW; UZK=600V M0=8.5NM (100K); NN=2000RPM; NATURAL COOLING; FRAME SIZE IMB 5 (IM V1, IM V3) FLANGE 1, WITH KTY TEMPERATURESENSOR POWER CONNECTOR ROTATABLE RESOLVER MULTI-POLE (RESOLVER P=4); SHAFT WITH FITTED KEY, TOLERANCE N; WITH HOLDING BRAKE PROTECTION CLASS IP64; | 1782 | TEM | 1 | MC | 9.401 | 1
1FK70622AC711SB1 | SIMOTICS S SYNCHRONOUS MOTOR 1FK7-CT PN=1,5 KW; UZK=600V M0=8.5NM (100K); NN=2000RPM; NATURAL COOLING; FRAME SIZE IMB 5 (IM V1, IM V3) FLANGE 1, WITH KTY TEMPERATURESENSOR POWER CONNECTOR ROTATABLE RESOLVER MULTI-POLE (RESOLVER P=4); SHAFT WITH FITTED KEY, TOLERANCE N; WITH HOLDING BRAKE PROTECTION CLASS IP65, | 1876 | TEM | 1 | MC | 9.401 | 1
1FK70622AC711SB2 | SIMOTICS S SYNCHRONOUS MOTOR 1FK7-CT PN=1,5 KW; UZK=600V M0=8.5NM (100K); NN=2000RPM; NATURAL COOLING; FRAME SIZE IMB 5 (IM V1, IM V3) FLANGE 1, WITH KTY TEMPERATURESENSOR POWER CONNECTOR ROTATABLE RESOLVER MULTI-POLE (RESOLVER P=4); SHAFT WITH FITTED KEY, TOLERANCE N; WITH HOLDING BRAKE PROTECTION CLASS IP65, FLANGE ON DRIVE END IP67; | 1876 | TEM | 1 | MC | 9.401 | 1
1FK70622AC711SG0 | SIMOTICS S SYNCHRONOUS MOTOR 1FK7-CT PN=1,5 KW; UZK=600V M0=8.5NM (100K); NN=2000RPM; NATURAL COOLING; FRAME SIZE IMB 5 (IM V1, IM V3) FLANGE 1, WITH KTY TEMPERATURESENSOR POWER CONNECTOR ROTATABLE RESOLVER MULTI-POLE (RESOLVER P=4); PLAIN SHAFT, TOLERANCE N; W/O HOLDING BRAKE PROTECTION CLASS IP64; | 1393 | TEM | 1 | MC | 9.102 | 1
1FK70622AC711SG1 | SIMOTICS S SYNCHRONOUS MOTOR 1FK7-CT PN=1,5 KW; UZK=600V M0=8.5NM (100K); NN=2000RPM; NATURAL COOLING; FRAME SIZE IMB 5 (IM V1, IM V3) FLANGE 1, WITH KTY TEMPERATURESENSOR POWER CONNECTOR ROTATABLE RESOLVER MULTI-POLE (RESOLVER P=4); PLAIN SHAFT, TOLERANCE N; W/O HOLDING BRAKE PROTECTION CLASS IP65, | 1486 | TEM | 1 | MC | 9.102 | 1
1FK70622AC711SG2 | SIMOTICS S SYNCHRONOUS MOTOR 1FK7-CT PN=1,5 KW; UZK=600V M0=8.5NM (100K); NN=2000RPM; NATURAL COOLING; FRAME SIZE IMB 5 (IM V1, IM V3) FLANGE 1, WITH KTY TEMPERATURESENSOR POWER CONNECTOR ROTATABLE RESOLVER MULTI-POLE (RESOLVER P=4); PLAIN SHAFT, TOLERANCE N; W/O HOLDING BRAKE PROTECTION CLASS IP65, FLANGE ON DRIVE END IP67; | 1486 | TEM | 1 | MC | 9.102 | 1
1FK70622AC711SH0 | SIMOTICS S SYNCHRONOUS MOTOR 1FK7-CT PN=1,5 KW; UZK=600V M0=8.5NM (100K); NN=2000RPM; NATURAL COOLING; FRAME SIZE IMB 5 (IM V1, IM V3) FLANGE 1, WITH KTY TEMPERATURESENSOR POWER CONNECTOR ROTATABLE RESOLVER MULTI-POLE (RESOLVER P=4); PLAIN SHAFT, TOLERANCE N; WITH HOLDING BRAKE PROTECTION CLASS IP64; | 1698 | TEM | 1 | MC | 9.401 | 1
1FK70622AC711SH1 | SIMOTICS S SYNCHRONOUS MOTOR 1FK7-CT PN=1,5 KW; UZK=600V M0=8.5NM (100K); NN=2000RPM; NATURAL COOLING; FRAME SIZE IMB 5 (IM V1, IM V3) FLANGE 1, WITH KTY TEMPERATURESENSOR POWER CONNECTOR ROTATABLE RESOLVER MULTI-POLE (RESOLVER P=4); PLAIN SHAFT, TOLERANCE N; WITH HOLDING BRAKE PROTECTION CLASS IP65, | 1792 | TEM | 1 | MC | 9.401 | 1
1FK70622AC711SH2 | SIMOTICS S SYNCHRONOUS MOTOR 1FK7-CT PN=1,5 KW; UZK=600V M0=8.5NM (100K); NN=2000RPM; NATURAL COOLING; FRAME SIZE IMB 5 (IM V1, IM V3) FLANGE 1, WITH KTY TEMPERATURESENSOR POWER CONNECTOR ROTATABLE RESOLVER MULTI-POLE (RESOLVER P=4); PLAIN SHAFT, TOLERANCE N; WITH HOLDING BRAKE PROTECTION CLASS IP65, FLANGE ON DRIVE END IP67; | 1792 | TEM | 1 | MC | 9.401 | 1
1FK70622AC711TA0 | SIMOTICS S SYNCHRONOUS MOTOR 1FK7-CT PN=1,5 KW; UZK=600V M0=8.5NM (100K); NN=2000RPM; NATURAL COOLING; FRAME SIZE IMB 5 (IM V1, IM V3) FLANGE 1, WITH KTY TEMPERATURESENSOR POWER CONNECTOR ROTATABLE RESOLVER 2-POLE (RESOLVER P=1); SHAFT WITH FITTED KEY, TOLERANCE N; W/O HOLDING BRAKE PROTECTION CLASS IP64; | 1479 | TEM | 1 | MC | 9.102 | 1
1FK70622AC711TA1 | SIMOTICS S SYNCHRONOUS MOTOR 1FK7-CT PN=1,5 KW; UZK=600V M0=8.5NM (100K); NN=2000RPM; NATURAL COOLING; FRAME SIZE IMB 5 (IM V1, IM V3) FLANGE 1, WITH KTY TEMPERATURESENSOR POWER CONNECTOR ROTATABLE RESOLVER 2-POLE (RESOLVER P=1); SHAFT WITH FITTED KEY, TOLERANCE N; W/O HOLDING BRAKE PROTECTION CLASS IP65, | 1573 | TEM | 1 | MC | 9.102 | 1
1FK70622AC711TA2 | SIMOTICS S SYNCHRONOUS MOTOR 1FK7-CT PN=1,5 KW; UZK=600V M0=8.5NM (100K); NN=2000RPM; NATURAL COOLING; FRAME SIZE IMB 5 (IM V1, IM V3) FLANGE 1, WITH KTY TEMPERATURESENSOR POWER CONNECTOR ROTATABLE RESOLVER 2-POLE (RESOLVER P=1); SHAFT WITH FITTED KEY, TOLERANCE N; W/O HOLDING BRAKE PROTECTION CLASS IP65, FLANGE ON DRIVE END IP67; | 1573 | TEM | 1 | MC | 9.102 | 1
1FK70622AC711TB0 | SIMOTICS S SYNCHRONOUS MOTOR 1FK7-CT PN=1,5 KW; UZK=600V M0=8.5NM (100K); NN=2000RPM; NATURAL COOLING; FRAME SIZE IMB 5 (IM V1, IM V3) FLANGE 1, WITH KTY TEMPERATURESENSOR POWER CONNECTOR ROTATABLE RESOLVER 2-POLE (RESOLVER P=1); SHAFT WITH FITTED KEY, TOLERANCE N; WITH HOLDING BRAKE PROTECTION CLASS IP64; | 1782 | TEM | 1 | MC | 9.401 | 1
1FK70622AC711TB1 | SIMOTICS S SYNCHRONOUS MOTOR 1FK7-CT PN=1,5 KW; UZK=600V M0=8.5NM (100K); NN=2000RPM; NATURAL COOLING; FRAME SIZE IMB 5 (IM V1, IM V3) FLANGE 1, WITH KTY TEMPERATURESENSOR POWER CONNECTOR ROTATABLE RESOLVER 2-POLE (RESOLVER P=1); SHAFT WITH FITTED KEY, TOLERANCE N; WITH HOLDING BRAKE PROTECTION CLASS IP65, | 1876 | TEM | 1 | MC | 9.401 | 1
1FK70622AC711TB2 | SIMOTICS S SYNCHRONOUS MOTOR 1FK7-CT PN=1,5 KW; UZK=600V M0=8.5NM (100K); NN=2000RPM; NATURAL COOLING; FRAME SIZE IMB 5 (IM V1, IM V3) FLANGE 1, WITH KTY TEMPERATURESENSOR POWER CONNECTOR ROTATABLE RESOLVER 2-POLE (RESOLVER P=1); SHAFT WITH FITTED KEY, TOLERANCE N; WITH HOLDING BRAKE PROTECTION CLASS IP65, FLANGE ON DRIVE END IP67; | 1876 | TEM | 1 | MC | 9.401 | 1
1FK70622AC711TG0 | SIMOTICS S SYNCHRONOUS MOTOR 1FK7-CT PN=1,5 KW; UZK=600V M0=8.5NM (100K); NN=2000RPM; NATURAL COOLING; FRAME SIZE IMB 5 (IM V1, IM V3) FLANGE 1, WITH KTY TEMPERATURESENSOR POWER CONNECTOR ROTATABLE RESOLVER 2-POLE (RESOLVER P=1); PLAIN SHAFT, TOLERANCE N; W/O HOLDING BRAKE PROTECTION CLASS IP64; | 1393 | TEM | 1 | MC | 9.102 | 1
1FK70622AC711TG1 | SIMOTICS S SYNCHRONOUS MOTOR 1FK7-CT PN=1,5 KW; UZK=600V M0=8.5NM (100K); NN=2000RPM; NATURAL COOLING; FRAME SIZE IMB 5 (IM V1, IM V3) FLANGE 1, WITH KTY TEMPERATURESENSOR POWER CONNECTOR ROTATABLE RESOLVER 2-POLE (RESOLVER P=1); PLAIN SHAFT, TOLERANCE N; W/O HOLDING BRAKE PROTECTION CLASS IP65, | 1486 | TEM | 1 | MC | 9.102 | 1
1FK70622AC711TG2 | SIMOTICS S SYNCHRONOUS MOTOR 1FK7-CT PN=1,5 KW; UZK=600V M0=8.5NM (100K); NN=2000RPM; NATURAL COOLING; FRAME SIZE IMB 5 (IM V1, IM V3) FLANGE 1, WITH KTY TEMPERATURESENSOR POWER CONNECTOR ROTATABLE RESOLVER 2-POLE (RESOLVER P=1); PLAIN SHAFT, TOLERANCE N; W/O HOLDING BRAKE PROTECTION CLASS IP65, FLANGE ON DRIVE END IP67; | 1486 | TEM | 1 | MC | 9.102 | 1
1FK70622AC711TH0 | SIMOTICS S SYNCHRONOUS MOTOR 1FK7-CT PN=1,5 KW; UZK=600V M0=8.5NM (100K); NN=2000RPM; NATURAL COOLING; FRAME SIZE IMB 5 (IM V1, IM V3) FLANGE 1, WITH KTY TEMPERATURESENSOR POWER CONNECTOR ROTATABLE RESOLVER 2-POLE (RESOLVER P=1); PLAIN SHAFT, TOLERANCE N; WITH HOLDING BRAKE PROTECTION CLASS IP64; | 1698 | TEM | 1 | MC | 9.401 | 1
1FK70622AC711TH1 | SIMOTICS S SYNCHRONOUS MOTOR 1FK7-CT PN=1,5 KW; UZK=600V M0=8.5NM (100K); NN=2000RPM; NATURAL COOLING; FRAME SIZE IMB 5 (IM V1, IM V3) FLANGE 1, WITH KTY TEMPERATURESENSOR POWER CONNECTOR ROTATABLE RESOLVER 2-POLE (RESOLVER P=1); PLAIN SHAFT, TOLERANCE N; WITH HOLDING BRAKE PROTECTION CLASS IP65, | 1792 | TEM | 1 | MC | 9.401 | 1
1FK70622AC711TH2 | SIMOTICS S SYNCHRONOUS MOTOR 1FK7-CT PN=1,5 KW; UZK=600V M0=8.5NM (100K); NN=2000RPM; NATURAL COOLING; FRAME SIZE IMB 5 (IM V1, IM V3) FLANGE 1, WITH KTY TEMPERATURESENSOR POWER CONNECTOR ROTATABLE RESOLVER 2-POLE (RESOLVER P=1); PLAIN SHAFT, TOLERANCE N; WITH HOLDING BRAKE PROTECTION CLASS IP65, FLANGE ON DRIVE END IP67; | 1792 | TEM | 1 | MC | 9.401 | 1
1FK70622AC711UA0 | SIMOTICS S SYNCHRONOUS MOTOR 1FK7-CT PN=1,5 KW; UZK=600V M0=8.5NM (100K); NN=2000RPM; NATURAL COOLING; FRAME SIZE IMB 5 (IM V1, IM V3) FLANGE 1 POWER CONNECTOR ROTATABLE RESOLVER MULTI-POLE WITH DRIVE-CLIQ INTERFACE; SHAFT WITH FITTED KEY, TOLERANCE N; W/O HOLDING BRAKE PROTECTION CLASS IP64; | 1720 | TEM | 1 | MC | 9.102 | 1
1FK70622AC711UA1 | SIMOTICS S SYNCHRONOUS MOTOR 1FK7-CT PN=1,5 KW; UZK=600V M0=8.5NM (100K); NN=2000RPM; NATURAL COOLING; FRAME SIZE IMB 5 (IM V1, IM V3) FLANGE 1 POWER CONNECTOR ROTATABLE RESOLVER MULTI-POLE WITH DRIVE-CLIQ INTERFACE; SHAFT WITH FITTED KEY, TOLERANCE N; W/O HOLDING BRAKE PROTECTION CLASS IP65, | 1814 | TEM | 1 | MC | 9.102 | 1
1FK70622AC711UA2 | SIMOTICS S SYNCHRONOUS MOTOR 1FK7-CT PN=1,5 KW; UZK=600V M0=8.5NM (100K); NN=2000RPM; NATURAL COOLING; FRAME SIZE IMB 5 (IM V1, IM V3) FLANGE 1 POWER CONNECTOR ROTATABLE RESOLVER MULTI-POLE WITH DRIVE-CLIQ INTERFACE; SHAFT WITH FITTED KEY, TOLERANCE N; W/O HOLDING BRAKE PROTECTION CLASS IP65, FLANGE ON DRIVE END IP67; | 1814 | TEM | 1 | MC | 9.102 | 1
1FK70622AC711UB0 | SIMOTICS S SYNCHRONOUS MOTOR 1FK7-CT PN=1,5 KW; UZK=600V M0=8.5NM (100K); NN=2000RPM; NATURAL COOLING; FRAME SIZE IMB 5 (IM V1, IM V3) FLANGE 1 POWER CONNECTOR ROTATABLE RESOLVER MULTI-POLE WITH DRIVE-CLIQ INTERFACE; SHAFT WITH FITTED KEY, TOLERANCE N; WITH HOLDING BRAKE PROTECTION CLASS IP64; | 2023 | TEM | 1 | MC | 9.401 | 1
1FK70622AC711UB1 | SIMOTICS S SYNCHRONOUS MOTOR 1FK7-CT PN=1,5 KW; UZK=600V M0=8.5NM (100K); NN=2000RPM; NATURAL COOLING; FRAME SIZE IMB 5 (IM V1, IM V3) FLANGE 1 POWER CONNECTOR ROTATABLE RESOLVER MULTI-POLE WITH DRIVE-CLIQ INTERFACE; SHAFT WITH FITTED KEY, TOLERANCE N; WITH HOLDING BRAKE PROTECTION CLASS IP65, | 2117 | TEM | 1 | MC | 9.401 | 1
1FK70622AC711UB2 | SIMOTICS S SYNCHRONOUS MOTOR 1FK7-CT PN=1,5 KW; UZK=600V M0=8.5NM (100K); NN=2000RPM; NATURAL COOLING; FRAME SIZE IMB 5 (IM V1, IM V3) FLANGE 1 POWER CONNECTOR ROTATABLE RESOLVER MULTI-POLE WITH DRIVE-CLIQ INTERFACE; SHAFT WITH FITTED KEY, TOLERANCE N; WITH HOLDING BRAKE PROTECTION CLASS IP65, FLANGE ON DRIVE END IP67; | 2117 | TEM | 1 | MC | 9.401 | 1
1FK70622AC711UG0 | SIMOTICS S SYNCHRONOUS MOTOR 1FK7-CT PN=1,5 KW; UZK=600V M0=8.5NM (100K); NN=2000RPM; NATURAL COOLING; FRAME SIZE IMB 5 (IM V1, IM V3) FLANGE 1 POWER CONNECTOR ROTATABLE RESOLVER MULTI-POLE WITH DRIVE-CLIQ INTERFACE; PLAIN SHAFT, TOLERANCE N; W/O HOLDING BRAKE PROTECTION CLASS IP64; | 1634 | TEM | 1 | MC | 9.102 | 1
1FK70622AC711UG1 | SIMOTICS S SYNCHRONOUS MOTOR 1FK7-CT PN=1,5 KW; UZK=600V M0=8.5NM (100K); NN=2000RPM; NATURAL COOLING; FRAME SIZE IMB 5 (IM V1, IM V3) FLANGE 1 POWER CONNECTOR ROTATABLE RESOLVER MULTI-POLE WITH DRIVE-CLIQ INTERFACE; PLAIN SHAFT, TOLERANCE N; W/O HOLDING BRAKE PROTECTION CLASS IP65, | 1727 | TEM | 1 | MC | 9.102 | 1
1FK70622AC711UG2 | SIMOTICS S SYNCHRONOUS MOTOR 1FK7-CT PN=1,5 KW; UZK=600V M0=8.5NM (100K); NN=2000RPM; NATURAL COOLING; FRAME SIZE IMB 5 (IM V1, IM V3) FLANGE 1 POWER CONNECTOR ROTATABLE RESOLVER MULTI-POLE WITH DRIVE-CLIQ INTERFACE; PLAIN SHAFT, TOLERANCE N; W/O HOLDING BRAKE PROTECTION CLASS IP65, FLANGE ON DRIVE END IP67; | 1727 | TEM | 1 | MC | 9.102 | 1
1FK70622AC711UH0 | SIMOTICS S SYNCHRONOUS MOTOR 1FK7-CT PN=1,5 KW; UZK=600V M0=8.5NM (100K); NN=2000RPM; NATURAL COOLING; FRAME SIZE IMB 5 (IM V1, IM V3) FLANGE 1 POWER CONNECTOR ROTATABLE RESOLVER MULTI-POLE WITH DRIVE-CLIQ INTERFACE; PLAIN SHAFT, TOLERANCE N; WITH HOLDING BRAKE PROTECTION CLASS IP64; | 1939 | TEM | 1 | MC | 9.401 | 1
1FK70622AC711UH1 | SIMOTICS S SYNCHRONOUS MOTOR 1FK7-CT PN=1,5 KW; UZK=600V M0=8.5NM (100K); NN=2000RPM; NATURAL COOLING; FRAME SIZE IMB 5 (IM V1, IM V3) FLANGE 1 POWER CONNECTOR ROTATABLE RESOLVER MULTI-POLE WITH DRIVE-CLIQ INTERFACE; PLAIN SHAFT, TOLERANCE N; WITH HOLDING BRAKE PROTECTION CLASS IP65, | 2033 | TEM | 1 | MC | 9.401 | 1
1FK70622AC711UH2 | SIMOTICS S SYNCHRONOUS MOTOR 1FK7-CT PN=1,5 KW; UZK=600V M0=8.5NM (100K); NN=2000RPM; NATURAL COOLING; FRAME SIZE IMB 5 (IM V1, IM V3) FLANGE 1 POWER CONNECTOR ROTATABLE RESOLVER MULTI-POLE WITH DRIVE-CLIQ INTERFACE; PLAIN SHAFT, TOLERANCE N; WITH HOLDING BRAKE PROTECTION CLASS IP65, FLANGE ON DRIVE END IP67; | 2033 | TEM | 1 | MC | 9.401 | 1
1FK70622AF711AA0 | SIMOTICS S SYNCHRONOUS MOTOR 1FK7-CT PN=1,9 KW; UZK=600V M0=8.5NM (100K); NN=3000RPM; NATURAL COOLING; FRAME SIZE IMB 5 (IM V1, IM V3) FLANGE 1, WITH KTY TEMPERATURESENSOR POWER CONNECTOR ROTATABLE INCREMENTAL ENCODER SIN/COS 1VPP;2048 S/R W. C-AND D-SPUR (ENCODER IC2048S/R) SHAFT WITH FITTED KEY, TOLERANCE N; W/O HOLDING BRAKE PROTECTION CLASS IP64; | 2065 | TEM | 1 | MC | 9.101 | 1
1FK70622AF711AA1 | SIMOTICS S SYNCHRONOUS MOTOR 1FK7-CT PN=1,9 KW; UZK=600V M0=8.5NM (100K); NN=3000RPM; NATURAL COOLING; FRAME SIZE IMB 5 (IM V1, IM V3) FLANGE 1, WITH KTY TEMPERATURESENSOR POWER CONNECTOR ROTATABLE INCREMENTAL ENCODER SIN/COS 1VPP;2048 S/R W. C-AND D-SPUR (ENCODER IC2048S/R) SHAFT WITH FITTED KEY, TOLERANCE N; W/O HOLDING BRAKE PROTECTION CLASS IP65, | 2159 | TEM | 1 | MC | 9.101 | 1
1FK70622AF711AA2 | SIMOTICS S SYNCHRONOUS MOTOR 1FK7-CT PN=1,9 KW; UZK=600V M0=8.5NM (100K); NN=3000RPM; NATURAL COOLING; FRAME SIZE IMB 5 (IM V1, IM V3) FLANGE 1, WITH KTY TEMPERATURESENSOR POWER CONNECTOR ROTATABLE INCREMENTAL ENCODER SIN/COS 1VPP;2048 S/R W. C-AND D-SPUR (ENCODER IC2048S/R) SHAFT WITH FITTED KEY, TOLERANCE N; W/O HOLDING BRAKE PROTECTION CLASS IP65, FLANGE ON DRIVE END IP67; | 2159 | TEM | 1 | MC | 9.101 | 1
1FK70622AF711AB0 | SIMOTICS S SYNCHRONOUS MOTOR 1FK7-CT PN=1,9 KW; UZK=600V M0=8.5NM (100K); NN=3000RPM; NATURAL COOLING; FRAME SIZE IMB 5 (IM V1, IM V3) FLANGE 1, WITH KTY TEMPERATURESENSOR POWER CONNECTOR ROTATABLE INCREMENTAL ENCODER SIN/COS 1VPP;2048 S/R W. C-AND D-SPUR (ENCODER IC2048S/R) SHAFT WITH FITTED KEY, TOLERANCE N; WITH HOLDING BRAKE PROTECTION CLASS IP64; | 2368 | TEM | 1 | MC | 9.4 | 1
1FK70622AF711AB1 | SIMOTICS S SYNCHRONOUS MOTOR 1FK7-CT PN=1,9 KW; UZK=600V M0=8.5NM (100K); NN=3000RPM; NATURAL COOLING; FRAME SIZE IMB 5 (IM V1, IM V3) FLANGE 1, WITH KTY TEMPERATURESENSOR POWER CONNECTOR ROTATABLE INCREMENTAL ENCODER SIN/COS 1VPP;2048 S/R W. C-AND D-SPUR (ENCODER IC2048S/R) SHAFT WITH FITTED KEY, TOLERANCE N; WITH HOLDING BRAKE PROTECTION CLASS IP65, | 2461 | TEM | 1 | MC | 9.4 | 1
1FK70622AF711AB2 | SIMOTICS S SYNCHRONOUS MOTOR 1FK7-CT PN=1,9 KW; UZK=600V M0=8.5NM (100K); NN=3000RPM; NATURAL COOLING; FRAME SIZE IMB 5 (IM V1, IM V3) FLANGE 1, WITH KTY TEMPERATURESENSOR POWER CONNECTOR ROTATABLE INCREMENTAL ENCODER SIN/COS 1VPP;2048 S/R W. C-AND D-SPUR (ENCODER IC2048S/R) SHAFT WITH FITTED KEY, TOLERANCE N; WITH HOLDING BRAKE PROTECTION CLASS IP65, FLANGE ON DRIVE END IP67; | 2461 | TEM | 1 | MC | 9.4 | 1
1FK70622AF711AG0 | SIMOTICS S SYNCHRONOUS MOTOR 1FK7-CT PN=1,9 KW; UZK=600V M0=8.5NM (100K); NN=3000RPM; NATURAL COOLING; FRAME SIZE IMB 5 (IM V1, IM V3) FLANGE 1, WITH KTY TEMPERATURESENSOR POWER CONNECTOR ROTATABLE INCREMENTAL ENCODER SIN/COS 1VPP;2048 S/R W. C-AND D-SPUR (ENCODER IC2048S/R) PLAIN SHAFT, TOLERANCE N; W/O HOLDING BRAKE PROTECTION CLASS IP64; | 1979 | TEM | 1 | MC | 9.101 | 1
1FK70622AF711AG1 | SIMOTICS S SYNCHRONOUS MOTOR 1FK7-CT PN=1,9 KW; UZK=600V M0=8.5NM (100K); NN=3000RPM; NATURAL COOLING; FRAME SIZE IMB 5 (IM V1, IM V3) FLANGE 1, WITH KTY TEMPERATURESENSOR POWER CONNECTOR ROTATABLE INCREMENTAL ENCODER SIN/COS 1VPP;2048 S/R W. C-AND D-SPUR (ENCODER IC2048S/R) PLAIN SHAFT, TOLERANCE N; W/O HOLDING BRAKE PROTECTION CLASS IP65, | 2072 | TEM | 1 | MC | 9.101 | 1
1FK70622AF711AG2 | SIMOTICS S SYNCHRONOUS MOTOR 1FK7-CT PN=1,9 KW; UZK=600V M0=8.5NM (100K); NN=3000RPM; NATURAL COOLING; FRAME SIZE IMB 5 (IM V1, IM V3) FLANGE 1, WITH KTY TEMPERATURESENSOR POWER CONNECTOR ROTATABLE INCREMENTAL ENCODER SIN/COS 1VPP;2048 S/R W. C-AND D-SPUR (ENCODER IC2048S/R) PLAIN SHAFT, TOLERANCE N; W/O HOLDING BRAKE PROTECTION CLASS IP65, FLANGE ON DRIVE END IP67; | 2072 | TEM | 1 | MC | 9.101 | 1
1FK70622AF711AH0 | SIMOTICS S SYNCHRONOUS MOTOR 1FK7-CT PN=1,9 KW; UZK=600V M0=8.5NM (100K); NN=3000RPM; NATURAL COOLING; FRAME SIZE IMB 5 (IM V1, IM V3) FLANGE 1, WITH KTY TEMPERATURESENSOR POWER CONNECTOR ROTATABLE INCREMENTAL ENCODER SIN/COS 1VPP;2048 S/R W. C-AND D-SPUR (ENCODER IC2048S/R) PLAIN SHAFT, TOLERANCE N; WITH HOLDING BRAKE PROTECTION CLASS IP64; | 2284 | TEM | 1 | MC | 9.4 | 1
1FK70622AF711AH1 | SIMOTICS S SYNCHRONOUS MOTOR 1FK7-CT PN=1,9 KW; UZK=600V M0=8.5NM (100K); NN=3000RPM; NATURAL COOLING; FRAME SIZE IMB 5 (IM V1, IM V3) FLANGE 1, WITH KTY TEMPERATURESENSOR POWER CONNECTOR ROTATABLE INCREMENTAL ENCODER SIN/COS 1VPP;2048 S/R W. C-AND D-SPUR (ENCODER IC2048S/R) PLAIN SHAFT, TOLERANCE N; WITH HOLDING BRAKE PROTECTION CLASS IP65, | 2377 | TEM | 1 | MC | 9.4 | 1
1FK70622AF711AH2 | SIMOTICS S SYNCHRONOUS MOTOR 1FK7-CT PN=1,9 KW; UZK=600V M0=8.5NM (100K); NN=3000RPM; NATURAL COOLING; FRAME SIZE IMB 5 (IM V1, IM V3) FLANGE 1, WITH KTY TEMPERATURESENSOR POWER CONNECTOR ROTATABLE INCREMENTAL ENCODER SIN/COS 1VPP;2048 S/R W. C-AND D-SPUR (ENCODER IC2048S/R) PLAIN SHAFT, TOLERANCE N; WITH HOLDING BRAKE PROTECTION CLASS IP65, FLANGE ON DRIVE END IP67; | 2377 | TEM | 1 | MC | 9.4 | 1
1FK70622AF711BA0 | SIMOTICS S SYNCHRONOUS MOTOR 1FK7-CT PN=1,9 KW; UZK=600V M0=8.5NM (100K); NN=3000RPM; NATURAL COOLING; FRAME SIZE IMB 5 (IM V1, IM V3) FLANGE 1 POWER CONNECTOR ROTATABLE ABSOLUTE ENCODER SINGLETURN 24 BIT WITH DRIVE CLIQ INTERFACE (ENCODER AS24DQI) SHAFT WITH FITTED KEY, TOLERANCE N; W/O HOLDING BRAKE PROTECTION CLASS IP64; | 2306 | TEM | 1 | MC | 9.101 | 1
1FK70622AF711BA1 | SIMOTICS S SYNCHRONOUS MOTOR 1FK7-CT PN=1,9 KW; UZK=600V M0=8.5NM (100K); NN=3000RPM; NATURAL COOLING; FRAME SIZE IMB 5 (IM V1, IM V3) FLANGE 1 POWER CONNECTOR ROTATABLE ABSOLUTE ENCODER SINGLETURN 24 BIT WITH DRIVE CLIQ INTERFACE (ENCODER AS24DQI) SHAFT WITH FITTED KEY, TOLERANCE N; W/O HOLDING BRAKE PROTECTION CLASS IP65, | 2400 | TEM | 1 | MC | 9.101 | 1
1FK70622AF711BA2 | SIMOTICS S SYNCHRONOUS MOTOR 1FK7-CT PN=1,9 KW; UZK=600V M0=8.5NM (100K); NN=3000RPM; NATURAL COOLING; FRAME SIZE IMB 5 (IM V1, IM V3) FLANGE 1 POWER CONNECTOR ROTATABLE ABSOLUTE ENCODER SINGLETURN 24 BIT WITH DRIVE CLIQ INTERFACE (ENCODER AS24DQI) SHAFT WITH FITTED KEY, TOLERANCE N; W/O HOLDING BRAKE PROTECTION CLASS IP65, FLANGE ON DRIVE END IP67; | 2400 | TEM | 1 | MC | 9.101 | 1
1FK70622AF711BB0 | SIMOTICS S SYNCHRONOUS MOTOR 1FK7-CT PN=1,9 KW; UZK=600V M0=8.5NM (100K); NN=3000RPM; NATURAL COOLING; FRAME SIZE IMB 5 (IM V1, IM V3) FLANGE 1 POWER CONNECTOR ROTATABLE ABSOLUTE ENCODER SINGLETURN 24 BIT WITH DRIVE CLIQ INTERFACE (ENCODER AS24DQI) SHAFT WITH FITTED KEY, TOLERANCE N; WITH HOLDING BRAKE PROTECTION CLASS IP64; | 2609 | TEM | 1 | MC | 9.4 | 1
1FK70622AF711BB1 | SIMOTICS S SYNCHRONOUS MOTOR 1FK7-CT PN=1,9 KW; UZK=600V M0=8.5NM (100K); NN=3000RPM; NATURAL COOLING; FRAME SIZE IMB 5 (IM V1, IM V3) FLANGE 1 POWER CONNECTOR ROTATABLE ABSOLUTE ENCODER SINGLETURN 24 BIT WITH DRIVE CLIQ INTERFACE (ENCODER AS24DQI) SHAFT WITH FITTED KEY, TOLERANCE N; WITH HOLDING BRAKE PROTECTION CLASS IP65, | 2703 | TEM | 1 | MC | 9.4 | 1
1FK70622AF711BB2 | SIMOTICS S SYNCHRONOUS MOTOR 1FK7-CT PN=1,9 KW; UZK=600V M0=8.5NM (100K); NN=3000RPM; NATURAL COOLING; FRAME SIZE IMB 5 (IM V1, IM V3) FLANGE 1 POWER CONNECTOR ROTATABLE ABSOLUTE ENCODER SINGLETURN 24 BIT WITH DRIVE CLIQ INTERFACE (ENCODER AS24DQI) SHAFT WITH FITTED KEY, TOLERANCE N; WITH HOLDING BRAKE PROTECTION CLASS IP65, FLANGE ON DRIVE END IP67; | 2703 | TEM | 1 | MC | 9.4 | 1
1FK70622AF711BG0 | SIMOTICS S SYNCHRONOUS MOTOR 1FK7-CT PN=1,9 KW; UZK=600V M0=8.5NM (100K); NN=3000RPM; NATURAL COOLING; FRAME SIZE IMB 5 (IM V1, IM V3) FLANGE 1 POWER CONNECTOR ROTATABLE ABSOLUTE ENCODER SINGLETURN 24 BIT WITH DRIVE CLIQ INTERFACE (ENCODER AS24DQI) PLAIN SHAFT, TOLERANCE N; W/O HOLDING BRAKE PROTECTION CLASS IP64; | 2220 | TEM | 1 | MC | 9.101 | 1
1FK70622AF711BG1 | SIMOTICS S SYNCHRONOUS MOTOR 1FK7-CT PN=1,9 KW; UZK=600V M0=8.5NM (100K); NN=3000RPM; NATURAL COOLING; FRAME SIZE IMB 5 (IM V1, IM V3) FLANGE 1 POWER CONNECTOR ROTATABLE ABSOLUTE ENCODER SINGLETURN 24 BIT WITH DRIVE CLIQ INTERFACE (ENCODER AS24DQI) PLAIN SHAFT, TOLERANCE N; W/O HOLDING BRAKE PROTECTION CLASS IP65, | 2313 | TEM | 1 | MC | 9.101 | 1
1FK70622AF711BG2 | SIMOTICS S SYNCHRONOUS MOTOR 1FK7-CT PN=1,9 KW; UZK=600V M0=8.5NM (100K); NN=3000RPM; NATURAL COOLING; FRAME SIZE IMB 5 (IM V1, IM V3) FLANGE 1 POWER CONNECTOR ROTATABLE ABSOLUTE ENCODER SINGLETURN 24 BIT WITH DRIVE CLIQ INTERFACE (ENCODER AS24DQI) PLAIN SHAFT, TOLERANCE N; W/O HOLDING BRAKE PROTECTION CLASS IP65, FLANGE ON DRIVE END IP67; | 2313 | TEM | 1 | MC | 9.101 | 1
1FK70622AF711BH0 | SIMOTICS S SYNCHRONOUS MOTOR 1FK7-CT PN=1,9 KW; UZK=600V M0=8.5NM (100K); NN=3000RPM; NATURAL COOLING; FRAME SIZE IMB 5 (IM V1, IM V3) FLANGE 1 POWER CONNECTOR ROTATABLE ABSOLUTE ENCODER SINGLETURN 24 BIT WITH DRIVE CLIQ INTERFACE (ENCODER AS24DQI) PLAIN SHAFT, TOLERANCE N; WITH HOLDING BRAKE PROTECTION CLASS IP64; | 2525 | TEM | 1 | MC | 9.4 | 1
1FK70622AF711BH1 | SIMOTICS S SYNCHRONOUS MOTOR 1FK7-CT PN=1,9 KW; UZK=600V M0=8.5NM (100K); NN=3000RPM; NATURAL COOLING; FRAME SIZE IMB 5 (IM V1, IM V3) FLANGE 1 POWER CONNECTOR ROTATABLE ABSOLUTE ENCODER SINGLETURN 24 BIT WITH DRIVE CLIQ INTERFACE (ENCODER AS24DQI) PLAIN SHAFT, TOLERANCE N; WITH HOLDING BRAKE PROTECTION CLASS IP65, | 2619 | TEM | 1 | MC | 9.4 | 1
1FK70622AF711BH2 | SIMOTICS S SYNCHRONOUS MOTOR 1FK7-CT PN=1,9 KW; UZK=600V M0=8.5NM (100K); NN=3000RPM; NATURAL COOLING; FRAME SIZE IMB 5 (IM V1, IM V3) FLANGE 1 POWER CONNECTOR ROTATABLE ABSOLUTE ENCODER SINGLETURN 24 BIT WITH DRIVE CLIQ INTERFACE (ENCODER AS24DQI) PLAIN SHAFT, TOLERANCE N; WITH HOLDING BRAKE PROTECTION CLASS IP65, FLANGE ON DRIVE END IP67; | 2619 | TEM | 1 | MC | 9.4 | 1
1FK70622AF711CA0 | SIMOTICS S SYNCHRONOUS MOTOR 1FK7-CT PN=1,9 KW; UZK=600V M0=8.5NM (100K); NN=3000RPM; NATURAL COOLING; FRAME SIZE IMB 5 (IM V1, IM V3) FLANGE 1 POWER CONNECTOR ROTATABLE ABSOLUTE ENCODER 24 BIT + 12 BIT MULTITURN WITH DRIVE-CLIQ INTERFACE (ENCODER AM24DQI) SHAFT WITH FITTED KEY, TOLERANCE N; W/O HOLDING BRAKE PROTECTION CLASS IP64; | 2675 | TEM | 1 | MC | 9.101 | 1
1FK70622AF711CA1 | SIMOTICS S SYNCHRONOUS MOTOR 1FK7-CT PN=1,9 KW; UZK=600V M0=8.5NM (100K); NN=3000RPM; NATURAL COOLING; FRAME SIZE IMB 5 (IM V1, IM V3) FLANGE 1 POWER CONNECTOR ROTATABLE ABSOLUTE ENCODER 24 BIT + 12 BIT MULTITURN WITH DRIVE-CLIQ INTERFACE (ENCODER AM24DQI) SHAFT WITH FITTED KEY, TOLERANCE N; W/O HOLDING BRAKE PROTECTION CLASS IP65, | 2769 | TEM | 1 | MC | 9.101 | 1
1FK70622AF711CA2 | SIMOTICS S SYNCHRONOUS MOTOR 1FK7-CT PN=1,9 KW; UZK=600V M0=8.5NM (100K); NN=3000RPM; NATURAL COOLING; FRAME SIZE IMB 5 (IM V1, IM V3) FLANGE 1 POWER CONNECTOR ROTATABLE ABSOLUTE ENCODER 24 BIT + 12 BIT MULTITURN WITH DRIVE-CLIQ INTERFACE (ENCODER AM24DQI) SHAFT WITH FITTED KEY, TOLERANCE N; W/O HOLDING BRAKE PROTECTION CLASS IP65, FLANGE ON DRIVE END IP67; | 2769 | TEM | 1 | MC | 9.101 | 1
1FK70622AF711CB0 | SIMOTICS S SYNCHRONOUS MOTOR 1FK7-CT PN=1,9 KW; UZK=600V M0=8.5NM (100K); NN=3000RPM; NATURAL COOLING; FRAME SIZE IMB 5 (IM V1, IM V3) FLANGE 1 POWER CONNECTOR ROTATABLE ABSOLUTE ENCODER 24 BIT + 12 BIT MULTITURN WITH DRIVE-CLIQ INTERFACE (ENCODER AM24DQI) SHAFT WITH FITTED KEY, TOLERANCE N; WITH HOLDING BRAKE PROTECTION CLASS IP64; | 2978 | TEM | 1 | MC | 9.4 | 1
1FK70622AF711CB1 | SIMOTICS S SYNCHRONOUS MOTOR 1FK7-CT PN=1,9 KW; UZK=600V M0=8.5NM (100K); NN=3000RPM; NATURAL COOLING; FRAME SIZE IMB 5 (IM V1, IM V3) FLANGE 1 POWER CONNECTOR ROTATABLE ABSOLUTE ENCODER 24 BIT + 12 BIT MULTITURN WITH DRIVE-CLIQ INTERFACE (ENCODER AM24DQI) SHAFT WITH FITTED KEY, TOLERANCE N; WITH HOLDING BRAKE PROTECTION CLASS IP65, | 3072 | TEM | 1 | MC | 9.4 | 1
1FK70622AF711CB2 | SIMOTICS S SYNCHRONOUS MOTOR 1FK7-CT PN=1,9 KW; UZK=600V M0=8.5NM (100K); NN=3000RPM; NATURAL COOLING; FRAME SIZE IMB 5 (IM V1, IM V3) FLANGE 1 POWER CONNECTOR ROTATABLE ABSOLUTE ENCODER 24 BIT + 12 BIT MULTITURN WITH DRIVE-CLIQ INTERFACE (ENCODER AM24DQI) SHAFT WITH FITTED KEY, TOLERANCE N; WITH HOLDING BRAKE PROTECTION CLASS IP65, FLANGE ON DRIVE END IP67; | 3072 | TEM | 1 | MC | 9.4 | 1
1FK70622AF711CG0 | SIMOTICS S SYNCHRONOUS MOTOR 1FK7-CT PN=1,9 KW; UZK=600V M0=8.5NM (100K); NN=3000RPM; NATURAL COOLING; FRAME SIZE IMB 5 (IM V1, IM V3) FLANGE 1 POWER CONNECTOR ROTATABLE ABSOLUTE ENCODER 24 BIT + 12 BIT MULTITURN WITH DRIVE-CLIQ INTERFACE (ENCODER AM24DQI) PLAIN SHAFT, TOLERANCE N; W/O HOLDING BRAKE PROTECTION CLASS IP64; | 2589 | TEM | 1 | MC | 9.101 | 1
1FK70622AF711CG1 | SIMOTICS S SYNCHRONOUS MOTOR 1FK7-CT PN=1,9 KW; UZK=600V M0=8.5NM (100K); NN=3000RPM; NATURAL COOLING; FRAME SIZE IMB 5 (IM V1, IM V3) FLANGE 1 POWER CONNECTOR ROTATABLE ABSOLUTE ENCODER 24 BIT + 12 BIT MULTITURN WITH DRIVE-CLIQ INTERFACE (ENCODER AM24DQI) PLAIN SHAFT, TOLERANCE N; W/O HOLDING BRAKE PROTECTION CLASS IP65, | 2683 | TEM | 1 | MC | 9.101 | 1
1FK70622AF711CG2 | SIMOTICS S SYNCHRONOUS MOTOR 1FK7-CT PN=1,9 KW; UZK=600V M0=8.5NM (100K); NN=3000RPM; NATURAL COOLING; FRAME SIZE IMB 5 (IM V1, IM V3) FLANGE 1 POWER CONNECTOR ROTATABLE ABSOLUTE ENCODER 24 BIT + 12 BIT MULTITURN WITH DRIVE-CLIQ INTERFACE (ENCODER AM24DQI) PLAIN SHAFT, TOLERANCE N; W/O HOLDING BRAKE PROTECTION CLASS IP65, FLANGE ON DRIVE END IP67; | 2683 | TEM | 1 | MC | 9.101 | 1
1FK70622AF711CH0 | SIMOTICS S SYNCHRONOUS MOTOR 1FK7-CT PN=1,9 KW; UZK=600V M0=8.5NM (100K); NN=3000RPM; NATURAL COOLING; FRAME SIZE IMB 5 (IM V1, IM V3) FLANGE 1 POWER CONNECTOR ROTATABLE ABSOLUTE ENCODER 24 BIT + 12 BIT MULTITURN WITH DRIVE-CLIQ INTERFACE (ENCODER AM24DQI) PLAIN SHAFT, TOLERANCE N; WITH HOLDING BRAKE PROTECTION CLASS IP64; | 2894 | TEM | 1 | MC | 9.4 | 1
1FK70622AF711CH1 | SIMOTICS S SYNCHRONOUS MOTOR 1FK7-CT PN=1,9 KW; UZK=600V M0=8.5NM (100K); NN=3000RPM; NATURAL COOLING; FRAME SIZE IMB 5 (IM V1, IM V3) FLANGE 1 POWER CONNECTOR ROTATABLE ABSOLUTE ENCODER 24 BIT + 12 BIT MULTITURN WITH DRIVE-CLIQ INTERFACE (ENCODER AM24DQI) PLAIN SHAFT, TOLERANCE N; WITH HOLDING BRAKE PROTECTION CLASS IP65, | 2988 | TEM | 1 | MC | 9.4 | 1
1FK70622AF711CH2 | SIMOTICS S SYNCHRONOUS MOTOR 1FK7-CT PN=1,9 KW; UZK=600V M0=8.5NM (100K); NN=3000RPM; NATURAL COOLING; FRAME SIZE IMB 5 (IM V1, IM V3) FLANGE 1 POWER CONNECTOR ROTATABLE ABSOLUTE ENCODER 24 BIT + 12 BIT MULTITURN WITH DRIVE-CLIQ INTERFACE (ENCODER AM24DQI) PLAIN SHAFT, TOLERANCE N; WITH HOLDING BRAKE PROTECTION CLASS IP65, FLANGE ON DRIVE END IP67; | 2988 | TEM | 1 | MC | 9.4 | 1
1FK70622AF711DA0 | SIMOTICS S SYNCHRONOUS MOTOR 1FK7-CT PN=1,9 KW; UZK=600V M0=8.5NM (100K); NN=3000RPM; NATURAL COOLING; FRAME SIZE IMB 5 (IM V1, IM V3) FLANGE 1 POWER CONNECTOR ROTATABLE INCREMENTAL ENCODER 22 BIT WITH DRIVE-CLIQ INTERFACE (ENCODER IC22DQ) SHAFT WITH FITTED KEY, TOLERANCE N; W/O HOLDING BRAKE PROTECTION CLASS IP64; | 2386 | TEM | 1 | MC | 9.102 | 1
1FK70622AF711DG0 | SIMOTICS S SYNCHRONOUS MOTOR 1FK7-CT PN=1,9 KW; UZK=600V M0=8.5NM (100K); NN=3000RPM; NATURAL COOLING; FRAME SIZE IMB 5 (IM V1, IM V3) FLANGE 1 POWER CONNECTOR ROTATABLE INCREMENTAL ENCODER 22 BIT WITH DRIVE-CLIQ INTERFACE (ENCODER IC22DQ) PLAIN SHAFT, TOLERANCE N; W/O HOLDING BRAKE PROTECTION CLASS IP64; | 2300 | TEM | 1 | MC | 9.102 | 1
1FK70622AF711DH0 | SIMOTICS S SYNCHRONOUS MOTOR 1FK7-CT PN=1,9 KW; UZK=600V M0=8.5NM (100K); NN=3000RPM; NATURAL COOLING; FRAME SIZE IMB 5 (IM V1, IM V3) FLANGE 1 POWER CONNECTOR ROTATABLE INCREMENTAL ENCODER 22 BIT WITH DRIVE-CLIQ INTERFACE (ENCODER IC22DQ) PLAIN SHAFT, TOLERANCE N; WITH HOLDING BRAKE PROTECTION CLASS IP64; | 2605 | TEM | 1 | MC | 9.401 | 1
1FK70622AF711EA0 | SIMOTICS S SYNCHRONOUS MOTOR 1FK7-CT PN=1,9 KW; UZK=600V M0=8.5NM (100K); NN=3000RPM; NATURAL COOLING; FRAME SIZE IMB 5 (IM V1, IM V3) FLANGE 1, WITH KTY TEMPERATURESENSOR POWER CONNECTOR ROTATABLE ABSOLUTE ENCODERR 2048 S/R + 4096 UMDREHUNGEN MULTITURN, WITH ENDAT-SCHNITTSTELLE (ENCODER AM2048S/R) SHAFT WITH FITTED KEY, TOLERANCE N; W/O HOLDING BRAKE PROTECTION CLASS IP64; | 2437 | TEM | 1 | MC | 9.101 | 1
1FK70622AF711EA1 | SIMOTICS S SYNCHRONOUS MOTOR 1FK7-CT PN=1,9 KW; UZK=600V M0=8.5NM (100K); NN=3000RPM; NATURAL COOLING; FRAME SIZE IMB 5 (IM V1, IM V3) FLANGE 1, WITH KTY TEMPERATURESENSOR POWER CONNECTOR ROTATABLE ABSOLUTE ENCODERR 2048 S/R + 4096 UMDREHUNGEN MULTITURN, WITH ENDAT-SCHNITTSTELLE (ENCODER AM2048S/R) SHAFT WITH FITTED KEY, TOLERANCE N; W/O HOLDING BRAKE PROTECTION CLASS IP65, | 2530 | TEM | 1 | MC | 9.101 | 1
1FK70622AF711EA2 | SIMOTICS S SYNCHRONOUS MOTOR 1FK7-CT PN=1,9 KW; UZK=600V M0=8.5NM (100K); NN=3000RPM; NATURAL COOLING; FRAME SIZE IMB 5 (IM V1, IM V3) FLANGE 1, WITH KTY TEMPERATURESENSOR POWER CONNECTOR ROTATABLE ABSOLUTE ENCODERR 2048 S/R + 4096 UMDREHUNGEN MULTITURN, WITH ENDAT-SCHNITTSTELLE (ENCODER AM2048S/R) SHAFT WITH FITTED KEY, TOLERANCE N; W/O HOLDING BRAKE PROTECTION CLASS IP65, FLANGE ON DRIVE END IP67; | 2530 | TEM | 1 | MC | 9.101 | 1
1FK70622AF711EB0 | SIMOTICS S SYNCHRONOUS MOTOR 1FK7-CT PN=1,9 KW; UZK=600V M0=8.5NM (100K); NN=3000RPM; NATURAL COOLING; FRAME SIZE IMB 5 (IM V1, IM V3) FLANGE 1, WITH KTY TEMPERATURESENSOR POWER CONNECTOR ROTATABLE ABSOLUTE ENCODERR 2048 S/R + 4096 UMDREHUNGEN MULTITURN, WITH ENDAT-SCHNITTSTELLE (ENCODER AM2048S/R) SHAFT WITH FITTED KEY, TOLERANCE N; WITH HOLDING BRAKE PROTECTION CLASS IP64; | 2739 | TEM | 1 | MC | 9.4 | 1
1FK70622AF711EB1 | SIMOTICS S SYNCHRONOUS MOTOR 1FK7-CT PN=1,9 KW; UZK=600V M0=8.5NM (100K); NN=3000RPM; NATURAL COOLING; FRAME SIZE IMB 5 (IM V1, IM V3) FLANGE 1, WITH KTY TEMPERATURESENSOR POWER CONNECTOR ROTATABLE ABSOLUTE ENCODERR 2048 S/R + 4096 UMDREHUNGEN MULTITURN, WITH ENDAT-SCHNITTSTELLE (ENCODER AM2048S/R) SHAFT WITH FITTED KEY, TOLERANCE N; WITH HOLDING BRAKE PROTECTION CLASS IP65, | 2833 | TEM | 1 | MC | 9.4 | 1
1FK70622AF711EB2 | SIMOTICS S SYNCHRONOUS MOTOR 1FK7-CT PN=1,9 KW; UZK=600V M0=8.5NM (100K); NN=3000RPM; NATURAL COOLING; FRAME SIZE IMB 5 (IM V1, IM V3) FLANGE 1, WITH KTY TEMPERATURESENSOR POWER CONNECTOR ROTATABLE ABSOLUTE ENCODERR 2048 S/R + 4096 UMDREHUNGEN MULTITURN, WITH ENDAT-SCHNITTSTELLE (ENCODER AM2048S/R) SHAFT WITH FITTED KEY, TOLERANCE N; WITH HOLDING BRAKE PROTECTION CLASS IP65, FLANGE ON DRIVE END IP67; | 2833 | TEM | 1 | MC | 9.4 | 1
1FK70622AF711EG0 | SIMOTICS S SYNCHRONOUS MOTOR 1FK7-CT PN=1,9 KW; UZK=600V M0=8.5NM (100K); NN=3000RPM; NATURAL COOLING; FRAME SIZE IMB 5 (IM V1, IM V3) FLANGE 1, WITH KTY TEMPERATURESENSOR POWER CONNECTOR ROTATABLE ABSOLUTE ENCODERR 2048 S/R + 4096 UMDREHUNGEN MULTITURN, WITH ENDAT-SCHNITTSTELLE (ENCODER AM2048S/R) PLAIN SHAFT, TOLERANCE N; W/O HOLDING BRAKE PROTECTION CLASS IP64; | 2350 | TEM | 1 | MC | 9.101 | 1
1FK70622AF711EG1 | SIMOTICS S SYNCHRONOUS MOTOR 1FK7-CT PN=1,9 KW; UZK=600V M0=8.5NM (100K); NN=3000RPM; NATURAL COOLING; FRAME SIZE IMB 5 (IM V1, IM V3) FLANGE 1, WITH KTY TEMPERATURESENSOR POWER CONNECTOR ROTATABLE ABSOLUTE ENCODERR 2048 S/R + 4096 UMDREHUNGEN MULTITURN, WITH ENDAT-SCHNITTSTELLE (ENCODER AM2048S/R) PLAIN SHAFT, TOLERANCE N; W/O HOLDING BRAKE PROTECTION CLASS IP65, | 2444 | TEM | 1 | MC | 9.101 | 1
1FK70622AF711EG2 | SIMOTICS S SYNCHRONOUS MOTOR 1FK7-CT PN=1,9 KW; UZK=600V M0=8.5NM (100K); NN=3000RPM; NATURAL COOLING; FRAME SIZE IMB 5 (IM V1, IM V3) FLANGE 1, WITH KTY TEMPERATURESENSOR POWER CONNECTOR ROTATABLE ABSOLUTE ENCODERR 2048 S/R + 4096 UMDREHUNGEN MULTITURN, WITH ENDAT-SCHNITTSTELLE (ENCODER AM2048S/R) PLAIN SHAFT, TOLERANCE N; W/O HOLDING BRAKE PROTECTION CLASS IP65, FLANGE ON DRIVE END IP67; | 2444 | TEM | 1 | MC | 9.101 | 1
1FK70622AF711EH0 | SIMOTICS S SYNCHRONOUS MOTOR 1FK7-CT PN=1,9 KW; UZK=600V M0=8.5NM (100K); NN=3000RPM; NATURAL COOLING; FRAME SIZE IMB 5 (IM V1, IM V3) FLANGE 1, WITH KTY TEMPERATURESENSOR POWER CONNECTOR ROTATABLE ABSOLUTE ENCODERR 2048 S/R + 4096 UMDREHUNGEN MULTITURN, WITH ENDAT-SCHNITTSTELLE (ENCODER AM2048S/R) PLAIN SHAFT, TOLERANCE N; WITH HOLDING BRAKE PROTECTION CLASS IP64; | 2655 | TEM | 1 | MC | 9.4 | 1
1FK70622AF711EH1 | SIMOTICS S SYNCHRONOUS MOTOR 1FK7-CT PN=1,9 KW; UZK=600V M0=8.5NM (100K); NN=3000RPM; NATURAL COOLING; FRAME SIZE IMB 5 (IM V1, IM V3) FLANGE 1, WITH KTY TEMPERATURESENSOR POWER CONNECTOR ROTATABLE ABSOLUTE ENCODERR 2048 S/R + 4096 UMDREHUNGEN MULTITURN, WITH ENDAT-SCHNITTSTELLE (ENCODER AM2048S/R) PLAIN SHAFT, TOLERANCE N; WITH HOLDING BRAKE PROTECTION CLASS IP65, | 2749 | TEM | 1 | MC | 9.4 | 1
1FK70622AF711EH2 | SIMOTICS S SYNCHRONOUS MOTOR 1FK7-CT PN=1,9 KW; UZK=600V M0=8.5NM (100K); NN=3000RPM; NATURAL COOLING; FRAME SIZE IMB 5 (IM V1, IM V3) FLANGE 1, WITH KTY TEMPERATURESENSOR POWER CONNECTOR ROTATABLE ABSOLUTE ENCODERR 2048 S/R + 4096 UMDREHUNGEN MULTITURN, WITH ENDAT-SCHNITTSTELLE (ENCODER AM2048S/R) PLAIN SHAFT, TOLERANCE N; WITH HOLDING BRAKE PROTECTION CLASS IP65, FLANGE ON DRIVE END IP67; | 2749 | TEM | 1 | MC | 9.4 | 1
1FK70622AF711FA1 | SIMOTICS S SYNCHRONOUS MOTOR 1FK7-CT PN=1,9 KW; UZK=600V M0=8.5NM (100K); NN=3000RPM; NATURAL COOLING; FRAME SIZE IMB 5 (IM V1, IM V3) FLANGE 1 POWER CONNECTOR ROTATABLE ABSOLUTE ENCODER 22BIT + 12 BIT MULTITURN, WITH DRIVE-CLIQ INTERFACE (ENCODER AM22DQ) SHAFT WITH FITTED KEY, TOLERANCE N; W/O HOLDING BRAKE PROTECTION CLASS IP65, | 2849 | TEM | 1 | MC | 9.101 | 1
1FK70622AF711FB1 | SIMOTICS S SYNCHRONOUS MOTOR 1FK7-CT PN=1,9 KW; UZK=600V M0=8.5NM (100K); NN=3000RPM; NATURAL COOLING; FRAME SIZE IMB 5 (IM V1, IM V3) FLANGE 1 POWER CONNECTOR ROTATABLE ABSOLUTE ENCODER 22BIT + 12 BIT MULTITURN, WITH DRIVE-CLIQ INTERFACE (ENCODER AM22DQ) SHAFT WITH FITTED KEY, TOLERANCE N; WITH HOLDING BRAKE PROTECTION CLASS IP65, | 3152 | TEM | 1 | MC | 9.4 | 1
1FK70622AF711FG0 | SIMOTICS S SYNCHRONOUS MOTOR 1FK7-CT PN=1,9 KW; UZK=600V M0=8.5NM (100K); NN=3000RPM; NATURAL COOLING; FRAME SIZE IMB 5 (IM V1, IM V3) FLANGE 1 POWER CONNECTOR ROTATABLE ABSOLUTE ENCODER 22BIT + 12 BIT MULTITURN, WITH DRIVE-CLIQ INTERFACE (ENCODER AM22DQ) PLAIN SHAFT, TOLERANCE N; W/O HOLDING BRAKE PROTECTION CLASS IP64; | 2669 | TEM | 1 | MC | 9.101 | 1
1FK70622AF711FH0 | SIMOTICS S SYNCHRONOUS MOTOR 1FK7-CT PN=1,9 KW; UZK=600V M0=8.5NM (100K); NN=3000RPM; NATURAL COOLING; FRAME SIZE IMB 5 (IM V1, IM V3) FLANGE 1 POWER CONNECTOR ROTATABLE ABSOLUTE ENCODER 22BIT + 12 BIT MULTITURN, WITH DRIVE-CLIQ INTERFACE (ENCODER AM22DQ) PLAIN SHAFT, TOLERANCE N; WITH HOLDING BRAKE PROTECTION CLASS IP64; | 2974 | TEM | 1 | MC | 9.4 | 1
1FK70622AF711KA0 | SIMOTICS S SYNCHRONOUS MOTOR 1FK7-CT PN=1,9 KW; UZK=600V M0=8.5NM (100K); NN=3000RPM; NATURAL COOLING; FRAME SIZE IMB 5 (IM V1, IM V3) FLANGE 1 POWER CONNECTOR ROTATABLE ABSOLUTE ENCODER 16BIT + 12BIT MULTITURN, WITH DRIVE-CLIQ INTERFACE (ENCODER AM16DQ) SHAFT WITH FITTED KEY, TOLERANCE N; W/O HOLDING BRAKE PROTECTION CLASS IP64; | 2238 | TEM | 1 | MC | 9.101 | 1
1FK70622AF711KA1 | SIMOTICS S SYNCHRONOUS MOTOR 1FK7-CT PN=1,9 KW; UZK=600V M0=8.5NM (100K); NN=3000RPM; NATURAL COOLING; FRAME SIZE IMB 5 (IM V1, IM V3) FLANGE 1 POWER CONNECTOR ROTATABLE ABSOLUTE ENCODER 16BIT + 12BIT MULTITURN, WITH DRIVE-CLIQ INTERFACE (ENCODER AM16DQ) SHAFT WITH FITTED KEY, TOLERANCE N; W/O HOLDING BRAKE PROTECTION CLASS IP65, | 2332 | TEM | 1 | MC | 9.101 | 1
1FK70622AF711KA2 | SIMOTICS S SYNCHRONOUS MOTOR 1FK7-CT PN=1,9 KW; UZK=600V M0=8.5NM (100K); NN=3000RPM; NATURAL COOLING; FRAME SIZE IMB 5 (IM V1, IM V3) FLANGE 1 POWER CONNECTOR ROTATABLE ABSOLUTE ENCODER 16BIT + 12BIT MULTITURN, WITH DRIVE-CLIQ INTERFACE (ENCODER AM16DQ) SHAFT WITH FITTED KEY, TOLERANCE N; W/O HOLDING BRAKE PROTECTION CLASS IP65, FLANGE ON DRIVE END IP67; | 2332 | TEM | 1 | MC | 9.101 | 1
1FK70622AF711KB0 | SIMOTICS S SYNCHRONOUS MOTOR 1FK7-CT PN=1,9 KW; UZK=600V M0=8.5NM (100K); NN=3000RPM; NATURAL COOLING; FRAME SIZE IMB 5 (IM V1, IM V3) FLANGE 1 POWER CONNECTOR ROTATABLE ABSOLUTE ENCODER 16BIT + 12BIT MULTITURN, WITH DRIVE-CLIQ INTERFACE (ENCODER AM16DQ) SHAFT WITH FITTED KEY, TOLERANCE N; WITH HOLDING BRAKE PROTECTION CLASS IP64; | 2541 | TEM | 1 | MC | 9.4 | 1
1FK70622AF711KB1 | SIMOTICS S SYNCHRONOUS MOTOR 1FK7-CT PN=1,9 KW; UZK=600V M0=8.5NM (100K); NN=3000RPM; NATURAL COOLING; FRAME SIZE IMB 5 (IM V1, IM V3) FLANGE 1 POWER CONNECTOR ROTATABLE ABSOLUTE ENCODER 16BIT + 12BIT MULTITURN, WITH DRIVE-CLIQ INTERFACE (ENCODER AM16DQ) SHAFT WITH FITTED KEY, TOLERANCE N; WITH HOLDING BRAKE PROTECTION CLASS IP65, | 2635 | TEM | 1 | MC | 9.4 | 1
1FK70622AF711KB2 | SIMOTICS S SYNCHRONOUS MOTOR 1FK7-CT PN=1,9 KW; UZK=600V M0=8.5NM (100K); NN=3000RPM; NATURAL COOLING; FRAME SIZE IMB 5 (IM V1, IM V3) FLANGE 1 POWER CONNECTOR ROTATABLE ABSOLUTE ENCODER 16BIT + 12BIT MULTITURN, WITH DRIVE-CLIQ INTERFACE (ENCODER AM16DQ) SHAFT WITH FITTED KEY, TOLERANCE N; WITH HOLDING BRAKE PROTECTION CLASS IP65, FLANGE ON DRIVE END IP67; | 2635 | TEM | 1 | MC | 9.4 | 1
1FK70622AF711KG0 | SIMOTICS S SYNCHRONOUS MOTOR 1FK7-CT PN=1,9 KW; UZK=600V M0=8.5NM (100K); NN=3000RPM; NATURAL COOLING; FRAME SIZE IMB 5 (IM V1, IM V3) FLANGE 1 POWER CONNECTOR ROTATABLE ABSOLUTE ENCODER 16BIT + 12BIT MULTITURN, WITH DRIVE-CLIQ INTERFACE (ENCODER AM16DQ) PLAIN SHAFT, TOLERANCE N; W/O HOLDING BRAKE PROTECTION CLASS IP64; | 2152 | TEM | 1 | MC | 9.101 | 1
1FK70622AF711KG1 | SIMOTICS S SYNCHRONOUS MOTOR 1FK7-CT PN=1,9 KW; UZK=600V M0=8.5NM (100K); NN=3000RPM; NATURAL COOLING; FRAME SIZE IMB 5 (IM V1, IM V3) FLANGE 1 POWER CONNECTOR ROTATABLE ABSOLUTE ENCODER 16BIT + 12BIT MULTITURN, WITH DRIVE-CLIQ INTERFACE (ENCODER AM16DQ) PLAIN SHAFT, TOLERANCE N; W/O HOLDING BRAKE PROTECTION CLASS IP65, | 2245 | TEM | 1 | MC | 9.101 | 1
1FK70622AF711KG2 | SIMOTICS S SYNCHRONOUS MOTOR 1FK7-CT PN=1,9 KW; UZK=600V M0=8.5NM (100K); NN=3000RPM; NATURAL COOLING; FRAME SIZE IMB 5 (IM V1, IM V3) FLANGE 1 POWER CONNECTOR ROTATABLE ABSOLUTE ENCODER 16BIT + 12BIT MULTITURN, WITH DRIVE-CLIQ INTERFACE (ENCODER AM16DQ) PLAIN SHAFT, TOLERANCE N; W/O HOLDING BRAKE PROTECTION CLASS IP65, FLANGE ON DRIVE END IP67; | 2245 | TEM | 1 | MC | 9.101 | 1
1FK70622AF711KH0 | SIMOTICS S SYNCHRONOUS MOTOR 1FK7-CT PN=1,9 KW; UZK=600V M0=8.5NM (100K); NN=3000RPM; NATURAL COOLING; FRAME SIZE IMB 5 (IM V1, IM V3) FLANGE 1 POWER CONNECTOR ROTATABLE ABSOLUTE ENCODER 16BIT + 12BIT MULTITURN, WITH DRIVE-CLIQ INTERFACE (ENCODER AM16DQ) PLAIN SHAFT, TOLERANCE N; WITH HOLDING BRAKE PROTECTION CLASS IP64; | 2457 | TEM | 1 | MC | 9.4 | 1
1FK70622AF711KH1 | SIMOTICS S SYNCHRONOUS MOTOR 1FK7-CT PN=1,9 KW; UZK=600V M0=8.5NM (100K); NN=3000RPM; NATURAL COOLING; FRAME SIZE IMB 5 (IM V1, IM V3) FLANGE 1 POWER CONNECTOR ROTATABLE ABSOLUTE ENCODER 16BIT + 12BIT MULTITURN, WITH DRIVE-CLIQ INTERFACE (ENCODER AM16DQ) PLAIN SHAFT, TOLERANCE N; WITH HOLDING BRAKE PROTECTION CLASS IP65, | 2550 | TEM | 1 | MC | 9.4 | 1
1FK70622AF711KH2 | SIMOTICS S SYNCHRONOUS MOTOR 1FK7-CT PN=1,9 KW; UZK=600V M0=8.5NM (100K); NN=3000RPM; NATURAL COOLING; FRAME SIZE IMB 5 (IM V1, IM V3) FLANGE 1 POWER CONNECTOR ROTATABLE ABSOLUTE ENCODER 16BIT + 12BIT MULTITURN, WITH DRIVE-CLIQ INTERFACE (ENCODER AM16DQ) PLAIN SHAFT, TOLERANCE N; WITH HOLDING BRAKE PROTECTION CLASS IP65, FLANGE ON DRIVE END IP67; | 2550 | TEM | 1 | MC | 9.4 | 1
1FK70622AF711PA0 | SIMOTICS S SYNCHRONOUS MOTOR 1FK7-CT PN=1,9 KW; UZK=600V M0=8.5NM (100K); NN=3000RPM; NATURAL COOLING; FRAME SIZE IMB 5 (IM V1, IM V3) FLANGE 1 POWER CONNECTOR ROTATABLE RESOLVER 2-POLE, WITH DRIVE CLIQ-INTERFACE SHAFT WITH FITTED KEY, TOLERANCE N; W/O HOLDING BRAKE PROTECTION CLASS IP64; | 1720 | TEM | 1 | MC | 9.201 | 1
1FK70622AF711PA1 | SIMOTICS S SYNCHRONOUS MOTOR 1FK7-CT PN=1,9 KW; UZK=600V M0=8.5NM (100K); NN=3000RPM; NATURAL COOLING; FRAME SIZE IMB 5 (IM V1, IM V3) FLANGE 1 POWER CONNECTOR ROTATABLE RESOLVER 2-POLE, WITH DRIVE CLIQ-INTERFACE SHAFT WITH FITTED KEY, TOLERANCE N; W/O HOLDING BRAKE PROTECTION CLASS IP65, | 1814 | TEM | 1 | MC | 9.201 | 1
1FK70622AF711PA2 | SIMOTICS S SYNCHRONOUS MOTOR 1FK7-CT PN=1,9 KW; UZK=600V M0=8.5NM (100K); NN=3000RPM; NATURAL COOLING; FRAME SIZE IMB 5 (IM V1, IM V3) FLANGE 1 POWER CONNECTOR ROTATABLE RESOLVER 2-POLE, WITH DRIVE CLIQ-INTERFACE SHAFT WITH FITTED KEY, TOLERANCE N; W/O HOLDING BRAKE PROTECTION CLASS IP65, FLANGE ON DRIVE END IP67; | 1814 | TEM | 1 | MC | 9.201 | 1
1FK70622AF711PB0 | SIMOTICS S SYNCHRONOUS MOTOR 1FK7-CT PN=1,9 KW; UZK=600V M0=8.5NM (100K); NN=3000RPM; NATURAL COOLING; FRAME SIZE IMB 5 (IM V1, IM V3) FLANGE 1 POWER CONNECTOR ROTATABLE RESOLVER 2-POLE, WITH DRIVE CLIQ-INTERFACE SHAFT WITH FITTED KEY, TOLERANCE N; WITH HOLDING BRAKE PROTECTION CLASS IP64; | 2023 | TEM | 1 | MC | 9.5 | 1
1FK70622AF711PB1 | SIMOTICS S SYNCHRONOUS MOTOR 1FK7-CT PN=1,9 KW; UZK=600V M0=8.5NM (100K); NN=3000RPM; NATURAL COOLING; FRAME SIZE IMB 5 (IM V1, IM V3) FLANGE 1 POWER CONNECTOR ROTATABLE RESOLVER 2-POLE, WITH DRIVE CLIQ-INTERFACE SHAFT WITH FITTED KEY, TOLERANCE N; WITH HOLDING BRAKE PROTECTION CLASS IP65, | 2117 | TEM | 1 | MC | 9.5 | 1
1FK70622AF711PB2 | SIMOTICS S SYNCHRONOUS MOTOR 1FK7-CT PN=1,9 KW; UZK=600V M0=8.5NM (100K); NN=3000RPM; NATURAL COOLING; FRAME SIZE IMB 5 (IM V1, IM V3) FLANGE 1 POWER CONNECTOR ROTATABLE RESOLVER 2-POLE, WITH DRIVE CLIQ-INTERFACE SHAFT WITH FITTED KEY, TOLERANCE N; WITH HOLDING BRAKE PROTECTION CLASS IP65, FLANGE ON DRIVE END IP67; | 2117 | TEM | 1 | MC | 9.5 | 1
1FK70622AF711PG0 | SIMOTICS S SYNCHRONOUS MOTOR 1FK7-CT PN=1,9 KW; UZK=600V M0=8.5NM (100K); NN=3000RPM; NATURAL COOLING; FRAME SIZE IMB 5 (IM V1, IM V3) FLANGE 1 POWER CONNECTOR ROTATABLE RESOLVER 2-POLE, WITH DRIVE CLIQ-INTERFACE PLAIN SHAFT, TOLERANCE N; W/O HOLDING BRAKE PROTECTION CLASS IP64; | 1634 | TEM | 1 | MC | 9.201 | 1
1FK70622AF711PG1 | SIMOTICS S SYNCHRONOUS MOTOR 1FK7-CT PN=1,9 KW; UZK=600V M0=8.5NM (100K); NN=3000RPM; NATURAL COOLING; FRAME SIZE IMB 5 (IM V1, IM V3) FLANGE 1 POWER CONNECTOR ROTATABLE RESOLVER 2-POLE, WITH DRIVE CLIQ-INTERFACE PLAIN SHAFT, TOLERANCE N; W/O HOLDING BRAKE PROTECTION CLASS IP65, | 1727 | TEM | 1 | MC | 9.201 | 1
1FK70622AF711PG2 | SIMOTICS S SYNCHRONOUS MOTOR 1FK7-CT PN=1,9 KW; UZK=600V M0=8.5NM (100K); NN=3000RPM; NATURAL COOLING; FRAME SIZE IMB 5 (IM V1, IM V3) FLANGE 1 POWER CONNECTOR ROTATABLE RESOLVER 2-POLE, WITH DRIVE CLIQ-INTERFACE PLAIN SHAFT, TOLERANCE N; W/O HOLDING BRAKE PROTECTION CLASS IP65, FLANGE ON DRIVE END IP67; | 1727 | TEM | 1 | MC | 9.201 | 1
1FK70622AF711PH0 | SIMOTICS S SYNCHRONOUS MOTOR 1FK7-CT PN=1,9 KW; UZK=600V M0=8.5NM (100K); NN=3000RPM; NATURAL COOLING; FRAME SIZE IMB 5 (IM V1, IM V3) FLANGE 1 POWER CONNECTOR ROTATABLE RESOLVER 2-POLE, WITH DRIVE CLIQ-INTERFACE PLAIN SHAFT, TOLERANCE N; WITH HOLDING BRAKE PROTECTION CLASS IP64; | 1939 | TEM | 1 | MC | 9.5 | 1
1FK70622AF711PH1 | SIMOTICS S SYNCHRONOUS MOTOR 1FK7-CT PN=1,9 KW; UZK=600V M0=8.5NM (100K); NN=3000RPM; NATURAL COOLING; FRAME SIZE IMB 5 (IM V1, IM V3) FLANGE 1 POWER CONNECTOR ROTATABLE RESOLVER 2-POLE, WITH DRIVE CLIQ-INTERFACE PLAIN SHAFT, TOLERANCE N; WITH HOLDING BRAKE PROTECTION CLASS IP65, | 2033 | TEM | 1 | MC | 9.5 | 1
1FK70622AF711PH2 | SIMOTICS S SYNCHRONOUS MOTOR 1FK7-CT PN=1,9 KW; UZK=600V M0=8.5NM (100K); NN=3000RPM; NATURAL COOLING; FRAME SIZE IMB 5 (IM V1, IM V3) FLANGE 1 POWER CONNECTOR ROTATABLE RESOLVER 2-POLE, WITH DRIVE CLIQ-INTERFACE PLAIN SHAFT, TOLERANCE N; WITH HOLDING BRAKE PROTECTION CLASS IP65, FLANGE ON DRIVE END IP67; | 2033 | TEM | 1 | MC | 9.5 | 1
1FK70622AF711QA0 | SIMOTICS S SYNCHRONOUS MOTOR 1FK7-CT PN=1,9 KW; UZK=600V M0=8.5NM (100K); NN=3000RPM; NATURAL COOLING; FRAME SIZE IMB 5 (IM V1, IM V3) FLANGE 1 POWER CONNECTOR ROTATABLE ABSOLUTE ENCODER SINGLETURN 20 BIT WITH DRIVE-CLIQ INTERFACE (ENCODER AS20DQI) SHAFT WITH FITTED KEY, TOLERANCE N; W/O HOLDING BRAKE PROTECTION CLASS IP64; | 1823 | TEM | 1 | MC | 9.101 | 1
1FK70622AF711QA1 | SIMOTICS S SYNCHRONOUS MOTOR 1FK7-CT PN=1,9 KW; UZK=600V M0=8.5NM (100K); NN=3000RPM; NATURAL COOLING; FRAME SIZE IMB 5 (IM V1, IM V3) FLANGE 1 POWER CONNECTOR ROTATABLE ABSOLUTE ENCODER SINGLETURN 20 BIT WITH DRIVE-CLIQ INTERFACE (ENCODER AS20DQI) SHAFT WITH FITTED KEY, TOLERANCE N; W/O HOLDING BRAKE PROTECTION CLASS IP65, | 1917 | TEM | 1 | MC | 9.101 | 1
1FK70622AF711QA2 | SIMOTICS S SYNCHRONOUS MOTOR 1FK7-CT PN=1,9 KW; UZK=600V M0=8.5NM (100K); NN=3000RPM; NATURAL COOLING; FRAME SIZE IMB 5 (IM V1, IM V3) FLANGE 1 POWER CONNECTOR ROTATABLE ABSOLUTE ENCODER SINGLETURN 20 BIT WITH DRIVE-CLIQ INTERFACE (ENCODER AS20DQI) SHAFT WITH FITTED KEY, TOLERANCE N; W/O HOLDING BRAKE PROTECTION CLASS IP65, FLANGE ON DRIVE END IP67; | 1917 | TEM | 1 | MC | 9.101 | 1
1FK70622AF711QB0 | SIMOTICS S SYNCHRONOUS MOTOR 1FK7-CT PN=1,9 KW; UZK=600V M0=8.5NM (100K); NN=3000RPM; NATURAL COOLING; FRAME SIZE IMB 5 (IM V1, IM V3) FLANGE 1 POWER CONNECTOR ROTATABLE ABSOLUTE ENCODER SINGLETURN 20 BIT WITH DRIVE-CLIQ INTERFACE (ENCODER AS20DQI) SHAFT WITH FITTED KEY, TOLERANCE N; WITH HOLDING BRAKE PROTECTION CLASS IP64; | 2126 | TEM | 1 | MC | 9.4 | 1
1FK70622AF711QB1 | SIMOTICS S SYNCHRONOUS MOTOR 1FK7-CT PN=1,9 KW; UZK=600V M0=8.5NM (100K); NN=3000RPM; NATURAL COOLING; FRAME SIZE IMB 5 (IM V1, IM V3) FLANGE 1 POWER CONNECTOR ROTATABLE ABSOLUTE ENCODER SINGLETURN 20 BIT WITH DRIVE-CLIQ INTERFACE (ENCODER AS20DQI) SHAFT WITH FITTED KEY, TOLERANCE N; WITH HOLDING BRAKE PROTECTION CLASS IP65, | 2220 | TEM | 1 | MC | 9.4 | 1
1FK70622AF711QB2 | SIMOTICS S SYNCHRONOUS MOTOR 1FK7-CT PN=1,9 KW; UZK=600V M0=8.5NM (100K); NN=3000RPM; NATURAL COOLING; FRAME SIZE IMB 5 (IM V1, IM V3) FLANGE 1 POWER CONNECTOR ROTATABLE ABSOLUTE ENCODER SINGLETURN 20 BIT WITH DRIVE-CLIQ INTERFACE (ENCODER AS20DQI) SHAFT WITH FITTED KEY, TOLERANCE N; WITH HOLDING BRAKE PROTECTION CLASS IP65, FLANGE ON DRIVE END IP67; | 2220 | TEM | 1 | MC | 9.4 | 1
1FK70622AF711QG0 | SIMOTICS S SYNCHRONOUS MOTOR 1FK7-CT PN=1,9 KW; UZK=600V M0=8.5NM (100K); NN=3000RPM; NATURAL COOLING; FRAME SIZE IMB 5 (IM V1, IM V3) FLANGE 1 POWER CONNECTOR ROTATABLE ABSOLUTE ENCODER SINGLETURN 20 BIT WITH DRIVE-CLIQ INTERFACE (ENCODER AS20DQI) PLAIN SHAFT, TOLERANCE N; W/O HOLDING BRAKE PROTECTION CLASS IP64; | 1737 | TEM | 1 | MC | 9.101 | 1
1FK70622AF711QG1 | SIMOTICS S SYNCHRONOUS MOTOR 1FK7-CT PN=1,9 KW; UZK=600V M0=8.5NM (100K); NN=3000RPM; NATURAL COOLING; FRAME SIZE IMB 5 (IM V1, IM V3) FLANGE 1 POWER CONNECTOR ROTATABLE ABSOLUTE ENCODER SINGLETURN 20 BIT WITH DRIVE-CLIQ INTERFACE (ENCODER AS20DQI) PLAIN SHAFT, TOLERANCE N; W/O HOLDING BRAKE PROTECTION CLASS IP65, | 1830 | TEM | 1 | MC | 9.101 | 1
1FK70622AF711QG2 | SIMOTICS S SYNCHRONOUS MOTOR 1FK7-CT PN=1,9 KW; UZK=600V M0=8.5NM (100K); NN=3000RPM; NATURAL COOLING; FRAME SIZE IMB 5 (IM V1, IM V3) FLANGE 1 POWER CONNECTOR ROTATABLE ABSOLUTE ENCODER SINGLETURN 20 BIT WITH DRIVE-CLIQ INTERFACE (ENCODER AS20DQI) PLAIN SHAFT, TOLERANCE N; W/O HOLDING BRAKE PROTECTION CLASS IP65, FLANGE ON DRIVE END IP67; | 1830 | TEM | 1 | MC | 9.101 | 1
1FK70622AF711QH0 | SIMOTICS S SYNCHRONOUS MOTOR 1FK7-CT PN=1,9 KW; UZK=600V M0=8.5NM (100K); NN=3000RPM; NATURAL COOLING; FRAME SIZE IMB 5 (IM V1, IM V3) FLANGE 1 POWER CONNECTOR ROTATABLE ABSOLUTE ENCODER SINGLETURN 20 BIT WITH DRIVE-CLIQ INTERFACE (ENCODER AS20DQI) PLAIN SHAFT, TOLERANCE N; WITH HOLDING BRAKE PROTECTION CLASS IP64; | 2042 | TEM | 1 | MC | 9.4 | 1
1FK70622AF711QH1 | SIMOTICS S SYNCHRONOUS MOTOR 1FK7-CT PN=1,9 KW; UZK=600V M0=8.5NM (100K); NN=3000RPM; NATURAL COOLING; FRAME SIZE IMB 5 (IM V1, IM V3) FLANGE 1 POWER CONNECTOR ROTATABLE ABSOLUTE ENCODER SINGLETURN 20 BIT WITH DRIVE-CLIQ INTERFACE (ENCODER AS20DQI) PLAIN SHAFT, TOLERANCE N; WITH HOLDING BRAKE PROTECTION CLASS IP65, | 2136 | TEM | 1 | MC | 9.4 | 1
1FK70622AF711QH2 | SIMOTICS S SYNCHRONOUS MOTOR 1FK7-CT PN=1,9 KW; UZK=600V M0=8.5NM (100K); NN=3000RPM; NATURAL COOLING; FRAME SIZE IMB 5 (IM V1, IM V3) FLANGE 1 POWER CONNECTOR ROTATABLE ABSOLUTE ENCODER SINGLETURN 20 BIT WITH DRIVE-CLIQ INTERFACE (ENCODER AS20DQI) PLAIN SHAFT, TOLERANCE N; WITH HOLDING BRAKE PROTECTION CLASS IP65, FLANGE ON DRIVE END IP67; | 2136 | TEM | 1 | MC | 9.4 | 1
1FK70622AF711RA0 | SIMOTICS S SYNCHRONOUS MOTOR 1FK7-CT PN=1,9 KW; UZK=600V M0=8.5NM (100K); NN=3000RPM; NATURAL COOLING; FRAME SIZE IMB 5 (IM V1, IM V3) FLANGE 1 POWER CONNECTOR ROTATABLE ABSOLUTE ENCODER 20 BIT + 12 BIT MULTITURN WITH DRIVE-CLIQ INTERFACE (ENCODER AM20DQI) SHAFT WITH FITTED KEY, TOLERANCE N; W/O HOLDING BRAKE PROTECTION CLASS IP64; | 2197 | TEM | 1 | MC | 9.101 | 1
1FK70622AF711RA1 | SIMOTICS S SYNCHRONOUS MOTOR 1FK7-CT PN=1,9 KW; UZK=600V M0=8.5NM (100K); NN=3000RPM; NATURAL COOLING; FRAME SIZE IMB 5 (IM V1, IM V3) FLANGE 1 POWER CONNECTOR ROTATABLE ABSOLUTE ENCODER 20 BIT + 12 BIT MULTITURN WITH DRIVE-CLIQ INTERFACE (ENCODER AM20DQI) SHAFT WITH FITTED KEY, TOLERANCE N; W/O HOLDING BRAKE PROTECTION CLASS IP65, | 2291 | TEM | 1 | MC | 9.101 | 1
1FK70622AF711RA2 | SIMOTICS S SYNCHRONOUS MOTOR 1FK7-CT PN=1,9 KW; UZK=600V M0=8.5NM (100K); NN=3000RPM; NATURAL COOLING; FRAME SIZE IMB 5 (IM V1, IM V3) FLANGE 1 POWER CONNECTOR ROTATABLE ABSOLUTE ENCODER 20 BIT + 12 BIT MULTITURN WITH DRIVE-CLIQ INTERFACE (ENCODER AM20DQI) SHAFT WITH FITTED KEY, TOLERANCE N; W/O HOLDING BRAKE PROTECTION CLASS IP65, FLANGE ON DRIVE END IP67; | 2291 | TEM | 1 | MC | 9.101 | 1
1FK70622AF711RB0 | SIMOTICS S SYNCHRONOUS MOTOR 1FK7-CT PN=1,9 KW; UZK=600V M0=8.5NM (100K); NN=3000RPM; NATURAL COOLING; FRAME SIZE IMB 5 (IM V1, IM V3) FLANGE 1 POWER CONNECTOR ROTATABLE ABSOLUTE ENCODER 20 BIT + 12 BIT MULTITURN WITH DRIVE-CLIQ INTERFACE (ENCODER AM20DQI) SHAFT WITH FITTED KEY, TOLERANCE N; WITH HOLDING BRAKE PROTECTION CLASS IP64; | 2500 | TEM | 1 | MC | 9.4 | 1
1FK70622AF711RB1 | SIMOTICS S SYNCHRONOUS MOTOR 1FK7-CT PN=1,9 KW; UZK=600V M0=8.5NM (100K); NN=3000RPM; NATURAL COOLING; FRAME SIZE IMB 5 (IM V1, IM V3) FLANGE 1 POWER CONNECTOR ROTATABLE ABSOLUTE ENCODER 20 BIT + 12 BIT MULTITURN WITH DRIVE-CLIQ INTERFACE (ENCODER AM20DQI) SHAFT WITH FITTED KEY, TOLERANCE N; WITH HOLDING BRAKE PROTECTION CLASS IP65, | 2594 | TEM | 1 | MC | 9.4 | 1
1FK70622AF711RB2 | SIMOTICS S SYNCHRONOUS MOTOR 1FK7-CT PN=1,9 KW; UZK=600V M0=8.5NM (100K); NN=3000RPM; NATURAL COOLING; FRAME SIZE IMB 5 (IM V1, IM V3) FLANGE 1 POWER CONNECTOR ROTATABLE ABSOLUTE ENCODER 20 BIT + 12 BIT MULTITURN WITH DRIVE-CLIQ INTERFACE (ENCODER AM20DQI) SHAFT WITH FITTED KEY, TOLERANCE N; WITH HOLDING BRAKE PROTECTION CLASS IP65, FLANGE ON DRIVE END IP67; | 2594 | TEM | 1 | MC | 9.4 | 1
1FK70622AF711RG0 | SIMOTICS S SYNCHRONOUS MOTOR 1FK7-CT PN=1,9 KW; UZK=600V M0=8.5NM (100K); NN=3000RPM; NATURAL COOLING; FRAME SIZE IMB 5 (IM V1, IM V3) FLANGE 1 POWER CONNECTOR ROTATABLE ABSOLUTE ENCODER 20 BIT + 12 BIT MULTITURN WITH DRIVE-CLIQ INTERFACE (ENCODER AM20DQI) PLAIN SHAFT, TOLERANCE N; W/O HOLDING BRAKE PROTECTION CLASS IP64; | 2111 | TEM | 1 | MC | 9.101 | 1
1FK70622AF711RG1 | SIMOTICS S SYNCHRONOUS MOTOR 1FK7-CT PN=1,9 KW; UZK=600V M0=8.5NM (100K); NN=3000RPM; NATURAL COOLING; FRAME SIZE IMB 5 (IM V1, IM V3) FLANGE 1 POWER CONNECTOR ROTATABLE ABSOLUTE ENCODER 20 BIT + 12 BIT MULTITURN WITH DRIVE-CLIQ INTERFACE (ENCODER AM20DQI) PLAIN SHAFT, TOLERANCE N; W/O HOLDING BRAKE PROTECTION CLASS IP65, | 2204 | TEM | 1 | MC | 9.101 | 1
1FK70622AF711RG2 | SIMOTICS S SYNCHRONOUS MOTOR 1FK7-CT PN=1,9 KW; UZK=600V M0=8.5NM (100K); NN=3000RPM; NATURAL COOLING; FRAME SIZE IMB 5 (IM V1, IM V3) FLANGE 1 POWER CONNECTOR ROTATABLE ABSOLUTE ENCODER 20 BIT + 12 BIT MULTITURN WITH DRIVE-CLIQ INTERFACE (ENCODER AM20DQI) PLAIN SHAFT, TOLERANCE N; W/O HOLDING BRAKE PROTECTION CLASS IP65, FLANGE ON DRIVE END IP67; | 2204 | TEM | 1 | MC | 9.101 | 1
1FK70622AF711RH0 | SIMOTICS S SYNCHRONOUS MOTOR 1FK7-CT PN=1,9 KW; UZK=600V M0=8.5NM (100K); NN=3000RPM; NATURAL COOLING; FRAME SIZE IMB 5 (IM V1, IM V3) FLANGE 1 POWER CONNECTOR ROTATABLE ABSOLUTE ENCODER 20 BIT + 12 BIT MULTITURN WITH DRIVE-CLIQ INTERFACE (ENCODER AM20DQI) PLAIN SHAFT, TOLERANCE N; WITH HOLDING BRAKE PROTECTION CLASS IP64; | 2416 | TEM | 1 | MC | 9.4 | 1
1FK70622AF711RH1 | SIMOTICS S SYNCHRONOUS MOTOR 1FK7-CT PN=1,9 KW; UZK=600V M0=8.5NM (100K); NN=3000RPM; NATURAL COOLING; FRAME SIZE IMB 5 (IM V1, IM V3) FLANGE 1 POWER CONNECTOR ROTATABLE ABSOLUTE ENCODER 20 BIT + 12 BIT MULTITURN WITH DRIVE-CLIQ INTERFACE (ENCODER AM20DQI) PLAIN SHAFT, TOLERANCE N; WITH HOLDING BRAKE PROTECTION CLASS IP65, | 2510 | TEM | 1 | MC | 9.4 | 1
1FK70622AF711RH2 | SIMOTICS S SYNCHRONOUS MOTOR 1FK7-CT PN=1,9 KW; UZK=600V M0=8.5NM (100K); NN=3000RPM; NATURAL COOLING; FRAME SIZE IMB 5 (IM V1, IM V3) FLANGE 1 POWER CONNECTOR ROTATABLE ABSOLUTE ENCODER 20 BIT + 12 BIT MULTITURN WITH DRIVE-CLIQ INTERFACE (ENCODER AM20DQI) PLAIN SHAFT, TOLERANCE N; WITH HOLDING BRAKE PROTECTION CLASS IP65, FLANGE ON DRIVE END IP67; | 2510 | TEM | 1 | MC | 9.4 | 1
1FK70622AF711SA0 | SIMOTICS S SYNCHRONOUS MOTOR 1FK7-CT PN=1,9 KW; UZK=600V M0=8.5NM (100K); NN=3000RPM; NATURAL COOLING; FRAME SIZE IMB 5 (IM V1, IM V3) FLANGE 1, WITH KTY TEMPERATURESENSOR POWER CONNECTOR ROTATABLE RESOLVER MULTI-POLE (RESOLVER P=4); SHAFT WITH FITTED KEY, TOLERANCE N; W/O HOLDING BRAKE PROTECTION CLASS IP64; | 1479 | TEM | 1 | MC | 9.102 | 1
1FK70622AF711SA1 | SIMOTICS S SYNCHRONOUS MOTOR 1FK7-CT PN=1,9 KW; UZK=600V M0=8.5NM (100K); NN=3000RPM; NATURAL COOLING; FRAME SIZE IMB 5 (IM V1, IM V3) FLANGE 1, WITH KTY TEMPERATURESENSOR POWER CONNECTOR ROTATABLE RESOLVER MULTI-POLE (RESOLVER P=4); SHAFT WITH FITTED KEY, TOLERANCE N; W/O HOLDING BRAKE PROTECTION CLASS IP65, | 1573 | TEM | 1 | MC | 9.102 | 1
1FK70622AF711SA2 | SIMOTICS S SYNCHRONOUS MOTOR 1FK7-CT PN=1,9 KW; UZK=600V M0=8.5NM (100K); NN=3000RPM; NATURAL COOLING; FRAME SIZE IMB 5 (IM V1, IM V3) FLANGE 1, WITH KTY TEMPERATURESENSOR POWER CONNECTOR ROTATABLE RESOLVER MULTI-POLE (RESOLVER P=4); SHAFT WITH FITTED KEY, TOLERANCE N; W/O HOLDING BRAKE PROTECTION CLASS IP65, FLANGE ON DRIVE END IP67; | 1573 | TEM | 1 | MC | 9.102 | 1
1FK70622AF711SB0 | SIMOTICS S SYNCHRONOUS MOTOR 1FK7-CT PN=1,9 KW; UZK=600V M0=8.5NM (100K); NN=3000RPM; NATURAL COOLING; FRAME SIZE IMB 5 (IM V1, IM V3) FLANGE 1, WITH KTY TEMPERATURESENSOR POWER CONNECTOR ROTATABLE RESOLVER MULTI-POLE (RESOLVER P=4); SHAFT WITH FITTED KEY, TOLERANCE N; WITH HOLDING BRAKE PROTECTION CLASS IP64; | 1782 | TEM | 1 | MC | 9.401 | 1
1FK70622AF711SB1 | SIMOTICS S SYNCHRONOUS MOTOR 1FK7-CT PN=1,9 KW; UZK=600V M0=8.5NM (100K); NN=3000RPM; NATURAL COOLING; FRAME SIZE IMB 5 (IM V1, IM V3) FLANGE 1, WITH KTY TEMPERATURESENSOR POWER CONNECTOR ROTATABLE RESOLVER MULTI-POLE (RESOLVER P=4); SHAFT WITH FITTED KEY, TOLERANCE N; WITH HOLDING BRAKE PROTECTION CLASS IP65, | 1876 | TEM | 1 | MC | 9.401 | 1
1FK70622AF711SB2 | SIMOTICS S SYNCHRONOUS MOTOR 1FK7-CT PN=1,9 KW; UZK=600V M0=8.5NM (100K); NN=3000RPM; NATURAL COOLING; FRAME SIZE IMB 5 (IM V1, IM V3) FLANGE 1, WITH KTY TEMPERATURESENSOR POWER CONNECTOR ROTATABLE RESOLVER MULTI-POLE (RESOLVER P=4); SHAFT WITH FITTED KEY, TOLERANCE N; WITH HOLDING BRAKE PROTECTION CLASS IP65, FLANGE ON DRIVE END IP67; | 1876 | TEM | 1 | MC | 9.401 | 1
1FK70622AF711SG0 | SIMOTICS S SYNCHRONOUS MOTOR 1FK7-CT PN=1,9 KW; UZK=600V M0=8.5NM (100K); NN=3000RPM; NATURAL COOLING; FRAME SIZE IMB 5 (IM V1, IM V3) FLANGE 1, WITH KTY TEMPERATURESENSOR POWER CONNECTOR ROTATABLE RESOLVER MULTI-POLE (RESOLVER P=4); PLAIN SHAFT, TOLERANCE N; W/O HOLDING BRAKE PROTECTION CLASS IP64; | 1393 | TEM | 1 | MC | 9.102 | 1
1FK70622AF711SG1 | SIMOTICS S SYNCHRONOUS MOTOR 1FK7-CT PN=1,9 KW; UZK=600V M0=8.5NM (100K); NN=3000RPM; NATURAL COOLING; FRAME SIZE IMB 5 (IM V1, IM V3) FLANGE 1, WITH KTY TEMPERATURESENSOR POWER CONNECTOR ROTATABLE RESOLVER MULTI-POLE (RESOLVER P=4); PLAIN SHAFT, TOLERANCE N; W/O HOLDING BRAKE PROTECTION CLASS IP65, | 1486 | TEM | 1 | MC | 9.102 | 1
1FK70622AF711SG2 | SIMOTICS S SYNCHRONOUS MOTOR 1FK7-CT PN=1,9 KW; UZK=600V M0=8.5NM (100K); NN=3000RPM; NATURAL COOLING; FRAME SIZE IMB 5 (IM V1, IM V3) FLANGE 1, WITH KTY TEMPERATURESENSOR POWER CONNECTOR ROTATABLE RESOLVER MULTI-POLE (RESOLVER P=4); PLAIN SHAFT, TOLERANCE N; W/O HOLDING BRAKE PROTECTION CLASS IP65, FLANGE ON DRIVE END IP67; | 1486 | TEM | 1 | MC | 9.102 | 1
1FK70622AF711SH0 | SIMOTICS S SYNCHRONOUS MOTOR 1FK7-CT PN=1,9 KW; UZK=600V M0=8.5NM (100K); NN=3000RPM; NATURAL COOLING; FRAME SIZE IMB 5 (IM V1, IM V3) FLANGE 1, WITH KTY TEMPERATURESENSOR POWER CONNECTOR ROTATABLE RESOLVER MULTI-POLE (RESOLVER P=4); PLAIN SHAFT, TOLERANCE N; WITH HOLDING BRAKE PROTECTION CLASS IP64; | 1698 | TEM | 1 | MC | 9.401 | 1
1FK70622AF711SH1 | SIMOTICS S SYNCHRONOUS MOTOR 1FK7-CT PN=1,9 KW; UZK=600V M0=8.5NM (100K); NN=3000RPM; NATURAL COOLING; FRAME SIZE IMB 5 (IM V1, IM V3) FLANGE 1, WITH KTY TEMPERATURESENSOR POWER CONNECTOR ROTATABLE RESOLVER MULTI-POLE (RESOLVER P=4); PLAIN SHAFT, TOLERANCE N; WITH HOLDING BRAKE PROTECTION CLASS IP65, | 1792 | TEM | 1 | MC | 9.401 | 1
1FK70622AF711SH2 | SIMOTICS S SYNCHRONOUS MOTOR 1FK7-CT PN=1,9 KW; UZK=600V M0=8.5NM (100K); NN=3000RPM; NATURAL COOLING; FRAME SIZE IMB 5 (IM V1, IM V3) FLANGE 1, WITH KTY TEMPERATURESENSOR POWER CONNECTOR ROTATABLE RESOLVER MULTI-POLE (RESOLVER P=4); PLAIN SHAFT, TOLERANCE N; WITH HOLDING BRAKE PROTECTION CLASS IP65, FLANGE ON DRIVE END IP67; | 1792 | TEM | 1 | MC | 9.401 | 1
1FK70622AF711TA0 | SIMOTICS S SYNCHRONOUS MOTOR 1FK7-CT PN=1,9 KW; UZK=600V M0=8.5NM (100K); NN=3000RPM; NATURAL COOLING; FRAME SIZE IMB 5 (IM V1, IM V3) FLANGE 1, WITH KTY TEMPERATURESENSOR POWER CONNECTOR ROTATABLE RESOLVER 2-POLE (RESOLVER P=1); SHAFT WITH FITTED KEY, TOLERANCE N; W/O HOLDING BRAKE PROTECTION CLASS IP64; | 1479 | TEM | 1 | MC | 9.102 | 1
1FK70622AF711TA1 | SIMOTICS S SYNCHRONOUS MOTOR 1FK7-CT PN=1,9 KW; UZK=600V M0=8.5NM (100K); NN=3000RPM; NATURAL COOLING; FRAME SIZE IMB 5 (IM V1, IM V3) FLANGE 1, WITH KTY TEMPERATURESENSOR POWER CONNECTOR ROTATABLE RESOLVER 2-POLE (RESOLVER P=1); SHAFT WITH FITTED KEY, TOLERANCE N; W/O HOLDING BRAKE PROTECTION CLASS IP65, | 1573 | TEM | 1 | MC | 9.102 | 1
1FK70622AF711TA2 | SIMOTICS S SYNCHRONOUS MOTOR 1FK7-CT PN=1,9 KW; UZK=600V M0=8.5NM (100K); NN=3000RPM; NATURAL COOLING; FRAME SIZE IMB 5 (IM V1, IM V3) FLANGE 1, WITH KTY TEMPERATURESENSOR POWER CONNECTOR ROTATABLE RESOLVER 2-POLE (RESOLVER P=1); SHAFT WITH FITTED KEY, TOLERANCE N; W/O HOLDING BRAKE PROTECTION CLASS IP65, FLANGE ON DRIVE END IP67; | 1573 | TEM | 1 | MC | 9.102 | 1
1FK70622AF711TB0 | SIMOTICS S SYNCHRONOUS MOTOR 1FK7-CT PN=1,9 KW; UZK=600V M0=8.5NM (100K); NN=3000RPM; NATURAL COOLING; FRAME SIZE IMB 5 (IM V1, IM V3) FLANGE 1, WITH KTY TEMPERATURESENSOR POWER CONNECTOR ROTATABLE RESOLVER 2-POLE (RESOLVER P=1); SHAFT WITH FITTED KEY, TOLERANCE N; WITH HOLDING BRAKE PROTECTION CLASS IP64; | 1782 | TEM | 1 | MC | 9.401 | 1
1FK70622AF711TB1 | SIMOTICS S SYNCHRONOUS MOTOR 1FK7-CT PN=1,9 KW; UZK=600V M0=8.5NM (100K); NN=3000RPM; NATURAL COOLING; FRAME SIZE IMB 5 (IM V1, IM V3) FLANGE 1, WITH KTY TEMPERATURESENSOR POWER CONNECTOR ROTATABLE RESOLVER 2-POLE (RESOLVER P=1); SHAFT WITH FITTED KEY, TOLERANCE N; WITH HOLDING BRAKE PROTECTION CLASS IP65, | 1876 | TEM | 1 | MC | 9.401 | 1
1FK70622AF711TB2 | SIMOTICS S SYNCHRONOUS MOTOR 1FK7-CT PN=1,9 KW; UZK=600V M0=8.5NM (100K); NN=3000RPM; NATURAL COOLING; FRAME SIZE IMB 5 (IM V1, IM V3) FLANGE 1, WITH KTY TEMPERATURESENSOR POWER CONNECTOR ROTATABLE RESOLVER 2-POLE (RESOLVER P=1); SHAFT WITH FITTED KEY, TOLERANCE N; WITH HOLDING BRAKE PROTECTION CLASS IP65, FLANGE ON DRIVE END IP67; | 1876 | TEM | 1 | MC | 9.401 | 1
1FK70622AF711TG0 | SIMOTICS S SYNCHRONOUS MOTOR 1FK7-CT PN=1,9 KW; UZK=600V M0=8.5NM (100K); NN=3000RPM; NATURAL COOLING; FRAME SIZE IMB 5 (IM V1, IM V3) FLANGE 1, WITH KTY TEMPERATURESENSOR POWER CONNECTOR ROTATABLE RESOLVER 2-POLE (RESOLVER P=1); PLAIN SHAFT, TOLERANCE N; W/O HOLDING BRAKE PROTECTION CLASS IP64; | 1393 | TEM | 1 | MC | 9.102 | 1
1FK70622AF711TG1 | SIMOTICS S SYNCHRONOUS MOTOR 1FK7-CT PN=1,9 KW; UZK=600V M0=8.5NM (100K); NN=3000RPM; NATURAL COOLING; FRAME SIZE IMB 5 (IM V1, IM V3) FLANGE 1, WITH KTY TEMPERATURESENSOR POWER CONNECTOR ROTATABLE RESOLVER 2-POLE (RESOLVER P=1); PLAIN SHAFT, TOLERANCE N; W/O HOLDING BRAKE PROTECTION CLASS IP65, | 1486 | TEM | 1 | MC | 9.102 | 1
1FK70622AF711TG2 | SIMOTICS S SYNCHRONOUS MOTOR 1FK7-CT PN=1,9 KW; UZK=600V M0=8.5NM (100K); NN=3000RPM; NATURAL COOLING; FRAME SIZE IMB 5 (IM V1, IM V3) FLANGE 1, WITH KTY TEMPERATURESENSOR POWER CONNECTOR ROTATABLE RESOLVER 2-POLE (RESOLVER P=1); PLAIN SHAFT, TOLERANCE N; W/O HOLDING BRAKE PROTECTION CLASS IP65, FLANGE ON DRIVE END IP67; | 1486 | TEM | 1 | MC | 9.102 | 1
1FK70622AF711TH0 | SIMOTICS S SYNCHRONOUS MOTOR 1FK7-CT PN=1,9 KW; UZK=600V M0=8.5NM (100K); NN=3000RPM; NATURAL COOLING; FRAME SIZE IMB 5 (IM V1, IM V3) FLANGE 1, WITH KTY TEMPERATURESENSOR POWER CONNECTOR ROTATABLE RESOLVER 2-POLE (RESOLVER P=1); PLAIN SHAFT, TOLERANCE N; WITH HOLDING BRAKE PROTECTION CLASS IP64; | 1698 | TEM | 1 | MC | 9.401 | 1
1FK70622AF711TH1 | SIMOTICS S SYNCHRONOUS MOTOR 1FK7-CT PN=1,9 KW; UZK=600V M0=8.5NM (100K); NN=3000RPM; NATURAL COOLING; FRAME SIZE IMB 5 (IM V1, IM V3) FLANGE 1, WITH KTY TEMPERATURESENSOR POWER CONNECTOR ROTATABLE RESOLVER 2-POLE (RESOLVER P=1); PLAIN SHAFT, TOLERANCE N; WITH HOLDING BRAKE PROTECTION CLASS IP65, | 1792 | TEM | 1 | MC | 9.401 | 1
1FK70622AF711TH2 | SIMOTICS S SYNCHRONOUS MOTOR 1FK7-CT PN=1,9 KW; UZK=600V M0=8.5NM (100K); NN=3000RPM; NATURAL COOLING; FRAME SIZE IMB 5 (IM V1, IM V3) FLANGE 1, WITH KTY TEMPERATURESENSOR POWER CONNECTOR ROTATABLE RESOLVER 2-POLE (RESOLVER P=1); PLAIN SHAFT, TOLERANCE N; WITH HOLDING BRAKE PROTECTION CLASS IP65, FLANGE ON DRIVE END IP67; | 1792 | TEM | 1 | MC | 9.401 | 1
1FK70622AF711UA0 | SIMOTICS S SYNCHRONOUS MOTOR 1FK7-CT PN=1,9 KW; UZK=600V M0=8.5NM (100K); NN=3000RPM; NATURAL COOLING; FRAME SIZE IMB 5 (IM V1, IM V3) FLANGE 1 POWER CONNECTOR ROTATABLE RESOLVER MULTI-POLE WITH DRIVE-CLIQ INTERFACE; SHAFT WITH FITTED KEY, TOLERANCE N; W/O HOLDING BRAKE PROTECTION CLASS IP64; | 1720 | TEM | 1 | MC | 9.102 | 1
1FK70622AF711UA1 | SIMOTICS S SYNCHRONOUS MOTOR 1FK7-CT PN=1,9 KW; UZK=600V M0=8.5NM (100K); NN=3000RPM; NATURAL COOLING; FRAME SIZE IMB 5 (IM V1, IM V3) FLANGE 1 POWER CONNECTOR ROTATABLE RESOLVER MULTI-POLE WITH DRIVE-CLIQ INTERFACE; SHAFT WITH FITTED KEY, TOLERANCE N; W/O HOLDING BRAKE PROTECTION CLASS IP65, | 1814 | TEM | 1 | MC | 9.102 | 1
1FK70622AF711UA2 | SIMOTICS S SYNCHRONOUS MOTOR 1FK7-CT PN=1,9 KW; UZK=600V M0=8.5NM (100K); NN=3000RPM; NATURAL COOLING; FRAME SIZE IMB 5 (IM V1, IM V3) FLANGE 1 POWER CONNECTOR ROTATABLE RESOLVER MULTI-POLE WITH DRIVE-CLIQ INTERFACE; SHAFT WITH FITTED KEY, TOLERANCE N; W/O HOLDING BRAKE PROTECTION CLASS IP65, FLANGE ON DRIVE END IP67; | 1814 | TEM | 1 | MC | 9.102 | 1
1FK70622AF711UB0 | SIMOTICS S SYNCHRONOUS MOTOR 1FK7-CT PN=1,9 KW; UZK=600V M0=8.5NM (100K); NN=3000RPM; NATURAL COOLING; FRAME SIZE IMB 5 (IM V1, IM V3) FLANGE 1 POWER CONNECTOR ROTATABLE RESOLVER MULTI-POLE WITH DRIVE-CLIQ INTERFACE; SHAFT WITH FITTED KEY, TOLERANCE N; WITH HOLDING BRAKE PROTECTION CLASS IP64; | 2023 | TEM | 1 | MC | 9.401 | 1
1FK70622AF711UB1 | SIMOTICS S SYNCHRONOUS MOTOR 1FK7-CT PN=1,9 KW; UZK=600V M0=8.5NM (100K); NN=3000RPM; NATURAL COOLING; FRAME SIZE IMB 5 (IM V1, IM V3) FLANGE 1 POWER CONNECTOR ROTATABLE RESOLVER MULTI-POLE WITH DRIVE-CLIQ INTERFACE; SHAFT WITH FITTED KEY, TOLERANCE N; WITH HOLDING BRAKE PROTECTION CLASS IP65, | 2117 | TEM | 1 | MC | 9.401 | 1
1FK70622AF711UB2 | SIMOTICS S SYNCHRONOUS MOTOR 1FK7-CT PN=1,9 KW; UZK=600V M0=8.5NM (100K); NN=3000RPM; NATURAL COOLING; FRAME SIZE IMB 5 (IM V1, IM V3) FLANGE 1 POWER CONNECTOR ROTATABLE RESOLVER MULTI-POLE WITH DRIVE-CLIQ INTERFACE; SHAFT WITH FITTED KEY, TOLERANCE N; WITH HOLDING BRAKE PROTECTION CLASS IP65, FLANGE ON DRIVE END IP67; | 2117 | TEM | 1 | MC | 9.401 | 1
1FK70622AF711UG0 | SIMOTICS S SYNCHRONOUS MOTOR 1FK7-CT PN=1,9 KW; UZK=600V M0=8.5NM (100K); NN=3000RPM; NATURAL COOLING; FRAME SIZE IMB 5 (IM V1, IM V3) FLANGE 1 POWER CONNECTOR ROTATABLE RESOLVER MULTI-POLE WITH DRIVE-CLIQ INTERFACE; PLAIN SHAFT, TOLERANCE N; W/O HOLDING BRAKE PROTECTION CLASS IP64; | 1634 | TEM | 1 | MC | 9.102 | 1
1FK70622AF711UG1 | SIMOTICS S SYNCHRONOUS MOTOR 1FK7-CT PN=1,9 KW; UZK=600V M0=8.5NM (100K); NN=3000RPM; NATURAL COOLING; FRAME SIZE IMB 5 (IM V1, IM V3) FLANGE 1 POWER CONNECTOR ROTATABLE RESOLVER MULTI-POLE WITH DRIVE-CLIQ INTERFACE; PLAIN SHAFT, TOLERANCE N; W/O HOLDING BRAKE PROTECTION CLASS IP65, | 1727 | TEM | 1 | MC | 9.102 | 1
1FK70622AF711UG2 | SIMOTICS S SYNCHRONOUS MOTOR 1FK7-CT PN=1,9 KW; UZK=600V M0=8.5NM (100K); NN=3000RPM; NATURAL COOLING; FRAME SIZE IMB 5 (IM V1, IM V3) FLANGE 1 POWER CONNECTOR ROTATABLE RESOLVER MULTI-POLE WITH DRIVE-CLIQ INTERFACE; PLAIN SHAFT, TOLERANCE N; W/O HOLDING BRAKE PROTECTION CLASS IP65, FLANGE ON DRIVE END IP67; | 1727 | TEM | 1 | MC | 9.102 | 1
1FK70622AF711UH0 | SIMOTICS S SYNCHRONOUS MOTOR 1FK7-CT PN=1,9 KW; UZK=600V M0=8.5NM (100K); NN=3000RPM; NATURAL COOLING; FRAME SIZE IMB 5 (IM V1, IM V3) FLANGE 1 POWER CONNECTOR ROTATABLE RESOLVER MULTI-POLE WITH DRIVE-CLIQ INTERFACE; PLAIN SHAFT, TOLERANCE N; WITH HOLDING BRAKE PROTECTION CLASS IP64; | 1939 | TEM | 1 | MC | 9.401 | 1
1FK70622AF711UH1 | SIMOTICS S SYNCHRONOUS MOTOR 1FK7-CT PN=1,9 KW; UZK=600V M0=8.5NM (100K); NN=3000RPM; NATURAL COOLING; FRAME SIZE IMB 5 (IM V1, IM V3) FLANGE 1 POWER CONNECTOR ROTATABLE RESOLVER MULTI-POLE WITH DRIVE-CLIQ INTERFACE; PLAIN SHAFT, TOLERANCE N; WITH HOLDING BRAKE PROTECTION CLASS IP65, | 2033 | TEM | 1 | MC | 9.401 | 1
1FK70622AF711UH2 | SIMOTICS S SYNCHRONOUS MOTOR 1FK7-CT PN=1,9 KW; UZK=600V M0=8.5NM (100K); NN=3000RPM; NATURAL COOLING; FRAME SIZE IMB 5 (IM V1, IM V3) FLANGE 1 POWER CONNECTOR ROTATABLE RESOLVER MULTI-POLE WITH DRIVE-CLIQ INTERFACE; PLAIN SHAFT, TOLERANCE N; WITH HOLDING BRAKE PROTECTION CLASS IP65, FLANGE ON DRIVE END IP67; | 2033 | TEM | 1 | MC | 9.401 | 1
1FK70622AH711AA0 | SIMOTICS S SYNCHRONOUS MOTOR 1FK7-CT PN=1,4 KW; UZK=600V M0=8.5NM (100K); NN=4500RPM; NATURAL COOLING; FRAME SIZE IMB 5 (IM V1, IM V3) FLANGE 1, WITH KTY TEMPERATURESENSOR POWER CONNECTOR ROTATABLE INCREMENTAL ENCODER SIN/COS 1VPP;2048 S/R W. C-AND D-SPUR (ENCODER IC2048S/R) SHAFT WITH FITTED KEY, TOLERANCE N; W/O HOLDING BRAKE PROTECTION CLASS IP64; | 2065 | TEM | 1 | MC | 9.101 | 1
1FK70622AH711AA1 | SIMOTICS S SYNCHRONOUS MOTOR 1FK7-CT PN=1,4 KW; UZK=600V M0=8.5NM (100K); NN=4500RPM; NATURAL COOLING; FRAME SIZE IMB 5 (IM V1, IM V3) FLANGE 1, WITH KTY TEMPERATURESENSOR POWER CONNECTOR ROTATABLE INCREMENTAL ENCODER SIN/COS 1VPP;2048 S/R W. C-AND D-SPUR (ENCODER IC2048S/R) SHAFT WITH FITTED KEY, TOLERANCE N; W/O HOLDING BRAKE PROTECTION CLASS IP65, | 2159 | TEM | 1 | MC | 9.101 | 1
1FK70622AH711AA2 | SIMOTICS S SYNCHRONOUS MOTOR 1FK7-CT PN=1,4 KW; UZK=600V M0=8.5NM (100K); NN=4500RPM; NATURAL COOLING; FRAME SIZE IMB 5 (IM V1, IM V3) FLANGE 1, WITH KTY TEMPERATURESENSOR POWER CONNECTOR ROTATABLE INCREMENTAL ENCODER SIN/COS 1VPP;2048 S/R W. C-AND D-SPUR (ENCODER IC2048S/R) SHAFT WITH FITTED KEY, TOLERANCE N; W/O HOLDING BRAKE PROTECTION CLASS IP65, FLANGE ON DRIVE END IP67; | 2159 | TEM | 1 | MC | 9.101 | 1
1FK70622AH711AB0 | SIMOTICS S SYNCHRONOUS MOTOR 1FK7-CT PN=1,4 KW; UZK=600V M0=8.5NM (100K); NN=4500RPM; NATURAL COOLING; FRAME SIZE IMB 5 (IM V1, IM V3) FLANGE 1, WITH KTY TEMPERATURESENSOR POWER CONNECTOR ROTATABLE INCREMENTAL ENCODER SIN/COS 1VPP;2048 S/R W. C-AND D-SPUR (ENCODER IC2048S/R) SHAFT WITH FITTED KEY, TOLERANCE N; WITH HOLDING BRAKE PROTECTION CLASS IP64; | 2368 | TEM | 1 | MC | 9.4 | 1
1FK70622AH711AB1 | SIMOTICS S SYNCHRONOUS MOTOR 1FK7-CT PN=1,4 KW; UZK=600V M0=8.5NM (100K); NN=4500RPM; NATURAL COOLING; FRAME SIZE IMB 5 (IM V1, IM V3) FLANGE 1, WITH KTY TEMPERATURESENSOR POWER CONNECTOR ROTATABLE INCREMENTAL ENCODER SIN/COS 1VPP;2048 S/R W. C-AND D-SPUR (ENCODER IC2048S/R) SHAFT WITH FITTED KEY, TOLERANCE N; WITH HOLDING BRAKE PROTECTION CLASS IP65, | 2461 | TEM | 1 | MC | 9.4 | 1
1FK70622AH711AB2 | SIMOTICS S SYNCHRONOUS MOTOR 1FK7-CT PN=1,4 KW; UZK=600V M0=8.5NM (100K); NN=4500RPM; NATURAL COOLING; FRAME SIZE IMB 5 (IM V1, IM V3) FLANGE 1, WITH KTY TEMPERATURESENSOR POWER CONNECTOR ROTATABLE INCREMENTAL ENCODER SIN/COS 1VPP;2048 S/R W. C-AND D-SPUR (ENCODER IC2048S/R) SHAFT WITH FITTED KEY, TOLERANCE N; WITH HOLDING BRAKE PROTECTION CLASS IP65, FLANGE ON DRIVE END IP67; | 2461 | TEM | 1 | MC | 9.4 | 1
1FK70622AH711AG0 | SIMOTICS S SYNCHRONOUS MOTOR 1FK7-CT PN=1,4 KW; UZK=600V M0=8.5NM (100K); NN=4500RPM; NATURAL COOLING; FRAME SIZE IMB 5 (IM V1, IM V3) FLANGE 1, WITH KTY TEMPERATURESENSOR POWER CONNECTOR ROTATABLE INCREMENTAL ENCODER SIN/COS 1VPP;2048 S/R W. C-AND D-SPUR (ENCODER IC2048S/R) PLAIN SHAFT, TOLERANCE N; W/O HOLDING BRAKE PROTECTION CLASS IP64; | 1979 | TEM | 1 | MC | 9.101 | 1
1FK70622AH711AG1 | SIMOTICS S SYNCHRONOUS MOTOR 1FK7-CT PN=1,4 KW; UZK=600V M0=8.5NM (100K); NN=4500RPM; NATURAL COOLING; FRAME SIZE IMB 5 (IM V1, IM V3) FLANGE 1, WITH KTY TEMPERATURESENSOR POWER CONNECTOR ROTATABLE INCREMENTAL ENCODER SIN/COS 1VPP;2048 S/R W. C-AND D-SPUR (ENCODER IC2048S/R) PLAIN SHAFT, TOLERANCE N; W/O HOLDING BRAKE PROTECTION CLASS IP65, | 2072 | TEM | 1 | MC | 9.101 | 1
1FK70622AH711AG2 | SIMOTICS S SYNCHRONOUS MOTOR 1FK7-CT PN=1,4 KW; UZK=600V M0=8.5NM (100K); NN=4500RPM; NATURAL COOLING; FRAME SIZE IMB 5 (IM V1, IM V3) FLANGE 1, WITH KTY TEMPERATURESENSOR POWER CONNECTOR ROTATABLE INCREMENTAL ENCODER SIN/COS 1VPP;2048 S/R W. C-AND D-SPUR (ENCODER IC2048S/R) PLAIN SHAFT, TOLERANCE N; W/O HOLDING BRAKE PROTECTION CLASS IP65, FLANGE ON DRIVE END IP67; | 2072 | TEM | 1 | MC | 9.101 | 1
1FK70622AH711AH0 | SIMOTICS S SYNCHRONOUS MOTOR 1FK7-CT PN=1,4 KW; UZK=600V M0=8.5NM (100K); NN=4500RPM; NATURAL COOLING; FRAME SIZE IMB 5 (IM V1, IM V3) FLANGE 1, WITH KTY TEMPERATURESENSOR POWER CONNECTOR ROTATABLE INCREMENTAL ENCODER SIN/COS 1VPP;2048 S/R W. C-AND D-SPUR (ENCODER IC2048S/R) PLAIN SHAFT, TOLERANCE N; WITH HOLDING BRAKE PROTECTION CLASS IP64; | 2284 | TEM | 1 | MC | 9.4 | 1
1FK70622AH711AH1 | SIMOTICS S SYNCHRONOUS MOTOR 1FK7-CT PN=1,4 KW; UZK=600V M0=8.5NM (100K); NN=4500RPM; NATURAL COOLING; FRAME SIZE IMB 5 (IM V1, IM V3) FLANGE 1, WITH KTY TEMPERATURESENSOR POWER CONNECTOR ROTATABLE INCREMENTAL ENCODER SIN/COS 1VPP;2048 S/R W. C-AND D-SPUR (ENCODER IC2048S/R) PLAIN SHAFT, TOLERANCE N; WITH HOLDING BRAKE PROTECTION CLASS IP65, | 2377 | TEM | 1 | MC | 9.4 | 1
1FK70622AH711AH2 | SIMOTICS S SYNCHRONOUS MOTOR 1FK7-CT PN=1,4 KW; UZK=600V M0=8.5NM (100K); NN=4500RPM; NATURAL COOLING; FRAME SIZE IMB 5 (IM V1, IM V3) FLANGE 1, WITH KTY TEMPERATURESENSOR POWER CONNECTOR ROTATABLE INCREMENTAL ENCODER SIN/COS 1VPP;2048 S/R W. C-AND D-SPUR (ENCODER IC2048S/R) PLAIN SHAFT, TOLERANCE N; WITH HOLDING BRAKE PROTECTION CLASS IP65, FLANGE ON DRIVE END IP67; | 2377 | TEM | 1 | MC | 9.4 | 1
1FK70622AH711BA0 | SIMOTICS S SYNCHRONOUS MOTOR 1FK7-CT PN=1,4 KW; UZK=600V M0=8.5NM (100K); NN=4500RPM; NATURAL COOLING; FRAME SIZE IMB 5 (IM V1, IM V3) FLANGE 1 POWER CONNECTOR ROTATABLE ABSOLUTE ENCODER SINGLETURN 24 BIT WITH DRIVE CLIQ INTERFACE (ENCODER AS24DQI) SHAFT WITH FITTED KEY, TOLERANCE N; W/O HOLDING BRAKE PROTECTION CLASS IP64; | 2306 | TEM | 1 | MC | 9.101 | 1
1FK70622AH711BA1 | SIMOTICS S SYNCHRONOUS MOTOR 1FK7-CT PN=1,4 KW; UZK=600V M0=8.5NM (100K); NN=4500RPM; NATURAL COOLING; FRAME SIZE IMB 5 (IM V1, IM V3) FLANGE 1 POWER CONNECTOR ROTATABLE ABSOLUTE ENCODER SINGLETURN 24 BIT WITH DRIVE CLIQ INTERFACE (ENCODER AS24DQI) SHAFT WITH FITTED KEY, TOLERANCE N; W/O HOLDING BRAKE PROTECTION CLASS IP65, | 2400 | TEM | 1 | MC | 9.101 | 1
1FK70622AH711BA2 | SIMOTICS S SYNCHRONOUS MOTOR 1FK7-CT PN=1,4 KW; UZK=600V M0=8.5NM (100K); NN=4500RPM; NATURAL COOLING; FRAME SIZE IMB 5 (IM V1, IM V3) FLANGE 1 POWER CONNECTOR ROTATABLE ABSOLUTE ENCODER SINGLETURN 24 BIT WITH DRIVE CLIQ INTERFACE (ENCODER AS24DQI) SHAFT WITH FITTED KEY, TOLERANCE N; W/O HOLDING BRAKE PROTECTION CLASS IP65, FLANGE ON DRIVE END IP67; | 2400 | TEM | 1 | MC | 9.101 | 1
1FK70622AH711BB0 | SIMOTICS S SYNCHRONOUS MOTOR 1FK7-CT PN=1,4 KW; UZK=600V M0=8.5NM (100K); NN=4500RPM; NATURAL COOLING; FRAME SIZE IMB 5 (IM V1, IM V3) FLANGE 1 POWER CONNECTOR ROTATABLE ABSOLUTE ENCODER SINGLETURN 24 BIT WITH DRIVE CLIQ INTERFACE (ENCODER AS24DQI) SHAFT WITH FITTED KEY, TOLERANCE N; WITH HOLDING BRAKE PROTECTION CLASS IP64; | 2609 | TEM | 1 | MC | 9.4 | 1
1FK70622AH711BB1 | SIMOTICS S SYNCHRONOUS MOTOR 1FK7-CT PN=1,4 KW; UZK=600V M0=8.5NM (100K); NN=4500RPM; NATURAL COOLING; FRAME SIZE IMB 5 (IM V1, IM V3) FLANGE 1 POWER CONNECTOR ROTATABLE ABSOLUTE ENCODER SINGLETURN 24 BIT WITH DRIVE CLIQ INTERFACE (ENCODER AS24DQI) SHAFT WITH FITTED KEY, TOLERANCE N; WITH HOLDING BRAKE PROTECTION CLASS IP65, | 2703 | TEM | 1 | MC | 9.4 | 1
1FK70622AH711BB2 | SIMOTICS S SYNCHRONOUS MOTOR 1FK7-CT PN=1,4 KW; UZK=600V M0=8.5NM (100K); NN=4500RPM; NATURAL COOLING; FRAME SIZE IMB 5 (IM V1, IM V3) FLANGE 1 POWER CONNECTOR ROTATABLE ABSOLUTE ENCODER SINGLETURN 24 BIT WITH DRIVE CLIQ INTERFACE (ENCODER AS24DQI) SHAFT WITH FITTED KEY, TOLERANCE N; WITH HOLDING BRAKE PROTECTION CLASS IP65, FLANGE ON DRIVE END IP67; | 2703 | TEM | 1 | MC | 9.4 | 1
1FK70622AH711BG0 | SIMOTICS S SYNCHRONOUS MOTOR 1FK7-CT PN=1,4 KW; UZK=600V M0=8.5NM (100K); NN=4500RPM; NATURAL COOLING; FRAME SIZE IMB 5 (IM V1, IM V3) FLANGE 1 POWER CONNECTOR ROTATABLE ABSOLUTE ENCODER SINGLETURN 24 BIT WITH DRIVE CLIQ INTERFACE (ENCODER AS24DQI) PLAIN SHAFT, TOLERANCE N; W/O HOLDING BRAKE PROTECTION CLASS IP64; | 2220 | TEM | 1 | MC | 9.101 | 1
1FK70622AH711BG1 | SIMOTICS S SYNCHRONOUS MOTOR 1FK7-CT PN=1,4 KW; UZK=600V M0=8.5NM (100K); NN=4500RPM; NATURAL COOLING; FRAME SIZE IMB 5 (IM V1, IM V3) FLANGE 1 POWER CONNECTOR ROTATABLE ABSOLUTE ENCODER SINGLETURN 24 BIT WITH DRIVE CLIQ INTERFACE (ENCODER AS24DQI) PLAIN SHAFT, TOLERANCE N; W/O HOLDING BRAKE PROTECTION CLASS IP65, | 2313 | TEM | 1 | MC | 9.101 | 1
1FK70622AH711BG2 | SIMOTICS S SYNCHRONOUS MOTOR 1FK7-CT PN=1,4 KW; UZK=600V M0=8.5NM (100K); NN=4500RPM; NATURAL COOLING; FRAME SIZE IMB 5 (IM V1, IM V3) FLANGE 1 POWER CONNECTOR ROTATABLE ABSOLUTE ENCODER SINGLETURN 24 BIT WITH DRIVE CLIQ INTERFACE (ENCODER AS24DQI) PLAIN SHAFT, TOLERANCE N; W/O HOLDING BRAKE PROTECTION CLASS IP65, FLANGE ON DRIVE END IP67; | 2313 | TEM | 1 | MC | 9.101 | 1
1FK70622AH711BH0 | SIMOTICS S SYNCHRONOUS MOTOR 1FK7-CT PN=1,4 KW; UZK=600V M0=8.5NM (100K); NN=4500RPM; NATURAL COOLING; FRAME SIZE IMB 5 (IM V1, IM V3) FLANGE 1 POWER CONNECTOR ROTATABLE ABSOLUTE ENCODER SINGLETURN 24 BIT WITH DRIVE CLIQ INTERFACE (ENCODER AS24DQI) PLAIN SHAFT, TOLERANCE N; WITH HOLDING BRAKE PROTECTION CLASS IP64; | 2525 | TEM | 1 | MC | 9.4 | 1
1FK70622AH711BH1 | SIMOTICS S SYNCHRONOUS MOTOR 1FK7-CT PN=1,4 KW; UZK=600V M0=8.5NM (100K); NN=4500RPM; NATURAL COOLING; FRAME SIZE IMB 5 (IM V1, IM V3) FLANGE 1 POWER CONNECTOR ROTATABLE ABSOLUTE ENCODER SINGLETURN 24 BIT WITH DRIVE CLIQ INTERFACE (ENCODER AS24DQI) PLAIN SHAFT, TOLERANCE N; WITH HOLDING BRAKE PROTECTION CLASS IP65, | 2619 | TEM | 1 | MC | 9.4 | 1
1FK70622AH711BH2 | SIMOTICS S SYNCHRONOUS MOTOR 1FK7-CT PN=1,4 KW; UZK=600V M0=8.5NM (100K); NN=4500RPM; NATURAL COOLING; FRAME SIZE IMB 5 (IM V1, IM V3) FLANGE 1 POWER CONNECTOR ROTATABLE ABSOLUTE ENCODER SINGLETURN 24 BIT WITH DRIVE CLIQ INTERFACE (ENCODER AS24DQI) PLAIN SHAFT, TOLERANCE N; WITH HOLDING BRAKE PROTECTION CLASS IP65, FLANGE ON DRIVE END IP67; | 2619 | TEM | 1 | MC | 9.4 | 1
1FK70622AH711CA0 | SIMOTICS S SYNCHRONOUS MOTOR 1FK7-CT PN=1,4 KW; UZK=600V M0=8.5NM (100K); NN=4500RPM; NATURAL COOLING; FRAME SIZE IMB 5 (IM V1, IM V3) FLANGE 1 POWER CONNECTOR ROTATABLE ABSOLUTE ENCODER 24 BIT + 12 BIT MULTITURN WITH DRIVE-CLIQ INTERFACE (ENCODER AM24DQI) SHAFT WITH FITTED KEY, TOLERANCE N; W/O HOLDING BRAKE PROTECTION CLASS IP64; | 2675 | TEM | 1 | MC | 9.101 | 1
1FK70622AH711CA1 | SIMOTICS S SYNCHRONOUS MOTOR 1FK7-CT PN=1,4 KW; UZK=600V M0=8.5NM (100K); NN=4500RPM; NATURAL COOLING; FRAME SIZE IMB 5 (IM V1, IM V3) FLANGE 1 POWER CONNECTOR ROTATABLE ABSOLUTE ENCODER 24 BIT + 12 BIT MULTITURN WITH DRIVE-CLIQ INTERFACE (ENCODER AM24DQI) SHAFT WITH FITTED KEY, TOLERANCE N; W/O HOLDING BRAKE PROTECTION CLASS IP65, | 2769 | TEM | 1 | MC | 9.101 | 1
1FK70622AH711CA2 | SIMOTICS S SYNCHRONOUS MOTOR 1FK7-CT PN=1,4 KW; UZK=600V M0=8.5NM (100K); NN=4500RPM; NATURAL COOLING; FRAME SIZE IMB 5 (IM V1, IM V3) FLANGE 1 POWER CONNECTOR ROTATABLE ABSOLUTE ENCODER 24 BIT + 12 BIT MULTITURN WITH DRIVE-CLIQ INTERFACE (ENCODER AM24DQI) SHAFT WITH FITTED KEY, TOLERANCE N; W/O HOLDING BRAKE PROTECTION CLASS IP65, FLANGE ON DRIVE END IP67; | 2769 | TEM | 1 | MC | 9.101 | 1
1FK70622AH711CB0 | SIMOTICS S SYNCHRONOUS MOTOR 1FK7-CT PN=1,4 KW; UZK=600V M0=8.5NM (100K); NN=4500RPM; NATURAL COOLING; FRAME SIZE IMB 5 (IM V1, IM V3) FLANGE 1 POWER CONNECTOR ROTATABLE ABSOLUTE ENCODER 24 BIT + 12 BIT MULTITURN WITH DRIVE-CLIQ INTERFACE (ENCODER AM24DQI) SHAFT WITH FITTED KEY, TOLERANCE N; WITH HOLDING BRAKE PROTECTION CLASS IP64; | 2978 | TEM | 1 | MC | 9.4 | 1
1FK70622AH711CB1 | SIMOTICS S SYNCHRONOUS MOTOR 1FK7-CT PN=1,4 KW; UZK=600V M0=8.5NM (100K); NN=4500RPM; NATURAL COOLING; FRAME SIZE IMB 5 (IM V1, IM V3) FLANGE 1 POWER CONNECTOR ROTATABLE ABSOLUTE ENCODER 24 BIT + 12 BIT MULTITURN WITH DRIVE-CLIQ INTERFACE (ENCODER AM24DQI) SHAFT WITH FITTED KEY, TOLERANCE N; WITH HOLDING BRAKE PROTECTION CLASS IP65, | 3072 | TEM | 1 | MC | 9.4 | 1
1FK70622AH711CB2 | SIMOTICS S SYNCHRONOUS MOTOR 1FK7-CT PN=1,4 KW; UZK=600V M0=8.5NM (100K); NN=4500RPM; NATURAL COOLING; FRAME SIZE IMB 5 (IM V1, IM V3) FLANGE 1 POWER CONNECTOR ROTATABLE ABSOLUTE ENCODER 24 BIT + 12 BIT MULTITURN WITH DRIVE-CLIQ INTERFACE (ENCODER AM24DQI) SHAFT WITH FITTED KEY, TOLERANCE N; WITH HOLDING BRAKE PROTECTION CLASS IP65, FLANGE ON DRIVE END IP67; | 3072 | TEM | 1 | MC | 9.4 | 1
1FK70622AH711CG0 | SIMOTICS S SYNCHRONOUS MOTOR 1FK7-CT PN=1,4 KW; UZK=600V M0=8.5NM (100K); NN=4500RPM; NATURAL COOLING; FRAME SIZE IMB 5 (IM V1, IM V3) FLANGE 1 POWER CONNECTOR ROTATABLE ABSOLUTE ENCODER 24 BIT + 12 BIT MULTITURN WITH DRIVE-CLIQ INTERFACE (ENCODER AM24DQI) PLAIN SHAFT, TOLERANCE N; W/O HOLDING BRAKE PROTECTION CLASS IP64; | 2589 | TEM | 1 | MC | 9.101 | 1
1FK70622AH711CG1 | SIMOTICS S SYNCHRONOUS MOTOR 1FK7-CT PN=1,4 KW; UZK=600V M0=8.5NM (100K); NN=4500RPM; NATURAL COOLING; FRAME SIZE IMB 5 (IM V1, IM V3) FLANGE 1 POWER CONNECTOR ROTATABLE ABSOLUTE ENCODER 24 BIT + 12 BIT MULTITURN WITH DRIVE-CLIQ INTERFACE (ENCODER AM24DQI) PLAIN SHAFT, TOLERANCE N; W/O HOLDING BRAKE PROTECTION CLASS IP65, | 2683 | TEM | 1 | MC | 9.101 | 1
1FK70622AH711CG2 | SIMOTICS S SYNCHRONOUS MOTOR 1FK7-CT PN=1,4 KW; UZK=600V M0=8.5NM (100K); NN=4500RPM; NATURAL COOLING; FRAME SIZE IMB 5 (IM V1, IM V3) FLANGE 1 POWER CONNECTOR ROTATABLE ABSOLUTE ENCODER 24 BIT + 12 BIT MULTITURN WITH DRIVE-CLIQ INTERFACE (ENCODER AM24DQI) PLAIN SHAFT, TOLERANCE N; W/O HOLDING BRAKE PROTECTION CLASS IP65, FLANGE ON DRIVE END IP67; | 2683 | TEM | 1 | MC | 9.101 | 1
1FK70622AH711CH0 | SIMOTICS S SYNCHRONOUS MOTOR 1FK7-CT PN=1,4 KW; UZK=600V M0=8.5NM (100K); NN=4500RPM; NATURAL COOLING; FRAME SIZE IMB 5 (IM V1, IM V3) FLANGE 1 POWER CONNECTOR ROTATABLE ABSOLUTE ENCODER 24 BIT + 12 BIT MULTITURN WITH DRIVE-CLIQ INTERFACE (ENCODER AM24DQI) PLAIN SHAFT, TOLERANCE N; WITH HOLDING BRAKE PROTECTION CLASS IP64; | 2894 | TEM | 1 | MC | 9.4 | 1
1FK70622AH711CH1 | SIMOTICS S SYNCHRONOUS MOTOR 1FK7-CT PN=1,4 KW; UZK=600V M0=8.5NM (100K); NN=4500RPM; NATURAL COOLING; FRAME SIZE IMB 5 (IM V1, IM V3) FLANGE 1 POWER CONNECTOR ROTATABLE ABSOLUTE ENCODER 24 BIT + 12 BIT MULTITURN WITH DRIVE-CLIQ INTERFACE (ENCODER AM24DQI) PLAIN SHAFT, TOLERANCE N; WITH HOLDING BRAKE PROTECTION CLASS IP65, | 2988 | TEM | 1 | MC | 9.4 | 1
1FK70622AH711CH2 | SIMOTICS S SYNCHRONOUS MOTOR 1FK7-CT PN=1,4 KW; UZK=600V M0=8.5NM (100K); NN=4500RPM; NATURAL COOLING; FRAME SIZE IMB 5 (IM V1, IM V3) FLANGE 1 POWER CONNECTOR ROTATABLE ABSOLUTE ENCODER 24 BIT + 12 BIT MULTITURN WITH DRIVE-CLIQ INTERFACE (ENCODER AM24DQI) PLAIN SHAFT, TOLERANCE N; WITH HOLDING BRAKE PROTECTION CLASS IP65, FLANGE ON DRIVE END IP67; | 2988 | TEM | 1 | MC | 9.4 | 1
1FK70622AH711DA0 | SIMOTICS S SYNCHRONOUS MOTOR 1FK7-CT PN=1,4 KW; UZK=600V M0=8.5NM (100K); NN=4500RPM; NATURAL COOLING; FRAME SIZE IMB 5 (IM V1, IM V3) FLANGE 1 POWER CONNECTOR ROTATABLE INCREMENTAL ENCODER 22 BIT WITH DRIVE-CLIQ INTERFACE (ENCODER IC22DQ) SHAFT WITH FITTED KEY, TOLERANCE N; W/O HOLDING BRAKE PROTECTION CLASS IP64; | 2386 | TEM | 1 | MC | 9.102 | 1
1FK70622AH711DG0 | SIMOTICS S SYNCHRONOUS MOTOR 1FK7-CT PN=1,4 KW; UZK=600V M0=8.5NM (100K); NN=4500RPM; NATURAL COOLING; FRAME SIZE IMB 5 (IM V1, IM V3) FLANGE 1 POWER CONNECTOR ROTATABLE INCREMENTAL ENCODER 22 BIT WITH DRIVE-CLIQ INTERFACE (ENCODER IC22DQ) PLAIN SHAFT, TOLERANCE N; W/O HOLDING BRAKE PROTECTION CLASS IP64; | 2300 | TEM | 1 | MC | 9.102 | 1
1FK70622AH711DH0 | SIMOTICS S SYNCHRONOUS MOTOR 1FK7-CT PN=1,4 KW; UZK=600V M0=8.5NM (100K); NN=4500RPM; NATURAL COOLING; FRAME SIZE IMB 5 (IM V1, IM V3) FLANGE 1 POWER CONNECTOR ROTATABLE INCREMENTAL ENCODER 22 BIT WITH DRIVE-CLIQ INTERFACE (ENCODER IC22DQ) PLAIN SHAFT, TOLERANCE N; WITH HOLDING BRAKE PROTECTION CLASS IP64; | 2605 | TEM | 1 | MC | 9.401 | 1
1FK70622AH711EA0 | SIMOTICS S SYNCHRONOUS MOTOR 1FK7-CT PN=1,4 KW; UZK=600V M0=8.5NM (100K); NN=4500RPM; NATURAL COOLING; FRAME SIZE IMB 5 (IM V1, IM V3) FLANGE 1, WITH KTY TEMPERATURESENSOR POWER CONNECTOR ROTATABLE ABSOLUTE ENCODERR 2048 S/R + 4096 UMDREHUNGEN MULTITURN, WITH ENDAT-SCHNITTSTELLE (ENCODER AM2048S/R) SHAFT WITH FITTED KEY, TOLERANCE N; W/O HOLDING BRAKE PROTECTION CLASS IP64; | 2437 | TEM | 1 | MC | 9.101 | 1
1FK70622AH711EA1 | SIMOTICS S SYNCHRONOUS MOTOR 1FK7-CT PN=1,4 KW; UZK=600V M0=8.5NM (100K); NN=4500RPM; NATURAL COOLING; FRAME SIZE IMB 5 (IM V1, IM V3) FLANGE 1, WITH KTY TEMPERATURESENSOR POWER CONNECTOR ROTATABLE ABSOLUTE ENCODERR 2048 S/R + 4096 UMDREHUNGEN MULTITURN, WITH ENDAT-SCHNITTSTELLE (ENCODER AM2048S/R) SHAFT WITH FITTED KEY, TOLERANCE N; W/O HOLDING BRAKE PROTECTION CLASS IP65, | 2530 | TEM | 1 | MC | 9.101 | 1
1FK70622AH711EA2 | SIMOTICS S SYNCHRONOUS MOTOR 1FK7-CT PN=1,4 KW; UZK=600V M0=8.5NM (100K); NN=4500RPM; NATURAL COOLING; FRAME SIZE IMB 5 (IM V1, IM V3) FLANGE 1, WITH KTY TEMPERATURESENSOR POWER CONNECTOR ROTATABLE ABSOLUTE ENCODERR 2048 S/R + 4096 UMDREHUNGEN MULTITURN, WITH ENDAT-SCHNITTSTELLE (ENCODER AM2048S/R) SHAFT WITH FITTED KEY, TOLERANCE N; W/O HOLDING BRAKE PROTECTION CLASS IP65, FLANGE ON DRIVE END IP67; | 2530 | TEM | 1 | MC | 9.101 | 1
1FK70622AH711EB0 | SIMOTICS S SYNCHRONOUS MOTOR 1FK7-CT PN=1,4 KW; UZK=600V M0=8.5NM (100K); NN=4500RPM; NATURAL COOLING; FRAME SIZE IMB 5 (IM V1, IM V3) FLANGE 1, WITH KTY TEMPERATURESENSOR POWER CONNECTOR ROTATABLE ABSOLUTE ENCODERR 2048 S/R + 4096 UMDREHUNGEN MULTITURN, WITH ENDAT-SCHNITTSTELLE (ENCODER AM2048S/R) SHAFT WITH FITTED KEY, TOLERANCE N; WITH HOLDING BRAKE PROTECTION CLASS IP64; | 2739 | TEM | 1 | MC | 9.4 | 1
1FK70622AH711EB1 | SIMOTICS S SYNCHRONOUS MOTOR 1FK7-CT PN=1,4 KW; UZK=600V M0=8.5NM (100K); NN=4500RPM; NATURAL COOLING; FRAME SIZE IMB 5 (IM V1, IM V3) FLANGE 1, WITH KTY TEMPERATURESENSOR POWER CONNECTOR ROTATABLE ABSOLUTE ENCODERR 2048 S/R + 4096 UMDREHUNGEN MULTITURN, WITH ENDAT-SCHNITTSTELLE (ENCODER AM2048S/R) SHAFT WITH FITTED KEY, TOLERANCE N; WITH HOLDING BRAKE PROTECTION CLASS IP65, | 2833 | TEM | 1 | MC | 9.4 | 1
1FK70622AH711EB2 | SIMOTICS S SYNCHRONOUS MOTOR 1FK7-CT PN=1,4 KW; UZK=600V M0=8.5NM (100K); NN=4500RPM; NATURAL COOLING; FRAME SIZE IMB 5 (IM V1, IM V3) FLANGE 1, WITH KTY TEMPERATURESENSOR POWER CONNECTOR ROTATABLE ABSOLUTE ENCODERR 2048 S/R + 4096 UMDREHUNGEN MULTITURN, WITH ENDAT-SCHNITTSTELLE (ENCODER AM2048S/R) SHAFT WITH FITTED KEY, TOLERANCE N; WITH HOLDING BRAKE PROTECTION CLASS IP65, FLANGE ON DRIVE END IP67; | 2833 | TEM | 1 | MC | 9.4 | 1
1FK70622AH711EG0 | SIMOTICS S SYNCHRONOUS MOTOR 1FK7-CT PN=1,4 KW; UZK=600V M0=8.5NM (100K); NN=4500RPM; NATURAL COOLING; FRAME SIZE IMB 5 (IM V1, IM V3) FLANGE 1, WITH KTY TEMPERATURESENSOR POWER CONNECTOR ROTATABLE ABSOLUTE ENCODERR 2048 S/R + 4096 UMDREHUNGEN MULTITURN, WITH ENDAT-SCHNITTSTELLE (ENCODER AM2048S/R) PLAIN SHAFT, TOLERANCE N; W/O HOLDING BRAKE PROTECTION CLASS IP64; | 2350 | TEM | 1 | MC | 9.101 | 1
1FK70622AH711EG1 | SIMOTICS S SYNCHRONOUS MOTOR 1FK7-CT PN=1,4 KW; UZK=600V M0=8.5NM (100K); NN=4500RPM; NATURAL COOLING; FRAME SIZE IMB 5 (IM V1, IM V3) FLANGE 1, WITH KTY TEMPERATURESENSOR POWER CONNECTOR ROTATABLE ABSOLUTE ENCODERR 2048 S/R + 4096 UMDREHUNGEN MULTITURN, WITH ENDAT-SCHNITTSTELLE (ENCODER AM2048S/R) PLAIN SHAFT, TOLERANCE N; W/O HOLDING BRAKE PROTECTION CLASS IP65, | 2444 | TEM | 1 | MC | 9.101 | 1
1FK70622AH711EG2 | SIMOTICS S SYNCHRONOUS MOTOR 1FK7-CT PN=1,4 KW; UZK=600V M0=8.5NM (100K); NN=4500RPM; NATURAL COOLING; FRAME SIZE IMB 5 (IM V1, IM V3) FLANGE 1, WITH KTY TEMPERATURESENSOR POWER CONNECTOR ROTATABLE ABSOLUTE ENCODERR 2048 S/R + 4096 UMDREHUNGEN MULTITURN, WITH ENDAT-SCHNITTSTELLE (ENCODER AM2048S/R) PLAIN SHAFT, TOLERANCE N; W/O HOLDING BRAKE PROTECTION CLASS IP65, FLANGE ON DRIVE END IP67; | 2444 | TEM | 1 | MC | 9.101 | 1
1FK70622AH711EH0 | SIMOTICS S SYNCHRONOUS MOTOR 1FK7-CT PN=1,4 KW; UZK=600V M0=8.5NM (100K); NN=4500RPM; NATURAL COOLING; FRAME SIZE IMB 5 (IM V1, IM V3) FLANGE 1, WITH KTY TEMPERATURESENSOR POWER CONNECTOR ROTATABLE ABSOLUTE ENCODERR 2048 S/R + 4096 UMDREHUNGEN MULTITURN, WITH ENDAT-SCHNITTSTELLE (ENCODER AM2048S/R) PLAIN SHAFT, TOLERANCE N; WITH HOLDING BRAKE PROTECTION CLASS IP64; | 2655 | TEM | 1 | MC | 9.4 | 1
1FK70622AH711EH1 | SIMOTICS S SYNCHRONOUS MOTOR 1FK7-CT PN=1,4 KW; UZK=600V M0=8.5NM (100K); NN=4500RPM; NATURAL COOLING; FRAME SIZE IMB 5 (IM V1, IM V3) FLANGE 1, WITH KTY TEMPERATURESENSOR POWER CONNECTOR ROTATABLE ABSOLUTE ENCODERR 2048 S/R + 4096 UMDREHUNGEN MULTITURN, WITH ENDAT-SCHNITTSTELLE (ENCODER AM2048S/R) PLAIN SHAFT, TOLERANCE N; WITH HOLDING BRAKE PROTECTION CLASS IP65, | 2749 | TEM | 1 | MC | 9.4 | 1
1FK70622AH711EH2 | SIMOTICS S SYNCHRONOUS MOTOR 1FK7-CT PN=1,4 KW; UZK=600V M0=8.5NM (100K); NN=4500RPM; NATURAL COOLING; FRAME SIZE IMB 5 (IM V1, IM V3) FLANGE 1, WITH KTY TEMPERATURESENSOR POWER CONNECTOR ROTATABLE ABSOLUTE ENCODERR 2048 S/R + 4096 UMDREHUNGEN MULTITURN, WITH ENDAT-SCHNITTSTELLE (ENCODER AM2048S/R) PLAIN SHAFT, TOLERANCE N; WITH HOLDING BRAKE PROTECTION CLASS IP65, FLANGE ON DRIVE END IP67; | 2749 | TEM | 1 | MC | 9.4 | 1
1FK70622AH711FH2 | SIMOTICS S SYNCHRONOUS MOTOR 1FK7-CT PN=1,4 KW; UZK=600V M0=8.5NM (100K); NN=4500RPM; NATURAL COOLING; FRAME SIZE IMB 5 (IM V1, IM V3) FLANGE 1 POWER CONNECTOR ROTATABLE ABSOLUTE ENCODER 22BIT + 12 BIT MULTITURN, WITH DRIVE-CLIQ INTERFACE (ENCODER AM22DQ) PLAIN SHAFT, TOLERANCE N; WITH HOLDING BRAKE PROTECTION CLASS IP65, FLANGE ON DRIVE END IP67; | 3068 | TEM | 1 | MC | 9.4 | 1
1FK70622AH711PA0 | SIMOTICS S SYNCHRONOUS MOTOR 1FK7-CT PN=1,4 KW; UZK=600V M0=8.5NM (100K); NN=4500RPM; NATURAL COOLING; FRAME SIZE IMB 5 (IM V1, IM V3) FLANGE 1 POWER CONNECTOR ROTATABLE RESOLVER 2-POLE, WITH DRIVE CLIQ-INTERFACE SHAFT WITH FITTED KEY, TOLERANCE N; W/O HOLDING BRAKE PROTECTION CLASS IP64; | 1720 | TEM | 1 | MC | 9.201 | 1
1FK70622AH711PA1 | SIMOTICS S SYNCHRONOUS MOTOR 1FK7-CT PN=1,4 KW; UZK=600V M0=8.5NM (100K); NN=4500RPM; NATURAL COOLING; FRAME SIZE IMB 5 (IM V1, IM V3) FLANGE 1 POWER CONNECTOR ROTATABLE RESOLVER 2-POLE, WITH DRIVE CLIQ-INTERFACE SHAFT WITH FITTED KEY, TOLERANCE N; W/O HOLDING BRAKE PROTECTION CLASS IP65, | 1814 | TEM | 1 | MC | 9.201 | 1
1FK70622AH711PA2 | SIMOTICS S SYNCHRONOUS MOTOR 1FK7-CT PN=1,4 KW; UZK=600V M0=8.5NM (100K); NN=4500RPM; NATURAL COOLING; FRAME SIZE IMB 5 (IM V1, IM V3) FLANGE 1 POWER CONNECTOR ROTATABLE RESOLVER 2-POLE, WITH DRIVE CLIQ-INTERFACE SHAFT WITH FITTED KEY, TOLERANCE N; W/O HOLDING BRAKE PROTECTION CLASS IP65, FLANGE ON DRIVE END IP67; | 1814 | TEM | 1 | MC | 9.201 | 1
1FK70622AH711PB0 | SIMOTICS S SYNCHRONOUS MOTOR 1FK7-CT PN=1,4 KW; UZK=600V M0=8.5NM (100K); NN=4500RPM; NATURAL COOLING; FRAME SIZE IMB 5 (IM V1, IM V3) FLANGE 1 POWER CONNECTOR ROTATABLE RESOLVER 2-POLE, WITH DRIVE CLIQ-INTERFACE SHAFT WITH FITTED KEY, TOLERANCE N; WITH HOLDING BRAKE PROTECTION CLASS IP64; | 2023 | TEM | 1 | MC | 9.5 | 1
1FK70622AH711PB1 | SIMOTICS S SYNCHRONOUS MOTOR 1FK7-CT PN=1,4 KW; UZK=600V M0=8.5NM (100K); NN=4500RPM; NATURAL COOLING; FRAME SIZE IMB 5 (IM V1, IM V3) FLANGE 1 POWER CONNECTOR ROTATABLE RESOLVER 2-POLE, WITH DRIVE CLIQ-INTERFACE SHAFT WITH FITTED KEY, TOLERANCE N; WITH HOLDING BRAKE PROTECTION CLASS IP65, | 2117 | TEM | 1 | MC | 9.5 | 1
1FK70622AH711PB2 | SIMOTICS S SYNCHRONOUS MOTOR 1FK7-CT PN=1,4 KW; UZK=600V M0=8.5NM (100K); NN=4500RPM; NATURAL COOLING; FRAME SIZE IMB 5 (IM V1, IM V3) FLANGE 1 POWER CONNECTOR ROTATABLE RESOLVER 2-POLE, WITH DRIVE CLIQ-INTERFACE SHAFT WITH FITTED KEY, TOLERANCE N; WITH HOLDING BRAKE PROTECTION CLASS IP65, FLANGE ON DRIVE END IP67; | 2117 | TEM | 1 | MC | 9.5 | 1
1FK70622AH711PG0 | SIMOTICS S SYNCHRONOUS MOTOR 1FK7-CT PN=1,4 KW; UZK=600V M0=8.5NM (100K); NN=4500RPM; NATURAL COOLING; FRAME SIZE IMB 5 (IM V1, IM V3) FLANGE 1 POWER CONNECTOR ROTATABLE RESOLVER 2-POLE, WITH DRIVE CLIQ-INTERFACE PLAIN SHAFT, TOLERANCE N; W/O HOLDING BRAKE PROTECTION CLASS IP64; | 1634 | TEM | 1 | MC | 9.201 | 1
1FK70622AH711PG1 | SIMOTICS S SYNCHRONOUS MOTOR 1FK7-CT PN=1,4 KW; UZK=600V M0=8.5NM (100K); NN=4500RPM; NATURAL COOLING; FRAME SIZE IMB 5 (IM V1, IM V3) FLANGE 1 POWER CONNECTOR ROTATABLE RESOLVER 2-POLE, WITH DRIVE CLIQ-INTERFACE PLAIN SHAFT, TOLERANCE N; W/O HOLDING BRAKE PROTECTION CLASS IP65, | 1727 | TEM | 1 | MC | 9.201 | 1
1FK70622AH711PG2 | SIMOTICS S SYNCHRONOUS MOTOR 1FK7-CT PN=1,4 KW; UZK=600V M0=8.5NM (100K); NN=4500RPM; NATURAL COOLING; FRAME SIZE IMB 5 (IM V1, IM V3) FLANGE 1 POWER CONNECTOR ROTATABLE RESOLVER 2-POLE, WITH DRIVE CLIQ-INTERFACE PLAIN SHAFT, TOLERANCE N; W/O HOLDING BRAKE PROTECTION CLASS IP65, FLANGE ON DRIVE END IP67; | 1727 | TEM | 1 | MC | 9.201 | 1
1FK70622AH711PH0 | SIMOTICS S SYNCHRONOUS MOTOR 1FK7-CT PN=1,4 KW; UZK=600V M0=8.5NM (100K); NN=4500RPM; NATURAL COOLING; FRAME SIZE IMB 5 (IM V1, IM V3) FLANGE 1 POWER CONNECTOR ROTATABLE RESOLVER 2-POLE, WITH DRIVE CLIQ-INTERFACE PLAIN SHAFT, TOLERANCE N; WITH HOLDING BRAKE PROTECTION CLASS IP64; | 1939 | TEM | 1 | MC | 9.5 | 1
1FK70622AH711PH1 | SIMOTICS S SYNCHRONOUS MOTOR 1FK7-CT PN=1,4 KW; UZK=600V M0=8.5NM (100K); NN=4500RPM; NATURAL COOLING; FRAME SIZE IMB 5 (IM V1, IM V3) FLANGE 1 POWER CONNECTOR ROTATABLE RESOLVER 2-POLE, WITH DRIVE CLIQ-INTERFACE PLAIN SHAFT, TOLERANCE N; WITH HOLDING BRAKE PROTECTION CLASS IP65, | 2033 | TEM | 1 | MC | 9.5 | 1
1FK70622AH711PH2 | SIMOTICS S SYNCHRONOUS MOTOR 1FK7-CT PN=1,4 KW; UZK=600V M0=8.5NM (100K); NN=4500RPM; NATURAL COOLING; FRAME SIZE IMB 5 (IM V1, IM V3) FLANGE 1 POWER CONNECTOR ROTATABLE RESOLVER 2-POLE, WITH DRIVE CLIQ-INTERFACE PLAIN SHAFT, TOLERANCE N; WITH HOLDING BRAKE PROTECTION CLASS IP65, FLANGE ON DRIVE END IP67; | 2033 | TEM | 1 | MC | 9.5 | 1
1FK70622AH711QA0 | SIMOTICS S SYNCHRONOUS MOTOR 1FK7-CT PN=1,4 KW; UZK=600V M0=8.5NM (100K); NN=4500RPM; NATURAL COOLING; FRAME SIZE IMB 5 (IM V1, IM V3) FLANGE 1 POWER CONNECTOR ROTATABLE ABSOLUTE ENCODER SINGLETURN 20 BIT WITH DRIVE-CLIQ INTERFACE (ENCODER AS20DQI) SHAFT WITH FITTED KEY, TOLERANCE N; W/O HOLDING BRAKE PROTECTION CLASS IP64; | 1823 | TEM | 1 | MC | 9.101 | 1
1FK70622AH711QA1 | SIMOTICS S SYNCHRONOUS MOTOR 1FK7-CT PN=1,4 KW; UZK=600V M0=8.5NM (100K); NN=4500RPM; NATURAL COOLING; FRAME SIZE IMB 5 (IM V1, IM V3) FLANGE 1 POWER CONNECTOR ROTATABLE ABSOLUTE ENCODER SINGLETURN 20 BIT WITH DRIVE-CLIQ INTERFACE (ENCODER AS20DQI) SHAFT WITH FITTED KEY, TOLERANCE N; W/O HOLDING BRAKE PROTECTION CLASS IP65, | 1917 | TEM | 1 | MC | 9.101 | 1
1FK70622AH711QA2 | SIMOTICS S SYNCHRONOUS MOTOR 1FK7-CT PN=1,4 KW; UZK=600V M0=8.5NM (100K); NN=4500RPM; NATURAL COOLING; FRAME SIZE IMB 5 (IM V1, IM V3) FLANGE 1 POWER CONNECTOR ROTATABLE ABSOLUTE ENCODER SINGLETURN 20 BIT WITH DRIVE-CLIQ INTERFACE (ENCODER AS20DQI) SHAFT WITH FITTED KEY, TOLERANCE N; W/O HOLDING BRAKE PROTECTION CLASS IP65, FLANGE ON DRIVE END IP67; | 1917 | TEM | 1 | MC | 9.101 | 1
1FK70622AH711QB0 | SIMOTICS S SYNCHRONOUS MOTOR 1FK7-CT PN=1,4 KW; UZK=600V M0=8.5NM (100K); NN=4500RPM; NATURAL COOLING; FRAME SIZE IMB 5 (IM V1, IM V3) FLANGE 1 POWER CONNECTOR ROTATABLE ABSOLUTE ENCODER SINGLETURN 20 BIT WITH DRIVE-CLIQ INTERFACE (ENCODER AS20DQI) SHAFT WITH FITTED KEY, TOLERANCE N; WITH HOLDING BRAKE PROTECTION CLASS IP64; | 2126 | TEM | 1 | MC | 9.4 | 1
1FK70622AH711QB1 | SIMOTICS S SYNCHRONOUS MOTOR 1FK7-CT PN=1,4 KW; UZK=600V M0=8.5NM (100K); NN=4500RPM; NATURAL COOLING; FRAME SIZE IMB 5 (IM V1, IM V3) FLANGE 1 POWER CONNECTOR ROTATABLE ABSOLUTE ENCODER SINGLETURN 20 BIT WITH DRIVE-CLIQ INTERFACE (ENCODER AS20DQI) SHAFT WITH FITTED KEY, TOLERANCE N; WITH HOLDING BRAKE PROTECTION CLASS IP65, | 2220 | TEM | 1 | MC | 9.4 | 1
1FK70622AH711QB2 | SIMOTICS S SYNCHRONOUS MOTOR 1FK7-CT PN=1,4 KW; UZK=600V M0=8.5NM (100K); NN=4500RPM; NATURAL COOLING; FRAME SIZE IMB 5 (IM V1, IM V3) FLANGE 1 POWER CONNECTOR ROTATABLE ABSOLUTE ENCODER SINGLETURN 20 BIT WITH DRIVE-CLIQ INTERFACE (ENCODER AS20DQI) SHAFT WITH FITTED KEY, TOLERANCE N; WITH HOLDING BRAKE PROTECTION CLASS IP65, FLANGE ON DRIVE END IP67; | 2220 | TEM | 1 | MC | 9.4 | 1
1FK70622AH711QG0 | SIMOTICS S SYNCHRONOUS MOTOR 1FK7-CT PN=1,4 KW; UZK=600V M0=8.5NM (100K); NN=4500RPM; NATURAL COOLING; FRAME SIZE IMB 5 (IM V1, IM V3) FLANGE 1 POWER CONNECTOR ROTATABLE ABSOLUTE ENCODER SINGLETURN 20 BIT WITH DRIVE-CLIQ INTERFACE (ENCODER AS20DQI) PLAIN SHAFT, TOLERANCE N; W/O HOLDING BRAKE PROTECTION CLASS IP64; | 1737 | TEM | 1 | MC | 9.101 | 1
1FK70622AH711QG1 | SIMOTICS S SYNCHRONOUS MOTOR 1FK7-CT PN=1,4 KW; UZK=600V M0=8.5NM (100K); NN=4500RPM; NATURAL COOLING; FRAME SIZE IMB 5 (IM V1, IM V3) FLANGE 1 POWER CONNECTOR ROTATABLE ABSOLUTE ENCODER SINGLETURN 20 BIT WITH DRIVE-CLIQ INTERFACE (ENCODER AS20DQI) PLAIN SHAFT, TOLERANCE N; W/O HOLDING BRAKE PROTECTION CLASS IP65, | 1830 | TEM | 1 | MC | 9.101 | 1
1FK70622AH711QG2 | SIMOTICS S SYNCHRONOUS MOTOR 1FK7-CT PN=1,4 KW; UZK=600V M0=8.5NM (100K); NN=4500RPM; NATURAL COOLING; FRAME SIZE IMB 5 (IM V1, IM V3) FLANGE 1 POWER CONNECTOR ROTATABLE ABSOLUTE ENCODER SINGLETURN 20 BIT WITH DRIVE-CLIQ INTERFACE (ENCODER AS20DQI) PLAIN SHAFT, TOLERANCE N; W/O HOLDING BRAKE PROTECTION CLASS IP65, FLANGE ON DRIVE END IP67; | 1830 | TEM | 1 | MC | 9.101 | 1
1FK70622AH711QH0 | SIMOTICS S SYNCHRONOUS MOTOR 1FK7-CT PN=1,4 KW; UZK=600V M0=8.5NM (100K); NN=4500RPM; NATURAL COOLING; FRAME SIZE IMB 5 (IM V1, IM V3) FLANGE 1 POWER CONNECTOR ROTATABLE ABSOLUTE ENCODER SINGLETURN 20 BIT WITH DRIVE-CLIQ INTERFACE (ENCODER AS20DQI) PLAIN SHAFT, TOLERANCE N; WITH HOLDING BRAKE PROTECTION CLASS IP64; | 2042 | TEM | 1 | MC | 9.4 | 1
1FK70622AH711QH1 | SIMOTICS S SYNCHRONOUS MOTOR 1FK7-CT PN=1,4 KW; UZK=600V M0=8.5NM (100K); NN=4500RPM; NATURAL COOLING; FRAME SIZE IMB 5 (IM V1, IM V3) FLANGE 1 POWER CONNECTOR ROTATABLE ABSOLUTE ENCODER SINGLETURN 20 BIT WITH DRIVE-CLIQ INTERFACE (ENCODER AS20DQI) PLAIN SHAFT, TOLERANCE N; WITH HOLDING BRAKE PROTECTION CLASS IP65, | 2136 | TEM | 1 | MC | 9.4 | 1
1FK70622AH711QH2 | SIMOTICS S SYNCHRONOUS MOTOR 1FK7-CT PN=1,4 KW; UZK=600V M0=8.5NM (100K); NN=4500RPM; NATURAL COOLING; FRAME SIZE IMB 5 (IM V1, IM V3) FLANGE 1 POWER CONNECTOR ROTATABLE ABSOLUTE ENCODER SINGLETURN 20 BIT WITH DRIVE-CLIQ INTERFACE (ENCODER AS20DQI) PLAIN SHAFT, TOLERANCE N; WITH HOLDING BRAKE PROTECTION CLASS IP65, FLANGE ON DRIVE END IP67; | 2136 | TEM | 1 | MC | 9.4 | 1
1FK70622AH711RA0 | SIMOTICS S SYNCHRONOUS MOTOR 1FK7-CT PN=1,4 KW; UZK=600V M0=8.5NM (100K); NN=4500RPM; NATURAL COOLING; FRAME SIZE IMB 5 (IM V1, IM V3) FLANGE 1 POWER CONNECTOR ROTATABLE ABSOLUTE ENCODER 20 BIT + 12 BIT MULTITURN WITH DRIVE-CLIQ INTERFACE (ENCODER AM20DQI) SHAFT WITH FITTED KEY, TOLERANCE N; W/O HOLDING BRAKE PROTECTION CLASS IP64; | 2197 | TEM | 1 | MC | 9.101 | 1
1FK70622AH711RA1 | SIMOTICS S SYNCHRONOUS MOTOR 1FK7-CT PN=1,4 KW; UZK=600V M0=8.5NM (100K); NN=4500RPM; NATURAL COOLING; FRAME SIZE IMB 5 (IM V1, IM V3) FLANGE 1 POWER CONNECTOR ROTATABLE ABSOLUTE ENCODER 20 BIT + 12 BIT MULTITURN WITH DRIVE-CLIQ INTERFACE (ENCODER AM20DQI) SHAFT WITH FITTED KEY, TOLERANCE N; W/O HOLDING BRAKE PROTECTION CLASS IP65, | 2291 | TEM | 1 | MC | 9.101 | 1
1FK70622AH711RA2 | SIMOTICS S SYNCHRONOUS MOTOR 1FK7-CT PN=1,4 KW; UZK=600V M0=8.5NM (100K); NN=4500RPM; NATURAL COOLING; FRAME SIZE IMB 5 (IM V1, IM V3) FLANGE 1 POWER CONNECTOR ROTATABLE ABSOLUTE ENCODER 20 BIT + 12 BIT MULTITURN WITH DRIVE-CLIQ INTERFACE (ENCODER AM20DQI) SHAFT WITH FITTED KEY, TOLERANCE N; W/O HOLDING BRAKE PROTECTION CLASS IP65, FLANGE ON DRIVE END IP67; | 2291 | TEM | 1 | MC | 9.101 | 1
1FK70622AH711RB0 | SIMOTICS S SYNCHRONOUS MOTOR 1FK7-CT PN=1,4 KW; UZK=600V M0=8.5NM (100K); NN=4500RPM; NATURAL COOLING; FRAME SIZE IMB 5 (IM V1, IM V3) FLANGE 1 POWER CONNECTOR ROTATABLE ABSOLUTE ENCODER 20 BIT + 12 BIT MULTITURN WITH DRIVE-CLIQ INTERFACE (ENCODER AM20DQI) SHAFT WITH FITTED KEY, TOLERANCE N; WITH HOLDING BRAKE PROTECTION CLASS IP64; | 2500 | TEM | 1 | MC | 9.4 | 1
1FK70622AH711RB1 | SIMOTICS S SYNCHRONOUS MOTOR 1FK7-CT PN=1,4 KW; UZK=600V M0=8.5NM (100K); NN=4500RPM; NATURAL COOLING; FRAME SIZE IMB 5 (IM V1, IM V3) FLANGE 1 POWER CONNECTOR ROTATABLE ABSOLUTE ENCODER 20 BIT + 12 BIT MULTITURN WITH DRIVE-CLIQ INTERFACE (ENCODER AM20DQI) SHAFT WITH FITTED KEY, TOLERANCE N; WITH HOLDING BRAKE PROTECTION CLASS IP65, | 2594 | TEM | 1 | MC | 9.4 | 1
1FK70622AH711RB2 | SIMOTICS S SYNCHRONOUS MOTOR 1FK7-CT PN=1,4 KW; UZK=600V M0=8.5NM (100K); NN=4500RPM; NATURAL COOLING; FRAME SIZE IMB 5 (IM V1, IM V3) FLANGE 1 POWER CONNECTOR ROTATABLE ABSOLUTE ENCODER 20 BIT + 12 BIT MULTITURN WITH DRIVE-CLIQ INTERFACE (ENCODER AM20DQI) SHAFT WITH FITTED KEY, TOLERANCE N; WITH HOLDING BRAKE PROTECTION CLASS IP65, FLANGE ON DRIVE END IP67; | 2594 | TEM | 1 | MC | 9.4 | 1
1FK70622AH711RG0 | SIMOTICS S SYNCHRONOUS MOTOR 1FK7-CT PN=1,4 KW; UZK=600V M0=8.5NM (100K); NN=4500RPM; NATURAL COOLING; FRAME SIZE IMB 5 (IM V1, IM V3) FLANGE 1 POWER CONNECTOR ROTATABLE ABSOLUTE ENCODER 20 BIT + 12 BIT MULTITURN WITH DRIVE-CLIQ INTERFACE (ENCODER AM20DQI) PLAIN SHAFT, TOLERANCE N; W/O HOLDING BRAKE PROTECTION CLASS IP64; | 2111 | TEM | 1 | MC | 9.101 | 1
1FK70622AH711RG1 | SIMOTICS S SYNCHRONOUS MOTOR 1FK7-CT PN=1,4 KW; UZK=600V M0=8.5NM (100K); NN=4500RPM; NATURAL COOLING; FRAME SIZE IMB 5 (IM V1, IM V3) FLANGE 1 POWER CONNECTOR ROTATABLE ABSOLUTE ENCODER 20 BIT + 12 BIT MULTITURN WITH DRIVE-CLIQ INTERFACE (ENCODER AM20DQI) PLAIN SHAFT, TOLERANCE N; W/O HOLDING BRAKE PROTECTION CLASS IP65, | 2204 | TEM | 1 | MC | 9.101 | 1
1FK70622AH711RG2 | SIMOTICS S SYNCHRONOUS MOTOR 1FK7-CT PN=1,4 KW; UZK=600V M0=8.5NM (100K); NN=4500RPM; NATURAL COOLING; FRAME SIZE IMB 5 (IM V1, IM V3) FLANGE 1 POWER CONNECTOR ROTATABLE ABSOLUTE ENCODER 20 BIT + 12 BIT MULTITURN WITH DRIVE-CLIQ INTERFACE (ENCODER AM20DQI) PLAIN SHAFT, TOLERANCE N; W/O HOLDING BRAKE PROTECTION CLASS IP65, FLANGE ON DRIVE END IP67; | 2204 | TEM | 1 | MC | 9.101 | 1
1FK70622AH711RH0 | SIMOTICS S SYNCHRONOUS MOTOR 1FK7-CT PN=1,4 KW; UZK=600V M0=8.5NM (100K); NN=4500RPM; NATURAL COOLING; FRAME SIZE IMB 5 (IM V1, IM V3) FLANGE 1 POWER CONNECTOR ROTATABLE ABSOLUTE ENCODER 20 BIT + 12 BIT MULTITURN WITH DRIVE-CLIQ INTERFACE (ENCODER AM20DQI) PLAIN SHAFT, TOLERANCE N; WITH HOLDING BRAKE PROTECTION CLASS IP64; | 2416 | TEM | 1 | MC | 9.4 | 1
1FK70622AH711RH1 | SIMOTICS S SYNCHRONOUS MOTOR 1FK7-CT PN=1,4 KW; UZK=600V M0=8.5NM (100K); NN=4500RPM; NATURAL COOLING; FRAME SIZE IMB 5 (IM V1, IM V3) FLANGE 1 POWER CONNECTOR ROTATABLE ABSOLUTE ENCODER 20 BIT + 12 BIT MULTITURN WITH DRIVE-CLIQ INTERFACE (ENCODER AM20DQI) PLAIN SHAFT, TOLERANCE N; WITH HOLDING BRAKE PROTECTION CLASS IP65, | 2510 | TEM | 1 | MC | 9.4 | 1
1FK70622AH711RH2 | SIMOTICS S SYNCHRONOUS MOTOR 1FK7-CT PN=1,4 KW; UZK=600V M0=8.5NM (100K); NN=4500RPM; NATURAL COOLING; FRAME SIZE IMB 5 (IM V1, IM V3) FLANGE 1 POWER CONNECTOR ROTATABLE ABSOLUTE ENCODER 20 BIT + 12 BIT MULTITURN WITH DRIVE-CLIQ INTERFACE (ENCODER AM20DQI) PLAIN SHAFT, TOLERANCE N; WITH HOLDING BRAKE PROTECTION CLASS IP65, FLANGE ON DRIVE END IP67; | 2510 | TEM | 1 | MC | 9.4 | 1
1FK70622AH711SA0 | SIMOTICS S SYNCHRONOUS MOTOR 1FK7-CT PN=1,4 KW; UZK=600V M0=8.5NM (100K); NN=4500RPM; NATURAL COOLING; FRAME SIZE IMB 5 (IM V1, IM V3) FLANGE 1, WITH KTY TEMPERATURESENSOR POWER CONNECTOR ROTATABLE RESOLVER MULTI-POLE (RESOLVER P=4); SHAFT WITH FITTED KEY, TOLERANCE N; W/O HOLDING BRAKE PROTECTION CLASS IP64; | 1479 | TEM | 1 | MC | 9.102 | 1
1FK70622AH711SA1 | SIMOTICS S SYNCHRONOUS MOTOR 1FK7-CT PN=1,4 KW; UZK=600V M0=8.5NM (100K); NN=4500RPM; NATURAL COOLING; FRAME SIZE IMB 5 (IM V1, IM V3) FLANGE 1, WITH KTY TEMPERATURESENSOR POWER CONNECTOR ROTATABLE RESOLVER MULTI-POLE (RESOLVER P=4); SHAFT WITH FITTED KEY, TOLERANCE N; W/O HOLDING BRAKE PROTECTION CLASS IP65, | 1573 | TEM | 1 | MC | 9.102 | 1
1FK70622AH711SA2 | SIMOTICS S SYNCHRONOUS MOTOR 1FK7-CT PN=1,4 KW; UZK=600V M0=8.5NM (100K); NN=4500RPM; NATURAL COOLING; FRAME SIZE IMB 5 (IM V1, IM V3) FLANGE 1, WITH KTY TEMPERATURESENSOR POWER CONNECTOR ROTATABLE RESOLVER MULTI-POLE (RESOLVER P=4); SHAFT WITH FITTED KEY, TOLERANCE N; W/O HOLDING BRAKE PROTECTION CLASS IP65, FLANGE ON DRIVE END IP67; | 1573 | TEM | 1 | MC | 9.102 | 1
1FK70622AH711SB0 | SIMOTICS S SYNCHRONOUS MOTOR 1FK7-CT PN=1,4 KW; UZK=600V M0=8.5NM (100K); NN=4500RPM; NATURAL COOLING; FRAME SIZE IMB 5 (IM V1, IM V3) FLANGE 1, WITH KTY TEMPERATURESENSOR POWER CONNECTOR ROTATABLE RESOLVER MULTI-POLE (RESOLVER P=4); SHAFT WITH FITTED KEY, TOLERANCE N; WITH HOLDING BRAKE PROTECTION CLASS IP64; | 1782 | TEM | 1 | MC | 9.401 | 1
1FK70622AH711SB1 | SIMOTICS S SYNCHRONOUS MOTOR 1FK7-CT PN=1,4 KW; UZK=600V M0=8.5NM (100K); NN=4500RPM; NATURAL COOLING; FRAME SIZE IMB 5 (IM V1, IM V3) FLANGE 1, WITH KTY TEMPERATURESENSOR POWER CONNECTOR ROTATABLE RESOLVER MULTI-POLE (RESOLVER P=4); SHAFT WITH FITTED KEY, TOLERANCE N; WITH HOLDING BRAKE PROTECTION CLASS IP65, | 1876 | TEM | 1 | MC | 9.401 | 1
1FK70622AH711SB2 | SIMOTICS S SYNCHRONOUS MOTOR 1FK7-CT PN=1,4 KW; UZK=600V M0=8.5NM (100K); NN=4500RPM; NATURAL COOLING; FRAME SIZE IMB 5 (IM V1, IM V3) FLANGE 1, WITH KTY TEMPERATURESENSOR POWER CONNECTOR ROTATABLE RESOLVER MULTI-POLE (RESOLVER P=4); SHAFT WITH FITTED KEY, TOLERANCE N; WITH HOLDING BRAKE PROTECTION CLASS IP65, FLANGE ON DRIVE END IP67; | 1876 | TEM | 1 | MC | 9.401 | 1
1FK70622AH711SG0 | SIMOTICS S SYNCHRONOUS MOTOR 1FK7-CT PN=1,4 KW; UZK=600V M0=8.5NM (100K); NN=4500RPM; NATURAL COOLING; FRAME SIZE IMB 5 (IM V1, IM V3) FLANGE 1, WITH KTY TEMPERATURESENSOR POWER CONNECTOR ROTATABLE RESOLVER MULTI-POLE (RESOLVER P=4); PLAIN SHAFT, TOLERANCE N; W/O HOLDING BRAKE PROTECTION CLASS IP64; | 1393 | TEM | 1 | MC | 9.102 | 1
1FK70622AH711SG1 | SIMOTICS S SYNCHRONOUS MOTOR 1FK7-CT PN=1,4 KW; UZK=600V M0=8.5NM (100K); NN=4500RPM; NATURAL COOLING; FRAME SIZE IMB 5 (IM V1, IM V3) FLANGE 1, WITH KTY TEMPERATURESENSOR POWER CONNECTOR ROTATABLE RESOLVER MULTI-POLE (RESOLVER P=4); PLAIN SHAFT, TOLERANCE N; W/O HOLDING BRAKE PROTECTION CLASS IP65, | 1486 | TEM | 1 | MC | 9.102 | 1
1FK70622AH711SG2 | SIMOTICS S SYNCHRONOUS MOTOR 1FK7-CT PN=1,4 KW; UZK=600V M0=8.5NM (100K); NN=4500RPM; NATURAL COOLING; FRAME SIZE IMB 5 (IM V1, IM V3) FLANGE 1, WITH KTY TEMPERATURESENSOR POWER CONNECTOR ROTATABLE RESOLVER MULTI-POLE (RESOLVER P=4); PLAIN SHAFT, TOLERANCE N; W/O HOLDING BRAKE PROTECTION CLASS IP65, FLANGE ON DRIVE END IP67; | 1486 | TEM | 1 | MC | 9.102 | 1
1FK70622AH711SH0 | SIMOTICS S SYNCHRONOUS MOTOR 1FK7-CT PN=1,4 KW; UZK=600V M0=8.5NM (100K); NN=4500RPM; NATURAL COOLING; FRAME SIZE IMB 5 (IM V1, IM V3) FLANGE 1, WITH KTY TEMPERATURESENSOR POWER CONNECTOR ROTATABLE RESOLVER MULTI-POLE (RESOLVER P=4); PLAIN SHAFT, TOLERANCE N; WITH HOLDING BRAKE PROTECTION CLASS IP64; | 1698 | TEM | 1 | MC | 9.401 | 1
1FK70622AH711SH1 | SIMOTICS S SYNCHRONOUS MOTOR 1FK7-CT PN=1,4 KW; UZK=600V M0=8.5NM (100K); NN=4500RPM; NATURAL COOLING; FRAME SIZE IMB 5 (IM V1, IM V3) FLANGE 1, WITH KTY TEMPERATURESENSOR POWER CONNECTOR ROTATABLE RESOLVER MULTI-POLE (RESOLVER P=4); PLAIN SHAFT, TOLERANCE N; WITH HOLDING BRAKE PROTECTION CLASS IP65, | 1792 | TEM | 1 | MC | 9.401 | 1
1FK70622AH711SH2 | SIMOTICS S SYNCHRONOUS MOTOR 1FK7-CT PN=1,4 KW; UZK=600V M0=8.5NM (100K); NN=4500RPM; NATURAL COOLING; FRAME SIZE IMB 5 (IM V1, IM V3) FLANGE 1, WITH KTY TEMPERATURESENSOR POWER CONNECTOR ROTATABLE RESOLVER MULTI-POLE (RESOLVER P=4); PLAIN SHAFT, TOLERANCE N; WITH HOLDING BRAKE PROTECTION CLASS IP65, FLANGE ON DRIVE END IP67; | 1792 | TEM | 1 | MC | 9.401 | 1
1FK70622AH711TA0 | SIMOTICS S SYNCHRONOUS MOTOR 1FK7-CT PN=1,4 KW; UZK=600V M0=8.5NM (100K); NN=4500RPM; NATURAL COOLING; FRAME SIZE IMB 5 (IM V1, IM V3) FLANGE 1, WITH KTY TEMPERATURESENSOR POWER CONNECTOR ROTATABLE RESOLVER 2-POLE (RESOLVER P=1); SHAFT WITH FITTED KEY, TOLERANCE N; W/O HOLDING BRAKE PROTECTION CLASS IP64; | 1479 | TEM | 1 | MC | 9.102 | 1
1FK70622AH711TA1 | SIMOTICS S SYNCHRONOUS MOTOR 1FK7-CT PN=1,4 KW; UZK=600V M0=8.5NM (100K); NN=4500RPM; NATURAL COOLING; FRAME SIZE IMB 5 (IM V1, IM V3) FLANGE 1, WITH KTY TEMPERATURESENSOR POWER CONNECTOR ROTATABLE RESOLVER 2-POLE (RESOLVER P=1); SHAFT WITH FITTED KEY, TOLERANCE N; W/O HOLDING BRAKE PROTECTION CLASS IP65, | 1573 | TEM | 1 | MC | 9.102 | 1
1FK70622AH711TA2 | SIMOTICS S SYNCHRONOUS MOTOR 1FK7-CT PN=1,4 KW; UZK=600V M0=8.5NM (100K); NN=4500RPM; NATURAL COOLING; FRAME SIZE IMB 5 (IM V1, IM V3) FLANGE 1, WITH KTY TEMPERATURESENSOR POWER CONNECTOR ROTATABLE RESOLVER 2-POLE (RESOLVER P=1); SHAFT WITH FITTED KEY, TOLERANCE N; W/O HOLDING BRAKE PROTECTION CLASS IP65, FLANGE ON DRIVE END IP67; | 1573 | TEM | 1 | MC | 9.102 | 1
1FK70622AH711TB0 | SIMOTICS S SYNCHRONOUS MOTOR 1FK7-CT PN=1,4 KW; UZK=600V M0=8.5NM (100K); NN=4500RPM; NATURAL COOLING; FRAME SIZE IMB 5 (IM V1, IM V3) FLANGE 1, WITH KTY TEMPERATURESENSOR POWER CONNECTOR ROTATABLE RESOLVER 2-POLE (RESOLVER P=1); SHAFT WITH FITTED KEY, TOLERANCE N; WITH HOLDING BRAKE PROTECTION CLASS IP64; | 1782 | TEM | 1 | MC | 9.401 | 1
1FK70622AH711TB1 | SIMOTICS S SYNCHRONOUS MOTOR 1FK7-CT PN=1,4 KW; UZK=600V M0=8.5NM (100K); NN=4500RPM; NATURAL COOLING; FRAME SIZE IMB 5 (IM V1, IM V3) FLANGE 1, WITH KTY TEMPERATURESENSOR POWER CONNECTOR ROTATABLE RESOLVER 2-POLE (RESOLVER P=1); SHAFT WITH FITTED KEY, TOLERANCE N; WITH HOLDING BRAKE PROTECTION CLASS IP65, | 1876 | TEM | 1 | MC | 9.401 | 1
1FK70622AH711TB2 | SIMOTICS S SYNCHRONOUS MOTOR 1FK7-CT PN=1,4 KW; UZK=600V M0=8.5NM (100K); NN=4500RPM; NATURAL COOLING; FRAME SIZE IMB 5 (IM V1, IM V3) FLANGE 1, WITH KTY TEMPERATURESENSOR POWER CONNECTOR ROTATABLE RESOLVER 2-POLE (RESOLVER P=1); SHAFT WITH FITTED KEY, TOLERANCE N; WITH HOLDING BRAKE PROTECTION CLASS IP65, FLANGE ON DRIVE END IP67; | 1876 | TEM | 1 | MC | 9.401 | 1
1FK70622AH711TG0 | SIMOTICS S SYNCHRONOUS MOTOR 1FK7-CT PN=1,4 KW; UZK=600V M0=8.5NM (100K); NN=4500RPM; NATURAL COOLING; FRAME SIZE IMB 5 (IM V1, IM V3) FLANGE 1, WITH KTY TEMPERATURESENSOR POWER CONNECTOR ROTATABLE RESOLVER 2-POLE (RESOLVER P=1); PLAIN SHAFT, TOLERANCE N; W/O HOLDING BRAKE PROTECTION CLASS IP64; | 1393 | TEM | 1 | MC | 9.102 | 1
1FK70622AH711TG1 | SIMOTICS S SYNCHRONOUS MOTOR 1FK7-CT PN=1,4 KW; UZK=600V M0=8.5NM (100K); NN=4500RPM; NATURAL COOLING; FRAME SIZE IMB 5 (IM V1, IM V3) FLANGE 1, WITH KTY TEMPERATURESENSOR POWER CONNECTOR ROTATABLE RESOLVER 2-POLE (RESOLVER P=1); PLAIN SHAFT, TOLERANCE N; W/O HOLDING BRAKE PROTECTION CLASS IP65, | 1486 | TEM | 1 | MC | 9.102 | 1
1FK70622AH711TG2 | SIMOTICS S SYNCHRONOUS MOTOR 1FK7-CT PN=1,4 KW; UZK=600V M0=8.5NM (100K); NN=4500RPM; NATURAL COOLING; FRAME SIZE IMB 5 (IM V1, IM V3) FLANGE 1, WITH KTY TEMPERATURESENSOR POWER CONNECTOR ROTATABLE RESOLVER 2-POLE (RESOLVER P=1); PLAIN SHAFT, TOLERANCE N; W/O HOLDING BRAKE PROTECTION CLASS IP65, FLANGE ON DRIVE END IP67; | 1486 | TEM | 1 | MC | 9.102 | 1
1FK70622AH711TH0 | SIMOTICS S SYNCHRONOUS MOTOR 1FK7-CT PN=1,4 KW; UZK=600V M0=8.5NM (100K); NN=4500RPM; NATURAL COOLING; FRAME SIZE IMB 5 (IM V1, IM V3) FLANGE 1, WITH KTY TEMPERATURESENSOR POWER CONNECTOR ROTATABLE RESOLVER 2-POLE (RESOLVER P=1); PLAIN SHAFT, TOLERANCE N; WITH HOLDING BRAKE PROTECTION CLASS IP64; | 1698 | TEM | 1 | MC | 9.401 | 1
1FK70622AH711TH1 | SIMOTICS S SYNCHRONOUS MOTOR 1FK7-CT PN=1,4 KW; UZK=600V M0=8.5NM (100K); NN=4500RPM; NATURAL COOLING; FRAME SIZE IMB 5 (IM V1, IM V3) FLANGE 1, WITH KTY TEMPERATURESENSOR POWER CONNECTOR ROTATABLE RESOLVER 2-POLE (RESOLVER P=1); PLAIN SHAFT, TOLERANCE N; WITH HOLDING BRAKE PROTECTION CLASS IP65, | 1792 | TEM | 1 | MC | 9.401 | 1
1FK70622AH711TH2 | SIMOTICS S SYNCHRONOUS MOTOR 1FK7-CT PN=1,4 KW; UZK=600V M0=8.5NM (100K); NN=4500RPM; NATURAL COOLING; FRAME SIZE IMB 5 (IM V1, IM V3) FLANGE 1, WITH KTY TEMPERATURESENSOR POWER CONNECTOR ROTATABLE RESOLVER 2-POLE (RESOLVER P=1); PLAIN SHAFT, TOLERANCE N; WITH HOLDING BRAKE PROTECTION CLASS IP65, FLANGE ON DRIVE END IP67; | 1792 | TEM | 1 | MC | 9.401 | 1
1FK70622AH711UA0 | SIMOTICS S SYNCHRONOUS MOTOR 1FK7-CT PN=1,4 KW; UZK=600V M0=8.5NM (100K); NN=4500RPM; NATURAL COOLING; FRAME SIZE IMB 5 (IM V1, IM V3) FLANGE 1 POWER CONNECTOR ROTATABLE RESOLVER MULTI-POLE WITH DRIVE-CLIQ INTERFACE; SHAFT WITH FITTED KEY, TOLERANCE N; W/O HOLDING BRAKE PROTECTION CLASS IP64; | 1720 | TEM | 1 | MC | 9.102 | 1
1FK70622AH711UA1 | SIMOTICS S SYNCHRONOUS MOTOR 1FK7-CT PN=1,4 KW; UZK=600V M0=8.5NM (100K); NN=4500RPM; NATURAL COOLING; FRAME SIZE IMB 5 (IM V1, IM V3) FLANGE 1 POWER CONNECTOR ROTATABLE RESOLVER MULTI-POLE WITH DRIVE-CLIQ INTERFACE; SHAFT WITH FITTED KEY, TOLERANCE N; W/O HOLDING BRAKE PROTECTION CLASS IP65, | 1814 | TEM | 1 | MC | 9.102 | 1
1FK70622AH711UA2 | SIMOTICS S SYNCHRONOUS MOTOR 1FK7-CT PN=1,4 KW; UZK=600V M0=8.5NM (100K); NN=4500RPM; NATURAL COOLING; FRAME SIZE IMB 5 (IM V1, IM V3) FLANGE 1 POWER CONNECTOR ROTATABLE RESOLVER MULTI-POLE WITH DRIVE-CLIQ INTERFACE; SHAFT WITH FITTED KEY, TOLERANCE N; W/O HOLDING BRAKE PROTECTION CLASS IP65, FLANGE ON DRIVE END IP67; | 1814 | TEM | 1 | MC | 9.102 | 1
1FK70622AH711UB0 | SIMOTICS S SYNCHRONOUS MOTOR 1FK7-CT PN=1,4 KW; UZK=600V M0=8.5NM (100K); NN=4500RPM; NATURAL COOLING; FRAME SIZE IMB 5 (IM V1, IM V3) FLANGE 1 POWER CONNECTOR ROTATABLE RESOLVER MULTI-POLE WITH DRIVE-CLIQ INTERFACE; SHAFT WITH FITTED KEY, TOLERANCE N; WITH HOLDING BRAKE PROTECTION CLASS IP64; | 2023 | TEM | 1 | MC | 9.401 | 1
1FK70622AH711UB1 | SIMOTICS S SYNCHRONOUS MOTOR 1FK7-CT PN=1,4 KW; UZK=600V M0=8.5NM (100K); NN=4500RPM; NATURAL COOLING; FRAME SIZE IMB 5 (IM V1, IM V3) FLANGE 1 POWER CONNECTOR ROTATABLE RESOLVER MULTI-POLE WITH DRIVE-CLIQ INTERFACE; SHAFT WITH FITTED KEY, TOLERANCE N; WITH HOLDING BRAKE PROTECTION CLASS IP65, | 2117 | TEM | 1 | MC | 9.401 | 1
1FK70622AH711UB2 | SIMOTICS S SYNCHRONOUS MOTOR 1FK7-CT PN=1,4 KW; UZK=600V M0=8.5NM (100K); NN=4500RPM; NATURAL COOLING; FRAME SIZE IMB 5 (IM V1, IM V3) FLANGE 1 POWER CONNECTOR ROTATABLE RESOLVER MULTI-POLE WITH DRIVE-CLIQ INTERFACE; SHAFT WITH FITTED KEY, TOLERANCE N; WITH HOLDING BRAKE PROTECTION CLASS IP65, FLANGE ON DRIVE END IP67; | 2117 | TEM | 1 | MC | 9.401 | 1
1FK70622AH711UG0 | SIMOTICS S SYNCHRONOUS MOTOR 1FK7-CT PN=1,4 KW; UZK=600V M0=8.5NM (100K); NN=4500RPM; NATURAL COOLING; FRAME SIZE IMB 5 (IM V1, IM V3) FLANGE 1 POWER CONNECTOR ROTATABLE RESOLVER MULTI-POLE WITH DRIVE-CLIQ INTERFACE; PLAIN SHAFT, TOLERANCE N; W/O HOLDING BRAKE PROTECTION CLASS IP64; | 1634 | TEM | 1 | MC | 9.102 | 1
1FK70622AH711UG1 | SIMOTICS S SYNCHRONOUS MOTOR 1FK7-CT PN=1,4 KW; UZK=600V M0=8.5NM (100K); NN=4500RPM; NATURAL COOLING; FRAME SIZE IMB 5 (IM V1, IM V3) FLANGE 1 POWER CONNECTOR ROTATABLE RESOLVER MULTI-POLE WITH DRIVE-CLIQ INTERFACE; PLAIN SHAFT, TOLERANCE N; W/O HOLDING BRAKE PROTECTION CLASS IP65, | 1727 | TEM | 1 | MC | 9.102 | 1
1FK70622AH711UG2 | SIMOTICS S SYNCHRONOUS MOTOR 1FK7-CT PN=1,4 KW; UZK=600V M0=8.5NM (100K); NN=4500RPM; NATURAL COOLING; FRAME SIZE IMB 5 (IM V1, IM V3) FLANGE 1 POWER CONNECTOR ROTATABLE RESOLVER MULTI-POLE WITH DRIVE-CLIQ INTERFACE; PLAIN SHAFT, TOLERANCE N; W/O HOLDING BRAKE PROTECTION CLASS IP65, FLANGE ON DRIVE END IP67; | 1727 | TEM | 1 | MC | 9.102 | 1
1FK70622AH711UH0 | SIMOTICS S SYNCHRONOUS MOTOR 1FK7-CT PN=1,4 KW; UZK=600V M0=8.5NM (100K); NN=4500RPM; NATURAL COOLING; FRAME SIZE IMB 5 (IM V1, IM V3) FLANGE 1 POWER CONNECTOR ROTATABLE RESOLVER MULTI-POLE WITH DRIVE-CLIQ INTERFACE; PLAIN SHAFT, TOLERANCE N; WITH HOLDING BRAKE PROTECTION CLASS IP64; | 1939 | TEM | 1 | MC | 9.401 | 1
1FK70622AH711UH1 | SIMOTICS S SYNCHRONOUS MOTOR 1FK7-CT PN=1,4 KW; UZK=600V M0=8.5NM (100K); NN=4500RPM; NATURAL COOLING; FRAME SIZE IMB 5 (IM V1, IM V3) FLANGE 1 POWER CONNECTOR ROTATABLE RESOLVER MULTI-POLE WITH DRIVE-CLIQ INTERFACE; PLAIN SHAFT, TOLERANCE N; WITH HOLDING BRAKE PROTECTION CLASS IP65, | 2033 | TEM | 1 | MC | 9.401 | 1
1FK70622AH711UH2 | SIMOTICS S SYNCHRONOUS MOTOR 1FK7-CT PN=1,4 KW; UZK=600V M0=8.5NM (100K); NN=4500RPM; NATURAL COOLING; FRAME SIZE IMB 5 (IM V1, IM V3) FLANGE 1 POWER CONNECTOR ROTATABLE RESOLVER MULTI-POLE WITH DRIVE-CLIQ INTERFACE; PLAIN SHAFT, TOLERANCE N; WITH HOLDING BRAKE PROTECTION CLASS IP65, FLANGE ON DRIVE END IP67; | 2033 | TEM | 1 | MC | 9.401 | 1
1FK70623BF711AA0 | SIMOTICS S SYNCHRONOUS MOTOR 1FK7-HI; PN=1,9 KW; UZK=600V M0=8,5NM (100K); NN=3000RPM; NATURAL COOLING; FRAME SIZE IMB 5 (IM V1, IM V3) FLANGE 1, WITH KTY TEMPERATURESENSOR POWER CONNECTOR ROTATABLE INCREMENTAL ENCODER SIN/COS 1VP 2048 S/R WITH C- AND D-SPUR (ENCODER IC2048S/R) SHAFT WITH FITTED KEY, TOLERANCE N; W/O HOLDING BRAKE PROTECTION CLASS IP64; | 2065 | TEM | 1 | MC | 10.601 | 1
1FK70623BF711AA1 | SIMOTICS S SYNCHRONOUS MOTOR 1FK7-HI; PN=1,9 KW; UZK=600V M0=8,5NM (100K); NN=3000RPM; NATURAL COOLING; FRAME SIZE IMB 5 (IM V1, IM V3) FLANGE 1, WITH KTY TEMPERATURESENSOR POWER CONNECTOR ROTATABLE INCREMENTAL ENCODER SIN/COS 1VP 2048 S/R WITH C- AND D-SPUR (ENCODER IC2048S/R) SHAFT WITH FITTED KEY, TOLERANCE N; W/O HOLDING BRAKE PROTECTION CLASS IP65, | 2159 | TEM | 1 | MC | 10.601 | 1
1FK70623BF711AA2 | SIMOTICS S SYNCHRONOUS MOTOR 1FK7-HI; PN=1,9 KW; UZK=600V M0=8,5NM (100K); NN=3000RPM; NATURAL COOLING; FRAME SIZE IMB 5 (IM V1, IM V3) FLANGE 1, WITH KTY TEMPERATURESENSOR POWER CONNECTOR ROTATABLE INCREMENTAL ENCODER SIN/COS 1VP 2048 S/R WITH C- AND D-SPUR (ENCODER IC2048S/R) SHAFT WITH FITTED KEY, TOLERANCE N; W/O HOLDING BRAKE PROTECTION CLASS IP65, FLANGE ON DRIVE END IP67; | 2159 | TEM | 1 | MC | 10.601 | 1
1FK70623BF711AB0 | SIMOTICS S SYNCHRONOUS MOTOR 1FK7-HI; PN=1,9 KW; UZK=600V M0=8,5NM (100K); NN=3000RPM; NATURAL COOLING; FRAME SIZE IMB 5 (IM V1, IM V3) FLANGE 1, WITH KTY TEMPERATURESENSOR POWER CONNECTOR ROTATABLE INCREMENTAL ENCODER SIN/COS 1VP 2048 S/R WITH C- AND D-SPUR (ENCODER IC2048S/R) SHAFT WITH FITTED KEY, TOLERANCE N; WITH HOLDING BRAKE PROTECTION CLASS IP64; | 2368 | TEM | 1 | MC | 10.9 | 1
1FK70623BF711AB1 | SIMOTICS S SYNCHRONOUS MOTOR 1FK7-HI; PN=1,9 KW; UZK=600V M0=8,5NM (100K); NN=3000RPM; NATURAL COOLING; FRAME SIZE IMB 5 (IM V1, IM V3) FLANGE 1, WITH KTY TEMPERATURESENSOR POWER CONNECTOR ROTATABLE INCREMENTAL ENCODER SIN/COS 1VP 2048 S/R WITH C- AND D-SPUR (ENCODER IC2048S/R) SHAFT WITH FITTED KEY, TOLERANCE N; WITH HOLDING BRAKE PROTECTION CLASS IP65, | 2461 | TEM | 1 | MC | 10.9 | 1
1FK70623BF711AB2 | SIMOTICS S SYNCHRONOUS MOTOR 1FK7-HI; PN=1,9 KW; UZK=600V M0=8,5NM (100K); NN=3000RPM; NATURAL COOLING; FRAME SIZE IMB 5 (IM V1, IM V3) FLANGE 1, WITH KTY TEMPERATURESENSOR POWER CONNECTOR ROTATABLE INCREMENTAL ENCODER SIN/COS 1VP 2048 S/R WITH C- AND D-SPUR (ENCODER IC2048S/R) SHAFT WITH FITTED KEY, TOLERANCE N; WITH HOLDING BRAKE PROTECTION CLASS IP65, FLANGE ON DRIVE END IP67; | 2461 | TEM | 1 | MC | 10.9 | 1
1FK70623BF711AG0 | SIMOTICS S SYNCHRONOUS MOTOR 1FK7-HI; PN=1,9 KW; UZK=600V M0=8,5NM (100K); NN=3000RPM; NATURAL COOLING; FRAME SIZE IMB 5 (IM V1, IM V3) FLANGE 1, WITH KTY TEMPERATURESENSOR POWER CONNECTOR ROTATABLE INCREMENTAL ENCODER SIN/COS 1VP 2048 S/R WITH C- AND D-SPUR (ENCODER IC2048S/R) PLAIN SHAFT, TOLERANCE N; W/O HOLDING BRAKE PROTECTION CLASS IP64; | 1979 | TEM | 1 | MC | 10.601 | 1
1FK70623BF711AG1 | SIMOTICS S SYNCHRONOUS MOTOR 1FK7-HI; PN=1,9 KW; UZK=600V M0=8,5NM (100K); NN=3000RPM; NATURAL COOLING; FRAME SIZE IMB 5 (IM V1, IM V3) FLANGE 1, WITH KTY TEMPERATURESENSOR POWER CONNECTOR ROTATABLE INCREMENTAL ENCODER SIN/COS 1VP 2048 S/R WITH C- AND D-SPUR (ENCODER IC2048S/R) PLAIN SHAFT, TOLERANCE N; W/O HOLDING BRAKE PROTECTION CLASS IP65, | 2072 | TEM | 1 | MC | 10.601 | 1
1FK70623BF711AG2 | SIMOTICS S SYNCHRONOUS MOTOR 1FK7-HI; PN=1,9 KW; UZK=600V M0=8,5NM (100K); NN=3000RPM; NATURAL COOLING; FRAME SIZE IMB 5 (IM V1, IM V3) FLANGE 1, WITH KTY TEMPERATURESENSOR POWER CONNECTOR ROTATABLE INCREMENTAL ENCODER SIN/COS 1VP 2048 S/R WITH C- AND D-SPUR (ENCODER IC2048S/R) PLAIN SHAFT, TOLERANCE N; W/O HOLDING BRAKE PROTECTION CLASS IP65, FLANGE ON DRIVE END IP67; | 2072 | TEM | 1 | MC | 10.601 | 1
1FK70623BF711AH0 | SIMOTICS S SYNCHRONOUS MOTOR 1FK7-HI; PN=1,9 KW; UZK=600V M0=8,5NM (100K); NN=3000RPM; NATURAL COOLING; FRAME SIZE IMB 5 (IM V1, IM V3) FLANGE 1, WITH KTY TEMPERATURESENSOR POWER CONNECTOR ROTATABLE INCREMENTAL ENCODER SIN/COS 1VP 2048 S/R WITH C- AND D-SPUR (ENCODER IC2048S/R) PLAIN SHAFT, TOLERANCE N; WITH HOLDING BRAKE PROTECTION CLASS IP64; | 2284 | TEM | 1 | MC | 10.9 | 1
1FK70623BF711AH1 | SIMOTICS S SYNCHRONOUS MOTOR 1FK7-HI; PN=1,9 KW; UZK=600V M0=8,5NM (100K); NN=3000RPM; NATURAL COOLING; FRAME SIZE IMB 5 (IM V1, IM V3) FLANGE 1, WITH KTY TEMPERATURESENSOR POWER CONNECTOR ROTATABLE INCREMENTAL ENCODER SIN/COS 1VP 2048 S/R WITH C- AND D-SPUR (ENCODER IC2048S/R) PLAIN SHAFT, TOLERANCE N; WITH HOLDING BRAKE PROTECTION CLASS IP65, | 2377 | TEM | 1 | MC | 10.9 | 1
1FK70623BF711AH2 | SIMOTICS S SYNCHRONOUS MOTOR 1FK7-HI; PN=1,9 KW; UZK=600V M0=8,5NM (100K); NN=3000RPM; NATURAL COOLING; FRAME SIZE IMB 5 (IM V1, IM V3) FLANGE 1, WITH KTY TEMPERATURESENSOR POWER CONNECTOR ROTATABLE INCREMENTAL ENCODER SIN/COS 1VP 2048 S/R WITH C- AND D-SPUR (ENCODER IC2048S/R) PLAIN SHAFT, TOLERANCE N; WITH HOLDING BRAKE PROTECTION CLASS IP65, FLANGE ON DRIVE END IP67; | 2377 | TEM | 1 | MC | 10.9 | 1
1FK70623BF711BA0 | SIMOTICS S SYNCHRONOUS MOTOR 1FK7-HI; PN=1,9 KW; UZK=600V M0=8,5NM (100K); NN=3000RPM; NATURAL COOLING; FRAME SIZE IMB 5 (IM V1, IM V3) FLANGE 1 POWER CONNECTOR ROTATABLE ABSOLUTE ENCODER SINGLETURN 24 BIT WITH DRIVE CLIQ INTERFACE (ENCODER AS24DQI) SHAFT WITH FITTED KEY, TOLERANCE N; W/O HOLDING BRAKE PROTECTION CLASS IP64; | 2306 | TEM | 1 | MC | 10.601 | 1
1FK70623BF711BA1 | SIMOTICS S SYNCHRONOUS MOTOR 1FK7-HI; PN=1,9 KW; UZK=600V M0=8,5NM (100K); NN=3000RPM; NATURAL COOLING; FRAME SIZE IMB 5 (IM V1, IM V3) FLANGE 1 POWER CONNECTOR ROTATABLE ABSOLUTE ENCODER SINGLETURN 24 BIT WITH DRIVE CLIQ INTERFACE (ENCODER AS24DQI) SHAFT WITH FITTED KEY, TOLERANCE N; W/O HOLDING BRAKE PROTECTION CLASS IP65, | 2400 | TEM | 1 | MC | 10.601 | 1
1FK70623BF711BA2 | SIMOTICS S SYNCHRONOUS MOTOR 1FK7-HI; PN=1,9 KW; UZK=600V M0=8,5NM (100K); NN=3000RPM; NATURAL COOLING; FRAME SIZE IMB 5 (IM V1, IM V3) FLANGE 1 POWER CONNECTOR ROTATABLE ABSOLUTE ENCODER SINGLETURN 24 BIT WITH DRIVE CLIQ INTERFACE (ENCODER AS24DQI) SHAFT WITH FITTED KEY, TOLERANCE N; W/O HOLDING BRAKE PROTECTION CLASS IP65, FLANGE ON DRIVE END IP67; | 2400 | TEM | 1 | MC | 10.601 | 1
1FK70623BF711BB0 | SIMOTICS S SYNCHRONOUS MOTOR 1FK7-HI; PN=1,9 KW; UZK=600V M0=8,5NM (100K); NN=3000RPM; NATURAL COOLING; FRAME SIZE IMB 5 (IM V1, IM V3) FLANGE 1 POWER CONNECTOR ROTATABLE ABSOLUTE ENCODER SINGLETURN 24 BIT WITH DRIVE CLIQ INTERFACE (ENCODER AS24DQI) SHAFT WITH FITTED KEY, TOLERANCE N; WITH HOLDING BRAKE PROTECTION CLASS IP64; | 2609 | TEM | 1 | MC | 10.9 | 1
1FK70623BF711BB1 | SIMOTICS S SYNCHRONOUS MOTOR 1FK7-HI; PN=1,9 KW; UZK=600V M0=8,5NM (100K); NN=3000RPM; NATURAL COOLING; FRAME SIZE IMB 5 (IM V1, IM V3) FLANGE 1 POWER CONNECTOR ROTATABLE ABSOLUTE ENCODER SINGLETURN 24 BIT WITH DRIVE CLIQ INTERFACE (ENCODER AS24DQI) SHAFT WITH FITTED KEY, TOLERANCE N; WITH HOLDING BRAKE PROTECTION CLASS IP65, | 2703 | TEM | 1 | MC | 10.9 | 1
1FK70623BF711BB2 | SIMOTICS S SYNCHRONOUS MOTOR 1FK7-HI; PN=1,9 KW; UZK=600V M0=8,5NM (100K); NN=3000RPM; NATURAL COOLING; FRAME SIZE IMB 5 (IM V1, IM V3) FLANGE 1 POWER CONNECTOR ROTATABLE ABSOLUTE ENCODER SINGLETURN 24 BIT WITH DRIVE CLIQ INTERFACE (ENCODER AS24DQI) SHAFT WITH FITTED KEY, TOLERANCE N; WITH HOLDING BRAKE PROTECTION CLASS IP65, FLANGE ON DRIVE END IP67; | 2703 | TEM | 1 | MC | 10.9 | 1
1FK70623BF711BG0 | SIMOTICS S SYNCHRONOUS MOTOR 1FK7-HI; PN=1,9 KW; UZK=600V M0=8,5NM (100K); NN=3000RPM; NATURAL COOLING; FRAME SIZE IMB 5 (IM V1, IM V3) FLANGE 1 POWER CONNECTOR ROTATABLE ABSOLUTE ENCODER SINGLETURN 24 BIT WITH DRIVE CLIQ INTERFACE (ENCODER AS24DQI) PLAIN SHAFT, TOLERANCE N; W/O HOLDING BRAKE PROTECTION CLASS IP64; | 2220 | TEM | 1 | MC | 10.601 | 1
1FK70623BF711BG1 | SIMOTICS S SYNCHRONOUS MOTOR 1FK7-HI; PN=1,9 KW; UZK=600V M0=8,5NM (100K); NN=3000RPM; NATURAL COOLING; FRAME SIZE IMB 5 (IM V1, IM V3) FLANGE 1 POWER CONNECTOR ROTATABLE ABSOLUTE ENCODER SINGLETURN 24 BIT WITH DRIVE CLIQ INTERFACE (ENCODER AS24DQI) PLAIN SHAFT, TOLERANCE N; W/O HOLDING BRAKE PROTECTION CLASS IP65, | 2313 | TEM | 1 | MC | 10.601 | 1
1FK70623BF711BG2 | SIMOTICS S SYNCHRONOUS MOTOR 1FK7-HI; PN=1,9 KW; UZK=600V M0=8,5NM (100K); NN=3000RPM; NATURAL COOLING; FRAME SIZE IMB 5 (IM V1, IM V3) FLANGE 1 POWER CONNECTOR ROTATABLE ABSOLUTE ENCODER SINGLETURN 24 BIT WITH DRIVE CLIQ INTERFACE (ENCODER AS24DQI) PLAIN SHAFT, TOLERANCE N; W/O HOLDING BRAKE PROTECTION CLASS IP65, FLANGE ON DRIVE END IP67; | 2313 | TEM | 1 | MC | 10.601 | 1
1FK70623BF711BH0 | SIMOTICS S SYNCHRONOUS MOTOR 1FK7-HI; PN=1,9 KW; UZK=600V M0=8,5NM (100K); NN=3000RPM; NATURAL COOLING; FRAME SIZE IMB 5 (IM V1, IM V3) FLANGE 1 POWER CONNECTOR ROTATABLE ABSOLUTE ENCODER SINGLETURN 24 BIT WITH DRIVE CLIQ INTERFACE (ENCODER AS24DQI) PLAIN SHAFT, TOLERANCE N; WITH HOLDING BRAKE PROTECTION CLASS IP64; | 2525 | TEM | 1 | MC | 10.9 | 1
1FK70623BF711BH1 | SIMOTICS S SYNCHRONOUS MOTOR 1FK7-HI; PN=1,9 KW; UZK=600V M0=8,5NM (100K); NN=3000RPM; NATURAL COOLING; FRAME SIZE IMB 5 (IM V1, IM V3) FLANGE 1 POWER CONNECTOR ROTATABLE ABSOLUTE ENCODER SINGLETURN 24 BIT WITH DRIVE CLIQ INTERFACE (ENCODER AS24DQI) PLAIN SHAFT, TOLERANCE N; WITH HOLDING BRAKE PROTECTION CLASS IP65, | 2619 | TEM | 1 | MC | 10.9 | 1
1FK70623BF711BH2 | SIMOTICS S SYNCHRONOUS MOTOR 1FK7-HI; PN=1,9 KW; UZK=600V M0=8,5NM (100K); NN=3000RPM; NATURAL COOLING; FRAME SIZE IMB 5 (IM V1, IM V3) FLANGE 1 POWER CONNECTOR ROTATABLE ABSOLUTE ENCODER SINGLETURN 24 BIT WITH DRIVE CLIQ INTERFACE (ENCODER AS24DQI) PLAIN SHAFT, TOLERANCE N; WITH HOLDING BRAKE PROTECTION CLASS IP65, FLANGE ON DRIVE END IP67; | 2619 | TEM | 1 | MC | 10.9 | 1
1FK70623BF711CA0 | SIMOTICS S SYNCHRONOUS MOTOR 1FK7-HI; PN=1,9 KW; UZK=600V M0=8,5NM (100K); NN=3000RPM; NATURAL COOLING; FRAME SIZE IMB 5 (IM V1, IM V3) FLANGE 1 POWER CONNECTOR ROTATABLE ABSOLUTE ENCODER 24 BIT + 12 BIT MULTITURN WITH DRIVE-CLIQ INTERFACE (ENCODER AM24DQI) SHAFT WITH FITTED KEY, TOLERANCE N; W/O HOLDING BRAKE PROTECTION CLASS IP64; | 2675 | TEM | 1 | MC | 10.601 | 1
1FK70623BF711CA1 | SIMOTICS S SYNCHRONOUS MOTOR 1FK7-HI; PN=1,9 KW; UZK=600V M0=8,5NM (100K); NN=3000RPM; NATURAL COOLING; FRAME SIZE IMB 5 (IM V1, IM V3) FLANGE 1 POWER CONNECTOR ROTATABLE ABSOLUTE ENCODER 24 BIT + 12 BIT MULTITURN WITH DRIVE-CLIQ INTERFACE (ENCODER AM24DQI) SHAFT WITH FITTED KEY, TOLERANCE N; W/O HOLDING BRAKE PROTECTION CLASS IP65, | 2769 | TEM | 1 | MC | 10.601 | 1
1FK70623BF711CA2 | SIMOTICS S SYNCHRONOUS MOTOR 1FK7-HI; PN=1,9 KW; UZK=600V M0=8,5NM (100K); NN=3000RPM; NATURAL COOLING; FRAME SIZE IMB 5 (IM V1, IM V3) FLANGE 1 POWER CONNECTOR ROTATABLE ABSOLUTE ENCODER 24 BIT + 12 BIT MULTITURN WITH DRIVE-CLIQ INTERFACE (ENCODER AM24DQI) SHAFT WITH FITTED KEY, TOLERANCE N; W/O HOLDING BRAKE PROTECTION CLASS IP65, FLANGE ON DRIVE END IP67; | 2769 | TEM | 1 | MC | 10.601 | 1
1FK70623BF711CB0 | SIMOTICS S SYNCHRONOUS MOTOR 1FK7-HI; PN=1,9 KW; UZK=600V M0=8,5NM (100K); NN=3000RPM; NATURAL COOLING; FRAME SIZE IMB 5 (IM V1, IM V3) FLANGE 1 POWER CONNECTOR ROTATABLE ABSOLUTE ENCODER 24 BIT + 12 BIT MULTITURN WITH DRIVE-CLIQ INTERFACE (ENCODER AM24DQI) SHAFT WITH FITTED KEY, TOLERANCE N; WITH HOLDING BRAKE PROTECTION CLASS IP64; | 2978 | TEM | 1 | MC | 10.9 | 1
1FK70623BF711CB1 | SIMOTICS S SYNCHRONOUS MOTOR 1FK7-HI; PN=1,9 KW; UZK=600V M0=8,5NM (100K); NN=3000RPM; NATURAL COOLING; FRAME SIZE IMB 5 (IM V1, IM V3) FLANGE 1 POWER CONNECTOR ROTATABLE ABSOLUTE ENCODER 24 BIT + 12 BIT MULTITURN WITH DRIVE-CLIQ INTERFACE (ENCODER AM24DQI) SHAFT WITH FITTED KEY, TOLERANCE N; WITH HOLDING BRAKE PROTECTION CLASS IP65, | 3072 | TEM | 1 | MC | 10.9 | 1
1FK70623BF711CB2 | SIMOTICS S SYNCHRONOUS MOTOR 1FK7-HI; PN=1,9 KW; UZK=600V M0=8,5NM (100K); NN=3000RPM; NATURAL COOLING; FRAME SIZE IMB 5 (IM V1, IM V3) FLANGE 1 POWER CONNECTOR ROTATABLE ABSOLUTE ENCODER 24 BIT + 12 BIT MULTITURN WITH DRIVE-CLIQ INTERFACE (ENCODER AM24DQI) SHAFT WITH FITTED KEY, TOLERANCE N; WITH HOLDING BRAKE PROTECTION CLASS IP65, FLANGE ON DRIVE END IP67; | 3072 | TEM | 1 | MC | 10.9 | 1
1FK70623BF711CG0 | SIMOTICS S SYNCHRONOUS MOTOR 1FK7-HI; PN=1,9 KW; UZK=600V M0=8,5NM (100K); NN=3000RPM; NATURAL COOLING; FRAME SIZE IMB 5 (IM V1, IM V3) FLANGE 1 POWER CONNECTOR ROTATABLE ABSOLUTE ENCODER 24 BIT + 12 BIT MULTITURN WITH DRIVE-CLIQ INTERFACE (ENCODER AM24DQI) PLAIN SHAFT, TOLERANCE N; W/O HOLDING BRAKE PROTECTION CLASS IP64; | 2589 | TEM | 1 | MC | 10.601 | 1
1FK70623BF711CG1 | SIMOTICS S SYNCHRONOUS MOTOR 1FK7-HI; PN=1,9 KW; UZK=600V M0=8,5NM (100K); NN=3000RPM; NATURAL COOLING; FRAME SIZE IMB 5 (IM V1, IM V3) FLANGE 1 POWER CONNECTOR ROTATABLE ABSOLUTE ENCODER 24 BIT + 12 BIT MULTITURN WITH DRIVE-CLIQ INTERFACE (ENCODER AM24DQI) PLAIN SHAFT, TOLERANCE N; W/O HOLDING BRAKE PROTECTION CLASS IP65, | 2683 | TEM | 1 | MC | 10.601 | 1
1FK70623BF711CG2 | SIMOTICS S SYNCHRONOUS MOTOR 1FK7-HI; PN=1,9 KW; UZK=600V M0=8,5NM (100K); NN=3000RPM; NATURAL COOLING; FRAME SIZE IMB 5 (IM V1, IM V3) FLANGE 1 POWER CONNECTOR ROTATABLE ABSOLUTE ENCODER 24 BIT + 12 BIT MULTITURN WITH DRIVE-CLIQ INTERFACE (ENCODER AM24DQI) PLAIN SHAFT, TOLERANCE N; W/O HOLDING BRAKE PROTECTION CLASS IP65, FLANGE ON DRIVE END IP67; | 2683 | TEM | 1 | MC | 10.601 | 1
1FK70623BF711CH0 | SIMOTICS S SYNCHRONOUS MOTOR 1FK7-HI; PN=1,9 KW; UZK=600V M0=8,5NM (100K); NN=3000RPM; NATURAL COOLING; FRAME SIZE IMB 5 (IM V1, IM V3) FLANGE 1 POWER CONNECTOR ROTATABLE ABSOLUTE ENCODER 24 BIT + 12 BIT MULTITURN WITH DRIVE-CLIQ INTERFACE (ENCODER AM24DQI) PLAIN SHAFT, TOLERANCE N; WITH HOLDING BRAKE PROTECTION CLASS IP64; | 2894 | TEM | 1 | MC | 10.9 | 1
1FK70623BF711CH1 | SIMOTICS S SYNCHRONOUS MOTOR 1FK7-HI; PN=1,9 KW; UZK=600V M0=8,5NM (100K); NN=3000RPM; NATURAL COOLING; FRAME SIZE IMB 5 (IM V1, IM V3) FLANGE 1 POWER CONNECTOR ROTATABLE ABSOLUTE ENCODER 24 BIT + 12 BIT MULTITURN WITH DRIVE-CLIQ INTERFACE (ENCODER AM24DQI) PLAIN SHAFT, TOLERANCE N; WITH HOLDING BRAKE PROTECTION CLASS IP65, | 2988 | TEM | 1 | MC | 10.9 | 1
1FK70623BF711CH2 | SIMOTICS S SYNCHRONOUS MOTOR 1FK7-HI; PN=1,9 KW; UZK=600V M0=8,5NM (100K); NN=3000RPM; NATURAL COOLING; FRAME SIZE IMB 5 (IM V1, IM V3) FLANGE 1 POWER CONNECTOR ROTATABLE ABSOLUTE ENCODER 24 BIT + 12 BIT MULTITURN WITH DRIVE-CLIQ INTERFACE (ENCODER AM24DQI) PLAIN SHAFT, TOLERANCE N; WITH HOLDING BRAKE PROTECTION CLASS IP65, FLANGE ON DRIVE END IP67; | 2988 | TEM | 1 | MC | 10.9 | 1
1FK70623BF711DA0 | SIMOTICS S SYNCHRONOUS MOTOR 1FK7-HI; PN=1,9 KW; UZK=600V M0=8,5NM (100K); NN=3000RPM; NATURAL COOLING; FRAME SIZE IMB 5 (IM V1, IM V3) FLANGE 1 POWER CONNECTOR ROTATABLE INCREMENTAL ENCODER 22 BIT WITH DRIVE-CLIQ INTERFACE (ENCODER IC22DQ) SHAFT WITH FITTED KEY, TOLERANCE N; W/O HOLDING BRAKE PROTECTION CLASS IP64; | 2386 | TEM | 1 | MC | 10.602 | 1
1FK70623BF711DA1 | SIMOTICS S SYNCHRONOUS MOTOR 1FK7-HI; PN=1,9 KW; UZK=600V M0=8,5NM (100K); NN=3000RPM; NATURAL COOLING; FRAME SIZE IMB 5 (IM V1, IM V3) FLANGE 1 POWER CONNECTOR ROTATABLE INCREMENTAL ENCODER 22 BIT WITH DRIVE-CLIQ INTERFACE (ENCODER IC22DQ) SHAFT WITH FITTED KEY, TOLERANCE N; W/O HOLDING BRAKE PROTECTION CLASS IP65, | 2480 | TEM | 1 | MC | 10.602 | 1
1FK70623BF711DB0 | SIMOTICS S SYNCHRONOUS MOTOR 1FK7-HI; PN=1,9 KW; UZK=600V M0=8,5NM (100K); NN=3000RPM; NATURAL COOLING; FRAME SIZE IMB 5 (IM V1, IM V3) FLANGE 1 POWER CONNECTOR ROTATABLE INCREMENTAL ENCODER 22 BIT WITH DRIVE-CLIQ INTERFACE (ENCODER IC22DQ) SHAFT WITH FITTED KEY, TOLERANCE N; WITH HOLDING BRAKE PROTECTION CLASS IP64; | 2689 | TEM | 1 | MC | 10.901 | 1
1FK70623BF711DG0 | SIMOTICS S SYNCHRONOUS MOTOR 1FK7-HI; PN=1,9 KW; UZK=600V M0=8,5NM (100K); NN=3000RPM; NATURAL COOLING; FRAME SIZE IMB 5 (IM V1, IM V3) FLANGE 1 POWER CONNECTOR ROTATABLE INCREMENTAL ENCODER 22 BIT WITH DRIVE-CLIQ INTERFACE (ENCODER IC22DQ) PLAIN SHAFT, TOLERANCE N; W/O HOLDING BRAKE PROTECTION CLASS IP64; | 2300 | TEM | 1 | MC | 10.602 | 1
1FK70623BF711EA0 | SIMOTICS S SYNCHRONOUS MOTOR 1FK7-HI; PN=1,9 KW; UZK=600V M0=8,5NM (100K); NN=3000RPM; NATURAL COOLING; FRAME SIZE IMB 5 (IM V1, IM V3) FLANGE 1, WITH KTY TEMPERATURESENSOR POWER CONNECTOR ROTATABLE ABSOLUTE ENCODERR 2048S/R + 4096 UMDREHUNGEN MULTITURN, WITH ENDAT-SCHNITTSTELLE (ENCODER AM2048S/R) SHAFT WITH FITTED KEY, TOLERANCE N; W/O HOLDING BRAKE PROTECTION CLASS IP64; | 2437 | TEM | 1 | MC | 10.601 | 1
1FK70623BF711EA1 | SIMOTICS S SYNCHRONOUS MOTOR 1FK7-HI; PN=1,9 KW; UZK=600V M0=8,5NM (100K); NN=3000RPM; NATURAL COOLING; FRAME SIZE IMB 5 (IM V1, IM V3) FLANGE 1, WITH KTY TEMPERATURESENSOR POWER CONNECTOR ROTATABLE ABSOLUTE ENCODERR 2048S/R + 4096 UMDREHUNGEN MULTITURN, WITH ENDAT-SCHNITTSTELLE (ENCODER AM2048S/R) SHAFT WITH FITTED KEY, TOLERANCE N; W/O HOLDING BRAKE PROTECTION CLASS IP65, | 2530 | TEM | 1 | MC | 10.601 | 1
1FK70623BF711EA2 | SIMOTICS S SYNCHRONOUS MOTOR 1FK7-HI; PN=1,9 KW; UZK=600V M0=8,5NM (100K); NN=3000RPM; NATURAL COOLING; FRAME SIZE IMB 5 (IM V1, IM V3) FLANGE 1, WITH KTY TEMPERATURESENSOR POWER CONNECTOR ROTATABLE ABSOLUTE ENCODERR 2048S/R + 4096 UMDREHUNGEN MULTITURN, WITH ENDAT-SCHNITTSTELLE (ENCODER AM2048S/R) SHAFT WITH FITTED KEY, TOLERANCE N; W/O HOLDING BRAKE PROTECTION CLASS IP65, FLANGE ON DRIVE END IP67; | 2530 | TEM | 1 | MC | 10.601 | 1
1FK70623BF711EB0 | SIMOTICS S SYNCHRONOUS MOTOR 1FK7-HI; PN=1,9 KW; UZK=600V M0=8,5NM (100K); NN=3000RPM; NATURAL COOLING; FRAME SIZE IMB 5 (IM V1, IM V3) FLANGE 1, WITH KTY TEMPERATURESENSOR POWER CONNECTOR ROTATABLE ABSOLUTE ENCODERR 2048S/R + 4096 UMDREHUNGEN MULTITURN, WITH ENDAT-SCHNITTSTELLE (ENCODER AM2048S/R) SHAFT WITH FITTED KEY, TOLERANCE N; WITH HOLDING BRAKE PROTECTION CLASS IP64; | 2739 | TEM | 1 | MC | 10.9 | 1
1FK70623BF711EB1 | SIMOTICS S SYNCHRONOUS MOTOR 1FK7-HI; PN=1,9 KW; UZK=600V M0=8,5NM (100K); NN=3000RPM; NATURAL COOLING; FRAME SIZE IMB 5 (IM V1, IM V3) FLANGE 1, WITH KTY TEMPERATURESENSOR POWER CONNECTOR ROTATABLE ABSOLUTE ENCODERR 2048S/R + 4096 UMDREHUNGEN MULTITURN, WITH ENDAT-SCHNITTSTELLE (ENCODER AM2048S/R) SHAFT WITH FITTED KEY, TOLERANCE N; WITH HOLDING BRAKE PROTECTION CLASS IP65, | 2833 | TEM | 1 | MC | 10.9 | 1
1FK70623BF711EB2 | SIMOTICS S SYNCHRONOUS MOTOR 1FK7-HI; PN=1,9 KW; UZK=600V M0=8,5NM (100K); NN=3000RPM; NATURAL COOLING; FRAME SIZE IMB 5 (IM V1, IM V3) FLANGE 1, WITH KTY TEMPERATURESENSOR POWER CONNECTOR ROTATABLE ABSOLUTE ENCODERR 2048S/R + 4096 UMDREHUNGEN MULTITURN, WITH ENDAT-SCHNITTSTELLE (ENCODER AM2048S/R) SHAFT WITH FITTED KEY, TOLERANCE N; WITH HOLDING BRAKE PROTECTION CLASS IP65, FLANGE ON DRIVE END IP67; | 2833 | TEM | 1 | MC | 10.9 | 1
1FK70623BF711EG0 | SIMOTICS S SYNCHRONOUS MOTOR 1FK7-HI; PN=1,9 KW; UZK=600V M0=8,5NM (100K); NN=3000RPM; NATURAL COOLING; FRAME SIZE IMB 5 (IM V1, IM V3) FLANGE 1, WITH KTY TEMPERATURESENSOR POWER CONNECTOR ROTATABLE ABSOLUTE ENCODERR 2048S/R + 4096 UMDREHUNGEN MULTITURN, WITH ENDAT-SCHNITTSTELLE (ENCODER AM2048S/R) PLAIN SHAFT, TOLERANCE N; W/O HOLDING BRAKE PROTECTION CLASS IP64; | 2350 | TEM | 1 | MC | 10.601 | 1
1FK70623BF711EG1 | SIMOTICS S SYNCHRONOUS MOTOR 1FK7-HI; PN=1,9 KW; UZK=600V M0=8,5NM (100K); NN=3000RPM; NATURAL COOLING; FRAME SIZE IMB 5 (IM V1, IM V3) FLANGE 1, WITH KTY TEMPERATURESENSOR POWER CONNECTOR ROTATABLE ABSOLUTE ENCODERR 2048S/R + 4096 UMDREHUNGEN MULTITURN, WITH ENDAT-SCHNITTSTELLE (ENCODER AM2048S/R) PLAIN SHAFT, TOLERANCE N; W/O HOLDING BRAKE PROTECTION CLASS IP65, | 2444 | TEM | 1 | MC | 10.601 | 1
1FK70623BF711EG2 | SIMOTICS S SYNCHRONOUS MOTOR 1FK7-HI; PN=1,9 KW; UZK=600V M0=8,5NM (100K); NN=3000RPM; NATURAL COOLING; FRAME SIZE IMB 5 (IM V1, IM V3) FLANGE 1, WITH KTY TEMPERATURESENSOR POWER CONNECTOR ROTATABLE ABSOLUTE ENCODERR 2048S/R + 4096 UMDREHUNGEN MULTITURN, WITH ENDAT-SCHNITTSTELLE (ENCODER AM2048S/R) PLAIN SHAFT, TOLERANCE N; W/O HOLDING BRAKE PROTECTION CLASS IP65, FLANGE ON DRIVE END IP67; | 2444 | TEM | 1 | MC | 10.601 | 1
1FK70623BF711EH0 | SIMOTICS S SYNCHRONOUS MOTOR 1FK7-HI; PN=1,9 KW; UZK=600V M0=8,5NM (100K); NN=3000RPM; NATURAL COOLING; FRAME SIZE IMB 5 (IM V1, IM V3) FLANGE 1, WITH KTY TEMPERATURESENSOR POWER CONNECTOR ROTATABLE ABSOLUTE ENCODERR 2048S/R + 4096 UMDREHUNGEN MULTITURN, WITH ENDAT-SCHNITTSTELLE (ENCODER AM2048S/R) PLAIN SHAFT, TOLERANCE N; WITH HOLDING BRAKE PROTECTION CLASS IP64; | 2655 | TEM | 1 | MC | 10.9 | 1
1FK70623BF711EH1 | SIMOTICS S SYNCHRONOUS MOTOR 1FK7-HI; PN=1,9 KW; UZK=600V M0=8,5NM (100K); NN=3000RPM; NATURAL COOLING; FRAME SIZE IMB 5 (IM V1, IM V3) FLANGE 1, WITH KTY TEMPERATURESENSOR POWER CONNECTOR ROTATABLE ABSOLUTE ENCODERR 2048S/R + 4096 UMDREHUNGEN MULTITURN, WITH ENDAT-SCHNITTSTELLE (ENCODER AM2048S/R) PLAIN SHAFT, TOLERANCE N; WITH HOLDING BRAKE PROTECTION CLASS IP65, | 2749 | TEM | 1 | MC | 10.9 | 1
1FK70623BF711EH2 | SIMOTICS S SYNCHRONOUS MOTOR 1FK7-HI; PN=1,9 KW; UZK=600V M0=8,5NM (100K); NN=3000RPM; NATURAL COOLING; FRAME SIZE IMB 5 (IM V1, IM V3) FLANGE 1, WITH KTY TEMPERATURESENSOR POWER CONNECTOR ROTATABLE ABSOLUTE ENCODERR 2048S/R + 4096 UMDREHUNGEN MULTITURN, WITH ENDAT-SCHNITTSTELLE (ENCODER AM2048S/R) PLAIN SHAFT, TOLERANCE N; WITH HOLDING BRAKE PROTECTION CLASS IP65, FLANGE ON DRIVE END IP67; | 2749 | TEM | 1 | MC | 10.9 | 1
1FK70623BF711FA0 | SIMOTICS S SYNCHRONOUS MOTOR 1FK7-HI; PN=1,9 KW; UZK=600V M0=8,5NM (100K); NN=3000RPM; NATURAL COOLING; FRAME SIZE IMB 5 (IM V1, IM V3) FLANGE 1 POWER CONNECTOR ROTATABLE ABSOLUTE ENCODER 22BIT + 12BIT MULTITURN, WITH DRIVE-CLIQ INTERFACE (ENCODER AM22DQ) SHAFT WITH FITTED KEY, TOLERANCE N; W/O HOLDING BRAKE PROTECTION CLASS IP64; | 2755 | TEM | 1 | MC | 10.601 | 1
1FK70623BF711FA1 | SIMOTICS S SYNCHRONOUS MOTOR 1FK7-HI; PN=1,9 KW; UZK=600V M0=8,5NM (100K); NN=3000RPM; NATURAL COOLING; FRAME SIZE IMB 5 (IM V1, IM V3) FLANGE 1 POWER CONNECTOR ROTATABLE ABSOLUTE ENCODER 22BIT + 12BIT MULTITURN, WITH DRIVE-CLIQ INTERFACE (ENCODER AM22DQ) SHAFT WITH FITTED KEY, TOLERANCE N; W/O HOLDING BRAKE PROTECTION CLASS IP65, | 2849 | TEM | 1 | MC | 10.601 | 1
1FK70623BF711FB0 | SIMOTICS S SYNCHRONOUS MOTOR 1FK7-HI; PN=1,9 KW; UZK=600V M0=8,5NM (100K); NN=3000RPM; NATURAL COOLING; FRAME SIZE IMB 5 (IM V1, IM V3) FLANGE 1 POWER CONNECTOR ROTATABLE ABSOLUTE ENCODER 22BIT + 12BIT MULTITURN, WITH DRIVE-CLIQ INTERFACE (ENCODER AM22DQ) SHAFT WITH FITTED KEY, TOLERANCE N; WITH HOLDING BRAKE PROTECTION CLASS IP64; | 3058 | TEM | 1 | MC | 10.9 | 1
1FK70623BF711FB1 | SIMOTICS S SYNCHRONOUS MOTOR 1FK7-HI; PN=1,9 KW; UZK=600V M0=8,5NM (100K); NN=3000RPM; NATURAL COOLING; FRAME SIZE IMB 5 (IM V1, IM V3) FLANGE 1 POWER CONNECTOR ROTATABLE ABSOLUTE ENCODER 22BIT + 12BIT MULTITURN, WITH DRIVE-CLIQ INTERFACE (ENCODER AM22DQ) SHAFT WITH FITTED KEY, TOLERANCE N; WITH HOLDING BRAKE PROTECTION CLASS IP65, | 3152 | TEM | 1 | MC | 10.9 | 1
1FK70623BF711FB2 | SIMOTICS S SYNCHRONOUS MOTOR 1FK7-HI; PN=1,9 KW; UZK=600V M0=8,5NM (100K); NN=3000RPM; NATURAL COOLING; FRAME SIZE IMB 5 (IM V1, IM V3) FLANGE 1 POWER CONNECTOR ROTATABLE ABSOLUTE ENCODER 22BIT + 12BIT MULTITURN, WITH DRIVE-CLIQ INTERFACE (ENCODER AM22DQ) SHAFT WITH FITTED KEY, TOLERANCE N; WITH HOLDING BRAKE PROTECTION CLASS IP65, FLANGE ON DRIVE END IP67; | 3152 | TEM | 1 | MC | 10.9 | 1
1FK70623BF711FG0 | SIMOTICS S SYNCHRONOUS MOTOR 1FK7-HI; PN=1,9 KW; UZK=600V M0=8,5NM (100K); NN=3000RPM; NATURAL COOLING; FRAME SIZE IMB 5 (IM V1, IM V3) FLANGE 1 POWER CONNECTOR ROTATABLE ABSOLUTE ENCODER 22BIT + 12BIT MULTITURN, WITH DRIVE-CLIQ INTERFACE (ENCODER AM22DQ) PLAIN SHAFT, TOLERANCE N; W/O HOLDING BRAKE PROTECTION CLASS IP64; | 2669 | TEM | 1 | MC | 10.601 | 1
1FK70623BF711FG1 | SIMOTICS S SYNCHRONOUS MOTOR 1FK7-HI; PN=1,9 KW; UZK=600V M0=8,5NM (100K); NN=3000RPM; NATURAL COOLING; FRAME SIZE IMB 5 (IM V1, IM V3) FLANGE 1 POWER CONNECTOR ROTATABLE ABSOLUTE ENCODER 22BIT + 12BIT MULTITURN, WITH DRIVE-CLIQ INTERFACE (ENCODER AM22DQ) PLAIN SHAFT, TOLERANCE N; W/O HOLDING BRAKE PROTECTION CLASS IP65, | 2763 | TEM | 1 | MC | 10.601 | 1
1FK70623BF711FG2 | SIMOTICS S SYNCHRONOUS MOTOR 1FK7-HI; PN=1,9 KW; UZK=600V M0=8,5NM (100K); NN=3000RPM; NATURAL COOLING; FRAME SIZE IMB 5 (IM V1, IM V3) FLANGE 1 POWER CONNECTOR ROTATABLE ABSOLUTE ENCODER 22BIT + 12BIT MULTITURN, WITH DRIVE-CLIQ INTERFACE (ENCODER AM22DQ) PLAIN SHAFT, TOLERANCE N; W/O HOLDING BRAKE PROTECTION CLASS IP65, FLANGE ON DRIVE END IP67; | 2763 | TEM | 1 | MC | 10.601 | 1
1FK70623BF711FH0 | SIMOTICS S SYNCHRONOUS MOTOR 1FK7-HI; PN=1,9 KW; UZK=600V M0=8,5NM (100K); NN=3000RPM; NATURAL COOLING; FRAME SIZE IMB 5 (IM V1, IM V3) FLANGE 1 POWER CONNECTOR ROTATABLE ABSOLUTE ENCODER 22BIT + 12BIT MULTITURN, WITH DRIVE-CLIQ INTERFACE (ENCODER AM22DQ) PLAIN SHAFT, TOLERANCE N; WITH HOLDING BRAKE PROTECTION CLASS IP64; | 2974 | TEM | 1 | MC | 10.9 | 1
1FK70623BF711FH1 | SIMOTICS S SYNCHRONOUS MOTOR 1FK7-HI; PN=1,9 KW; UZK=600V M0=8,5NM (100K); NN=3000RPM; NATURAL COOLING; FRAME SIZE IMB 5 (IM V1, IM V3) FLANGE 1 POWER CONNECTOR ROTATABLE ABSOLUTE ENCODER 22BIT + 12BIT MULTITURN, WITH DRIVE-CLIQ INTERFACE (ENCODER AM22DQ) PLAIN SHAFT, TOLERANCE N; WITH HOLDING BRAKE PROTECTION CLASS IP65, | 3068 | TEM | 1 | MC | 10.9 | 1
1FK70623BF711LG0 | SIMOTICS S SYNCHRONOUS MOTOR 1FK7-HI; PN=1,9 KW; UZK=600V M0=8,5NM (100K); NN=3000RPM; NATURAL COOLING; FRAME SIZE IMB 5 (IM V1, IM V3) FLANGE 1 POWER CONNECTOR ROTATABLE ABSOLUTE ENCODER 20BIT + 12 BIT MULTITURN WITH DRIVE-CLIQ INTERFACE (ENCODER AM20DQ) PLAIN SHAFT, TOLERANCE N; W/O HOLDING BRAKE PROTECTION CLASS IP64; | 2191 | TEM | 1 | MC | 10.601 | 1
1FK70623BF711LG1 | SIMOTICS S SYNCHRONOUS MOTOR 1FK7-HI; PN=1,9 KW; UZK=600V M0=8,5NM (100K); NN=3000RPM; NATURAL COOLING; FRAME SIZE IMB 5 (IM V1, IM V3) FLANGE 1 POWER CONNECTOR ROTATABLE ABSOLUTE ENCODER 20BIT + 12 BIT MULTITURN WITH DRIVE-CLIQ INTERFACE (ENCODER AM20DQ) PLAIN SHAFT, TOLERANCE N; W/O HOLDING BRAKE PROTECTION CLASS IP65, | 2284 | TEM | 1 | MC | 10.601 | 1
1FK70623BF711LH0 | SIMOTICS S SYNCHRONOUS MOTOR 1FK7-HI; PN=1,9 KW; UZK=600V M0=8,5NM (100K); NN=3000RPM; NATURAL COOLING; FRAME SIZE IMB 5 (IM V1, IM V3) FLANGE 1 POWER CONNECTOR ROTATABLE ABSOLUTE ENCODER 20BIT + 12 BIT MULTITURN WITH DRIVE-CLIQ INTERFACE (ENCODER AM20DQ) PLAIN SHAFT, TOLERANCE N; WITH HOLDING BRAKE PROTECTION CLASS IP64; | 2496 | TEM | 1 | MC | 10.9 | 1
1FK70623BF711QA0 | SIMOTICS S SYNCHRONOUS MOTOR 1FK7-HI; PN=1,9 KW; UZK=600V M0=8,5NM (100K); NN=3000RPM; NATURAL COOLING; FRAME SIZE IMB 5 (IM V1, IM V3) FLANGE 1 POWER CONNECTOR ROTATABLE ABSOLUTE ENCODER SINGLETURN 20 BIT WITH DRIVE-CLIQ INTERFACE (ENCODER AS20DQI) SHAFT WITH FITTED KEY, TOLERANCE N; W/O HOLDING BRAKE PROTECTION CLASS IP64; | 1823 | TEM | 1 | MC | 10.601 | 1
1FK70623BF711QA1 | SIMOTICS S SYNCHRONOUS MOTOR 1FK7-HI; PN=1,9 KW; UZK=600V M0=8,5NM (100K); NN=3000RPM; NATURAL COOLING; FRAME SIZE IMB 5 (IM V1, IM V3) FLANGE 1 POWER CONNECTOR ROTATABLE ABSOLUTE ENCODER SINGLETURN 20 BIT WITH DRIVE-CLIQ INTERFACE (ENCODER AS20DQI) SHAFT WITH FITTED KEY, TOLERANCE N; W/O HOLDING BRAKE PROTECTION CLASS IP65, | 1917 | TEM | 1 | MC | 10.601 | 1
1FK70623BF711QA2 | SIMOTICS S SYNCHRONOUS MOTOR 1FK7-HI; PN=1,9 KW; UZK=600V M0=8,5NM (100K); NN=3000RPM; NATURAL COOLING; FRAME SIZE IMB 5 (IM V1, IM V3) FLANGE 1 POWER CONNECTOR ROTATABLE ABSOLUTE ENCODER SINGLETURN 20 BIT WITH DRIVE-CLIQ INTERFACE (ENCODER AS20DQI) SHAFT WITH FITTED KEY, TOLERANCE N; W/O HOLDING BRAKE PROTECTION CLASS IP65, FLANGE ON DRIVE END IP67; | 1917 | TEM | 1 | MC | 10.601 | 1
1FK70623BF711QB0 | SIMOTICS S SYNCHRONOUS MOTOR 1FK7-HI; PN=1,9 KW; UZK=600V M0=8,5NM (100K); NN=3000RPM; NATURAL COOLING; FRAME SIZE IMB 5 (IM V1, IM V3) FLANGE 1 POWER CONNECTOR ROTATABLE ABSOLUTE ENCODER SINGLETURN 20 BIT WITH DRIVE-CLIQ INTERFACE (ENCODER AS20DQI) SHAFT WITH FITTED KEY, TOLERANCE N; WITH HOLDING BRAKE PROTECTION CLASS IP64; | 2126 | TEM | 1 | MC | 10.9 | 1
1FK70623BF711QB1 | SIMOTICS S SYNCHRONOUS MOTOR 1FK7-HI; PN=1,9 KW; UZK=600V M0=8,5NM (100K); NN=3000RPM; NATURAL COOLING; FRAME SIZE IMB 5 (IM V1, IM V3) FLANGE 1 POWER CONNECTOR ROTATABLE ABSOLUTE ENCODER SINGLETURN 20 BIT WITH DRIVE-CLIQ INTERFACE (ENCODER AS20DQI) SHAFT WITH FITTED KEY, TOLERANCE N; WITH HOLDING BRAKE PROTECTION CLASS IP65, | 2220 | TEM | 1 | MC | 10.9 | 1
1FK70623BF711QB2 | SIMOTICS S SYNCHRONOUS MOTOR 1FK7-HI; PN=1,9 KW; UZK=600V M0=8,5NM (100K); NN=3000RPM; NATURAL COOLING; FRAME SIZE IMB 5 (IM V1, IM V3) FLANGE 1 POWER CONNECTOR ROTATABLE ABSOLUTE ENCODER SINGLETURN 20 BIT WITH DRIVE-CLIQ INTERFACE (ENCODER AS20DQI) SHAFT WITH FITTED KEY, TOLERANCE N; WITH HOLDING BRAKE PROTECTION CLASS IP65, FLANGE ON DRIVE END IP67; | 2220 | TEM | 1 | MC | 10.9 | 1
1FK70623BF711QG0 | SIMOTICS S SYNCHRONOUS MOTOR 1FK7-HI; PN=1,9 KW; UZK=600V M0=8,5NM (100K); NN=3000RPM; NATURAL COOLING; FRAME SIZE IMB 5 (IM V1, IM V3) FLANGE 1 POWER CONNECTOR ROTATABLE ABSOLUTE ENCODER SINGLETURN 20 BIT WITH DRIVE-CLIQ INTERFACE (ENCODER AS20DQI) PLAIN SHAFT, TOLERANCE N; W/O HOLDING BRAKE PROTECTION CLASS IP64; | 1737 | TEM | 1 | MC | 10.601 | 1
1FK70623BF711QG1 | SIMOTICS S SYNCHRONOUS MOTOR 1FK7-HI; PN=1,9 KW; UZK=600V M0=8,5NM (100K); NN=3000RPM; NATURAL COOLING; FRAME SIZE IMB 5 (IM V1, IM V3) FLANGE 1 POWER CONNECTOR ROTATABLE ABSOLUTE ENCODER SINGLETURN 20 BIT WITH DRIVE-CLIQ INTERFACE (ENCODER AS20DQI) PLAIN SHAFT, TOLERANCE N; W/O HOLDING BRAKE PROTECTION CLASS IP65, | 1830 | TEM | 1 | MC | 10.601 | 1
1FK70623BF711QG2 | SIMOTICS S SYNCHRONOUS MOTOR 1FK7-HI; PN=1,9 KW; UZK=600V M0=8,5NM (100K); NN=3000RPM; NATURAL COOLING; FRAME SIZE IMB 5 (IM V1, IM V3) FLANGE 1 POWER CONNECTOR ROTATABLE ABSOLUTE ENCODER SINGLETURN 20 BIT WITH DRIVE-CLIQ INTERFACE (ENCODER AS20DQI) PLAIN SHAFT, TOLERANCE N; W/O HOLDING BRAKE PROTECTION CLASS IP65, FLANGE ON DRIVE END IP67; | 1830 | TEM | 1 | MC | 10.601 | 1
1FK70623BF711QH0 | SIMOTICS S SYNCHRONOUS MOTOR 1FK7-HI; PN=1,9 KW; UZK=600V M0=8,5NM (100K); NN=3000RPM; NATURAL COOLING; FRAME SIZE IMB 5 (IM V1, IM V3) FLANGE 1 POWER CONNECTOR ROTATABLE ABSOLUTE ENCODER SINGLETURN 20 BIT WITH DRIVE-CLIQ INTERFACE (ENCODER AS20DQI) PLAIN SHAFT, TOLERANCE N; WITH HOLDING BRAKE PROTECTION CLASS IP64; | 2042 | TEM | 1 | MC | 10.9 | 1
1FK70623BF711QH1 | SIMOTICS S SYNCHRONOUS MOTOR 1FK7-HI; PN=1,9 KW; UZK=600V M0=8,5NM (100K); NN=3000RPM; NATURAL COOLING; FRAME SIZE IMB 5 (IM V1, IM V3) FLANGE 1 POWER CONNECTOR ROTATABLE ABSOLUTE ENCODER SINGLETURN 20 BIT WITH DRIVE-CLIQ INTERFACE (ENCODER AS20DQI) PLAIN SHAFT, TOLERANCE N; WITH HOLDING BRAKE PROTECTION CLASS IP65, | 2136 | TEM | 1 | MC | 10.9 | 1
1FK70623BF711QH2 | SIMOTICS S SYNCHRONOUS MOTOR 1FK7-HI; PN=1,9 KW; UZK=600V M0=8,5NM (100K); NN=3000RPM; NATURAL COOLING; FRAME SIZE IMB 5 (IM V1, IM V3) FLANGE 1 POWER CONNECTOR ROTATABLE ABSOLUTE ENCODER SINGLETURN 20 BIT WITH DRIVE-CLIQ INTERFACE (ENCODER AS20DQI) PLAIN SHAFT, TOLERANCE N; WITH HOLDING BRAKE PROTECTION CLASS IP65, FLANGE ON DRIVE END IP67; | 2136 | TEM | 1 | MC | 10.9 | 1
1FK70623BF711RA0 | SIMOTICS S SYNCHRONOUS MOTOR 1FK7-HI; PN=1,9 KW; UZK=600V M0=8,5NM (100K); NN=3000RPM; NATURAL COOLING; FRAME SIZE IMB 5 (IM V1, IM V3) FLANGE 1 POWER CONNECTOR ROTATABLE ABSOLUTE ENCODER 20 BIT + 12 BIT MULTITURN WITH DRIVE-CLIQ INTERFACE (ENCODER AM20DQI) SHAFT WITH FITTED KEY, TOLERANCE N; W/O HOLDING BRAKE PROTECTION CLASS IP64; | 2197 | TEM | 1 | MC | 10.601 | 1
1FK70623BF711RA1 | SIMOTICS S SYNCHRONOUS MOTOR 1FK7-HI; PN=1,9 KW; UZK=600V M0=8,5NM (100K); NN=3000RPM; NATURAL COOLING; FRAME SIZE IMB 5 (IM V1, IM V3) FLANGE 1 POWER CONNECTOR ROTATABLE ABSOLUTE ENCODER 20 BIT + 12 BIT MULTITURN WITH DRIVE-CLIQ INTERFACE (ENCODER AM20DQI) SHAFT WITH FITTED KEY, TOLERANCE N; W/O HOLDING BRAKE PROTECTION CLASS IP65, | 2291 | TEM | 1 | MC | 10.601 | 1
1FK70623BF711RA2 | SIMOTICS S SYNCHRONOUS MOTOR 1FK7-HI; PN=1,9 KW; UZK=600V M0=8,5NM (100K); NN=3000RPM; NATURAL COOLING; FRAME SIZE IMB 5 (IM V1, IM V3) FLANGE 1 POWER CONNECTOR ROTATABLE ABSOLUTE ENCODER 20 BIT + 12 BIT MULTITURN WITH DRIVE-CLIQ INTERFACE (ENCODER AM20DQI) SHAFT WITH FITTED KEY, TOLERANCE N; W/O HOLDING BRAKE PROTECTION CLASS IP65, FLANGE ON DRIVE END IP67; | 2291 | TEM | 1 | MC | 10.601 | 1
1FK70623BF711RB0 | SIMOTICS S SYNCHRONOUS MOTOR 1FK7-HI; PN=1,9 KW; UZK=600V M0=8,5NM (100K); NN=3000RPM; NATURAL COOLING; FRAME SIZE IMB 5 (IM V1, IM V3) FLANGE 1 POWER CONNECTOR ROTATABLE ABSOLUTE ENCODER 20 BIT + 12 BIT MULTITURN WITH DRIVE-CLIQ INTERFACE (ENCODER AM20DQI) SHAFT WITH FITTED KEY, TOLERANCE N; WITH HOLDING BRAKE PROTECTION CLASS IP64; | 2500 | TEM | 1 | MC | 10.9 | 1
1FK70623BF711RB1 | SIMOTICS S SYNCHRONOUS MOTOR 1FK7-HI; PN=1,9 KW; UZK=600V M0=8,5NM (100K); NN=3000RPM; NATURAL COOLING; FRAME SIZE IMB 5 (IM V1, IM V3) FLANGE 1 POWER CONNECTOR ROTATABLE ABSOLUTE ENCODER 20 BIT + 12 BIT MULTITURN WITH DRIVE-CLIQ INTERFACE (ENCODER AM20DQI) SHAFT WITH FITTED KEY, TOLERANCE N; WITH HOLDING BRAKE PROTECTION CLASS IP65, | 2594 | TEM | 1 | MC | 10.9 | 1
1FK70623BF711RB2 | SIMOTICS S SYNCHRONOUS MOTOR 1FK7-HI; PN=1,9 KW; UZK=600V M0=8,5NM (100K); NN=3000RPM; NATURAL COOLING; FRAME SIZE IMB 5 (IM V1, IM V3) FLANGE 1 POWER CONNECTOR ROTATABLE ABSOLUTE ENCODER 20 BIT + 12 BIT MULTITURN WITH DRIVE-CLIQ INTERFACE (ENCODER AM20DQI) SHAFT WITH FITTED KEY, TOLERANCE N; WITH HOLDING BRAKE PROTECTION CLASS IP65, FLANGE ON DRIVE END IP67; | 2594 | TEM | 1 | MC | 10.9 | 1
1FK70623BF711RG0 | SIMOTICS S SYNCHRONOUS MOTOR 1FK7-HI; PN=1,9 KW; UZK=600V M0=8,5NM (100K); NN=3000RPM; NATURAL COOLING; FRAME SIZE IMB 5 (IM V1, IM V3) FLANGE 1 POWER CONNECTOR ROTATABLE ABSOLUTE ENCODER 20 BIT + 12 BIT MULTITURN WITH DRIVE-CLIQ INTERFACE (ENCODER AM20DQI) PLAIN SHAFT, TOLERANCE N; W/O HOLDING BRAKE PROTECTION CLASS IP64; | 2111 | TEM | 1 | MC | 10.601 | 1
1FK70623BF711RG1 | SIMOTICS S SYNCHRONOUS MOTOR 1FK7-HI; PN=1,9 KW; UZK=600V M0=8,5NM (100K); NN=3000RPM; NATURAL COOLING; FRAME SIZE IMB 5 (IM V1, IM V3) FLANGE 1 POWER CONNECTOR ROTATABLE ABSOLUTE ENCODER 20 BIT + 12 BIT MULTITURN WITH DRIVE-CLIQ INTERFACE (ENCODER AM20DQI) PLAIN SHAFT, TOLERANCE N; W/O HOLDING BRAKE PROTECTION CLASS IP65, | 2204 | TEM | 1 | MC | 10.601 | 1
1FK70623BF711RG2 | SIMOTICS S SYNCHRONOUS MOTOR 1FK7-HI; PN=1,9 KW; UZK=600V M0=8,5NM (100K); NN=3000RPM; NATURAL COOLING; FRAME SIZE IMB 5 (IM V1, IM V3) FLANGE 1 POWER CONNECTOR ROTATABLE ABSOLUTE ENCODER 20 BIT + 12 BIT MULTITURN WITH DRIVE-CLIQ INTERFACE (ENCODER AM20DQI) PLAIN SHAFT, TOLERANCE N; W/O HOLDING BRAKE PROTECTION CLASS IP65, FLANGE ON DRIVE END IP67; | 2204 | TEM | 1 | MC | 10.601 | 1
1FK70623BF711RH0 | SIMOTICS S SYNCHRONOUS MOTOR 1FK7-HI; PN=1,9 KW; UZK=600V M0=8,5NM (100K); NN=3000RPM; NATURAL COOLING; FRAME SIZE IMB 5 (IM V1, IM V3) FLANGE 1 POWER CONNECTOR ROTATABLE ABSOLUTE ENCODER 20 BIT + 12 BIT MULTITURN WITH DRIVE-CLIQ INTERFACE (ENCODER AM20DQI) PLAIN SHAFT, TOLERANCE N; WITH HOLDING BRAKE PROTECTION CLASS IP64; | 2416 | TEM | 1 | MC | 10.9 | 1
1FK70623BF711RH1 | SIMOTICS S SYNCHRONOUS MOTOR 1FK7-HI; PN=1,9 KW; UZK=600V M0=8,5NM (100K); NN=3000RPM; NATURAL COOLING; FRAME SIZE IMB 5 (IM V1, IM V3) FLANGE 1 POWER CONNECTOR ROTATABLE ABSOLUTE ENCODER 20 BIT + 12 BIT MULTITURN WITH DRIVE-CLIQ INTERFACE (ENCODER AM20DQI) PLAIN SHAFT, TOLERANCE N; WITH HOLDING BRAKE PROTECTION CLASS IP65, | 2510 | TEM | 1 | MC | 10.9 | 1
1FK70623BF711RH2 | SIMOTICS S SYNCHRONOUS MOTOR 1FK7-HI; PN=1,9 KW; UZK=600V M0=8,5NM (100K); NN=3000RPM; NATURAL COOLING; FRAME SIZE IMB 5 (IM V1, IM V3) FLANGE 1 POWER CONNECTOR ROTATABLE ABSOLUTE ENCODER 20 BIT + 12 BIT MULTITURN WITH DRIVE-CLIQ INTERFACE (ENCODER AM20DQI) PLAIN SHAFT, TOLERANCE N; WITH HOLDING BRAKE PROTECTION CLASS IP65, FLANGE ON DRIVE END IP67; | 2510 | TEM | 1 | MC | 10.9 | 1
1FK70632AC711AA0 | SIMOTICS S SYNCHRONOUS MOTORS 1FK7-CT PN=1,9 KW; UZK=600V M0=11NM (100K); NN=2000RPM; NATURAL AIR COOLING, FRAME SIZE IMB 5 (IM V1, IM V3) FLANGE 1, WITH KTY TEMPERATURESENSOR POWER CONNECTOR ROTATABLE INCREMENTAL ENCODER SIN/COS 1VPP;2048 S/R W. C-AND D-SPUR (ENCODER IC2048S/R) SHAFT WITH FITTED KEY, TOLERANCE N; W/O HOLDING BRAKE PROTECTION CLASS IP64; | 2159 | TEM | 1 | MC | 11.101 | 1
1FK70632AC711AA1 | SIMOTICS S SYNCHRONOUS MOTORS 1FK7-CT PN=1,9 KW; UZK=600V M0=11NM (100K); NN=2000RPM; NATURAL AIR COOLING, FRAME SIZE IMB 5 (IM V1, IM V3) FLANGE 1, WITH KTY TEMPERATURESENSOR POWER CONNECTOR ROTATABLE INCREMENTAL ENCODER SIN/COS 1VPP;2048 S/R W. C-AND D-SPUR (ENCODER IC2048S/R) SHAFT WITH FITTED KEY, TOLERANCE N; W/O HOLDING BRAKE PROTECTION CLASS IP65, | 2252 | TEM | 1 | MC | 11.101 | 1
1FK70632AC711AA2 | SIMOTICS S SYNCHRONOUS MOTORS 1FK7-CT PN=1,9 KW; UZK=600V M0=11NM (100K); NN=2000RPM; NATURAL AIR COOLING, FRAME SIZE IMB 5 (IM V1, IM V3) FLANGE 1, WITH KTY TEMPERATURESENSOR POWER CONNECTOR ROTATABLE INCREMENTAL ENCODER SIN/COS 1VPP;2048 S/R W. C-AND D-SPUR (ENCODER IC2048S/R) SHAFT WITH FITTED KEY, TOLERANCE N; W/O HOLDING BRAKE PROTECTION CLASS IP65, FLANGE ON DRIVE END IP67; | 2252 | TEM | 1 | MC | 11.101 | 1
1FK70632AC711AB0 | SIMOTICS S SYNCHRONOUS MOTORS 1FK7-CT PN=1,9 KW; UZK=600V M0=11NM (100K); NN=2000RPM; NATURAL AIR COOLING, FRAME SIZE IMB 5 (IM V1, IM V3) FLANGE 1, WITH KTY TEMPERATURESENSOR POWER CONNECTOR ROTATABLE INCREMENTAL ENCODER SIN/COS 1VPP;2048 S/R W. C-AND D-SPUR (ENCODER IC2048S/R) SHAFT WITH FITTED KEY, TOLERANCE N; WITH HOLDING BRAKE PROTECTION CLASS IP64; | 2462 | TEM | 1 | MC | 11.4 | 1
1FK70632AC711AB1 | SIMOTICS S SYNCHRONOUS MOTORS 1FK7-CT PN=1,9 KW; UZK=600V M0=11NM (100K); NN=2000RPM; NATURAL AIR COOLING, FRAME SIZE IMB 5 (IM V1, IM V3) FLANGE 1, WITH KTY TEMPERATURESENSOR POWER CONNECTOR ROTATABLE INCREMENTAL ENCODER SIN/COS 1VPP;2048 S/R W. C-AND D-SPUR (ENCODER IC2048S/R) SHAFT WITH FITTED KEY, TOLERANCE N; WITH HOLDING BRAKE PROTECTION CLASS IP65, | 2555 | TEM | 1 | MC | 11.4 | 1
1FK70632AC711AB2 | SIMOTICS S SYNCHRONOUS MOTORS 1FK7-CT PN=1,9 KW; UZK=600V M0=11NM (100K); NN=2000RPM; NATURAL AIR COOLING, FRAME SIZE IMB 5 (IM V1, IM V3) FLANGE 1, WITH KTY TEMPERATURESENSOR POWER CONNECTOR ROTATABLE INCREMENTAL ENCODER SIN/COS 1VPP;2048 S/R W. C-AND D-SPUR (ENCODER IC2048S/R) SHAFT WITH FITTED KEY, TOLERANCE N; WITH HOLDING BRAKE PROTECTION CLASS IP65, FLANGE ON DRIVE END IP67; | 2555 | TEM | 1 | MC | 11.4 | 1
1FK70632AC711AG0 | SIMOTICS S SYNCHRONOUS MOTORS 1FK7-CT PN=1,9 KW; UZK=600V M0=11NM (100K); NN=2000RPM; NATURAL AIR COOLING, FRAME SIZE IMB 5 (IM V1, IM V3) FLANGE 1, WITH KTY TEMPERATURESENSOR POWER CONNECTOR ROTATABLE INCREMENTAL ENCODER SIN/COS 1VPP;2048 S/R W. C-AND D-SPUR (ENCODER IC2048S/R) PLAIN SHAFT, TOLERANCE N; W/O HOLDING BRAKE PROTECTION CLASS IP64; | 2072 | TEM | 1 | MC | 11.101 | 1
1FK70632AC711AG1 | SIMOTICS S SYNCHRONOUS MOTORS 1FK7-CT PN=1,9 KW; UZK=600V M0=11NM (100K); NN=2000RPM; NATURAL AIR COOLING, FRAME SIZE IMB 5 (IM V1, IM V3) FLANGE 1, WITH KTY TEMPERATURESENSOR POWER CONNECTOR ROTATABLE INCREMENTAL ENCODER SIN/COS 1VPP;2048 S/R W. C-AND D-SPUR (ENCODER IC2048S/R) PLAIN SHAFT, TOLERANCE N; W/O HOLDING BRAKE PROTECTION CLASS IP65, | 2166 | TEM | 1 | MC | 11.101 | 1
1FK70632AC711AG2 | SIMOTICS S SYNCHRONOUS MOTORS 1FK7-CT PN=1,9 KW; UZK=600V M0=11NM (100K); NN=2000RPM; NATURAL AIR COOLING, FRAME SIZE IMB 5 (IM V1, IM V3) FLANGE 1, WITH KTY TEMPERATURESENSOR POWER CONNECTOR ROTATABLE INCREMENTAL ENCODER SIN/COS 1VPP;2048 S/R W. C-AND D-SPUR (ENCODER IC2048S/R) PLAIN SHAFT, TOLERANCE N; W/O HOLDING BRAKE PROTECTION CLASS IP65, FLANGE ON DRIVE END IP67; | 2166 | TEM | 1 | MC | 11.101 | 1
1FK70632AC711AH0 | SIMOTICS S SYNCHRONOUS MOTORS 1FK7-CT PN=1,9 KW; UZK=600V M0=11NM (100K); NN=2000RPM; NATURAL AIR COOLING, FRAME SIZE IMB 5 (IM V1, IM V3) FLANGE 1, WITH KTY TEMPERATURESENSOR POWER CONNECTOR ROTATABLE INCREMENTAL ENCODER SIN/COS 1VPP;2048 S/R W. C-AND D-SPUR (ENCODER IC2048S/R) PLAIN SHAFT, TOLERANCE N; WITH HOLDING BRAKE PROTECTION CLASS IP64; | 2378 | TEM | 1 | MC | 11.4 | 1
1FK70632AC711AH1 | SIMOTICS S SYNCHRONOUS MOTORS 1FK7-CT PN=1,9 KW; UZK=600V M0=11NM (100K); NN=2000RPM; NATURAL AIR COOLING, FRAME SIZE IMB 5 (IM V1, IM V3) FLANGE 1, WITH KTY TEMPERATURESENSOR POWER CONNECTOR ROTATABLE INCREMENTAL ENCODER SIN/COS 1VPP;2048 S/R W. C-AND D-SPUR (ENCODER IC2048S/R) PLAIN SHAFT, TOLERANCE N; WITH HOLDING BRAKE PROTECTION CLASS IP65, | 2471 | TEM | 1 | MC | 11.4 | 1
1FK70632AC711AH2 | SIMOTICS S SYNCHRONOUS MOTORS 1FK7-CT PN=1,9 KW; UZK=600V M0=11NM (100K); NN=2000RPM; NATURAL AIR COOLING, FRAME SIZE IMB 5 (IM V1, IM V3) FLANGE 1, WITH KTY TEMPERATURESENSOR POWER CONNECTOR ROTATABLE INCREMENTAL ENCODER SIN/COS 1VPP;2048 S/R W. C-AND D-SPUR (ENCODER IC2048S/R) PLAIN SHAFT, TOLERANCE N; WITH HOLDING BRAKE PROTECTION CLASS IP65, FLANGE ON DRIVE END IP67; | 2471 | TEM | 1 | MC | 11.4 | 1
1FK70632AC711BA0 | SIMOTICS S SYNCHRONOUS MOTORS 1FK7-CT PN=1,9 KW; UZK=600V M0=11NM (100K); NN=2000RPM; NATURAL AIR COOLING, FRAME SIZE IMB 5 (IM V1, IM V3) FLANGE 1 POWER CONNECTOR ROTATABLE ABSOLUTE ENCODER SINGLETURN 24 BIT WITH DRIVE CLIQ INTERFACE (ENCODER AS24DQI) SHAFT WITH FITTED KEY, TOLERANCE N; W/O HOLDING BRAKE PROTECTION CLASS IP64; | 2400 | TEM | 1 | MC | 11.101 | 1
1FK70632AC711BA1 | SIMOTICS S SYNCHRONOUS MOTORS 1FK7-CT PN=1,9 KW; UZK=600V M0=11NM (100K); NN=2000RPM; NATURAL AIR COOLING, FRAME SIZE IMB 5 (IM V1, IM V3) FLANGE 1 POWER CONNECTOR ROTATABLE ABSOLUTE ENCODER SINGLETURN 24 BIT WITH DRIVE CLIQ INTERFACE (ENCODER AS24DQI) SHAFT WITH FITTED KEY, TOLERANCE N; W/O HOLDING BRAKE PROTECTION CLASS IP65, | 2493 | TEM | 1 | MC | 11.101 | 1
1FK70632AC711BA2 | SIMOTICS S SYNCHRONOUS MOTORS 1FK7-CT PN=1,9 KW; UZK=600V M0=11NM (100K); NN=2000RPM; NATURAL AIR COOLING, FRAME SIZE IMB 5 (IM V1, IM V3) FLANGE 1 POWER CONNECTOR ROTATABLE ABSOLUTE ENCODER SINGLETURN 24 BIT WITH DRIVE CLIQ INTERFACE (ENCODER AS24DQI) SHAFT WITH FITTED KEY, TOLERANCE N; W/O HOLDING BRAKE PROTECTION CLASS IP65, FLANGE ON DRIVE END IP67; | 2493 | TEM | 1 | MC | 11.101 | 1
1FK70632AC711BB0 | SIMOTICS S SYNCHRONOUS MOTORS 1FK7-CT PN=1,9 KW; UZK=600V M0=11NM (100K); NN=2000RPM; NATURAL AIR COOLING, FRAME SIZE IMB 5 (IM V1, IM V3) FLANGE 1 POWER CONNECTOR ROTATABLE ABSOLUTE ENCODER SINGLETURN 24 BIT WITH DRIVE CLIQ INTERFACE (ENCODER AS24DQI) SHAFT WITH FITTED KEY, TOLERANCE N; WITH HOLDING BRAKE PROTECTION CLASS IP64; | 2703 | TEM | 1 | MC | 11.4 | 1
1FK70632AC711BB1 | SIMOTICS S SYNCHRONOUS MOTORS 1FK7-CT PN=1,9 KW; UZK=600V M0=11NM (100K); NN=2000RPM; NATURAL AIR COOLING, FRAME SIZE IMB 5 (IM V1, IM V3) FLANGE 1 POWER CONNECTOR ROTATABLE ABSOLUTE ENCODER SINGLETURN 24 BIT WITH DRIVE CLIQ INTERFACE (ENCODER AS24DQI) SHAFT WITH FITTED KEY, TOLERANCE N; WITH HOLDING BRAKE PROTECTION CLASS IP65, | 2796 | TEM | 1 | MC | 11.4 | 1
1FK70632AC711BB2 | SIMOTICS S SYNCHRONOUS MOTORS 1FK7-CT PN=1,9 KW; UZK=600V M0=11NM (100K); NN=2000RPM; NATURAL AIR COOLING, FRAME SIZE IMB 5 (IM V1, IM V3) FLANGE 1 POWER CONNECTOR ROTATABLE ABSOLUTE ENCODER SINGLETURN 24 BIT WITH DRIVE CLIQ INTERFACE (ENCODER AS24DQI) SHAFT WITH FITTED KEY, TOLERANCE N; WITH HOLDING BRAKE PROTECTION CLASS IP65, FLANGE ON DRIVE END IP67; | 2796 | TEM | 1 | MC | 11.4 | 1
1FK70632AC711BG0 | SIMOTICS S SYNCHRONOUS MOTORS 1FK7-CT PN=1,9 KW; UZK=600V M0=11NM (100K); NN=2000RPM; NATURAL AIR COOLING, FRAME SIZE IMB 5 (IM V1, IM V3) FLANGE 1 POWER CONNECTOR ROTATABLE ABSOLUTE ENCODER SINGLETURN 24 BIT WITH DRIVE CLIQ INTERFACE (ENCODER AS24DQI) PLAIN SHAFT, TOLERANCE N; W/O HOLDING BRAKE PROTECTION CLASS IP64; | 2313 | TEM | 1 | MC | 11.101 | 1
1FK70632AC711BG1 | SIMOTICS S SYNCHRONOUS MOTORS 1FK7-CT PN=1,9 KW; UZK=600V M0=11NM (100K); NN=2000RPM; NATURAL AIR COOLING, FRAME SIZE IMB 5 (IM V1, IM V3) FLANGE 1 POWER CONNECTOR ROTATABLE ABSOLUTE ENCODER SINGLETURN 24 BIT WITH DRIVE CLIQ INTERFACE (ENCODER AS24DQI) PLAIN SHAFT, TOLERANCE N; W/O HOLDING BRAKE PROTECTION CLASS IP65, | 2407 | TEM | 1 | MC | 11.101 | 1
1FK70632AC711BG2 | SIMOTICS S SYNCHRONOUS MOTORS 1FK7-CT PN=1,9 KW; UZK=600V M0=11NM (100K); NN=2000RPM; NATURAL AIR COOLING, FRAME SIZE IMB 5 (IM V1, IM V3) FLANGE 1 POWER CONNECTOR ROTATABLE ABSOLUTE ENCODER SINGLETURN 24 BIT WITH DRIVE CLIQ INTERFACE (ENCODER AS24DQI) PLAIN SHAFT, TOLERANCE N; W/O HOLDING BRAKE PROTECTION CLASS IP65, FLANGE ON DRIVE END IP67; | 2407 | TEM | 1 | MC | 11.101 | 1
1FK70632AC711BH0 | SIMOTICS S SYNCHRONOUS MOTORS 1FK7-CT PN=1,9 KW; UZK=600V M0=11NM (100K); NN=2000RPM; NATURAL AIR COOLING, FRAME SIZE IMB 5 (IM V1, IM V3) FLANGE 1 POWER CONNECTOR ROTATABLE ABSOLUTE ENCODER SINGLETURN 24 BIT WITH DRIVE CLIQ INTERFACE (ENCODER AS24DQI) PLAIN SHAFT, TOLERANCE N; WITH HOLDING BRAKE PROTECTION CLASS IP64; | 2619 | TEM | 1 | MC | 11.4 | 1
1FK70632AC711BH1 | SIMOTICS S SYNCHRONOUS MOTORS 1FK7-CT PN=1,9 KW; UZK=600V M0=11NM (100K); NN=2000RPM; NATURAL AIR COOLING, FRAME SIZE IMB 5 (IM V1, IM V3) FLANGE 1 POWER CONNECTOR ROTATABLE ABSOLUTE ENCODER SINGLETURN 24 BIT WITH DRIVE CLIQ INTERFACE (ENCODER AS24DQI) PLAIN SHAFT, TOLERANCE N; WITH HOLDING BRAKE PROTECTION CLASS IP65, | 2712 | TEM | 1 | MC | 11.4 | 1
1FK70632AC711BH2 | SIMOTICS S SYNCHRONOUS MOTORS 1FK7-CT PN=1,9 KW; UZK=600V M0=11NM (100K); NN=2000RPM; NATURAL AIR COOLING, FRAME SIZE IMB 5 (IM V1, IM V3) FLANGE 1 POWER CONNECTOR ROTATABLE ABSOLUTE ENCODER SINGLETURN 24 BIT WITH DRIVE CLIQ INTERFACE (ENCODER AS24DQI) PLAIN SHAFT, TOLERANCE N; WITH HOLDING BRAKE PROTECTION CLASS IP65, FLANGE ON DRIVE END IP67; | 2712 | TEM | 1 | MC | 11.4 | 1
1FK70632AC711CA0 | SIMOTICS S SYNCHRONOUS MOTORS 1FK7-CT PN=1,9 KW; UZK=600V M0=11NM (100K); NN=2000RPM; NATURAL AIR COOLING, FRAME SIZE IMB 5 (IM V1, IM V3) FLANGE 1 POWER CONNECTOR ROTATABLE ABSOLUTE ENCODER 24 BIT + 12 BIT MULTITURN WITH DRIVE-CLIQ INTERFACE (ENCODER AM24DQI) SHAFT WITH FITTED KEY, TOLERANCE N; W/O HOLDING BRAKE PROTECTION CLASS IP64; | 2769 | TEM | 1 | MC | 11.101 | 1
1FK70632AC711CA1 | SIMOTICS S SYNCHRONOUS MOTORS 1FK7-CT PN=1,9 KW; UZK=600V M0=11NM (100K); NN=2000RPM; NATURAL AIR COOLING, FRAME SIZE IMB 5 (IM V1, IM V3) FLANGE 1 POWER CONNECTOR ROTATABLE ABSOLUTE ENCODER 24 BIT + 12 BIT MULTITURN WITH DRIVE-CLIQ INTERFACE (ENCODER AM24DQI) SHAFT WITH FITTED KEY, TOLERANCE N; W/O HOLDING BRAKE PROTECTION CLASS IP65, | 2862 | TEM | 1 | MC | 11.101 | 1
1FK70632AC711CA2 | SIMOTICS S SYNCHRONOUS MOTORS 1FK7-CT PN=1,9 KW; UZK=600V M0=11NM (100K); NN=2000RPM; NATURAL AIR COOLING, FRAME SIZE IMB 5 (IM V1, IM V3) FLANGE 1 POWER CONNECTOR ROTATABLE ABSOLUTE ENCODER 24 BIT + 12 BIT MULTITURN WITH DRIVE-CLIQ INTERFACE (ENCODER AM24DQI) SHAFT WITH FITTED KEY, TOLERANCE N; W/O HOLDING BRAKE PROTECTION CLASS IP65, FLANGE ON DRIVE END IP67; | 2862 | TEM | 1 | MC | 11.101 | 1
1FK70632AC711CB0 | SIMOTICS S SYNCHRONOUS MOTORS 1FK7-CT PN=1,9 KW; UZK=600V M0=11NM (100K); NN=2000RPM; NATURAL AIR COOLING, FRAME SIZE IMB 5 (IM V1, IM V3) FLANGE 1 POWER CONNECTOR ROTATABLE ABSOLUTE ENCODER 24 BIT + 12 BIT MULTITURN WITH DRIVE-CLIQ INTERFACE (ENCODER AM24DQI) SHAFT WITH FITTED KEY, TOLERANCE N; WITH HOLDING BRAKE PROTECTION CLASS IP64; | 3072 | TEM | 1 | MC | 11.4 | 1
1FK70632AC711CB1 | SIMOTICS S SYNCHRONOUS MOTORS 1FK7-CT PN=1,9 KW; UZK=600V M0=11NM (100K); NN=2000RPM; NATURAL AIR COOLING, FRAME SIZE IMB 5 (IM V1, IM V3) FLANGE 1 POWER CONNECTOR ROTATABLE ABSOLUTE ENCODER 24 BIT + 12 BIT MULTITURN WITH DRIVE-CLIQ INTERFACE (ENCODER AM24DQI) SHAFT WITH FITTED KEY, TOLERANCE N; WITH HOLDING BRAKE PROTECTION CLASS IP65, | 3165 | TEM | 1 | MC | 11.4 | 1
1FK70632AC711CB2 | SIMOTICS S SYNCHRONOUS MOTORS 1FK7-CT PN=1,9 KW; UZK=600V M0=11NM (100K); NN=2000RPM; NATURAL AIR COOLING, FRAME SIZE IMB 5 (IM V1, IM V3) FLANGE 1 POWER CONNECTOR ROTATABLE ABSOLUTE ENCODER 24 BIT + 12 BIT MULTITURN WITH DRIVE-CLIQ INTERFACE (ENCODER AM24DQI) SHAFT WITH FITTED KEY, TOLERANCE N; WITH HOLDING BRAKE PROTECTION CLASS IP65, FLANGE ON DRIVE END IP67; | 3165 | TEM | 1 | MC | 11.4 | 1
1FK70632AC711CG0 | SIMOTICS S SYNCHRONOUS MOTORS 1FK7-CT PN=1,9 KW; UZK=600V M0=11NM (100K); NN=2000RPM; NATURAL AIR COOLING, FRAME SIZE IMB 5 (IM V1, IM V3) FLANGE 1 POWER CONNECTOR ROTATABLE ABSOLUTE ENCODER 24 BIT + 12 BIT MULTITURN WITH DRIVE-CLIQ INTERFACE (ENCODER AM24DQI) PLAIN SHAFT, TOLERANCE N; W/O HOLDING BRAKE PROTECTION CLASS IP64; | 2683 | TEM | 1 | MC | 11.101 | 1
1FK70632AC711CG1 | SIMOTICS S SYNCHRONOUS MOTORS 1FK7-CT PN=1,9 KW; UZK=600V M0=11NM (100K); NN=2000RPM; NATURAL AIR COOLING, FRAME SIZE IMB 5 (IM V1, IM V3) FLANGE 1 POWER CONNECTOR ROTATABLE ABSOLUTE ENCODER 24 BIT + 12 BIT MULTITURN WITH DRIVE-CLIQ INTERFACE (ENCODER AM24DQI) PLAIN SHAFT, TOLERANCE N; W/O HOLDING BRAKE PROTECTION CLASS IP65, | 2776 | TEM | 1 | MC | 11.101 | 1
1FK70632AC711CG2 | SIMOTICS S SYNCHRONOUS MOTORS 1FK7-CT PN=1,9 KW; UZK=600V M0=11NM (100K); NN=2000RPM; NATURAL AIR COOLING, FRAME SIZE IMB 5 (IM V1, IM V3) FLANGE 1 POWER CONNECTOR ROTATABLE ABSOLUTE ENCODER 24 BIT + 12 BIT MULTITURN WITH DRIVE-CLIQ INTERFACE (ENCODER AM24DQI) PLAIN SHAFT, TOLERANCE N; W/O HOLDING BRAKE PROTECTION CLASS IP65, FLANGE ON DRIVE END IP67; | 2776 | TEM | 1 | MC | 11.101 | 1
1FK70632AC711CH0 | SIMOTICS S SYNCHRONOUS MOTORS 1FK7-CT PN=1,9 KW; UZK=600V M0=11NM (100K); NN=2000RPM; NATURAL AIR COOLING, FRAME SIZE IMB 5 (IM V1, IM V3) FLANGE 1 POWER CONNECTOR ROTATABLE ABSOLUTE ENCODER 24 BIT + 12 BIT MULTITURN WITH DRIVE-CLIQ INTERFACE (ENCODER AM24DQI) PLAIN SHAFT, TOLERANCE N; WITH HOLDING BRAKE PROTECTION CLASS IP64; | 2988 | TEM | 1 | MC | 11.4 | 1
1FK70632AC711CH1 | SIMOTICS S SYNCHRONOUS MOTORS 1FK7-CT PN=1,9 KW; UZK=600V M0=11NM (100K); NN=2000RPM; NATURAL AIR COOLING, FRAME SIZE IMB 5 (IM V1, IM V3) FLANGE 1 POWER CONNECTOR ROTATABLE ABSOLUTE ENCODER 24 BIT + 12 BIT MULTITURN WITH DRIVE-CLIQ INTERFACE (ENCODER AM24DQI) PLAIN SHAFT, TOLERANCE N; WITH HOLDING BRAKE PROTECTION CLASS IP65, | 3081 | TEM | 1 | MC | 11.4 | 1
1FK70632AC711CH2 | SIMOTICS S SYNCHRONOUS MOTORS 1FK7-CT PN=1,9 KW; UZK=600V M0=11NM (100K); NN=2000RPM; NATURAL AIR COOLING, FRAME SIZE IMB 5 (IM V1, IM V3) FLANGE 1 POWER CONNECTOR ROTATABLE ABSOLUTE ENCODER 24 BIT + 12 BIT MULTITURN WITH DRIVE-CLIQ INTERFACE (ENCODER AM24DQI) PLAIN SHAFT, TOLERANCE N; WITH HOLDING BRAKE PROTECTION CLASS IP65, FLANGE ON DRIVE END IP67; | 3081 | TEM | 1 | MC | 11.4 | 1
1FK70632AC711DA0 | SIMOTICS S SYNCHRONOUS MOTORS 1FK7-CT PN=1,9 KW; UZK=600V M0=11NM (100K); NN=2000RPM; NATURAL AIR COOLING, FRAME SIZE IMB 5 (IM V1, IM V3) FLANGE 1 POWER CONNECTOR ROTATABLE INCREMENTAL ENCODER 22 BIT WITH DRIVE-CLIQ INTERFACE (ENCODER IC22DQ) SHAFT WITH FITTED KEY, TOLERANCE N; W/O HOLDING BRAKE PROTECTION CLASS IP64; | 2480 | TEM | 1 | MC | 11.102 | 1
1FK70632AC711DA1 | SIMOTICS S SYNCHRONOUS MOTORS 1FK7-CT PN=1,9 KW; UZK=600V M0=11NM (100K); NN=2000RPM; NATURAL AIR COOLING, FRAME SIZE IMB 5 (IM V1, IM V3) FLANGE 1 POWER CONNECTOR ROTATABLE INCREMENTAL ENCODER 22 BIT WITH DRIVE-CLIQ INTERFACE (ENCODER IC22DQ) SHAFT WITH FITTED KEY, TOLERANCE N; W/O HOLDING BRAKE PROTECTION CLASS IP65, | 2573 | TEM | 1 | MC | 11.102 | 1
1FK70632AC711DA2 | SIMOTICS S SYNCHRONOUS MOTORS 1FK7-CT PN=1,9 KW; UZK=600V M0=11NM (100K); NN=2000RPM; NATURAL AIR COOLING, FRAME SIZE IMB 5 (IM V1, IM V3) FLANGE 1 POWER CONNECTOR ROTATABLE INCREMENTAL ENCODER 22 BIT WITH DRIVE-CLIQ INTERFACE (ENCODER IC22DQ) SHAFT WITH FITTED KEY, TOLERANCE N; W/O HOLDING BRAKE PROTECTION CLASS IP65, FLANGE ON DRIVE END IP67; | 2573 | TEM | 1 | MC | 11.102 | 1
1FK70632AC711DB0 | SIMOTICS S SYNCHRONOUS MOTORS 1FK7-CT PN=1,9 KW; UZK=600V M0=11NM (100K); NN=2000RPM; NATURAL AIR COOLING, FRAME SIZE IMB 5 (IM V1, IM V3) FLANGE 1 POWER CONNECTOR ROTATABLE INCREMENTAL ENCODER 22 BIT WITH DRIVE-CLIQ INTERFACE (ENCODER IC22DQ) SHAFT WITH FITTED KEY, TOLERANCE N; WITH HOLDING BRAKE PROTECTION CLASS IP64; | 2783 | TEM | 1 | MC | 11.401 | 1
1FK70632AC711DB2 | SIMOTICS S SYNCHRONOUS MOTORS 1FK7-CT PN=1,9 KW; UZK=600V M0=11NM (100K); NN=2000RPM; NATURAL AIR COOLING, FRAME SIZE IMB 5 (IM V1, IM V3) FLANGE 1 POWER CONNECTOR ROTATABLE INCREMENTAL ENCODER 22 BIT WITH DRIVE-CLIQ INTERFACE (ENCODER IC22DQ) SHAFT WITH FITTED KEY, TOLERANCE N; WITH HOLDING BRAKE PROTECTION CLASS IP65, FLANGE ON DRIVE END IP67; | 2876 | TEM | 1 | MC | 11.401 | 1
1FK70632AC711DG0 | SIMOTICS S SYNCHRONOUS MOTORS 1FK7-CT PN=1,9 KW; UZK=600V M0=11NM (100K); NN=2000RPM; NATURAL AIR COOLING, FRAME SIZE IMB 5 (IM V1, IM V3) FLANGE 1 POWER CONNECTOR ROTATABLE INCREMENTAL ENCODER 22 BIT WITH DRIVE-CLIQ INTERFACE (ENCODER IC22DQ) PLAIN SHAFT, TOLERANCE N; W/O HOLDING BRAKE PROTECTION CLASS IP64; | 2394 | TEM | 1 | MC | 11.102 | 1
1FK70632AC711DH0 | SIMOTICS S SYNCHRONOUS MOTORS 1FK7-CT PN=1,9 KW; UZK=600V M0=11NM (100K); NN=2000RPM; NATURAL AIR COOLING, FRAME SIZE IMB 5 (IM V1, IM V3) FLANGE 1 POWER CONNECTOR ROTATABLE INCREMENTAL ENCODER 22 BIT WITH DRIVE-CLIQ INTERFACE (ENCODER IC22DQ) PLAIN SHAFT, TOLERANCE N; WITH HOLDING BRAKE PROTECTION CLASS IP64; | 2699 | TEM | 1 | MC | 11.401 | 1
1FK70632AC711EA0 | SIMOTICS S SYNCHRONOUS MOTORS 1FK7-CT PN=1,9 KW; UZK=600V M0=11NM (100K); NN=2000RPM; NATURAL AIR COOLING, FRAME SIZE IMB 5 (IM V1, IM V3) FLANGE 1, WITH KTY TEMPERATURESENSOR POWER CONNECTOR ROTATABLE ABSOLUTE ENCODERR 2048 S/R + 4096 UMDREHUNGEN MULTITURN, WITH ENDAT-SCHNITTSTELLE (ENCODER AM2048S/R) SHAFT WITH FITTED KEY, TOLERANCE N; W/O HOLDING BRAKE PROTECTION CLASS IP64; | 2530 | TEM | 1 | MC | 11.101 | 1
1FK70632AC711EA1 | SIMOTICS S SYNCHRONOUS MOTORS 1FK7-CT PN=1,9 KW; UZK=600V M0=11NM (100K); NN=2000RPM; NATURAL AIR COOLING, FRAME SIZE IMB 5 (IM V1, IM V3) FLANGE 1, WITH KTY TEMPERATURESENSOR POWER CONNECTOR ROTATABLE ABSOLUTE ENCODERR 2048 S/R + 4096 UMDREHUNGEN MULTITURN, WITH ENDAT-SCHNITTSTELLE (ENCODER AM2048S/R) SHAFT WITH FITTED KEY, TOLERANCE N; W/O HOLDING BRAKE PROTECTION CLASS IP65, | 2624 | TEM | 1 | MC | 11.101 | 1
1FK70632AC711EA2 | SIMOTICS S SYNCHRONOUS MOTORS 1FK7-CT PN=1,9 KW; UZK=600V M0=11NM (100K); NN=2000RPM; NATURAL AIR COOLING, FRAME SIZE IMB 5 (IM V1, IM V3) FLANGE 1, WITH KTY TEMPERATURESENSOR POWER CONNECTOR ROTATABLE ABSOLUTE ENCODERR 2048 S/R + 4096 UMDREHUNGEN MULTITURN, WITH ENDAT-SCHNITTSTELLE (ENCODER AM2048S/R) SHAFT WITH FITTED KEY, TOLERANCE N; W/O HOLDING BRAKE PROTECTION CLASS IP65, FLANGE ON DRIVE END IP67; | 2624 | TEM | 1 | MC | 11.101 | 1
1FK70632AC711EB0 | SIMOTICS S SYNCHRONOUS MOTORS 1FK7-CT PN=1,9 KW; UZK=600V M0=11NM (100K); NN=2000RPM; NATURAL AIR COOLING, FRAME SIZE IMB 5 (IM V1, IM V3) FLANGE 1, WITH KTY TEMPERATURESENSOR POWER CONNECTOR ROTATABLE ABSOLUTE ENCODERR 2048 S/R + 4096 UMDREHUNGEN MULTITURN, WITH ENDAT-SCHNITTSTELLE (ENCODER AM2048S/R) SHAFT WITH FITTED KEY, TOLERANCE N; WITH HOLDING BRAKE PROTECTION CLASS IP64; | 2833 | TEM | 1 | MC | 11.4 | 1
1FK70632AC711EB1 | SIMOTICS S SYNCHRONOUS MOTORS 1FK7-CT PN=1,9 KW; UZK=600V M0=11NM (100K); NN=2000RPM; NATURAL AIR COOLING, FRAME SIZE IMB 5 (IM V1, IM V3) FLANGE 1, WITH KTY TEMPERATURESENSOR POWER CONNECTOR ROTATABLE ABSOLUTE ENCODERR 2048 S/R + 4096 UMDREHUNGEN MULTITURN, WITH ENDAT-SCHNITTSTELLE (ENCODER AM2048S/R) SHAFT WITH FITTED KEY, TOLERANCE N; WITH HOLDING BRAKE PROTECTION CLASS IP65, | 2927 | TEM | 1 | MC | 11.4 | 1
1FK70632AC711EB2 | SIMOTICS S SYNCHRONOUS MOTORS 1FK7-CT PN=1,9 KW; UZK=600V M0=11NM (100K); NN=2000RPM; NATURAL AIR COOLING, FRAME SIZE IMB 5 (IM V1, IM V3) FLANGE 1, WITH KTY TEMPERATURESENSOR POWER CONNECTOR ROTATABLE ABSOLUTE ENCODERR 2048 S/R + 4096 UMDREHUNGEN MULTITURN, WITH ENDAT-SCHNITTSTELLE (ENCODER AM2048S/R) SHAFT WITH FITTED KEY, TOLERANCE N; WITH HOLDING BRAKE PROTECTION CLASS IP65, FLANGE ON DRIVE END IP67; | 2927 | TEM | 1 | MC | 11.4 | 1
1FK70632AC711EG0 | SIMOTICS S SYNCHRONOUS MOTORS 1FK7-CT PN=1,9 KW; UZK=600V M0=11NM (100K); NN=2000RPM; NATURAL AIR COOLING, FRAME SIZE IMB 5 (IM V1, IM V3) FLANGE 1, WITH KTY TEMPERATURESENSOR POWER CONNECTOR ROTATABLE ABSOLUTE ENCODERR 2048 S/R + 4096 UMDREHUNGEN MULTITURN, WITH ENDAT-SCHNITTSTELLE (ENCODER AM2048S/R) PLAIN SHAFT, TOLERANCE N; W/O HOLDING BRAKE PROTECTION CLASS IP64; | 2444 | TEM | 1 | MC | 11.101 | 1
1FK70632AC711EG1 | SIMOTICS S SYNCHRONOUS MOTORS 1FK7-CT PN=1,9 KW; UZK=600V M0=11NM (100K); NN=2000RPM; NATURAL AIR COOLING, FRAME SIZE IMB 5 (IM V1, IM V3) FLANGE 1, WITH KTY TEMPERATURESENSOR POWER CONNECTOR ROTATABLE ABSOLUTE ENCODERR 2048 S/R + 4096 UMDREHUNGEN MULTITURN, WITH ENDAT-SCHNITTSTELLE (ENCODER AM2048S/R) PLAIN SHAFT, TOLERANCE N; W/O HOLDING BRAKE PROTECTION CLASS IP65, | 2537 | TEM | 1 | MC | 11.101 | 1
1FK70632AC711EG2 | SIMOTICS S SYNCHRONOUS MOTORS 1FK7-CT PN=1,9 KW; UZK=600V M0=11NM (100K); NN=2000RPM; NATURAL AIR COOLING, FRAME SIZE IMB 5 (IM V1, IM V3) FLANGE 1, WITH KTY TEMPERATURESENSOR POWER CONNECTOR ROTATABLE ABSOLUTE ENCODERR 2048 S/R + 4096 UMDREHUNGEN MULTITURN, WITH ENDAT-SCHNITTSTELLE (ENCODER AM2048S/R) PLAIN SHAFT, TOLERANCE N; W/O HOLDING BRAKE PROTECTION CLASS IP65, FLANGE ON DRIVE END IP67; | 2537 | TEM | 1 | MC | 11.101 | 1
1FK70632AC711EH0 | SIMOTICS S SYNCHRONOUS MOTORS 1FK7-CT PN=1,9 KW; UZK=600V M0=11NM (100K); NN=2000RPM; NATURAL AIR COOLING, FRAME SIZE IMB 5 (IM V1, IM V3) FLANGE 1, WITH KTY TEMPERATURESENSOR POWER CONNECTOR ROTATABLE ABSOLUTE ENCODERR 2048 S/R + 4096 UMDREHUNGEN MULTITURN, WITH ENDAT-SCHNITTSTELLE (ENCODER AM2048S/R) PLAIN SHAFT, TOLERANCE N; WITH HOLDING BRAKE PROTECTION CLASS IP64; | 2749 | TEM | 1 | MC | 11.4 | 1
1FK70632AC711EH1 | SIMOTICS S SYNCHRONOUS MOTORS 1FK7-CT PN=1,9 KW; UZK=600V M0=11NM (100K); NN=2000RPM; NATURAL AIR COOLING, FRAME SIZE IMB 5 (IM V1, IM V3) FLANGE 1, WITH KTY TEMPERATURESENSOR POWER CONNECTOR ROTATABLE ABSOLUTE ENCODERR 2048 S/R + 4096 UMDREHUNGEN MULTITURN, WITH ENDAT-SCHNITTSTELLE (ENCODER AM2048S/R) PLAIN SHAFT, TOLERANCE N; WITH HOLDING BRAKE PROTECTION CLASS IP65, | 2843 | TEM | 1 | MC | 11.4 | 1
1FK70632AC711EH2 | SIMOTICS S SYNCHRONOUS MOTORS 1FK7-CT PN=1,9 KW; UZK=600V M0=11NM (100K); NN=2000RPM; NATURAL AIR COOLING, FRAME SIZE IMB 5 (IM V1, IM V3) FLANGE 1, WITH KTY TEMPERATURESENSOR POWER CONNECTOR ROTATABLE ABSOLUTE ENCODERR 2048 S/R + 4096 UMDREHUNGEN MULTITURN, WITH ENDAT-SCHNITTSTELLE (ENCODER AM2048S/R) PLAIN SHAFT, TOLERANCE N; WITH HOLDING BRAKE PROTECTION CLASS IP65, FLANGE ON DRIVE END IP67; | 2843 | TEM | 1 | MC | 11.4 | 1
1FK70632AC711FA0 | SIMOTICS S SYNCHRONOUS MOTORS 1FK7-CT PN=1,9 KW; UZK=600V M0=11NM (100K); NN=2000RPM; NATURAL AIR COOLING, FRAME SIZE IMB 5 (IM V1, IM V3) FLANGE 1 POWER CONNECTOR ROTATABLE ABSOLUTE ENCODER 22BIT + 12 BIT MULTITURN, WITH DRIVE-CLIQ INTERFACE (ENCODER AM22DQ) SHAFT WITH FITTED KEY, TOLERANCE N; W/O HOLDING BRAKE PROTECTION CLASS IP64; | 2849 | TEM | 1 | MC | 11.101 | 1
1FK70632AC711FG0 | SIMOTICS S SYNCHRONOUS MOTORS 1FK7-CT PN=1,9 KW; UZK=600V M0=11NM (100K); NN=2000RPM; NATURAL AIR COOLING, FRAME SIZE IMB 5 (IM V1, IM V3) FLANGE 1 POWER CONNECTOR ROTATABLE ABSOLUTE ENCODER 22BIT + 12 BIT MULTITURN, WITH DRIVE-CLIQ INTERFACE (ENCODER AM22DQ) PLAIN SHAFT, TOLERANCE N; W/O HOLDING BRAKE PROTECTION CLASS IP64; | 2763 | TEM | 1 | MC | 11.101 | 1
1FK70632AC711FH0 | SIMOTICS S SYNCHRONOUS MOTORS 1FK7-CT PN=1,9 KW; UZK=600V M0=11NM (100K); NN=2000RPM; NATURAL AIR COOLING, FRAME SIZE IMB 5 (IM V1, IM V3) FLANGE 1 POWER CONNECTOR ROTATABLE ABSOLUTE ENCODER 22BIT + 12 BIT MULTITURN, WITH DRIVE-CLIQ INTERFACE (ENCODER AM22DQ) PLAIN SHAFT, TOLERANCE N; WITH HOLDING BRAKE PROTECTION CLASS IP64; | 3068 | TEM | 1 | MC | 11.4 | 1
1FK70632AC711FH1 | SIMOTICS S SYNCHRONOUS MOTORS 1FK7-CT PN=1,9 KW; UZK=600V M0=11NM (100K); NN=2000RPM; NATURAL AIR COOLING, FRAME SIZE IMB 5 (IM V1, IM V3) FLANGE 1 POWER CONNECTOR ROTATABLE ABSOLUTE ENCODER 22BIT + 12 BIT MULTITURN, WITH DRIVE-CLIQ INTERFACE (ENCODER AM22DQ) PLAIN SHAFT, TOLERANCE N; WITH HOLDING BRAKE PROTECTION CLASS IP65, | 3162 | TEM | 1 | MC | 11.4 | 1
1FK70632AC711GA0 | SIMOTICS S SYNCHRONOUS MOTORS 1FK7-CT PN=1,9 KW; UZK=600V M0=11NM (100K); NN=2000RPM; NATURAL AIR COOLING, FRAME SIZE IMB 5 (IM V1, IM V3) FLANGE 1, WITH KTY TEMPERATURESENSOR POWER CONNECTOR ROTATABLE ABSOLUTE ENCODER 32 S/R SINGLETURN, 4096 ROTATION MULTITURN, WITH ENDAT- INTERFACE (ENCODER AM32S/R) SHAFT WITH FITTED KEY, TOLERANCE N; W/O HOLDING BRAKE PROTECTION CLASS IP64; | 2013 | TEM | 1 | MC | 11.101 | 1
1FK70632AC711KA0 | SIMOTICS S SYNCHRONOUS MOTORS 1FK7-CT PN=1,9 KW; UZK=600V M0=11NM (100K); NN=2000RPM; NATURAL AIR COOLING, FRAME SIZE IMB 5 (IM V1, IM V3) FLANGE 1 POWER CONNECTOR ROTATABLE ABSOLUTE ENCODER 16BIT + 12BIT MULTITURN, WITH DRIVE-CLIQ INTERFACE (ENCODER AM16DQ) SHAFT WITH FITTED KEY, TOLERANCE N; W/O HOLDING BRAKE PROTECTION CLASS IP64; | 2332 | TEM | 1 | MC | 11.101 | 1
1FK70632AC711KA1 | SIMOTICS S SYNCHRONOUS MOTORS 1FK7-CT PN=1,9 KW; UZK=600V M0=11NM (100K); NN=2000RPM; NATURAL AIR COOLING, FRAME SIZE IMB 5 (IM V1, IM V3) FLANGE 1 POWER CONNECTOR ROTATABLE ABSOLUTE ENCODER 16BIT + 12BIT MULTITURN, WITH DRIVE-CLIQ INTERFACE (ENCODER AM16DQ) SHAFT WITH FITTED KEY, TOLERANCE N; W/O HOLDING BRAKE PROTECTION CLASS IP65, | 2425 | TEM | 1 | MC | 11.101 | 1
1FK70632AC711KA2 | SIMOTICS S SYNCHRONOUS MOTORS 1FK7-CT PN=1,9 KW; UZK=600V M0=11NM (100K); NN=2000RPM; NATURAL AIR COOLING, FRAME SIZE IMB 5 (IM V1, IM V3) FLANGE 1 POWER CONNECTOR ROTATABLE ABSOLUTE ENCODER 16BIT + 12BIT MULTITURN, WITH DRIVE-CLIQ INTERFACE (ENCODER AM16DQ) SHAFT WITH FITTED KEY, TOLERANCE N; W/O HOLDING BRAKE PROTECTION CLASS IP65, FLANGE ON DRIVE END IP67; | 2425 | TEM | 1 | MC | 11.101 | 1
1FK70632AC711KB0 | SIMOTICS S SYNCHRONOUS MOTORS 1FK7-CT PN=1,9 KW; UZK=600V M0=11NM (100K); NN=2000RPM; NATURAL AIR COOLING, FRAME SIZE IMB 5 (IM V1, IM V3) FLANGE 1 POWER CONNECTOR ROTATABLE ABSOLUTE ENCODER 16BIT + 12BIT MULTITURN, WITH DRIVE-CLIQ INTERFACE (ENCODER AM16DQ) SHAFT WITH FITTED KEY, TOLERANCE N; WITH HOLDING BRAKE PROTECTION CLASS IP64; | 2635 | TEM | 1 | MC | 11.4 | 1
1FK70632AC711KB1 | SIMOTICS S SYNCHRONOUS MOTORS 1FK7-CT PN=1,9 KW; UZK=600V M0=11NM (100K); NN=2000RPM; NATURAL AIR COOLING, FRAME SIZE IMB 5 (IM V1, IM V3) FLANGE 1 POWER CONNECTOR ROTATABLE ABSOLUTE ENCODER 16BIT + 12BIT MULTITURN, WITH DRIVE-CLIQ INTERFACE (ENCODER AM16DQ) SHAFT WITH FITTED KEY, TOLERANCE N; WITH HOLDING BRAKE PROTECTION CLASS IP65, | 2728 | TEM | 1 | MC | 11.4 | 1
1FK70632AC711KB2 | SIMOTICS S SYNCHRONOUS MOTORS 1FK7-CT PN=1,9 KW; UZK=600V M0=11NM (100K); NN=2000RPM; NATURAL AIR COOLING, FRAME SIZE IMB 5 (IM V1, IM V3) FLANGE 1 POWER CONNECTOR ROTATABLE ABSOLUTE ENCODER 16BIT + 12BIT MULTITURN, WITH DRIVE-CLIQ INTERFACE (ENCODER AM16DQ) SHAFT WITH FITTED KEY, TOLERANCE N; WITH HOLDING BRAKE PROTECTION CLASS IP65, FLANGE ON DRIVE END IP67; | 2728 | TEM | 1 | MC | 11.4 | 1
1FK70632AC711KG0 | SIMOTICS S SYNCHRONOUS MOTORS 1FK7-CT PN=1,9 KW; UZK=600V M0=11NM (100K); NN=2000RPM; NATURAL AIR COOLING, FRAME SIZE IMB 5 (IM V1, IM V3) FLANGE 1 POWER CONNECTOR ROTATABLE ABSOLUTE ENCODER 16BIT + 12BIT MULTITURN, WITH DRIVE-CLIQ INTERFACE (ENCODER AM16DQ) PLAIN SHAFT, TOLERANCE N; W/O HOLDING BRAKE PROTECTION CLASS IP64; | 2245 | TEM | 1 | MC | 11.101 | 1
1FK70632AC711KG1 | SIMOTICS S SYNCHRONOUS MOTORS 1FK7-CT PN=1,9 KW; UZK=600V M0=11NM (100K); NN=2000RPM; NATURAL AIR COOLING, FRAME SIZE IMB 5 (IM V1, IM V3) FLANGE 1 POWER CONNECTOR ROTATABLE ABSOLUTE ENCODER 16BIT + 12BIT MULTITURN, WITH DRIVE-CLIQ INTERFACE (ENCODER AM16DQ) PLAIN SHAFT, TOLERANCE N; W/O HOLDING BRAKE PROTECTION CLASS IP65, | 2339 | TEM | 1 | MC | 11.101 | 1
1FK70632AC711KG2 | SIMOTICS S SYNCHRONOUS MOTORS 1FK7-CT PN=1,9 KW; UZK=600V M0=11NM (100K); NN=2000RPM; NATURAL AIR COOLING, FRAME SIZE IMB 5 (IM V1, IM V3) FLANGE 1 POWER CONNECTOR ROTATABLE ABSOLUTE ENCODER 16BIT + 12BIT MULTITURN, WITH DRIVE-CLIQ INTERFACE (ENCODER AM16DQ) PLAIN SHAFT, TOLERANCE N; W/O HOLDING BRAKE PROTECTION CLASS IP65, FLANGE ON DRIVE END IP67; | 2339 | TEM | 1 | MC | 11.101 | 1
1FK70632AC711KH0 | SIMOTICS S SYNCHRONOUS MOTORS 1FK7-CT PN=1,9 KW; UZK=600V M0=11NM (100K); NN=2000RPM; NATURAL AIR COOLING, FRAME SIZE IMB 5 (IM V1, IM V3) FLANGE 1 POWER CONNECTOR ROTATABLE ABSOLUTE ENCODER 16BIT + 12BIT MULTITURN, WITH DRIVE-CLIQ INTERFACE (ENCODER AM16DQ) PLAIN SHAFT, TOLERANCE N; WITH HOLDING BRAKE PROTECTION CLASS IP64; | 2551 | TEM | 1 | MC | 11.4 | 1
1FK70632AC711KH1 | SIMOTICS S SYNCHRONOUS MOTORS 1FK7-CT PN=1,9 KW; UZK=600V M0=11NM (100K); NN=2000RPM; NATURAL AIR COOLING, FRAME SIZE IMB 5 (IM V1, IM V3) FLANGE 1 POWER CONNECTOR ROTATABLE ABSOLUTE ENCODER 16BIT + 12BIT MULTITURN, WITH DRIVE-CLIQ INTERFACE (ENCODER AM16DQ) PLAIN SHAFT, TOLERANCE N; WITH HOLDING BRAKE PROTECTION CLASS IP65, | 2644 | TEM | 1 | MC | 11.4 | 1
1FK70632AC711KH2 | SIMOTICS S SYNCHRONOUS MOTORS 1FK7-CT PN=1,9 KW; UZK=600V M0=11NM (100K); NN=2000RPM; NATURAL AIR COOLING, FRAME SIZE IMB 5 (IM V1, IM V3) FLANGE 1 POWER CONNECTOR ROTATABLE ABSOLUTE ENCODER 16BIT + 12BIT MULTITURN, WITH DRIVE-CLIQ INTERFACE (ENCODER AM16DQ) PLAIN SHAFT, TOLERANCE N; WITH HOLDING BRAKE PROTECTION CLASS IP65, FLANGE ON DRIVE END IP67; | 2644 | TEM | 1 | MC | 11.4 | 1
1FK70632AC711PA0 | SIMOTICS S SYNCHRONOUS MOTORS 1FK7-CT PN=1,9 KW; UZK=600V M0=11NM (100K); NN=2000RPM; NATURAL AIR COOLING, FRAME SIZE IMB 5 (IM V1, IM V3) FLANGE 1 POWER CONNECTOR ROTATABLE RESOLVER 2-POLE, WITH DRIVE CLIQ-INTERFACE SHAFT WITH FITTED KEY, TOLERANCE N; W/O HOLDING BRAKE PROTECTION CLASS IP64; | 1814 | TEM | 1 | MC | 11.201 | 1
1FK70632AC711PA1 | SIMOTICS S SYNCHRONOUS MOTORS 1FK7-CT PN=1,9 KW; UZK=600V M0=11NM (100K); NN=2000RPM; NATURAL AIR COOLING, FRAME SIZE IMB 5 (IM V1, IM V3) FLANGE 1 POWER CONNECTOR ROTATABLE RESOLVER 2-POLE, WITH DRIVE CLIQ-INTERFACE SHAFT WITH FITTED KEY, TOLERANCE N; W/O HOLDING BRAKE PROTECTION CLASS IP65, | 1907 | TEM | 1 | MC | 11.201 | 1
1FK70632AC711PA2 | SIMOTICS S SYNCHRONOUS MOTORS 1FK7-CT PN=1,9 KW; UZK=600V M0=11NM (100K); NN=2000RPM; NATURAL AIR COOLING, FRAME SIZE IMB 5 (IM V1, IM V3) FLANGE 1 POWER CONNECTOR ROTATABLE RESOLVER 2-POLE, WITH DRIVE CLIQ-INTERFACE SHAFT WITH FITTED KEY, TOLERANCE N; W/O HOLDING BRAKE PROTECTION CLASS IP65, FLANGE ON DRIVE END IP67; | 1907 | TEM | 1 | MC | 11.201 | 1
1FK70632AC711PB0 | SIMOTICS S SYNCHRONOUS MOTORS 1FK7-CT PN=1,9 KW; UZK=600V M0=11NM (100K); NN=2000RPM; NATURAL AIR COOLING, FRAME SIZE IMB 5 (IM V1, IM V3) FLANGE 1 POWER CONNECTOR ROTATABLE RESOLVER 2-POLE, WITH DRIVE CLIQ-INTERFACE SHAFT WITH FITTED KEY, TOLERANCE N; WITH HOLDING BRAKE PROTECTION CLASS IP64; | 2117 | TEM | 1 | MC | 11.5 | 1
1FK70632AC711PB1 | SIMOTICS S SYNCHRONOUS MOTORS 1FK7-CT PN=1,9 KW; UZK=600V M0=11NM (100K); NN=2000RPM; NATURAL AIR COOLING, FRAME SIZE IMB 5 (IM V1, IM V3) FLANGE 1 POWER CONNECTOR ROTATABLE RESOLVER 2-POLE, WITH DRIVE CLIQ-INTERFACE SHAFT WITH FITTED KEY, TOLERANCE N; WITH HOLDING BRAKE PROTECTION CLASS IP65, | 2210 | TEM | 1 | MC | 11.5 | 1
1FK70632AC711PB2 | SIMOTICS S SYNCHRONOUS MOTORS 1FK7-CT PN=1,9 KW; UZK=600V M0=11NM (100K); NN=2000RPM; NATURAL AIR COOLING, FRAME SIZE IMB 5 (IM V1, IM V3) FLANGE 1 POWER CONNECTOR ROTATABLE RESOLVER 2-POLE, WITH DRIVE CLIQ-INTERFACE SHAFT WITH FITTED KEY, TOLERANCE N; WITH HOLDING BRAKE PROTECTION CLASS IP65, FLANGE ON DRIVE END IP67; | 2210 | TEM | 1 | MC | 11.5 | 1
1FK70632AC711PG0 | SIMOTICS S SYNCHRONOUS MOTORS 1FK7-CT PN=1,9 KW; UZK=600V M0=11NM (100K); NN=2000RPM; NATURAL AIR COOLING, FRAME SIZE IMB 5 (IM V1, IM V3) FLANGE 1 POWER CONNECTOR ROTATABLE RESOLVER 2-POLE, WITH DRIVE CLIQ-INTERFACE PLAIN SHAFT, TOLERANCE N; W/O HOLDING BRAKE PROTECTION CLASS IP64; | 1728 | TEM | 1 | MC | 11.201 | 1
1FK70632AC711PG1 | SIMOTICS S SYNCHRONOUS MOTORS 1FK7-CT PN=1,9 KW; UZK=600V M0=11NM (100K); NN=2000RPM; NATURAL AIR COOLING, FRAME SIZE IMB 5 (IM V1, IM V3) FLANGE 1 POWER CONNECTOR ROTATABLE RESOLVER 2-POLE, WITH DRIVE CLIQ-INTERFACE PLAIN SHAFT, TOLERANCE N; W/O HOLDING BRAKE PROTECTION CLASS IP65, | 1821 | TEM | 1 | MC | 11.201 | 1
1FK70632AC711PG2 | SIMOTICS S SYNCHRONOUS MOTORS 1FK7-CT PN=1,9 KW; UZK=600V M0=11NM (100K); NN=2000RPM; NATURAL AIR COOLING, FRAME SIZE IMB 5 (IM V1, IM V3) FLANGE 1 POWER CONNECTOR ROTATABLE RESOLVER 2-POLE, WITH DRIVE CLIQ-INTERFACE PLAIN SHAFT, TOLERANCE N; W/O HOLDING BRAKE PROTECTION CLASS IP65, FLANGE ON DRIVE END IP67; | 1821 | TEM | 1 | MC | 11.201 | 1
1FK70632AC711PH0 | SIMOTICS S SYNCHRONOUS MOTORS 1FK7-CT PN=1,9 KW; UZK=600V M0=11NM (100K); NN=2000RPM; NATURAL AIR COOLING, FRAME SIZE IMB 5 (IM V1, IM V3) FLANGE 1 POWER CONNECTOR ROTATABLE RESOLVER 2-POLE, WITH DRIVE CLIQ-INTERFACE PLAIN SHAFT, TOLERANCE N; WITH HOLDING BRAKE PROTECTION CLASS IP64; | 2033 | TEM | 1 | MC | 11.5 | 1
1FK70632AC711PH1 | SIMOTICS S SYNCHRONOUS MOTORS 1FK7-CT PN=1,9 KW; UZK=600V M0=11NM (100K); NN=2000RPM; NATURAL AIR COOLING, FRAME SIZE IMB 5 (IM V1, IM V3) FLANGE 1 POWER CONNECTOR ROTATABLE RESOLVER 2-POLE, WITH DRIVE CLIQ-INTERFACE PLAIN SHAFT, TOLERANCE N; WITH HOLDING BRAKE PROTECTION CLASS IP65, | 2126 | TEM | 1 | MC | 11.5 | 1
1FK70632AC711PH2 | SIMOTICS S SYNCHRONOUS MOTORS 1FK7-CT PN=1,9 KW; UZK=600V M0=11NM (100K); NN=2000RPM; NATURAL AIR COOLING, FRAME SIZE IMB 5 (IM V1, IM V3) FLANGE 1 POWER CONNECTOR ROTATABLE RESOLVER 2-POLE, WITH DRIVE CLIQ-INTERFACE PLAIN SHAFT, TOLERANCE N; WITH HOLDING BRAKE PROTECTION CLASS IP65, FLANGE ON DRIVE END IP67; | 2126 | TEM | 1 | MC | 11.5 | 1
1FK70632AC711QA0 | SIMOTICS S SYNCHRONOUS MOTORS 1FK7-CT PN=1,9 KW; UZK=600V M0=11NM (100K); NN=2000RPM; NATURAL AIR COOLING, FRAME SIZE IMB 5 (IM V1, IM V3) FLANGE 1 POWER CONNECTOR ROTATABLE ABSOLUTE ENCODER SINGLETURN 20 BIT WITH DRIVE-CLIQ INTERFACE (ENCODER AS20DQI) SHAFT WITH FITTED KEY, TOLERANCE N; W/O HOLDING BRAKE PROTECTION CLASS IP64; | 1917 | TEM | 1 | MC | 11.101 | 1
1FK70632AC711QA1 | SIMOTICS S SYNCHRONOUS MOTORS 1FK7-CT PN=1,9 KW; UZK=600V M0=11NM (100K); NN=2000RPM; NATURAL AIR COOLING, FRAME SIZE IMB 5 (IM V1, IM V3) FLANGE 1 POWER CONNECTOR ROTATABLE ABSOLUTE ENCODER SINGLETURN 20 BIT WITH DRIVE-CLIQ INTERFACE (ENCODER AS20DQI) SHAFT WITH FITTED KEY, TOLERANCE N; W/O HOLDING BRAKE PROTECTION CLASS IP65, | 2010 | TEM | 1 | MC | 11.101 | 1
1FK70632AC711QA2 | SIMOTICS S SYNCHRONOUS MOTORS 1FK7-CT PN=1,9 KW; UZK=600V M0=11NM (100K); NN=2000RPM; NATURAL AIR COOLING, FRAME SIZE IMB 5 (IM V1, IM V3) FLANGE 1 POWER CONNECTOR ROTATABLE ABSOLUTE ENCODER SINGLETURN 20 BIT WITH DRIVE-CLIQ INTERFACE (ENCODER AS20DQI) SHAFT WITH FITTED KEY, TOLERANCE N; W/O HOLDING BRAKE PROTECTION CLASS IP65, FLANGE ON DRIVE END IP67; | 2010 | TEM | 1 | MC | 11.101 | 1
1FK70632AC711QB0 | SIMOTICS S SYNCHRONOUS MOTORS 1FK7-CT PN=1,9 KW; UZK=600V M0=11NM (100K); NN=2000RPM; NATURAL AIR COOLING, FRAME SIZE IMB 5 (IM V1, IM V3) FLANGE 1 POWER CONNECTOR ROTATABLE ABSOLUTE ENCODER SINGLETURN 20 BIT WITH DRIVE-CLIQ INTERFACE (ENCODER AS20DQI) SHAFT WITH FITTED KEY, TOLERANCE N; WITH HOLDING BRAKE PROTECTION CLASS IP64; | 2220 | TEM | 1 | MC | 11.4 | 1
1FK70632AC711QB1 | SIMOTICS S SYNCHRONOUS MOTORS 1FK7-CT PN=1,9 KW; UZK=600V M0=11NM (100K); NN=2000RPM; NATURAL AIR COOLING, FRAME SIZE IMB 5 (IM V1, IM V3) FLANGE 1 POWER CONNECTOR ROTATABLE ABSOLUTE ENCODER SINGLETURN 20 BIT WITH DRIVE-CLIQ INTERFACE (ENCODER AS20DQI) SHAFT WITH FITTED KEY, TOLERANCE N; WITH HOLDING BRAKE PROTECTION CLASS IP65, | 2313 | TEM | 1 | MC | 11.4 | 1
1FK70632AC711QB2 | SIMOTICS S SYNCHRONOUS MOTORS 1FK7-CT PN=1,9 KW; UZK=600V M0=11NM (100K); NN=2000RPM; NATURAL AIR COOLING, FRAME SIZE IMB 5 (IM V1, IM V3) FLANGE 1 POWER CONNECTOR ROTATABLE ABSOLUTE ENCODER SINGLETURN 20 BIT WITH DRIVE-CLIQ INTERFACE (ENCODER AS20DQI) SHAFT WITH FITTED KEY, TOLERANCE N; WITH HOLDING BRAKE PROTECTION CLASS IP65, FLANGE ON DRIVE END IP67; | 2313 | TEM | 1 | MC | 11.4 | 1
1FK70632AC711QG0 | SIMOTICS S SYNCHRONOUS MOTORS 1FK7-CT PN=1,9 KW; UZK=600V M0=11NM (100K); NN=2000RPM; NATURAL AIR COOLING, FRAME SIZE IMB 5 (IM V1, IM V3) FLANGE 1 POWER CONNECTOR ROTATABLE ABSOLUTE ENCODER SINGLETURN 20 BIT WITH DRIVE-CLIQ INTERFACE (ENCODER AS20DQI) PLAIN SHAFT, TOLERANCE N; W/O HOLDING BRAKE PROTECTION CLASS IP64; | 1831 | TEM | 1 | MC | 11.101 | 1
1FK70632AC711QG1 | SIMOTICS S SYNCHRONOUS MOTORS 1FK7-CT PN=1,9 KW; UZK=600V M0=11NM (100K); NN=2000RPM; NATURAL AIR COOLING, FRAME SIZE IMB 5 (IM V1, IM V3) FLANGE 1 POWER CONNECTOR ROTATABLE ABSOLUTE ENCODER SINGLETURN 20 BIT WITH DRIVE-CLIQ INTERFACE (ENCODER AS20DQI) PLAIN SHAFT, TOLERANCE N; W/O HOLDING BRAKE PROTECTION CLASS IP65, | 1924 | TEM | 1 | MC | 11.101 | 1
1FK70632AC711QG2 | SIMOTICS S SYNCHRONOUS MOTORS 1FK7-CT PN=1,9 KW; UZK=600V M0=11NM (100K); NN=2000RPM; NATURAL AIR COOLING, FRAME SIZE IMB 5 (IM V1, IM V3) FLANGE 1 POWER CONNECTOR ROTATABLE ABSOLUTE ENCODER SINGLETURN 20 BIT WITH DRIVE-CLIQ INTERFACE (ENCODER AS20DQI) PLAIN SHAFT, TOLERANCE N; W/O HOLDING BRAKE PROTECTION CLASS IP65, FLANGE ON DRIVE END IP67; | 1924 | TEM | 1 | MC | 11.101 | 1
1FK70632AC711QH0 | SIMOTICS S SYNCHRONOUS MOTORS 1FK7-CT PN=1,9 KW; UZK=600V M0=11NM (100K); NN=2000RPM; NATURAL AIR COOLING, FRAME SIZE IMB 5 (IM V1, IM V3) FLANGE 1 POWER CONNECTOR ROTATABLE ABSOLUTE ENCODER SINGLETURN 20 BIT WITH DRIVE-CLIQ INTERFACE (ENCODER AS20DQI) PLAIN SHAFT, TOLERANCE N; WITH HOLDING BRAKE PROTECTION CLASS IP64; | 2136 | TEM | 1 | MC | 11.4 | 1
1FK70632AC711QH1 | SIMOTICS S SYNCHRONOUS MOTORS 1FK7-CT PN=1,9 KW; UZK=600V M0=11NM (100K); NN=2000RPM; NATURAL AIR COOLING, FRAME SIZE IMB 5 (IM V1, IM V3) FLANGE 1 POWER CONNECTOR ROTATABLE ABSOLUTE ENCODER SINGLETURN 20 BIT WITH DRIVE-CLIQ INTERFACE (ENCODER AS20DQI) PLAIN SHAFT, TOLERANCE N; WITH HOLDING BRAKE PROTECTION CLASS IP65, | 2229 | TEM | 1 | MC | 11.4 | 1
1FK70632AC711QH2 | SIMOTICS S SYNCHRONOUS MOTORS 1FK7-CT PN=1,9 KW; UZK=600V M0=11NM (100K); NN=2000RPM; NATURAL AIR COOLING, FRAME SIZE IMB 5 (IM V1, IM V3) FLANGE 1 POWER CONNECTOR ROTATABLE ABSOLUTE ENCODER SINGLETURN 20 BIT WITH DRIVE-CLIQ INTERFACE (ENCODER AS20DQI) PLAIN SHAFT, TOLERANCE N; WITH HOLDING BRAKE PROTECTION CLASS IP65, FLANGE ON DRIVE END IP67; | 2229 | TEM | 1 | MC | 11.4 | 1
1FK70632AC711RA0 | SIMOTICS S SYNCHRONOUS MOTORS 1FK7-CT PN=1,9 KW; UZK=600V M0=11NM (100K); NN=2000RPM; NATURAL AIR COOLING, FRAME SIZE IMB 5 (IM V1, IM V3) FLANGE 1 POWER CONNECTOR ROTATABLE ABSOLUTE ENCODER 20 BIT + 12 BIT MULTITURN WITH DRIVE-CLIQ INTERFACE (ENCODER AM20DQI) SHAFT WITH FITTED KEY, TOLERANCE N; W/O HOLDING BRAKE PROTECTION CLASS IP64; | 2291 | TEM | 1 | MC | 11.101 | 1
1FK70632AC711RA1 | SIMOTICS S SYNCHRONOUS MOTORS 1FK7-CT PN=1,9 KW; UZK=600V M0=11NM (100K); NN=2000RPM; NATURAL AIR COOLING, FRAME SIZE IMB 5 (IM V1, IM V3) FLANGE 1 POWER CONNECTOR ROTATABLE ABSOLUTE ENCODER 20 BIT + 12 BIT MULTITURN WITH DRIVE-CLIQ INTERFACE (ENCODER AM20DQI) SHAFT WITH FITTED KEY, TOLERANCE N; W/O HOLDING BRAKE PROTECTION CLASS IP65, | 2384 | TEM | 1 | MC | 11.101 | 1
1FK70632AC711RA2 | SIMOTICS S SYNCHRONOUS MOTORS 1FK7-CT PN=1,9 KW; UZK=600V M0=11NM (100K); NN=2000RPM; NATURAL AIR COOLING, FRAME SIZE IMB 5 (IM V1, IM V3) FLANGE 1 POWER CONNECTOR ROTATABLE ABSOLUTE ENCODER 20 BIT + 12 BIT MULTITURN WITH DRIVE-CLIQ INTERFACE (ENCODER AM20DQI) SHAFT WITH FITTED KEY, TOLERANCE N; W/O HOLDING BRAKE PROTECTION CLASS IP65, FLANGE ON DRIVE END IP67; | 2384 | TEM | 1 | MC | 11.101 | 1
1FK70632AC711RB0 | SIMOTICS S SYNCHRONOUS MOTORS 1FK7-CT PN=1,9 KW; UZK=600V M0=11NM (100K); NN=2000RPM; NATURAL AIR COOLING, FRAME SIZE IMB 5 (IM V1, IM V3) FLANGE 1 POWER CONNECTOR ROTATABLE ABSOLUTE ENCODER 20 BIT + 12 BIT MULTITURN WITH DRIVE-CLIQ INTERFACE (ENCODER AM20DQI) SHAFT WITH FITTED KEY, TOLERANCE N; WITH HOLDING BRAKE PROTECTION CLASS IP64; | 2594 | TEM | 1 | MC | 11.4 | 1
1FK70632AC711RB1 | SIMOTICS S SYNCHRONOUS MOTORS 1FK7-CT PN=1,9 KW; UZK=600V M0=11NM (100K); NN=2000RPM; NATURAL AIR COOLING, FRAME SIZE IMB 5 (IM V1, IM V3) FLANGE 1 POWER CONNECTOR ROTATABLE ABSOLUTE ENCODER 20 BIT + 12 BIT MULTITURN WITH DRIVE-CLIQ INTERFACE (ENCODER AM20DQI) SHAFT WITH FITTED KEY, TOLERANCE N; WITH HOLDING BRAKE PROTECTION CLASS IP65, | 2687 | TEM | 1 | MC | 11.4 | 1
1FK70632AC711RB2 | SIMOTICS S SYNCHRONOUS MOTORS 1FK7-CT PN=1,9 KW; UZK=600V M0=11NM (100K); NN=2000RPM; NATURAL AIR COOLING, FRAME SIZE IMB 5 (IM V1, IM V3) FLANGE 1 POWER CONNECTOR ROTATABLE ABSOLUTE ENCODER 20 BIT + 12 BIT MULTITURN WITH DRIVE-CLIQ INTERFACE (ENCODER AM20DQI) SHAFT WITH FITTED KEY, TOLERANCE N; WITH HOLDING BRAKE PROTECTION CLASS IP65, FLANGE ON DRIVE END IP67; | 2687 | TEM | 1 | MC | 11.4 | 1
1FK70632AC711RG0 | SIMOTICS S SYNCHRONOUS MOTORS 1FK7-CT PN=1,9 KW; UZK=600V M0=11NM (100K); NN=2000RPM; NATURAL AIR COOLING, FRAME SIZE IMB 5 (IM V1, IM V3) FLANGE 1 POWER CONNECTOR ROTATABLE ABSOLUTE ENCODER 20 BIT + 12 BIT MULTITURN WITH DRIVE-CLIQ INTERFACE (ENCODER AM20DQI) PLAIN SHAFT, TOLERANCE N; W/O HOLDING BRAKE PROTECTION CLASS IP64; | 2205 | TEM | 1 | MC | 11.101 | 1
1FK70632AC711RG1 | SIMOTICS S SYNCHRONOUS MOTORS 1FK7-CT PN=1,9 KW; UZK=600V M0=11NM (100K); NN=2000RPM; NATURAL AIR COOLING, FRAME SIZE IMB 5 (IM V1, IM V3) FLANGE 1 POWER CONNECTOR ROTATABLE ABSOLUTE ENCODER 20 BIT + 12 BIT MULTITURN WITH DRIVE-CLIQ INTERFACE (ENCODER AM20DQI) PLAIN SHAFT, TOLERANCE N; W/O HOLDING BRAKE PROTECTION CLASS IP65, | 2298 | TEM | 1 | MC | 11.101 | 1
1FK70632AC711RG2 | SIMOTICS S SYNCHRONOUS MOTORS 1FK7-CT PN=1,9 KW; UZK=600V M0=11NM (100K); NN=2000RPM; NATURAL AIR COOLING, FRAME SIZE IMB 5 (IM V1, IM V3) FLANGE 1 POWER CONNECTOR ROTATABLE ABSOLUTE ENCODER 20 BIT + 12 BIT MULTITURN WITH DRIVE-CLIQ INTERFACE (ENCODER AM20DQI) PLAIN SHAFT, TOLERANCE N; W/O HOLDING BRAKE PROTECTION CLASS IP65, FLANGE ON DRIVE END IP67; | 2298 | TEM | 1 | MC | 11.101 | 1
1FK70632AC711RH0 | SIMOTICS S SYNCHRONOUS MOTORS 1FK7-CT PN=1,9 KW; UZK=600V M0=11NM (100K); NN=2000RPM; NATURAL AIR COOLING, FRAME SIZE IMB 5 (IM V1, IM V3) FLANGE 1 POWER CONNECTOR ROTATABLE ABSOLUTE ENCODER 20 BIT + 12 BIT MULTITURN WITH DRIVE-CLIQ INTERFACE (ENCODER AM20DQI) PLAIN SHAFT, TOLERANCE N; WITH HOLDING BRAKE PROTECTION CLASS IP64; | 2510 | TEM | 1 | MC | 11.4 | 1
1FK70632AC711RH1 | SIMOTICS S SYNCHRONOUS MOTORS 1FK7-CT PN=1,9 KW; UZK=600V M0=11NM (100K); NN=2000RPM; NATURAL AIR COOLING, FRAME SIZE IMB 5 (IM V1, IM V3) FLANGE 1 POWER CONNECTOR ROTATABLE ABSOLUTE ENCODER 20 BIT + 12 BIT MULTITURN WITH DRIVE-CLIQ INTERFACE (ENCODER AM20DQI) PLAIN SHAFT, TOLERANCE N; WITH HOLDING BRAKE PROTECTION CLASS IP65, | 2603 | TEM | 1 | MC | 11.4 | 1
1FK70632AC711RH2 | SIMOTICS S SYNCHRONOUS MOTORS 1FK7-CT PN=1,9 KW; UZK=600V M0=11NM (100K); NN=2000RPM; NATURAL AIR COOLING, FRAME SIZE IMB 5 (IM V1, IM V3) FLANGE 1 POWER CONNECTOR ROTATABLE ABSOLUTE ENCODER 20 BIT + 12 BIT MULTITURN WITH DRIVE-CLIQ INTERFACE (ENCODER AM20DQI) PLAIN SHAFT, TOLERANCE N; WITH HOLDING BRAKE PROTECTION CLASS IP65, FLANGE ON DRIVE END IP67; | 2603 | TEM | 1 | MC | 11.4 | 1
1FK70632AC711SA0 | SIMOTICS S SYNCHRONOUS MOTORS 1FK7-CT PN=1,9 KW; UZK=600V M0=11NM (100K); NN=2000RPM; NATURAL AIR COOLING, FRAME SIZE IMB 5 (IM V1, IM V3) FLANGE 1, WITH KTY TEMPERATURESENSOR POWER CONNECTOR ROTATABLE RESOLVER MULTI-POLE (RESOLVER P=4); SHAFT WITH FITTED KEY, TOLERANCE N; W/O HOLDING BRAKE PROTECTION CLASS IP64; | 1573 | TEM | 1 | MC | 11.102 | 1
1FK70632AC711SA1 | SIMOTICS S SYNCHRONOUS MOTORS 1FK7-CT PN=1,9 KW; UZK=600V M0=11NM (100K); NN=2000RPM; NATURAL AIR COOLING, FRAME SIZE IMB 5 (IM V1, IM V3) FLANGE 1, WITH KTY TEMPERATURESENSOR POWER CONNECTOR ROTATABLE RESOLVER MULTI-POLE (RESOLVER P=4); SHAFT WITH FITTED KEY, TOLERANCE N; W/O HOLDING BRAKE PROTECTION CLASS IP65, | 1666 | TEM | 1 | MC | 11.102 | 1
1FK70632AC711SA2 | SIMOTICS S SYNCHRONOUS MOTORS 1FK7-CT PN=1,9 KW; UZK=600V M0=11NM (100K); NN=2000RPM; NATURAL AIR COOLING, FRAME SIZE IMB 5 (IM V1, IM V3) FLANGE 1, WITH KTY TEMPERATURESENSOR POWER CONNECTOR ROTATABLE RESOLVER MULTI-POLE (RESOLVER P=4); SHAFT WITH FITTED KEY, TOLERANCE N; W/O HOLDING BRAKE PROTECTION CLASS IP65, FLANGE ON DRIVE END IP67; | 1666 | TEM | 1 | MC | 11.102 | 1
1FK70632AC711SB0 | SIMOTICS S SYNCHRONOUS MOTORS 1FK7-CT PN=1,9 KW; UZK=600V M0=11NM (100K); NN=2000RPM; NATURAL AIR COOLING, FRAME SIZE IMB 5 (IM V1, IM V3) FLANGE 1, WITH KTY TEMPERATURESENSOR POWER CONNECTOR ROTATABLE RESOLVER MULTI-POLE (RESOLVER P=4); SHAFT WITH FITTED KEY, TOLERANCE N; WITH HOLDING BRAKE PROTECTION CLASS IP64; | 1876 | TEM | 1 | MC | 11.401 | 1
1FK70632AC711SB1 | SIMOTICS S SYNCHRONOUS MOTORS 1FK7-CT PN=1,9 KW; UZK=600V M0=11NM (100K); NN=2000RPM; NATURAL AIR COOLING, FRAME SIZE IMB 5 (IM V1, IM V3) FLANGE 1, WITH KTY TEMPERATURESENSOR POWER CONNECTOR ROTATABLE RESOLVER MULTI-POLE (RESOLVER P=4); SHAFT WITH FITTED KEY, TOLERANCE N; WITH HOLDING BRAKE PROTECTION CLASS IP65, | 1969 | TEM | 1 | MC | 11.401 | 1
1FK70632AC711SB2 | SIMOTICS S SYNCHRONOUS MOTORS 1FK7-CT PN=1,9 KW; UZK=600V M0=11NM (100K); NN=2000RPM; NATURAL AIR COOLING, FRAME SIZE IMB 5 (IM V1, IM V3) FLANGE 1, WITH KTY TEMPERATURESENSOR POWER CONNECTOR ROTATABLE RESOLVER MULTI-POLE (RESOLVER P=4); SHAFT WITH FITTED KEY, TOLERANCE N; WITH HOLDING BRAKE PROTECTION CLASS IP65, FLANGE ON DRIVE END IP67; | 1969 | TEM | 1 | MC | 11.401 | 1
1FK70632AC711SG0 | SIMOTICS S SYNCHRONOUS MOTORS 1FK7-CT PN=1,9 KW; UZK=600V M0=11NM (100K); NN=2000RPM; NATURAL AIR COOLING, FRAME SIZE IMB 5 (IM V1, IM V3) FLANGE 1, WITH KTY TEMPERATURESENSOR POWER CONNECTOR ROTATABLE RESOLVER MULTI-POLE (RESOLVER P=4); PLAIN SHAFT, TOLERANCE N; W/O HOLDING BRAKE PROTECTION CLASS IP64; | 1486 | TEM | 1 | MC | 11.102 | 1
1FK70632AC711SG1 | SIMOTICS S SYNCHRONOUS MOTORS 1FK7-CT PN=1,9 KW; UZK=600V M0=11NM (100K); NN=2000RPM; NATURAL AIR COOLING, FRAME SIZE IMB 5 (IM V1, IM V3) FLANGE 1, WITH KTY TEMPERATURESENSOR POWER CONNECTOR ROTATABLE RESOLVER MULTI-POLE (RESOLVER P=4); PLAIN SHAFT, TOLERANCE N; W/O HOLDING BRAKE PROTECTION CLASS IP65, | 1580 | TEM | 1 | MC | 11.102 | 1
1FK70632AC711SG2 | SIMOTICS S SYNCHRONOUS MOTORS 1FK7-CT PN=1,9 KW; UZK=600V M0=11NM (100K); NN=2000RPM; NATURAL AIR COOLING, FRAME SIZE IMB 5 (IM V1, IM V3) FLANGE 1, WITH KTY TEMPERATURESENSOR POWER CONNECTOR ROTATABLE RESOLVER MULTI-POLE (RESOLVER P=4); PLAIN SHAFT, TOLERANCE N; W/O HOLDING BRAKE PROTECTION CLASS IP65, FLANGE ON DRIVE END IP67; | 1580 | TEM | 1 | MC | 11.102 | 1
1FK70632AC711SH0 | SIMOTICS S SYNCHRONOUS MOTORS 1FK7-CT PN=1,9 KW; UZK=600V M0=11NM (100K); NN=2000RPM; NATURAL AIR COOLING, FRAME SIZE IMB 5 (IM V1, IM V3) FLANGE 1, WITH KTY TEMPERATURESENSOR POWER CONNECTOR ROTATABLE RESOLVER MULTI-POLE (RESOLVER P=4); PLAIN SHAFT, TOLERANCE N; WITH HOLDING BRAKE PROTECTION CLASS IP64; | 1792 | TEM | 1 | MC | 11.401 | 1
1FK70632AC711SH1 | SIMOTICS S SYNCHRONOUS MOTORS 1FK7-CT PN=1,9 KW; UZK=600V M0=11NM (100K); NN=2000RPM; NATURAL AIR COOLING, FRAME SIZE IMB 5 (IM V1, IM V3) FLANGE 1, WITH KTY TEMPERATURESENSOR POWER CONNECTOR ROTATABLE RESOLVER MULTI-POLE (RESOLVER P=4); PLAIN SHAFT, TOLERANCE N; WITH HOLDING BRAKE PROTECTION CLASS IP65, | 1885 | TEM | 1 | MC | 11.401 | 1
1FK70632AC711SH2 | SIMOTICS S SYNCHRONOUS MOTORS 1FK7-CT PN=1,9 KW; UZK=600V M0=11NM (100K); NN=2000RPM; NATURAL AIR COOLING, FRAME SIZE IMB 5 (IM V1, IM V3) FLANGE 1, WITH KTY TEMPERATURESENSOR POWER CONNECTOR ROTATABLE RESOLVER MULTI-POLE (RESOLVER P=4); PLAIN SHAFT, TOLERANCE N; WITH HOLDING BRAKE PROTECTION CLASS IP65, FLANGE ON DRIVE END IP67; | 1885 | TEM | 1 | MC | 11.401 | 1
1FK70632AC711TA0 | SIMOTICS S SYNCHRONOUS MOTORS 1FK7-CT PN=1,9 KW; UZK=600V M0=11NM (100K); NN=2000RPM; NATURAL AIR COOLING, FRAME SIZE IMB 5 (IM V1, IM V3) FLANGE 1, WITH KTY TEMPERATURESENSOR POWER CONNECTOR ROTATABLE RESOLVER 2-POLE (RESOLVER P=1); SHAFT WITH FITTED KEY, TOLERANCE N; W/O HOLDING BRAKE PROTECTION CLASS IP64; | 1573 | TEM | 1 | MC | 11.102 | 1
1FK70632AC711TA1 | SIMOTICS S SYNCHRONOUS MOTORS 1FK7-CT PN=1,9 KW; UZK=600V M0=11NM (100K); NN=2000RPM; NATURAL AIR COOLING, FRAME SIZE IMB 5 (IM V1, IM V3) FLANGE 1, WITH KTY TEMPERATURESENSOR POWER CONNECTOR ROTATABLE RESOLVER 2-POLE (RESOLVER P=1); SHAFT WITH FITTED KEY, TOLERANCE N; W/O HOLDING BRAKE PROTECTION CLASS IP65, | 1666 | TEM | 1 | MC | 11.102 | 1
1FK70632AC711TA2 | SIMOTICS S SYNCHRONOUS MOTORS 1FK7-CT PN=1,9 KW; UZK=600V M0=11NM (100K); NN=2000RPM; NATURAL AIR COOLING, FRAME SIZE IMB 5 (IM V1, IM V3) FLANGE 1, WITH KTY TEMPERATURESENSOR POWER CONNECTOR ROTATABLE RESOLVER 2-POLE (RESOLVER P=1); SHAFT WITH FITTED KEY, TOLERANCE N; W/O HOLDING BRAKE PROTECTION CLASS IP65, FLANGE ON DRIVE END IP67; | 1666 | TEM | 1 | MC | 11.102 | 1
1FK70632AC711TB0 | SIMOTICS S SYNCHRONOUS MOTORS 1FK7-CT PN=1,9 KW; UZK=600V M0=11NM (100K); NN=2000RPM; NATURAL AIR COOLING, FRAME SIZE IMB 5 (IM V1, IM V3) FLANGE 1, WITH KTY TEMPERATURESENSOR POWER CONNECTOR ROTATABLE RESOLVER 2-POLE (RESOLVER P=1); SHAFT WITH FITTED KEY, TOLERANCE N; WITH HOLDING BRAKE PROTECTION CLASS IP64; | 1876 | TEM | 1 | MC | 11.401 | 1
1FK70632AC711TB1 | SIMOTICS S SYNCHRONOUS MOTORS 1FK7-CT PN=1,9 KW; UZK=600V M0=11NM (100K); NN=2000RPM; NATURAL AIR COOLING, FRAME SIZE IMB 5 (IM V1, IM V3) FLANGE 1, WITH KTY TEMPERATURESENSOR POWER CONNECTOR ROTATABLE RESOLVER 2-POLE (RESOLVER P=1); SHAFT WITH FITTED KEY, TOLERANCE N; WITH HOLDING BRAKE PROTECTION CLASS IP65, | 1969 | TEM | 1 | MC | 11.401 | 1
1FK70632AC711TB2 | SIMOTICS S SYNCHRONOUS MOTORS 1FK7-CT PN=1,9 KW; UZK=600V M0=11NM (100K); NN=2000RPM; NATURAL AIR COOLING, FRAME SIZE IMB 5 (IM V1, IM V3) FLANGE 1, WITH KTY TEMPERATURESENSOR POWER CONNECTOR ROTATABLE RESOLVER 2-POLE (RESOLVER P=1); SHAFT WITH FITTED KEY, TOLERANCE N; WITH HOLDING BRAKE PROTECTION CLASS IP65, FLANGE ON DRIVE END IP67; | 1969 | TEM | 1 | MC | 11.401 | 1
1FK70632AC711TG0 | SIMOTICS S SYNCHRONOUS MOTORS 1FK7-CT PN=1,9 KW; UZK=600V M0=11NM (100K); NN=2000RPM; NATURAL AIR COOLING, FRAME SIZE IMB 5 (IM V1, IM V3) FLANGE 1, WITH KTY TEMPERATURESENSOR POWER CONNECTOR ROTATABLE RESOLVER 2-POLE (RESOLVER P=1); PLAIN SHAFT, TOLERANCE N; W/O HOLDING BRAKE PROTECTION CLASS IP64; | 1486 | TEM | 1 | MC | 11.102 | 1
1FK70632AC711TG1 | SIMOTICS S SYNCHRONOUS MOTORS 1FK7-CT PN=1,9 KW; UZK=600V M0=11NM (100K); NN=2000RPM; NATURAL AIR COOLING, FRAME SIZE IMB 5 (IM V1, IM V3) FLANGE 1, WITH KTY TEMPERATURESENSOR POWER CONNECTOR ROTATABLE RESOLVER 2-POLE (RESOLVER P=1); PLAIN SHAFT, TOLERANCE N; W/O HOLDING BRAKE PROTECTION CLASS IP65, | 1580 | TEM | 1 | MC | 11.102 | 1
1FK70632AC711TG2 | SIMOTICS S SYNCHRONOUS MOTORS 1FK7-CT PN=1,9 KW; UZK=600V M0=11NM (100K); NN=2000RPM; NATURAL AIR COOLING, FRAME SIZE IMB 5 (IM V1, IM V3) FLANGE 1, WITH KTY TEMPERATURESENSOR POWER CONNECTOR ROTATABLE RESOLVER 2-POLE (RESOLVER P=1); PLAIN SHAFT, TOLERANCE N; W/O HOLDING BRAKE PROTECTION CLASS IP65, FLANGE ON DRIVE END IP67; | 1580 | TEM | 1 | MC | 11.102 | 1
1FK70632AC711TH0 | SIMOTICS S SYNCHRONOUS MOTORS 1FK7-CT PN=1,9 KW; UZK=600V M0=11NM (100K); NN=2000RPM; NATURAL AIR COOLING, FRAME SIZE IMB 5 (IM V1, IM V3) FLANGE 1, WITH KTY TEMPERATURESENSOR POWER CONNECTOR ROTATABLE RESOLVER 2-POLE (RESOLVER P=1); PLAIN SHAFT, TOLERANCE N; WITH HOLDING BRAKE PROTECTION CLASS IP64; | 1792 | TEM | 1 | MC | 11.401 | 1
1FK70632AC711TH1 | SIMOTICS S SYNCHRONOUS MOTORS 1FK7-CT PN=1,9 KW; UZK=600V M0=11NM (100K); NN=2000RPM; NATURAL AIR COOLING, FRAME SIZE IMB 5 (IM V1, IM V3) FLANGE 1, WITH KTY TEMPERATURESENSOR POWER CONNECTOR ROTATABLE RESOLVER 2-POLE (RESOLVER P=1); PLAIN SHAFT, TOLERANCE N; WITH HOLDING BRAKE PROTECTION CLASS IP65, | 1885 | TEM | 1 | MC | 11.401 | 1
1FK70632AC711TH2 | SIMOTICS S SYNCHRONOUS MOTORS 1FK7-CT PN=1,9 KW; UZK=600V M0=11NM (100K); NN=2000RPM; NATURAL AIR COOLING, FRAME SIZE IMB 5 (IM V1, IM V3) FLANGE 1, WITH KTY TEMPERATURESENSOR POWER CONNECTOR ROTATABLE RESOLVER 2-POLE (RESOLVER P=1); PLAIN SHAFT, TOLERANCE N; WITH HOLDING BRAKE PROTECTION CLASS IP65, FLANGE ON DRIVE END IP67; | 1885 | TEM | 1 | MC | 11.401 | 1
1FK70632AC711UA0 | SIMOTICS S SYNCHRONOUS MOTORS 1FK7-CT PN=1,9 KW; UZK=600V M0=11NM (100K); NN=2000RPM; NATURAL AIR COOLING, FRAME SIZE IMB 5 (IM V1, IM V3) FLANGE 1 POWER CONNECTOR ROTATABLE RESOLVER MULTI-POLE WITH DRIVE-CLIQ INTERFACE; SHAFT WITH FITTED KEY, TOLERANCE N; W/O HOLDING BRAKE PROTECTION CLASS IP64; | 1814 | TEM | 1 | MC | 11.102 | 1
1FK70632AC711UA1 | SIMOTICS S SYNCHRONOUS MOTORS 1FK7-CT PN=1,9 KW; UZK=600V M0=11NM (100K); NN=2000RPM; NATURAL AIR COOLING, FRAME SIZE IMB 5 (IM V1, IM V3) FLANGE 1 POWER CONNECTOR ROTATABLE RESOLVER MULTI-POLE WITH DRIVE-CLIQ INTERFACE; SHAFT WITH FITTED KEY, TOLERANCE N; W/O HOLDING BRAKE PROTECTION CLASS IP65, | 1907 | TEM | 1 | MC | 11.102 | 1
1FK70632AC711UA2 | SIMOTICS S SYNCHRONOUS MOTORS 1FK7-CT PN=1,9 KW; UZK=600V M0=11NM (100K); NN=2000RPM; NATURAL AIR COOLING, FRAME SIZE IMB 5 (IM V1, IM V3) FLANGE 1 POWER CONNECTOR ROTATABLE RESOLVER MULTI-POLE WITH DRIVE-CLIQ INTERFACE; SHAFT WITH FITTED KEY, TOLERANCE N; W/O HOLDING BRAKE PROTECTION CLASS IP65, FLANGE ON DRIVE END IP67; | 1907 | TEM | 1 | MC | 11.102 | 1
1FK70632AC711UB0 | SIMOTICS S SYNCHRONOUS MOTORS 1FK7-CT PN=1,9 KW; UZK=600V M0=11NM (100K); NN=2000RPM; NATURAL AIR COOLING, FRAME SIZE IMB 5 (IM V1, IM V3) FLANGE 1 POWER CONNECTOR ROTATABLE RESOLVER MULTI-POLE WITH DRIVE-CLIQ INTERFACE; SHAFT WITH FITTED KEY, TOLERANCE N; WITH HOLDING BRAKE PROTECTION CLASS IP64; | 2117 | TEM | 1 | MC | 11.401 | 1
1FK70632AC711UB1 | SIMOTICS S SYNCHRONOUS MOTORS 1FK7-CT PN=1,9 KW; UZK=600V M0=11NM (100K); NN=2000RPM; NATURAL AIR COOLING, FRAME SIZE IMB 5 (IM V1, IM V3) FLANGE 1 POWER CONNECTOR ROTATABLE RESOLVER MULTI-POLE WITH DRIVE-CLIQ INTERFACE; SHAFT WITH FITTED KEY, TOLERANCE N; WITH HOLDING BRAKE PROTECTION CLASS IP65, | 2210 | TEM | 1 | MC | 11.401 | 1
1FK70632AC711UB2 | SIMOTICS S SYNCHRONOUS MOTORS 1FK7-CT PN=1,9 KW; UZK=600V M0=11NM (100K); NN=2000RPM; NATURAL AIR COOLING, FRAME SIZE IMB 5 (IM V1, IM V3) FLANGE 1 POWER CONNECTOR ROTATABLE RESOLVER MULTI-POLE WITH DRIVE-CLIQ INTERFACE; SHAFT WITH FITTED KEY, TOLERANCE N; WITH HOLDING BRAKE PROTECTION CLASS IP65, FLANGE ON DRIVE END IP67; | 2210 | TEM | 1 | MC | 11.401 | 1
1FK70632AC711UG0 | SIMOTICS S SYNCHRONOUS MOTORS 1FK7-CT PN=1,9 KW; UZK=600V M0=11NM (100K); NN=2000RPM; NATURAL AIR COOLING, FRAME SIZE IMB 5 (IM V1, IM V3) FLANGE 1 POWER CONNECTOR ROTATABLE RESOLVER MULTI-POLE WITH DRIVE-CLIQ INTERFACE; PLAIN SHAFT, TOLERANCE N; W/O HOLDING BRAKE PROTECTION CLASS IP64; | 1728 | TEM | 1 | MC | 11.102 | 1
1FK70632AC711UG1 | SIMOTICS S SYNCHRONOUS MOTORS 1FK7-CT PN=1,9 KW; UZK=600V M0=11NM (100K); NN=2000RPM; NATURAL AIR COOLING, FRAME SIZE IMB 5 (IM V1, IM V3) FLANGE 1 POWER CONNECTOR ROTATABLE RESOLVER MULTI-POLE WITH DRIVE-CLIQ INTERFACE; PLAIN SHAFT, TOLERANCE N; W/O HOLDING BRAKE PROTECTION CLASS IP65, | 1821 | TEM | 1 | MC | 11.102 | 1
1FK70632AC711UG2 | SIMOTICS S SYNCHRONOUS MOTORS 1FK7-CT PN=1,9 KW; UZK=600V M0=11NM (100K); NN=2000RPM; NATURAL AIR COOLING, FRAME SIZE IMB 5 (IM V1, IM V3) FLANGE 1 POWER CONNECTOR ROTATABLE RESOLVER MULTI-POLE WITH DRIVE-CLIQ INTERFACE; PLAIN SHAFT, TOLERANCE N; W/O HOLDING BRAKE PROTECTION CLASS IP65, FLANGE ON DRIVE END IP67; | 1821 | TEM | 1 | MC | 11.102 | 1
1FK70632AC711UH0 | SIMOTICS S SYNCHRONOUS MOTORS 1FK7-CT PN=1,9 KW; UZK=600V M0=11NM (100K); NN=2000RPM; NATURAL AIR COOLING, FRAME SIZE IMB 5 (IM V1, IM V3) FLANGE 1 POWER CONNECTOR ROTATABLE RESOLVER MULTI-POLE WITH DRIVE-CLIQ INTERFACE; PLAIN SHAFT, TOLERANCE N; WITH HOLDING BRAKE PROTECTION CLASS IP64; | 2033 | TEM | 1 | MC | 11.401 | 1
1FK70632AC711UH1 | SIMOTICS S SYNCHRONOUS MOTORS 1FK7-CT PN=1,9 KW; UZK=600V M0=11NM (100K); NN=2000RPM; NATURAL AIR COOLING, FRAME SIZE IMB 5 (IM V1, IM V3) FLANGE 1 POWER CONNECTOR ROTATABLE RESOLVER MULTI-POLE WITH DRIVE-CLIQ INTERFACE; PLAIN SHAFT, TOLERANCE N; WITH HOLDING BRAKE PROTECTION CLASS IP65, | 2126 | TEM | 1 | MC | 11.401 | 1
1FK70632AC711UH2 | SIMOTICS S SYNCHRONOUS MOTORS 1FK7-CT PN=1,9 KW; UZK=600V M0=11NM (100K); NN=2000RPM; NATURAL AIR COOLING, FRAME SIZE IMB 5 (IM V1, IM V3) FLANGE 1 POWER CONNECTOR ROTATABLE RESOLVER MULTI-POLE WITH DRIVE-CLIQ INTERFACE; PLAIN SHAFT, TOLERANCE N; WITH HOLDING BRAKE PROTECTION CLASS IP65, FLANGE ON DRIVE END IP67; | 2126 | TEM | 1 | MC | 11.401 | 1
1FK70632AF711AA0 | SIMOTICS S SYNCHRONOUS MOTORS 1FK7-CT PN=2,3 KW; UZK=600V M0=11NM (100K); NN=3000RPM; NATURAL AIR COOLING, FRAME SIZE IMB 5 (IM V1, IM V3) FLANGE 1, WITH KTY TEMPERATURESENSOR POWER CONNECTOR ROTATABLE INCREMENTAL ENCODER SIN/COS 1VPP;2048 S/R W. C-AND D-SPUR (ENCODER IC2048S/R) SHAFT WITH FITTED KEY, TOLERANCE N; W/O HOLDING BRAKE PROTECTION CLASS IP64; | 2159 | TEM | 1 | MC | 11.101 | 1
1FK70632AF711AA1 | SIMOTICS S SYNCHRONOUS MOTORS 1FK7-CT PN=2,3 KW; UZK=600V M0=11NM (100K); NN=3000RPM; NATURAL AIR COOLING, FRAME SIZE IMB 5 (IM V1, IM V3) FLANGE 1, WITH KTY TEMPERATURESENSOR POWER CONNECTOR ROTATABLE INCREMENTAL ENCODER SIN/COS 1VPP;2048 S/R W. C-AND D-SPUR (ENCODER IC2048S/R) SHAFT WITH FITTED KEY, TOLERANCE N; W/O HOLDING BRAKE PROTECTION CLASS IP65, | 2252 | TEM | 1 | MC | 11.101 | 1
1FK70632AF711AA2 | SIMOTICS S SYNCHRONOUS MOTORS 1FK7-CT PN=2,3 KW; UZK=600V M0=11NM (100K); NN=3000RPM; NATURAL AIR COOLING, FRAME SIZE IMB 5 (IM V1, IM V3) FLANGE 1, WITH KTY TEMPERATURESENSOR POWER CONNECTOR ROTATABLE INCREMENTAL ENCODER SIN/COS 1VPP;2048 S/R W. C-AND D-SPUR (ENCODER IC2048S/R) SHAFT WITH FITTED KEY, TOLERANCE N; W/O HOLDING BRAKE PROTECTION CLASS IP65, FLANGE ON DRIVE END IP67; | 2252 | TEM | 1 | MC | 11.101 | 1
1FK70632AF711AB0 | SIMOTICS S SYNCHRONOUS MOTORS 1FK7-CT PN=2,3 KW; UZK=600V M0=11NM (100K); NN=3000RPM; NATURAL AIR COOLING, FRAME SIZE IMB 5 (IM V1, IM V3) FLANGE 1, WITH KTY TEMPERATURESENSOR POWER CONNECTOR ROTATABLE INCREMENTAL ENCODER SIN/COS 1VPP;2048 S/R W. C-AND D-SPUR (ENCODER IC2048S/R) SHAFT WITH FITTED KEY, TOLERANCE N; WITH HOLDING BRAKE PROTECTION CLASS IP64; | 2462 | TEM | 1 | MC | 11.4 | 1
1FK70632AF711AB1 | SIMOTICS S SYNCHRONOUS MOTORS 1FK7-CT PN=2,3 KW; UZK=600V M0=11NM (100K); NN=3000RPM; NATURAL AIR COOLING, FRAME SIZE IMB 5 (IM V1, IM V3) FLANGE 1, WITH KTY TEMPERATURESENSOR POWER CONNECTOR ROTATABLE INCREMENTAL ENCODER SIN/COS 1VPP;2048 S/R W. C-AND D-SPUR (ENCODER IC2048S/R) SHAFT WITH FITTED KEY, TOLERANCE N; WITH HOLDING BRAKE PROTECTION CLASS IP65, | 2555 | TEM | 1 | MC | 11.4 | 1
1FK70632AF711AB2 | SIMOTICS S SYNCHRONOUS MOTORS 1FK7-CT PN=2,3 KW; UZK=600V M0=11NM (100K); NN=3000RPM; NATURAL AIR COOLING, FRAME SIZE IMB 5 (IM V1, IM V3) FLANGE 1, WITH KTY TEMPERATURESENSOR POWER CONNECTOR ROTATABLE INCREMENTAL ENCODER SIN/COS 1VPP;2048 S/R W. C-AND D-SPUR (ENCODER IC2048S/R) SHAFT WITH FITTED KEY, TOLERANCE N; WITH HOLDING BRAKE PROTECTION CLASS IP65, FLANGE ON DRIVE END IP67; | 2555 | TEM | 1 | MC | 11.4 | 1
1FK70632AF711AG0 | SIMOTICS S SYNCHRONOUS MOTORS 1FK7-CT PN=2,3 KW; UZK=600V M0=11NM (100K); NN=3000RPM; NATURAL AIR COOLING, FRAME SIZE IMB 5 (IM V1, IM V3) FLANGE 1, WITH KTY TEMPERATURESENSOR POWER CONNECTOR ROTATABLE INCREMENTAL ENCODER SIN/COS 1VPP;2048 S/R W. C-AND D-SPUR (ENCODER IC2048S/R) PLAIN SHAFT, TOLERANCE N; W/O HOLDING BRAKE PROTECTION CLASS IP64; | 2072 | TEM | 1 | MC | 11.101 | 1
1FK70632AF711AG1 | SIMOTICS S SYNCHRONOUS MOTORS 1FK7-CT PN=2,3 KW; UZK=600V M0=11NM (100K); NN=3000RPM; NATURAL AIR COOLING, FRAME SIZE IMB 5 (IM V1, IM V3) FLANGE 1, WITH KTY TEMPERATURESENSOR POWER CONNECTOR ROTATABLE INCREMENTAL ENCODER SIN/COS 1VPP;2048 S/R W. C-AND D-SPUR (ENCODER IC2048S/R) PLAIN SHAFT, TOLERANCE N; W/O HOLDING BRAKE PROTECTION CLASS IP65, | 2166 | TEM | 1 | MC | 11.101 | 1
1FK70632AF711AG2 | SIMOTICS S SYNCHRONOUS MOTORS 1FK7-CT PN=2,3 KW; UZK=600V M0=11NM (100K); NN=3000RPM; NATURAL AIR COOLING, FRAME SIZE IMB 5 (IM V1, IM V3) FLANGE 1, WITH KTY TEMPERATURESENSOR POWER CONNECTOR ROTATABLE INCREMENTAL ENCODER SIN/COS 1VPP;2048 S/R W. C-AND D-SPUR (ENCODER IC2048S/R) PLAIN SHAFT, TOLERANCE N; W/O HOLDING BRAKE PROTECTION CLASS IP65, FLANGE ON DRIVE END IP67; | 2166 | TEM | 1 | MC | 11.101 | 1
1FK70632AF711AH0 | SIMOTICS S SYNCHRONOUS MOTORS 1FK7-CT PN=2,3 KW; UZK=600V M0=11NM (100K); NN=3000RPM; NATURAL AIR COOLING, FRAME SIZE IMB 5 (IM V1, IM V3) FLANGE 1, WITH KTY TEMPERATURESENSOR POWER CONNECTOR ROTATABLE INCREMENTAL ENCODER SIN/COS 1VPP;2048 S/R W. C-AND D-SPUR (ENCODER IC2048S/R) PLAIN SHAFT, TOLERANCE N; WITH HOLDING BRAKE PROTECTION CLASS IP64; | 2378 | TEM | 1 | MC | 11.4 | 1
1FK70632AF711AH1 | SIMOTICS S SYNCHRONOUS MOTORS 1FK7-CT PN=2,3 KW; UZK=600V M0=11NM (100K); NN=3000RPM; NATURAL AIR COOLING, FRAME SIZE IMB 5 (IM V1, IM V3) FLANGE 1, WITH KTY TEMPERATURESENSOR POWER CONNECTOR ROTATABLE INCREMENTAL ENCODER SIN/COS 1VPP;2048 S/R W. C-AND D-SPUR (ENCODER IC2048S/R) PLAIN SHAFT, TOLERANCE N; WITH HOLDING BRAKE PROTECTION CLASS IP65, | 2471 | TEM | 1 | MC | 11.4 | 1
1FK70632AF711AH2 | SIMOTICS S SYNCHRONOUS MOTORS 1FK7-CT PN=2,3 KW; UZK=600V M0=11NM (100K); NN=3000RPM; NATURAL AIR COOLING, FRAME SIZE IMB 5 (IM V1, IM V3) FLANGE 1, WITH KTY TEMPERATURESENSOR POWER CONNECTOR ROTATABLE INCREMENTAL ENCODER SIN/COS 1VPP;2048 S/R W. C-AND D-SPUR (ENCODER IC2048S/R) PLAIN SHAFT, TOLERANCE N; WITH HOLDING BRAKE PROTECTION CLASS IP65, FLANGE ON DRIVE END IP67; | 2471 | TEM | 1 | MC | 11.4 | 1
1FK70632AF711BA0 | SIMOTICS S SYNCHRONOUS MOTORS 1FK7-CT PN=2,3 KW; UZK=600V M0=11NM (100K); NN=3000RPM; NATURAL AIR COOLING, FRAME SIZE IMB 5 (IM V1, IM V3) FLANGE 1 POWER CONNECTOR ROTATABLE ABSOLUTE ENCODER SINGLETURN 24 BIT WITH DRIVE CLIQ INTERFACE (ENCODER AS24DQI) SHAFT WITH FITTED KEY, TOLERANCE N; W/O HOLDING BRAKE PROTECTION CLASS IP64; | 2400 | TEM | 1 | MC | 11.101 | 1
1FK70632AF711BA1 | SIMOTICS S SYNCHRONOUS MOTORS 1FK7-CT PN=2,3 KW; UZK=600V M0=11NM (100K); NN=3000RPM; NATURAL AIR COOLING, FRAME SIZE IMB 5 (IM V1, IM V3) FLANGE 1 POWER CONNECTOR ROTATABLE ABSOLUTE ENCODER SINGLETURN 24 BIT WITH DRIVE CLIQ INTERFACE (ENCODER AS24DQI) SHAFT WITH FITTED KEY, TOLERANCE N; W/O HOLDING BRAKE PROTECTION CLASS IP65, | 2493 | TEM | 1 | MC | 11.101 | 1
1FK70632AF711BA2 | SIMOTICS S SYNCHRONOUS MOTORS 1FK7-CT PN=2,3 KW; UZK=600V M0=11NM (100K); NN=3000RPM; NATURAL AIR COOLING, FRAME SIZE IMB 5 (IM V1, IM V3) FLANGE 1 POWER CONNECTOR ROTATABLE ABSOLUTE ENCODER SINGLETURN 24 BIT WITH DRIVE CLIQ INTERFACE (ENCODER AS24DQI) SHAFT WITH FITTED KEY, TOLERANCE N; W/O HOLDING BRAKE PROTECTION CLASS IP65, FLANGE ON DRIVE END IP67; | 2493 | TEM | 1 | MC | 11.101 | 1
1FK70632AF711BB0 | SIMOTICS S SYNCHRONOUS MOTORS 1FK7-CT PN=2,3 KW; UZK=600V M0=11NM (100K); NN=3000RPM; NATURAL AIR COOLING, FRAME SIZE IMB 5 (IM V1, IM V3) FLANGE 1 POWER CONNECTOR ROTATABLE ABSOLUTE ENCODER SINGLETURN 24 BIT WITH DRIVE CLIQ INTERFACE (ENCODER AS24DQI) SHAFT WITH FITTED KEY, TOLERANCE N; WITH HOLDING BRAKE PROTECTION CLASS IP64; | 2703 | TEM | 1 | MC | 11.4 | 1
1FK70632AF711BB1 | SIMOTICS S SYNCHRONOUS MOTORS 1FK7-CT PN=2,3 KW; UZK=600V M0=11NM (100K); NN=3000RPM; NATURAL AIR COOLING, FRAME SIZE IMB 5 (IM V1, IM V3) FLANGE 1 POWER CONNECTOR ROTATABLE ABSOLUTE ENCODER SINGLETURN 24 BIT WITH DRIVE CLIQ INTERFACE (ENCODER AS24DQI) SHAFT WITH FITTED KEY, TOLERANCE N; WITH HOLDING BRAKE PROTECTION CLASS IP65, | 2796 | TEM | 1 | MC | 11.4 | 1
1FK70632AF711BB2 | SIMOTICS S SYNCHRONOUS MOTORS 1FK7-CT PN=2,3 KW; UZK=600V M0=11NM (100K); NN=3000RPM; NATURAL AIR COOLING, FRAME SIZE IMB 5 (IM V1, IM V3) FLANGE 1 POWER CONNECTOR ROTATABLE ABSOLUTE ENCODER SINGLETURN 24 BIT WITH DRIVE CLIQ INTERFACE (ENCODER AS24DQI) SHAFT WITH FITTED KEY, TOLERANCE N; WITH HOLDING BRAKE PROTECTION CLASS IP65, FLANGE ON DRIVE END IP67; | 2796 | TEM | 1 | MC | 11.4 | 1
1FK70632AF711BG0 | SIMOTICS S SYNCHRONOUS MOTORS 1FK7-CT PN=2,3 KW; UZK=600V M0=11NM (100K); NN=3000RPM; NATURAL AIR COOLING, FRAME SIZE IMB 5 (IM V1, IM V3) FLANGE 1 POWER CONNECTOR ROTATABLE ABSOLUTE ENCODER SINGLETURN 24 BIT WITH DRIVE CLIQ INTERFACE (ENCODER AS24DQI) PLAIN SHAFT, TOLERANCE N; W/O HOLDING BRAKE PROTECTION CLASS IP64; | 2313 | TEM | 1 | MC | 11.101 | 1
1FK70632AF711BG1 | SIMOTICS S SYNCHRONOUS MOTORS 1FK7-CT PN=2,3 KW; UZK=600V M0=11NM (100K); NN=3000RPM; NATURAL AIR COOLING, FRAME SIZE IMB 5 (IM V1, IM V3) FLANGE 1 POWER CONNECTOR ROTATABLE ABSOLUTE ENCODER SINGLETURN 24 BIT WITH DRIVE CLIQ INTERFACE (ENCODER AS24DQI) PLAIN SHAFT, TOLERANCE N; W/O HOLDING BRAKE PROTECTION CLASS IP65, | 2407 | TEM | 1 | MC | 11.101 | 1
1FK70632AF711BG2 | SIMOTICS S SYNCHRONOUS MOTORS 1FK7-CT PN=2,3 KW; UZK=600V M0=11NM (100K); NN=3000RPM; NATURAL AIR COOLING, FRAME SIZE IMB 5 (IM V1, IM V3) FLANGE 1 POWER CONNECTOR ROTATABLE ABSOLUTE ENCODER SINGLETURN 24 BIT WITH DRIVE CLIQ INTERFACE (ENCODER AS24DQI) PLAIN SHAFT, TOLERANCE N; W/O HOLDING BRAKE PROTECTION CLASS IP65, FLANGE ON DRIVE END IP67; | 2407 | TEM | 1 | MC | 11.101 | 1
1FK70632AF711BH0 | SIMOTICS S SYNCHRONOUS MOTORS 1FK7-CT PN=2,3 KW; UZK=600V M0=11NM (100K); NN=3000RPM; NATURAL AIR COOLING, FRAME SIZE IMB 5 (IM V1, IM V3) FLANGE 1 POWER CONNECTOR ROTATABLE ABSOLUTE ENCODER SINGLETURN 24 BIT WITH DRIVE CLIQ INTERFACE (ENCODER AS24DQI) PLAIN SHAFT, TOLERANCE N; WITH HOLDING BRAKE PROTECTION CLASS IP64; | 2619 | TEM | 1 | MC | 11.4 | 1
1FK70632AF711BH1 | SIMOTICS S SYNCHRONOUS MOTORS 1FK7-CT PN=2,3 KW; UZK=600V M0=11NM (100K); NN=3000RPM; NATURAL AIR COOLING, FRAME SIZE IMB 5 (IM V1, IM V3) FLANGE 1 POWER CONNECTOR ROTATABLE ABSOLUTE ENCODER SINGLETURN 24 BIT WITH DRIVE CLIQ INTERFACE (ENCODER AS24DQI) PLAIN SHAFT, TOLERANCE N; WITH HOLDING BRAKE PROTECTION CLASS IP65, | 2712 | TEM | 1 | MC | 11.4 | 1
1FK70632AF711BH2 | SIMOTICS S SYNCHRONOUS MOTORS 1FK7-CT PN=2,3 KW; UZK=600V M0=11NM (100K); NN=3000RPM; NATURAL AIR COOLING, FRAME SIZE IMB 5 (IM V1, IM V3) FLANGE 1 POWER CONNECTOR ROTATABLE ABSOLUTE ENCODER SINGLETURN 24 BIT WITH DRIVE CLIQ INTERFACE (ENCODER AS24DQI) PLAIN SHAFT, TOLERANCE N; WITH HOLDING BRAKE PROTECTION CLASS IP65, FLANGE ON DRIVE END IP67; | 2712 | TEM | 1 | MC | 11.4 | 1
1FK70632AF711CA0 | SIMOTICS S SYNCHRONOUS MOTORS 1FK7-CT PN=2,3 KW; UZK=600V M0=11NM (100K); NN=3000RPM; NATURAL AIR COOLING, FRAME SIZE IMB 5 (IM V1, IM V3) FLANGE 1 POWER CONNECTOR ROTATABLE ABSOLUTE ENCODER 24 BIT + 12 BIT MULTITURN WITH DRIVE-CLIQ INTERFACE (ENCODER AM24DQI) SHAFT WITH FITTED KEY, TOLERANCE N; W/O HOLDING BRAKE PROTECTION CLASS IP64; | 2769 | TEM | 1 | MC | 11.101 | 1
1FK70632AF711CA1 | SIMOTICS S SYNCHRONOUS MOTORS 1FK7-CT PN=2,3 KW; UZK=600V M0=11NM (100K); NN=3000RPM; NATURAL AIR COOLING, FRAME SIZE IMB 5 (IM V1, IM V3) FLANGE 1 POWER CONNECTOR ROTATABLE ABSOLUTE ENCODER 24 BIT + 12 BIT MULTITURN WITH DRIVE-CLIQ INTERFACE (ENCODER AM24DQI) SHAFT WITH FITTED KEY, TOLERANCE N; W/O HOLDING BRAKE PROTECTION CLASS IP65, | 2862 | TEM | 1 | MC | 11.101 | 1
1FK70632AF711CA2 | SIMOTICS S SYNCHRONOUS MOTORS 1FK7-CT PN=2,3 KW; UZK=600V M0=11NM (100K); NN=3000RPM; NATURAL AIR COOLING, FRAME SIZE IMB 5 (IM V1, IM V3) FLANGE 1 POWER CONNECTOR ROTATABLE ABSOLUTE ENCODER 24 BIT + 12 BIT MULTITURN WITH DRIVE-CLIQ INTERFACE (ENCODER AM24DQI) SHAFT WITH FITTED KEY, TOLERANCE N; W/O HOLDING BRAKE PROTECTION CLASS IP65, FLANGE ON DRIVE END IP67; | 2862 | TEM | 1 | MC | 11.101 | 1
1FK70632AF711CB0 | SIMOTICS S SYNCHRONOUS MOTORS 1FK7-CT PN=2,3 KW; UZK=600V M0=11NM (100K); NN=3000RPM; NATURAL AIR COOLING, FRAME SIZE IMB 5 (IM V1, IM V3) FLANGE 1 POWER CONNECTOR ROTATABLE ABSOLUTE ENCODER 24 BIT + 12 BIT MULTITURN WITH DRIVE-CLIQ INTERFACE (ENCODER AM24DQI) SHAFT WITH FITTED KEY, TOLERANCE N; WITH HOLDING BRAKE PROTECTION CLASS IP64; | 3072 | TEM | 1 | MC | 11.4 | 1
1FK70632AF711CB1 | SIMOTICS S SYNCHRONOUS MOTORS 1FK7-CT PN=2,3 KW; UZK=600V M0=11NM (100K); NN=3000RPM; NATURAL AIR COOLING, FRAME SIZE IMB 5 (IM V1, IM V3) FLANGE 1 POWER CONNECTOR ROTATABLE ABSOLUTE ENCODER 24 BIT + 12 BIT MULTITURN WITH DRIVE-CLIQ INTERFACE (ENCODER AM24DQI) SHAFT WITH FITTED KEY, TOLERANCE N; WITH HOLDING BRAKE PROTECTION CLASS IP65, | 3165 | TEM | 1 | MC | 11.4 | 1
1FK70632AF711CB2 | SIMOTICS S SYNCHRONOUS MOTORS 1FK7-CT PN=2,3 KW; UZK=600V M0=11NM (100K); NN=3000RPM; NATURAL AIR COOLING, FRAME SIZE IMB 5 (IM V1, IM V3) FLANGE 1 POWER CONNECTOR ROTATABLE ABSOLUTE ENCODER 24 BIT + 12 BIT MULTITURN WITH DRIVE-CLIQ INTERFACE (ENCODER AM24DQI) SHAFT WITH FITTED KEY, TOLERANCE N; WITH HOLDING BRAKE PROTECTION CLASS IP65, FLANGE ON DRIVE END IP67; | 3165 | TEM | 1 | MC | 11.4 | 1
1FK70632AF711CG0 | SIMOTICS S SYNCHRONOUS MOTORS 1FK7-CT PN=2,3 KW; UZK=600V M0=11NM (100K); NN=3000RPM; NATURAL AIR COOLING, FRAME SIZE IMB 5 (IM V1, IM V3) FLANGE 1 POWER CONNECTOR ROTATABLE ABSOLUTE ENCODER 24 BIT + 12 BIT MULTITURN WITH DRIVE-CLIQ INTERFACE (ENCODER AM24DQI) PLAIN SHAFT, TOLERANCE N; W/O HOLDING BRAKE PROTECTION CLASS IP64; | 2683 | TEM | 1 | MC | 11.101 | 1
1FK70632AF711CG1 | SIMOTICS S SYNCHRONOUS MOTORS 1FK7-CT PN=2,3 KW; UZK=600V M0=11NM (100K); NN=3000RPM; NATURAL AIR COOLING, FRAME SIZE IMB 5 (IM V1, IM V3) FLANGE 1 POWER CONNECTOR ROTATABLE ABSOLUTE ENCODER 24 BIT + 12 BIT MULTITURN WITH DRIVE-CLIQ INTERFACE (ENCODER AM24DQI) PLAIN SHAFT, TOLERANCE N; W/O HOLDING BRAKE PROTECTION CLASS IP65, | 2776 | TEM | 1 | MC | 11.101 | 1
1FK70632AF711CG2 | SIMOTICS S SYNCHRONOUS MOTORS 1FK7-CT PN=2,3 KW; UZK=600V M0=11NM (100K); NN=3000RPM; NATURAL AIR COOLING, FRAME SIZE IMB 5 (IM V1, IM V3) FLANGE 1 POWER CONNECTOR ROTATABLE ABSOLUTE ENCODER 24 BIT + 12 BIT MULTITURN WITH DRIVE-CLIQ INTERFACE (ENCODER AM24DQI) PLAIN SHAFT, TOLERANCE N; W/O HOLDING BRAKE PROTECTION CLASS IP65, FLANGE ON DRIVE END IP67; | 2776 | TEM | 1 | MC | 11.101 | 1
1FK70632AF711CH0 | SIMOTICS S SYNCHRONOUS MOTORS 1FK7-CT PN=2,3 KW; UZK=600V M0=11NM (100K); NN=3000RPM; NATURAL AIR COOLING, FRAME SIZE IMB 5 (IM V1, IM V3) FLANGE 1 POWER CONNECTOR ROTATABLE ABSOLUTE ENCODER 24 BIT + 12 BIT MULTITURN WITH DRIVE-CLIQ INTERFACE (ENCODER AM24DQI) PLAIN SHAFT, TOLERANCE N; WITH HOLDING BRAKE PROTECTION CLASS IP64; | 2988 | TEM | 1 | MC | 11.4 | 1
1FK70632AF711CH1 | SIMOTICS S SYNCHRONOUS MOTORS 1FK7-CT PN=2,3 KW; UZK=600V M0=11NM (100K); NN=3000RPM; NATURAL AIR COOLING, FRAME SIZE IMB 5 (IM V1, IM V3) FLANGE 1 POWER CONNECTOR ROTATABLE ABSOLUTE ENCODER 24 BIT + 12 BIT MULTITURN WITH DRIVE-CLIQ INTERFACE (ENCODER AM24DQI) PLAIN SHAFT, TOLERANCE N; WITH HOLDING BRAKE PROTECTION CLASS IP65, | 3081 | TEM | 1 | MC | 11.4 | 1
1FK70632AF711CH2 | SIMOTICS S SYNCHRONOUS MOTORS 1FK7-CT PN=2,3 KW; UZK=600V M0=11NM (100K); NN=3000RPM; NATURAL AIR COOLING, FRAME SIZE IMB 5 (IM V1, IM V3) FLANGE 1 POWER CONNECTOR ROTATABLE ABSOLUTE ENCODER 24 BIT + 12 BIT MULTITURN WITH DRIVE-CLIQ INTERFACE (ENCODER AM24DQI) PLAIN SHAFT, TOLERANCE N; WITH HOLDING BRAKE PROTECTION CLASS IP65, FLANGE ON DRIVE END IP67; | 3081 | TEM | 1 | MC | 11.4 | 1
1FK70632AF711DA0 | SIMOTICS S SYNCHRONOUS MOTORS 1FK7-CT PN=2,3 KW; UZK=600V M0=11NM (100K); NN=3000RPM; NATURAL AIR COOLING, FRAME SIZE IMB 5 (IM V1, IM V3) FLANGE 1 POWER CONNECTOR ROTATABLE INCREMENTAL ENCODER 22 BIT WITH DRIVE-CLIQ INTERFACE (ENCODER IC22DQ) SHAFT WITH FITTED KEY, TOLERANCE N; W/O HOLDING BRAKE PROTECTION CLASS IP64; | 2480 | TEM | 1 | MC | 11.102 | 1
1FK70632AF711DA2 | SIMOTICS S SYNCHRONOUS MOTORS 1FK7-CT PN=2,3 KW; UZK=600V M0=11NM (100K); NN=3000RPM; NATURAL AIR COOLING, FRAME SIZE IMB 5 (IM V1, IM V3) FLANGE 1 POWER CONNECTOR ROTATABLE INCREMENTAL ENCODER 22 BIT WITH DRIVE-CLIQ INTERFACE (ENCODER IC22DQ) SHAFT WITH FITTED KEY, TOLERANCE N; W/O HOLDING BRAKE PROTECTION CLASS IP65, FLANGE ON DRIVE END IP67; | 2573 | TEM | 1 | MC | 11.102 | 1
1FK70632AF711DB0 | SIMOTICS S SYNCHRONOUS MOTORS 1FK7-CT PN=2,3 KW; UZK=600V M0=11NM (100K); NN=3000RPM; NATURAL AIR COOLING, FRAME SIZE IMB 5 (IM V1, IM V3) FLANGE 1 POWER CONNECTOR ROTATABLE INCREMENTAL ENCODER 22 BIT WITH DRIVE-CLIQ INTERFACE (ENCODER IC22DQ) SHAFT WITH FITTED KEY, TOLERANCE N; WITH HOLDING BRAKE PROTECTION CLASS IP64; | 2783 | TEM | 1 | MC | 11.401 | 1
1FK70632AF711DB2 | SIMOTICS S SYNCHRONOUS MOTORS 1FK7-CT PN=2,3 KW; UZK=600V M0=11NM (100K); NN=3000RPM; NATURAL AIR COOLING, FRAME SIZE IMB 5 (IM V1, IM V3) FLANGE 1 POWER CONNECTOR ROTATABLE INCREMENTAL ENCODER 22 BIT WITH DRIVE-CLIQ INTERFACE (ENCODER IC22DQ) SHAFT WITH FITTED KEY, TOLERANCE N; WITH HOLDING BRAKE PROTECTION CLASS IP65, FLANGE ON DRIVE END IP67; | 2876 | TEM | 1 | MC | 11.401 | 1
1FK70632AF711DG0 | SIMOTICS S SYNCHRONOUS MOTORS 1FK7-CT PN=2,3 KW; UZK=600V M0=11NM (100K); NN=3000RPM; NATURAL AIR COOLING, FRAME SIZE IMB 5 (IM V1, IM V3) FLANGE 1 POWER CONNECTOR ROTATABLE INCREMENTAL ENCODER 22 BIT WITH DRIVE-CLIQ INTERFACE (ENCODER IC22DQ) PLAIN SHAFT, TOLERANCE N; W/O HOLDING BRAKE PROTECTION CLASS IP64; | 2394 | TEM | 1 | MC | 11.102 | 1
1FK70632AF711DG1 | SIMOTICS S SYNCHRONOUS MOTORS 1FK7-CT PN=2,3 KW; UZK=600V M0=11NM (100K); NN=3000RPM; NATURAL AIR COOLING, FRAME SIZE IMB 5 (IM V1, IM V3) FLANGE 1 POWER CONNECTOR ROTATABLE INCREMENTAL ENCODER 22 BIT WITH DRIVE-CLIQ INTERFACE (ENCODER IC22DQ) PLAIN SHAFT, TOLERANCE N; W/O HOLDING BRAKE PROTECTION CLASS IP65, | 2487 | TEM | 1 | MC | 11.102 | 1
1FK70632AF711DG2 | SIMOTICS S SYNCHRONOUS MOTORS 1FK7-CT PN=2,3 KW; UZK=600V M0=11NM (100K); NN=3000RPM; NATURAL AIR COOLING, FRAME SIZE IMB 5 (IM V1, IM V3) FLANGE 1 POWER CONNECTOR ROTATABLE INCREMENTAL ENCODER 22 BIT WITH DRIVE-CLIQ INTERFACE (ENCODER IC22DQ) PLAIN SHAFT, TOLERANCE N; W/O HOLDING BRAKE PROTECTION CLASS IP65, FLANGE ON DRIVE END IP67; | 2487 | TEM | 1 | MC | 11.102 | 1
1FK70632AF711DH0 | SIMOTICS S SYNCHRONOUS MOTORS 1FK7-CT PN=2,3 KW; UZK=600V M0=11NM (100K); NN=3000RPM; NATURAL AIR COOLING, FRAME SIZE IMB 5 (IM V1, IM V3) FLANGE 1 POWER CONNECTOR ROTATABLE INCREMENTAL ENCODER 22 BIT WITH DRIVE-CLIQ INTERFACE (ENCODER IC22DQ) PLAIN SHAFT, TOLERANCE N; WITH HOLDING BRAKE PROTECTION CLASS IP64; | 2699 | TEM | 1 | MC | 11.401 | 1
1FK70632AF711DH1 | SIMOTICS S SYNCHRONOUS MOTORS 1FK7-CT PN=2,3 KW; UZK=600V M0=11NM (100K); NN=3000RPM; NATURAL AIR COOLING, FRAME SIZE IMB 5 (IM V1, IM V3) FLANGE 1 POWER CONNECTOR ROTATABLE INCREMENTAL ENCODER 22 BIT WITH DRIVE-CLIQ INTERFACE (ENCODER IC22DQ) PLAIN SHAFT, TOLERANCE N; WITH HOLDING BRAKE PROTECTION CLASS IP65, | 2792 | TEM | 1 | MC | 11.401 | 1
1FK70632AF711EA0 | SIMOTICS S SYNCHRONOUS MOTORS 1FK7-CT PN=2,3 KW; UZK=600V M0=11NM (100K); NN=3000RPM; NATURAL AIR COOLING, FRAME SIZE IMB 5 (IM V1, IM V3) FLANGE 1, WITH KTY TEMPERATURESENSOR POWER CONNECTOR ROTATABLE ABSOLUTE ENCODERR 2048 S/R + 4096 UMDREHUNGEN MULTITURN, WITH ENDAT-SCHNITTSTELLE (ENCODER AM2048S/R) SHAFT WITH FITTED KEY, TOLERANCE N; W/O HOLDING BRAKE PROTECTION CLASS IP64; | 2530 | TEM | 1 | MC | 11.101 | 1
1FK70632AF711EA1 | SIMOTICS S SYNCHRONOUS MOTORS 1FK7-CT PN=2,3 KW; UZK=600V M0=11NM (100K); NN=3000RPM; NATURAL AIR COOLING, FRAME SIZE IMB 5 (IM V1, IM V3) FLANGE 1, WITH KTY TEMPERATURESENSOR POWER CONNECTOR ROTATABLE ABSOLUTE ENCODERR 2048 S/R + 4096 UMDREHUNGEN MULTITURN, WITH ENDAT-SCHNITTSTELLE (ENCODER AM2048S/R) SHAFT WITH FITTED KEY, TOLERANCE N; W/O HOLDING BRAKE PROTECTION CLASS IP65, | 2624 | TEM | 1 | MC | 11.101 | 1
1FK70632AF711EA2 | SIMOTICS S SYNCHRONOUS MOTORS 1FK7-CT PN=2,3 KW; UZK=600V M0=11NM (100K); NN=3000RPM; NATURAL AIR COOLING, FRAME SIZE IMB 5 (IM V1, IM V3) FLANGE 1, WITH KTY TEMPERATURESENSOR POWER CONNECTOR ROTATABLE ABSOLUTE ENCODERR 2048 S/R + 4096 UMDREHUNGEN MULTITURN, WITH ENDAT-SCHNITTSTELLE (ENCODER AM2048S/R) SHAFT WITH FITTED KEY, TOLERANCE N; W/O HOLDING BRAKE PROTECTION CLASS IP65, FLANGE ON DRIVE END IP67; | 2624 | TEM | 1 | MC | 11.101 | 1
1FK70632AF711EB0 | SIMOTICS S SYNCHRONOUS MOTORS 1FK7-CT PN=2,3 KW; UZK=600V M0=11NM (100K); NN=3000RPM; NATURAL AIR COOLING, FRAME SIZE IMB 5 (IM V1, IM V3) FLANGE 1, WITH KTY TEMPERATURESENSOR POWER CONNECTOR ROTATABLE ABSOLUTE ENCODERR 2048 S/R + 4096 UMDREHUNGEN MULTITURN, WITH ENDAT-SCHNITTSTELLE (ENCODER AM2048S/R) SHAFT WITH FITTED KEY, TOLERANCE N; WITH HOLDING BRAKE PROTECTION CLASS IP64; | 2833 | TEM | 1 | MC | 11.4 | 1
1FK70632AF711EB1 | SIMOTICS S SYNCHRONOUS MOTORS 1FK7-CT PN=2,3 KW; UZK=600V M0=11NM (100K); NN=3000RPM; NATURAL AIR COOLING, FRAME SIZE IMB 5 (IM V1, IM V3) FLANGE 1, WITH KTY TEMPERATURESENSOR POWER CONNECTOR ROTATABLE ABSOLUTE ENCODERR 2048 S/R + 4096 UMDREHUNGEN MULTITURN, WITH ENDAT-SCHNITTSTELLE (ENCODER AM2048S/R) SHAFT WITH FITTED KEY, TOLERANCE N; WITH HOLDING BRAKE PROTECTION CLASS IP65, | 2927 | TEM | 1 | MC | 11.4 | 1
1FK70632AF711EB2 | SIMOTICS S SYNCHRONOUS MOTORS 1FK7-CT PN=2,3 KW; UZK=600V M0=11NM (100K); NN=3000RPM; NATURAL AIR COOLING, FRAME SIZE IMB 5 (IM V1, IM V3) FLANGE 1, WITH KTY TEMPERATURESENSOR POWER CONNECTOR ROTATABLE ABSOLUTE ENCODERR 2048 S/R + 4096 UMDREHUNGEN MULTITURN, WITH ENDAT-SCHNITTSTELLE (ENCODER AM2048S/R) SHAFT WITH FITTED KEY, TOLERANCE N; WITH HOLDING BRAKE PROTECTION CLASS IP65, FLANGE ON DRIVE END IP67; | 2927 | TEM | 1 | MC | 11.4 | 1
1FK70632AF711EG0 | SIMOTICS S SYNCHRONOUS MOTORS 1FK7-CT PN=2,3 KW; UZK=600V M0=11NM (100K); NN=3000RPM; NATURAL AIR COOLING, FRAME SIZE IMB 5 (IM V1, IM V3) FLANGE 1, WITH KTY TEMPERATURESENSOR POWER CONNECTOR ROTATABLE ABSOLUTE ENCODERR 2048 S/R + 4096 UMDREHUNGEN MULTITURN, WITH ENDAT-SCHNITTSTELLE (ENCODER AM2048S/R) PLAIN SHAFT, TOLERANCE N; W/O HOLDING BRAKE PROTECTION CLASS IP64; | 2444 | TEM | 1 | MC | 11.101 | 1
1FK70632AF711EG1 | SIMOTICS S SYNCHRONOUS MOTORS 1FK7-CT PN=2,3 KW; UZK=600V M0=11NM (100K); NN=3000RPM; NATURAL AIR COOLING, FRAME SIZE IMB 5 (IM V1, IM V3) FLANGE 1, WITH KTY TEMPERATURESENSOR POWER CONNECTOR ROTATABLE ABSOLUTE ENCODERR 2048 S/R + 4096 UMDREHUNGEN MULTITURN, WITH ENDAT-SCHNITTSTELLE (ENCODER AM2048S/R) PLAIN SHAFT, TOLERANCE N; W/O HOLDING BRAKE PROTECTION CLASS IP65, | 2537 | TEM | 1 | MC | 11.101 | 1
1FK70632AF711EG2 | SIMOTICS S SYNCHRONOUS MOTORS 1FK7-CT PN=2,3 KW; UZK=600V M0=11NM (100K); NN=3000RPM; NATURAL AIR COOLING, FRAME SIZE IMB 5 (IM V1, IM V3) FLANGE 1, WITH KTY TEMPERATURESENSOR POWER CONNECTOR ROTATABLE ABSOLUTE ENCODERR 2048 S/R + 4096 UMDREHUNGEN MULTITURN, WITH ENDAT-SCHNITTSTELLE (ENCODER AM2048S/R) PLAIN SHAFT, TOLERANCE N; W/O HOLDING BRAKE PROTECTION CLASS IP65, FLANGE ON DRIVE END IP67; | 2537 | TEM | 1 | MC | 11.101 | 1
1FK70632AF711EH0 | SIMOTICS S SYNCHRONOUS MOTORS 1FK7-CT PN=2,3 KW; UZK=600V M0=11NM (100K); NN=3000RPM; NATURAL AIR COOLING, FRAME SIZE IMB 5 (IM V1, IM V3) FLANGE 1, WITH KTY TEMPERATURESENSOR POWER CONNECTOR ROTATABLE ABSOLUTE ENCODERR 2048 S/R + 4096 UMDREHUNGEN MULTITURN, WITH ENDAT-SCHNITTSTELLE (ENCODER AM2048S/R) PLAIN SHAFT, TOLERANCE N; WITH HOLDING BRAKE PROTECTION CLASS IP64; | 2749 | TEM | 1 | MC | 11.4 | 1
1FK70632AF711EH1 | SIMOTICS S SYNCHRONOUS MOTORS 1FK7-CT PN=2,3 KW; UZK=600V M0=11NM (100K); NN=3000RPM; NATURAL AIR COOLING, FRAME SIZE IMB 5 (IM V1, IM V3) FLANGE 1, WITH KTY TEMPERATURESENSOR POWER CONNECTOR ROTATABLE ABSOLUTE ENCODERR 2048 S/R + 4096 UMDREHUNGEN MULTITURN, WITH ENDAT-SCHNITTSTELLE (ENCODER AM2048S/R) PLAIN SHAFT, TOLERANCE N; WITH HOLDING BRAKE PROTECTION CLASS IP65, | 2843 | TEM | 1 | MC | 11.4 | 1
1FK70632AF711EH2 | SIMOTICS S SYNCHRONOUS MOTORS 1FK7-CT PN=2,3 KW; UZK=600V M0=11NM (100K); NN=3000RPM; NATURAL AIR COOLING, FRAME SIZE IMB 5 (IM V1, IM V3) FLANGE 1, WITH KTY TEMPERATURESENSOR POWER CONNECTOR ROTATABLE ABSOLUTE ENCODERR 2048 S/R + 4096 UMDREHUNGEN MULTITURN, WITH ENDAT-SCHNITTSTELLE (ENCODER AM2048S/R) PLAIN SHAFT, TOLERANCE N; WITH HOLDING BRAKE PROTECTION CLASS IP65, FLANGE ON DRIVE END IP67; | 2843 | TEM | 1 | MC | 11.4 | 1
1FK70632AF711FA0 | SIMOTICS S SYNCHRONOUS MOTORS 1FK7-CT PN=2,3 KW; UZK=600V M0=11NM (100K); NN=3000RPM; NATURAL AIR COOLING, FRAME SIZE IMB 5 (IM V1, IM V3) FLANGE 1 POWER CONNECTOR ROTATABLE ABSOLUTE ENCODER 22BIT + 12 BIT MULTITURN, WITH DRIVE-CLIQ INTERFACE (ENCODER AM22DQ) SHAFT WITH FITTED KEY, TOLERANCE N; W/O HOLDING BRAKE PROTECTION CLASS IP64; | 2849 | TEM | 1 | MC | 11.101 | 1
1FK70632AF711FA2 | SIMOTICS S SYNCHRONOUS MOTORS 1FK7-CT PN=2,3 KW; UZK=600V M0=11NM (100K); NN=3000RPM; NATURAL AIR COOLING, FRAME SIZE IMB 5 (IM V1, IM V3) FLANGE 1 POWER CONNECTOR ROTATABLE ABSOLUTE ENCODER 22BIT + 12 BIT MULTITURN, WITH DRIVE-CLIQ INTERFACE (ENCODER AM22DQ) SHAFT WITH FITTED KEY, TOLERANCE N; W/O HOLDING BRAKE PROTECTION CLASS IP65, FLANGE ON DRIVE END IP67; | 2943 | TEM | 1 | MC | 11.101 | 1
1FK70632AF711FB0 | SIMOTICS S SYNCHRONOUS MOTORS 1FK7-CT PN=2,3 KW; UZK=600V M0=11NM (100K); NN=3000RPM; NATURAL AIR COOLING, FRAME SIZE IMB 5 (IM V1, IM V3) FLANGE 1 POWER CONNECTOR ROTATABLE ABSOLUTE ENCODER 22BIT + 12 BIT MULTITURN, WITH DRIVE-CLIQ INTERFACE (ENCODER AM22DQ) SHAFT WITH FITTED KEY, TOLERANCE N; WITH HOLDING BRAKE PROTECTION CLASS IP64; | 3152 | TEM | 1 | MC | 11.4 | 1
1FK70632AF711FB1 | SIMOTICS S SYNCHRONOUS MOTORS 1FK7-CT PN=2,3 KW; UZK=600V M0=11NM (100K); NN=3000RPM; NATURAL AIR COOLING, FRAME SIZE IMB 5 (IM V1, IM V3) FLANGE 1 POWER CONNECTOR ROTATABLE ABSOLUTE ENCODER 22BIT + 12 BIT MULTITURN, WITH DRIVE-CLIQ INTERFACE (ENCODER AM22DQ) SHAFT WITH FITTED KEY, TOLERANCE N; WITH HOLDING BRAKE PROTECTION CLASS IP65, | 3246 | TEM | 1 | MC | 11.4 | 1
1FK70632AF711FG0 | SIMOTICS S SYNCHRONOUS MOTORS 1FK7-CT PN=2,3 KW; UZK=600V M0=11NM (100K); NN=3000RPM; NATURAL AIR COOLING, FRAME SIZE IMB 5 (IM V1, IM V3) FLANGE 1 POWER CONNECTOR ROTATABLE ABSOLUTE ENCODER 22BIT + 12 BIT MULTITURN, WITH DRIVE-CLIQ INTERFACE (ENCODER AM22DQ) PLAIN SHAFT, TOLERANCE N; W/O HOLDING BRAKE PROTECTION CLASS IP64; | 2763 | TEM | 1 | MC | 11.101 | 1
1FK70632AF711FG2 | SIMOTICS S SYNCHRONOUS MOTORS 1FK7-CT PN=2,3 KW; UZK=600V M0=11NM (100K); NN=3000RPM; NATURAL AIR COOLING, FRAME SIZE IMB 5 (IM V1, IM V3) FLANGE 1 POWER CONNECTOR ROTATABLE ABSOLUTE ENCODER 22BIT + 12 BIT MULTITURN, WITH DRIVE-CLIQ INTERFACE (ENCODER AM22DQ) PLAIN SHAFT, TOLERANCE N; W/O HOLDING BRAKE PROTECTION CLASS IP65, FLANGE ON DRIVE END IP67; | 2856 | TEM | 1 | MC | 11.101 | 1
1FK70632AF711FH0 | SIMOTICS S SYNCHRONOUS MOTORS 1FK7-CT PN=2,3 KW; UZK=600V M0=11NM (100K); NN=3000RPM; NATURAL AIR COOLING, FRAME SIZE IMB 5 (IM V1, IM V3) FLANGE 1 POWER CONNECTOR ROTATABLE ABSOLUTE ENCODER 22BIT + 12 BIT MULTITURN, WITH DRIVE-CLIQ INTERFACE (ENCODER AM22DQ) PLAIN SHAFT, TOLERANCE N; WITH HOLDING BRAKE PROTECTION CLASS IP64; | 3068 | TEM | 1 | MC | 11.4 | 1
1FK70632AF711FH1 | SIMOTICS S SYNCHRONOUS MOTORS 1FK7-CT PN=2,3 KW; UZK=600V M0=11NM (100K); NN=3000RPM; NATURAL AIR COOLING, FRAME SIZE IMB 5 (IM V1, IM V3) FLANGE 1 POWER CONNECTOR ROTATABLE ABSOLUTE ENCODER 22BIT + 12 BIT MULTITURN, WITH DRIVE-CLIQ INTERFACE (ENCODER AM22DQ) PLAIN SHAFT, TOLERANCE N; WITH HOLDING BRAKE PROTECTION CLASS IP65, | 3162 | TEM | 1 | MC | 11.4 | 1
1FK70632AF711FH2 | SIMOTICS S SYNCHRONOUS MOTORS 1FK7-CT PN=2,3 KW; UZK=600V M0=11NM (100K); NN=3000RPM; NATURAL AIR COOLING, FRAME SIZE IMB 5 (IM V1, IM V3) FLANGE 1 POWER CONNECTOR ROTATABLE ABSOLUTE ENCODER 22BIT + 12 BIT MULTITURN, WITH DRIVE-CLIQ INTERFACE (ENCODER AM22DQ) PLAIN SHAFT, TOLERANCE N; WITH HOLDING BRAKE PROTECTION CLASS IP65, FLANGE ON DRIVE END IP67; | 3162 | TEM | 1 | MC | 11.4 | 1
1FK70632AF711GA0 | SIMOTICS S SYNCHRONOUS MOTORS 1FK7-CT PN=2,3 KW; UZK=600V M0=11NM (100K); NN=3000RPM; NATURAL AIR COOLING, FRAME SIZE IMB 5 (IM V1, IM V3) FLANGE 1, WITH KTY TEMPERATURESENSOR POWER CONNECTOR ROTATABLE ABSOLUTE ENCODER 32 S/R SINGLETURN, 4096 ROTATION MULTITURN, WITH ENDAT- INTERFACE (ENCODER AM32S/R) SHAFT WITH FITTED KEY, TOLERANCE N; W/O HOLDING BRAKE PROTECTION CLASS IP64; | 2013 | TEM | 1 | MC | 11.101 | 1
1FK70632AF711GB0 | SIMOTICS S SYNCHRONOUS MOTORS 1FK7-CT PN=2,3 KW; UZK=600V M0=11NM (100K); NN=3000RPM; NATURAL AIR COOLING, FRAME SIZE IMB 5 (IM V1, IM V3) FLANGE 1, WITH KTY TEMPERATURESENSOR POWER CONNECTOR ROTATABLE ABSOLUTE ENCODER 32 S/R SINGLETURN, 4096 ROTATION MULTITURN, WITH ENDAT- INTERFACE (ENCODER AM32S/R) SHAFT WITH FITTED KEY, TOLERANCE N; WITH HOLDING BRAKE PROTECTION CLASS IP64; | 2316 | TEM | 1 | MC | 11.4 | 1
1FK70632AF711GH0 | SIMOTICS S SYNCHRONOUS MOTORS 1FK7-CT PN=2,3 KW; UZK=600V M0=11NM (100K); NN=3000RPM; NATURAL AIR COOLING, FRAME SIZE IMB 5 (IM V1, IM V3) FLANGE 1, WITH KTY TEMPERATURESENSOR POWER CONNECTOR ROTATABLE ABSOLUTE ENCODER 32 S/R SINGLETURN, 4096 ROTATION MULTITURN, WITH ENDAT- INTERFACE (ENCODER AM32S/R) PLAIN SHAFT, TOLERANCE N; WITH HOLDING BRAKE PROTECTION CLASS IP64; | 2232 | TEM | 1 | MC | 11.4 | 1
1FK70632AF711KA0 | SIMOTICS S SYNCHRONOUS MOTORS 1FK7-CT PN=2,3 KW; UZK=600V M0=11NM (100K); NN=3000RPM; NATURAL AIR COOLING, FRAME SIZE IMB 5 (IM V1, IM V3) FLANGE 1 POWER CONNECTOR ROTATABLE ABSOLUTE ENCODER 16BIT + 12BIT MULTITURN, WITH DRIVE-CLIQ INTERFACE (ENCODER AM16DQ) SHAFT WITH FITTED KEY, TOLERANCE N; W/O HOLDING BRAKE PROTECTION CLASS IP64; | 2332 | TEM | 1 | MC | 11.101 | 1
1FK70632AF711KA1 | SIMOTICS S SYNCHRONOUS MOTORS 1FK7-CT PN=2,3 KW; UZK=600V M0=11NM (100K); NN=3000RPM; NATURAL AIR COOLING, FRAME SIZE IMB 5 (IM V1, IM V3) FLANGE 1 POWER CONNECTOR ROTATABLE ABSOLUTE ENCODER 16BIT + 12BIT MULTITURN, WITH DRIVE-CLIQ INTERFACE (ENCODER AM16DQ) SHAFT WITH FITTED KEY, TOLERANCE N; W/O HOLDING BRAKE PROTECTION CLASS IP65, | 2425 | TEM | 1 | MC | 11.101 | 1
1FK70632AF711KA2 | SIMOTICS S SYNCHRONOUS MOTORS 1FK7-CT PN=2,3 KW; UZK=600V M0=11NM (100K); NN=3000RPM; NATURAL AIR COOLING, FRAME SIZE IMB 5 (IM V1, IM V3) FLANGE 1 POWER CONNECTOR ROTATABLE ABSOLUTE ENCODER 16BIT + 12BIT MULTITURN, WITH DRIVE-CLIQ INTERFACE (ENCODER AM16DQ) SHAFT WITH FITTED KEY, TOLERANCE N; W/O HOLDING BRAKE PROTECTION CLASS IP65, FLANGE ON DRIVE END IP67; | 2425 | TEM | 1 | MC | 11.101 | 1
1FK70632AF711KB0 | SIMOTICS S SYNCHRONOUS MOTORS 1FK7-CT PN=2,3 KW; UZK=600V M0=11NM (100K); NN=3000RPM; NATURAL AIR COOLING, FRAME SIZE IMB 5 (IM V1, IM V3) FLANGE 1 POWER CONNECTOR ROTATABLE ABSOLUTE ENCODER 16BIT + 12BIT MULTITURN, WITH DRIVE-CLIQ INTERFACE (ENCODER AM16DQ) SHAFT WITH FITTED KEY, TOLERANCE N; WITH HOLDING BRAKE PROTECTION CLASS IP64; | 2635 | TEM | 1 | MC | 11.4 | 1
1FK70632AF711KB1 | SIMOTICS S SYNCHRONOUS MOTORS 1FK7-CT PN=2,3 KW; UZK=600V M0=11NM (100K); NN=3000RPM; NATURAL AIR COOLING, FRAME SIZE IMB 5 (IM V1, IM V3) FLANGE 1 POWER CONNECTOR ROTATABLE ABSOLUTE ENCODER 16BIT + 12BIT MULTITURN, WITH DRIVE-CLIQ INTERFACE (ENCODER AM16DQ) SHAFT WITH FITTED KEY, TOLERANCE N; WITH HOLDING BRAKE PROTECTION CLASS IP65, | 2728 | TEM | 1 | MC | 11.4 | 1
1FK70632AF711KB2 | SIMOTICS S SYNCHRONOUS MOTORS 1FK7-CT PN=2,3 KW; UZK=600V M0=11NM (100K); NN=3000RPM; NATURAL AIR COOLING, FRAME SIZE IMB 5 (IM V1, IM V3) FLANGE 1 POWER CONNECTOR ROTATABLE ABSOLUTE ENCODER 16BIT + 12BIT MULTITURN, WITH DRIVE-CLIQ INTERFACE (ENCODER AM16DQ) SHAFT WITH FITTED KEY, TOLERANCE N; WITH HOLDING BRAKE PROTECTION CLASS IP65, FLANGE ON DRIVE END IP67; | 2728 | TEM | 1 | MC | 11.4 | 1
1FK70632AF711KG0 | SIMOTICS S SYNCHRONOUS MOTORS 1FK7-CT PN=2,3 KW; UZK=600V M0=11NM (100K); NN=3000RPM; NATURAL AIR COOLING, FRAME SIZE IMB 5 (IM V1, IM V3) FLANGE 1 POWER CONNECTOR ROTATABLE ABSOLUTE ENCODER 16BIT + 12BIT MULTITURN, WITH DRIVE-CLIQ INTERFACE (ENCODER AM16DQ) PLAIN SHAFT, TOLERANCE N; W/O HOLDING BRAKE PROTECTION CLASS IP64; | 2245 | TEM | 1 | MC | 11.101 | 1
1FK70632AF711KG1 | SIMOTICS S SYNCHRONOUS MOTORS 1FK7-CT PN=2,3 KW; UZK=600V M0=11NM (100K); NN=3000RPM; NATURAL AIR COOLING, FRAME SIZE IMB 5 (IM V1, IM V3) FLANGE 1 POWER CONNECTOR ROTATABLE ABSOLUTE ENCODER 16BIT + 12BIT MULTITURN, WITH DRIVE-CLIQ INTERFACE (ENCODER AM16DQ) PLAIN SHAFT, TOLERANCE N; W/O HOLDING BRAKE PROTECTION CLASS IP65, | 2339 | TEM | 1 | MC | 11.101 | 1
1FK70632AF711KG2 | SIMOTICS S SYNCHRONOUS MOTORS 1FK7-CT PN=2,3 KW; UZK=600V M0=11NM (100K); NN=3000RPM; NATURAL AIR COOLING, FRAME SIZE IMB 5 (IM V1, IM V3) FLANGE 1 POWER CONNECTOR ROTATABLE ABSOLUTE ENCODER 16BIT + 12BIT MULTITURN, WITH DRIVE-CLIQ INTERFACE (ENCODER AM16DQ) PLAIN SHAFT, TOLERANCE N; W/O HOLDING BRAKE PROTECTION CLASS IP65, FLANGE ON DRIVE END IP67; | 2339 | TEM | 1 | MC | 11.101 | 1
1FK70632AF711KH0 | SIMOTICS S SYNCHRONOUS MOTORS 1FK7-CT PN=2,3 KW; UZK=600V M0=11NM (100K); NN=3000RPM; NATURAL AIR COOLING, FRAME SIZE IMB 5 (IM V1, IM V3) FLANGE 1 POWER CONNECTOR ROTATABLE ABSOLUTE ENCODER 16BIT + 12BIT MULTITURN, WITH DRIVE-CLIQ INTERFACE (ENCODER AM16DQ) PLAIN SHAFT, TOLERANCE N; WITH HOLDING BRAKE PROTECTION CLASS IP64; | 2551 | TEM | 1 | MC | 11.4 | 1
1FK70632AF711KH1 | SIMOTICS S SYNCHRONOUS MOTORS 1FK7-CT PN=2,3 KW; UZK=600V M0=11NM (100K); NN=3000RPM; NATURAL AIR COOLING, FRAME SIZE IMB 5 (IM V1, IM V3) FLANGE 1 POWER CONNECTOR ROTATABLE ABSOLUTE ENCODER 16BIT + 12BIT MULTITURN, WITH DRIVE-CLIQ INTERFACE (ENCODER AM16DQ) PLAIN SHAFT, TOLERANCE N; WITH HOLDING BRAKE PROTECTION CLASS IP65, | 2644 | TEM | 1 | MC | 11.4 | 1
1FK70632AF711KH2 | SIMOTICS S SYNCHRONOUS MOTORS 1FK7-CT PN=2,3 KW; UZK=600V M0=11NM (100K); NN=3000RPM; NATURAL AIR COOLING, FRAME SIZE IMB 5 (IM V1, IM V3) FLANGE 1 POWER CONNECTOR ROTATABLE ABSOLUTE ENCODER 16BIT + 12BIT MULTITURN, WITH DRIVE-CLIQ INTERFACE (ENCODER AM16DQ) PLAIN SHAFT, TOLERANCE N; WITH HOLDING BRAKE PROTECTION CLASS IP65, FLANGE ON DRIVE END IP67; | 2644 | TEM | 1 | MC | 11.4 | 1
1FK70632AF711PA0 | SIMOTICS S SYNCHRONOUS MOTORS 1FK7-CT PN=2,3 KW; UZK=600V M0=11NM (100K); NN=3000RPM; NATURAL AIR COOLING, FRAME SIZE IMB 5 (IM V1, IM V3) FLANGE 1 POWER CONNECTOR ROTATABLE RESOLVER 2-POLE, WITH DRIVE CLIQ-INTERFACE SHAFT WITH FITTED KEY, TOLERANCE N; W/O HOLDING BRAKE PROTECTION CLASS IP64; | 1814 | TEM | 1 | MC | 11.201 | 1
1FK70632AF711PA1 | SIMOTICS S SYNCHRONOUS MOTORS 1FK7-CT PN=2,3 KW; UZK=600V M0=11NM (100K); NN=3000RPM; NATURAL AIR COOLING, FRAME SIZE IMB 5 (IM V1, IM V3) FLANGE 1 POWER CONNECTOR ROTATABLE RESOLVER 2-POLE, WITH DRIVE CLIQ-INTERFACE SHAFT WITH FITTED KEY, TOLERANCE N; W/O HOLDING BRAKE PROTECTION CLASS IP65, | 1907 | TEM | 1 | MC | 11.201 | 1
1FK70632AF711PA2 | SIMOTICS S SYNCHRONOUS MOTORS 1FK7-CT PN=2,3 KW; UZK=600V M0=11NM (100K); NN=3000RPM; NATURAL AIR COOLING, FRAME SIZE IMB 5 (IM V1, IM V3) FLANGE 1 POWER CONNECTOR ROTATABLE RESOLVER 2-POLE, WITH DRIVE CLIQ-INTERFACE SHAFT WITH FITTED KEY, TOLERANCE N; W/O HOLDING BRAKE PROTECTION CLASS IP65, FLANGE ON DRIVE END IP67; | 1907 | TEM | 1 | MC | 11.201 | 1
1FK70632AF711PB0 | SIMOTICS S SYNCHRONOUS MOTORS 1FK7-CT PN=2,3 KW; UZK=600V M0=11NM (100K); NN=3000RPM; NATURAL AIR COOLING, FRAME SIZE IMB 5 (IM V1, IM V3) FLANGE 1 POWER CONNECTOR ROTATABLE RESOLVER 2-POLE, WITH DRIVE CLIQ-INTERFACE SHAFT WITH FITTED KEY, TOLERANCE N; WITH HOLDING BRAKE PROTECTION CLASS IP64; | 2117 | TEM | 1 | MC | 11.5 | 1
1FK70632AF711PB1 | SIMOTICS S SYNCHRONOUS MOTORS 1FK7-CT PN=2,3 KW; UZK=600V M0=11NM (100K); NN=3000RPM; NATURAL AIR COOLING, FRAME SIZE IMB 5 (IM V1, IM V3) FLANGE 1 POWER CONNECTOR ROTATABLE RESOLVER 2-POLE, WITH DRIVE CLIQ-INTERFACE SHAFT WITH FITTED KEY, TOLERANCE N; WITH HOLDING BRAKE PROTECTION CLASS IP65, | 2210 | TEM | 1 | MC | 11.5 | 1
1FK70632AF711PB2 | SIMOTICS S SYNCHRONOUS MOTORS 1FK7-CT PN=2,3 KW; UZK=600V M0=11NM (100K); NN=3000RPM; NATURAL AIR COOLING, FRAME SIZE IMB 5 (IM V1, IM V3) FLANGE 1 POWER CONNECTOR ROTATABLE RESOLVER 2-POLE, WITH DRIVE CLIQ-INTERFACE SHAFT WITH FITTED KEY, TOLERANCE N; WITH HOLDING BRAKE PROTECTION CLASS IP65, FLANGE ON DRIVE END IP67; | 2210 | TEM | 1 | MC | 11.5 | 1
1FK70632AF711PG0 | SIMOTICS S SYNCHRONOUS MOTORS 1FK7-CT PN=2,3 KW; UZK=600V M0=11NM (100K); NN=3000RPM; NATURAL AIR COOLING, FRAME SIZE IMB 5 (IM V1, IM V3) FLANGE 1 POWER CONNECTOR ROTATABLE RESOLVER 2-POLE, WITH DRIVE CLIQ-INTERFACE PLAIN SHAFT, TOLERANCE N; W/O HOLDING BRAKE PROTECTION CLASS IP64; | 1728 | TEM | 1 | MC | 11.201 | 1
1FK70632AF711PG1 | SIMOTICS S SYNCHRONOUS MOTORS 1FK7-CT PN=2,3 KW; UZK=600V M0=11NM (100K); NN=3000RPM; NATURAL AIR COOLING, FRAME SIZE IMB 5 (IM V1, IM V3) FLANGE 1 POWER CONNECTOR ROTATABLE RESOLVER 2-POLE, WITH DRIVE CLIQ-INTERFACE PLAIN SHAFT, TOLERANCE N; W/O HOLDING BRAKE PROTECTION CLASS IP65, | 1821 | TEM | 1 | MC | 11.201 | 1
1FK70632AF711PG2 | SIMOTICS S SYNCHRONOUS MOTORS 1FK7-CT PN=2,3 KW; UZK=600V M0=11NM (100K); NN=3000RPM; NATURAL AIR COOLING, FRAME SIZE IMB 5 (IM V1, IM V3) FLANGE 1 POWER CONNECTOR ROTATABLE RESOLVER 2-POLE, WITH DRIVE CLIQ-INTERFACE PLAIN SHAFT, TOLERANCE N; W/O HOLDING BRAKE PROTECTION CLASS IP65, FLANGE ON DRIVE END IP67; | 1821 | TEM | 1 | MC | 11.201 | 1
1FK70632AF711PH0 | SIMOTICS S SYNCHRONOUS MOTORS 1FK7-CT PN=2,3 KW; UZK=600V M0=11NM (100K); NN=3000RPM; NATURAL AIR COOLING, FRAME SIZE IMB 5 (IM V1, IM V3) FLANGE 1 POWER CONNECTOR ROTATABLE RESOLVER 2-POLE, WITH DRIVE CLIQ-INTERFACE PLAIN SHAFT, TOLERANCE N; WITH HOLDING BRAKE PROTECTION CLASS IP64; | 2033 | TEM | 1 | MC | 11.5 | 1
1FK70632AF711PH1 | SIMOTICS S SYNCHRONOUS MOTORS 1FK7-CT PN=2,3 KW; UZK=600V M0=11NM (100K); NN=3000RPM; NATURAL AIR COOLING, FRAME SIZE IMB 5 (IM V1, IM V3) FLANGE 1 POWER CONNECTOR ROTATABLE RESOLVER 2-POLE, WITH DRIVE CLIQ-INTERFACE PLAIN SHAFT, TOLERANCE N; WITH HOLDING BRAKE PROTECTION CLASS IP65, | 2126 | TEM | 1 | MC | 11.5 | 1
1FK70632AF711PH2 | SIMOTICS S SYNCHRONOUS MOTORS 1FK7-CT PN=2,3 KW; UZK=600V M0=11NM (100K); NN=3000RPM; NATURAL AIR COOLING, FRAME SIZE IMB 5 (IM V1, IM V3) FLANGE 1 POWER CONNECTOR ROTATABLE RESOLVER 2-POLE, WITH DRIVE CLIQ-INTERFACE PLAIN SHAFT, TOLERANCE N; WITH HOLDING BRAKE PROTECTION CLASS IP65, FLANGE ON DRIVE END IP67; | 2126 | TEM | 1 | MC | 11.5 | 1
1FK70632AF711QA0 | SIMOTICS S SYNCHRONOUS MOTORS 1FK7-CT PN=2,3 KW; UZK=600V M0=11NM (100K); NN=3000RPM; NATURAL AIR COOLING, FRAME SIZE IMB 5 (IM V1, IM V3) FLANGE 1 POWER CONNECTOR ROTATABLE ABSOLUTE ENCODER SINGLETURN 20 BIT WITH DRIVE-CLIQ INTERFACE (ENCODER AS20DQI) SHAFT WITH FITTED KEY, TOLERANCE N; W/O HOLDING BRAKE PROTECTION CLASS IP64; | 1917 | TEM | 1 | MC | 11.101 | 1
1FK70632AF711QA1 | SIMOTICS S SYNCHRONOUS MOTORS 1FK7-CT PN=2,3 KW; UZK=600V M0=11NM (100K); NN=3000RPM; NATURAL AIR COOLING, FRAME SIZE IMB 5 (IM V1, IM V3) FLANGE 1 POWER CONNECTOR ROTATABLE ABSOLUTE ENCODER SINGLETURN 20 BIT WITH DRIVE-CLIQ INTERFACE (ENCODER AS20DQI) SHAFT WITH FITTED KEY, TOLERANCE N; W/O HOLDING BRAKE PROTECTION CLASS IP65, | 2010 | TEM | 1 | MC | 11.101 | 1
1FK70632AF711QA2 | SIMOTICS S SYNCHRONOUS MOTORS 1FK7-CT PN=2,3 KW; UZK=600V M0=11NM (100K); NN=3000RPM; NATURAL AIR COOLING, FRAME SIZE IMB 5 (IM V1, IM V3) FLANGE 1 POWER CONNECTOR ROTATABLE ABSOLUTE ENCODER SINGLETURN 20 BIT WITH DRIVE-CLIQ INTERFACE (ENCODER AS20DQI) SHAFT WITH FITTED KEY, TOLERANCE N; W/O HOLDING BRAKE PROTECTION CLASS IP65, FLANGE ON DRIVE END IP67; | 2010 | TEM | 1 | MC | 11.101 | 1
1FK70632AF711QB0 | SIMOTICS S SYNCHRONOUS MOTORS 1FK7-CT PN=2,3 KW; UZK=600V M0=11NM (100K); NN=3000RPM; NATURAL AIR COOLING, FRAME SIZE IMB 5 (IM V1, IM V3) FLANGE 1 POWER CONNECTOR ROTATABLE ABSOLUTE ENCODER SINGLETURN 20 BIT WITH DRIVE-CLIQ INTERFACE (ENCODER AS20DQI) SHAFT WITH FITTED KEY, TOLERANCE N; WITH HOLDING BRAKE PROTECTION CLASS IP64; | 2220 | TEM | 1 | MC | 11.4 | 1
1FK70632AF711QB1 | SIMOTICS S SYNCHRONOUS MOTORS 1FK7-CT PN=2,3 KW; UZK=600V M0=11NM (100K); NN=3000RPM; NATURAL AIR COOLING, FRAME SIZE IMB 5 (IM V1, IM V3) FLANGE 1 POWER CONNECTOR ROTATABLE ABSOLUTE ENCODER SINGLETURN 20 BIT WITH DRIVE-CLIQ INTERFACE (ENCODER AS20DQI) SHAFT WITH FITTED KEY, TOLERANCE N; WITH HOLDING BRAKE PROTECTION CLASS IP65, | 2313 | TEM | 1 | MC | 11.4 | 1
1FK70632AF711QB2 | SIMOTICS S SYNCHRONOUS MOTORS 1FK7-CT PN=2,3 KW; UZK=600V M0=11NM (100K); NN=3000RPM; NATURAL AIR COOLING, FRAME SIZE IMB 5 (IM V1, IM V3) FLANGE 1 POWER CONNECTOR ROTATABLE ABSOLUTE ENCODER SINGLETURN 20 BIT WITH DRIVE-CLIQ INTERFACE (ENCODER AS20DQI) SHAFT WITH FITTED KEY, TOLERANCE N; WITH HOLDING BRAKE PROTECTION CLASS IP65, FLANGE ON DRIVE END IP67; | 2313 | TEM | 1 | MC | 11.4 | 1
1FK70632AF711QG0 | SIMOTICS S SYNCHRONOUS MOTORS 1FK7-CT PN=2,3 KW; UZK=600V M0=11NM (100K); NN=3000RPM; NATURAL AIR COOLING, FRAME SIZE IMB 5 (IM V1, IM V3) FLANGE 1 POWER CONNECTOR ROTATABLE ABSOLUTE ENCODER SINGLETURN 20 BIT WITH DRIVE-CLIQ INTERFACE (ENCODER AS20DQI) PLAIN SHAFT, TOLERANCE N; W/O HOLDING BRAKE PROTECTION CLASS IP64; | 1831 | TEM | 1 | MC | 11.101 | 1
1FK70632AF711QG1 | SIMOTICS S SYNCHRONOUS MOTORS 1FK7-CT PN=2,3 KW; UZK=600V M0=11NM (100K); NN=3000RPM; NATURAL AIR COOLING, FRAME SIZE IMB 5 (IM V1, IM V3) FLANGE 1 POWER CONNECTOR ROTATABLE ABSOLUTE ENCODER SINGLETURN 20 BIT WITH DRIVE-CLIQ INTERFACE (ENCODER AS20DQI) PLAIN SHAFT, TOLERANCE N; W/O HOLDING BRAKE PROTECTION CLASS IP65, | 1924 | TEM | 1 | MC | 11.101 | 1
1FK70632AF711QG2 | SIMOTICS S SYNCHRONOUS MOTORS 1FK7-CT PN=2,3 KW; UZK=600V M0=11NM (100K); NN=3000RPM; NATURAL AIR COOLING, FRAME SIZE IMB 5 (IM V1, IM V3) FLANGE 1 POWER CONNECTOR ROTATABLE ABSOLUTE ENCODER SINGLETURN 20 BIT WITH DRIVE-CLIQ INTERFACE (ENCODER AS20DQI) PLAIN SHAFT, TOLERANCE N; W/O HOLDING BRAKE PROTECTION CLASS IP65, FLANGE ON DRIVE END IP67; | 1924 | TEM | 1 | MC | 11.101 | 1
1FK70632AF711QH0 | SIMOTICS S SYNCHRONOUS MOTORS 1FK7-CT PN=2,3 KW; UZK=600V M0=11NM (100K); NN=3000RPM; NATURAL AIR COOLING, FRAME SIZE IMB 5 (IM V1, IM V3) FLANGE 1 POWER CONNECTOR ROTATABLE ABSOLUTE ENCODER SINGLETURN 20 BIT WITH DRIVE-CLIQ INTERFACE (ENCODER AS20DQI) PLAIN SHAFT, TOLERANCE N; WITH HOLDING BRAKE PROTECTION CLASS IP64; | 2136 | TEM | 1 | MC | 11.4 | 1
1FK70632AF711QH1 | SIMOTICS S SYNCHRONOUS MOTORS 1FK7-CT PN=2,3 KW; UZK=600V M0=11NM (100K); NN=3000RPM; NATURAL AIR COOLING, FRAME SIZE IMB 5 (IM V1, IM V3) FLANGE 1 POWER CONNECTOR ROTATABLE ABSOLUTE ENCODER SINGLETURN 20 BIT WITH DRIVE-CLIQ INTERFACE (ENCODER AS20DQI) PLAIN SHAFT, TOLERANCE N; WITH HOLDING BRAKE PROTECTION CLASS IP65, | 2229 | TEM | 1 | MC | 11.4 | 1
1FK70632AF711QH2 | SIMOTICS S SYNCHRONOUS MOTORS 1FK7-CT PN=2,3 KW; UZK=600V M0=11NM (100K); NN=3000RPM; NATURAL AIR COOLING, FRAME SIZE IMB 5 (IM V1, IM V3) FLANGE 1 POWER CONNECTOR ROTATABLE ABSOLUTE ENCODER SINGLETURN 20 BIT WITH DRIVE-CLIQ INTERFACE (ENCODER AS20DQI) PLAIN SHAFT, TOLERANCE N; WITH HOLDING BRAKE PROTECTION CLASS IP65, FLANGE ON DRIVE END IP67; | 2229 | TEM | 1 | MC | 11.4 | 1
1FK70632AF711RA0 | SIMOTICS S SYNCHRONOUS MOTORS 1FK7-CT PN=2,3 KW; UZK=600V M0=11NM (100K); NN=3000RPM; NATURAL AIR COOLING, FRAME SIZE IMB 5 (IM V1, IM V3) FLANGE 1 POWER CONNECTOR ROTATABLE ABSOLUTE ENCODER 20 BIT + 12 BIT MULTITURN WITH DRIVE-CLIQ INTERFACE (ENCODER AM20DQI) SHAFT WITH FITTED KEY, TOLERANCE N; W/O HOLDING BRAKE PROTECTION CLASS IP64; | 2291 | TEM | 1 | MC | 11.101 | 1
1FK70632AF711RA1 | SIMOTICS S SYNCHRONOUS MOTORS 1FK7-CT PN=2,3 KW; UZK=600V M0=11NM (100K); NN=3000RPM; NATURAL AIR COOLING, FRAME SIZE IMB 5 (IM V1, IM V3) FLANGE 1 POWER CONNECTOR ROTATABLE ABSOLUTE ENCODER 20 BIT + 12 BIT MULTITURN WITH DRIVE-CLIQ INTERFACE (ENCODER AM20DQI) SHAFT WITH FITTED KEY, TOLERANCE N; W/O HOLDING BRAKE PROTECTION CLASS IP65, | 2384 | TEM | 1 | MC | 11.101 | 1
1FK70632AF711RA2 | SIMOTICS S SYNCHRONOUS MOTORS 1FK7-CT PN=2,3 KW; UZK=600V M0=11NM (100K); NN=3000RPM; NATURAL AIR COOLING, FRAME SIZE IMB 5 (IM V1, IM V3) FLANGE 1 POWER CONNECTOR ROTATABLE ABSOLUTE ENCODER 20 BIT + 12 BIT MULTITURN WITH DRIVE-CLIQ INTERFACE (ENCODER AM20DQI) SHAFT WITH FITTED KEY, TOLERANCE N; W/O HOLDING BRAKE PROTECTION CLASS IP65, FLANGE ON DRIVE END IP67; | 2384 | TEM | 1 | MC | 11.101 | 1
1FK70632AF711RB0 | SIMOTICS S SYNCHRONOUS MOTORS 1FK7-CT PN=2,3 KW; UZK=600V M0=11NM (100K); NN=3000RPM; NATURAL AIR COOLING, FRAME SIZE IMB 5 (IM V1, IM V3) FLANGE 1 POWER CONNECTOR ROTATABLE ABSOLUTE ENCODER 20 BIT + 12 BIT MULTITURN WITH DRIVE-CLIQ INTERFACE (ENCODER AM20DQI) SHAFT WITH FITTED KEY, TOLERANCE N; WITH HOLDING BRAKE PROTECTION CLASS IP64; | 2594 | TEM | 1 | MC | 11.4 | 1
1FK70632AF711RB1 | SIMOTICS S SYNCHRONOUS MOTORS 1FK7-CT PN=2,3 KW; UZK=600V M0=11NM (100K); NN=3000RPM; NATURAL AIR COOLING, FRAME SIZE IMB 5 (IM V1, IM V3) FLANGE 1 POWER CONNECTOR ROTATABLE ABSOLUTE ENCODER 20 BIT + 12 BIT MULTITURN WITH DRIVE-CLIQ INTERFACE (ENCODER AM20DQI) SHAFT WITH FITTED KEY, TOLERANCE N; WITH HOLDING BRAKE PROTECTION CLASS IP65, | 2687 | TEM | 1 | MC | 11.4 | 1
1FK70632AF711RB2 | SIMOTICS S SYNCHRONOUS MOTORS 1FK7-CT PN=2,3 KW; UZK=600V M0=11NM (100K); NN=3000RPM; NATURAL AIR COOLING, FRAME SIZE IMB 5 (IM V1, IM V3) FLANGE 1 POWER CONNECTOR ROTATABLE ABSOLUTE ENCODER 20 BIT + 12 BIT MULTITURN WITH DRIVE-CLIQ INTERFACE (ENCODER AM20DQI) SHAFT WITH FITTED KEY, TOLERANCE N; WITH HOLDING BRAKE PROTECTION CLASS IP65, FLANGE ON DRIVE END IP67; | 2687 | TEM | 1 | MC | 11.4 | 1
1FK70632AF711RG0 | SIMOTICS S SYNCHRONOUS MOTORS 1FK7-CT PN=2,3 KW; UZK=600V M0=11NM (100K); NN=3000RPM; NATURAL AIR COOLING, FRAME SIZE IMB 5 (IM V1, IM V3) FLANGE 1 POWER CONNECTOR ROTATABLE ABSOLUTE ENCODER 20 BIT + 12 BIT MULTITURN WITH DRIVE-CLIQ INTERFACE (ENCODER AM20DQI) PLAIN SHAFT, TOLERANCE N; W/O HOLDING BRAKE PROTECTION CLASS IP64; | 2205 | TEM | 1 | MC | 11.101 | 1
1FK70632AF711RG1 | SIMOTICS S SYNCHRONOUS MOTORS 1FK7-CT PN=2,3 KW; UZK=600V M0=11NM (100K); NN=3000RPM; NATURAL AIR COOLING, FRAME SIZE IMB 5 (IM V1, IM V3) FLANGE 1 POWER CONNECTOR ROTATABLE ABSOLUTE ENCODER 20 BIT + 12 BIT MULTITURN WITH DRIVE-CLIQ INTERFACE (ENCODER AM20DQI) PLAIN SHAFT, TOLERANCE N; W/O HOLDING BRAKE PROTECTION CLASS IP65, | 2298 | TEM | 1 | MC | 11.101 | 1
1FK70632AF711RG2 | SIMOTICS S SYNCHRONOUS MOTORS 1FK7-CT PN=2,3 KW; UZK=600V M0=11NM (100K); NN=3000RPM; NATURAL AIR COOLING, FRAME SIZE IMB 5 (IM V1, IM V3) FLANGE 1 POWER CONNECTOR ROTATABLE ABSOLUTE ENCODER 20 BIT + 12 BIT MULTITURN WITH DRIVE-CLIQ INTERFACE (ENCODER AM20DQI) PLAIN SHAFT, TOLERANCE N; W/O HOLDING BRAKE PROTECTION CLASS IP65, FLANGE ON DRIVE END IP67; | 2298 | TEM | 1 | MC | 11.101 | 1
1FK70632AF711RH0 | SIMOTICS S SYNCHRONOUS MOTORS 1FK7-CT PN=2,3 KW; UZK=600V M0=11NM (100K); NN=3000RPM; NATURAL AIR COOLING, FRAME SIZE IMB 5 (IM V1, IM V3) FLANGE 1 POWER CONNECTOR ROTATABLE ABSOLUTE ENCODER 20 BIT + 12 BIT MULTITURN WITH DRIVE-CLIQ INTERFACE (ENCODER AM20DQI) PLAIN SHAFT, TOLERANCE N; WITH HOLDING BRAKE PROTECTION CLASS IP64; | 2510 | TEM | 1 | MC | 11.4 | 1
1FK70632AF711RH1 | SIMOTICS S SYNCHRONOUS MOTORS 1FK7-CT PN=2,3 KW; UZK=600V M0=11NM (100K); NN=3000RPM; NATURAL AIR COOLING, FRAME SIZE IMB 5 (IM V1, IM V3) FLANGE 1 POWER CONNECTOR ROTATABLE ABSOLUTE ENCODER 20 BIT + 12 BIT MULTITURN WITH DRIVE-CLIQ INTERFACE (ENCODER AM20DQI) PLAIN SHAFT, TOLERANCE N; WITH HOLDING BRAKE PROTECTION CLASS IP65, | 2603 | TEM | 1 | MC | 11.4 | 1
1FK70632AF711RH2 | SIMOTICS S SYNCHRONOUS MOTORS 1FK7-CT PN=2,3 KW; UZK=600V M0=11NM (100K); NN=3000RPM; NATURAL AIR COOLING, FRAME SIZE IMB 5 (IM V1, IM V3) FLANGE 1 POWER CONNECTOR ROTATABLE ABSOLUTE ENCODER 20 BIT + 12 BIT MULTITURN WITH DRIVE-CLIQ INTERFACE (ENCODER AM20DQI) PLAIN SHAFT, TOLERANCE N; WITH HOLDING BRAKE PROTECTION CLASS IP65, FLANGE ON DRIVE END IP67; | 2603 | TEM | 1 | MC | 11.4 | 1
1FK70632AF711SA0 | SIMOTICS S SYNCHRONOUS MOTORS 1FK7-CT PN=2,3 KW; UZK=600V M0=11NM (100K); NN=3000RPM; NATURAL AIR COOLING, FRAME SIZE IMB 5 (IM V1, IM V3) FLANGE 1, WITH KTY TEMPERATURESENSOR POWER CONNECTOR ROTATABLE RESOLVER MULTI-POLE (RESOLVER P=4); SHAFT WITH FITTED KEY, TOLERANCE N; W/O HOLDING BRAKE PROTECTION CLASS IP64; | 1573 | TEM | 1 | MC | 11.102 | 1
1FK70632AF711SA1 | SIMOTICS S SYNCHRONOUS MOTORS 1FK7-CT PN=2,3 KW; UZK=600V M0=11NM (100K); NN=3000RPM; NATURAL AIR COOLING, FRAME SIZE IMB 5 (IM V1, IM V3) FLANGE 1, WITH KTY TEMPERATURESENSOR POWER CONNECTOR ROTATABLE RESOLVER MULTI-POLE (RESOLVER P=4); SHAFT WITH FITTED KEY, TOLERANCE N; W/O HOLDING BRAKE PROTECTION CLASS IP65, | 1666 | TEM | 1 | MC | 11.102 | 1
1FK70632AF711SA2 | SIMOTICS S SYNCHRONOUS MOTORS 1FK7-CT PN=2,3 KW; UZK=600V M0=11NM (100K); NN=3000RPM; NATURAL AIR COOLING, FRAME SIZE IMB 5 (IM V1, IM V3) FLANGE 1, WITH KTY TEMPERATURESENSOR POWER CONNECTOR ROTATABLE RESOLVER MULTI-POLE (RESOLVER P=4); SHAFT WITH FITTED KEY, TOLERANCE N; W/O HOLDING BRAKE PROTECTION CLASS IP65, FLANGE ON DRIVE END IP67; | 1666 | TEM | 1 | MC | 11.102 | 1
1FK70632AF711SB0 | SIMOTICS S SYNCHRONOUS MOTORS 1FK7-CT PN=2,3 KW; UZK=600V M0=11NM (100K); NN=3000RPM; NATURAL AIR COOLING, FRAME SIZE IMB 5 (IM V1, IM V3) FLANGE 1, WITH KTY TEMPERATURESENSOR POWER CONNECTOR ROTATABLE RESOLVER MULTI-POLE (RESOLVER P=4); SHAFT WITH FITTED KEY, TOLERANCE N; WITH HOLDING BRAKE PROTECTION CLASS IP64; | 1876 | TEM | 1 | MC | 11.401 | 1
1FK70632AF711SB1 | SIMOTICS S SYNCHRONOUS MOTORS 1FK7-CT PN=2,3 KW; UZK=600V M0=11NM (100K); NN=3000RPM; NATURAL AIR COOLING, FRAME SIZE IMB 5 (IM V1, IM V3) FLANGE 1, WITH KTY TEMPERATURESENSOR POWER CONNECTOR ROTATABLE RESOLVER MULTI-POLE (RESOLVER P=4); SHAFT WITH FITTED KEY, TOLERANCE N; WITH HOLDING BRAKE PROTECTION CLASS IP65, | 1969 | TEM | 1 | MC | 11.401 | 1
1FK70632AF711SB2 | SIMOTICS S SYNCHRONOUS MOTORS 1FK7-CT PN=2,3 KW; UZK=600V M0=11NM (100K); NN=3000RPM; NATURAL AIR COOLING, FRAME SIZE IMB 5 (IM V1, IM V3) FLANGE 1, WITH KTY TEMPERATURESENSOR POWER CONNECTOR ROTATABLE RESOLVER MULTI-POLE (RESOLVER P=4); SHAFT WITH FITTED KEY, TOLERANCE N; WITH HOLDING BRAKE PROTECTION CLASS IP65, FLANGE ON DRIVE END IP67; | 1969 | TEM | 1 | MC | 11.401 | 1
1FK70632AF711SG0 | SIMOTICS S SYNCHRONOUS MOTORS 1FK7-CT PN=2,3 KW; UZK=600V M0=11NM (100K); NN=3000RPM; NATURAL AIR COOLING, FRAME SIZE IMB 5 (IM V1, IM V3) FLANGE 1, WITH KTY TEMPERATURESENSOR POWER CONNECTOR ROTATABLE RESOLVER MULTI-POLE (RESOLVER P=4); PLAIN SHAFT, TOLERANCE N; W/O HOLDING BRAKE PROTECTION CLASS IP64; | 1486 | TEM | 1 | MC | 11.102 | 1
1FK70632AF711SG1 | SIMOTICS S SYNCHRONOUS MOTORS 1FK7-CT PN=2,3 KW; UZK=600V M0=11NM (100K); NN=3000RPM; NATURAL AIR COOLING, FRAME SIZE IMB 5 (IM V1, IM V3) FLANGE 1, WITH KTY TEMPERATURESENSOR POWER CONNECTOR ROTATABLE RESOLVER MULTI-POLE (RESOLVER P=4); PLAIN SHAFT, TOLERANCE N; W/O HOLDING BRAKE PROTECTION CLASS IP65, | 1580 | TEM | 1 | MC | 11.102 | 1
1FK70632AF711SG2 | SIMOTICS S SYNCHRONOUS MOTORS 1FK7-CT PN=2,3 KW; UZK=600V M0=11NM (100K); NN=3000RPM; NATURAL AIR COOLING, FRAME SIZE IMB 5 (IM V1, IM V3) FLANGE 1, WITH KTY TEMPERATURESENSOR POWER CONNECTOR ROTATABLE RESOLVER MULTI-POLE (RESOLVER P=4); PLAIN SHAFT, TOLERANCE N; W/O HOLDING BRAKE PROTECTION CLASS IP65, FLANGE ON DRIVE END IP67; | 1580 | TEM | 1 | MC | 11.102 | 1
1FK70632AF711SH0 | SIMOTICS S SYNCHRONOUS MOTORS 1FK7-CT PN=2,3 KW; UZK=600V M0=11NM (100K); NN=3000RPM; NATURAL AIR COOLING, FRAME SIZE IMB 5 (IM V1, IM V3) FLANGE 1, WITH KTY TEMPERATURESENSOR POWER CONNECTOR ROTATABLE RESOLVER MULTI-POLE (RESOLVER P=4); PLAIN SHAFT, TOLERANCE N; WITH HOLDING BRAKE PROTECTION CLASS IP64; | 1792 | TEM | 1 | MC | 11.401 | 1
1FK70632AF711SH1 | SIMOTICS S SYNCHRONOUS MOTORS 1FK7-CT PN=2,3 KW; UZK=600V M0=11NM (100K); NN=3000RPM; NATURAL AIR COOLING, FRAME SIZE IMB 5 (IM V1, IM V3) FLANGE 1, WITH KTY TEMPERATURESENSOR POWER CONNECTOR ROTATABLE RESOLVER MULTI-POLE (RESOLVER P=4); PLAIN SHAFT, TOLERANCE N; WITH HOLDING BRAKE PROTECTION CLASS IP65, | 1885 | TEM | 1 | MC | 11.401 | 1
1FK70632AF711SH2 | SIMOTICS S SYNCHRONOUS MOTORS 1FK7-CT PN=2,3 KW; UZK=600V M0=11NM (100K); NN=3000RPM; NATURAL AIR COOLING, FRAME SIZE IMB 5 (IM V1, IM V3) FLANGE 1, WITH KTY TEMPERATURESENSOR POWER CONNECTOR ROTATABLE RESOLVER MULTI-POLE (RESOLVER P=4); PLAIN SHAFT, TOLERANCE N; WITH HOLDING BRAKE PROTECTION CLASS IP65, FLANGE ON DRIVE END IP67; | 1885 | TEM | 1 | MC | 11.401 | 1
1FK70632AF711TA0 | SIMOTICS S SYNCHRONOUS MOTORS 1FK7-CT PN=2,3 KW; UZK=600V M0=11NM (100K); NN=3000RPM; NATURAL AIR COOLING, FRAME SIZE IMB 5 (IM V1, IM V3) FLANGE 1, WITH KTY TEMPERATURESENSOR POWER CONNECTOR ROTATABLE RESOLVER 2-POLE (RESOLVER P=1); SHAFT WITH FITTED KEY, TOLERANCE N; W/O HOLDING BRAKE PROTECTION CLASS IP64; | 1573 | TEM | 1 | MC | 11.102 | 1
1FK70632AF711TA1 | SIMOTICS S SYNCHRONOUS MOTORS 1FK7-CT PN=2,3 KW; UZK=600V M0=11NM (100K); NN=3000RPM; NATURAL AIR COOLING, FRAME SIZE IMB 5 (IM V1, IM V3) FLANGE 1, WITH KTY TEMPERATURESENSOR POWER CONNECTOR ROTATABLE RESOLVER 2-POLE (RESOLVER P=1); SHAFT WITH FITTED KEY, TOLERANCE N; W/O HOLDING BRAKE PROTECTION CLASS IP65, | 1666 | TEM | 1 | MC | 11.102 | 1
1FK70632AF711TA2 | SIMOTICS S SYNCHRONOUS MOTORS 1FK7-CT PN=2,3 KW; UZK=600V M0=11NM (100K); NN=3000RPM; NATURAL AIR COOLING, FRAME SIZE IMB 5 (IM V1, IM V3) FLANGE 1, WITH KTY TEMPERATURESENSOR POWER CONNECTOR ROTATABLE RESOLVER 2-POLE (RESOLVER P=1); SHAFT WITH FITTED KEY, TOLERANCE N; W/O HOLDING BRAKE PROTECTION CLASS IP65, FLANGE ON DRIVE END IP67; | 1666 | TEM | 1 | MC | 11.102 | 1
1FK70632AF711TB0 | SIMOTICS S SYNCHRONOUS MOTORS 1FK7-CT PN=2,3 KW; UZK=600V M0=11NM (100K); NN=3000RPM; NATURAL AIR COOLING, FRAME SIZE IMB 5 (IM V1, IM V3) FLANGE 1, WITH KTY TEMPERATURESENSOR POWER CONNECTOR ROTATABLE RESOLVER 2-POLE (RESOLVER P=1); SHAFT WITH FITTED KEY, TOLERANCE N; WITH HOLDING BRAKE PROTECTION CLASS IP64; | 1876 | TEM | 1 | MC | 11.401 | 1
1FK70632AF711TB1 | SIMOTICS S SYNCHRONOUS MOTORS 1FK7-CT PN=2,3 KW; UZK=600V M0=11NM (100K); NN=3000RPM; NATURAL AIR COOLING, FRAME SIZE IMB 5 (IM V1, IM V3) FLANGE 1, WITH KTY TEMPERATURESENSOR POWER CONNECTOR ROTATABLE RESOLVER 2-POLE (RESOLVER P=1); SHAFT WITH FITTED KEY, TOLERANCE N; WITH HOLDING BRAKE PROTECTION CLASS IP65, | 1969 | TEM | 1 | MC | 11.401 | 1
1FK70632AF711TB2 | SIMOTICS S SYNCHRONOUS MOTORS 1FK7-CT PN=2,3 KW; UZK=600V M0=11NM (100K); NN=3000RPM; NATURAL AIR COOLING, FRAME SIZE IMB 5 (IM V1, IM V3) FLANGE 1, WITH KTY TEMPERATURESENSOR POWER CONNECTOR ROTATABLE RESOLVER 2-POLE (RESOLVER P=1); SHAFT WITH FITTED KEY, TOLERANCE N; WITH HOLDING BRAKE PROTECTION CLASS IP65, FLANGE ON DRIVE END IP67; | 1969 | TEM | 1 | MC | 11.401 | 1
1FK70632AF711TG0 | SIMOTICS S SYNCHRONOUS MOTORS 1FK7-CT PN=2,3 KW; UZK=600V M0=11NM (100K); NN=3000RPM; NATURAL AIR COOLING, FRAME SIZE IMB 5 (IM V1, IM V3) FLANGE 1, WITH KTY TEMPERATURESENSOR POWER CONNECTOR ROTATABLE RESOLVER 2-POLE (RESOLVER P=1); PLAIN SHAFT, TOLERANCE N; W/O HOLDING BRAKE PROTECTION CLASS IP64; | 1486 | TEM | 1 | MC | 11.102 | 1
1FK70632AF711TG1 | SIMOTICS S SYNCHRONOUS MOTORS 1FK7-CT PN=2,3 KW; UZK=600V M0=11NM (100K); NN=3000RPM; NATURAL AIR COOLING, FRAME SIZE IMB 5 (IM V1, IM V3) FLANGE 1, WITH KTY TEMPERATURESENSOR POWER CONNECTOR ROTATABLE RESOLVER 2-POLE (RESOLVER P=1); PLAIN SHAFT, TOLERANCE N; W/O HOLDING BRAKE PROTECTION CLASS IP65, | 1580 | TEM | 1 | MC | 11.102 | 1
1FK70632AF711TG2 | SIMOTICS S SYNCHRONOUS MOTORS 1FK7-CT PN=2,3 KW; UZK=600V M0=11NM (100K); NN=3000RPM; NATURAL AIR COOLING, FRAME SIZE IMB 5 (IM V1, IM V3) FLANGE 1, WITH KTY TEMPERATURESENSOR POWER CONNECTOR ROTATABLE RESOLVER 2-POLE (RESOLVER P=1); PLAIN SHAFT, TOLERANCE N; W/O HOLDING BRAKE PROTECTION CLASS IP65, FLANGE ON DRIVE END IP67; | 1580 | TEM | 1 | MC | 11.102 | 1
1FK70632AF711TH0 | SIMOTICS S SYNCHRONOUS MOTORS 1FK7-CT PN=2,3 KW; UZK=600V M0=11NM (100K); NN=3000RPM; NATURAL AIR COOLING, FRAME SIZE IMB 5 (IM V1, IM V3) FLANGE 1, WITH KTY TEMPERATURESENSOR POWER CONNECTOR ROTATABLE RESOLVER 2-POLE (RESOLVER P=1); PLAIN SHAFT, TOLERANCE N; WITH HOLDING BRAKE PROTECTION CLASS IP64; | 1792 | TEM | 1 | MC | 11.401 | 1
1FK70632AF711TH1 | SIMOTICS S SYNCHRONOUS MOTORS 1FK7-CT PN=2,3 KW; UZK=600V M0=11NM (100K); NN=3000RPM; NATURAL AIR COOLING, FRAME SIZE IMB 5 (IM V1, IM V3) FLANGE 1, WITH KTY TEMPERATURESENSOR POWER CONNECTOR ROTATABLE RESOLVER 2-POLE (RESOLVER P=1); PLAIN SHAFT, TOLERANCE N; WITH HOLDING BRAKE PROTECTION CLASS IP65, | 1885 | TEM | 1 | MC | 11.401 | 1
1FK70632AF711TH2 | SIMOTICS S SYNCHRONOUS MOTORS 1FK7-CT PN=2,3 KW; UZK=600V M0=11NM (100K); NN=3000RPM; NATURAL AIR COOLING, FRAME SIZE IMB 5 (IM V1, IM V3) FLANGE 1, WITH KTY TEMPERATURESENSOR POWER CONNECTOR ROTATABLE RESOLVER 2-POLE (RESOLVER P=1); PLAIN SHAFT, TOLERANCE N; WITH HOLDING BRAKE PROTECTION CLASS IP65, FLANGE ON DRIVE END IP67; | 1885 | TEM | 1 | MC | 11.401 | 1
1FK70632AF711UA0 | SIMOTICS S SYNCHRONOUS MOTORS 1FK7-CT PN=2,3 KW; UZK=600V M0=11NM (100K); NN=3000RPM; NATURAL AIR COOLING, FRAME SIZE IMB 5 (IM V1, IM V3) FLANGE 1 POWER CONNECTOR ROTATABLE RESOLVER MULTI-POLE WITH DRIVE-CLIQ INTERFACE; SHAFT WITH FITTED KEY, TOLERANCE N; W/O HOLDING BRAKE PROTECTION CLASS IP64; | 1814 | TEM | 1 | MC | 11.102 | 1
1FK70632AF711UA1 | SIMOTICS S SYNCHRONOUS MOTORS 1FK7-CT PN=2,3 KW; UZK=600V M0=11NM (100K); NN=3000RPM; NATURAL AIR COOLING, FRAME SIZE IMB 5 (IM V1, IM V3) FLANGE 1 POWER CONNECTOR ROTATABLE RESOLVER MULTI-POLE WITH DRIVE-CLIQ INTERFACE; SHAFT WITH FITTED KEY, TOLERANCE N; W/O HOLDING BRAKE PROTECTION CLASS IP65, | 1907 | TEM | 1 | MC | 11.102 | 1
1FK70632AF711UA2 | SIMOTICS S SYNCHRONOUS MOTORS 1FK7-CT PN=2,3 KW; UZK=600V M0=11NM (100K); NN=3000RPM; NATURAL AIR COOLING, FRAME SIZE IMB 5 (IM V1, IM V3) FLANGE 1 POWER CONNECTOR ROTATABLE RESOLVER MULTI-POLE WITH DRIVE-CLIQ INTERFACE; SHAFT WITH FITTED KEY, TOLERANCE N; W/O HOLDING BRAKE PROTECTION CLASS IP65, FLANGE ON DRIVE END IP67; | 1907 | TEM | 1 | MC | 11.102 | 1
1FK70632AF711UB0 | SIMOTICS S SYNCHRONOUS MOTORS 1FK7-CT PN=2,3 KW; UZK=600V M0=11NM (100K); NN=3000RPM; NATURAL AIR COOLING, FRAME SIZE IMB 5 (IM V1, IM V3) FLANGE 1 POWER CONNECTOR ROTATABLE RESOLVER MULTI-POLE WITH DRIVE-CLIQ INTERFACE; SHAFT WITH FITTED KEY, TOLERANCE N; WITH HOLDING BRAKE PROTECTION CLASS IP64; | 2117 | TEM | 1 | MC | 11.401 | 1
1FK70632AF711UB1 | SIMOTICS S SYNCHRONOUS MOTORS 1FK7-CT PN=2,3 KW; UZK=600V M0=11NM (100K); NN=3000RPM; NATURAL AIR COOLING, FRAME SIZE IMB 5 (IM V1, IM V3) FLANGE 1 POWER CONNECTOR ROTATABLE RESOLVER MULTI-POLE WITH DRIVE-CLIQ INTERFACE; SHAFT WITH FITTED KEY, TOLERANCE N; WITH HOLDING BRAKE PROTECTION CLASS IP65, | 2210 | TEM | 1 | MC | 11.401 | 1
1FK70632AF711UB2 | SIMOTICS S SYNCHRONOUS MOTORS 1FK7-CT PN=2,3 KW; UZK=600V M0=11NM (100K); NN=3000RPM; NATURAL AIR COOLING, FRAME SIZE IMB 5 (IM V1, IM V3) FLANGE 1 POWER CONNECTOR ROTATABLE RESOLVER MULTI-POLE WITH DRIVE-CLIQ INTERFACE; SHAFT WITH FITTED KEY, TOLERANCE N; WITH HOLDING BRAKE PROTECTION CLASS IP65, FLANGE ON DRIVE END IP67; | 2210 | TEM | 1 | MC | 11.401 | 1
1FK70632AF711UG0 | SIMOTICS S SYNCHRONOUS MOTORS 1FK7-CT PN=2,3 KW; UZK=600V M0=11NM (100K); NN=3000RPM; NATURAL AIR COOLING, FRAME SIZE IMB 5 (IM V1, IM V3) FLANGE 1 POWER CONNECTOR ROTATABLE RESOLVER MULTI-POLE WITH DRIVE-CLIQ INTERFACE; PLAIN SHAFT, TOLERANCE N; W/O HOLDING BRAKE PROTECTION CLASS IP64; | 1728 | TEM | 1 | MC | 11.102 | 1
1FK70632AF711UG1 | SIMOTICS S SYNCHRONOUS MOTORS 1FK7-CT PN=2,3 KW; UZK=600V M0=11NM (100K); NN=3000RPM; NATURAL AIR COOLING, FRAME SIZE IMB 5 (IM V1, IM V3) FLANGE 1 POWER CONNECTOR ROTATABLE RESOLVER MULTI-POLE WITH DRIVE-CLIQ INTERFACE; PLAIN SHAFT, TOLERANCE N; W/O HOLDING BRAKE PROTECTION CLASS IP65, | 1821 | TEM | 1 | MC | 11.102 | 1
1FK70632AF711UG2 | SIMOTICS S SYNCHRONOUS MOTORS 1FK7-CT PN=2,3 KW; UZK=600V M0=11NM (100K); NN=3000RPM; NATURAL AIR COOLING, FRAME SIZE IMB 5 (IM V1, IM V3) FLANGE 1 POWER CONNECTOR ROTATABLE RESOLVER MULTI-POLE WITH DRIVE-CLIQ INTERFACE; PLAIN SHAFT, TOLERANCE N; W/O HOLDING BRAKE PROTECTION CLASS IP65, FLANGE ON DRIVE END IP67; | 1821 | TEM | 1 | MC | 11.102 | 1
1FK70632AF711UH0 | SIMOTICS S SYNCHRONOUS MOTORS 1FK7-CT PN=2,3 KW; UZK=600V M0=11NM (100K); NN=3000RPM; NATURAL AIR COOLING, FRAME SIZE IMB 5 (IM V1, IM V3) FLANGE 1 POWER CONNECTOR ROTATABLE RESOLVER MULTI-POLE WITH DRIVE-CLIQ INTERFACE; PLAIN SHAFT, TOLERANCE N; WITH HOLDING BRAKE PROTECTION CLASS IP64; | 2033 | TEM | 1 | MC | 11.401 | 1
1FK70632AF711UH1 | SIMOTICS S SYNCHRONOUS MOTORS 1FK7-CT PN=2,3 KW; UZK=600V M0=11NM (100K); NN=3000RPM; NATURAL AIR COOLING, FRAME SIZE IMB 5 (IM V1, IM V3) FLANGE 1 POWER CONNECTOR ROTATABLE RESOLVER MULTI-POLE WITH DRIVE-CLIQ INTERFACE; PLAIN SHAFT, TOLERANCE N; WITH HOLDING BRAKE PROTECTION CLASS IP65, | 2126 | TEM | 1 | MC | 11.401 | 1
1FK70632AF711UH2 | SIMOTICS S SYNCHRONOUS MOTORS 1FK7-CT PN=2,3 KW; UZK=600V M0=11NM (100K); NN=3000RPM; NATURAL AIR COOLING, FRAME SIZE IMB 5 (IM V1, IM V3) FLANGE 1 POWER CONNECTOR ROTATABLE RESOLVER MULTI-POLE WITH DRIVE-CLIQ INTERFACE; PLAIN SHAFT, TOLERANCE N; WITH HOLDING BRAKE PROTECTION CLASS IP65, FLANGE ON DRIVE END IP67; | 2126 | TEM | 1 | MC | 11.401 | 1
1FK70632AH711AA0 | SIMOTICS S SYNCHRONOUS MOTOR 1FK7-CT PN=1,4 KW; UZK=600V M0=11NM (100K); NN=4500RPM; NATURAL COOLING, FRAME SIZE IMB 5 (IM V1, IM V3) FLANGE 1, WITH KTY TEMPERATURESENSOR POWER CONNECTOR ROTATABLE INCREMENTAL ENCODER SIN/COS 1VPP;2048 S/R W. C-AND D-SPUR (ENCODER IC2048S/R) SHAFT WITH FITTED KEY, TOLERANCE N; W/O HOLDING BRAKE PROTECTION CLASS IP64; | 2159 | TEM | 1 | MC | 11.101 | 1
1FK70632AH711AA1 | SIMOTICS S SYNCHRONOUS MOTOR 1FK7-CT PN=1,4 KW; UZK=600V M0=11NM (100K); NN=4500RPM; NATURAL COOLING, FRAME SIZE IMB 5 (IM V1, IM V3) FLANGE 1, WITH KTY TEMPERATURESENSOR POWER CONNECTOR ROTATABLE INCREMENTAL ENCODER SIN/COS 1VPP;2048 S/R W. C-AND D-SPUR (ENCODER IC2048S/R) SHAFT WITH FITTED KEY, TOLERANCE N; W/O HOLDING BRAKE PROTECTION CLASS IP65, | 2252 | TEM | 1 | MC | 11.101 | 1
1FK70632AH711AA2 | SIMOTICS S SYNCHRONOUS MOTOR 1FK7-CT PN=1,4 KW; UZK=600V M0=11NM (100K); NN=4500RPM; NATURAL COOLING, FRAME SIZE IMB 5 (IM V1, IM V3) FLANGE 1, WITH KTY TEMPERATURESENSOR POWER CONNECTOR ROTATABLE INCREMENTAL ENCODER SIN/COS 1VPP;2048 S/R W. C-AND D-SPUR (ENCODER IC2048S/R) SHAFT WITH FITTED KEY, TOLERANCE N; W/O HOLDING BRAKE PROTECTION CLASS IP65, FLANGE ON DRIVE END IP67; | 2252 | TEM | 1 | MC | 11.101 | 1
1FK70632AH711AB0 | SIMOTICS S SYNCHRONOUS MOTOR 1FK7-CT PN=1,4 KW; UZK=600V M0=11NM (100K); NN=4500RPM; NATURAL COOLING, FRAME SIZE IMB 5 (IM V1, IM V3) FLANGE 1, WITH KTY TEMPERATURESENSOR POWER CONNECTOR ROTATABLE INCREMENTAL ENCODER SIN/COS 1VPP;2048 S/R W. C-AND D-SPUR (ENCODER IC2048S/R) SHAFT WITH FITTED KEY, TOLERANCE N; WITH HOLDING BRAKE PROTECTION CLASS IP64; | 2462 | TEM | 1 | MC | 11.4 | 1
1FK70632AH711AB1 | SIMOTICS S SYNCHRONOUS MOTOR 1FK7-CT PN=1,4 KW; UZK=600V M0=11NM (100K); NN=4500RPM; NATURAL COOLING, FRAME SIZE IMB 5 (IM V1, IM V3) FLANGE 1, WITH KTY TEMPERATURESENSOR POWER CONNECTOR ROTATABLE INCREMENTAL ENCODER SIN/COS 1VPP;2048 S/R W. C-AND D-SPUR (ENCODER IC2048S/R) SHAFT WITH FITTED KEY, TOLERANCE N; WITH HOLDING BRAKE PROTECTION CLASS IP65, | 2555 | TEM | 1 | MC | 11.4 | 1
1FK70632AH711AB2 | SIMOTICS S SYNCHRONOUS MOTOR 1FK7-CT PN=1,4 KW; UZK=600V M0=11NM (100K); NN=4500RPM; NATURAL COOLING, FRAME SIZE IMB 5 (IM V1, IM V3) FLANGE 1, WITH KTY TEMPERATURESENSOR POWER CONNECTOR ROTATABLE INCREMENTAL ENCODER SIN/COS 1VPP;2048 S/R W. C-AND D-SPUR (ENCODER IC2048S/R) SHAFT WITH FITTED KEY, TOLERANCE N; WITH HOLDING BRAKE PROTECTION CLASS IP65, FLANGE ON DRIVE END IP67; | 2555 | TEM | 1 | MC | 11.4 | 1
1FK70632AH711AG0 | SIMOTICS S SYNCHRONOUS MOTOR 1FK7-CT PN=1,4 KW; UZK=600V M0=11NM (100K); NN=4500RPM; NATURAL COOLING, FRAME SIZE IMB 5 (IM V1, IM V3) FLANGE 1, WITH KTY TEMPERATURESENSOR POWER CONNECTOR ROTATABLE INCREMENTAL ENCODER SIN/COS 1VPP;2048 S/R W. C-AND D-SPUR (ENCODER IC2048S/R) PLAIN SHAFT, TOLERANCE N; W/O HOLDING BRAKE PROTECTION CLASS IP64; | 2072 | TEM | 1 | MC | 11.101 | 1
1FK70632AH711AG1 | SIMOTICS S SYNCHRONOUS MOTOR 1FK7-CT PN=1,4 KW; UZK=600V M0=11NM (100K); NN=4500RPM; NATURAL COOLING, FRAME SIZE IMB 5 (IM V1, IM V3) FLANGE 1, WITH KTY TEMPERATURESENSOR POWER CONNECTOR ROTATABLE INCREMENTAL ENCODER SIN/COS 1VPP;2048 S/R W. C-AND D-SPUR (ENCODER IC2048S/R) PLAIN SHAFT, TOLERANCE N; W/O HOLDING BRAKE PROTECTION CLASS IP65, | 2166 | TEM | 1 | MC | 11.101 | 1
1FK70632AH711AG2 | SIMOTICS S SYNCHRONOUS MOTOR 1FK7-CT PN=1,4 KW; UZK=600V M0=11NM (100K); NN=4500RPM; NATURAL COOLING, FRAME SIZE IMB 5 (IM V1, IM V3) FLANGE 1, WITH KTY TEMPERATURESENSOR POWER CONNECTOR ROTATABLE INCREMENTAL ENCODER SIN/COS 1VPP;2048 S/R W. C-AND D-SPUR (ENCODER IC2048S/R) PLAIN SHAFT, TOLERANCE N; W/O HOLDING BRAKE PROTECTION CLASS IP65, FLANGE ON DRIVE END IP67; | 2166 | TEM | 1 | MC | 11.101 | 1
1FK70632AH711AH0 | SIMOTICS S SYNCHRONOUS MOTOR 1FK7-CT PN=1,4 KW; UZK=600V M0=11NM (100K); NN=4500RPM; NATURAL COOLING, FRAME SIZE IMB 5 (IM V1, IM V3) FLANGE 1, WITH KTY TEMPERATURESENSOR POWER CONNECTOR ROTATABLE INCREMENTAL ENCODER SIN/COS 1VPP;2048 S/R W. C-AND D-SPUR (ENCODER IC2048S/R) PLAIN SHAFT, TOLERANCE N; WITH HOLDING BRAKE PROTECTION CLASS IP64; | 2378 | TEM | 1 | MC | 11.4 | 1
1FK70632AH711AH1 | SIMOTICS S SYNCHRONOUS MOTOR 1FK7-CT PN=1,4 KW; UZK=600V M0=11NM (100K); NN=4500RPM; NATURAL COOLING, FRAME SIZE IMB 5 (IM V1, IM V3) FLANGE 1, WITH KTY TEMPERATURESENSOR POWER CONNECTOR ROTATABLE INCREMENTAL ENCODER SIN/COS 1VPP;2048 S/R W. C-AND D-SPUR (ENCODER IC2048S/R) PLAIN SHAFT, TOLERANCE N; WITH HOLDING BRAKE PROTECTION CLASS IP65, | 2471 | TEM | 1 | MC | 11.4 | 1
1FK70632AH711AH2 | SIMOTICS S SYNCHRONOUS MOTOR 1FK7-CT PN=1,4 KW; UZK=600V M0=11NM (100K); NN=4500RPM; NATURAL COOLING, FRAME SIZE IMB 5 (IM V1, IM V3) FLANGE 1, WITH KTY TEMPERATURESENSOR POWER CONNECTOR ROTATABLE INCREMENTAL ENCODER SIN/COS 1VPP;2048 S/R W. C-AND D-SPUR (ENCODER IC2048S/R) PLAIN SHAFT, TOLERANCE N; WITH HOLDING BRAKE PROTECTION CLASS IP65, FLANGE ON DRIVE END IP67; | 2471 | TEM | 1 | MC | 11.4 | 1
1FK70632AH711BA0 | SIMOTICS S SYNCHRONOUS MOTOR 1FK7-CT PN=1,4 KW; UZK=600V M0=11NM (100K); NN=4500RPM; NATURAL COOLING, FRAME SIZE IMB 5 (IM V1, IM V3) FLANGE 1 POWER CONNECTOR ROTATABLE ABSOLUTE ENCODER SINGLETURN 24 BIT WITH DRIVE CLIQ INTERFACE (ENCODER AS24DQI) SHAFT WITH FITTED KEY, TOLERANCE N; W/O HOLDING BRAKE PROTECTION CLASS IP64; | 2400 | TEM | 1 | MC | 11.101 | 1
1FK70632AH711BA1 | SIMOTICS S SYNCHRONOUS MOTOR 1FK7-CT PN=1,4 KW; UZK=600V M0=11NM (100K); NN=4500RPM; NATURAL COOLING, FRAME SIZE IMB 5 (IM V1, IM V3) FLANGE 1 POWER CONNECTOR ROTATABLE ABSOLUTE ENCODER SINGLETURN 24 BIT WITH DRIVE CLIQ INTERFACE (ENCODER AS24DQI) SHAFT WITH FITTED KEY, TOLERANCE N; W/O HOLDING BRAKE PROTECTION CLASS IP65, | 2493 | TEM | 1 | MC | 11.101 | 1
1FK70632AH711BA2 | SIMOTICS S SYNCHRONOUS MOTOR 1FK7-CT PN=1,4 KW; UZK=600V M0=11NM (100K); NN=4500RPM; NATURAL COOLING, FRAME SIZE IMB 5 (IM V1, IM V3) FLANGE 1 POWER CONNECTOR ROTATABLE ABSOLUTE ENCODER SINGLETURN 24 BIT WITH DRIVE CLIQ INTERFACE (ENCODER AS24DQI) SHAFT WITH FITTED KEY, TOLERANCE N; W/O HOLDING BRAKE PROTECTION CLASS IP65, FLANGE ON DRIVE END IP67; | 2493 | TEM | 1 | MC | 11.101 | 1
1FK70632AH711BB0 | SIMOTICS S SYNCHRONOUS MOTOR 1FK7-CT PN=1,4 KW; UZK=600V M0=11NM (100K); NN=4500RPM; NATURAL COOLING, FRAME SIZE IMB 5 (IM V1, IM V3) FLANGE 1 POWER CONNECTOR ROTATABLE ABSOLUTE ENCODER SINGLETURN 24 BIT WITH DRIVE CLIQ INTERFACE (ENCODER AS24DQI) SHAFT WITH FITTED KEY, TOLERANCE N; WITH HOLDING BRAKE PROTECTION CLASS IP64; | 2703 | TEM | 1 | MC | 11.4 | 1
1FK70632AH711BB1 | SIMOTICS S SYNCHRONOUS MOTOR 1FK7-CT PN=1,4 KW; UZK=600V M0=11NM (100K); NN=4500RPM; NATURAL COOLING, FRAME SIZE IMB 5 (IM V1, IM V3) FLANGE 1 POWER CONNECTOR ROTATABLE ABSOLUTE ENCODER SINGLETURN 24 BIT WITH DRIVE CLIQ INTERFACE (ENCODER AS24DQI) SHAFT WITH FITTED KEY, TOLERANCE N; WITH HOLDING BRAKE PROTECTION CLASS IP65, | 2796 | TEM | 1 | MC | 11.4 | 1
1FK70632AH711BB2 | SIMOTICS S SYNCHRONOUS MOTOR 1FK7-CT PN=1,4 KW; UZK=600V M0=11NM (100K); NN=4500RPM; NATURAL COOLING, FRAME SIZE IMB 5 (IM V1, IM V3) FLANGE 1 POWER CONNECTOR ROTATABLE ABSOLUTE ENCODER SINGLETURN 24 BIT WITH DRIVE CLIQ INTERFACE (ENCODER AS24DQI) SHAFT WITH FITTED KEY, TOLERANCE N; WITH HOLDING BRAKE PROTECTION CLASS IP65, FLANGE ON DRIVE END IP67; | 2796 | TEM | 1 | MC | 11.4 | 1
1FK70632AH711BG0 | SIMOTICS S SYNCHRONOUS MOTOR 1FK7-CT PN=1,4 KW; UZK=600V M0=11NM (100K); NN=4500RPM; NATURAL COOLING, FRAME SIZE IMB 5 (IM V1, IM V3) FLANGE 1 POWER CONNECTOR ROTATABLE ABSOLUTE ENCODER SINGLETURN 24 BIT WITH DRIVE CLIQ INTERFACE (ENCODER AS24DQI) PLAIN SHAFT, TOLERANCE N; W/O HOLDING BRAKE PROTECTION CLASS IP64; | 2313 | TEM | 1 | MC | 11.101 | 1
1FK70632AH711BG1 | SIMOTICS S SYNCHRONOUS MOTOR 1FK7-CT PN=1,4 KW; UZK=600V M0=11NM (100K); NN=4500RPM; NATURAL COOLING, FRAME SIZE IMB 5 (IM V1, IM V3) FLANGE 1 POWER CONNECTOR ROTATABLE ABSOLUTE ENCODER SINGLETURN 24 BIT WITH DRIVE CLIQ INTERFACE (ENCODER AS24DQI) PLAIN SHAFT, TOLERANCE N; W/O HOLDING BRAKE PROTECTION CLASS IP65, | 2407 | TEM | 1 | MC | 11.101 | 1
1FK70632AH711BG2 | SIMOTICS S SYNCHRONOUS MOTOR 1FK7-CT PN=1,4 KW; UZK=600V M0=11NM (100K); NN=4500RPM; NATURAL COOLING, FRAME SIZE IMB 5 (IM V1, IM V3) FLANGE 1 POWER CONNECTOR ROTATABLE ABSOLUTE ENCODER SINGLETURN 24 BIT WITH DRIVE CLIQ INTERFACE (ENCODER AS24DQI) PLAIN SHAFT, TOLERANCE N; W/O HOLDING BRAKE PROTECTION CLASS IP65, FLANGE ON DRIVE END IP67; | 2407 | TEM | 1 | MC | 11.101 | 1
1FK70632AH711BH0 | SIMOTICS S SYNCHRONOUS MOTOR 1FK7-CT PN=1,4 KW; UZK=600V M0=11NM (100K); NN=4500RPM; NATURAL COOLING, FRAME SIZE IMB 5 (IM V1, IM V3) FLANGE 1 POWER CONNECTOR ROTATABLE ABSOLUTE ENCODER SINGLETURN 24 BIT WITH DRIVE CLIQ INTERFACE (ENCODER AS24DQI) PLAIN SHAFT, TOLERANCE N; WITH HOLDING BRAKE PROTECTION CLASS IP64; | 2619 | TEM | 1 | MC | 11.4 | 1
1FK70632AH711BH1 | SIMOTICS S SYNCHRONOUS MOTOR 1FK7-CT PN=1,4 KW; UZK=600V M0=11NM (100K); NN=4500RPM; NATURAL COOLING, FRAME SIZE IMB 5 (IM V1, IM V3) FLANGE 1 POWER CONNECTOR ROTATABLE ABSOLUTE ENCODER SINGLETURN 24 BIT WITH DRIVE CLIQ INTERFACE (ENCODER AS24DQI) PLAIN SHAFT, TOLERANCE N; WITH HOLDING BRAKE PROTECTION CLASS IP65, | 2712 | TEM | 1 | MC | 11.4 | 1
1FK70632AH711BH2 | SIMOTICS S SYNCHRONOUS MOTOR 1FK7-CT PN=1,4 KW; UZK=600V M0=11NM (100K); NN=4500RPM; NATURAL COOLING, FRAME SIZE IMB 5 (IM V1, IM V3) FLANGE 1 POWER CONNECTOR ROTATABLE ABSOLUTE ENCODER SINGLETURN 24 BIT WITH DRIVE CLIQ INTERFACE (ENCODER AS24DQI) PLAIN SHAFT, TOLERANCE N; WITH HOLDING BRAKE PROTECTION CLASS IP65, FLANGE ON DRIVE END IP67; | 2712 | TEM | 1 | MC | 11.4 | 1
1FK70632AH711CA0 | SIMOTICS S SYNCHRONOUS MOTOR 1FK7-CT PN=1,4 KW; UZK=600V M0=11NM (100K); NN=4500RPM; NATURAL COOLING, FRAME SIZE IMB 5 (IM V1, IM V3) FLANGE 1 POWER CONNECTOR ROTATABLE ABSOLUTE ENCODER 24 BIT + 12 BIT MULTITURN WITH DRIVE-CLIQ INTERFACE (ENCODER AM24DQI) SHAFT WITH FITTED KEY, TOLERANCE N; W/O HOLDING BRAKE PROTECTION CLASS IP64; | 2769 | TEM | 1 | MC | 11.101 | 1
1FK70632AH711CA1 | SIMOTICS S SYNCHRONOUS MOTOR 1FK7-CT PN=1,4 KW; UZK=600V M0=11NM (100K); NN=4500RPM; NATURAL COOLING, FRAME SIZE IMB 5 (IM V1, IM V3) FLANGE 1 POWER CONNECTOR ROTATABLE ABSOLUTE ENCODER 24 BIT + 12 BIT MULTITURN WITH DRIVE-CLIQ INTERFACE (ENCODER AM24DQI) SHAFT WITH FITTED KEY, TOLERANCE N; W/O HOLDING BRAKE PROTECTION CLASS IP65, | 2862 | TEM | 1 | MC | 11.101 | 1
1FK70632AH711CA2 | SIMOTICS S SYNCHRONOUS MOTOR 1FK7-CT PN=1,4 KW; UZK=600V M0=11NM (100K); NN=4500RPM; NATURAL COOLING, FRAME SIZE IMB 5 (IM V1, IM V3) FLANGE 1 POWER CONNECTOR ROTATABLE ABSOLUTE ENCODER 24 BIT + 12 BIT MULTITURN WITH DRIVE-CLIQ INTERFACE (ENCODER AM24DQI) SHAFT WITH FITTED KEY, TOLERANCE N; W/O HOLDING BRAKE PROTECTION CLASS IP65, FLANGE ON DRIVE END IP67; | 2862 | TEM | 1 | MC | 11.101 | 1
1FK70632AH711CB0 | SIMOTICS S SYNCHRONOUS MOTOR 1FK7-CT PN=1,4 KW; UZK=600V M0=11NM (100K); NN=4500RPM; NATURAL COOLING, FRAME SIZE IMB 5 (IM V1, IM V3) FLANGE 1 POWER CONNECTOR ROTATABLE ABSOLUTE ENCODER 24 BIT + 12 BIT MULTITURN WITH DRIVE-CLIQ INTERFACE (ENCODER AM24DQI) SHAFT WITH FITTED KEY, TOLERANCE N; WITH HOLDING BRAKE PROTECTION CLASS IP64; | 3072 | TEM | 1 | MC | 11.4 | 1
1FK70632AH711CB1 | SIMOTICS S SYNCHRONOUS MOTOR 1FK7-CT PN=1,4 KW; UZK=600V M0=11NM (100K); NN=4500RPM; NATURAL COOLING, FRAME SIZE IMB 5 (IM V1, IM V3) FLANGE 1 POWER CONNECTOR ROTATABLE ABSOLUTE ENCODER 24 BIT + 12 BIT MULTITURN WITH DRIVE-CLIQ INTERFACE (ENCODER AM24DQI) SHAFT WITH FITTED KEY, TOLERANCE N; WITH HOLDING BRAKE PROTECTION CLASS IP65, | 3165 | TEM | 1 | MC | 11.4 | 1
1FK70632AH711CB2 | SIMOTICS S SYNCHRONOUS MOTOR 1FK7-CT PN=1,4 KW; UZK=600V M0=11NM (100K); NN=4500RPM; NATURAL COOLING, FRAME SIZE IMB 5 (IM V1, IM V3) FLANGE 1 POWER CONNECTOR ROTATABLE ABSOLUTE ENCODER 24 BIT + 12 BIT MULTITURN WITH DRIVE-CLIQ INTERFACE (ENCODER AM24DQI) SHAFT WITH FITTED KEY, TOLERANCE N; WITH HOLDING BRAKE PROTECTION CLASS IP65, FLANGE ON DRIVE END IP67; | 3165 | TEM | 1 | MC | 11.4 | 1
1FK70632AH711CG0 | SIMOTICS S SYNCHRONOUS MOTOR 1FK7-CT PN=1,4 KW; UZK=600V M0=11NM (100K); NN=4500RPM; NATURAL COOLING, FRAME SIZE IMB 5 (IM V1, IM V3) FLANGE 1 POWER CONNECTOR ROTATABLE ABSOLUTE ENCODER 24 BIT + 12 BIT MULTITURN WITH DRIVE-CLIQ INTERFACE (ENCODER AM24DQI) PLAIN SHAFT, TOLERANCE N; W/O HOLDING BRAKE PROTECTION CLASS IP64; | 2683 | TEM | 1 | MC | 11.101 | 1
1FK70632AH711CG1 | SIMOTICS S SYNCHRONOUS MOTOR 1FK7-CT PN=1,4 KW; UZK=600V M0=11NM (100K); NN=4500RPM; NATURAL COOLING, FRAME SIZE IMB 5 (IM V1, IM V3) FLANGE 1 POWER CONNECTOR ROTATABLE ABSOLUTE ENCODER 24 BIT + 12 BIT MULTITURN WITH DRIVE-CLIQ INTERFACE (ENCODER AM24DQI) PLAIN SHAFT, TOLERANCE N; W/O HOLDING BRAKE PROTECTION CLASS IP65, | 2776 | TEM | 1 | MC | 11.101 | 1
1FK70632AH711CG2 | SIMOTICS S SYNCHRONOUS MOTOR 1FK7-CT PN=1,4 KW; UZK=600V M0=11NM (100K); NN=4500RPM; NATURAL COOLING, FRAME SIZE IMB 5 (IM V1, IM V3) FLANGE 1 POWER CONNECTOR ROTATABLE ABSOLUTE ENCODER 24 BIT + 12 BIT MULTITURN WITH DRIVE-CLIQ INTERFACE (ENCODER AM24DQI) PLAIN SHAFT, TOLERANCE N; W/O HOLDING BRAKE PROTECTION CLASS IP65, FLANGE ON DRIVE END IP67; | 2776 | TEM | 1 | MC | 11.101 | 1
1FK70632AH711CH0 | SIMOTICS S SYNCHRONOUS MOTOR 1FK7-CT PN=1,4 KW; UZK=600V M0=11NM (100K); NN=4500RPM; NATURAL COOLING, FRAME SIZE IMB 5 (IM V1, IM V3) FLANGE 1 POWER CONNECTOR ROTATABLE ABSOLUTE ENCODER 24 BIT + 12 BIT MULTITURN WITH DRIVE-CLIQ INTERFACE (ENCODER AM24DQI) PLAIN SHAFT, TOLERANCE N; WITH HOLDING BRAKE PROTECTION CLASS IP64; | 2988 | TEM | 1 | MC | 11.4 | 1
1FK70632AH711CH1 | SIMOTICS S SYNCHRONOUS MOTOR 1FK7-CT PN=1,4 KW; UZK=600V M0=11NM (100K); NN=4500RPM; NATURAL COOLING, FRAME SIZE IMB 5 (IM V1, IM V3) FLANGE 1 POWER CONNECTOR ROTATABLE ABSOLUTE ENCODER 24 BIT + 12 BIT MULTITURN WITH DRIVE-CLIQ INTERFACE (ENCODER AM24DQI) PLAIN SHAFT, TOLERANCE N; WITH HOLDING BRAKE PROTECTION CLASS IP65, | 3081 | TEM | 1 | MC | 11.4 | 1
1FK70632AH711CH2 | SIMOTICS S SYNCHRONOUS MOTOR 1FK7-CT PN=1,4 KW; UZK=600V M0=11NM (100K); NN=4500RPM; NATURAL COOLING, FRAME SIZE IMB 5 (IM V1, IM V3) FLANGE 1 POWER CONNECTOR ROTATABLE ABSOLUTE ENCODER 24 BIT + 12 BIT MULTITURN WITH DRIVE-CLIQ INTERFACE (ENCODER AM24DQI) PLAIN SHAFT, TOLERANCE N; WITH HOLDING BRAKE PROTECTION CLASS IP65, FLANGE ON DRIVE END IP67; | 3081 | TEM | 1 | MC | 11.4 | 1
1FK70632AH711DG0 | SIMOTICS S SYNCHRONOUS MOTOR 1FK7-CT PN=1,4 KW; UZK=600V M0=11NM (100K); NN=4500RPM; NATURAL COOLING, FRAME SIZE IMB 5 (IM V1, IM V3) FLANGE 1 POWER CONNECTOR ROTATABLE INCREMENTAL ENCODER 22 BIT WITH DRIVE-CLIQ INTERFACE (ENCODER IC22DQ) PLAIN SHAFT, TOLERANCE N; W/O HOLDING BRAKE PROTECTION CLASS IP64; | 2394 | TEM | 1 | MC | 11.102 | 1
1FK70632AH711DG2 | SIMOTICS S SYNCHRONOUS MOTOR 1FK7-CT PN=1,4 KW; UZK=600V M0=11NM (100K); NN=4500RPM; NATURAL COOLING, FRAME SIZE IMB 5 (IM V1, IM V3) FLANGE 1 POWER CONNECTOR ROTATABLE INCREMENTAL ENCODER 22 BIT WITH DRIVE-CLIQ INTERFACE (ENCODER IC22DQ) PLAIN SHAFT, TOLERANCE N; W/O HOLDING BRAKE PROTECTION CLASS IP65, FLANGE ON DRIVE END IP67; | 2487 | TEM | 1 | MC | 11.102 | 1
1FK70632AH711DH0 | SIMOTICS S SYNCHRONOUS MOTOR 1FK7-CT PN=1,4 KW; UZK=600V M0=11NM (100K); NN=4500RPM; NATURAL COOLING, FRAME SIZE IMB 5 (IM V1, IM V3) FLANGE 1 POWER CONNECTOR ROTATABLE INCREMENTAL ENCODER 22 BIT WITH DRIVE-CLIQ INTERFACE (ENCODER IC22DQ) PLAIN SHAFT, TOLERANCE N; WITH HOLDING BRAKE PROTECTION CLASS IP64; | 2699 | TEM | 1 | MC | 11.401 | 1
1FK70632AH711EA0 | SIMOTICS S SYNCHRONOUS MOTOR 1FK7-CT PN=1,4 KW; UZK=600V M0=11NM (100K); NN=4500RPM; NATURAL COOLING, FRAME SIZE IMB 5 (IM V1, IM V3) FLANGE 1, WITH KTY TEMPERATURESENSOR POWER CONNECTOR ROTATABLE ABSOLUTE ENCODERR 2048 S/R + 4096 UMDREHUNGEN MULTITURN, WITH ENDAT-SCHNITTSTELLE (ENCODER AM2048S/R) SHAFT WITH FITTED KEY, TOLERANCE N; W/O HOLDING BRAKE PROTECTION CLASS IP64; | 2530 | TEM | 1 | MC | 11.101 | 1
1FK70632AH711EA1 | SIMOTICS S SYNCHRONOUS MOTOR 1FK7-CT PN=1,4 KW; UZK=600V M0=11NM (100K); NN=4500RPM; NATURAL COOLING, FRAME SIZE IMB 5 (IM V1, IM V3) FLANGE 1, WITH KTY TEMPERATURESENSOR POWER CONNECTOR ROTATABLE ABSOLUTE ENCODERR 2048 S/R + 4096 UMDREHUNGEN MULTITURN, WITH ENDAT-SCHNITTSTELLE (ENCODER AM2048S/R) SHAFT WITH FITTED KEY, TOLERANCE N; W/O HOLDING BRAKE PROTECTION CLASS IP65, | 2624 | TEM | 1 | MC | 11.101 | 1
1FK70632AH711EA2 | SIMOTICS S SYNCHRONOUS MOTOR 1FK7-CT PN=1,4 KW; UZK=600V M0=11NM (100K); NN=4500RPM; NATURAL COOLING, FRAME SIZE IMB 5 (IM V1, IM V3) FLANGE 1, WITH KTY TEMPERATURESENSOR POWER CONNECTOR ROTATABLE ABSOLUTE ENCODERR 2048 S/R + 4096 UMDREHUNGEN MULTITURN, WITH ENDAT-SCHNITTSTELLE (ENCODER AM2048S/R) SHAFT WITH FITTED KEY, TOLERANCE N; W/O HOLDING BRAKE PROTECTION CLASS IP65, FLANGE ON DRIVE END IP67; | 2624 | TEM | 1 | MC | 11.101 | 1
1FK70632AH711EB0 | SIMOTICS S SYNCHRONOUS MOTOR 1FK7-CT PN=1,4 KW; UZK=600V M0=11NM (100K); NN=4500RPM; NATURAL COOLING, FRAME SIZE IMB 5 (IM V1, IM V3) FLANGE 1, WITH KTY TEMPERATURESENSOR POWER CONNECTOR ROTATABLE ABSOLUTE ENCODERR 2048 S/R + 4096 UMDREHUNGEN MULTITURN, WITH ENDAT-SCHNITTSTELLE (ENCODER AM2048S/R) SHAFT WITH FITTED KEY, TOLERANCE N; WITH HOLDING BRAKE PROTECTION CLASS IP64; | 2833 | TEM | 1 | MC | 11.4 | 1
1FK70632AH711EB1 | SIMOTICS S SYNCHRONOUS MOTOR 1FK7-CT PN=1,4 KW; UZK=600V M0=11NM (100K); NN=4500RPM; NATURAL COOLING, FRAME SIZE IMB 5 (IM V1, IM V3) FLANGE 1, WITH KTY TEMPERATURESENSOR POWER CONNECTOR ROTATABLE ABSOLUTE ENCODERR 2048 S/R + 4096 UMDREHUNGEN MULTITURN, WITH ENDAT-SCHNITTSTELLE (ENCODER AM2048S/R) SHAFT WITH FITTED KEY, TOLERANCE N; WITH HOLDING BRAKE PROTECTION CLASS IP65, | 2927 | TEM | 1 | MC | 11.4 | 1
1FK70632AH711EB2 | SIMOTICS S SYNCHRONOUS MOTOR 1FK7-CT PN=1,4 KW; UZK=600V M0=11NM (100K); NN=4500RPM; NATURAL COOLING, FRAME SIZE IMB 5 (IM V1, IM V3) FLANGE 1, WITH KTY TEMPERATURESENSOR POWER CONNECTOR ROTATABLE ABSOLUTE ENCODERR 2048 S/R + 4096 UMDREHUNGEN MULTITURN, WITH ENDAT-SCHNITTSTELLE (ENCODER AM2048S/R) SHAFT WITH FITTED KEY, TOLERANCE N; WITH HOLDING BRAKE PROTECTION CLASS IP65, FLANGE ON DRIVE END IP67; | 2927 | TEM | 1 | MC | 11.4 | 1
1FK70632AH711EG0 | SIMOTICS S SYNCHRONOUS MOTOR 1FK7-CT PN=1,4 KW; UZK=600V M0=11NM (100K); NN=4500RPM; NATURAL COOLING, FRAME SIZE IMB 5 (IM V1, IM V3) FLANGE 1, WITH KTY TEMPERATURESENSOR POWER CONNECTOR ROTATABLE ABSOLUTE ENCODERR 2048 S/R + 4096 UMDREHUNGEN MULTITURN, WITH ENDAT-SCHNITTSTELLE (ENCODER AM2048S/R) PLAIN SHAFT, TOLERANCE N; W/O HOLDING BRAKE PROTECTION CLASS IP64; | 2444 | TEM | 1 | MC | 11.101 | 1
1FK70632AH711EG1 | SIMOTICS S SYNCHRONOUS MOTOR 1FK7-CT PN=1,4 KW; UZK=600V M0=11NM (100K); NN=4500RPM; NATURAL COOLING, FRAME SIZE IMB 5 (IM V1, IM V3) FLANGE 1, WITH KTY TEMPERATURESENSOR POWER CONNECTOR ROTATABLE ABSOLUTE ENCODERR 2048 S/R + 4096 UMDREHUNGEN MULTITURN, WITH ENDAT-SCHNITTSTELLE (ENCODER AM2048S/R) PLAIN SHAFT, TOLERANCE N; W/O HOLDING BRAKE PROTECTION CLASS IP65, | 2537 | TEM | 1 | MC | 11.101 | 1
1FK70632AH711EG2 | SIMOTICS S SYNCHRONOUS MOTOR 1FK7-CT PN=1,4 KW; UZK=600V M0=11NM (100K); NN=4500RPM; NATURAL COOLING, FRAME SIZE IMB 5 (IM V1, IM V3) FLANGE 1, WITH KTY TEMPERATURESENSOR POWER CONNECTOR ROTATABLE ABSOLUTE ENCODERR 2048 S/R + 4096 UMDREHUNGEN MULTITURN, WITH ENDAT-SCHNITTSTELLE (ENCODER AM2048S/R) PLAIN SHAFT, TOLERANCE N; W/O HOLDING BRAKE PROTECTION CLASS IP65, FLANGE ON DRIVE END IP67; | 2537 | TEM | 1 | MC | 11.101 | 1
1FK70632AH711EH0 | SIMOTICS S SYNCHRONOUS MOTOR 1FK7-CT PN=1,4 KW; UZK=600V M0=11NM (100K); NN=4500RPM; NATURAL COOLING, FRAME SIZE IMB 5 (IM V1, IM V3) FLANGE 1, WITH KTY TEMPERATURESENSOR POWER CONNECTOR ROTATABLE ABSOLUTE ENCODERR 2048 S/R + 4096 UMDREHUNGEN MULTITURN, WITH ENDAT-SCHNITTSTELLE (ENCODER AM2048S/R) PLAIN SHAFT, TOLERANCE N; WITH HOLDING BRAKE PROTECTION CLASS IP64; | 2749 | TEM | 1 | MC | 11.4 | 1
1FK70632AH711EH1 | SIMOTICS S SYNCHRONOUS MOTOR 1FK7-CT PN=1,4 KW; UZK=600V M0=11NM (100K); NN=4500RPM; NATURAL COOLING, FRAME SIZE IMB 5 (IM V1, IM V3) FLANGE 1, WITH KTY TEMPERATURESENSOR POWER CONNECTOR ROTATABLE ABSOLUTE ENCODERR 2048 S/R + 4096 UMDREHUNGEN MULTITURN, WITH ENDAT-SCHNITTSTELLE (ENCODER AM2048S/R) PLAIN SHAFT, TOLERANCE N; WITH HOLDING BRAKE PROTECTION CLASS IP65, | 2843 | TEM | 1 | MC | 11.4 | 1
1FK70632AH711EH2 | SIMOTICS S SYNCHRONOUS MOTOR 1FK7-CT PN=1,4 KW; UZK=600V M0=11NM (100K); NN=4500RPM; NATURAL COOLING, FRAME SIZE IMB 5 (IM V1, IM V3) FLANGE 1, WITH KTY TEMPERATURESENSOR POWER CONNECTOR ROTATABLE ABSOLUTE ENCODERR 2048 S/R + 4096 UMDREHUNGEN MULTITURN, WITH ENDAT-SCHNITTSTELLE (ENCODER AM2048S/R) PLAIN SHAFT, TOLERANCE N; WITH HOLDING BRAKE PROTECTION CLASS IP65, FLANGE ON DRIVE END IP67; | 2843 | TEM | 1 | MC | 11.4 | 1
1FK70632AH711FA0 | SIMOTICS S SYNCHRONOUS MOTOR 1FK7-CT PN=1,4 KW; UZK=600V M0=11NM (100K); NN=4500RPM; NATURAL COOLING, FRAME SIZE IMB 5 (IM V1, IM V3) FLANGE 1 POWER CONNECTOR ROTATABLE ABSOLUTE ENCODER 22BIT + 12 BIT MULTITURN, WITH DRIVE-CLIQ INTERFACE (ENCODER AM22DQ) SHAFT WITH FITTED KEY, TOLERANCE N; W/O HOLDING BRAKE PROTECTION CLASS IP64; | 2849 | TEM | 1 | MC | 11.101 | 1
1FK70632AH711FB0 | SIMOTICS S SYNCHRONOUS MOTOR 1FK7-CT PN=1,4 KW; UZK=600V M0=11NM (100K); NN=4500RPM; NATURAL COOLING, FRAME SIZE IMB 5 (IM V1, IM V3) FLANGE 1 POWER CONNECTOR ROTATABLE ABSOLUTE ENCODER 22BIT + 12 BIT MULTITURN, WITH DRIVE-CLIQ INTERFACE (ENCODER AM22DQ) SHAFT WITH FITTED KEY, TOLERANCE N; WITH HOLDING BRAKE PROTECTION CLASS IP64; | 3152 | TEM | 1 | MC | 11.4 | 1
1FK70632AH711FG0 | SIMOTICS S SYNCHRONOUS MOTOR 1FK7-CT PN=1,4 KW; UZK=600V M0=11NM (100K); NN=4500RPM; NATURAL COOLING, FRAME SIZE IMB 5 (IM V1, IM V3) FLANGE 1 POWER CONNECTOR ROTATABLE ABSOLUTE ENCODER 22BIT + 12 BIT MULTITURN, WITH DRIVE-CLIQ INTERFACE (ENCODER AM22DQ) PLAIN SHAFT, TOLERANCE N; W/O HOLDING BRAKE PROTECTION CLASS IP64; | 2763 | TEM | 1 | MC | 11.101 | 1
1FK70632AH711FG2 | SIMOTICS S SYNCHRONOUS MOTOR 1FK7-CT PN=1,4 KW; UZK=600V M0=11NM (100K); NN=4500RPM; NATURAL COOLING, FRAME SIZE IMB 5 (IM V1, IM V3) FLANGE 1 POWER CONNECTOR ROTATABLE ABSOLUTE ENCODER 22BIT + 12 BIT MULTITURN, WITH DRIVE-CLIQ INTERFACE (ENCODER AM22DQ) PLAIN SHAFT, TOLERANCE N; W/O HOLDING BRAKE PROTECTION CLASS IP65, FLANGE ON DRIVE END IP67; | 2856 | TEM | 1 | MC | 11.101 | 1
1FK70632AH711GH0 | SIMOTICS S SYNCHRONOUS MOTOR 1FK7-CT PN=1,4 KW; UZK=600V M0=11NM (100K); NN=4500RPM; NATURAL COOLING, FRAME SIZE IMB 5 (IM V1, IM V3) FLANGE 1, WITH KTY TEMPERATURESENSOR POWER CONNECTOR ROTATABLE ABSOLUTE ENCODER 32 S/R SINGLETURN, 4096 ROTATION MULTITURN, WITH ENDAT- INTERFACE (ENCODER AM32S/R) PLAIN SHAFT, TOLERANCE N; WITH HOLDING BRAKE PROTECTION CLASS IP64; | 2232 | TEM | 1 | MC | 11.4 | 1
1FK70632AH711PA0 | SIMOTICS S SYNCHRONOUS MOTOR 1FK7-CT PN=1,4 KW; UZK=600V M0=11NM (100K); NN=4500RPM; NATURAL COOLING, FRAME SIZE IMB 5 (IM V1, IM V3) FLANGE 1 POWER CONNECTOR ROTATABLE RESOLVER 2-POLE, WITH DRIVE CLIQ-INTERFACE SHAFT WITH FITTED KEY, TOLERANCE N; W/O HOLDING BRAKE PROTECTION CLASS IP64; | 1814 | TEM | 1 | MC | 11.201 | 1
1FK70632AH711PA1 | SIMOTICS S SYNCHRONOUS MOTOR 1FK7-CT PN=1,4 KW; UZK=600V M0=11NM (100K); NN=4500RPM; NATURAL COOLING, FRAME SIZE IMB 5 (IM V1, IM V3) FLANGE 1 POWER CONNECTOR ROTATABLE RESOLVER 2-POLE, WITH DRIVE CLIQ-INTERFACE SHAFT WITH FITTED KEY, TOLERANCE N; W/O HOLDING BRAKE PROTECTION CLASS IP65, | 1907 | TEM | 1 | MC | 11.201 | 1
1FK70632AH711PA2 | SIMOTICS S SYNCHRONOUS MOTOR 1FK7-CT PN=1,4 KW; UZK=600V M0=11NM (100K); NN=4500RPM; NATURAL COOLING, FRAME SIZE IMB 5 (IM V1, IM V3) FLANGE 1 POWER CONNECTOR ROTATABLE RESOLVER 2-POLE, WITH DRIVE CLIQ-INTERFACE SHAFT WITH FITTED KEY, TOLERANCE N; W/O HOLDING BRAKE PROTECTION CLASS IP65, FLANGE ON DRIVE END IP67; | 1907 | TEM | 1 | MC | 11.201 | 1
1FK70632AH711PB0 | SIMOTICS S SYNCHRONOUS MOTOR 1FK7-CT PN=1,4 KW; UZK=600V M0=11NM (100K); NN=4500RPM; NATURAL COOLING, FRAME SIZE IMB 5 (IM V1, IM V3) FLANGE 1 POWER CONNECTOR ROTATABLE RESOLVER 2-POLE, WITH DRIVE CLIQ-INTERFACE SHAFT WITH FITTED KEY, TOLERANCE N; WITH HOLDING BRAKE PROTECTION CLASS IP64; | 2117 | TEM | 1 | MC | 11.5 | 1
1FK70632AH711PB1 | SIMOTICS S SYNCHRONOUS MOTOR 1FK7-CT PN=1,4 KW; UZK=600V M0=11NM (100K); NN=4500RPM; NATURAL COOLING, FRAME SIZE IMB 5 (IM V1, IM V3) FLANGE 1 POWER CONNECTOR ROTATABLE RESOLVER 2-POLE, WITH DRIVE CLIQ-INTERFACE SHAFT WITH FITTED KEY, TOLERANCE N; WITH HOLDING BRAKE PROTECTION CLASS IP65, | 2210 | TEM | 1 | MC | 11.5 | 1
1FK70632AH711PB2 | SIMOTICS S SYNCHRONOUS MOTOR 1FK7-CT PN=1,4 KW; UZK=600V M0=11NM (100K); NN=4500RPM; NATURAL COOLING, FRAME SIZE IMB 5 (IM V1, IM V3) FLANGE 1 POWER CONNECTOR ROTATABLE RESOLVER 2-POLE, WITH DRIVE CLIQ-INTERFACE SHAFT WITH FITTED KEY, TOLERANCE N; WITH HOLDING BRAKE PROTECTION CLASS IP65, FLANGE ON DRIVE END IP67; | 2210 | TEM | 1 | MC | 11.5 | 1
1FK70632AH711PG0 | SIMOTICS S SYNCHRONOUS MOTOR 1FK7-CT PN=1,4 KW; UZK=600V M0=11NM (100K); NN=4500RPM; NATURAL COOLING, FRAME SIZE IMB 5 (IM V1, IM V3) FLANGE 1 POWER CONNECTOR ROTATABLE RESOLVER 2-POLE, WITH DRIVE CLIQ-INTERFACE PLAIN SHAFT, TOLERANCE N; W/O HOLDING BRAKE PROTECTION CLASS IP64; | 1728 | TEM | 1 | MC | 11.201 | 1
1FK70632AH711PG1 | SIMOTICS S SYNCHRONOUS MOTOR 1FK7-CT PN=1,4 KW; UZK=600V M0=11NM (100K); NN=4500RPM; NATURAL COOLING, FRAME SIZE IMB 5 (IM V1, IM V3) FLANGE 1 POWER CONNECTOR ROTATABLE RESOLVER 2-POLE, WITH DRIVE CLIQ-INTERFACE PLAIN SHAFT, TOLERANCE N; W/O HOLDING BRAKE PROTECTION CLASS IP65, | 1821 | TEM | 1 | MC | 11.201 | 1
1FK70632AH711PG2 | SIMOTICS S SYNCHRONOUS MOTOR 1FK7-CT PN=1,4 KW; UZK=600V M0=11NM (100K); NN=4500RPM; NATURAL COOLING, FRAME SIZE IMB 5 (IM V1, IM V3) FLANGE 1 POWER CONNECTOR ROTATABLE RESOLVER 2-POLE, WITH DRIVE CLIQ-INTERFACE PLAIN SHAFT, TOLERANCE N; W/O HOLDING BRAKE PROTECTION CLASS IP65, FLANGE ON DRIVE END IP67; | 1821 | TEM | 1 | MC | 11.201 | 1
1FK70632AH711PH0 | SIMOTICS S SYNCHRONOUS MOTOR 1FK7-CT PN=1,4 KW; UZK=600V M0=11NM (100K); NN=4500RPM; NATURAL COOLING, FRAME SIZE IMB 5 (IM V1, IM V3) FLANGE 1 POWER CONNECTOR ROTATABLE RESOLVER 2-POLE, WITH DRIVE CLIQ-INTERFACE PLAIN SHAFT, TOLERANCE N; WITH HOLDING BRAKE PROTECTION CLASS IP64; | 2033 | TEM | 1 | MC | 11.5 | 1
1FK70632AH711PH1 | SIMOTICS S SYNCHRONOUS MOTOR 1FK7-CT PN=1,4 KW; UZK=600V M0=11NM (100K); NN=4500RPM; NATURAL COOLING, FRAME SIZE IMB 5 (IM V1, IM V3) FLANGE 1 POWER CONNECTOR ROTATABLE RESOLVER 2-POLE, WITH DRIVE CLIQ-INTERFACE PLAIN SHAFT, TOLERANCE N; WITH HOLDING BRAKE PROTECTION CLASS IP65, | 2126 | TEM | 1 | MC | 11.5 | 1
1FK70632AH711PH2 | SIMOTICS S SYNCHRONOUS MOTOR 1FK7-CT PN=1,4 KW; UZK=600V M0=11NM (100K); NN=4500RPM; NATURAL COOLING, FRAME SIZE IMB 5 (IM V1, IM V3) FLANGE 1 POWER CONNECTOR ROTATABLE RESOLVER 2-POLE, WITH DRIVE CLIQ-INTERFACE PLAIN SHAFT, TOLERANCE N; WITH HOLDING BRAKE PROTECTION CLASS IP65, FLANGE ON DRIVE END IP67; | 2126 | TEM | 1 | MC | 11.5 | 1
1FK70632AH711QA0 | SIMOTICS S SYNCHRONOUS MOTOR 1FK7-CT PN=1,4 KW; UZK=600V M0=11NM (100K); NN=4500RPM; NATURAL COOLING, FRAME SIZE IMB 5 (IM V1, IM V3) FLANGE 1 POWER CONNECTOR ROTATABLE ABSOLUTE ENCODER SINGLETURN 20 BIT WITH DRIVE-CLIQ INTERFACE (ENCODER AS20DQI) SHAFT WITH FITTED KEY, TOLERANCE N; W/O HOLDING BRAKE PROTECTION CLASS IP64; | 1917 | TEM | 1 | MC | 11.101 | 1
1FK70632AH711QA1 | SIMOTICS S SYNCHRONOUS MOTOR 1FK7-CT PN=1,4 KW; UZK=600V M0=11NM (100K); NN=4500RPM; NATURAL COOLING, FRAME SIZE IMB 5 (IM V1, IM V3) FLANGE 1 POWER CONNECTOR ROTATABLE ABSOLUTE ENCODER SINGLETURN 20 BIT WITH DRIVE-CLIQ INTERFACE (ENCODER AS20DQI) SHAFT WITH FITTED KEY, TOLERANCE N; W/O HOLDING BRAKE PROTECTION CLASS IP65, | 2010 | TEM | 1 | MC | 11.101 | 1
1FK70632AH711QA2 | SIMOTICS S SYNCHRONOUS MOTOR 1FK7-CT PN=1,4 KW; UZK=600V M0=11NM (100K); NN=4500RPM; NATURAL COOLING, FRAME SIZE IMB 5 (IM V1, IM V3) FLANGE 1 POWER CONNECTOR ROTATABLE ABSOLUTE ENCODER SINGLETURN 20 BIT WITH DRIVE-CLIQ INTERFACE (ENCODER AS20DQI) SHAFT WITH FITTED KEY, TOLERANCE N; W/O HOLDING BRAKE PROTECTION CLASS IP65, FLANGE ON DRIVE END IP67; | 2010 | TEM | 1 | MC | 11.101 | 1
1FK70632AH711QB0 | SIMOTICS S SYNCHRONOUS MOTOR 1FK7-CT PN=1,4 KW; UZK=600V M0=11NM (100K); NN=4500RPM; NATURAL COOLING, FRAME SIZE IMB 5 (IM V1, IM V3) FLANGE 1 POWER CONNECTOR ROTATABLE ABSOLUTE ENCODER SINGLETURN 20 BIT WITH DRIVE-CLIQ INTERFACE (ENCODER AS20DQI) SHAFT WITH FITTED KEY, TOLERANCE N; WITH HOLDING BRAKE PROTECTION CLASS IP64; | 2220 | TEM | 1 | MC | 11.4 | 1
1FK70632AH711QB1 | SIMOTICS S SYNCHRONOUS MOTOR 1FK7-CT PN=1,4 KW; UZK=600V M0=11NM (100K); NN=4500RPM; NATURAL COOLING, FRAME SIZE IMB 5 (IM V1, IM V3) FLANGE 1 POWER CONNECTOR ROTATABLE ABSOLUTE ENCODER SINGLETURN 20 BIT WITH DRIVE-CLIQ INTERFACE (ENCODER AS20DQI) SHAFT WITH FITTED KEY, TOLERANCE N; WITH HOLDING BRAKE PROTECTION CLASS IP65, | 2313 | TEM | 1 | MC | 11.4 | 1
1FK70632AH711QB2 | SIMOTICS S SYNCHRONOUS MOTOR 1FK7-CT PN=1,4 KW; UZK=600V M0=11NM (100K); NN=4500RPM; NATURAL COOLING, FRAME SIZE IMB 5 (IM V1, IM V3) FLANGE 1 POWER CONNECTOR ROTATABLE ABSOLUTE ENCODER SINGLETURN 20 BIT WITH DRIVE-CLIQ INTERFACE (ENCODER AS20DQI) SHAFT WITH FITTED KEY, TOLERANCE N; WITH HOLDING BRAKE PROTECTION CLASS IP65, FLANGE ON DRIVE END IP67; | 2313 | TEM | 1 | MC | 11.4 | 1
1FK70632AH711QG0 | SIMOTICS S SYNCHRONOUS MOTOR 1FK7-CT PN=1,4 KW; UZK=600V M0=11NM (100K); NN=4500RPM; NATURAL COOLING, FRAME SIZE IMB 5 (IM V1, IM V3) FLANGE 1 POWER CONNECTOR ROTATABLE ABSOLUTE ENCODER SINGLETURN 20 BIT WITH DRIVE-CLIQ INTERFACE (ENCODER AS20DQI) PLAIN SHAFT, TOLERANCE N; W/O HOLDING BRAKE PROTECTION CLASS IP64; | 1831 | TEM | 1 | MC | 11.101 | 1
1FK70632AH711QG1 | SIMOTICS S SYNCHRONOUS MOTOR 1FK7-CT PN=1,4 KW; UZK=600V M0=11NM (100K); NN=4500RPM; NATURAL COOLING, FRAME SIZE IMB 5 (IM V1, IM V3) FLANGE 1 POWER CONNECTOR ROTATABLE ABSOLUTE ENCODER SINGLETURN 20 BIT WITH DRIVE-CLIQ INTERFACE (ENCODER AS20DQI) PLAIN SHAFT, TOLERANCE N; W/O HOLDING BRAKE PROTECTION CLASS IP65, | 1924 | TEM | 1 | MC | 11.101 | 1
1FK70632AH711QG2 | SIMOTICS S SYNCHRONOUS MOTOR 1FK7-CT PN=1,4 KW; UZK=600V M0=11NM (100K); NN=4500RPM; NATURAL COOLING, FRAME SIZE IMB 5 (IM V1, IM V3) FLANGE 1 POWER CONNECTOR ROTATABLE ABSOLUTE ENCODER SINGLETURN 20 BIT WITH DRIVE-CLIQ INTERFACE (ENCODER AS20DQI) PLAIN SHAFT, TOLERANCE N; W/O HOLDING BRAKE PROTECTION CLASS IP65, FLANGE ON DRIVE END IP67; | 1924 | TEM | 1 | MC | 11.101 | 1
1FK70632AH711QH0 | SIMOTICS S SYNCHRONOUS MOTOR 1FK7-CT PN=1,4 KW; UZK=600V M0=11NM (100K); NN=4500RPM; NATURAL COOLING, FRAME SIZE IMB 5 (IM V1, IM V3) FLANGE 1 POWER CONNECTOR ROTATABLE ABSOLUTE ENCODER SINGLETURN 20 BIT WITH DRIVE-CLIQ INTERFACE (ENCODER AS20DQI) PLAIN SHAFT, TOLERANCE N; WITH HOLDING BRAKE PROTECTION CLASS IP64; | 2136 | TEM | 1 | MC | 11.4 | 1
1FK70632AH711QH1 | SIMOTICS S SYNCHRONOUS MOTOR 1FK7-CT PN=1,4 KW; UZK=600V M0=11NM (100K); NN=4500RPM; NATURAL COOLING, FRAME SIZE IMB 5 (IM V1, IM V3) FLANGE 1 POWER CONNECTOR ROTATABLE ABSOLUTE ENCODER SINGLETURN 20 BIT WITH DRIVE-CLIQ INTERFACE (ENCODER AS20DQI) PLAIN SHAFT, TOLERANCE N; WITH HOLDING BRAKE PROTECTION CLASS IP65, | 2229 | TEM | 1 | MC | 11.4 | 1
1FK70632AH711QH2 | SIMOTICS S SYNCHRONOUS MOTOR 1FK7-CT PN=1,4 KW; UZK=600V M0=11NM (100K); NN=4500RPM; NATURAL COOLING, FRAME SIZE IMB 5 (IM V1, IM V3) FLANGE 1 POWER CONNECTOR ROTATABLE ABSOLUTE ENCODER SINGLETURN 20 BIT WITH DRIVE-CLIQ INTERFACE (ENCODER AS20DQI) PLAIN SHAFT, TOLERANCE N; WITH HOLDING BRAKE PROTECTION CLASS IP65, FLANGE ON DRIVE END IP67; | 2229 | TEM | 1 | MC | 11.4 | 1
1FK70632AH711RA0 | SIMOTICS S SYNCHRONOUS MOTOR 1FK7-CT PN=1,4 KW; UZK=600V M0=11NM (100K); NN=4500RPM; NATURAL COOLING, FRAME SIZE IMB 5 (IM V1, IM V3) FLANGE 1 POWER CONNECTOR ROTATABLE ABSOLUTE ENCODER 20 BIT + 12 BIT MULTITURN WITH DRIVE-CLIQ INTERFACE (ENCODER AM20DQI) SHAFT WITH FITTED KEY, TOLERANCE N; W/O HOLDING BRAKE PROTECTION CLASS IP64; | 2291 | TEM | 1 | MC | 11.101 | 1
1FK70632AH711RA1 | SIMOTICS S SYNCHRONOUS MOTOR 1FK7-CT PN=1,4 KW; UZK=600V M0=11NM (100K); NN=4500RPM; NATURAL COOLING, FRAME SIZE IMB 5 (IM V1, IM V3) FLANGE 1 POWER CONNECTOR ROTATABLE ABSOLUTE ENCODER 20 BIT + 12 BIT MULTITURN WITH DRIVE-CLIQ INTERFACE (ENCODER AM20DQI) SHAFT WITH FITTED KEY, TOLERANCE N; W/O HOLDING BRAKE PROTECTION CLASS IP65, | 2384 | TEM | 1 | MC | 11.101 | 1
1FK70632AH711RA2 | SIMOTICS S SYNCHRONOUS MOTOR 1FK7-CT PN=1,4 KW; UZK=600V M0=11NM (100K); NN=4500RPM; NATURAL COOLING, FRAME SIZE IMB 5 (IM V1, IM V3) FLANGE 1 POWER CONNECTOR ROTATABLE ABSOLUTE ENCODER 20 BIT + 12 BIT MULTITURN WITH DRIVE-CLIQ INTERFACE (ENCODER AM20DQI) SHAFT WITH FITTED KEY, TOLERANCE N; W/O HOLDING BRAKE PROTECTION CLASS IP65, FLANGE ON DRIVE END IP67; | 2384 | TEM | 1 | MC | 11.101 | 1
1FK70632AH711RB0 | SIMOTICS S SYNCHRONOUS MOTOR 1FK7-CT PN=1,4 KW; UZK=600V M0=11NM (100K); NN=4500RPM; NATURAL COOLING, FRAME SIZE IMB 5 (IM V1, IM V3) FLANGE 1 POWER CONNECTOR ROTATABLE ABSOLUTE ENCODER 20 BIT + 12 BIT MULTITURN WITH DRIVE-CLIQ INTERFACE (ENCODER AM20DQI) SHAFT WITH FITTED KEY, TOLERANCE N; WITH HOLDING BRAKE PROTECTION CLASS IP64; | 2594 | TEM | 1 | MC | 11.4 | 1
1FK70632AH711RB1 | SIMOTICS S SYNCHRONOUS MOTOR 1FK7-CT PN=1,4 KW; UZK=600V M0=11NM (100K); NN=4500RPM; NATURAL COOLING, FRAME SIZE IMB 5 (IM V1, IM V3) FLANGE 1 POWER CONNECTOR ROTATABLE ABSOLUTE ENCODER 20 BIT + 12 BIT MULTITURN WITH DRIVE-CLIQ INTERFACE (ENCODER AM20DQI) SHAFT WITH FITTED KEY, TOLERANCE N; WITH HOLDING BRAKE PROTECTION CLASS IP65, | 2687 | TEM | 1 | MC | 11.4 | 1
1FK70632AH711RB2 | SIMOTICS S SYNCHRONOUS MOTOR 1FK7-CT PN=1,4 KW; UZK=600V M0=11NM (100K); NN=4500RPM; NATURAL COOLING, FRAME SIZE IMB 5 (IM V1, IM V3) FLANGE 1 POWER CONNECTOR ROTATABLE ABSOLUTE ENCODER 20 BIT + 12 BIT MULTITURN WITH DRIVE-CLIQ INTERFACE (ENCODER AM20DQI) SHAFT WITH FITTED KEY, TOLERANCE N; WITH HOLDING BRAKE PROTECTION CLASS IP65, FLANGE ON DRIVE END IP67; | 2687 | TEM | 1 | MC | 11.4 | 1
1FK70632AH711RG0 | SIMOTICS S SYNCHRONOUS MOTOR 1FK7-CT PN=1,4 KW; UZK=600V M0=11NM (100K); NN=4500RPM; NATURAL COOLING, FRAME SIZE IMB 5 (IM V1, IM V3) FLANGE 1 POWER CONNECTOR ROTATABLE ABSOLUTE ENCODER 20 BIT + 12 BIT MULTITURN WITH DRIVE-CLIQ INTERFACE (ENCODER AM20DQI) PLAIN SHAFT, TOLERANCE N; W/O HOLDING BRAKE PROTECTION CLASS IP64; | 2205 | TEM | 1 | MC | 11.101 | 1
1FK70632AH711RG1 | SIMOTICS S SYNCHRONOUS MOTOR 1FK7-CT PN=1,4 KW; UZK=600V M0=11NM (100K); NN=4500RPM; NATURAL COOLING, FRAME SIZE IMB 5 (IM V1, IM V3) FLANGE 1 POWER CONNECTOR ROTATABLE ABSOLUTE ENCODER 20 BIT + 12 BIT MULTITURN WITH DRIVE-CLIQ INTERFACE (ENCODER AM20DQI) PLAIN SHAFT, TOLERANCE N; W/O HOLDING BRAKE PROTECTION CLASS IP65, | 2298 | TEM | 1 | MC | 11.101 | 1
1FK70632AH711RG2 | SIMOTICS S SYNCHRONOUS MOTOR 1FK7-CT PN=1,4 KW; UZK=600V M0=11NM (100K); NN=4500RPM; NATURAL COOLING, FRAME SIZE IMB 5 (IM V1, IM V3) FLANGE 1 POWER CONNECTOR ROTATABLE ABSOLUTE ENCODER 20 BIT + 12 BIT MULTITURN WITH DRIVE-CLIQ INTERFACE (ENCODER AM20DQI) PLAIN SHAFT, TOLERANCE N; W/O HOLDING BRAKE PROTECTION CLASS IP65, FLANGE ON DRIVE END IP67; | 2298 | TEM | 1 | MC | 11.101 | 1
1FK70632AH711RH0 | SIMOTICS S SYNCHRONOUS MOTOR 1FK7-CT PN=1,4 KW; UZK=600V M0=11NM (100K); NN=4500RPM; NATURAL COOLING, FRAME SIZE IMB 5 (IM V1, IM V3) FLANGE 1 POWER CONNECTOR ROTATABLE ABSOLUTE ENCODER 20 BIT + 12 BIT MULTITURN WITH DRIVE-CLIQ INTERFACE (ENCODER AM20DQI) PLAIN SHAFT, TOLERANCE N; WITH HOLDING BRAKE PROTECTION CLASS IP64; | 2510 | TEM | 1 | MC | 11.4 | 1
1FK70632AH711RH1 | SIMOTICS S SYNCHRONOUS MOTOR 1FK7-CT PN=1,4 KW; UZK=600V M0=11NM (100K); NN=4500RPM; NATURAL COOLING, FRAME SIZE IMB 5 (IM V1, IM V3) FLANGE 1 POWER CONNECTOR ROTATABLE ABSOLUTE ENCODER 20 BIT + 12 BIT MULTITURN WITH DRIVE-CLIQ INTERFACE (ENCODER AM20DQI) PLAIN SHAFT, TOLERANCE N; WITH HOLDING BRAKE PROTECTION CLASS IP65, | 2603 | TEM | 1 | MC | 11.4 | 1
1FK70632AH711RH2 | SIMOTICS S SYNCHRONOUS MOTOR 1FK7-CT PN=1,4 KW; UZK=600V M0=11NM (100K); NN=4500RPM; NATURAL COOLING, FRAME SIZE IMB 5 (IM V1, IM V3) FLANGE 1 POWER CONNECTOR ROTATABLE ABSOLUTE ENCODER 20 BIT + 12 BIT MULTITURN WITH DRIVE-CLIQ INTERFACE (ENCODER AM20DQI) PLAIN SHAFT, TOLERANCE N; WITH HOLDING BRAKE PROTECTION CLASS IP65, FLANGE ON DRIVE END IP67; | 2603 | TEM | 1 | MC | 11.4 | 1
1FK70632AH711SA0 | SIMOTICS S SYNCHRONOUS MOTOR 1FK7-CT PN=1,4 KW; UZK=600V M0=11NM (100K); NN=4500RPM; NATURAL COOLING, FRAME SIZE IMB 5 (IM V1, IM V3) FLANGE 1, WITH KTY TEMPERATURESENSOR POWER CONNECTOR ROTATABLE RESOLVER MULTI-POLE (RESOLVER P=4); SHAFT WITH FITTED KEY, TOLERANCE N; W/O HOLDING BRAKE PROTECTION CLASS IP64; | 1573 | TEM | 1 | MC | 11.102 | 1
1FK70632AH711SA1 | SIMOTICS S SYNCHRONOUS MOTOR 1FK7-CT PN=1,4 KW; UZK=600V M0=11NM (100K); NN=4500RPM; NATURAL COOLING, FRAME SIZE IMB 5 (IM V1, IM V3) FLANGE 1, WITH KTY TEMPERATURESENSOR POWER CONNECTOR ROTATABLE RESOLVER MULTI-POLE (RESOLVER P=4); SHAFT WITH FITTED KEY, TOLERANCE N; W/O HOLDING BRAKE PROTECTION CLASS IP65, | 1666 | TEM | 1 | MC | 11.102 | 1
1FK70632AH711SA2 | SIMOTICS S SYNCHRONOUS MOTOR 1FK7-CT PN=1,4 KW; UZK=600V M0=11NM (100K); NN=4500RPM; NATURAL COOLING, FRAME SIZE IMB 5 (IM V1, IM V3) FLANGE 1, WITH KTY TEMPERATURESENSOR POWER CONNECTOR ROTATABLE RESOLVER MULTI-POLE (RESOLVER P=4); SHAFT WITH FITTED KEY, TOLERANCE N; W/O HOLDING BRAKE PROTECTION CLASS IP65, FLANGE ON DRIVE END IP67; | 1666 | TEM | 1 | MC | 11.102 | 1
1FK70632AH711SB0 | SIMOTICS S SYNCHRONOUS MOTOR 1FK7-CT PN=1,4 KW; UZK=600V M0=11NM (100K); NN=4500RPM; NATURAL COOLING, FRAME SIZE IMB 5 (IM V1, IM V3) FLANGE 1, WITH KTY TEMPERATURESENSOR POWER CONNECTOR ROTATABLE RESOLVER MULTI-POLE (RESOLVER P=4); SHAFT WITH FITTED KEY, TOLERANCE N; WITH HOLDING BRAKE PROTECTION CLASS IP64; | 1876 | TEM | 1 | MC | 11.401 | 1
1FK70632AH711SB1 | SIMOTICS S SYNCHRONOUS MOTOR 1FK7-CT PN=1,4 KW; UZK=600V M0=11NM (100K); NN=4500RPM; NATURAL COOLING, FRAME SIZE IMB 5 (IM V1, IM V3) FLANGE 1, WITH KTY TEMPERATURESENSOR POWER CONNECTOR ROTATABLE RESOLVER MULTI-POLE (RESOLVER P=4); SHAFT WITH FITTED KEY, TOLERANCE N; WITH HOLDING BRAKE PROTECTION CLASS IP65, | 1969 | TEM | 1 | MC | 11.401 | 1
1FK70632AH711SB2 | SIMOTICS S SYNCHRONOUS MOTOR 1FK7-CT PN=1,4 KW; UZK=600V M0=11NM (100K); NN=4500RPM; NATURAL COOLING, FRAME SIZE IMB 5 (IM V1, IM V3) FLANGE 1, WITH KTY TEMPERATURESENSOR POWER CONNECTOR ROTATABLE RESOLVER MULTI-POLE (RESOLVER P=4); SHAFT WITH FITTED KEY, TOLERANCE N; WITH HOLDING BRAKE PROTECTION CLASS IP65, FLANGE ON DRIVE END IP67; | 1969 | TEM | 1 | MC | 11.401 | 1
1FK70632AH711SG0 | SIMOTICS S SYNCHRONOUS MOTOR 1FK7-CT PN=1,4 KW; UZK=600V M0=11NM (100K); NN=4500RPM; NATURAL COOLING, FRAME SIZE IMB 5 (IM V1, IM V3) FLANGE 1, WITH KTY TEMPERATURESENSOR POWER CONNECTOR ROTATABLE RESOLVER MULTI-POLE (RESOLVER P=4); PLAIN SHAFT, TOLERANCE N; W/O HOLDING BRAKE PROTECTION CLASS IP64; | 1486 | TEM | 1 | MC | 11.102 | 1
1FK70632AH711SG1 | SIMOTICS S SYNCHRONOUS MOTOR 1FK7-CT PN=1,4 KW; UZK=600V M0=11NM (100K); NN=4500RPM; NATURAL COOLING, FRAME SIZE IMB 5 (IM V1, IM V3) FLANGE 1, WITH KTY TEMPERATURESENSOR POWER CONNECTOR ROTATABLE RESOLVER MULTI-POLE (RESOLVER P=4); PLAIN SHAFT, TOLERANCE N; W/O HOLDING BRAKE PROTECTION CLASS IP65, | 1580 | TEM | 1 | MC | 11.102 | 1
1FK70632AH711SG2 | SIMOTICS S SYNCHRONOUS MOTOR 1FK7-CT PN=1,4 KW; UZK=600V M0=11NM (100K); NN=4500RPM; NATURAL COOLING, FRAME SIZE IMB 5 (IM V1, IM V3) FLANGE 1, WITH KTY TEMPERATURESENSOR POWER CONNECTOR ROTATABLE RESOLVER MULTI-POLE (RESOLVER P=4); PLAIN SHAFT, TOLERANCE N; W/O HOLDING BRAKE PROTECTION CLASS IP65, FLANGE ON DRIVE END IP67; | 1580 | TEM | 1 | MC | 11.102 | 1
1FK70632AH711SH0 | SIMOTICS S SYNCHRONOUS MOTOR 1FK7-CT PN=1,4 KW; UZK=600V M0=11NM (100K); NN=4500RPM; NATURAL COOLING, FRAME SIZE IMB 5 (IM V1, IM V3) FLANGE 1, WITH KTY TEMPERATURESENSOR POWER CONNECTOR ROTATABLE RESOLVER MULTI-POLE (RESOLVER P=4); PLAIN SHAFT, TOLERANCE N; WITH HOLDING BRAKE PROTECTION CLASS IP64; | 1792 | TEM | 1 | MC | 11.401 | 1
1FK70632AH711SH1 | SIMOTICS S SYNCHRONOUS MOTOR 1FK7-CT PN=1,4 KW; UZK=600V M0=11NM (100K); NN=4500RPM; NATURAL COOLING, FRAME SIZE IMB 5 (IM V1, IM V3) FLANGE 1, WITH KTY TEMPERATURESENSOR POWER CONNECTOR ROTATABLE RESOLVER MULTI-POLE (RESOLVER P=4); PLAIN SHAFT, TOLERANCE N; WITH HOLDING BRAKE PROTECTION CLASS IP65, | 1885 | TEM | 1 | MC | 11.401 | 1
1FK70632AH711SH2 | SIMOTICS S SYNCHRONOUS MOTOR 1FK7-CT PN=1,4 KW; UZK=600V M0=11NM (100K); NN=4500RPM; NATURAL COOLING, FRAME SIZE IMB 5 (IM V1, IM V3) FLANGE 1, WITH KTY TEMPERATURESENSOR POWER CONNECTOR ROTATABLE RESOLVER MULTI-POLE (RESOLVER P=4); PLAIN SHAFT, TOLERANCE N; WITH HOLDING BRAKE PROTECTION CLASS IP65, FLANGE ON DRIVE END IP67; | 1885 | TEM | 1 | MC | 11.401 | 1
1FK70632AH711TA0 | SIMOTICS S SYNCHRONOUS MOTOR 1FK7-CT PN=1,4 KW; UZK=600V M0=11NM (100K); NN=4500RPM; NATURAL COOLING, FRAME SIZE IMB 5 (IM V1, IM V3) FLANGE 1, WITH KTY TEMPERATURESENSOR POWER CONNECTOR ROTATABLE RESOLVER 2-POLE (RESOLVER P=1); SHAFT WITH FITTED KEY, TOLERANCE N; W/O HOLDING BRAKE PROTECTION CLASS IP64; | 1573 | TEM | 1 | MC | 11.102 | 1
1FK70632AH711TA1 | SIMOTICS S SYNCHRONOUS MOTOR 1FK7-CT PN=1,4 KW; UZK=600V M0=11NM (100K); NN=4500RPM; NATURAL COOLING, FRAME SIZE IMB 5 (IM V1, IM V3) FLANGE 1, WITH KTY TEMPERATURESENSOR POWER CONNECTOR ROTATABLE RESOLVER 2-POLE (RESOLVER P=1); SHAFT WITH FITTED KEY, TOLERANCE N; W/O HOLDING BRAKE PROTECTION CLASS IP65, | 1666 | TEM | 1 | MC | 11.102 | 1
1FK70632AH711TA2 | SIMOTICS S SYNCHRONOUS MOTOR 1FK7-CT PN=1,4 KW; UZK=600V M0=11NM (100K); NN=4500RPM; NATURAL COOLING, FRAME SIZE IMB 5 (IM V1, IM V3) FLANGE 1, WITH KTY TEMPERATURESENSOR POWER CONNECTOR ROTATABLE RESOLVER 2-POLE (RESOLVER P=1); SHAFT WITH FITTED KEY, TOLERANCE N; W/O HOLDING BRAKE PROTECTION CLASS IP65, FLANGE ON DRIVE END IP67; | 1666 | TEM | 1 | MC | 11.102 | 1
1FK70632AH711TB0 | SIMOTICS S SYNCHRONOUS MOTOR 1FK7-CT PN=1,4 KW; UZK=600V M0=11NM (100K); NN=4500RPM; NATURAL COOLING, FRAME SIZE IMB 5 (IM V1, IM V3) FLANGE 1, WITH KTY TEMPERATURESENSOR POWER CONNECTOR ROTATABLE RESOLVER 2-POLE (RESOLVER P=1); SHAFT WITH FITTED KEY, TOLERANCE N; WITH HOLDING BRAKE PROTECTION CLASS IP64; | 1876 | TEM | 1 | MC | 11.401 | 1
1FK70632AH711TB1 | SIMOTICS S SYNCHRONOUS MOTOR 1FK7-CT PN=1,4 KW; UZK=600V M0=11NM (100K); NN=4500RPM; NATURAL COOLING, FRAME SIZE IMB 5 (IM V1, IM V3) FLANGE 1, WITH KTY TEMPERATURESENSOR POWER CONNECTOR ROTATABLE RESOLVER 2-POLE (RESOLVER P=1); SHAFT WITH FITTED KEY, TOLERANCE N; WITH HOLDING BRAKE PROTECTION CLASS IP65, | 1969 | TEM | 1 | MC | 11.401 | 1
1FK70632AH711TB2 | SIMOTICS S SYNCHRONOUS MOTOR 1FK7-CT PN=1,4 KW; UZK=600V M0=11NM (100K); NN=4500RPM; NATURAL COOLING, FRAME SIZE IMB 5 (IM V1, IM V3) FLANGE 1, WITH KTY TEMPERATURESENSOR POWER CONNECTOR ROTATABLE RESOLVER 2-POLE (RESOLVER P=1); SHAFT WITH FITTED KEY, TOLERANCE N; WITH HOLDING BRAKE PROTECTION CLASS IP65, FLANGE ON DRIVE END IP67; | 1969 | TEM | 1 | MC | 11.401 | 1
1FK70632AH711TG0 | SIMOTICS S SYNCHRONOUS MOTOR 1FK7-CT PN=1,4 KW; UZK=600V M0=11NM (100K); NN=4500RPM; NATURAL COOLING, FRAME SIZE IMB 5 (IM V1, IM V3) FLANGE 1, WITH KTY TEMPERATURESENSOR POWER CONNECTOR ROTATABLE RESOLVER 2-POLE (RESOLVER P=1); PLAIN SHAFT, TOLERANCE N; W/O HOLDING BRAKE PROTECTION CLASS IP64; | 1486 | TEM | 1 | MC | 11.102 | 1
1FK70632AH711TG1 | SIMOTICS S SYNCHRONOUS MOTOR 1FK7-CT PN=1,4 KW; UZK=600V M0=11NM (100K); NN=4500RPM; NATURAL COOLING, FRAME SIZE IMB 5 (IM V1, IM V3) FLANGE 1, WITH KTY TEMPERATURESENSOR POWER CONNECTOR ROTATABLE RESOLVER 2-POLE (RESOLVER P=1); PLAIN SHAFT, TOLERANCE N; W/O HOLDING BRAKE PROTECTION CLASS IP65, | 1580 | TEM | 1 | MC | 11.102 | 1
1FK70632AH711TG2 | SIMOTICS S SYNCHRONOUS MOTOR 1FK7-CT PN=1,4 KW; UZK=600V M0=11NM (100K); NN=4500RPM; NATURAL COOLING, FRAME SIZE IMB 5 (IM V1, IM V3) FLANGE 1, WITH KTY TEMPERATURESENSOR POWER CONNECTOR ROTATABLE RESOLVER 2-POLE (RESOLVER P=1); PLAIN SHAFT, TOLERANCE N; W/O HOLDING BRAKE PROTECTION CLASS IP65, FLANGE ON DRIVE END IP67; | 1580 | TEM | 1 | MC | 11.102 | 1
1FK70632AH711TH0 | SIMOTICS S SYNCHRONOUS MOTOR 1FK7-CT PN=1,4 KW; UZK=600V M0=11NM (100K); NN=4500RPM; NATURAL COOLING, FRAME SIZE IMB 5 (IM V1, IM V3) FLANGE 1, WITH KTY TEMPERATURESENSOR POWER CONNECTOR ROTATABLE RESOLVER 2-POLE (RESOLVER P=1); PLAIN SHAFT, TOLERANCE N; WITH HOLDING BRAKE PROTECTION CLASS IP64; | 1792 | TEM | 1 | MC | 11.401 | 1
1FK70632AH711TH1 | SIMOTICS S SYNCHRONOUS MOTOR 1FK7-CT PN=1,4 KW; UZK=600V M0=11NM (100K); NN=4500RPM; NATURAL COOLING, FRAME SIZE IMB 5 (IM V1, IM V3) FLANGE 1, WITH KTY TEMPERATURESENSOR POWER CONNECTOR ROTATABLE RESOLVER 2-POLE (RESOLVER P=1); PLAIN SHAFT, TOLERANCE N; WITH HOLDING BRAKE PROTECTION CLASS IP65, | 1885 | TEM | 1 | MC | 11.401 | 1
1FK70632AH711TH2 | SIMOTICS S SYNCHRONOUS MOTOR 1FK7-CT PN=1,4 KW; UZK=600V M0=11NM (100K); NN=4500RPM; NATURAL COOLING, FRAME SIZE IMB 5 (IM V1, IM V3) FLANGE 1, WITH KTY TEMPERATURESENSOR POWER CONNECTOR ROTATABLE RESOLVER 2-POLE (RESOLVER P=1); PLAIN SHAFT, TOLERANCE N; WITH HOLDING BRAKE PROTECTION CLASS IP65, FLANGE ON DRIVE END IP67; | 1885 | TEM | 1 | MC | 11.401 | 1
1FK70632AH711UA0 | SIMOTICS S SYNCHRONOUS MOTOR 1FK7-CT PN=1,4 KW; UZK=600V M0=11NM (100K); NN=4500RPM; NATURAL COOLING, FRAME SIZE IMB 5 (IM V1, IM V3) FLANGE 1 POWER CONNECTOR ROTATABLE RESOLVER MULTI-POLE WITH DRIVE-CLIQ INTERFACE; SHAFT WITH FITTED KEY, TOLERANCE N; W/O HOLDING BRAKE PROTECTION CLASS IP64; | 1814 | TEM | 1 | MC | 11.102 | 1
1FK70632AH711UA1 | SIMOTICS S SYNCHRONOUS MOTOR 1FK7-CT PN=1,4 KW; UZK=600V M0=11NM (100K); NN=4500RPM; NATURAL COOLING, FRAME SIZE IMB 5 (IM V1, IM V3) FLANGE 1 POWER CONNECTOR ROTATABLE RESOLVER MULTI-POLE WITH DRIVE-CLIQ INTERFACE; SHAFT WITH FITTED KEY, TOLERANCE N; W/O HOLDING BRAKE PROTECTION CLASS IP65, | 1907 | TEM | 1 | MC | 11.102 | 1
1FK70632AH711UA2 | SIMOTICS S SYNCHRONOUS MOTOR 1FK7-CT PN=1,4 KW; UZK=600V M0=11NM (100K); NN=4500RPM; NATURAL COOLING, FRAME SIZE IMB 5 (IM V1, IM V3) FLANGE 1 POWER CONNECTOR ROTATABLE RESOLVER MULTI-POLE WITH DRIVE-CLIQ INTERFACE; SHAFT WITH FITTED KEY, TOLERANCE N; W/O HOLDING BRAKE PROTECTION CLASS IP65, FLANGE ON DRIVE END IP67; | 1907 | TEM | 1 | MC | 11.102 | 1
1FK70632AH711UB0 | SIMOTICS S SYNCHRONOUS MOTOR 1FK7-CT PN=1,4 KW; UZK=600V M0=11NM (100K); NN=4500RPM; NATURAL COOLING, FRAME SIZE IMB 5 (IM V1, IM V3) FLANGE 1 POWER CONNECTOR ROTATABLE RESOLVER MULTI-POLE WITH DRIVE-CLIQ INTERFACE; SHAFT WITH FITTED KEY, TOLERANCE N; WITH HOLDING BRAKE PROTECTION CLASS IP64; | 2117 | TEM | 1 | MC | 11.401 | 1
1FK70632AH711UB1 | SIMOTICS S SYNCHRONOUS MOTOR 1FK7-CT PN=1,4 KW; UZK=600V M0=11NM (100K); NN=4500RPM; NATURAL COOLING, FRAME SIZE IMB 5 (IM V1, IM V3) FLANGE 1 POWER CONNECTOR ROTATABLE RESOLVER MULTI-POLE WITH DRIVE-CLIQ INTERFACE; SHAFT WITH FITTED KEY, TOLERANCE N; WITH HOLDING BRAKE PROTECTION CLASS IP65, | 2210 | TEM | 1 | MC | 11.401 | 1
1FK70632AH711UB2 | SIMOTICS S SYNCHRONOUS MOTOR 1FK7-CT PN=1,4 KW; UZK=600V M0=11NM (100K); NN=4500RPM; NATURAL COOLING, FRAME SIZE IMB 5 (IM V1, IM V3) FLANGE 1 POWER CONNECTOR ROTATABLE RESOLVER MULTI-POLE WITH DRIVE-CLIQ INTERFACE; SHAFT WITH FITTED KEY, TOLERANCE N; WITH HOLDING BRAKE PROTECTION CLASS IP65, FLANGE ON DRIVE END IP67; | 2210 | TEM | 1 | MC | 11.401 | 1
1FK70632AH711UG0 | SIMOTICS S SYNCHRONOUS MOTOR 1FK7-CT PN=1,4 KW; UZK=600V M0=11NM (100K); NN=4500RPM; NATURAL COOLING, FRAME SIZE IMB 5 (IM V1, IM V3) FLANGE 1 POWER CONNECTOR ROTATABLE RESOLVER MULTI-POLE WITH DRIVE-CLIQ INTERFACE; PLAIN SHAFT, TOLERANCE N; W/O HOLDING BRAKE PROTECTION CLASS IP64; | 1728 | TEM | 1 | MC | 11.102 | 1
1FK70632AH711UG1 | SIMOTICS S SYNCHRONOUS MOTOR 1FK7-CT PN=1,4 KW; UZK=600V M0=11NM (100K); NN=4500RPM; NATURAL COOLING, FRAME SIZE IMB 5 (IM V1, IM V3) FLANGE 1 POWER CONNECTOR ROTATABLE RESOLVER MULTI-POLE WITH DRIVE-CLIQ INTERFACE; PLAIN SHAFT, TOLERANCE N; W/O HOLDING BRAKE PROTECTION CLASS IP65, | 1821 | TEM | 1 | MC | 11.102 | 1
1FK70632AH711UG2 | SIMOTICS S SYNCHRONOUS MOTOR 1FK7-CT PN=1,4 KW; UZK=600V M0=11NM (100K); NN=4500RPM; NATURAL COOLING, FRAME SIZE IMB 5 (IM V1, IM V3) FLANGE 1 POWER CONNECTOR ROTATABLE RESOLVER MULTI-POLE WITH DRIVE-CLIQ INTERFACE; PLAIN SHAFT, TOLERANCE N; W/O HOLDING BRAKE PROTECTION CLASS IP65, FLANGE ON DRIVE END IP67; | 1821 | TEM | 1 | MC | 11.102 | 1
1FK70632AH711UH0 | SIMOTICS S SYNCHRONOUS MOTOR 1FK7-CT PN=1,4 KW; UZK=600V M0=11NM (100K); NN=4500RPM; NATURAL COOLING, FRAME SIZE IMB 5 (IM V1, IM V3) FLANGE 1 POWER CONNECTOR ROTATABLE RESOLVER MULTI-POLE WITH DRIVE-CLIQ INTERFACE; PLAIN SHAFT, TOLERANCE N; WITH HOLDING BRAKE PROTECTION CLASS IP64; | 2033 | TEM | 1 | MC | 11.401 | 1
1FK70632AH711UH1 | SIMOTICS S SYNCHRONOUS MOTOR 1FK7-CT PN=1,4 KW; UZK=600V M0=11NM (100K); NN=4500RPM; NATURAL COOLING, FRAME SIZE IMB 5 (IM V1, IM V3) FLANGE 1 POWER CONNECTOR ROTATABLE RESOLVER MULTI-POLE WITH DRIVE-CLIQ INTERFACE; PLAIN SHAFT, TOLERANCE N; WITH HOLDING BRAKE PROTECTION CLASS IP65, | 2126 | TEM | 1 | MC | 11.401 | 1
1FK70632AH711UH2 | SIMOTICS S SYNCHRONOUS MOTOR 1FK7-CT PN=1,4 KW; UZK=600V M0=11NM (100K); NN=4500RPM; NATURAL COOLING, FRAME SIZE IMB 5 (IM V1, IM V3) FLANGE 1 POWER CONNECTOR ROTATABLE RESOLVER MULTI-POLE WITH DRIVE-CLIQ INTERFACE; PLAIN SHAFT, TOLERANCE N; WITH HOLDING BRAKE PROTECTION CLASS IP65, FLANGE ON DRIVE END IP67; | 2126 | TEM | 1 | MC | 11.401 | 1
1FK70635AC711DG3 | SIMOTICS S SYNCHRONOUS SERVOMOTORS 1FK7 COMPACT 11NM, 100K, 2000RPM, 1,86KW NATURAL AIR COOLING, IM B5 (IM V1, IM V3) POWER/SIGNAL CONNECTORS CONN. CAN BE ROTATED BY 270 DEGR., INCREMENTAL ENCODER 2048 P/REV (ENCODER I-2048) WITH DRIVE-CLIQ INTERFACE; PLAIN SHAFT, TOLERANCE N; W/O HOLDING BRAKE DEGREE OF PROTECTION IP64; PAINT FINISH RAL7016 | 2562 | TEM | 1 | MC | 11.503 | 1
1FK70635AC711DG5 | SIMOTICS S SYNCHRONOUS SERVOMOTORS 1FK7 COMPACT 11NM, 100K, 2000RPM, 1,86KW NATURAL AIR COOLING, IM B5 (IM V1, IM V3) POWER/SIGNAL CONNECTORS CONN. CAN BE ROTATED BY 270 DEGR., INCREMENTAL ENCODER 2048 P/REV (ENCODER I-2048) WITH DRIVE-CLIQ INTERFACE; PLAIN SHAFT, TOLERANCE N; W/O HOLDING BRAKE DEGREE OF PROTECTION IP65 AS FLANGE IP67; PAINT FINISH RAL7016 | 2663 | TEM | 1 | MC | 11.503 | 1
1FK70635AC711DH0 | SIMOTICS S SYNCHRONOUS SERVOMOTORS 1FK7 COMPACT 11NM, 100K, 2000RPM, 1,86KW NATURAL AIR COOLING, IM B5 (IM V1, IM V3) POWER/SIGNAL CONNECTORS CONN. CAN BE ROTATED BY 270 DEGR., INCREMENTAL ENCODER 2048 P/REV (ENCODER I-2048) WITH DRIVE-CLIQ INTERFACE; PLAIN SHAFT, TOLERANCE N; WITH HOLDING BRAKE DEGREE OF PROTECTION IP64 | 2844 | TEM | 1 | MC | 12.802 | 1
1FK70635AC711DH3 | SIMOTICS S SYNCHRONOUS SERVOMOTORS 1FK7 COMPACT 11NM, 100K, 2000RPM, 1,86KW NATURAL AIR COOLING, IM B5 (IM V1, IM V3) POWER/SIGNAL CONNECTORS CONN. CAN BE ROTATED BY 270 DEGR., INCREMENTAL ENCODER 2048 P/REV (ENCODER I-2048) WITH DRIVE-CLIQ INTERFACE; PLAIN SHAFT, TOLERANCE N; WITH HOLDING BRAKE DEGREE OF PROTECTION IP64; PAINT FINISH RAL7016 | 2893 | TEM | 1 | MC | 12.802 | 1
1FK70635AC711DH5 | SIMOTICS S SYNCHRONOUS SERVOMOTORS 1FK7 COMPACT 11NM, 100K, 2000RPM, 1,86KW NATURAL AIR COOLING, IM B5 (IM V1, IM V3) POWER/SIGNAL CONNECTORS CONN. CAN BE ROTATED BY 270 DEGR., INCREMENTAL ENCODER 2048 P/REV (ENCODER I-2048) WITH DRIVE-CLIQ INTERFACE; PLAIN SHAFT, TOLERANCE N; WITH HOLDING BRAKE DEGREE OF PROTECTION IP65 AS FLANGE IP67; PAINT FINISH RAL7016 | 2995 | TEM | 1 | MC | 12.802 | 1
1FK70635AC711FA2 | SIMOTICS S SYNCHRONOUS SERVOMOTORS 1FK7 COMPACT 11NM, 100K, 2000RPM, 1,86KW NATURAL AIR COOLING, IM B5 (IM V1, IM V3) POWER/SIGNAL CONNECTORS CONN. CAN BE ROTATED BY 270 DEGR., ABSOLUTE ENCODER 2048 P/REV (ENCODER A-2048) WITH DRIVE-CLIQ INTERFACE; PERFORMANCE REDUCTION BY 10% DUE TO ABSOLUTE ENCODER; SHAFT WITH FITTED KEY, TOLERANCE N; W/O HOLDING BRAKE DEGREE OF PROTECTION IP65 FLANGE ON DRIVE END IP67 | 3109 | TEM | 1 | MC | 11.503 | 1
1FK70635AC711FB2 | SIMOTICS S SYNCHRONOUS SERVOMOTORS 1FK7 COMPACT 11NM, 100K, 2000RPM, 1,86KW NATURAL AIR COOLING, IM B5 (IM V1, IM V3) POWER/SIGNAL CONNECTORS CONN. CAN BE ROTATED BY 270 DEGR., ABSOLUTE ENCODER 2048 P/REV (ENCODER A-2048) WITH DRIVE-CLIQ INTERFACE; PERFORMANCE REDUCTION BY 10% DUE TO ABSOLUTE ENCODER; SHAFT WITH FITTED KEY, TOLERANCE N; WITH HOLDING BRAKE DEGREE OF PROTECTION IP65 FLANGE ON DRIVE END IP67 | 3438 | TEM | 1 | MC | 12.802 | 1
1FK70635AC711FG0 | SIMOTICS S SYNCHRONOUS SERVOMOTORS 1FK7 COMPACT 11NM, 100K, 2000RPM, 1,86KW NATURAL AIR COOLING, IM B5 (IM V1, IM V3) POWER/SIGNAL CONNECTORS CONN. CAN BE ROTATED BY 270 DEGR., ABSOLUTE ENCODER 2048 P/REV (ENCODER A-2048) WITH DRIVE-CLIQ INTERFACE; PERFORMANCE REDUCTION BY 10% DUE TO ABSOLUTE ENCODER; PLAIN SHAFT, TOLERANCE N; W/O HOLDING BRAKE DEGREE OF PROTECTION IP64 | 2914 | TEM | 1 | MC | 11.503 | 1
1FK70635AC711FG2 | SIMOTICS S SYNCHRONOUS SERVOMOTORS 1FK7 COMPACT 11NM, 100K, 2000RPM, 1,86KW NATURAL AIR COOLING, IM B5 (IM V1, IM V3) POWER/SIGNAL CONNECTORS CONN. CAN BE ROTATED BY 270 DEGR., ABSOLUTE ENCODER 2048 P/REV (ENCODER A-2048) WITH DRIVE-CLIQ INTERFACE; PERFORMANCE REDUCTION BY 10% DUE TO ABSOLUTE ENCODER; PLAIN SHAFT, TOLERANCE N; W/O HOLDING BRAKE DEGREE OF PROTECTION IP65 FLANGE ON DRIVE END IP67 | 3015 | TEM | 1 | MC | 11.503 | 1
1FK70635AC711FG5 | SIMOTICS S SYNCHRONOUS SERVOMOTORS 1FK7 COMPACT 11NM, 100K, 2000RPM, 1,86KW NATURAL AIR COOLING, IM B5 (IM V1, IM V3) POWER/SIGNAL CONNECTORS CONN. CAN BE ROTATED BY 270 DEGR., ABSOLUTE ENCODER 2048 P/REV (ENCODER A-2048) WITH DRIVE-CLIQ INTERFACE; PERFORMANCE REDUCTION BY 10% DUE TO ABSOLUTE ENCODER; PLAIN SHAFT, TOLERANCE N; W/O HOLDING BRAKE DEGREE OF PROTECTION IP65 AS FLANGE IP67; PAINT FINISH RAL7016 | 3065 | TEM | 1 | MC | 11.503 | 1
1FK70635AC711FH3 | SIMOTICS S SYNCHRONOUS SERVOMOTORS 1FK7 COMPACT 11NM, 100K, 2000RPM, 1,86KW NATURAL AIR COOLING, IM B5 (IM V1, IM V3) POWER/SIGNAL CONNECTORS CONN. CAN BE ROTATED BY 270 DEGR., ABSOLUTE ENCODER 2048 P/REV (ENCODER A-2048) WITH DRIVE-CLIQ INTERFACE; PERFORMANCE REDUCTION BY 10% DUE TO ABSOLUTE ENCODER; PLAIN SHAFT, TOLERANCE N; WITH HOLDING BRAKE DEGREE OF PROTECTION IP64; PAINT FINISH RAL7016 | 3294 | TEM | 1 | MC | 12.802 | 1
1FK70635AC711FH5 | SIMOTICS S SYNCHRONOUS SERVOMOTORS 1FK7 COMPACT 11NM, 100K, 2000RPM, 1,86KW NATURAL AIR COOLING, IM B5 (IM V1, IM V3) POWER/SIGNAL CONNECTORS CONN. CAN BE ROTATED BY 270 DEGR., ABSOLUTE ENCODER 2048 P/REV (ENCODER A-2048) WITH DRIVE-CLIQ INTERFACE; PERFORMANCE REDUCTION BY 10% DUE TO ABSOLUTE ENCODER; PLAIN SHAFT, TOLERANCE N; WITH HOLDING BRAKE DEGREE OF PROTECTION IP65 AS FLANGE IP67; PAINT FINISH RAL7016 | 3396 | TEM | 1 | MC | 12.802 | 1
1FK70635AC711KG0 | SIMOTICS S SYNCHRONOUS SERVOMOTORS 1FK7 COMPACT 11NM, 100K, 2000RPM, 1,86KW NATURAL AIR COOLING, IM B5 (IM V1, IM V3) POWER/SIGNAL CONNECTORS CONN. CAN BE ROTATED BY 270 DEGR., BASIC ABSOLUTE ENCODER 32 P/REV (ENCODER A-32) WITH DRIVE-CLIQ INTERFACE; PERFORMANCE REDUCTION BY 10% DUE TO ABSOLUTE ENCODER; PLAIN SHAFT, TOLERANCE N; W/O HOLDING BRAKE DEGREE OF PROTECTION IP64 | 2352 | TEM | 1 | MC | 11.503 | 1
1FK70635AC711KH0 | SIMOTICS S SYNCHRONOUS SERVOMOTORS 1FK7 COMPACT 11NM, 100K, 2000RPM, 1,86KW NATURAL AIR COOLING, IM B5 (IM V1, IM V3) POWER/SIGNAL CONNECTORS CONN. CAN BE ROTATED BY 270 DEGR., BASIC ABSOLUTE ENCODER 32 P/REV (ENCODER A-32) WITH DRIVE-CLIQ INTERFACE; PERFORMANCE REDUCTION BY 10% DUE TO ABSOLUTE ENCODER; PLAIN SHAFT, TOLERANCE N; WITH HOLDING BRAKE DEGREE OF PROTECTION IP64 | 2683 | TEM | 1 | MC | 12.802 | 1
1FK70635AC711TH3 | SIMOTICS S SYNCHRONOUS SERVOMOTORS 1FK7 COMPACT 11NM, 100K, 2000RPM, 1,86KW NATURAL AIR COOLING, IM B5 (IM V1, IM V3) POWER/SIGNAL CONNECTORS CONN. CAN BE ROTATED BY 270 DEGR., RESOLVER 2-POLE (RESOLVER P=1); PLAIN SHAFT, TOLERANCE N; WITH HOLDING BRAKE DEGREE OF PROTECTION IP64; PAINT FINISH RAL7016 | 1995 | TEM | 1 | MC | 12.802 | 1
1FK70635AC711UA0 | SIMOTICS S SYNCHRONOUS SERVOMOTORS 1FK7 COMPACT 11NM, 100K, 2000RPM, 1,86KW NATURAL AIR COOLING, IM B5 (IM V1, IM V3) POWER/SIGNAL CONNECTORS CONN. CAN BE ROTATED BY 270 DEGR., RESOLVER MULTI-POLE (RESOLVER P=4) WITH DRIVE-CLIQ INTERFACE; SHAFT WITH FITTED KEY, TOLERANCE N; W/O HOLDING BRAKE DEGREE OF PROTECTION IP64 | 1970 | TEM | 1 | MC | 11.503 | 1
1FK70635AC711UB0 | SIMOTICS S SYNCHRONOUS SERVOMOTORS 1FK7 COMPACT 11NM, 100K, 2000RPM, 1,86KW NATURAL AIR COOLING, IM B5 (IM V1, IM V3) POWER/SIGNAL CONNECTORS CONN. CAN BE ROTATED BY 270 DEGR., RESOLVER MULTI-POLE (RESOLVER P=4) WITH DRIVE-CLIQ INTERFACE; SHAFT WITH FITTED KEY, TOLERANCE N; WITH HOLDING BRAKE DEGREE OF PROTECTION IP64 | 2299 | TEM | 1 | MC | 12.802 | 1
1FK70635AC711UG0 | SIMOTICS S SYNCHRONOUS SERVOMOTORS 1FK7 COMPACT 11NM, 100K, 2000RPM, 1,86KW NATURAL AIR COOLING, IM B5 (IM V1, IM V3) POWER/SIGNAL CONNECTORS CONN. CAN BE ROTATED BY 270 DEGR., RESOLVER MULTI-POLE (RESOLVER P=4) WITH DRIVE-CLIQ INTERFACE; PLAIN SHAFT, TOLERANCE N; W/O HOLDING BRAKE DEGREE OF PROTECTION IP64 | 1876 | TEM | 1 | MC | 11.503 | 1
1FK70635AF711AA0 | SIMOTICS S SYNCHRONOUS SERVOMOTORS 1FK7 COMPACT 11NM, 100K, 3000RPM, 2,29KW NATURAL AIR COOLING, IM B5 (IM V1, IM V3) POWER/SIGNAL CONNECTORS CONN. CAN BE ROTATED BY 270 DEGR., INCREM. ENCODER, SIN/COS 1 VPP 2048 P/REV (ENCODER I-2048); SHAFT WITH FITTED KEY, TOLERANCE N; W/O HOLDING BRAKE DEGREE OF PROTECTION IP64 | 2344 | TEM | 1 | MC | 11.503 | 1
1FK70635AF711AA2 | SIMOTICS S SYNCHRONOUS SERVOMOTORS 1FK7 COMPACT 11NM, 100K, 3000RPM, 2,29KW NATURAL AIR COOLING, IM B5 (IM V1, IM V3) POWER/SIGNAL CONNECTORS CONN. CAN BE ROTATED BY 270 DEGR., INCREM. ENCODER, SIN/COS 1 VPP 2048 P/REV (ENCODER I-2048); SHAFT WITH FITTED KEY, TOLERANCE N; W/O HOLDING BRAKE DEGREE OF PROTECTION IP65 FLANGE ON DRIVE END IP67 | 2446 | TEM | 1 | MC | 11.503 | 1
1FK70635AF711AA3 | SIMOTICS S SYNCHRONOUS SERVOMOTORS 1FK7 COMPACT 11NM, 100K, 3000RPM, 2,29KW NATURAL AIR COOLING, IM B5 (IM V1, IM V3) POWER/SIGNAL CONNECTORS CONN. CAN BE ROTATED BY 270 DEGR., INCREM. ENCODER, SIN/COS 1 VPP 2048 P/REV (ENCODER I-2048); SHAFT WITH FITTED KEY, TOLERANCE N; W/O HOLDING BRAKE DEGREE OF PROTECTION IP64; PAINT FINISH RAL7016 | 2394 | TEM | 1 | MC | 11.503 | 1
1FK70635AF711AA5 | SIMOTICS S SYNCHRONOUS SERVOMOTORS 1FK7 COMPACT 11NM, 100K, 3000RPM, 2,29KW NATURAL AIR COOLING, IM B5 (IM V1, IM V3) POWER/SIGNAL CONNECTORS CONN. CAN BE ROTATED BY 270 DEGR., INCREM. ENCODER, SIN/COS 1 VPP 2048 P/REV (ENCODER I-2048); SHAFT WITH FITTED KEY, TOLERANCE N; W/O HOLDING BRAKE DEGREE OF PROTECTION IP65 AS FLANGE IP67; PAINT FINISH RAL7016 | 2495 | TEM | 1 | MC | 11.503 | 1
1FK70635AF711AA8 | SIMOTICS S SYNCHRONOUS SERVOMOTORS 1FK7 COMPACT 11NM, 100K, 3000RPM, 2,29KW NATURAL AIR COOLING, IM B5 (IM V1, IM V3) POWER/SIGNAL CONNECTORS CONN. CAN BE ROTATED BY 270 DEGR., INCREM. ENCODER, SIN/COS 1 VPP 2048 P/REV (ENCODER I-2048); SHAFT WITH FITTED KEY, TOLERANCE N; W/O HOLDING BRAKE DEGREE OF PROTECTION IP65 IP67 D-END FLANGE; RAL7016 COATING; METALLIC RATING PLATE AT MOTOR | 2604 | TEM | 1 | MC | 11.503 | 1
1FK70635AF711AB0 | SIMOTICS S SYNCHRONOUS SERVOMOTORS 1FK7 COMPACT 11NM, 100K, 3000RPM, 2,29KW NATURAL AIR COOLING, IM B5 (IM V1, IM V3) POWER/SIGNAL CONNECTORS CONN. CAN BE ROTATED BY 270 DEGR., INCREM. ENCODER, SIN/COS 1 VPP 2048 P/REV (ENCODER I-2048); SHAFT WITH FITTED KEY, TOLERANCE N; WITH HOLDING BRAKE DEGREE OF PROTECTION IP64 | 2673 | TEM | 1 | MC | 12.802 | 1
1FK70635AF711AB2 | SIMOTICS S SYNCHRONOUS SERVOMOTORS 1FK7 COMPACT 11NM, 100K, 3000RPM, 2,29KW NATURAL AIR COOLING, IM B5 (IM V1, IM V3) POWER/SIGNAL CONNECTORS CONN. CAN BE ROTATED BY 270 DEGR., INCREM. ENCODER, SIN/COS 1 VPP 2048 P/REV (ENCODER I-2048); SHAFT WITH FITTED KEY, TOLERANCE N; WITH HOLDING BRAKE DEGREE OF PROTECTION IP65 FLANGE ON DRIVE END IP67 | 2775 | TEM | 1 | MC | 12.802 | 1
1FK70635AF711AB3 | SIMOTICS S SYNCHRONOUS SERVOMOTORS 1FK7 COMPACT 11NM, 100K, 3000RPM, 2,29KW NATURAL AIR COOLING, IM B5 (IM V1, IM V3) POWER/SIGNAL CONNECTORS CONN. CAN BE ROTATED BY 270 DEGR., INCREM. ENCODER, SIN/COS 1 VPP 2048 P/REV (ENCODER I-2048); SHAFT WITH FITTED KEY, TOLERANCE N; WITH HOLDING BRAKE DEGREE OF PROTECTION IP64; PAINT FINISH RAL7016 | 2723 | TEM | 1 | MC | 12.802 | 1
1FK70635AF711AB5 | SIMOTICS S SYNCHRONOUS SERVOMOTORS 1FK7 COMPACT 11NM, 100K, 3000RPM, 2,29KW NATURAL AIR COOLING, IM B5 (IM V1, IM V3) POWER/SIGNAL CONNECTORS CONN. CAN BE ROTATED BY 270 DEGR., INCREM. ENCODER, SIN/COS 1 VPP 2048 P/REV (ENCODER I-2048); SHAFT WITH FITTED KEY, TOLERANCE N; WITH HOLDING BRAKE DEGREE OF PROTECTION IP65 AS FLANGE IP67; PAINT FINISH RAL7016 | 2824 | TEM | 1 | MC | 12.802 | 1
1FK70635AF711AB8 | SIMOTICS S SYNCHRONOUS SERVOMOTORS 1FK7 COMPACT 11NM, 100K, 3000RPM, 2,29KW NATURAL AIR COOLING, IM B5 (IM V1, IM V3) POWER/SIGNAL CONNECTORS CONN. CAN BE ROTATED BY 270 DEGR., INCREM. ENCODER, SIN/COS 1 VPP 2048 P/REV (ENCODER I-2048); SHAFT WITH FITTED KEY, TOLERANCE N; WITH HOLDING BRAKE DEGREE OF PROTECTION IP65 IP67 D-END FLANGE; RAL7016 COATING; METALLIC RATING PLATE AT MOTOR | 2933 | TEM | 1 | MC | 12.802 | 1
1FK70635AF711AG0 | SIMOTICS S SYNCHRONOUS SERVOMOTORS 1FK7 COMPACT 11NM, 100K, 3000RPM, 2,29KW NATURAL AIR COOLING, IM B5 (IM V1, IM V3) POWER/SIGNAL CONNECTORS CONN. CAN BE ROTATED BY 270 DEGR., INCREM. ENCODER, SIN/COS 1 VPP 2048 P/REV (ENCODER I-2048); PLAIN SHAFT, TOLERANCE N; W/O HOLDING BRAKE DEGREE OF PROTECTION IP64 | 2251 | TEM | 1 | MC | 11.503 | 1
1FK70635AF711AG2 | SIMOTICS S SYNCHRONOUS SERVOMOTORS 1FK7 COMPACT 11NM, 100K, 3000RPM, 2,29KW NATURAL AIR COOLING, IM B5 (IM V1, IM V3) POWER/SIGNAL CONNECTORS CONN. CAN BE ROTATED BY 270 DEGR., INCREM. ENCODER, SIN/COS 1 VPP 2048 P/REV (ENCODER I-2048); PLAIN SHAFT, TOLERANCE N; W/O HOLDING BRAKE DEGREE OF PROTECTION IP65 FLANGE ON DRIVE END IP67 | 2352 | TEM | 1 | MC | 11.503 | 1
1FK70635AF711AG3 | SIMOTICS S SYNCHRONOUS SERVOMOTORS 1FK7 COMPACT 11NM, 100K, 3000RPM, 2,29KW NATURAL AIR COOLING, IM B5 (IM V1, IM V3) POWER/SIGNAL CONNECTORS CONN. CAN BE ROTATED BY 270 DEGR., INCREM. ENCODER, SIN/COS 1 VPP 2048 P/REV (ENCODER I-2048); PLAIN SHAFT, TOLERANCE N; W/O HOLDING BRAKE DEGREE OF PROTECTION IP64; PAINT FINISH RAL7016 | 2300 | TEM | 1 | MC | 11.503 | 1
1FK70635AF711AG5 | SIMOTICS S SYNCHRONOUS SERVOMOTORS 1FK7 COMPACT 11NM, 100K, 3000RPM, 2,29KW NATURAL AIR COOLING, IM B5 (IM V1, IM V3) POWER/SIGNAL CONNECTORS CONN. CAN BE ROTATED BY 270 DEGR., INCREM. ENCODER, SIN/COS 1 VPP 2048 P/REV (ENCODER I-2048); PLAIN SHAFT, TOLERANCE N; W/O HOLDING BRAKE DEGREE OF PROTECTION IP65 AS FLANGE IP67; PAINT FINISH RAL7016 | 2402 | TEM | 1 | MC | 11.503 | 1
1FK70635AF711AG8 | SIMOTICS S SYNCHRONOUS SERVOMOTORS 1FK7 COMPACT 11NM, 100K, 3000RPM, 2,29KW NATURAL AIR COOLING, IM B5 (IM V1, IM V3) POWER/SIGNAL CONNECTORS CONN. CAN BE ROTATED BY 270 DEGR., INCREM. ENCODER, SIN/COS 1 VPP 2048 P/REV (ENCODER I-2048); PLAIN SHAFT, TOLERANCE N; W/O HOLDING BRAKE DEGREE OF PROTECTION IP65 IP67 D-END FLANGE; RAL7016 COATING; METALLIC RATING PLATE AT MOTOR | 2510 | TEM | 1 | MC | 11.503 | 1
1FK70635AF711AH0 | SIMOTICS S SYNCHRONOUS SERVOMOTORS 1FK7 COMPACT 11NM, 100K, 3000RPM, 2,29KW NATURAL AIR COOLING, IM B5 (IM V1, IM V3) POWER/SIGNAL CONNECTORS CONN. CAN BE ROTATED BY 270 DEGR., INCREM. ENCODER, SIN/COS 1 VPP 2048 P/REV (ENCODER I-2048); PLAIN SHAFT, TOLERANCE N; WITH HOLDING BRAKE DEGREE OF PROTECTION IP64 | 2582 | TEM | 1 | MC | 12.802 | 1
1FK70635AF711AH2 | SIMOTICS S SYNCHRONOUS SERVOMOTORS 1FK7 COMPACT 11NM, 100K, 3000RPM, 2,29KW NATURAL AIR COOLING, IM B5 (IM V1, IM V3) POWER/SIGNAL CONNECTORS CONN. CAN BE ROTATED BY 270 DEGR., INCREM. ENCODER, SIN/COS 1 VPP 2048 P/REV (ENCODER I-2048); PLAIN SHAFT, TOLERANCE N; WITH HOLDING BRAKE DEGREE OF PROTECTION IP65 FLANGE ON DRIVE END IP67 | 2684 | TEM | 1 | MC | 12.802 | 1
1FK70635AF711AH3 | SIMOTICS S SYNCHRONOUS SERVOMOTORS 1FK7 COMPACT 11NM, 100K, 3000RPM, 2,29KW NATURAL AIR COOLING, IM B5 (IM V1, IM V3) POWER/SIGNAL CONNECTORS CONN. CAN BE ROTATED BY 270 DEGR., INCREM. ENCODER, SIN/COS 1 VPP 2048 P/REV (ENCODER I-2048); PLAIN SHAFT, TOLERANCE N; WITH HOLDING BRAKE DEGREE OF PROTECTION IP64; PAINT FINISH RAL7016 | 2631 | TEM | 1 | MC | 12.802 | 1
1FK70635AF711AH5 | SIMOTICS S SYNCHRONOUS SERVOMOTORS 1FK7 COMPACT 11NM, 100K, 3000RPM, 2,29KW NATURAL AIR COOLING, IM B5 (IM V1, IM V3) POWER/SIGNAL CONNECTORS CONN. CAN BE ROTATED BY 270 DEGR., INCREM. ENCODER, SIN/COS 1 VPP 2048 P/REV (ENCODER I-2048); PLAIN SHAFT, TOLERANCE N; WITH HOLDING BRAKE DEGREE OF PROTECTION IP65 AS FLANGE IP67; PAINT FINISH RAL7016 | 2733 | TEM | 1 | MC | 12.802 | 1
1FK70635AF711AH8 | SIMOTICS S SYNCHRONOUS SERVOMOTORS 1FK7 COMPACT 11NM, 100K, 3000RPM, 2,29KW NATURAL AIR COOLING, IM B5 (IM V1, IM V3) POWER/SIGNAL CONNECTORS CONN. CAN BE ROTATED BY 270 DEGR., INCREM. ENCODER, SIN/COS 1 VPP 2048 P/REV (ENCODER I-2048); PLAIN SHAFT, TOLERANCE N; WITH HOLDING BRAKE DEGREE OF PROTECTION IP65 IP67 D-END FLANGE; RAL7016 COATING; METALLIC RATING PLATE AT MOTOR | 2842 | TEM | 1 | MC | 12.802 | 1
1FK70635AF711AU5 | SIMOTICS S SYNCHRONOUS SERVO GEARMOTOR 1FK7 COMPACT, 2,30KW NATURAL COOLING, POWER/ SIGNAL CONNECTOR CONNECTOR CAN BE ROTATED BY 270 DEGR. MOTOR WITHOUT HOLDING BRAKE, GEAR DIRECT MOUNTING INCREMENT. ENCODER SIN/COS 1VPP RADIAL SHAFT SEAL, DEGREE OF PROTECTION IP65, PAINT FINISH RAL 7016 | 2335 | TEM | 1 | MC | 11.6 | 1
1FK70635AF711DA0 | SIMOTICS S SYNCHRONOUS SERVOMOTORS 1FK7 COMPACT 11NM, 100K, 3000RPM, 2,29KW NATURAL AIR COOLING, IM B5 (IM V1, IM V3) POWER/SIGNAL CONNECTORS CONN. CAN BE ROTATED BY 270 DEGR., INCREMENTAL ENCODER 2048 P/REV (ENCODER I-2048) WITH DRIVE-CLIQ INTERFACE; SHAFT WITH FITTED KEY, TOLERANCE N; W/O HOLDING BRAKE DEGREE OF PROTECTION IP64 | 2606 | TEM | 1 | MC | 11.503 | 1
1FK70635AF711DA2 | SIMOTICS S SYNCHRONOUS SERVOMOTORS 1FK7 COMPACT 11NM, 100K, 3000RPM, 2,29KW NATURAL AIR COOLING, IM B5 (IM V1, IM V3) POWER/SIGNAL CONNECTORS CONN. CAN BE ROTATED BY 270 DEGR., INCREMENTAL ENCODER 2048 P/REV (ENCODER I-2048) WITH DRIVE-CLIQ INTERFACE; SHAFT WITH FITTED KEY, TOLERANCE N; W/O HOLDING BRAKE DEGREE OF PROTECTION IP65 FLANGE ON DRIVE END IP67 | 2708 | TEM | 1 | MC | 11.503 | 1
1FK70635AF711DA3 | SIMOTICS S SYNCHRONOUS SERVOMOTORS 1FK7 COMPACT 11NM, 100K, 3000RPM, 2,29KW NATURAL AIR COOLING, IM B5 (IM V1, IM V3) POWER/SIGNAL CONNECTORS CONN. CAN BE ROTATED BY 270 DEGR., INCREMENTAL ENCODER 2048 P/REV (ENCODER I-2048) WITH DRIVE-CLIQ INTERFACE; SHAFT WITH FITTED KEY, TOLERANCE N; W/O HOLDING BRAKE DEGREE OF PROTECTION IP64; PAINT FINISH RAL7016 | 2656 | TEM | 1 | MC | 11.503 | 1
1FK70635AF711DA5 | SIMOTICS S SYNCHRONOUS SERVOMOTORS 1FK7 COMPACT 11NM, 100K, 3000RPM, 2,29KW NATURAL AIR COOLING, IM B5 (IM V1, IM V3) POWER/SIGNAL CONNECTORS CONN. CAN BE ROTATED BY 270 DEGR., INCREMENTAL ENCODER 2048 P/REV (ENCODER I-2048) WITH DRIVE-CLIQ INTERFACE; SHAFT WITH FITTED KEY, TOLERANCE N; W/O HOLDING BRAKE DEGREE OF PROTECTION IP65 AS FLANGE IP67; PAINT FINISH RAL7016 | 2757 | TEM | 1 | MC | 11.503 | 1
1FK70635AF711DA8 | SIMOTICS S SYNCHRONOUS SERVOMOTORS 1FK7 COMPACT 11NM, 100K, 3000RPM, 2,29KW NATURAL AIR COOLING, IM B5 (IM V1, IM V3) POWER/SIGNAL CONNECTORS CONN. CAN BE ROTATED BY 270 DEGR., INCREMENTAL ENCODER 2048 P/REV (ENCODER I-2048) WITH DRIVE-CLIQ INTERFACE; SHAFT WITH FITTED KEY, TOLERANCE N; W/O HOLDING BRAKE DEGREE OF PROTECTION IP65 IP67 D-END FLANGE; RAL7016 COATING; METALLIC RATING PLATE AT MOTOR | 2866 | TEM | 1 | MC | 11.503 | 1
1FK70635AF711DB0 | SIMOTICS S SYNCHRONOUS SERVOMOTORS 1FK7 COMPACT 11NM, 100K, 3000RPM, 2,29KW NATURAL AIR COOLING, IM B5 (IM V1, IM V3) POWER/SIGNAL CONNECTORS CONN. CAN BE ROTATED BY 270 DEGR., INCREMENTAL ENCODER 2048 P/REV (ENCODER I-2048) WITH DRIVE-CLIQ INTERFACE; SHAFT WITH FITTED KEY, TOLERANCE N; WITH HOLDING BRAKE DEGREE OF PROTECTION IP64 | 2935 | TEM | 1 | MC | 12.802 | 1
1FK70635AF711DB2 | SIMOTICS S SYNCHRONOUS SERVOMOTORS 1FK7 COMPACT 11NM, 100K, 3000RPM, 2,29KW NATURAL AIR COOLING, IM B5 (IM V1, IM V3) POWER/SIGNAL CONNECTORS CONN. CAN BE ROTATED BY 270 DEGR., INCREMENTAL ENCODER 2048 P/REV (ENCODER I-2048) WITH DRIVE-CLIQ INTERFACE; SHAFT WITH FITTED KEY, TOLERANCE N; WITH HOLDING BRAKE DEGREE OF PROTECTION IP65 FLANGE ON DRIVE END IP67 | 3037 | TEM | 1 | MC | 12.802 | 1
1FK70635AF711DB3 | SIMOTICS S SYNCHRONOUS SERVOMOTORS 1FK7 COMPACT 11NM, 100K, 3000RPM, 2,29KW NATURAL AIR COOLING, IM B5 (IM V1, IM V3) POWER/SIGNAL CONNECTORS CONN. CAN BE ROTATED BY 270 DEGR., INCREMENTAL ENCODER 2048 P/REV (ENCODER I-2048) WITH DRIVE-CLIQ INTERFACE; SHAFT WITH FITTED KEY, TOLERANCE N; WITH HOLDING BRAKE DEGREE OF PROTECTION IP64; PAINT FINISH RAL7016 | 2985 | TEM | 1 | MC | 12.802 | 1
1FK70635AF711DB5 | SIMOTICS S SYNCHRONOUS SERVOMOTORS 1FK7 COMPACT 11NM, 100K, 3000RPM, 2,29KW NATURAL AIR COOLING, IM B5 (IM V1, IM V3) POWER/SIGNAL CONNECTORS CONN. CAN BE ROTATED BY 270 DEGR., INCREMENTAL ENCODER 2048 P/REV (ENCODER I-2048) WITH DRIVE-CLIQ INTERFACE; SHAFT WITH FITTED KEY, TOLERANCE N; WITH HOLDING BRAKE DEGREE OF PROTECTION IP65 AS FLANGE IP67; PAINT FINISH RAL7016 | 3086 | TEM | 1 | MC | 12.802 | 1
1FK70635AF711DB8 | SIMOTICS S SYNCHRONOUS SERVOMOTORS 1FK7 COMPACT 11NM, 100K, 3000RPM, 2,29KW NATURAL AIR COOLING, IM B5 (IM V1, IM V3) POWER/SIGNAL CONNECTORS CONN. CAN BE ROTATED BY 270 DEGR., INCREMENTAL ENCODER 2048 P/REV (ENCODER I-2048) WITH DRIVE-CLIQ INTERFACE; SHAFT WITH FITTED KEY, TOLERANCE N; WITH HOLDING BRAKE DEGREE OF PROTECTION IP65 IP67 D-END FLANGE; RAL7016 COATING; METALLIC RATING PLATE AT MOTOR | 3195 | TEM | 1 | MC | 12.802 | 1
1FK70635AF711DG0 | SIMOTICS S SYNCHRONOUS SERVOMOTORS 1FK7 COMPACT 11NM, 100K, 3000RPM, 2,29KW NATURAL AIR COOLING, IM B5 (IM V1, IM V3) POWER/SIGNAL CONNECTORS CONN. CAN BE ROTATED BY 270 DEGR., INCREMENTAL ENCODER 2048 P/REV (ENCODER I-2048) WITH DRIVE-CLIQ INTERFACE; PLAIN SHAFT, TOLERANCE N; W/O HOLDING BRAKE DEGREE OF PROTECTION IP64 | 2513 | TEM | 1 | MC | 11.503 | 1
1FK70635AF711DG2 | SIMOTICS S SYNCHRONOUS SERVOMOTORS 1FK7 COMPACT 11NM, 100K, 3000RPM, 2,29KW NATURAL AIR COOLING, IM B5 (IM V1, IM V3) POWER/SIGNAL CONNECTORS CONN. CAN BE ROTATED BY 270 DEGR., INCREMENTAL ENCODER 2048 P/REV (ENCODER I-2048) WITH DRIVE-CLIQ INTERFACE; PLAIN SHAFT, TOLERANCE N; W/O HOLDING BRAKE DEGREE OF PROTECTION IP65 FLANGE ON DRIVE END IP67 | 2614 | TEM | 1 | MC | 11.503 | 1
1FK70635AF711DG3 | SIMOTICS S SYNCHRONOUS SERVOMOTORS 1FK7 COMPACT 11NM, 100K, 3000RPM, 2,29KW NATURAL AIR COOLING, IM B5 (IM V1, IM V3) POWER/SIGNAL CONNECTORS CONN. CAN BE ROTATED BY 270 DEGR., INCREMENTAL ENCODER 2048 P/REV (ENCODER I-2048) WITH DRIVE-CLIQ INTERFACE; PLAIN SHAFT, TOLERANCE N; W/O HOLDING BRAKE DEGREE OF PROTECTION IP64; PAINT FINISH RAL7016 | 2562 | TEM | 1 | MC | 11.503 | 1
1FK70635AF711DG5 | SIMOTICS S SYNCHRONOUS SERVOMOTORS 1FK7 COMPACT 11NM, 100K, 3000RPM, 2,29KW NATURAL AIR COOLING, IM B5 (IM V1, IM V3) POWER/SIGNAL CONNECTORS CONN. CAN BE ROTATED BY 270 DEGR., INCREMENTAL ENCODER 2048 P/REV (ENCODER I-2048) WITH DRIVE-CLIQ INTERFACE; PLAIN SHAFT, TOLERANCE N; W/O HOLDING BRAKE DEGREE OF PROTECTION IP65 AS FLANGE IP67; PAINT FINISH RAL7016 | 2663 | TEM | 1 | MC | 11.503 | 1
1FK70635AF711DG8 | SIMOTICS S SYNCHRONOUS SERVOMOTORS 1FK7 COMPACT 11NM, 100K, 3000RPM, 2,29KW NATURAL AIR COOLING, IM B5 (IM V1, IM V3) POWER/SIGNAL CONNECTORS CONN. CAN BE ROTATED BY 270 DEGR., INCREMENTAL ENCODER 2048 P/REV (ENCODER I-2048) WITH DRIVE-CLIQ INTERFACE; PLAIN SHAFT, TOLERANCE N; W/O HOLDING BRAKE DEGREE OF PROTECTION IP65 IP67 D-END FLANGE; RAL7016 COATING; METALLIC RATING PLATE AT MOTOR | 2772 | TEM | 1 | MC | 11.503 | 1
1FK70635AF711DH0 | SIMOTICS S SYNCHRONOUS SERVOMOTORS 1FK7 COMPACT 11NM, 100K, 3000RPM, 2,29KW NATURAL AIR COOLING, IM B5 (IM V1, IM V3) POWER/SIGNAL CONNECTORS CONN. CAN BE ROTATED BY 270 DEGR., INCREMENTAL ENCODER 2048 P/REV (ENCODER I-2048) WITH DRIVE-CLIQ INTERFACE; PLAIN SHAFT, TOLERANCE N; WITH HOLDING BRAKE DEGREE OF PROTECTION IP64 | 2844 | TEM | 1 | MC | 12.802 | 1
1FK70635AF711DH2 | SIMOTICS S SYNCHRONOUS SERVOMOTORS 1FK7 COMPACT 11NM, 100K, 3000RPM, 2,29KW NATURAL AIR COOLING, IM B5 (IM V1, IM V3) POWER/SIGNAL CONNECTORS CONN. CAN BE ROTATED BY 270 DEGR., INCREMENTAL ENCODER 2048 P/REV (ENCODER I-2048) WITH DRIVE-CLIQ INTERFACE; PLAIN SHAFT, TOLERANCE N; WITH HOLDING BRAKE DEGREE OF PROTECTION IP65 FLANGE ON DRIVE END IP67 | 2946 | TEM | 1 | MC | 12.802 | 1
1FK70635AF711DH3 | SIMOTICS S SYNCHRONOUS SERVOMOTORS 1FK7 COMPACT 11NM, 100K, 3000RPM, 2,29KW NATURAL AIR COOLING, IM B5 (IM V1, IM V3) POWER/SIGNAL CONNECTORS CONN. CAN BE ROTATED BY 270 DEGR., INCREMENTAL ENCODER 2048 P/REV (ENCODER I-2048) WITH DRIVE-CLIQ INTERFACE; PLAIN SHAFT, TOLERANCE N; WITH HOLDING BRAKE DEGREE OF PROTECTION IP64; PAINT FINISH RAL7016 | 2893 | TEM | 1 | MC | 12.802 | 1
1FK70635AF711DH5 | SIMOTICS S SYNCHRONOUS SERVOMOTORS 1FK7 COMPACT 11NM, 100K, 3000RPM, 2,29KW NATURAL AIR COOLING, IM B5 (IM V1, IM V3) POWER/SIGNAL CONNECTORS CONN. CAN BE ROTATED BY 270 DEGR., INCREMENTAL ENCODER 2048 P/REV (ENCODER I-2048) WITH DRIVE-CLIQ INTERFACE; PLAIN SHAFT, TOLERANCE N; WITH HOLDING BRAKE DEGREE OF PROTECTION IP65 AS FLANGE IP67; PAINT FINISH RAL7016 | 2995 | TEM | 1 | MC | 12.802 | 1
1FK70635AF711DH8 | SIMOTICS S SYNCHRONOUS SERVOMOTORS 1FK7 COMPACT 11NM, 100K, 3000RPM, 2,29KW NATURAL AIR COOLING, IM B5 (IM V1, IM V3) POWER/SIGNAL CONNECTORS CONN. CAN BE ROTATED BY 270 DEGR., INCREMENTAL ENCODER 2048 P/REV (ENCODER I-2048) WITH DRIVE-CLIQ INTERFACE; PLAIN SHAFT, TOLERANCE N; WITH HOLDING BRAKE DEGREE OF PROTECTION IP65 IP67 D-END FLANGE; RAL7016 COATING; METALLIC RATING PLATE AT MOTOR | 3103 | TEM | 1 | MC | 12.802 | 1
1FK70635AF711DV5 | SIMOTICS S SYNCHRONOUS SERVO GEARMOTOR 1FK7 COMPACT, 2,30KW NATURAL COOLING, POWER/ SIGNAL CONNECTOR CONNECTOR CAN BE ROTATED BY 270 DEGR. MOTOR WITH HOLDING BRAKE, GEAR DIRECT MOUNTING INCREMENT. ENCODER SIN/COS 1VPP WITH DRIVE-CLIQ INTERFACE RADIAL SHAFT SEAL, DEGREE OF PROTECTION IP65, PAINT FINISH RAL 7016 | 2900 | TEM | 1 | MC | 11.6 | 1
1FK70635AF711EA0 | SIMOTICS S SYNCHRONOUS SERVOMOTORS 1FK7 COMPACT 11NM, 100K, 3000RPM, 2,29KW NATURAL AIR COOLING, IM B5 (IM V1, IM V3) POWER/SIGNAL CONNECTORS CONN. CAN BE ROTATED BY 270 DEGR., ABSOLUTE ENCODER ENDAT 2048 P/REV (ENCODER A-2048); PERFORMANCE REDUCTION BY 10% DUE TO ABSOLUTE ENCODER; SHAFT WITH FITTED KEY, TOLERANCE N; W/O HOLDING BRAKE DEGREE OF PROTECTION IP64 | 2748 | TEM | 1 | MC | 11.503 | 1
1FK70635AF711EA2 | SIMOTICS S SYNCHRONOUS SERVOMOTORS 1FK7 COMPACT 11NM, 100K, 3000RPM, 2,29KW NATURAL AIR COOLING, IM B5 (IM V1, IM V3) POWER/SIGNAL CONNECTORS CONN. CAN BE ROTATED BY 270 DEGR., ABSOLUTE ENCODER ENDAT 2048 P/REV (ENCODER A-2048); PERFORMANCE REDUCTION BY 10% DUE TO ABSOLUTE ENCODER; SHAFT WITH FITTED KEY, TOLERANCE N; W/O HOLDING BRAKE DEGREE OF PROTECTION IP65 FLANGE ON DRIVE END IP67 | 2850 | TEM | 1 | MC | 11.503 | 1
1FK70635AF711EA3 | SIMOTICS S SYNCHRONOUS SERVOMOTORS 1FK7 COMPACT 11NM, 100K, 3000RPM, 2,29KW NATURAL AIR COOLING, IM B5 (IM V1, IM V3) POWER/SIGNAL CONNECTORS CONN. CAN BE ROTATED BY 270 DEGR., ABSOLUTE ENCODER ENDAT 2048 P/REV (ENCODER A-2048); PERFORMANCE REDUCTION BY 10% DUE TO ABSOLUTE ENCODER; SHAFT WITH FITTED KEY, TOLERANCE N; W/O HOLDING BRAKE DEGREE OF PROTECTION IP64; PAINT FINISH RAL7016 | 2797 | TEM | 1 | MC | 11.503 | 1
1FK70635AF711EA5 | SIMOTICS S SYNCHRONOUS SERVOMOTORS 1FK7 COMPACT 11NM, 100K, 3000RPM, 2,29KW NATURAL AIR COOLING, IM B5 (IM V1, IM V3) POWER/SIGNAL CONNECTORS CONN. CAN BE ROTATED BY 270 DEGR., ABSOLUTE ENCODER ENDAT 2048 P/REV (ENCODER A-2048); PERFORMANCE REDUCTION BY 10% DUE TO ABSOLUTE ENCODER; SHAFT WITH FITTED KEY, TOLERANCE N; W/O HOLDING BRAKE DEGREE OF PROTECTION IP65 AS FLANGE IP67; PAINT FINISH RAL7016 | 2899 | TEM | 1 | MC | 11.503 | 1
1FK70635AF711EA8 | SIMOTICS S SYNCHRONOUS SERVOMOTORS 1FK7 COMPACT 11NM, 100K, 3000RPM, 2,29KW NATURAL AIR COOLING, IM B5 (IM V1, IM V3) POWER/SIGNAL CONNECTORS CONN. CAN BE ROTATED BY 270 DEGR., ABSOLUTE ENCODER ENDAT 2048 P/REV (ENCODER A-2048); PERFORMANCE REDUCTION BY 10% DUE TO ABSOLUTE ENCODER; SHAFT WITH FITTED KEY, TOLERANCE N; W/O HOLDING BRAKE DEGREE OF PROTECTION IP65 IP67 D-END FLANGE; RAL7016 COATING; METALLIC RATING PLATE AT MOTOR | 3007 | TEM | 1 | MC | 11.503 | 1
1FK70635AF711EB0 | SIMOTICS S SYNCHRONOUS SERVOMOTORS 1FK7 COMPACT 11NM, 100K, 3000RPM, 2,29KW NATURAL AIR COOLING, IM B5 (IM V1, IM V3) POWER/SIGNAL CONNECTORS CONN. CAN BE ROTATED BY 270 DEGR., ABSOLUTE ENCODER ENDAT 2048 P/REV (ENCODER A-2048); PERFORMANCE REDUCTION BY 10% DUE TO ABSOLUTE ENCODER; SHAFT WITH FITTED KEY, TOLERANCE N; WITH HOLDING BRAKE DEGREE OF PROTECTION IP64 | 3077 | TEM | 1 | MC | 12.802 | 1
1FK70635AF711EB2 | SIMOTICS S SYNCHRONOUS SERVOMOTORS 1FK7 COMPACT 11NM, 100K, 3000RPM, 2,29KW NATURAL AIR COOLING, IM B5 (IM V1, IM V3) POWER/SIGNAL CONNECTORS CONN. CAN BE ROTATED BY 270 DEGR., ABSOLUTE ENCODER ENDAT 2048 P/REV (ENCODER A-2048); PERFORMANCE REDUCTION BY 10% DUE TO ABSOLUTE ENCODER; SHAFT WITH FITTED KEY, TOLERANCE N; WITH HOLDING BRAKE DEGREE OF PROTECTION IP65 FLANGE ON DRIVE END IP67 | 3179 | TEM | 1 | MC | 12.802 | 1
1FK70635AF711EB3 | SIMOTICS S SYNCHRONOUS SERVOMOTORS 1FK7 COMPACT 11NM, 100K, 3000RPM, 2,29KW NATURAL AIR COOLING, IM B5 (IM V1, IM V3) POWER/SIGNAL CONNECTORS CONN. CAN BE ROTATED BY 270 DEGR., ABSOLUTE ENCODER ENDAT 2048 P/REV (ENCODER A-2048); PERFORMANCE REDUCTION BY 10% DUE TO ABSOLUTE ENCODER; SHAFT WITH FITTED KEY, TOLERANCE N; WITH HOLDING BRAKE DEGREE OF PROTECTION IP64; PAINT FINISH RAL7016 | 3126 | TEM | 1 | MC | 12.802 | 1
1FK70635AF711EB5 | SIMOTICS S SYNCHRONOUS SERVOMOTORS 1FK7 COMPACT 11NM, 100K, 3000RPM, 2,29KW NATURAL AIR COOLING, IM B5 (IM V1, IM V3) POWER/SIGNAL CONNECTORS CONN. CAN BE ROTATED BY 270 DEGR., ABSOLUTE ENCODER ENDAT 2048 P/REV (ENCODER A-2048); PERFORMANCE REDUCTION BY 10% DUE TO ABSOLUTE ENCODER; SHAFT WITH FITTED KEY, TOLERANCE N; WITH HOLDING BRAKE DEGREE OF PROTECTION IP65 AS FLANGE IP67; PAINT FINISH RAL7016 | 3228 | TEM | 1 | MC | 12.802 | 1
1FK70635AF711EB8 | SIMOTICS S SYNCHRONOUS SERVOMOTORS 1FK7 COMPACT 11NM, 100K, 3000RPM, 2,29KW NATURAL AIR COOLING, IM B5 (IM V1, IM V3) POWER/SIGNAL CONNECTORS CONN. CAN BE ROTATED BY 270 DEGR., ABSOLUTE ENCODER ENDAT 2048 P/REV (ENCODER A-2048); PERFORMANCE REDUCTION BY 10% DUE TO ABSOLUTE ENCODER; SHAFT WITH FITTED KEY, TOLERANCE N; WITH HOLDING BRAKE DEGREE OF PROTECTION IP65 IP67 D-END FLANGE; RAL7016 COATING; METALLIC RATING PLATE AT MOTOR | 3336 | TEM | 1 | MC | 12.802 | 1
1FK70635AF711EG0 | SIMOTICS S SYNCHRONOUS SERVOMOTORS 1FK7 COMPACT 11NM, 100K, 3000RPM, 2,29KW NATURAL AIR COOLING, IM B5 (IM V1, IM V3) POWER/SIGNAL CONNECTORS CONN. CAN BE ROTATED BY 270 DEGR., ABSOLUTE ENCODER ENDAT 2048 P/REV (ENCODER A-2048); PERFORMANCE REDUCTION BY 10% DUE TO ABSOLUTE ENCODER; PLAIN SHAFT, TOLERANCE N; W/O HOLDING BRAKE DEGREE OF PROTECTION IP64 | 2654 | TEM | 1 | MC | 11.503 | 1
1FK70635AF711EG2 | SIMOTICS S SYNCHRONOUS SERVOMOTORS 1FK7 COMPACT 11NM, 100K, 3000RPM, 2,29KW NATURAL AIR COOLING, IM B5 (IM V1, IM V3) POWER/SIGNAL CONNECTORS CONN. CAN BE ROTATED BY 270 DEGR., ABSOLUTE ENCODER ENDAT 2048 P/REV (ENCODER A-2048); PERFORMANCE REDUCTION BY 10% DUE TO ABSOLUTE ENCODER; PLAIN SHAFT, TOLERANCE N; W/O HOLDING BRAKE DEGREE OF PROTECTION IP65 FLANGE ON DRIVE END IP67 | 2756 | TEM | 1 | MC | 11.503 | 1
1FK70635AF711EG3 | SIMOTICS S SYNCHRONOUS SERVOMOTORS 1FK7 COMPACT 11NM, 100K, 3000RPM, 2,29KW NATURAL AIR COOLING, IM B5 (IM V1, IM V3) POWER/SIGNAL CONNECTORS CONN. CAN BE ROTATED BY 270 DEGR., ABSOLUTE ENCODER ENDAT 2048 P/REV (ENCODER A-2048); PERFORMANCE REDUCTION BY 10% DUE TO ABSOLUTE ENCODER; PLAIN SHAFT, TOLERANCE N; W/O HOLDING BRAKE DEGREE OF PROTECTION IP64; PAINT FINISH RAL7016 | 2704 | TEM | 1 | MC | 11.503 | 1
1FK70635AF711EG5 | SIMOTICS S SYNCHRONOUS SERVOMOTORS 1FK7 COMPACT 11NM, 100K, 3000RPM, 2,29KW NATURAL AIR COOLING, IM B5 (IM V1, IM V3) POWER/SIGNAL CONNECTORS CONN. CAN BE ROTATED BY 270 DEGR., ABSOLUTE ENCODER ENDAT 2048 P/REV (ENCODER A-2048); PERFORMANCE REDUCTION BY 10% DUE TO ABSOLUTE ENCODER; PLAIN SHAFT, TOLERANCE N; W/O HOLDING BRAKE DEGREE OF PROTECTION IP65 AS FLANGE IP67; PAINT FINISH RAL7016 | 2805 | TEM | 1 | MC | 11.503 | 1
1FK70635AF711EG8 | SIMOTICS S SYNCHRONOUS SERVOMOTORS 1FK7 COMPACT 11NM, 100K, 3000RPM, 2,29KW NATURAL AIR COOLING, IM B5 (IM V1, IM V3) POWER/SIGNAL CONNECTORS CONN. CAN BE ROTATED BY 270 DEGR., ABSOLUTE ENCODER ENDAT 2048 P/REV (ENCODER A-2048); PERFORMANCE REDUCTION BY 10% DUE TO ABSOLUTE ENCODER; PLAIN SHAFT, TOLERANCE N; W/O HOLDING BRAKE DEGREE OF PROTECTION IP65 IP67 D-END FLANGE; RAL7016 COATING; METALLIC RATING PLATE AT MOTOR | 2914 | TEM | 1 | MC | 11.503 | 1
1FK70635AF711EH0 | SIMOTICS S SYNCHRONOUS SERVOMOTORS 1FK7 COMPACT 11NM, 100K, 3000RPM, 2,29KW NATURAL AIR COOLING, IM B5 (IM V1, IM V3) POWER/SIGNAL CONNECTORS CONN. CAN BE ROTATED BY 270 DEGR., ABSOLUTE ENCODER ENDAT 2048 P/REV (ENCODER A-2048); PERFORMANCE REDUCTION BY 10% DUE TO ABSOLUTE ENCODER; PLAIN SHAFT, TOLERANCE N; WITH HOLDING BRAKE DEGREE OF PROTECTION IP64 | 2986 | TEM | 1 | MC | 12.802 | 1
1FK70635AF711EH2 | SIMOTICS S SYNCHRONOUS SERVOMOTORS 1FK7 COMPACT 11NM, 100K, 3000RPM, 2,29KW NATURAL AIR COOLING, IM B5 (IM V1, IM V3) POWER/SIGNAL CONNECTORS CONN. CAN BE ROTATED BY 270 DEGR., ABSOLUTE ENCODER ENDAT 2048 P/REV (ENCODER A-2048); PERFORMANCE REDUCTION BY 10% DUE TO ABSOLUTE ENCODER; PLAIN SHAFT, TOLERANCE N; WITH HOLDING BRAKE DEGREE OF PROTECTION IP65 FLANGE ON DRIVE END IP67 | 3087 | TEM | 1 | MC | 12.802 | 1
1FK70635AF711EH3 | SIMOTICS S SYNCHRONOUS SERVOMOTORS 1FK7 COMPACT 11NM, 100K, 3000RPM, 2,29KW NATURAL AIR COOLING, IM B5 (IM V1, IM V3) POWER/SIGNAL CONNECTORS CONN. CAN BE ROTATED BY 270 DEGR., ABSOLUTE ENCODER ENDAT 2048 P/REV (ENCODER A-2048); PERFORMANCE REDUCTION BY 10% DUE TO ABSOLUTE ENCODER; PLAIN SHAFT, TOLERANCE N; WITH HOLDING BRAKE DEGREE OF PROTECTION IP64; PAINT FINISH RAL7016 | 3035 | TEM | 1 | MC | 12.802 | 1
1FK70635AF711EH5 | SIMOTICS S SYNCHRONOUS SERVOMOTORS 1FK7 COMPACT 11NM, 100K, 3000RPM, 2,29KW NATURAL AIR COOLING, IM B5 (IM V1, IM V3) POWER/SIGNAL CONNECTORS CONN. CAN BE ROTATED BY 270 DEGR., ABSOLUTE ENCODER ENDAT 2048 P/REV (ENCODER A-2048); PERFORMANCE REDUCTION BY 10% DUE TO ABSOLUTE ENCODER; PLAIN SHAFT, TOLERANCE N; WITH HOLDING BRAKE DEGREE OF PROTECTION IP65 AS FLANGE IP67; PAINT FINISH RAL7016 | 3137 | TEM | 1 | MC | 12.802 | 1
1FK70635AF711EH8 | SIMOTICS S SYNCHRONOUS SERVOMOTORS 1FK7 COMPACT 11NM, 100K, 3000RPM, 2,29KW NATURAL AIR COOLING, IM B5 (IM V1, IM V3) POWER/SIGNAL CONNECTORS CONN. CAN BE ROTATED BY 270 DEGR., ABSOLUTE ENCODER ENDAT 2048 P/REV (ENCODER A-2048); PERFORMANCE REDUCTION BY 10% DUE TO ABSOLUTE ENCODER; PLAIN SHAFT, TOLERANCE N; WITH HOLDING BRAKE DEGREE OF PROTECTION IP65 IP67 D-END FLANGE; RAL7016 COATING; METALLIC RATING PLATE AT MOTOR | 3245 | TEM | 1 | MC | 12.802 | 1
1FK70635AF711FA0 | SIMOTICS S SYNCHRONOUS SERVOMOTORS 1FK7 COMPACT 11NM, 100K, 3000RPM, 2,29KW NATURAL AIR COOLING, IM B5 (IM V1, IM V3) POWER/SIGNAL CONNECTORS CONN. CAN BE ROTATED BY 270 DEGR., ABSOLUTE ENCODER 2048 P/REV (ENCODER A-2048) WITH DRIVE-CLIQ INTERFACE; PERFORMANCE REDUCTION BY 10% DUE TO ABSOLUTE ENCODER; SHAFT WITH FITTED KEY, TOLERANCE N; W/O HOLDING BRAKE DEGREE OF PROTECTION IP64 | 3007 | TEM | 1 | MC | 11.503 | 1
1FK70635AF711FA2 | SIMOTICS S SYNCHRONOUS SERVOMOTORS 1FK7 COMPACT 11NM, 100K, 3000RPM, 2,29KW NATURAL AIR COOLING, IM B5 (IM V1, IM V3) POWER/SIGNAL CONNECTORS CONN. CAN BE ROTATED BY 270 DEGR., ABSOLUTE ENCODER 2048 P/REV (ENCODER A-2048) WITH DRIVE-CLIQ INTERFACE; PERFORMANCE REDUCTION BY 10% DUE TO ABSOLUTE ENCODER; SHAFT WITH FITTED KEY, TOLERANCE N; W/O HOLDING BRAKE DEGREE OF PROTECTION IP65 FLANGE ON DRIVE END IP67 | 3109 | TEM | 1 | MC | 11.503 | 1
1FK70635AF711FA3 | SIMOTICS S SYNCHRONOUS SERVOMOTORS 1FK7 COMPACT 11NM, 100K, 3000RPM, 2,29KW NATURAL AIR COOLING, IM B5 (IM V1, IM V3) POWER/SIGNAL CONNECTORS CONN. CAN BE ROTATED BY 270 DEGR., ABSOLUTE ENCODER 2048 P/REV (ENCODER A-2048) WITH DRIVE-CLIQ INTERFACE; PERFORMANCE REDUCTION BY 10% DUE TO ABSOLUTE ENCODER; SHAFT WITH FITTED KEY, TOLERANCE N; W/O HOLDING BRAKE DEGREE OF PROTECTION IP64; PAINT FINISH RAL7016 | 3057 | TEM | 1 | MC | 11.503 | 1
1FK70635AF711FA5 | SIMOTICS S SYNCHRONOUS SERVOMOTORS 1FK7 COMPACT 11NM, 100K, 3000RPM, 2,29KW NATURAL AIR COOLING, IM B5 (IM V1, IM V3) POWER/SIGNAL CONNECTORS CONN. CAN BE ROTATED BY 270 DEGR., ABSOLUTE ENCODER 2048 P/REV (ENCODER A-2048) WITH DRIVE-CLIQ INTERFACE; PERFORMANCE REDUCTION BY 10% DUE TO ABSOLUTE ENCODER; SHAFT WITH FITTED KEY, TOLERANCE N; W/O HOLDING BRAKE DEGREE OF PROTECTION IP65 AS FLANGE IP67; PAINT FINISH RAL7016 | 3158 | TEM | 1 | MC | 11.503 | 1
1FK70635AF711FA8 | SIMOTICS S SYNCHRONOUS SERVOMOTORS 1FK7 COMPACT 11NM, 100K, 3000RPM, 2,29KW NATURAL AIR COOLING, IM B5 (IM V1, IM V3) POWER/SIGNAL CONNECTORS CONN. CAN BE ROTATED BY 270 DEGR., ABSOLUTE ENCODER 2048 P/REV (ENCODER A-2048) WITH DRIVE-CLIQ INTERFACE; PERFORMANCE REDUCTION BY 10% DUE TO ABSOLUTE ENCODER; SHAFT WITH FITTED KEY, TOLERANCE N; W/O HOLDING BRAKE DEGREE OF PROTECTION IP65 IP67 D-END FLANGE; RAL7016 COATING; METALLIC RATING PLATE AT MOTOR | 3267 | TEM | 1 | MC | 11.503 | 1
1FK70635AF711FB0 | SIMOTICS S SYNCHRONOUS SERVOMOTORS 1FK7 COMPACT 11NM, 100K, 3000RPM, 2,29KW NATURAL AIR COOLING, IM B5 (IM V1, IM V3) POWER/SIGNAL CONNECTORS CONN. CAN BE ROTATED BY 270 DEGR., ABSOLUTE ENCODER 2048 P/REV (ENCODER A-2048) WITH DRIVE-CLIQ INTERFACE; PERFORMANCE REDUCTION BY 10% DUE TO ABSOLUTE ENCODER; SHAFT WITH FITTED KEY, TOLERANCE N; WITH HOLDING BRAKE DEGREE OF PROTECTION IP64 | 3336 | TEM | 1 | MC | 12.802 | 1
1FK70635AF711FB2 | SIMOTICS S SYNCHRONOUS SERVOMOTORS 1FK7 COMPACT 11NM, 100K, 3000RPM, 2,29KW NATURAL AIR COOLING, IM B5 (IM V1, IM V3) POWER/SIGNAL CONNECTORS CONN. CAN BE ROTATED BY 270 DEGR., ABSOLUTE ENCODER 2048 P/REV (ENCODER A-2048) WITH DRIVE-CLIQ INTERFACE; PERFORMANCE REDUCTION BY 10% DUE TO ABSOLUTE ENCODER; SHAFT WITH FITTED KEY, TOLERANCE N; WITH HOLDING BRAKE DEGREE OF PROTECTION IP65 FLANGE ON DRIVE END IP67 | 3438 | TEM | 1 | MC | 12.802 | 1
1FK70635AF711FB3 | SIMOTICS S SYNCHRONOUS SERVOMOTORS 1FK7 COMPACT 11NM, 100K, 3000RPM, 2,29KW NATURAL AIR COOLING, IM B5 (IM V1, IM V3) POWER/SIGNAL CONNECTORS CONN. CAN BE ROTATED BY 270 DEGR., ABSOLUTE ENCODER 2048 P/REV (ENCODER A-2048) WITH DRIVE-CLIQ INTERFACE; PERFORMANCE REDUCTION BY 10% DUE TO ABSOLUTE ENCODER; SHAFT WITH FITTED KEY, TOLERANCE N; WITH HOLDING BRAKE DEGREE OF PROTECTION IP64; PAINT FINISH RAL7016 | 3386 | TEM | 1 | MC | 12.802 | 1
1FK70635AF711FB5 | SIMOTICS S SYNCHRONOUS SERVOMOTORS 1FK7 COMPACT 11NM, 100K, 3000RPM, 2,29KW NATURAL AIR COOLING, IM B5 (IM V1, IM V3) POWER/SIGNAL CONNECTORS CONN. CAN BE ROTATED BY 270 DEGR., ABSOLUTE ENCODER 2048 P/REV (ENCODER A-2048) WITH DRIVE-CLIQ INTERFACE; PERFORMANCE REDUCTION BY 10% DUE TO ABSOLUTE ENCODER; SHAFT WITH FITTED KEY, TOLERANCE N; WITH HOLDING BRAKE DEGREE OF PROTECTION IP65 AS FLANGE IP67; PAINT FINISH RAL7016 | 3487 | TEM | 1 | MC | 12.802 | 1
1FK70635AF711FB8 | SIMOTICS S SYNCHRONOUS SERVOMOTORS 1FK7 COMPACT 11NM, 100K, 3000RPM, 2,29KW NATURAL AIR COOLING, IM B5 (IM V1, IM V3) POWER/SIGNAL CONNECTORS CONN. CAN BE ROTATED BY 270 DEGR., ABSOLUTE ENCODER 2048 P/REV (ENCODER A-2048) WITH DRIVE-CLIQ INTERFACE; PERFORMANCE REDUCTION BY 10% DUE TO ABSOLUTE ENCODER; SHAFT WITH FITTED KEY, TOLERANCE N; WITH HOLDING BRAKE DEGREE OF PROTECTION IP65 IP67 D-END FLANGE; RAL7016 COATING; METALLIC RATING PLATE AT MOTOR | 3596 | TEM | 1 | MC | 12.802 | 1
1FK70635AF711FG0 | SIMOTICS S SYNCHRONOUS SERVOMOTORS 1FK7 COMPACT 11NM, 100K, 3000RPM, 2,29KW NATURAL AIR COOLING, IM B5 (IM V1, IM V3) POWER/SIGNAL CONNECTORS CONN. CAN BE ROTATED BY 270 DEGR., ABSOLUTE ENCODER 2048 P/REV (ENCODER A-2048) WITH DRIVE-CLIQ INTERFACE; PERFORMANCE REDUCTION BY 10% DUE TO ABSOLUTE ENCODER; PLAIN SHAFT, TOLERANCE N; W/O HOLDING BRAKE DEGREE OF PROTECTION IP64 | 2914 | TEM | 1 | MC | 11.503 | 1
1FK70635AF711FG2 | SIMOTICS S SYNCHRONOUS SERVOMOTORS 1FK7 COMPACT 11NM, 100K, 3000RPM, 2,29KW NATURAL AIR COOLING, IM B5 (IM V1, IM V3) POWER/SIGNAL CONNECTORS CONN. CAN BE ROTATED BY 270 DEGR., ABSOLUTE ENCODER 2048 P/REV (ENCODER A-2048) WITH DRIVE-CLIQ INTERFACE; PERFORMANCE REDUCTION BY 10% DUE TO ABSOLUTE ENCODER; PLAIN SHAFT, TOLERANCE N; W/O HOLDING BRAKE DEGREE OF PROTECTION IP65 FLANGE ON DRIVE END IP67 | 3015 | TEM | 1 | MC | 11.503 | 1
1FK70635AF711FG3 | SIMOTICS S SYNCHRONOUS SERVOMOTORS 1FK7 COMPACT 11NM, 100K, 3000RPM, 2,29KW NATURAL AIR COOLING, IM B5 (IM V1, IM V3) POWER/SIGNAL CONNECTORS CONN. CAN BE ROTATED BY 270 DEGR., ABSOLUTE ENCODER 2048 P/REV (ENCODER A-2048) WITH DRIVE-CLIQ INTERFACE; PERFORMANCE REDUCTION BY 10% DUE TO ABSOLUTE ENCODER; PLAIN SHAFT, TOLERANCE N; W/O HOLDING BRAKE DEGREE OF PROTECTION IP64; PAINT FINISH RAL7016 | 2963 | TEM | 1 | MC | 11.503 | 1
1FK70635AF711FG5 | SIMOTICS S SYNCHRONOUS SERVOMOTORS 1FK7 COMPACT 11NM, 100K, 3000RPM, 2,29KW NATURAL AIR COOLING, IM B5 (IM V1, IM V3) POWER/SIGNAL CONNECTORS CONN. CAN BE ROTATED BY 270 DEGR., ABSOLUTE ENCODER 2048 P/REV (ENCODER A-2048) WITH DRIVE-CLIQ INTERFACE; PERFORMANCE REDUCTION BY 10% DUE TO ABSOLUTE ENCODER; PLAIN SHAFT, TOLERANCE N; W/O HOLDING BRAKE DEGREE OF PROTECTION IP65 AS FLANGE IP67; PAINT FINISH RAL7016 | 3065 | TEM | 1 | MC | 11.503 | 1
1FK70635AF711FG8 | SIMOTICS S SYNCHRONOUS SERVOMOTORS 1FK7 COMPACT 11NM, 100K, 3000RPM, 2,29KW NATURAL AIR COOLING, IM B5 (IM V1, IM V3) POWER/SIGNAL CONNECTORS CONN. CAN BE ROTATED BY 270 DEGR., ABSOLUTE ENCODER 2048 P/REV (ENCODER A-2048) WITH DRIVE-CLIQ INTERFACE; PERFORMANCE REDUCTION BY 10% DUE TO ABSOLUTE ENCODER; PLAIN SHAFT, TOLERANCE N; W/O HOLDING BRAKE DEGREE OF PROTECTION IP65 IP67 D-END FLANGE; RAL7016 COATING; METALLIC RATING PLATE AT MOTOR | 3173 | TEM | 1 | MC | 11.503 | 1
1FK70635AF711FH0 | SIMOTICS S SYNCHRONOUS SERVOMOTORS 1FK7 COMPACT 11NM, 100K, 3000RPM, 2,29KW NATURAL AIR COOLING, IM B5 (IM V1, IM V3) POWER/SIGNAL CONNECTORS CONN. CAN BE ROTATED BY 270 DEGR., ABSOLUTE ENCODER 2048 P/REV (ENCODER A-2048) WITH DRIVE-CLIQ INTERFACE; PERFORMANCE REDUCTION BY 10% DUE TO ABSOLUTE ENCODER; PLAIN SHAFT, TOLERANCE N; WITH HOLDING BRAKE DEGREE OF PROTECTION IP64 | 3245 | TEM | 1 | MC | 12.802 | 1
1FK70635AF711FH2 | SIMOTICS S SYNCHRONOUS SERVOMOTORS 1FK7 COMPACT 11NM, 100K, 3000RPM, 2,29KW NATURAL AIR COOLING, IM B5 (IM V1, IM V3) POWER/SIGNAL CONNECTORS CONN. CAN BE ROTATED BY 270 DEGR., ABSOLUTE ENCODER 2048 P/REV (ENCODER A-2048) WITH DRIVE-CLIQ INTERFACE; PERFORMANCE REDUCTION BY 10% DUE TO ABSOLUTE ENCODER; PLAIN SHAFT, TOLERANCE N; WITH HOLDING BRAKE DEGREE OF PROTECTION IP65 FLANGE ON DRIVE END IP67 | 3347 | TEM | 1 | MC | 12.802 | 1
1FK70635AF711FH3 | SIMOTICS S SYNCHRONOUS SERVOMOTORS 1FK7 COMPACT 11NM, 100K, 3000RPM, 2,29KW NATURAL AIR COOLING, IM B5 (IM V1, IM V3) POWER/SIGNAL CONNECTORS CONN. CAN BE ROTATED BY 270 DEGR., ABSOLUTE ENCODER 2048 P/REV (ENCODER A-2048) WITH DRIVE-CLIQ INTERFACE; PERFORMANCE REDUCTION BY 10% DUE TO ABSOLUTE ENCODER; PLAIN SHAFT, TOLERANCE N; WITH HOLDING BRAKE DEGREE OF PROTECTION IP64; PAINT FINISH RAL7016 | 3294 | TEM | 1 | MC | 12.802 | 1
1FK70635AF711FH5 | SIMOTICS S SYNCHRONOUS SERVOMOTORS 1FK7 COMPACT 11NM, 100K, 3000RPM, 2,29KW NATURAL AIR COOLING, IM B5 (IM V1, IM V3) POWER/SIGNAL CONNECTORS CONN. CAN BE ROTATED BY 270 DEGR., ABSOLUTE ENCODER 2048 P/REV (ENCODER A-2048) WITH DRIVE-CLIQ INTERFACE; PERFORMANCE REDUCTION BY 10% DUE TO ABSOLUTE ENCODER; PLAIN SHAFT, TOLERANCE N; WITH HOLDING BRAKE DEGREE OF PROTECTION IP65 AS FLANGE IP67; PAINT FINISH RAL7016 | 3396 | TEM | 1 | MC | 12.802 | 1
1FK70635AF711FH8 | SIMOTICS S SYNCHRONOUS SERVOMOTORS 1FK7 COMPACT 11NM, 100K, 3000RPM, 2,29KW NATURAL AIR COOLING, IM B5 (IM V1, IM V3) POWER/SIGNAL CONNECTORS CONN. CAN BE ROTATED BY 270 DEGR., ABSOLUTE ENCODER 2048 P/REV (ENCODER A-2048) WITH DRIVE-CLIQ INTERFACE; PERFORMANCE REDUCTION BY 10% DUE TO ABSOLUTE ENCODER; PLAIN SHAFT, TOLERANCE N; WITH HOLDING BRAKE DEGREE OF PROTECTION IP65 IP67 D-END FLANGE; RAL7016 COATING; METALLIC RATING PLATE AT MOTOR | 3504 | TEM | 1 | MC | 12.802 | 1
1FK70635AF711GA0 | SIMOTICS S SYNCHRONOUS SERVOMOTORS 1FK7 COMPACT 11NM, 100K, 3000RPM, 2,29KW NATURAL AIR COOLING, IM B5 (IM V1, IM V3) POWER/SIGNAL CONNECTORS CONN. CAN BE ROTATED BY 270 DEGR., BASIC ABSOLUTE ENCODER 32 P/REV (ENCODER A-32); PERFORMANCE REDUCTION BY 10% DUE TO ABSOLUTE ENCODER; SHAFT WITH FITTED KEY, TOLERANCE N; W/O HOLDING BRAKE DEGREE OF PROTECTION IP64 | 2186 | TEM | 1 | MC | 11.503 | 1
1FK70635AF711GA2 | SIMOTICS S SYNCHRONOUS SERVOMOTORS 1FK7 COMPACT 11NM, 100K, 3000RPM, 2,29KW NATURAL AIR COOLING, IM B5 (IM V1, IM V3) POWER/SIGNAL CONNECTORS CONN. CAN BE ROTATED BY 270 DEGR., BASIC ABSOLUTE ENCODER 32 P/REV (ENCODER A-32); PERFORMANCE REDUCTION BY 10% DUE TO ABSOLUTE ENCODER; SHAFT WITH FITTED KEY, TOLERANCE N; W/O HOLDING BRAKE DEGREE OF PROTECTION IP65 FLANGE ON DRIVE END IP67 | 2288 | TEM | 1 | MC | 11.503 | 1
1FK70635AF711GA3 | SIMOTICS S SYNCHRONOUS SERVOMOTORS 1FK7 COMPACT 11NM, 100K, 3000RPM, 2,29KW NATURAL AIR COOLING, IM B5 (IM V1, IM V3) POWER/SIGNAL CONNECTORS CONN. CAN BE ROTATED BY 270 DEGR., BASIC ABSOLUTE ENCODER 32 P/REV (ENCODER A-32); PERFORMANCE REDUCTION BY 10% DUE TO ABSOLUTE ENCODER; SHAFT WITH FITTED KEY, TOLERANCE N; W/O HOLDING BRAKE DEGREE OF PROTECTION IP64; PAINT FINISH RAL7016 | 2235 | TEM | 1 | MC | 11.503 | 1
1FK70635AF711GA5 | SIMOTICS S SYNCHRONOUS SERVOMOTORS 1FK7 COMPACT 11NM, 100K, 3000RPM, 2,29KW NATURAL AIR COOLING, IM B5 (IM V1, IM V3) POWER/SIGNAL CONNECTORS CONN. CAN BE ROTATED BY 270 DEGR., BASIC ABSOLUTE ENCODER 32 P/REV (ENCODER A-32); PERFORMANCE REDUCTION BY 10% DUE TO ABSOLUTE ENCODER; SHAFT WITH FITTED KEY, TOLERANCE N; W/O HOLDING BRAKE DEGREE OF PROTECTION IP65 AS FLANGE IP67; PAINT FINISH RAL7016 | 2337 | TEM | 1 | MC | 11.503 | 1
1FK70635AF711GA8 | SIMOTICS S SYNCHRONOUS SERVOMOTORS 1FK7 COMPACT 11NM, 100K, 3000RPM, 2,29KW NATURAL AIR COOLING, IM B5 (IM V1, IM V3) POWER/SIGNAL CONNECTORS CONN. CAN BE ROTATED BY 270 DEGR., BASIC ABSOLUTE ENCODER 32 P/REV (ENCODER A-32); PERFORMANCE REDUCTION BY 10% DUE TO ABSOLUTE ENCODER; SHAFT WITH FITTED KEY, TOLERANCE N; W/O HOLDING BRAKE DEGREE OF PROTECTION IP65 IP67 D-END FLANGE; RAL7016 COATING; METALLIC RATING PLATE AT MOTOR | 2445 | TEM | 1 | MC | 11.503 | 1
1FK70635AF711GB0 | SIMOTICS S SYNCHRONOUS SERVOMOTORS 1FK7 COMPACT 11NM, 100K, 3000RPM, 2,29KW NATURAL AIR COOLING, IM B5 (IM V1, IM V3) POWER/SIGNAL CONNECTORS CONN. CAN BE ROTATED BY 270 DEGR., BASIC ABSOLUTE ENCODER 32 P/REV (ENCODER A-32); PERFORMANCE REDUCTION BY 10% DUE TO ABSOLUTE ENCODER; SHAFT WITH FITTED KEY, TOLERANCE N; WITH HOLDING BRAKE DEGREE OF PROTECTION IP64 | 2515 | TEM | 1 | MC | 12.802 | 1
1FK70635AF711GB2 | SIMOTICS S SYNCHRONOUS SERVOMOTORS 1FK7 COMPACT 11NM, 100K, 3000RPM, 2,29KW NATURAL AIR COOLING, IM B5 (IM V1, IM V3) POWER/SIGNAL CONNECTORS CONN. CAN BE ROTATED BY 270 DEGR., BASIC ABSOLUTE ENCODER 32 P/REV (ENCODER A-32); PERFORMANCE REDUCTION BY 10% DUE TO ABSOLUTE ENCODER; SHAFT WITH FITTED KEY, TOLERANCE N; WITH HOLDING BRAKE DEGREE OF PROTECTION IP65 FLANGE ON DRIVE END IP67 | 2617 | TEM | 1 | MC | 12.802 | 1
1FK70635AF711GB3 | SIMOTICS S SYNCHRONOUS SERVOMOTORS 1FK7 COMPACT 11NM, 100K, 3000RPM, 2,29KW NATURAL AIR COOLING, IM B5 (IM V1, IM V3) POWER/SIGNAL CONNECTORS CONN. CAN BE ROTATED BY 270 DEGR., BASIC ABSOLUTE ENCODER 32 P/REV (ENCODER A-32); PERFORMANCE REDUCTION BY 10% DUE TO ABSOLUTE ENCODER; SHAFT WITH FITTED KEY, TOLERANCE N; WITH HOLDING BRAKE DEGREE OF PROTECTION IP64; PAINT FINISH RAL7016 | 2564 | TEM | 1 | MC | 12.802 | 1
1FK70635AF711GB5 | SIMOTICS S SYNCHRONOUS SERVOMOTORS 1FK7 COMPACT 11NM, 100K, 3000RPM, 2,29KW NATURAL AIR COOLING, IM B5 (IM V1, IM V3) POWER/SIGNAL CONNECTORS CONN. CAN BE ROTATED BY 270 DEGR., BASIC ABSOLUTE ENCODER 32 P/REV (ENCODER A-32); PERFORMANCE REDUCTION BY 10% DUE TO ABSOLUTE ENCODER; SHAFT WITH FITTED KEY, TOLERANCE N; WITH HOLDING BRAKE DEGREE OF PROTECTION IP65 AS FLANGE IP67; PAINT FINISH RAL7016 | 2666 | TEM | 1 | MC | 12.802 | 1
1FK70635AF711GB8 | SIMOTICS S SYNCHRONOUS SERVOMOTORS 1FK7 COMPACT 11NM, 100K, 3000RPM, 2,29KW NATURAL AIR COOLING, IM B5 (IM V1, IM V3) POWER/SIGNAL CONNECTORS CONN. CAN BE ROTATED BY 270 DEGR., BASIC ABSOLUTE ENCODER 32 P/REV (ENCODER A-32); PERFORMANCE REDUCTION BY 10% DUE TO ABSOLUTE ENCODER; SHAFT WITH FITTED KEY, TOLERANCE N; WITH HOLDING BRAKE DEGREE OF PROTECTION IP65 IP67 D-END FLANGE; RAL7016 COATING; METALLIC RATING PLATE AT MOTOR | 2774 | TEM | 1 | MC | 12.802 | 1
1FK70635AF711GG0 | SIMOTICS S SYNCHRONOUS SERVOMOTORS 1FK7 COMPACT 11NM, 100K, 3000RPM, 2,29KW NATURAL AIR COOLING, IM B5 (IM V1, IM V3) POWER/SIGNAL CONNECTORS CONN. CAN BE ROTATED BY 270 DEGR., BASIC ABSOLUTE ENCODER 32 P/REV (ENCODER A-32); PERFORMANCE REDUCTION BY 10% DUE TO ABSOLUTE ENCODER; PLAIN SHAFT, TOLERANCE N; W/O HOLDING BRAKE DEGREE OF PROTECTION IP64 | 2092 | TEM | 1 | MC | 11.503 | 1
1FK70635AF711GG2 | SIMOTICS S SYNCHRONOUS SERVOMOTORS 1FK7 COMPACT 11NM, 100K, 3000RPM, 2,29KW NATURAL AIR COOLING, IM B5 (IM V1, IM V3) POWER/SIGNAL CONNECTORS CONN. CAN BE ROTATED BY 270 DEGR., BASIC ABSOLUTE ENCODER 32 P/REV (ENCODER A-32); PERFORMANCE REDUCTION BY 10% DUE TO ABSOLUTE ENCODER; PLAIN SHAFT, TOLERANCE N; W/O HOLDING BRAKE DEGREE OF PROTECTION IP65 FLANGE ON DRIVE END IP67 | 2194 | TEM | 1 | MC | 11.503 | 1
1FK70635AF711GG3 | SIMOTICS S SYNCHRONOUS SERVOMOTORS 1FK7 COMPACT 11NM, 100K, 3000RPM, 2,29KW NATURAL AIR COOLING, IM B5 (IM V1, IM V3) POWER/SIGNAL CONNECTORS CONN. CAN BE ROTATED BY 270 DEGR., BASIC ABSOLUTE ENCODER 32 P/REV (ENCODER A-32); PERFORMANCE REDUCTION BY 10% DUE TO ABSOLUTE ENCODER; PLAIN SHAFT, TOLERANCE N; W/O HOLDING BRAKE DEGREE OF PROTECTION IP64; PAINT FINISH RAL7016 | 2142 | TEM | 1 | MC | 11.503 | 1
1FK70635AF711GG5 | SIMOTICS S SYNCHRONOUS SERVOMOTORS 1FK7 COMPACT 11NM, 100K, 3000RPM, 2,29KW NATURAL AIR COOLING, IM B5 (IM V1, IM V3) POWER/SIGNAL CONNECTORS CONN. CAN BE ROTATED BY 270 DEGR., BASIC ABSOLUTE ENCODER 32 P/REV (ENCODER A-32); PERFORMANCE REDUCTION BY 10% DUE TO ABSOLUTE ENCODER; PLAIN SHAFT, TOLERANCE N; W/O HOLDING BRAKE DEGREE OF PROTECTION IP65 AS FLANGE IP67; PAINT FINISH RAL7016 | 2243 | TEM | 1 | MC | 11.503 | 1
1FK70635AF711GG8 | SIMOTICS S SYNCHRONOUS SERVOMOTORS 1FK7 COMPACT 11NM, 100K, 3000RPM, 2,29KW NATURAL AIR COOLING, IM B5 (IM V1, IM V3) POWER/SIGNAL CONNECTORS CONN. CAN BE ROTATED BY 270 DEGR., BASIC ABSOLUTE ENCODER 32 P/REV (ENCODER A-32); PERFORMANCE REDUCTION BY 10% DUE TO ABSOLUTE ENCODER; PLAIN SHAFT, TOLERANCE N; W/O HOLDING BRAKE DEGREE OF PROTECTION IP65 IP67 D-END FLANGE; RAL7016 COATING; METALLIC RATING PLATE AT MOTOR | 2352 | TEM | 1 | MC | 11.503 | 1
1FK70635AF711GH0 | SIMOTICS S SYNCHRONOUS SERVOMOTORS 1FK7 COMPACT 11NM, 100K, 3000RPM, 2,29KW NATURAL AIR COOLING, IM B5 (IM V1, IM V3) POWER/SIGNAL CONNECTORS CONN. CAN BE ROTATED BY 270 DEGR., BASIC ABSOLUTE ENCODER 32 P/REV (ENCODER A-32); PERFORMANCE REDUCTION BY 10% DUE TO ABSOLUTE ENCODER; PLAIN SHAFT, TOLERANCE N; WITH HOLDING BRAKE DEGREE OF PROTECTION IP64 | 2424 | TEM | 1 | MC | 12.802 | 1
1FK70635AF711GH2 | SIMOTICS S SYNCHRONOUS SERVOMOTORS 1FK7 COMPACT 11NM, 100K, 3000RPM, 2,29KW NATURAL AIR COOLING, IM B5 (IM V1, IM V3) POWER/SIGNAL CONNECTORS CONN. CAN BE ROTATED BY 270 DEGR., BASIC ABSOLUTE ENCODER 32 P/REV (ENCODER A-32); PERFORMANCE REDUCTION BY 10% DUE TO ABSOLUTE ENCODER; PLAIN SHAFT, TOLERANCE N; WITH HOLDING BRAKE DEGREE OF PROTECTION IP65 FLANGE ON DRIVE END IP67 | 2525 | TEM | 1 | MC | 12.802 | 1
1FK70635AF711GH3 | SIMOTICS S SYNCHRONOUS SERVOMOTORS 1FK7 COMPACT 11NM, 100K, 3000RPM, 2,29KW NATURAL AIR COOLING, IM B5 (IM V1, IM V3) POWER/SIGNAL CONNECTORS CONN. CAN BE ROTATED BY 270 DEGR., BASIC ABSOLUTE ENCODER 32 P/REV (ENCODER A-32); PERFORMANCE REDUCTION BY 10% DUE TO ABSOLUTE ENCODER; PLAIN SHAFT, TOLERANCE N; WITH HOLDING BRAKE DEGREE OF PROTECTION IP64; PAINT FINISH RAL7016 | 2473 | TEM | 1 | MC | 12.802 | 1
1FK70635AF711GH5 | SIMOTICS S SYNCHRONOUS SERVOMOTORS 1FK7 COMPACT 11NM, 100K, 3000RPM, 2,29KW NATURAL AIR COOLING, IM B5 (IM V1, IM V3) POWER/SIGNAL CONNECTORS CONN. CAN BE ROTATED BY 270 DEGR., BASIC ABSOLUTE ENCODER 32 P/REV (ENCODER A-32); PERFORMANCE REDUCTION BY 10% DUE TO ABSOLUTE ENCODER; PLAIN SHAFT, TOLERANCE N; WITH HOLDING BRAKE DEGREE OF PROTECTION IP65 AS FLANGE IP67; PAINT FINISH RAL7016 | 2575 | TEM | 1 | MC | 12.802 | 1
1FK70635AF711GH8 | SIMOTICS S SYNCHRONOUS SERVOMOTORS 1FK7 COMPACT 11NM, 100K, 3000RPM, 2,29KW NATURAL AIR COOLING, IM B5 (IM V1, IM V3) POWER/SIGNAL CONNECTORS CONN. CAN BE ROTATED BY 270 DEGR., BASIC ABSOLUTE ENCODER 32 P/REV (ENCODER A-32); PERFORMANCE REDUCTION BY 10% DUE TO ABSOLUTE ENCODER; PLAIN SHAFT, TOLERANCE N; WITH HOLDING BRAKE DEGREE OF PROTECTION IP65 IP67 D-END FLANGE; RAL7016 COATING; METALLIC RATING PLATE AT MOTOR | 2683 | TEM | 1 | MC | 12.802 | 1
1FK70635AF711KA0 | SIMOTICS S SYNCHRONOUS SERVOMOTORS 1FK7 COMPACT 11NM, 100K, 3000RPM, 2,29KW NATURAL AIR COOLING, IM B5 (IM V1, IM V3) POWER/SIGNAL CONNECTORS CONN. CAN BE ROTATED BY 270 DEGR., BASIC ABSOLUTE ENCODER 32 P/REV (ENCODER A-32) WITH DRIVE-CLIQ INTERFACE; PERFORMANCE REDUCTION BY 10% DUE TO ABSOLUTE ENCODER; SHAFT WITH FITTED KEY, TOLERANCE N; W/O HOLDING BRAKE DEGREE OF PROTECTION IP64 | 2445 | TEM | 1 | MC | 11.503 | 1
1FK70635AF711KA2 | SIMOTICS S SYNCHRONOUS SERVOMOTORS 1FK7 COMPACT 11NM, 100K, 3000RPM, 2,29KW NATURAL AIR COOLING, IM B5 (IM V1, IM V3) POWER/SIGNAL CONNECTORS CONN. CAN BE ROTATED BY 270 DEGR., BASIC ABSOLUTE ENCODER 32 P/REV (ENCODER A-32) WITH DRIVE-CLIQ INTERFACE; PERFORMANCE REDUCTION BY 10% DUE TO ABSOLUTE ENCODER; SHAFT WITH FITTED KEY, TOLERANCE N; W/O HOLDING BRAKE DEGREE OF PROTECTION IP65 FLANGE ON DRIVE END IP67 | 2547 | TEM | 1 | MC | 11.503 | 1
1FK70635AF711KA3 | SIMOTICS S SYNCHRONOUS SERVOMOTORS 1FK7 COMPACT 11NM, 100K, 3000RPM, 2,29KW NATURAL AIR COOLING, IM B5 (IM V1, IM V3) POWER/SIGNAL CONNECTORS CONN. CAN BE ROTATED BY 270 DEGR., BASIC ABSOLUTE ENCODER 32 P/REV (ENCODER A-32) WITH DRIVE-CLIQ INTERFACE; PERFORMANCE REDUCTION BY 10% DUE TO ABSOLUTE ENCODER; SHAFT WITH FITTED KEY, TOLERANCE N; W/O HOLDING BRAKE DEGREE OF PROTECTION IP64; PAINT FINISH RAL7016 | 2495 | TEM | 1 | MC | 11.503 | 1
1FK70635AF711KA5 | SIMOTICS S SYNCHRONOUS SERVOMOTORS 1FK7 COMPACT 11NM, 100K, 3000RPM, 2,29KW NATURAL AIR COOLING, IM B5 (IM V1, IM V3) POWER/SIGNAL CONNECTORS CONN. CAN BE ROTATED BY 270 DEGR., BASIC ABSOLUTE ENCODER 32 P/REV (ENCODER A-32) WITH DRIVE-CLIQ INTERFACE; PERFORMANCE REDUCTION BY 10% DUE TO ABSOLUTE ENCODER; SHAFT WITH FITTED KEY, TOLERANCE N; W/O HOLDING BRAKE DEGREE OF PROTECTION IP65 AS FLANGE IP67; PAINT FINISH RAL7016 | 2596 | TEM | 1 | MC | 11.503 | 1
1FK70635AF711KA8 | SIMOTICS S SYNCHRONOUS SERVOMOTORS 1FK7 COMPACT 11NM, 100K, 3000RPM, 2,29KW NATURAL AIR COOLING, IM B5 (IM V1, IM V3) POWER/SIGNAL CONNECTORS CONN. CAN BE ROTATED BY 270 DEGR., BASIC ABSOLUTE ENCODER 32 P/REV (ENCODER A-32) WITH DRIVE-CLIQ INTERFACE; PERFORMANCE REDUCTION BY 10% DUE TO ABSOLUTE ENCODER; SHAFT WITH FITTED KEY, TOLERANCE N; W/O HOLDING BRAKE DEGREE OF PROTECTION IP65 IP67 D-END FLANGE; RAL7016 COATING; METALLIC RATING PLATE AT MOTOR | 2705 | TEM | 1 | MC | 11.503 | 1
1FK70635AF711KB0 | SIMOTICS S SYNCHRONOUS SERVOMOTORS 1FK7 COMPACT 11NM, 100K, 3000RPM, 2,29KW NATURAL AIR COOLING, IM B5 (IM V1, IM V3) POWER/SIGNAL CONNECTORS CONN. CAN BE ROTATED BY 270 DEGR., BASIC ABSOLUTE ENCODER 32 P/REV (ENCODER A-32) WITH DRIVE-CLIQ INTERFACE; PERFORMANCE REDUCTION BY 10% DUE TO ABSOLUTE ENCODER; SHAFT WITH FITTED KEY, TOLERANCE N; WITH HOLDING BRAKE DEGREE OF PROTECTION IP64 | 2774 | TEM | 1 | MC | 12.802 | 1
1FK70635AF711KB2 | SIMOTICS S SYNCHRONOUS SERVOMOTORS 1FK7 COMPACT 11NM, 100K, 3000RPM, 2,29KW NATURAL AIR COOLING, IM B5 (IM V1, IM V3) POWER/SIGNAL CONNECTORS CONN. CAN BE ROTATED BY 270 DEGR., BASIC ABSOLUTE ENCODER 32 P/REV (ENCODER A-32) WITH DRIVE-CLIQ INTERFACE; PERFORMANCE REDUCTION BY 10% DUE TO ABSOLUTE ENCODER; SHAFT WITH FITTED KEY, TOLERANCE N; WITH HOLDING BRAKE DEGREE OF PROTECTION IP65 FLANGE ON DRIVE END IP67 | 2876 | TEM | 1 | MC | 12.802 | 1
1FK70635AF711KB3 | SIMOTICS S SYNCHRONOUS SERVOMOTORS 1FK7 COMPACT 11NM, 100K, 3000RPM, 2,29KW NATURAL AIR COOLING, IM B5 (IM V1, IM V3) POWER/SIGNAL CONNECTORS CONN. CAN BE ROTATED BY 270 DEGR., BASIC ABSOLUTE ENCODER 32 P/REV (ENCODER A-32) WITH DRIVE-CLIQ INTERFACE; PERFORMANCE REDUCTION BY 10% DUE TO ABSOLUTE ENCODER; SHAFT WITH FITTED KEY, TOLERANCE N; WITH HOLDING BRAKE DEGREE OF PROTECTION IP64; PAINT FINISH RAL7016 | 2824 | TEM | 1 | MC | 12.802 | 1
1FK70635AF711KB5 | SIMOTICS S SYNCHRONOUS SERVOMOTORS 1FK7 COMPACT 11NM, 100K, 3000RPM, 2,29KW NATURAL AIR COOLING, IM B5 (IM V1, IM V3) POWER/SIGNAL CONNECTORS CONN. CAN BE ROTATED BY 270 DEGR., BASIC ABSOLUTE ENCODER 32 P/REV (ENCODER A-32) WITH DRIVE-CLIQ INTERFACE; PERFORMANCE REDUCTION BY 10% DUE TO ABSOLUTE ENCODER; SHAFT WITH FITTED KEY, TOLERANCE N; WITH HOLDING BRAKE DEGREE OF PROTECTION IP65 AS FLANGE IP67; PAINT FINISH RAL7016 | 2925 | TEM | 1 | MC | 12.802 | 1
1FK70635AF711KB8 | SIMOTICS S SYNCHRONOUS SERVOMOTORS 1FK7 COMPACT 11NM, 100K, 3000RPM, 2,29KW NATURAL AIR COOLING, IM B5 (IM V1, IM V3) POWER/SIGNAL CONNECTORS CONN. CAN BE ROTATED BY 270 DEGR., BASIC ABSOLUTE ENCODER 32 P/REV (ENCODER A-32) WITH DRIVE-CLIQ INTERFACE; PERFORMANCE REDUCTION BY 10% DUE TO ABSOLUTE ENCODER; SHAFT WITH FITTED KEY, TOLERANCE N; WITH HOLDING BRAKE DEGREE OF PROTECTION IP65 IP67 D-END FLANGE; RAL7016 COATING; METALLIC RATING PLATE AT MOTOR | 3034 | TEM | 1 | MC | 12.802 | 1
1FK70635AF711KG0 | SIMOTICS S SYNCHRONOUS SERVOMOTORS 1FK7 COMPACT 11NM, 100K, 3000RPM, 2,29KW NATURAL AIR COOLING, IM B5 (IM V1, IM V3) POWER/SIGNAL CONNECTORS CONN. CAN BE ROTATED BY 270 DEGR., BASIC ABSOLUTE ENCODER 32 P/REV (ENCODER A-32) WITH DRIVE-CLIQ INTERFACE; PERFORMANCE REDUCTION BY 10% DUE TO ABSOLUTE ENCODER; PLAIN SHAFT, TOLERANCE N; W/O HOLDING BRAKE DEGREE OF PROTECTION IP64 | 2352 | TEM | 1 | MC | 11.503 | 1
1FK70635AF711KG2 | SIMOTICS S SYNCHRONOUS SERVOMOTORS 1FK7 COMPACT 11NM, 100K, 3000RPM, 2,29KW NATURAL AIR COOLING, IM B5 (IM V1, IM V3) POWER/SIGNAL CONNECTORS CONN. CAN BE ROTATED BY 270 DEGR., BASIC ABSOLUTE ENCODER 32 P/REV (ENCODER A-32) WITH DRIVE-CLIQ INTERFACE; PERFORMANCE REDUCTION BY 10% DUE TO ABSOLUTE ENCODER; PLAIN SHAFT, TOLERANCE N; W/O HOLDING BRAKE DEGREE OF PROTECTION IP65 FLANGE ON DRIVE END IP67 | 2453 | TEM | 1 | MC | 11.503 | 1
1FK70635AF711KG3 | SIMOTICS S SYNCHRONOUS SERVOMOTORS 1FK7 COMPACT 11NM, 100K, 3000RPM, 2,29KW NATURAL AIR COOLING, IM B5 (IM V1, IM V3) POWER/SIGNAL CONNECTORS CONN. CAN BE ROTATED BY 270 DEGR., BASIC ABSOLUTE ENCODER 32 P/REV (ENCODER A-32) WITH DRIVE-CLIQ INTERFACE; PERFORMANCE REDUCTION BY 10% DUE TO ABSOLUTE ENCODER; PLAIN SHAFT, TOLERANCE N; W/O HOLDING BRAKE DEGREE OF PROTECTION IP64; PAINT FINISH RAL7016 | 2401 | TEM | 1 | MC | 11.503 | 1
1FK70635AF711KG5 | SIMOTICS S SYNCHRONOUS SERVOMOTORS 1FK7 COMPACT 11NM, 100K, 3000RPM, 2,29KW NATURAL AIR COOLING, IM B5 (IM V1, IM V3) POWER/SIGNAL CONNECTORS CONN. CAN BE ROTATED BY 270 DEGR., BASIC ABSOLUTE ENCODER 32 P/REV (ENCODER A-32) WITH DRIVE-CLIQ INTERFACE; PERFORMANCE REDUCTION BY 10% DUE TO ABSOLUTE ENCODER; PLAIN SHAFT, TOLERANCE N; W/O HOLDING BRAKE DEGREE OF PROTECTION IP65 AS FLANGE IP67; PAINT FINISH RAL7016 | 2503 | TEM | 1 | MC | 11.503 | 1
1FK70635AF711KG8 | SIMOTICS S SYNCHRONOUS SERVOMOTORS 1FK7 COMPACT 11NM, 100K, 3000RPM, 2,29KW NATURAL AIR COOLING, IM B5 (IM V1, IM V3) POWER/SIGNAL CONNECTORS CONN. CAN BE ROTATED BY 270 DEGR., BASIC ABSOLUTE ENCODER 32 P/REV (ENCODER A-32) WITH DRIVE-CLIQ INTERFACE; PERFORMANCE REDUCTION BY 10% DUE TO ABSOLUTE ENCODER; PLAIN SHAFT, TOLERANCE N; W/O HOLDING BRAKE DEGREE OF PROTECTION IP65 IP67 D-END FLANGE; RAL7016 COATING; METALLIC RATING PLATE AT MOTOR | 2611 | TEM | 1 | MC | 11.503 | 1
1FK70635AF711KH0 | SIMOTICS S SYNCHRONOUS SERVOMOTORS 1FK7 COMPACT 11NM, 100K, 3000RPM, 2,29KW NATURAL AIR COOLING, IM B5 (IM V1, IM V3) POWER/SIGNAL CONNECTORS CONN. CAN BE ROTATED BY 270 DEGR., BASIC ABSOLUTE ENCODER 32 P/REV (ENCODER A-32) WITH DRIVE-CLIQ INTERFACE; PERFORMANCE REDUCTION BY 10% DUE TO ABSOLUTE ENCODER; PLAIN SHAFT, TOLERANCE N; WITH HOLDING BRAKE DEGREE OF PROTECTION IP64 | 2683 | TEM | 1 | MC | 12.802 | 1
1FK70635AF711KH2 | SIMOTICS S SYNCHRONOUS SERVOMOTORS 1FK7 COMPACT 11NM, 100K, 3000RPM, 2,29KW NATURAL AIR COOLING, IM B5 (IM V1, IM V3) POWER/SIGNAL CONNECTORS CONN. CAN BE ROTATED BY 270 DEGR., BASIC ABSOLUTE ENCODER 32 P/REV (ENCODER A-32) WITH DRIVE-CLIQ INTERFACE; PERFORMANCE REDUCTION BY 10% DUE TO ABSOLUTE ENCODER; PLAIN SHAFT, TOLERANCE N; WITH HOLDING BRAKE DEGREE OF PROTECTION IP65 FLANGE ON DRIVE END IP67 | 2785 | TEM | 1 | MC | 12.802 | 1
1FK70635AF711KH3 | SIMOTICS S SYNCHRONOUS SERVOMOTORS 1FK7 COMPACT 11NM, 100K, 3000RPM, 2,29KW NATURAL AIR COOLING, IM B5 (IM V1, IM V3) POWER/SIGNAL CONNECTORS CONN. CAN BE ROTATED BY 270 DEGR., BASIC ABSOLUTE ENCODER 32 P/REV (ENCODER A-32) WITH DRIVE-CLIQ INTERFACE; PERFORMANCE REDUCTION BY 10% DUE TO ABSOLUTE ENCODER; PLAIN SHAFT, TOLERANCE N; WITH HOLDING BRAKE DEGREE OF PROTECTION IP64; PAINT FINISH RAL7016 | 2732 | TEM | 1 | MC | 12.802 | 1
1FK70635AF711KH5 | SIMOTICS S SYNCHRONOUS SERVOMOTORS 1FK7 COMPACT 11NM, 100K, 3000RPM, 2,29KW NATURAL AIR COOLING, IM B5 (IM V1, IM V3) POWER/SIGNAL CONNECTORS CONN. CAN BE ROTATED BY 270 DEGR., BASIC ABSOLUTE ENCODER 32 P/REV (ENCODER A-32) WITH DRIVE-CLIQ INTERFACE; PERFORMANCE REDUCTION BY 10% DUE TO ABSOLUTE ENCODER; PLAIN SHAFT, TOLERANCE N; WITH HOLDING BRAKE DEGREE OF PROTECTION IP65 AS FLANGE IP67; PAINT FINISH RAL7016 | 2834 | TEM | 1 | MC | 12.802 | 1
1FK70635AF711KH8 | SIMOTICS S SYNCHRONOUS SERVOMOTORS 1FK7 COMPACT 11NM, 100K, 3000RPM, 2,29KW NATURAL AIR COOLING, IM B5 (IM V1, IM V3) POWER/SIGNAL CONNECTORS CONN. CAN BE ROTATED BY 270 DEGR., BASIC ABSOLUTE ENCODER 32 P/REV (ENCODER A-32) WITH DRIVE-CLIQ INTERFACE; PERFORMANCE REDUCTION BY 10% DUE TO ABSOLUTE ENCODER; PLAIN SHAFT, TOLERANCE N; WITH HOLDING BRAKE DEGREE OF PROTECTION IP65 IP67 D-END FLANGE; RAL7016 COATING; METALLIC RATING PLATE AT MOTOR | 2943 | TEM | 1 | MC | 12.802 | 1
1FK70635AF711PA0 | SIMOTICS S SYNCHRONOUS SERVOMOTORS 1FK7 COMPACT 11NM, 100K, 3000RPM, 2,29KW NATURAL AIR COOLING, IM B5 (IM V1, IM V3) POWER/SIGNAL CONNECTORS CONN. CAN BE ROTATED BY 270 DEGR., RESOLVER 2-POLE (RESOLVER P=1) WITH DRIVE-CLIQ INTERFACE; SHAFT WITH FITTED KEY, TOLERANCE N; W/O HOLDING BRAKE DEGREE OF PROTECTION IP64 | 1970 | TEM | 1 | MC | 11.503 | 1
1FK70635AF711PA2 | SIMOTICS S SYNCHRONOUS SERVOMOTORS 1FK7 COMPACT 11NM, 100K, 3000RPM, 2,29KW NATURAL AIR COOLING, IM B5 (IM V1, IM V3) POWER/SIGNAL CONNECTORS CONN. CAN BE ROTATED BY 270 DEGR., RESOLVER 2-POLE (RESOLVER P=1) WITH DRIVE-CLIQ INTERFACE; SHAFT WITH FITTED KEY, TOLERANCE N; W/O HOLDING BRAKE DEGREE OF PROTECTION IP65 FLANGE ON DRIVE END IP67 | 2071 | TEM | 1 | MC | 11.503 | 1
1FK70635AF711PA3 | SIMOTICS S SYNCHRONOUS SERVOMOTORS 1FK7 COMPACT 11NM, 100K, 3000RPM, 2,29KW NATURAL AIR COOLING, IM B5 (IM V1, IM V3) POWER/SIGNAL CONNECTORS CONN. CAN BE ROTATED BY 270 DEGR., RESOLVER 2-POLE (RESOLVER P=1) WITH DRIVE-CLIQ INTERFACE; SHAFT WITH FITTED KEY, TOLERANCE N; W/O HOLDING BRAKE DEGREE OF PROTECTION IP64; PAINT FINISH RAL7016 | 2019 | TEM | 1 | MC | 11.503 | 1
1FK70635AF711PA5 | SIMOTICS S SYNCHRONOUS SERVOMOTORS 1FK7 COMPACT 11NM, 100K, 3000RPM, 2,29KW NATURAL AIR COOLING, IM B5 (IM V1, IM V3) POWER/SIGNAL CONNECTORS CONN. CAN BE ROTATED BY 270 DEGR., RESOLVER 2-POLE (RESOLVER P=1) WITH DRIVE-CLIQ INTERFACE; SHAFT WITH FITTED KEY, TOLERANCE N; W/O HOLDING BRAKE DEGREE OF PROTECTION IP65 AS FLANGE IP67; PAINT FINISH RAL7016 | 2121 | TEM | 1 | MC | 11.503 | 1
1FK70635AF711PA8 | SIMOTICS S SYNCHRONOUS SERVOMOTORS 1FK7 COMPACT 11NM, 100K, 3000RPM, 2,29KW NATURAL AIR COOLING, IM B5 (IM V1, IM V3) POWER/SIGNAL CONNECTORS CONN. CAN BE ROTATED BY 270 DEGR., RESOLVER 2-POLE (RESOLVER P=1) WITH DRIVE-CLIQ INTERFACE; SHAFT WITH FITTED KEY, TOLERANCE N; W/O HOLDING BRAKE DEGREE OF PROTECTION IP65 IP67 D-END FLANGE; RAL7016 COATING; METALLIC RATING PLATE AT MOTOR | 2229 | TEM | 1 | MC | 11.503 | 1
1FK70635AF711PB0 | SIMOTICS S SYNCHRONOUS SERVOMOTORS 1FK7 COMPACT 11NM, 100K, 3000RPM, 2,29KW NATURAL AIR COOLING, IM B5 (IM V1, IM V3) POWER/SIGNAL CONNECTORS CONN. CAN BE ROTATED BY 270 DEGR., RESOLVER 2-POLE (RESOLVER P=1) WITH DRIVE-CLIQ INTERFACE; SHAFT WITH FITTED KEY, TOLERANCE N; WITH HOLDING BRAKE DEGREE OF PROTECTION IP64 | 2299 | TEM | 1 | MC | 12.802 | 1
1FK70635AF711PB2 | SIMOTICS S SYNCHRONOUS SERVOMOTORS 1FK7 COMPACT 11NM, 100K, 3000RPM, 2,29KW NATURAL AIR COOLING, IM B5 (IM V1, IM V3) POWER/SIGNAL CONNECTORS CONN. CAN BE ROTATED BY 270 DEGR., RESOLVER 2-POLE (RESOLVER P=1) WITH DRIVE-CLIQ INTERFACE; SHAFT WITH FITTED KEY, TOLERANCE N; WITH HOLDING BRAKE DEGREE OF PROTECTION IP65 FLANGE ON DRIVE END IP67 | 2400 | TEM | 1 | MC | 12.802 | 1
1FK70635AF711PB3 | SIMOTICS S SYNCHRONOUS SERVOMOTORS 1FK7 COMPACT 11NM, 100K, 3000RPM, 2,29KW NATURAL AIR COOLING, IM B5 (IM V1, IM V3) POWER/SIGNAL CONNECTORS CONN. CAN BE ROTATED BY 270 DEGR., RESOLVER 2-POLE (RESOLVER P=1) WITH DRIVE-CLIQ INTERFACE; SHAFT WITH FITTED KEY, TOLERANCE N; WITH HOLDING BRAKE DEGREE OF PROTECTION IP64; PAINT FINISH RAL7016 | 2348 | TEM | 1 | MC | 12.802 | 1
1FK70635AF711PB5 | SIMOTICS S SYNCHRONOUS SERVOMOTORS 1FK7 COMPACT 11NM, 100K, 3000RPM, 2,29KW NATURAL AIR COOLING, IM B5 (IM V1, IM V3) POWER/SIGNAL CONNECTORS CONN. CAN BE ROTATED BY 270 DEGR., RESOLVER 2-POLE (RESOLVER P=1) WITH DRIVE-CLIQ INTERFACE; SHAFT WITH FITTED KEY, TOLERANCE N; WITH HOLDING BRAKE DEGREE OF PROTECTION IP65 AS FLANGE IP67; PAINT FINISH RAL7016 | 2450 | TEM | 1 | MC | 12.802 | 1
1FK70635AF711PB8 | SIMOTICS S SYNCHRONOUS SERVOMOTORS 1FK7 COMPACT 11NM, 100K, 3000RPM, 2,29KW NATURAL AIR COOLING, IM B5 (IM V1, IM V3) POWER/SIGNAL CONNECTORS CONN. CAN BE ROTATED BY 270 DEGR., RESOLVER 2-POLE (RESOLVER P=1) WITH DRIVE-CLIQ INTERFACE; SHAFT WITH FITTED KEY, TOLERANCE N; WITH HOLDING BRAKE DEGREE OF PROTECTION IP65 IP67 D-END FLANGE; RAL7016 COATING; METALLIC RATING PLATE AT MOTOR | 2558 | TEM | 1 | MC | 12.802 | 1
1FK70635AF711PG0 | SIMOTICS S SYNCHRONOUS SERVOMOTORS 1FK7 COMPACT 11NM, 100K, 3000RPM, 2,29KW NATURAL AIR COOLING, IM B5 (IM V1, IM V3) POWER/SIGNAL CONNECTORS CONN. CAN BE ROTATED BY 270 DEGR., RESOLVER 2-POLE (RESOLVER P=1) WITH DRIVE-CLIQ INTERFACE; PLAIN SHAFT, TOLERANCE N; W/O HOLDING BRAKE DEGREE OF PROTECTION IP64 | 1876 | TEM | 1 | MC | 11.503 | 1
1FK70635AF711PG2 | SIMOTICS S SYNCHRONOUS SERVOMOTORS 1FK7 COMPACT 11NM, 100K, 3000RPM, 2,29KW NATURAL AIR COOLING, IM B5 (IM V1, IM V3) POWER/SIGNAL CONNECTORS CONN. CAN BE ROTATED BY 270 DEGR., RESOLVER 2-POLE (RESOLVER P=1) WITH DRIVE-CLIQ INTERFACE; PLAIN SHAFT, TOLERANCE N; W/O HOLDING BRAKE DEGREE OF PROTECTION IP65 FLANGE ON DRIVE END IP67 | 1978 | TEM | 1 | MC | 11.503 | 1
1FK70635AF711PG3 | SIMOTICS S SYNCHRONOUS SERVOMOTORS 1FK7 COMPACT 11NM, 100K, 3000RPM, 2,29KW NATURAL AIR COOLING, IM B5 (IM V1, IM V3) POWER/SIGNAL CONNECTORS CONN. CAN BE ROTATED BY 270 DEGR., RESOLVER 2-POLE (RESOLVER P=1) WITH DRIVE-CLIQ INTERFACE; PLAIN SHAFT, TOLERANCE N; W/O HOLDING BRAKE DEGREE OF PROTECTION IP64; PAINT FINISH RAL7016 | 1925 | TEM | 1 | MC | 11.503 | 1
1FK70635AF711PG5 | SIMOTICS S SYNCHRONOUS SERVOMOTORS 1FK7 COMPACT 11NM, 100K, 3000RPM, 2,29KW NATURAL AIR COOLING, IM B5 (IM V1, IM V3) POWER/SIGNAL CONNECTORS CONN. CAN BE ROTATED BY 270 DEGR., RESOLVER 2-POLE (RESOLVER P=1) WITH DRIVE-CLIQ INTERFACE; PLAIN SHAFT, TOLERANCE N; W/O HOLDING BRAKE DEGREE OF PROTECTION IP65 AS FLANGE IP67; PAINT FINISH RAL7016 | 2027 | TEM | 1 | MC | 11.503 | 1
1FK70635AF711PG8 | SIMOTICS S SYNCHRONOUS SERVOMOTORS 1FK7 COMPACT 11NM, 100K, 3000RPM, 2,29KW NATURAL AIR COOLING, IM B5 (IM V1, IM V3) POWER/SIGNAL CONNECTORS CONN. CAN BE ROTATED BY 270 DEGR., RESOLVER 2-POLE (RESOLVER P=1) WITH DRIVE-CLIQ INTERFACE; PLAIN SHAFT, TOLERANCE N; W/O HOLDING BRAKE DEGREE OF PROTECTION IP65 IP67 D-END FLANGE; RAL7016 COATING; METALLIC RATING PLATE AT MOTOR | 2136 | TEM | 1 | MC | 11.503 | 1
1FK70635AF711PH0 | SIMOTICS S SYNCHRONOUS SERVOMOTORS 1FK7 COMPACT 11NM, 100K, 3000RPM, 2,29KW NATURAL AIR COOLING, IM B5 (IM V1, IM V3) POWER/SIGNAL CONNECTORS CONN. CAN BE ROTATED BY 270 DEGR., RESOLVER 2-POLE (RESOLVER P=1) WITH DRIVE-CLIQ INTERFACE; PLAIN SHAFT, TOLERANCE N; WITH HOLDING BRAKE DEGREE OF PROTECTION IP64 | 2208 | TEM | 1 | MC | 12.802 | 1
1FK70635AF711PH2 | SIMOTICS S SYNCHRONOUS SERVOMOTORS 1FK7 COMPACT 11NM, 100K, 3000RPM, 2,29KW NATURAL AIR COOLING, IM B5 (IM V1, IM V3) POWER/SIGNAL CONNECTORS CONN. CAN BE ROTATED BY 270 DEGR., RESOLVER 2-POLE (RESOLVER P=1) WITH DRIVE-CLIQ INTERFACE; PLAIN SHAFT, TOLERANCE N; WITH HOLDING BRAKE DEGREE OF PROTECTION IP65 FLANGE ON DRIVE END IP67 | 2309 | TEM | 1 | MC | 12.802 | 1
1FK70635AF711PH3 | SIMOTICS S SYNCHRONOUS SERVOMOTORS 1FK7 COMPACT 11NM, 100K, 3000RPM, 2,29KW NATURAL AIR COOLING, IM B5 (IM V1, IM V3) POWER/SIGNAL CONNECTORS CONN. CAN BE ROTATED BY 270 DEGR., RESOLVER 2-POLE (RESOLVER P=1) WITH DRIVE-CLIQ INTERFACE; PLAIN SHAFT, TOLERANCE N; WITH HOLDING BRAKE DEGREE OF PROTECTION IP64; PAINT FINISH RAL7016 | 2257 | TEM | 1 | MC | 12.802 | 1
1FK70635AF711PH5 | SIMOTICS S SYNCHRONOUS SERVOMOTORS 1FK7 COMPACT 11NM, 100K, 3000RPM, 2,29KW NATURAL AIR COOLING, IM B5 (IM V1, IM V3) POWER/SIGNAL CONNECTORS CONN. CAN BE ROTATED BY 270 DEGR., RESOLVER 2-POLE (RESOLVER P=1) WITH DRIVE-CLIQ INTERFACE; PLAIN SHAFT, TOLERANCE N; WITH HOLDING BRAKE DEGREE OF PROTECTION IP65 AS FLANGE IP67; PAINT FINISH RAL7016 | 2358 | TEM | 1 | MC | 12.802 | 1
1FK70635AF711PH8 | SIMOTICS S SYNCHRONOUS SERVOMOTORS 1FK7 COMPACT 11NM, 100K, 3000RPM, 2,29KW NATURAL AIR COOLING, IM B5 (IM V1, IM V3) POWER/SIGNAL CONNECTORS CONN. CAN BE ROTATED BY 270 DEGR., RESOLVER 2-POLE (RESOLVER P=1) WITH DRIVE-CLIQ INTERFACE; PLAIN SHAFT, TOLERANCE N; WITH HOLDING BRAKE DEGREE OF PROTECTION IP65 IP67 D-END FLANGE; RAL7016 COATING; METALLIC RATING PLATE AT MOTOR | 2467 | TEM | 1 | MC | 12.802 | 1
1FK70635AF711SA0 | SIMOTICS S SYNCHRONOUS SERVOMOTORS 1FK7 COMPACT 11NM, 100K, 3000RPM, 2,29KW NATURAL AIR COOLING, IM B5 (IM V1, IM V3) POWER/SIGNAL CONNECTORS CONN. CAN BE ROTATED BY 270 DEGR., RESOLVER MULTI-POLE (RESOLVER P=4); SHAFT WITH FITTED KEY, TOLERANCE N; W/O HOLDING BRAKE DEGREE OF PROTECTION IP64 | 1708 | TEM | 1 | MC | 11.503 | 1
1FK70635AF711SA2 | SIMOTICS S SYNCHRONOUS SERVOMOTORS 1FK7 COMPACT 11NM, 100K, 3000RPM, 2,29KW NATURAL AIR COOLING, IM B5 (IM V1, IM V3) POWER/SIGNAL CONNECTORS CONN. CAN BE ROTATED BY 270 DEGR., RESOLVER MULTI-POLE (RESOLVER P=4); SHAFT WITH FITTED KEY, TOLERANCE N; W/O HOLDING BRAKE DEGREE OF PROTECTION IP65 FLANGE ON DRIVE END IP67 | 1810 | TEM | 1 | MC | 11.503 | 1
1FK70635AF711SA3 | SIMOTICS S SYNCHRONOUS SERVOMOTORS 1FK7 COMPACT 11NM, 100K, 3000RPM, 2,29KW NATURAL AIR COOLING, IM B5 (IM V1, IM V3) POWER/SIGNAL CONNECTORS CONN. CAN BE ROTATED BY 270 DEGR., RESOLVER MULTI-POLE (RESOLVER P=4); SHAFT WITH FITTED KEY, TOLERANCE N; W/O HOLDING BRAKE DEGREE OF PROTECTION IP64; PAINT FINISH RAL7016 | 1757 | TEM | 1 | MC | 11.503 | 1
1FK70635AF711SA5 | SIMOTICS S SYNCHRONOUS SERVOMOTORS 1FK7 COMPACT 11NM, 100K, 3000RPM, 2,29KW NATURAL AIR COOLING, IM B5 (IM V1, IM V3) POWER/SIGNAL CONNECTORS CONN. CAN BE ROTATED BY 270 DEGR., RESOLVER MULTI-POLE (RESOLVER P=4); SHAFT WITH FITTED KEY, TOLERANCE N; W/O HOLDING BRAKE DEGREE OF PROTECTION IP65 AS FLANGE IP67; PAINT FINISH RAL7016 | 1859 | TEM | 1 | MC | 11.503 | 1
1FK70635AF711SA8 | SIMOTICS S SYNCHRONOUS SERVOMOTORS 1FK7 COMPACT 11NM, 100K, 3000RPM, 2,29KW NATURAL AIR COOLING, IM B5 (IM V1, IM V3) POWER/SIGNAL CONNECTORS CONN. CAN BE ROTATED BY 270 DEGR., RESOLVER MULTI-POLE (RESOLVER P=4); SHAFT WITH FITTED KEY, TOLERANCE N; W/O HOLDING BRAKE DEGREE OF PROTECTION IP65 IP67 D-END FLANGE; RAL7016 COATING; METALLIC RATING PLATE AT MOTOR | 1967 | TEM | 1 | MC | 11.503 | 1
1FK70635AF711SB0 | SIMOTICS S SYNCHRONOUS SERVOMOTORS 1FK7 COMPACT 11NM, 100K, 3000RPM, 2,29KW NATURAL AIR COOLING, IM B5 (IM V1, IM V3) POWER/SIGNAL CONNECTORS CONN. CAN BE ROTATED BY 270 DEGR., RESOLVER MULTI-POLE (RESOLVER P=4); SHAFT WITH FITTED KEY, TOLERANCE N; WITH HOLDING BRAKE DEGREE OF PROTECTION IP64 | 2037 | TEM | 1 | MC | 12.802 | 1
1FK70635AF711SB2 | SIMOTICS S SYNCHRONOUS SERVOMOTORS 1FK7 COMPACT 11NM, 100K, 3000RPM, 2,29KW NATURAL AIR COOLING, IM B5 (IM V1, IM V3) POWER/SIGNAL CONNECTORS CONN. CAN BE ROTATED BY 270 DEGR., RESOLVER MULTI-POLE (RESOLVER P=4); SHAFT WITH FITTED KEY, TOLERANCE N; WITH HOLDING BRAKE DEGREE OF PROTECTION IP65 FLANGE ON DRIVE END IP67 | 2139 | TEM | 1 | MC | 12.802 | 1
1FK70635AF711SB3 | SIMOTICS S SYNCHRONOUS SERVOMOTORS 1FK7 COMPACT 11NM, 100K, 3000RPM, 2,29KW NATURAL AIR COOLING, IM B5 (IM V1, IM V3) POWER/SIGNAL CONNECTORS CONN. CAN BE ROTATED BY 270 DEGR., RESOLVER MULTI-POLE (RESOLVER P=4); SHAFT WITH FITTED KEY, TOLERANCE N; WITH HOLDING BRAKE DEGREE OF PROTECTION IP64; PAINT FINISH RAL7016 | 2086 | TEM | 1 | MC | 12.802 | 1
1FK70635AF711SB5 | SIMOTICS S SYNCHRONOUS SERVOMOTORS 1FK7 COMPACT 11NM, 100K, 3000RPM, 2,29KW NATURAL AIR COOLING, IM B5 (IM V1, IM V3) POWER/SIGNAL CONNECTORS CONN. CAN BE ROTATED BY 270 DEGR., RESOLVER MULTI-POLE (RESOLVER P=4); SHAFT WITH FITTED KEY, TOLERANCE N; WITH HOLDING BRAKE DEGREE OF PROTECTION IP65 AS FLANGE IP67; PAINT FINISH RAL7016 | 2188 | TEM | 1 | MC | 12.802 | 1
1FK70635AF711SB8 | SIMOTICS S SYNCHRONOUS SERVOMOTORS 1FK7 COMPACT 11NM, 100K, 3000RPM, 2,29KW NATURAL AIR COOLING, IM B5 (IM V1, IM V3) POWER/SIGNAL CONNECTORS CONN. CAN BE ROTATED BY 270 DEGR., RESOLVER MULTI-POLE (RESOLVER P=4); SHAFT WITH FITTED KEY, TOLERANCE N; WITH HOLDING BRAKE DEGREE OF PROTECTION IP65 IP67 D-END FLANGE; RAL7016 COATING; METALLIC RATING PLATE AT MOTOR | 2296 | TEM | 1 | MC | 12.802 | 1
1FK70635AF711SG0 | SIMOTICS S SYNCHRONOUS SERVOMOTORS 1FK7 COMPACT 11NM, 100K, 3000RPM, 2,29KW NATURAL AIR COOLING, IM B5 (IM V1, IM V3) POWER/SIGNAL CONNECTORS CONN. CAN BE ROTATED BY 270 DEGR., RESOLVER MULTI-POLE (RESOLVER P=4); PLAIN SHAFT, TOLERANCE N; W/O HOLDING BRAKE DEGREE OF PROTECTION IP64 | 1614 | TEM | 1 | MC | 11.503 | 1
1FK70635AF711SG2 | SIMOTICS S SYNCHRONOUS SERVOMOTORS 1FK7 COMPACT 11NM, 100K, 3000RPM, 2,29KW NATURAL AIR COOLING, IM B5 (IM V1, IM V3) POWER/SIGNAL CONNECTORS CONN. CAN BE ROTATED BY 270 DEGR., RESOLVER MULTI-POLE (RESOLVER P=4); PLAIN SHAFT, TOLERANCE N; W/O HOLDING BRAKE DEGREE OF PROTECTION IP65 FLANGE ON DRIVE END IP67 | 1716 | TEM | 1 | MC | 11.503 | 1
1FK70635AF711SG3 | SIMOTICS S SYNCHRONOUS SERVOMOTORS 1FK7 COMPACT 11NM, 100K, 3000RPM, 2,29KW NATURAL AIR COOLING, IM B5 (IM V1, IM V3) POWER/SIGNAL CONNECTORS CONN. CAN BE ROTATED BY 270 DEGR., RESOLVER MULTI-POLE (RESOLVER P=4); PLAIN SHAFT, TOLERANCE N; W/O HOLDING BRAKE DEGREE OF PROTECTION IP64; PAINT FINISH RAL7016 | 1664 | TEM | 1 | MC | 11.503 | 1
1FK70635AF711SG5 | SIMOTICS S SYNCHRONOUS SERVOMOTORS 1FK7 COMPACT 11NM, 100K, 3000RPM, 2,29KW NATURAL AIR COOLING, IM B5 (IM V1, IM V3) POWER/SIGNAL CONNECTORS CONN. CAN BE ROTATED BY 270 DEGR., RESOLVER MULTI-POLE (RESOLVER P=4); PLAIN SHAFT, TOLERANCE N; W/O HOLDING BRAKE DEGREE OF PROTECTION IP65 AS FLANGE IP67; PAINT FINISH RAL7016 | 1765 | TEM | 1 | MC | 11.503 | 1
1FK70635AF711SG8 | SIMOTICS S SYNCHRONOUS SERVOMOTORS 1FK7 COMPACT 11NM, 100K, 3000RPM, 2,29KW NATURAL AIR COOLING, IM B5 (IM V1, IM V3) POWER/SIGNAL CONNECTORS CONN. CAN BE ROTATED BY 270 DEGR., RESOLVER MULTI-POLE (RESOLVER P=4); PLAIN SHAFT, TOLERANCE N; W/O HOLDING BRAKE DEGREE OF PROTECTION IP65 IP67 D-END FLANGE; RAL7016 COATING; METALLIC RATING PLATE AT MOTOR | 1874 | TEM | 1 | MC | 11.503 | 1
1FK70635AF711SH0 | SIMOTICS S SYNCHRONOUS SERVOMOTORS 1FK7 COMPACT 11NM, 100K, 3000RPM, 2,29KW NATURAL AIR COOLING, IM B5 (IM V1, IM V3) POWER/SIGNAL CONNECTORS CONN. CAN BE ROTATED BY 270 DEGR., RESOLVER MULTI-POLE (RESOLVER P=4); PLAIN SHAFT, TOLERANCE N; WITH HOLDING BRAKE DEGREE OF PROTECTION IP64 | 1946 | TEM | 1 | MC | 12.802 | 1
1FK70635AF711SH2 | SIMOTICS S SYNCHRONOUS SERVOMOTORS 1FK7 COMPACT 11NM, 100K, 3000RPM, 2,29KW NATURAL AIR COOLING, IM B5 (IM V1, IM V3) POWER/SIGNAL CONNECTORS CONN. CAN BE ROTATED BY 270 DEGR., RESOLVER MULTI-POLE (RESOLVER P=4); PLAIN SHAFT, TOLERANCE N; WITH HOLDING BRAKE DEGREE OF PROTECTION IP65 FLANGE ON DRIVE END IP67 | 2047 | TEM | 1 | MC | 12.802 | 1
1FK70635AF711SH3 | SIMOTICS S SYNCHRONOUS SERVOMOTORS 1FK7 COMPACT 11NM, 100K, 3000RPM, 2,29KW NATURAL AIR COOLING, IM B5 (IM V1, IM V3) POWER/SIGNAL CONNECTORS CONN. CAN BE ROTATED BY 270 DEGR., RESOLVER MULTI-POLE (RESOLVER P=4); PLAIN SHAFT, TOLERANCE N; WITH HOLDING BRAKE DEGREE OF PROTECTION IP64; PAINT FINISH RAL7016 | 1995 | TEM | 1 | MC | 12.802 | 1
1FK70635AF711SH5 | SIMOTICS S SYNCHRONOUS SERVOMOTORS 1FK7 COMPACT 11NM, 100K, 3000RPM, 2,29KW NATURAL AIR COOLING, IM B5 (IM V1, IM V3) POWER/SIGNAL CONNECTORS CONN. CAN BE ROTATED BY 270 DEGR., RESOLVER MULTI-POLE (RESOLVER P=4); PLAIN SHAFT, TOLERANCE N; WITH HOLDING BRAKE DEGREE OF PROTECTION IP65 AS FLANGE IP67; PAINT FINISH RAL7016 | 2097 | TEM | 1 | MC | 12.802 | 1
1FK70635AF711SH8 | SIMOTICS S SYNCHRONOUS SERVOMOTORS 1FK7 COMPACT 11NM, 100K, 3000RPM, 2,29KW NATURAL AIR COOLING, IM B5 (IM V1, IM V3) POWER/SIGNAL CONNECTORS CONN. CAN BE ROTATED BY 270 DEGR., RESOLVER MULTI-POLE (RESOLVER P=4); PLAIN SHAFT, TOLERANCE N; WITH HOLDING BRAKE DEGREE OF PROTECTION IP65 IP67 D-END FLANGE; RAL7016 COATING; METALLIC RATING PLATE AT MOTOR | 2205 | TEM | 1 | MC | 12.802 | 1
1FK70635AF711TA0 | SIMOTICS S SYNCHRONOUS SERVOMOTORS 1FK7 COMPACT 11NM, 100K, 3000RPM, 2,29KW NATURAL AIR COOLING, IM B5 (IM V1, IM V3) POWER/SIGNAL CONNECTORS CONN. CAN BE ROTATED BY 270 DEGR., RESOLVER 2-POLE (RESOLVER P=1); SHAFT WITH FITTED KEY, TOLERANCE N; W/O HOLDING BRAKE DEGREE OF PROTECTION IP64 | 1708 | TEM | 1 | MC | 11.503 | 1
1FK70635AF711TA2 | SIMOTICS S SYNCHRONOUS SERVOMOTORS 1FK7 COMPACT 11NM, 100K, 3000RPM, 2,29KW NATURAL AIR COOLING, IM B5 (IM V1, IM V3) POWER/SIGNAL CONNECTORS CONN. CAN BE ROTATED BY 270 DEGR., RESOLVER 2-POLE (RESOLVER P=1); SHAFT WITH FITTED KEY, TOLERANCE N; W/O HOLDING BRAKE DEGREE OF PROTECTION IP65 FLANGE ON DRIVE END IP67 | 1810 | TEM | 1 | MC | 11.503 | 1
1FK70635AF711TA3 | SIMOTICS S SYNCHRONOUS SERVOMOTORS 1FK7 COMPACT 11NM, 100K, 3000RPM, 2,29KW NATURAL AIR COOLING, IM B5 (IM V1, IM V3) POWER/SIGNAL CONNECTORS CONN. CAN BE ROTATED BY 270 DEGR., RESOLVER 2-POLE (RESOLVER P=1); SHAFT WITH FITTED KEY, TOLERANCE N; W/O HOLDING BRAKE DEGREE OF PROTECTION IP64; PAINT FINISH RAL7016 | 1757 | TEM | 1 | MC | 11.503 | 1
1FK70635AF711TA5 | SIMOTICS S SYNCHRONOUS SERVOMOTORS 1FK7 COMPACT 11NM, 100K, 3000RPM, 2,29KW NATURAL AIR COOLING, IM B5 (IM V1, IM V3) POWER/SIGNAL CONNECTORS CONN. CAN BE ROTATED BY 270 DEGR., RESOLVER 2-POLE (RESOLVER P=1); SHAFT WITH FITTED KEY, TOLERANCE N; W/O HOLDING BRAKE DEGREE OF PROTECTION IP65 AS FLANGE IP67; PAINT FINISH RAL7016 | 1859 | TEM | 1 | MC | 11.503 | 1
1FK70635AF711TA8 | SIMOTICS S SYNCHRONOUS SERVOMOTORS 1FK7 COMPACT 11NM, 100K, 3000RPM, 2,29KW NATURAL AIR COOLING, IM B5 (IM V1, IM V3) POWER/SIGNAL CONNECTORS CONN. CAN BE ROTATED BY 270 DEGR., RESOLVER 2-POLE (RESOLVER P=1); SHAFT WITH FITTED KEY, TOLERANCE N; W/O HOLDING BRAKE DEGREE OF PROTECTION IP65 IP67 D-END FLANGE; RAL7016 COATING; METALLIC RATING PLATE AT MOTOR | 1967 | TEM | 1 | MC | 11.503 | 1
1FK70635AF711TB0 | SIMOTICS S SYNCHRONOUS SERVOMOTORS 1FK7 COMPACT 11NM, 100K, 3000RPM, 2,29KW NATURAL AIR COOLING, IM B5 (IM V1, IM V3) POWER/SIGNAL CONNECTORS CONN. CAN BE ROTATED BY 270 DEGR., RESOLVER 2-POLE (RESOLVER P=1); SHAFT WITH FITTED KEY, TOLERANCE N; WITH HOLDING BRAKE DEGREE OF PROTECTION IP64 | 2037 | TEM | 1 | MC | 12.802 | 1
1FK70635AF711TB2 | SIMOTICS S SYNCHRONOUS SERVOMOTORS 1FK7 COMPACT 11NM, 100K, 3000RPM, 2,29KW NATURAL AIR COOLING, IM B5 (IM V1, IM V3) POWER/SIGNAL CONNECTORS CONN. CAN BE ROTATED BY 270 DEGR., RESOLVER 2-POLE (RESOLVER P=1); SHAFT WITH FITTED KEY, TOLERANCE N; WITH HOLDING BRAKE DEGREE OF PROTECTION IP65 FLANGE ON DRIVE END IP67 | 2139 | TEM | 1 | MC | 12.802 | 1
1FK70635AF711TB3 | SIMOTICS S SYNCHRONOUS SERVOMOTORS 1FK7 COMPACT 11NM, 100K, 3000RPM, 2,29KW NATURAL AIR COOLING, IM B5 (IM V1, IM V3) POWER/SIGNAL CONNECTORS CONN. CAN BE ROTATED BY 270 DEGR., RESOLVER 2-POLE (RESOLVER P=1); SHAFT WITH FITTED KEY, TOLERANCE N; WITH HOLDING BRAKE DEGREE OF PROTECTION IP64; PAINT FINISH RAL7016 | 2086 | TEM | 1 | MC | 12.802 | 1
1FK70635AF711TB5 | SIMOTICS S SYNCHRONOUS SERVOMOTORS 1FK7 COMPACT 11NM, 100K, 3000RPM, 2,29KW NATURAL AIR COOLING, IM B5 (IM V1, IM V3) POWER/SIGNAL CONNECTORS CONN. CAN BE ROTATED BY 270 DEGR., RESOLVER 2-POLE (RESOLVER P=1); SHAFT WITH FITTED KEY, TOLERANCE N; WITH HOLDING BRAKE DEGREE OF PROTECTION IP65 AS FLANGE IP67; PAINT FINISH RAL7016 | 2188 | TEM | 1 | MC | 12.802 | 1
1FK70635AF711TB8 | SIMOTICS S SYNCHRONOUS SERVOMOTORS 1FK7 COMPACT 11NM, 100K, 3000RPM, 2,29KW NATURAL AIR COOLING, IM B5 (IM V1, IM V3) POWER/SIGNAL CONNECTORS CONN. CAN BE ROTATED BY 270 DEGR., RESOLVER 2-POLE (RESOLVER P=1); SHAFT WITH FITTED KEY, TOLERANCE N; WITH HOLDING BRAKE DEGREE OF PROTECTION IP65 IP67 D-END FLANGE; RAL7016 COATING; METALLIC RATING PLATE AT MOTOR | 2296 | TEM | 1 | MC | 12.802 | 1
1FK70635AF711TG0 | SIMOTICS S SYNCHRONOUS SERVOMOTORS 1FK7 COMPACT 11NM, 100K, 3000RPM, 2,29KW NATURAL AIR COOLING, IM B5 (IM V1, IM V3) POWER/SIGNAL CONNECTORS CONN. CAN BE ROTATED BY 270 DEGR., RESOLVER 2-POLE (RESOLVER P=1); PLAIN SHAFT, TOLERANCE N; W/O HOLDING BRAKE DEGREE OF PROTECTION IP64 | 1614 | TEM | 1 | MC | 11.503 | 1
1FK70635AF711TG2 | SIMOTICS S SYNCHRONOUS SERVOMOTORS 1FK7 COMPACT 11NM, 100K, 3000RPM, 2,29KW NATURAL AIR COOLING, IM B5 (IM V1, IM V3) POWER/SIGNAL CONNECTORS CONN. CAN BE ROTATED BY 270 DEGR., RESOLVER 2-POLE (RESOLVER P=1); PLAIN SHAFT, TOLERANCE N; W/O HOLDING BRAKE DEGREE OF PROTECTION IP65 FLANGE ON DRIVE END IP67 | 1716 | TEM | 1 | MC | 11.503 | 1
1FK70635AF711TG3 | SIMOTICS S SYNCHRONOUS SERVOMOTORS 1FK7 COMPACT 11NM, 100K, 3000RPM, 2,29KW NATURAL AIR COOLING, IM B5 (IM V1, IM V3) POWER/SIGNAL CONNECTORS CONN. CAN BE ROTATED BY 270 DEGR., RESOLVER 2-POLE (RESOLVER P=1); PLAIN SHAFT, TOLERANCE N; W/O HOLDING BRAKE DEGREE OF PROTECTION IP64; PAINT FINISH RAL7016 | 1664 | TEM | 1 | MC | 11.503 | 1
1FK70635AF711TG5 | SIMOTICS S SYNCHRONOUS SERVOMOTORS 1FK7 COMPACT 11NM, 100K, 3000RPM, 2,29KW NATURAL AIR COOLING, IM B5 (IM V1, IM V3) POWER/SIGNAL CONNECTORS CONN. CAN BE ROTATED BY 270 DEGR., RESOLVER 2-POLE (RESOLVER P=1); PLAIN SHAFT, TOLERANCE N; W/O HOLDING BRAKE DEGREE OF PROTECTION IP65 AS FLANGE IP67; PAINT FINISH RAL7016 | 1765 | TEM | 1 | MC | 11.503 | 1
1FK70635AF711TG8 | SIMOTICS S SYNCHRONOUS SERVOMOTORS 1FK7 COMPACT 11NM, 100K, 3000RPM, 2,29KW NATURAL AIR COOLING, IM B5 (IM V1, IM V3) POWER/SIGNAL CONNECTORS CONN. CAN BE ROTATED BY 270 DEGR., RESOLVER 2-POLE (RESOLVER P=1); PLAIN SHAFT, TOLERANCE N; W/O HOLDING BRAKE DEGREE OF PROTECTION IP65 IP67 D-END FLANGE; RAL7016 COATING; METALLIC RATING PLATE AT MOTOR | 1874 | TEM | 1 | MC | 11.503 | 1
1FK70635AF711TH0 | SIMOTICS S SYNCHRONOUS SERVOMOTORS 1FK7 COMPACT 11NM, 100K, 3000RPM, 2,29KW NATURAL AIR COOLING, IM B5 (IM V1, IM V3) POWER/SIGNAL CONNECTORS CONN. CAN BE ROTATED BY 270 DEGR., RESOLVER 2-POLE (RESOLVER P=1); PLAIN SHAFT, TOLERANCE N; WITH HOLDING BRAKE DEGREE OF PROTECTION IP64 | 1946 | TEM | 1 | MC | 12.802 | 1
1FK70635AF711TH2 | SIMOTICS S SYNCHRONOUS SERVOMOTORS 1FK7 COMPACT 11NM, 100K, 3000RPM, 2,29KW NATURAL AIR COOLING, IM B5 (IM V1, IM V3) POWER/SIGNAL CONNECTORS CONN. CAN BE ROTATED BY 270 DEGR., RESOLVER 2-POLE (RESOLVER P=1); PLAIN SHAFT, TOLERANCE N; WITH HOLDING BRAKE DEGREE OF PROTECTION IP65 FLANGE ON DRIVE END IP67 | 2047 | TEM | 1 | MC | 12.802 | 1
1FK70635AF711TH3 | SIMOTICS S SYNCHRONOUS SERVOMOTORS 1FK7 COMPACT 11NM, 100K, 3000RPM, 2,29KW NATURAL AIR COOLING, IM B5 (IM V1, IM V3) POWER/SIGNAL CONNECTORS CONN. CAN BE ROTATED BY 270 DEGR., RESOLVER 2-POLE (RESOLVER P=1); PLAIN SHAFT, TOLERANCE N; WITH HOLDING BRAKE DEGREE OF PROTECTION IP64; PAINT FINISH RAL7016 | 1995 | TEM | 1 | MC | 12.802 | 1
1FK70635AF711TH5 | SIMOTICS S SYNCHRONOUS SERVOMOTORS 1FK7 COMPACT 11NM, 100K, 3000RPM, 2,29KW NATURAL AIR COOLING, IM B5 (IM V1, IM V3) POWER/SIGNAL CONNECTORS CONN. CAN BE ROTATED BY 270 DEGR., RESOLVER 2-POLE (RESOLVER P=1); PLAIN SHAFT, TOLERANCE N; WITH HOLDING BRAKE DEGREE OF PROTECTION IP65 AS FLANGE IP67; PAINT FINISH RAL7016 | 2097 | TEM | 1 | MC | 12.802 | 1
1FK70635AF711TH8 | SIMOTICS S SYNCHRONOUS SERVOMOTORS 1FK7 COMPACT 11NM, 100K, 3000RPM, 2,29KW NATURAL AIR COOLING, IM B5 (IM V1, IM V3) POWER/SIGNAL CONNECTORS CONN. CAN BE ROTATED BY 270 DEGR., RESOLVER 2-POLE (RESOLVER P=1); PLAIN SHAFT, TOLERANCE N; WITH HOLDING BRAKE DEGREE OF PROTECTION IP65 IP67 D-END FLANGE; RAL7016 COATING; METALLIC RATING PLATE AT MOTOR | 2205 | TEM | 1 | MC | 12.802 | 1
1FK70635AF711TU5 | SIMOTICS S SYNCHRONOUS SERVO GEARMOTOR 1FK7 COMPACT, 2,30KW NATURAL COOLING, POWER/ SIGNAL CONNECTOR CONNECTOR CAN BE ROTATED BY 270 DEGR. MOTOR WITHOUT HOLDING BRAKE, GEAR DIRECT MOUNTING RESOLVER 2-POLE RADIAL SHAFT SEAL, DEGREE OF PROTECTION IP65, PAINT FINISH RAL 7016 | 1720 | TEM | 1 | MC | 11.6 | 1
1FK70635AF711UA0 | SIMOTICS S SYNCHRONOUS SERVOMOTORS 1FK7 COMPACT 11NM, 100K, 3000RPM, 2,29KW NATURAL AIR COOLING, IM B5 (IM V1, IM V3) POWER/SIGNAL CONNECTORS CONN. CAN BE ROTATED BY 270 DEGR., RESOLVER MULTI-POLE (RESOLVER P=4) WITH DRIVE-CLIQ INTERFACE; SHAFT WITH FITTED KEY, TOLERANCE N; W/O HOLDING BRAKE DEGREE OF PROTECTION IP64 | 1970 | TEM | 1 | MC | 11.503 | 1
1FK70635AF711UA2 | SIMOTICS S SYNCHRONOUS SERVOMOTORS 1FK7 COMPACT 11NM, 100K, 3000RPM, 2,29KW NATURAL AIR COOLING, IM B5 (IM V1, IM V3) POWER/SIGNAL CONNECTORS CONN. CAN BE ROTATED BY 270 DEGR., RESOLVER MULTI-POLE (RESOLVER P=4) WITH DRIVE-CLIQ INTERFACE; SHAFT WITH FITTED KEY, TOLERANCE N; W/O HOLDING BRAKE DEGREE OF PROTECTION IP65 FLANGE ON DRIVE END IP67 | 2071 | TEM | 1 | MC | 11.503 | 1
1FK70635AF711UA3 | SIMOTICS S SYNCHRONOUS SERVOMOTORS 1FK7 COMPACT 11NM, 100K, 3000RPM, 2,29KW NATURAL AIR COOLING, IM B5 (IM V1, IM V3) POWER/SIGNAL CONNECTORS CONN. CAN BE ROTATED BY 270 DEGR., RESOLVER MULTI-POLE (RESOLVER P=4) WITH DRIVE-CLIQ INTERFACE; SHAFT WITH FITTED KEY, TOLERANCE N; W/O HOLDING BRAKE DEGREE OF PROTECTION IP64; PAINT FINISH RAL7016 | 2019 | TEM | 1 | MC | 11.503 | 1
1FK70635AF711UA5 | SIMOTICS S SYNCHRONOUS SERVOMOTORS 1FK7 COMPACT 11NM, 100K, 3000RPM, 2,29KW NATURAL AIR COOLING, IM B5 (IM V1, IM V3) POWER/SIGNAL CONNECTORS CONN. CAN BE ROTATED BY 270 DEGR., RESOLVER MULTI-POLE (RESOLVER P=4) WITH DRIVE-CLIQ INTERFACE; SHAFT WITH FITTED KEY, TOLERANCE N; W/O HOLDING BRAKE DEGREE OF PROTECTION IP65 AS FLANGE IP67; PAINT FINISH RAL7016 | 2121 | TEM | 1 | MC | 11.503 | 1
1FK70635AF711UA8 | SIMOTICS S SYNCHRONOUS SERVOMOTORS 1FK7 COMPACT 11NM, 100K, 3000RPM, 2,29KW NATURAL AIR COOLING, IM B5 (IM V1, IM V3) POWER/SIGNAL CONNECTORS CONN. CAN BE ROTATED BY 270 DEGR., RESOLVER MULTI-POLE (RESOLVER P=4) WITH DRIVE-CLIQ INTERFACE; SHAFT WITH FITTED KEY, TOLERANCE N; W/O HOLDING BRAKE DEGREE OF PROTECTION IP65 IP67 D-END FLANGE; RAL7016 COATING; METALLIC RATING PLATE AT MOTOR | 2229 | TEM | 1 | MC | 11.503 | 1
1FK70635AF711UB0 | SIMOTICS S SYNCHRONOUS SERVOMOTORS 1FK7 COMPACT 11NM, 100K, 3000RPM, 2,29KW NATURAL AIR COOLING, IM B5 (IM V1, IM V3) POWER/SIGNAL CONNECTORS CONN. CAN BE ROTATED BY 270 DEGR., RESOLVER MULTI-POLE (RESOLVER P=4) WITH DRIVE-CLIQ INTERFACE; SHAFT WITH FITTED KEY, TOLERANCE N; WITH HOLDING BRAKE DEGREE OF PROTECTION IP64 | 2299 | TEM | 1 | MC | 12.802 | 1
1FK70635AF711UB2 | SIMOTICS S SYNCHRONOUS SERVOMOTORS 1FK7 COMPACT 11NM, 100K, 3000RPM, 2,29KW NATURAL AIR COOLING, IM B5 (IM V1, IM V3) POWER/SIGNAL CONNECTORS CONN. CAN BE ROTATED BY 270 DEGR., RESOLVER MULTI-POLE (RESOLVER P=4) WITH DRIVE-CLIQ INTERFACE; SHAFT WITH FITTED KEY, TOLERANCE N; WITH HOLDING BRAKE DEGREE OF PROTECTION IP65 FLANGE ON DRIVE END IP67 | 2400 | TEM | 1 | MC | 12.802 | 1
1FK70635AF711UB3 | SIMOTICS S SYNCHRONOUS SERVOMOTORS 1FK7 COMPACT 11NM, 100K, 3000RPM, 2,29KW NATURAL AIR COOLING, IM B5 (IM V1, IM V3) POWER/SIGNAL CONNECTORS CONN. CAN BE ROTATED BY 270 DEGR., RESOLVER MULTI-POLE (RESOLVER P=4) WITH DRIVE-CLIQ INTERFACE; SHAFT WITH FITTED KEY, TOLERANCE N; WITH HOLDING BRAKE DEGREE OF PROTECTION IP64; PAINT FINISH RAL7016 | 2348 | TEM | 1 | MC | 12.802 | 1
1FK70635AF711UB5 | SIMOTICS S SYNCHRONOUS SERVOMOTORS 1FK7 COMPACT 11NM, 100K, 3000RPM, 2,29KW NATURAL AIR COOLING, IM B5 (IM V1, IM V3) POWER/SIGNAL CONNECTORS CONN. CAN BE ROTATED BY 270 DEGR., RESOLVER MULTI-POLE (RESOLVER P=4) WITH DRIVE-CLIQ INTERFACE; SHAFT WITH FITTED KEY, TOLERANCE N; WITH HOLDING BRAKE DEGREE OF PROTECTION IP65 AS FLANGE IP67; PAINT FINISH RAL7016 | 2450 | TEM | 1 | MC | 12.802 | 1
1FK70635AF711UB8 | SIMOTICS S SYNCHRONOUS SERVOMOTORS 1FK7 COMPACT 11NM, 100K, 3000RPM, 2,29KW NATURAL AIR COOLING, IM B5 (IM V1, IM V3) POWER/SIGNAL CONNECTORS CONN. CAN BE ROTATED BY 270 DEGR., RESOLVER MULTI-POLE (RESOLVER P=4) WITH DRIVE-CLIQ INTERFACE; SHAFT WITH FITTED KEY, TOLERANCE N; WITH HOLDING BRAKE DEGREE OF PROTECTION IP65 IP67 D-END FLANGE; RAL7016 COATING; METALLIC RATING PLATE AT MOTOR | 2558 | TEM | 1 | MC | 12.802 | 1
1FK70635AF711UG0 | SIMOTICS S SYNCHRONOUS SERVOMOTORS 1FK7 COMPACT 11NM, 100K, 3000RPM, 2,29KW NATURAL AIR COOLING, IM B5 (IM V1, IM V3) POWER/SIGNAL CONNECTORS CONN. CAN BE ROTATED BY 270 DEGR., RESOLVER MULTI-POLE (RESOLVER P=4) WITH DRIVE-CLIQ INTERFACE; PLAIN SHAFT, TOLERANCE N; W/O HOLDING BRAKE DEGREE OF PROTECTION IP64 | 1876 | TEM | 1 | MC | 11.503 | 1
1FK70635AF711UG2 | SIMOTICS S SYNCHRONOUS SERVOMOTORS 1FK7 COMPACT 11NM, 100K, 3000RPM, 2,29KW NATURAL AIR COOLING, IM B5 (IM V1, IM V3) POWER/SIGNAL CONNECTORS CONN. CAN BE ROTATED BY 270 DEGR., RESOLVER MULTI-POLE (RESOLVER P=4) WITH DRIVE-CLIQ INTERFACE; PLAIN SHAFT, TOLERANCE N; W/O HOLDING BRAKE DEGREE OF PROTECTION IP65 FLANGE ON DRIVE END IP67 | 1978 | TEM | 1 | MC | 11.503 | 1
1FK70635AF711UG3 | SIMOTICS S SYNCHRONOUS SERVOMOTORS 1FK7 COMPACT 11NM, 100K, 3000RPM, 2,29KW NATURAL AIR COOLING, IM B5 (IM V1, IM V3) POWER/SIGNAL CONNECTORS CONN. CAN BE ROTATED BY 270 DEGR., RESOLVER MULTI-POLE (RESOLVER P=4) WITH DRIVE-CLIQ INTERFACE; PLAIN SHAFT, TOLERANCE N; W/O HOLDING BRAKE DEGREE OF PROTECTION IP64; PAINT FINISH RAL7016 | 1925 | TEM | 1 | MC | 11.503 | 1
1FK70635AF711UG5 | SIMOTICS S SYNCHRONOUS SERVOMOTORS 1FK7 COMPACT 11NM, 100K, 3000RPM, 2,29KW NATURAL AIR COOLING, IM B5 (IM V1, IM V3) POWER/SIGNAL CONNECTORS CONN. CAN BE ROTATED BY 270 DEGR., RESOLVER MULTI-POLE (RESOLVER P=4) WITH DRIVE-CLIQ INTERFACE; PLAIN SHAFT, TOLERANCE N; W/O HOLDING BRAKE DEGREE OF PROTECTION IP65 AS FLANGE IP67; PAINT FINISH RAL7016 | 2027 | TEM | 1 | MC | 11.503 | 1
1FK70635AF711UG8 | SIMOTICS S SYNCHRONOUS SERVOMOTORS 1FK7 COMPACT 11NM, 100K, 3000RPM, 2,29KW NATURAL AIR COOLING, IM B5 (IM V1, IM V3) POWER/SIGNAL CONNECTORS CONN. CAN BE ROTATED BY 270 DEGR., RESOLVER MULTI-POLE (RESOLVER P=4) WITH DRIVE-CLIQ INTERFACE; PLAIN SHAFT, TOLERANCE N; W/O HOLDING BRAKE DEGREE OF PROTECTION IP65 IP67 D-END FLANGE; RAL7016 COATING; METALLIC RATING PLATE AT MOTOR | 2136 | TEM | 1 | MC | 11.503 | 1
1FK70635AF711UH0 | SIMOTICS S SYNCHRONOUS SERVOMOTORS 1FK7 COMPACT 11NM, 100K, 3000RPM, 2,29KW NATURAL AIR COOLING, IM B5 (IM V1, IM V3) POWER/SIGNAL CONNECTORS CONN. CAN BE ROTATED BY 270 DEGR., RESOLVER MULTI-POLE (RESOLVER P=4) WITH DRIVE-CLIQ INTERFACE; PLAIN SHAFT, TOLERANCE N; WITH HOLDING BRAKE DEGREE OF PROTECTION IP64 | 2208 | TEM | 1 | MC | 12.802 | 1
1FK70635AF711UH2 | SIMOTICS S SYNCHRONOUS SERVOMOTORS 1FK7 COMPACT 11NM, 100K, 3000RPM, 2,29KW NATURAL AIR COOLING, IM B5 (IM V1, IM V3) POWER/SIGNAL CONNECTORS CONN. CAN BE ROTATED BY 270 DEGR., RESOLVER MULTI-POLE (RESOLVER P=4) WITH DRIVE-CLIQ INTERFACE; PLAIN SHAFT, TOLERANCE N; WITH HOLDING BRAKE DEGREE OF PROTECTION IP65 FLANGE ON DRIVE END IP67 | 2309 | TEM | 1 | MC | 12.802 | 1
1FK70635AF711UH3 | SIMOTICS S SYNCHRONOUS SERVOMOTORS 1FK7 COMPACT 11NM, 100K, 3000RPM, 2,29KW NATURAL AIR COOLING, IM B5 (IM V1, IM V3) POWER/SIGNAL CONNECTORS CONN. CAN BE ROTATED BY 270 DEGR., RESOLVER MULTI-POLE (RESOLVER P=4) WITH DRIVE-CLIQ INTERFACE; PLAIN SHAFT, TOLERANCE N; WITH HOLDING BRAKE DEGREE OF PROTECTION IP64; PAINT FINISH RAL7016 | 2257 | TEM | 1 | MC | 12.802 | 1
1FK70635AF711UH5 | SIMOTICS S SYNCHRONOUS SERVOMOTORS 1FK7 COMPACT 11NM, 100K, 3000RPM, 2,29KW NATURAL AIR COOLING, IM B5 (IM V1, IM V3) POWER/SIGNAL CONNECTORS CONN. CAN BE ROTATED BY 270 DEGR., RESOLVER MULTI-POLE (RESOLVER P=4) WITH DRIVE-CLIQ INTERFACE; PLAIN SHAFT, TOLERANCE N; WITH HOLDING BRAKE DEGREE OF PROTECTION IP65 AS FLANGE IP67; PAINT FINISH RAL7016 | 2358 | TEM | 1 | MC | 12.802 | 1
1FK70635AF711UH8 | SIMOTICS S SYNCHRONOUS SERVOMOTORS 1FK7 COMPACT 11NM, 100K, 3000RPM, 2,29KW NATURAL AIR COOLING, IM B5 (IM V1, IM V3) POWER/SIGNAL CONNECTORS CONN. CAN BE ROTATED BY 270 DEGR., RESOLVER MULTI-POLE (RESOLVER P=4) WITH DRIVE-CLIQ INTERFACE; PLAIN SHAFT, TOLERANCE N; WITH HOLDING BRAKE DEGREE OF PROTECTION IP65 IP67 D-END FLANGE; RAL7016 COATING; METALLIC RATING PLATE AT MOTOR | 2467 | TEM | 1 | MC | 12.802 | 1
1FK70635AH711AA0 | SIMOTICS S SYNCHRONOUS SERVOMOTORS 1FK7 COMPACT, 11 NM, 100 K, 4500 RPM, 1,41KW NATURAL AIR COOLING, IM B5 (IM V1, IM V3) POWER/SIGNAL CONNECTORS CONN. CAN BE ROTATED BY 270 DEGR., INCREM. ENCODER, SIN/COS 1 VPP 2048 P/REV (ENCODER I-2048); SHAFT WITH FITTED KEY, TOLERANCE N; W/O HOLDING BRAKE DEGREE OF PROTECTION IP64 | 2344 | TEM | 1 | MC | 11.503 | 1
1FK70635AH711AA2 | SIMOTICS S SYNCHRONOUS SERVOMOTORS 1FK7 COMPACT, 11 NM, 100 K, 4500 RPM, 1,41KW NATURAL AIR COOLING, IM B5 (IM V1, IM V3) POWER/SIGNAL CONNECTORS CONN. CAN BE ROTATED BY 270 DEGR., INCREM. ENCODER, SIN/COS 1 VPP 2048 P/REV (ENCODER I-2048); SHAFT WITH FITTED KEY, TOLERANCE N; W/O HOLDING BRAKE DEGREE OF PROTECTION IP65 FLANGE ON DRIVE END IP67 | 2446 | TEM | 1 | MC | 11.503 | 1
1FK70635AH711AA3 | SIMOTICS S SYNCHRONOUS SERVOMOTORS 1FK7 COMPACT, 11 NM, 100 K, 4500 RPM, 1,41KW NATURAL AIR COOLING, IM B5 (IM V1, IM V3) POWER/SIGNAL CONNECTORS CONN. CAN BE ROTATED BY 270 DEGR., INCREM. ENCODER, SIN/COS 1 VPP 2048 P/REV (ENCODER I-2048); SHAFT WITH FITTED KEY, TOLERANCE N; W/O HOLDING BRAKE DEGREE OF PROTECTION IP64; PAINT FINISH RAL7016 | 2394 | TEM | 1 | MC | 11.503 | 1
1FK70635AH711AA5 | SIMOTICS S SYNCHRONOUS SERVOMOTORS 1FK7 COMPACT, 11 NM, 100 K, 4500 RPM, 1,41KW NATURAL AIR COOLING, IM B5 (IM V1, IM V3) POWER/SIGNAL CONNECTORS CONN. CAN BE ROTATED BY 270 DEGR., INCREM. ENCODER, SIN/COS 1 VPP 2048 P/REV (ENCODER I-2048); SHAFT WITH FITTED KEY, TOLERANCE N; W/O HOLDING BRAKE DEGREE OF PROTECTION IP65 AS FLANGE IP67; PAINT FINISH RAL7016 | 2495 | TEM | 1 | MC | 11.503 | 1
1FK70635AH711AA8 | SIMOTICS S SYNCHRONOUS SERVOMOTORS 1FK7 COMPACT, 11 NM, 100 K, 4500 RPM, 1,41KW NATURAL AIR COOLING, IM B5 (IM V1, IM V3) POWER/SIGNAL CONNECTORS CONN. CAN BE ROTATED BY 270 DEGR., INCREM. ENCODER, SIN/COS 1 VPP 2048 P/REV (ENCODER I-2048); SHAFT WITH FITTED KEY, TOLERANCE N; W/O HOLDING BRAKE DEGREE OF PROTECTION IP65 IP67 D-END FLANGE; RAL7016 COATING; METALLIC RATING PLATE AT MOTOR | 2604 | TEM | 1 | MC | 11.503 | 1
1FK70635AH711AB0 | SIMOTICS S SYNCHRONOUS SERVOMOTORS 1FK7 COMPACT, 11 NM, 100 K, 4500 RPM, 1,41KW NATURAL AIR COOLING, IM B5 (IM V1, IM V3) POWER/SIGNAL CONNECTORS CONN. CAN BE ROTATED BY 270 DEGR., INCREM. ENCODER, SIN/COS 1 VPP 2048 P/REV (ENCODER I-2048); SHAFT WITH FITTED KEY, TOLERANCE N; WITH HOLDING BRAKE DEGREE OF PROTECTION IP64 | 2673 | TEM | 1 | MC | 12.802 | 1
1FK70635AH711AB2 | SIMOTICS S SYNCHRONOUS SERVOMOTORS 1FK7 COMPACT, 11 NM, 100 K, 4500 RPM, 1,41KW NATURAL AIR COOLING, IM B5 (IM V1, IM V3) POWER/SIGNAL CONNECTORS CONN. CAN BE ROTATED BY 270 DEGR., INCREM. ENCODER, SIN/COS 1 VPP 2048 P/REV (ENCODER I-2048); SHAFT WITH FITTED KEY, TOLERANCE N; WITH HOLDING BRAKE DEGREE OF PROTECTION IP65 FLANGE ON DRIVE END IP67 | 2775 | TEM | 1 | MC | 12.802 | 1
1FK70635AH711AB3 | SIMOTICS S SYNCHRONOUS SERVOMOTORS 1FK7 COMPACT, 11 NM, 100 K, 4500 RPM, 1,41KW NATURAL AIR COOLING, IM B5 (IM V1, IM V3) POWER/SIGNAL CONNECTORS CONN. CAN BE ROTATED BY 270 DEGR., INCREM. ENCODER, SIN/COS 1 VPP 2048 P/REV (ENCODER I-2048); SHAFT WITH FITTED KEY, TOLERANCE N; WITH HOLDING BRAKE DEGREE OF PROTECTION IP64; PAINT FINISH RAL7016 | 2723 | TEM | 1 | MC | 12.802 | 1
1FK70635AH711AB5 | SIMOTICS S SYNCHRONOUS SERVOMOTORS 1FK7 COMPACT, 11 NM, 100 K, 4500 RPM, 1,41KW NATURAL AIR COOLING, IM B5 (IM V1, IM V3) POWER/SIGNAL CONNECTORS CONN. CAN BE ROTATED BY 270 DEGR., INCREM. ENCODER, SIN/COS 1 VPP 2048 P/REV (ENCODER I-2048); SHAFT WITH FITTED KEY, TOLERANCE N; WITH HOLDING BRAKE DEGREE OF PROTECTION IP65 AS FLANGE IP67; PAINT FINISH RAL7016 | 2824 | TEM | 1 | MC | 12.802 | 1
1FK70635AH711AB8 | SIMOTICS S SYNCHRONOUS SERVOMOTORS 1FK7 COMPACT, 11 NM, 100 K, 4500 RPM, 1,41KW NATURAL AIR COOLING, IM B5 (IM V1, IM V3) POWER/SIGNAL CONNECTORS CONN. CAN BE ROTATED BY 270 DEGR., INCREM. ENCODER, SIN/COS 1 VPP 2048 P/REV (ENCODER I-2048); SHAFT WITH FITTED KEY, TOLERANCE N; WITH HOLDING BRAKE DEGREE OF PROTECTION IP65 IP67 D-END FLANGE; RAL7016 COATING; METALLIC RATING PLATE AT MOTOR | 2933 | TEM | 1 | MC | 12.802 | 1
1FK70635AH711AG0 | SIMOTICS S SYNCHRONOUS SERVOMOTORS 1FK7 COMPACT, 11 NM, 100 K, 4500 RPM, 1,41KW NATURAL AIR COOLING, IM B5 (IM V1, IM V3) POWER/SIGNAL CONNECTORS CONN. CAN BE ROTATED BY 270 DEGR., INCREM. ENCODER, SIN/COS 1 VPP 2048 P/REV (ENCODER I-2048); PLAIN SHAFT, TOLERANCE N; W/O HOLDING BRAKE DEGREE OF PROTECTION IP64 | 2251 | TEM | 1 | MC | 11.503 | 1
1FK70635AH711AG2 | SIMOTICS S SYNCHRONOUS SERVOMOTORS 1FK7 COMPACT, 11 NM, 100 K, 4500 RPM, 1,41KW NATURAL AIR COOLING, IM B5 (IM V1, IM V3) POWER/SIGNAL CONNECTORS CONN. CAN BE ROTATED BY 270 DEGR., INCREM. ENCODER, SIN/COS 1 VPP 2048 P/REV (ENCODER I-2048); PLAIN SHAFT, TOLERANCE N; W/O HOLDING BRAKE DEGREE OF PROTECTION IP65 FLANGE ON DRIVE END IP67 | 2352 | TEM | 1 | MC | 11.503 | 1
1FK70635AH711AG3 | SIMOTICS S SYNCHRONOUS SERVOMOTORS 1FK7 COMPACT, 11 NM, 100 K, 4500 RPM, 1,41KW NATURAL AIR COOLING, IM B5 (IM V1, IM V3) POWER/SIGNAL CONNECTORS CONN. CAN BE ROTATED BY 270 DEGR., INCREM. ENCODER, SIN/COS 1 VPP 2048 P/REV (ENCODER I-2048); PLAIN SHAFT, TOLERANCE N; W/O HOLDING BRAKE DEGREE OF PROTECTION IP64; PAINT FINISH RAL7016 | 2300 | TEM | 1 | MC | 11.503 | 1
1FK70635AH711AG5 | SIMOTICS S SYNCHRONOUS SERVOMOTORS 1FK7 COMPACT, 11 NM, 100 K, 4500 RPM, 1,41KW NATURAL AIR COOLING, IM B5 (IM V1, IM V3) POWER/SIGNAL CONNECTORS CONN. CAN BE ROTATED BY 270 DEGR., INCREM. ENCODER, SIN/COS 1 VPP 2048 P/REV (ENCODER I-2048); PLAIN SHAFT, TOLERANCE N; W/O HOLDING BRAKE DEGREE OF PROTECTION IP65 AS FLANGE IP67; PAINT FINISH RAL7016 | 2402 | TEM | 1 | MC | 11.503 | 1
1FK70635AH711AG8 | SIMOTICS S SYNCHRONOUS SERVOMOTORS 1FK7 COMPACT, 11 NM, 100 K, 4500 RPM, 1,41KW NATURAL AIR COOLING, IM B5 (IM V1, IM V3) POWER/SIGNAL CONNECTORS CONN. CAN BE ROTATED BY 270 DEGR., INCREM. ENCODER, SIN/COS 1 VPP 2048 P/REV (ENCODER I-2048); PLAIN SHAFT, TOLERANCE N; W/O HOLDING BRAKE DEGREE OF PROTECTION IP65 IP67 D-END FLANGE; RAL7016 COATING; METALLIC RATING PLATE AT MOTOR | 2510 | TEM | 1 | MC | 11.503 | 1
1FK70635AH711AH0 | SIMOTICS S SYNCHRONOUS SERVOMOTORS 1FK7 COMPACT, 11 NM, 100 K, 4500 RPM, 1,41KW NATURAL AIR COOLING, IM B5 (IM V1, IM V3) POWER/SIGNAL CONNECTORS CONN. CAN BE ROTATED BY 270 DEGR., INCREM. ENCODER, SIN/COS 1 VPP 2048 P/REV (ENCODER I-2048); PLAIN SHAFT, TOLERANCE N; WITH HOLDING BRAKE DEGREE OF PROTECTION IP64 | 2582 | TEM | 1 | MC | 12.802 | 1
1FK70635AH711AH2 | SIMOTICS S SYNCHRONOUS SERVOMOTORS 1FK7 COMPACT, 11 NM, 100 K, 4500 RPM, 1,41KW NATURAL AIR COOLING, IM B5 (IM V1, IM V3) POWER/SIGNAL CONNECTORS CONN. CAN BE ROTATED BY 270 DEGR., INCREM. ENCODER, SIN/COS 1 VPP 2048 P/REV (ENCODER I-2048); PLAIN SHAFT, TOLERANCE N; WITH HOLDING BRAKE DEGREE OF PROTECTION IP65 FLANGE ON DRIVE END IP67 | 2684 | TEM | 1 | MC | 12.802 | 1
1FK70635AH711AH3 | SIMOTICS S SYNCHRONOUS SERVOMOTORS 1FK7 COMPACT, 11 NM, 100 K, 4500 RPM, 1,41KW NATURAL AIR COOLING, IM B5 (IM V1, IM V3) POWER/SIGNAL CONNECTORS CONN. CAN BE ROTATED BY 270 DEGR., INCREM. ENCODER, SIN/COS 1 VPP 2048 P/REV (ENCODER I-2048); PLAIN SHAFT, TOLERANCE N; WITH HOLDING BRAKE DEGREE OF PROTECTION IP64; PAINT FINISH RAL7016 | 2631 | TEM | 1 | MC | 12.802 | 1
1FK70635AH711AH5 | SIMOTICS S SYNCHRONOUS SERVOMOTORS 1FK7 COMPACT, 11 NM, 100 K, 4500 RPM, 1,41KW NATURAL AIR COOLING, IM B5 (IM V1, IM V3) POWER/SIGNAL CONNECTORS CONN. CAN BE ROTATED BY 270 DEGR., INCREM. ENCODER, SIN/COS 1 VPP 2048 P/REV (ENCODER I-2048); PLAIN SHAFT, TOLERANCE N; WITH HOLDING BRAKE DEGREE OF PROTECTION IP65 AS FLANGE IP67; PAINT FINISH RAL7016 | 2733 | TEM | 1 | MC | 12.802 | 1
1FK70635AH711AH8 | SIMOTICS S SYNCHRONOUS SERVOMOTORS 1FK7 COMPACT, 11 NM, 100 K, 4500 RPM, 1,41KW NATURAL AIR COOLING, IM B5 (IM V1, IM V3) POWER/SIGNAL CONNECTORS CONN. CAN BE ROTATED BY 270 DEGR., INCREM. ENCODER, SIN/COS 1 VPP 2048 P/REV (ENCODER I-2048); PLAIN SHAFT, TOLERANCE N; WITH HOLDING BRAKE DEGREE OF PROTECTION IP65 IP67 D-END FLANGE; RAL7016 COATING; METALLIC RATING PLATE AT MOTOR | 2842 | TEM | 1 | MC | 12.802 | 1
1FK70635AH711DA0 | SIMOTICS S SYNCHRONOUS SERVOMOTORS 1FK7 COMPACT, 11 NM, 100 K, 4500 RPM, 1,41KW NATURAL AIR COOLING, IM B5 (IM V1, IM V3) POWER/SIGNAL CONNECTORS CONN. CAN BE ROTATED BY 270 DEGR., INCREMENTAL ENCODER 2048 P/REV (ENCODER I-2048) WITH DRIVE-CLIQ INTERFACE; SHAFT WITH FITTED KEY, TOLERANCE N; W/O HOLDING BRAKE DEGREE OF PROTECTION IP64 | 2606 | TEM | 1 | MC | 11.503 | 1
1FK70635AH711DA2 | SIMOTICS S SYNCHRONOUS SERVOMOTORS 1FK7 COMPACT, 11 NM, 100 K, 4500 RPM, 1,41KW NATURAL AIR COOLING, IM B5 (IM V1, IM V3) POWER/SIGNAL CONNECTORS CONN. CAN BE ROTATED BY 270 DEGR., INCREMENTAL ENCODER 2048 P/REV (ENCODER I-2048) WITH DRIVE-CLIQ INTERFACE; SHAFT WITH FITTED KEY, TOLERANCE N; W/O HOLDING BRAKE DEGREE OF PROTECTION IP65 FLANGE ON DRIVE END IP67 | 2708 | TEM | 1 | MC | 11.503 | 1
1FK70635AH711DA3 | SIMOTICS S SYNCHRONOUS SERVOMOTORS 1FK7 COMPACT, 11 NM, 100 K, 4500 RPM, 1,41KW NATURAL AIR COOLING, IM B5 (IM V1, IM V3) POWER/SIGNAL CONNECTORS CONN. CAN BE ROTATED BY 270 DEGR., INCREMENTAL ENCODER 2048 P/REV (ENCODER I-2048) WITH DRIVE-CLIQ INTERFACE; SHAFT WITH FITTED KEY, TOLERANCE N; W/O HOLDING BRAKE DEGREE OF PROTECTION IP64; PAINT FINISH RAL7016 | 2656 | TEM | 1 | MC | 11.503 | 1
1FK70635AH711DA5 | SIMOTICS S SYNCHRONOUS SERVOMOTORS 1FK7 COMPACT, 11 NM, 100 K, 4500 RPM, 1,41KW NATURAL AIR COOLING, IM B5 (IM V1, IM V3) POWER/SIGNAL CONNECTORS CONN. CAN BE ROTATED BY 270 DEGR., INCREMENTAL ENCODER 2048 P/REV (ENCODER I-2048) WITH DRIVE-CLIQ INTERFACE; SHAFT WITH FITTED KEY, TOLERANCE N; W/O HOLDING BRAKE DEGREE OF PROTECTION IP65 AS FLANGE IP67; PAINT FINISH RAL7016 | 2757 | TEM | 1 | MC | 11.503 | 1
1FK70635AH711DA8 | SIMOTICS S SYNCHRONOUS SERVOMOTORS 1FK7 COMPACT, 11 NM, 100 K, 4500 RPM, 1,41KW NATURAL AIR COOLING, IM B5 (IM V1, IM V3) POWER/SIGNAL CONNECTORS CONN. CAN BE ROTATED BY 270 DEGR., INCREMENTAL ENCODER 2048 P/REV (ENCODER I-2048) WITH DRIVE-CLIQ INTERFACE; SHAFT WITH FITTED KEY, TOLERANCE N; W/O HOLDING BRAKE DEGREE OF PROTECTION IP65 IP67 D-END FLANGE; RAL7016 COATING; METALLIC RATING PLATE AT MOTOR | 2866 | TEM | 1 | MC | 11.503 | 1
1FK70635AH711DB0 | SIMOTICS S SYNCHRONOUS SERVOMOTORS 1FK7 COMPACT, 11 NM, 100 K, 4500 RPM, 1,41KW NATURAL AIR COOLING, IM B5 (IM V1, IM V3) POWER/SIGNAL CONNECTORS CONN. CAN BE ROTATED BY 270 DEGR., INCREMENTAL ENCODER 2048 P/REV (ENCODER I-2048) WITH DRIVE-CLIQ INTERFACE; SHAFT WITH FITTED KEY, TOLERANCE N; WITH HOLDING BRAKE DEGREE OF PROTECTION IP64 | 2935 | TEM | 1 | MC | 12.802 | 1
1FK70635AH711DB2 | SIMOTICS S SYNCHRONOUS SERVOMOTORS 1FK7 COMPACT, 11 NM, 100 K, 4500 RPM, 1,41KW NATURAL AIR COOLING, IM B5 (IM V1, IM V3) POWER/SIGNAL CONNECTORS CONN. CAN BE ROTATED BY 270 DEGR., INCREMENTAL ENCODER 2048 P/REV (ENCODER I-2048) WITH DRIVE-CLIQ INTERFACE; SHAFT WITH FITTED KEY, TOLERANCE N; WITH HOLDING BRAKE DEGREE OF PROTECTION IP65 FLANGE ON DRIVE END IP67 | 3037 | TEM | 1 | MC | 12.802 | 1
1FK70635AH711DB3 | SIMOTICS S SYNCHRONOUS SERVOMOTORS 1FK7 COMPACT, 11 NM, 100 K, 4500 RPM, 1,41KW NATURAL AIR COOLING, IM B5 (IM V1, IM V3) POWER/SIGNAL CONNECTORS CONN. CAN BE ROTATED BY 270 DEGR., INCREMENTAL ENCODER 2048 P/REV (ENCODER I-2048) WITH DRIVE-CLIQ INTERFACE; SHAFT WITH FITTED KEY, TOLERANCE N; WITH HOLDING BRAKE DEGREE OF PROTECTION IP64; PAINT FINISH RAL7016 | 2985 | TEM | 1 | MC | 12.802 | 1
1FK70635AH711DB5 | SIMOTICS S SYNCHRONOUS SERVOMOTORS 1FK7 COMPACT, 11 NM, 100 K, 4500 RPM, 1,41KW NATURAL AIR COOLING, IM B5 (IM V1, IM V3) POWER/SIGNAL CONNECTORS CONN. CAN BE ROTATED BY 270 DEGR., INCREMENTAL ENCODER 2048 P/REV (ENCODER I-2048) WITH DRIVE-CLIQ INTERFACE; SHAFT WITH FITTED KEY, TOLERANCE N; WITH HOLDING BRAKE DEGREE OF PROTECTION IP65 AS FLANGE IP67; PAINT FINISH RAL7016 | 3086 | TEM | 1 | MC | 12.802 | 1
1FK70635AH711DB8 | SIMOTICS S SYNCHRONOUS SERVOMOTORS 1FK7 COMPACT, 11 NM, 100 K, 4500 RPM, 1,41KW NATURAL AIR COOLING, IM B5 (IM V1, IM V3) POWER/SIGNAL CONNECTORS CONN. CAN BE ROTATED BY 270 DEGR., INCREMENTAL ENCODER 2048 P/REV (ENCODER I-2048) WITH DRIVE-CLIQ INTERFACE; SHAFT WITH FITTED KEY, TOLERANCE N; WITH HOLDING BRAKE DEGREE OF PROTECTION IP65 IP67 D-END FLANGE; RAL7016 COATING; METALLIC RATING PLATE AT MOTOR | 3195 | TEM | 1 | MC | 12.802 | 1
1FK70635AH711DG0 | SIMOTICS S SYNCHRONOUS SERVOMOTORS 1FK7 COMPACT, 11 NM, 100 K, 4500 RPM, 1,41KW NATURAL AIR COOLING, IM B5 (IM V1, IM V3) POWER/SIGNAL CONNECTORS CONN. CAN BE ROTATED BY 270 DEGR., INCREMENTAL ENCODER 2048 P/REV (ENCODER I-2048) WITH DRIVE-CLIQ INTERFACE; PLAIN SHAFT, TOLERANCE N; W/O HOLDING BRAKE DEGREE OF PROTECTION IP64 | 2513 | TEM | 1 | MC | 11.503 | 1
1FK70635AH711DG2 | SIMOTICS S SYNCHRONOUS SERVOMOTORS 1FK7 COMPACT, 11 NM, 100 K, 4500 RPM, 1,41KW NATURAL AIR COOLING, IM B5 (IM V1, IM V3) POWER/SIGNAL CONNECTORS CONN. CAN BE ROTATED BY 270 DEGR., INCREMENTAL ENCODER 2048 P/REV (ENCODER I-2048) WITH DRIVE-CLIQ INTERFACE; PLAIN SHAFT, TOLERANCE N; W/O HOLDING BRAKE DEGREE OF PROTECTION IP65 FLANGE ON DRIVE END IP67 | 2614 | TEM | 1 | MC | 11.503 | 1
1FK70635AH711DG3 | SIMOTICS S SYNCHRONOUS SERVOMOTORS 1FK7 COMPACT, 11 NM, 100 K, 4500 RPM, 1,41KW NATURAL AIR COOLING, IM B5 (IM V1, IM V3) POWER/SIGNAL CONNECTORS CONN. CAN BE ROTATED BY 270 DEGR., INCREMENTAL ENCODER 2048 P/REV (ENCODER I-2048) WITH DRIVE-CLIQ INTERFACE; PLAIN SHAFT, TOLERANCE N; W/O HOLDING BRAKE DEGREE OF PROTECTION IP64; PAINT FINISH RAL7016 | 2562 | TEM | 1 | MC | 11.503 | 1
1FK70635AH711DG5 | SIMOTICS S SYNCHRONOUS SERVOMOTORS 1FK7 COMPACT, 11 NM, 100 K, 4500 RPM, 1,41KW NATURAL AIR COOLING, IM B5 (IM V1, IM V3) POWER/SIGNAL CONNECTORS CONN. CAN BE ROTATED BY 270 DEGR., INCREMENTAL ENCODER 2048 P/REV (ENCODER I-2048) WITH DRIVE-CLIQ INTERFACE; PLAIN SHAFT, TOLERANCE N; W/O HOLDING BRAKE DEGREE OF PROTECTION IP65 AS FLANGE IP67; PAINT FINISH RAL7016 | 2663 | TEM | 1 | MC | 11.503 | 1
1FK70635AH711DG8 | SIMOTICS S SYNCHRONOUS SERVOMOTORS 1FK7 COMPACT, 11 NM, 100 K, 4500 RPM, 1,41KW NATURAL AIR COOLING, IM B5 (IM V1, IM V3) POWER/SIGNAL CONNECTORS CONN. CAN BE ROTATED BY 270 DEGR., INCREMENTAL ENCODER 2048 P/REV (ENCODER I-2048) WITH DRIVE-CLIQ INTERFACE; PLAIN SHAFT, TOLERANCE N; W/O HOLDING BRAKE DEGREE OF PROTECTION IP65 IP67 D-END FLANGE; RAL7016 COATING; METALLIC RATING PLATE AT MOTOR | 2772 | TEM | 1 | MC | 11.503 | 1
1FK70635AH711DH0 | SIMOTICS S SYNCHRONOUS SERVOMOTORS 1FK7 COMPACT, 11 NM, 100 K, 4500 RPM, 1,41KW NATURAL AIR COOLING, IM B5 (IM V1, IM V3) POWER/SIGNAL CONNECTORS CONN. CAN BE ROTATED BY 270 DEGR., INCREMENTAL ENCODER 2048 P/REV (ENCODER I-2048) WITH DRIVE-CLIQ INTERFACE; PLAIN SHAFT, TOLERANCE N; WITH HOLDING BRAKE DEGREE OF PROTECTION IP64 | 2844 | TEM | 1 | MC | 12.802 | 1
1FK70635AH711DH2 | SIMOTICS S SYNCHRONOUS SERVOMOTORS 1FK7 COMPACT, 11 NM, 100 K, 4500 RPM, 1,41KW NATURAL AIR COOLING, IM B5 (IM V1, IM V3) POWER/SIGNAL CONNECTORS CONN. CAN BE ROTATED BY 270 DEGR., INCREMENTAL ENCODER 2048 P/REV (ENCODER I-2048) WITH DRIVE-CLIQ INTERFACE; PLAIN SHAFT, TOLERANCE N; WITH HOLDING BRAKE DEGREE OF PROTECTION IP65 FLANGE ON DRIVE END IP67 | 2946 | TEM | 1 | MC | 12.802 | 1
1FK70635AH711DH3 | SIMOTICS S SYNCHRONOUS SERVOMOTORS 1FK7 COMPACT, 11 NM, 100 K, 4500 RPM, 1,41KW NATURAL AIR COOLING, IM B5 (IM V1, IM V3) POWER/SIGNAL CONNECTORS CONN. CAN BE ROTATED BY 270 DEGR., INCREMENTAL ENCODER 2048 P/REV (ENCODER I-2048) WITH DRIVE-CLIQ INTERFACE; PLAIN SHAFT, TOLERANCE N; WITH HOLDING BRAKE DEGREE OF PROTECTION IP64; PAINT FINISH RAL7016 | 2893 | TEM | 1 | MC | 12.802 | 1
1FK70635AH711DH5 | SIMOTICS S SYNCHRONOUS SERVOMOTORS 1FK7 COMPACT, 11 NM, 100 K, 4500 RPM, 1,41KW NATURAL AIR COOLING, IM B5 (IM V1, IM V3) POWER/SIGNAL CONNECTORS CONN. CAN BE ROTATED BY 270 DEGR., INCREMENTAL ENCODER 2048 P/REV (ENCODER I-2048) WITH DRIVE-CLIQ INTERFACE; PLAIN SHAFT, TOLERANCE N; WITH HOLDING BRAKE DEGREE OF PROTECTION IP65 AS FLANGE IP67; PAINT FINISH RAL7016 | 2995 | TEM | 1 | MC | 12.802 | 1
1FK70635AH711DH8 | SIMOTICS S SYNCHRONOUS SERVOMOTORS 1FK7 COMPACT, 11 NM, 100 K, 4500 RPM, 1,41KW NATURAL AIR COOLING, IM B5 (IM V1, IM V3) POWER/SIGNAL CONNECTORS CONN. CAN BE ROTATED BY 270 DEGR., INCREMENTAL ENCODER 2048 P/REV (ENCODER I-2048) WITH DRIVE-CLIQ INTERFACE; PLAIN SHAFT, TOLERANCE N; WITH HOLDING BRAKE DEGREE OF PROTECTION IP65 IP67 D-END FLANGE; RAL7016 COATING; METALLIC RATING PLATE AT MOTOR | 3103 | TEM | 1 | MC | 12.802 | 1
1FK70635AH711EA0 | SIMOTICS S SYNCHRONOUS SERVOMOTORS 1FK7 COMPACT, 11 NM, 100 K, 4500 RPM, 1,41KW NATURAL AIR COOLING, IM B5 (IM V1, IM V3) POWER/SIGNAL CONNECTORS CONN. CAN BE ROTATED BY 270 DEGR., ABSOLUTE ENCODER ENDAT 2048 P/REV (ENCODER A-2048); PERFORMANCE REDUCTION BY 10% DUE TO ABSOLUTE ENCODER; SHAFT WITH FITTED KEY, TOLERANCE N; W/O HOLDING BRAKE DEGREE OF PROTECTION IP64 | 2748 | TEM | 1 | MC | 11.503 | 1
1FK70635AH711EA2 | SIMOTICS S SYNCHRONOUS SERVOMOTORS 1FK7 COMPACT, 11 NM, 100 K, 4500 RPM, 1,41KW NATURAL AIR COOLING, IM B5 (IM V1, IM V3) POWER/SIGNAL CONNECTORS CONN. CAN BE ROTATED BY 270 DEGR., ABSOLUTE ENCODER ENDAT 2048 P/REV (ENCODER A-2048); PERFORMANCE REDUCTION BY 10% DUE TO ABSOLUTE ENCODER; SHAFT WITH FITTED KEY, TOLERANCE N; W/O HOLDING BRAKE DEGREE OF PROTECTION IP65 FLANGE ON DRIVE END IP67 | 2850 | TEM | 1 | MC | 11.503 | 1
1FK70635AH711EA3 | SIMOTICS S SYNCHRONOUS SERVOMOTORS 1FK7 COMPACT, 11 NM, 100 K, 4500 RPM, 1,41KW NATURAL AIR COOLING, IM B5 (IM V1, IM V3) POWER/SIGNAL CONNECTORS CONN. CAN BE ROTATED BY 270 DEGR., ABSOLUTE ENCODER ENDAT 2048 P/REV (ENCODER A-2048); PERFORMANCE REDUCTION BY 10% DUE TO ABSOLUTE ENCODER; SHAFT WITH FITTED KEY, TOLERANCE N; W/O HOLDING BRAKE DEGREE OF PROTECTION IP64; PAINT FINISH RAL7016 | 2797 | TEM | 1 | MC | 11.503 | 1
1FK70635AH711EA5 | SIMOTICS S SYNCHRONOUS SERVOMOTORS 1FK7 COMPACT, 11 NM, 100 K, 4500 RPM, 1,41KW NATURAL AIR COOLING, IM B5 (IM V1, IM V3) POWER/SIGNAL CONNECTORS CONN. CAN BE ROTATED BY 270 DEGR., ABSOLUTE ENCODER ENDAT 2048 P/REV (ENCODER A-2048); PERFORMANCE REDUCTION BY 10% DUE TO ABSOLUTE ENCODER; SHAFT WITH FITTED KEY, TOLERANCE N; W/O HOLDING BRAKE DEGREE OF PROTECTION IP65 AS FLANGE IP67; PAINT FINISH RAL7016 | 2899 | TEM | 1 | MC | 11.503 | 1
1FK70635AH711EA8 | SIMOTICS S SYNCHRONOUS SERVOMOTORS 1FK7 COMPACT, 11 NM, 100 K, 4500 RPM, 1,41KW NATURAL AIR COOLING, IM B5 (IM V1, IM V3) POWER/SIGNAL CONNECTORS CONN. CAN BE ROTATED BY 270 DEGR., ABSOLUTE ENCODER ENDAT 2048 P/REV (ENCODER A-2048); PERFORMANCE REDUCTION BY 10% DUE TO ABSOLUTE ENCODER; SHAFT WITH FITTED KEY, TOLERANCE N; W/O HOLDING BRAKE DEGREE OF PROTECTION IP65 IP67 D-END FLANGE; RAL7016 COATING; METALLIC RATING PLATE AT MOTOR | 3007 | TEM | 1 | MC | 11.503 | 1
1FK70635AH711EB0 | SIMOTICS S SYNCHRONOUS SERVOMOTORS 1FK7 COMPACT, 11 NM, 100 K, 4500 RPM, 1,41KW NATURAL AIR COOLING, IM B5 (IM V1, IM V3) POWER/SIGNAL CONNECTORS CONN. CAN BE ROTATED BY 270 DEGR., ABSOLUTE ENCODER ENDAT 2048 P/REV (ENCODER A-2048); PERFORMANCE REDUCTION BY 10% DUE TO ABSOLUTE ENCODER; SHAFT WITH FITTED KEY, TOLERANCE N; WITH HOLDING BRAKE DEGREE OF PROTECTION IP64 | 3077 | TEM | 1 | MC | 12.802 | 1
1FK70635AH711EB2 | SIMOTICS S SYNCHRONOUS SERVOMOTORS 1FK7 COMPACT, 11 NM, 100 K, 4500 RPM, 1,41KW NATURAL AIR COOLING, IM B5 (IM V1, IM V3) POWER/SIGNAL CONNECTORS CONN. CAN BE ROTATED BY 270 DEGR., ABSOLUTE ENCODER ENDAT 2048 P/REV (ENCODER A-2048); PERFORMANCE REDUCTION BY 10% DUE TO ABSOLUTE ENCODER; SHAFT WITH FITTED KEY, TOLERANCE N; WITH HOLDING BRAKE DEGREE OF PROTECTION IP65 FLANGE ON DRIVE END IP67 | 3179 | TEM | 1 | MC | 12.802 | 1
1FK70635AH711EB3 | SIMOTICS S SYNCHRONOUS SERVOMOTORS 1FK7 COMPACT, 11 NM, 100 K, 4500 RPM, 1,41KW NATURAL AIR COOLING, IM B5 (IM V1, IM V3) POWER/SIGNAL CONNECTORS CONN. CAN BE ROTATED BY 270 DEGR., ABSOLUTE ENCODER ENDAT 2048 P/REV (ENCODER A-2048); PERFORMANCE REDUCTION BY 10% DUE TO ABSOLUTE ENCODER; SHAFT WITH FITTED KEY, TOLERANCE N; WITH HOLDING BRAKE DEGREE OF PROTECTION IP64; PAINT FINISH RAL7016 | 3126 | TEM | 1 | MC | 12.802 | 1
1FK70635AH711EB5 | SIMOTICS S SYNCHRONOUS SERVOMOTORS 1FK7 COMPACT, 11 NM, 100 K, 4500 RPM, 1,41KW NATURAL AIR COOLING, IM B5 (IM V1, IM V3) POWER/SIGNAL CONNECTORS CONN. CAN BE ROTATED BY 270 DEGR., ABSOLUTE ENCODER ENDAT 2048 P/REV (ENCODER A-2048); PERFORMANCE REDUCTION BY 10% DUE TO ABSOLUTE ENCODER; SHAFT WITH FITTED KEY, TOLERANCE N; WITH HOLDING BRAKE DEGREE OF PROTECTION IP65 AS FLANGE IP67; PAINT FINISH RAL7016 | 3228 | TEM | 1 | MC | 12.802 | 1
1FK70635AH711EB8 | SIMOTICS S SYNCHRONOUS SERVOMOTORS 1FK7 COMPACT, 11 NM, 100 K, 4500 RPM, 1,41KW NATURAL AIR COOLING, IM B5 (IM V1, IM V3) POWER/SIGNAL CONNECTORS CONN. CAN BE ROTATED BY 270 DEGR., ABSOLUTE ENCODER ENDAT 2048 P/REV (ENCODER A-2048); PERFORMANCE REDUCTION BY 10% DUE TO ABSOLUTE ENCODER; SHAFT WITH FITTED KEY, TOLERANCE N; WITH HOLDING BRAKE DEGREE OF PROTECTION IP65 IP67 D-END FLANGE; RAL7016 COATING; METALLIC RATING PLATE AT MOTOR | 3336 | TEM | 1 | MC | 12.802 | 1
1FK70635AH711EG0 | SIMOTICS S SYNCHRONOUS SERVOMOTORS 1FK7 COMPACT, 11 NM, 100 K, 4500 RPM, 1,41KW NATURAL AIR COOLING, IM B5 (IM V1, IM V3) POWER/SIGNAL CONNECTORS CONN. CAN BE ROTATED BY 270 DEGR., ABSOLUTE ENCODER ENDAT 2048 P/REV (ENCODER A-2048); PERFORMANCE REDUCTION BY 10% DUE TO ABSOLUTE ENCODER; PLAIN SHAFT, TOLERANCE N; W/O HOLDING BRAKE DEGREE OF PROTECTION IP64 | 2654 | TEM | 1 | MC | 11.503 | 1
1FK70635AH711EG2 | SIMOTICS S SYNCHRONOUS SERVOMOTORS 1FK7 COMPACT, 11 NM, 100 K, 4500 RPM, 1,41KW NATURAL AIR COOLING, IM B5 (IM V1, IM V3) POWER/SIGNAL CONNECTORS CONN. CAN BE ROTATED BY 270 DEGR., ABSOLUTE ENCODER ENDAT 2048 P/REV (ENCODER A-2048); PERFORMANCE REDUCTION BY 10% DUE TO ABSOLUTE ENCODER; PLAIN SHAFT, TOLERANCE N; W/O HOLDING BRAKE DEGREE OF PROTECTION IP65 FLANGE ON DRIVE END IP67 | 2756 | TEM | 1 | MC | 11.503 | 1
1FK70635AH711EG3 | SIMOTICS S SYNCHRONOUS SERVOMOTORS 1FK7 COMPACT, 11 NM, 100 K, 4500 RPM, 1,41KW NATURAL AIR COOLING, IM B5 (IM V1, IM V3) POWER/SIGNAL CONNECTORS CONN. CAN BE ROTATED BY 270 DEGR., ABSOLUTE ENCODER ENDAT 2048 P/REV (ENCODER A-2048); PERFORMANCE REDUCTION BY 10% DUE TO ABSOLUTE ENCODER; PLAIN SHAFT, TOLERANCE N; W/O HOLDING BRAKE DEGREE OF PROTECTION IP64; PAINT FINISH RAL7016 | 2704 | TEM | 1 | MC | 11.503 | 1
1FK70635AH711EG5 | SIMOTICS S SYNCHRONOUS SERVOMOTORS 1FK7 COMPACT, 11 NM, 100 K, 4500 RPM, 1,41KW NATURAL AIR COOLING, IM B5 (IM V1, IM V3) POWER/SIGNAL CONNECTORS CONN. CAN BE ROTATED BY 270 DEGR., ABSOLUTE ENCODER ENDAT 2048 P/REV (ENCODER A-2048); PERFORMANCE REDUCTION BY 10% DUE TO ABSOLUTE ENCODER; PLAIN SHAFT, TOLERANCE N; W/O HOLDING BRAKE DEGREE OF PROTECTION IP65 AS FLANGE IP67; PAINT FINISH RAL7016 | 2805 | TEM | 1 | MC | 11.503 | 1
1FK70635AH711EG8 | SIMOTICS S SYNCHRONOUS SERVOMOTORS 1FK7 COMPACT, 11 NM, 100 K, 4500 RPM, 1,41KW NATURAL AIR COOLING, IM B5 (IM V1, IM V3) POWER/SIGNAL CONNECTORS CONN. CAN BE ROTATED BY 270 DEGR., ABSOLUTE ENCODER ENDAT 2048 P/REV (ENCODER A-2048); PERFORMANCE REDUCTION BY 10% DUE TO ABSOLUTE ENCODER; PLAIN SHAFT, TOLERANCE N; W/O HOLDING BRAKE DEGREE OF PROTECTION IP65 IP67 D-END FLANGE; RAL7016 COATING; METALLIC RATING PLATE AT MOTOR | 2914 | TEM | 1 | MC | 11.503 | 1
1FK70635AH711EH0 | SIMOTICS S SYNCHRONOUS SERVOMOTORS 1FK7 COMPACT, 11 NM, 100 K, 4500 RPM, 1,41KW NATURAL AIR COOLING, IM B5 (IM V1, IM V3) POWER/SIGNAL CONNECTORS CONN. CAN BE ROTATED BY 270 DEGR., ABSOLUTE ENCODER ENDAT 2048 P/REV (ENCODER A-2048); PERFORMANCE REDUCTION BY 10% DUE TO ABSOLUTE ENCODER; PLAIN SHAFT, TOLERANCE N; WITH HOLDING BRAKE DEGREE OF PROTECTION IP64 | 2986 | TEM | 1 | MC | 12.802 | 1
1FK70635AH711EH2 | SIMOTICS S SYNCHRONOUS SERVOMOTORS 1FK7 COMPACT, 11 NM, 100 K, 4500 RPM, 1,41KW NATURAL AIR COOLING, IM B5 (IM V1, IM V3) POWER/SIGNAL CONNECTORS CONN. CAN BE ROTATED BY 270 DEGR., ABSOLUTE ENCODER ENDAT 2048 P/REV (ENCODER A-2048); PERFORMANCE REDUCTION BY 10% DUE TO ABSOLUTE ENCODER; PLAIN SHAFT, TOLERANCE N; WITH HOLDING BRAKE DEGREE OF PROTECTION IP65 FLANGE ON DRIVE END IP67 | 3087 | TEM | 1 | MC | 12.802 | 1
1FK70635AH711EH3 | SIMOTICS S SYNCHRONOUS SERVOMOTORS 1FK7 COMPACT, 11 NM, 100 K, 4500 RPM, 1,41KW NATURAL AIR COOLING, IM B5 (IM V1, IM V3) POWER/SIGNAL CONNECTORS CONN. CAN BE ROTATED BY 270 DEGR., ABSOLUTE ENCODER ENDAT 2048 P/REV (ENCODER A-2048); PERFORMANCE REDUCTION BY 10% DUE TO ABSOLUTE ENCODER; PLAIN SHAFT, TOLERANCE N; WITH HOLDING BRAKE DEGREE OF PROTECTION IP64; PAINT FINISH RAL7016 | 3035 | TEM | 1 | MC | 12.802 | 1
1FK70635AH711EH5 | SIMOTICS S SYNCHRONOUS SERVOMOTORS 1FK7 COMPACT, 11 NM, 100 K, 4500 RPM, 1,41KW NATURAL AIR COOLING, IM B5 (IM V1, IM V3) POWER/SIGNAL CONNECTORS CONN. CAN BE ROTATED BY 270 DEGR., ABSOLUTE ENCODER ENDAT 2048 P/REV (ENCODER A-2048); PERFORMANCE REDUCTION BY 10% DUE TO ABSOLUTE ENCODER; PLAIN SHAFT, TOLERANCE N; WITH HOLDING BRAKE DEGREE OF PROTECTION IP65 AS FLANGE IP67; PAINT FINISH RAL7016 | 3137 | TEM | 1 | MC | 12.802 | 1
1FK70635AH711EH8 | SIMOTICS S SYNCHRONOUS SERVOMOTORS 1FK7 COMPACT, 11 NM, 100 K, 4500 RPM, 1,41KW NATURAL AIR COOLING, IM B5 (IM V1, IM V3) POWER/SIGNAL CONNECTORS CONN. CAN BE ROTATED BY 270 DEGR., ABSOLUTE ENCODER ENDAT 2048 P/REV (ENCODER A-2048); PERFORMANCE REDUCTION BY 10% DUE TO ABSOLUTE ENCODER; PLAIN SHAFT, TOLERANCE N; WITH HOLDING BRAKE DEGREE OF PROTECTION IP65 IP67 D-END FLANGE; RAL7016 COATING; METALLIC RATING PLATE AT MOTOR | 3245 | TEM | 1 | MC | 12.802 | 1
1FK70635AH711FA0 | SIMOTICS S SYNCHRONOUS SERVOMOTORS 1FK7 COMPACT, 11 NM, 100 K, 4500 RPM, 1,41KW NATURAL AIR COOLING, IM B5 (IM V1, IM V3) POWER/SIGNAL CONNECTORS CONN. CAN BE ROTATED BY 270 DEGR., ABSOLUTE ENCODER 2048 P/REV (ENCODER A-2048) WITH DRIVE-CLIQ INTERFACE; PERFORMANCE REDUCTION BY 10% DUE TO ABSOLUTE ENCODER; SHAFT WITH FITTED KEY, TOLERANCE N; W/O HOLDING BRAKE DEGREE OF PROTECTION IP64 | 3007 | TEM | 1 | MC | 11.503 | 1
1FK70635AH711FA2 | SIMOTICS S SYNCHRONOUS SERVOMOTORS 1FK7 COMPACT, 11 NM, 100 K, 4500 RPM, 1,41KW NATURAL AIR COOLING, IM B5 (IM V1, IM V3) POWER/SIGNAL CONNECTORS CONN. CAN BE ROTATED BY 270 DEGR., ABSOLUTE ENCODER 2048 P/REV (ENCODER A-2048) WITH DRIVE-CLIQ INTERFACE; PERFORMANCE REDUCTION BY 10% DUE TO ABSOLUTE ENCODER; SHAFT WITH FITTED KEY, TOLERANCE N; W/O HOLDING BRAKE DEGREE OF PROTECTION IP65 FLANGE ON DRIVE END IP67 | 3109 | TEM | 1 | MC | 11.503 | 1
1FK70635AH711FA3 | SIMOTICS S SYNCHRONOUS SERVOMOTORS 1FK7 COMPACT, 11 NM, 100 K, 4500 RPM, 1,41KW NATURAL AIR COOLING, IM B5 (IM V1, IM V3) POWER/SIGNAL CONNECTORS CONN. CAN BE ROTATED BY 270 DEGR., ABSOLUTE ENCODER 2048 P/REV (ENCODER A-2048) WITH DRIVE-CLIQ INTERFACE; PERFORMANCE REDUCTION BY 10% DUE TO ABSOLUTE ENCODER; SHAFT WITH FITTED KEY, TOLERANCE N; W/O HOLDING BRAKE DEGREE OF PROTECTION IP64; PAINT FINISH RAL7016 | 3057 | TEM | 1 | MC | 11.503 | 1
1FK70635AH711FA5 | SIMOTICS S SYNCHRONOUS SERVOMOTORS 1FK7 COMPACT, 11 NM, 100 K, 4500 RPM, 1,41KW NATURAL AIR COOLING, IM B5 (IM V1, IM V3) POWER/SIGNAL CONNECTORS CONN. CAN BE ROTATED BY 270 DEGR., ABSOLUTE ENCODER 2048 P/REV (ENCODER A-2048) WITH DRIVE-CLIQ INTERFACE; PERFORMANCE REDUCTION BY 10% DUE TO ABSOLUTE ENCODER; SHAFT WITH FITTED KEY, TOLERANCE N; W/O HOLDING BRAKE DEGREE OF PROTECTION IP65 AS FLANGE IP67; PAINT FINISH RAL7016 | 3158 | TEM | 1 | MC | 11.503 | 1
1FK70635AH711FA8 | SIMOTICS S SYNCHRONOUS SERVOMOTORS 1FK7 COMPACT, 11 NM, 100 K, 4500 RPM, 1,41KW NATURAL AIR COOLING, IM B5 (IM V1, IM V3) POWER/SIGNAL CONNECTORS CONN. CAN BE ROTATED BY 270 DEGR., ABSOLUTE ENCODER 2048 P/REV (ENCODER A-2048) WITH DRIVE-CLIQ INTERFACE; PERFORMANCE REDUCTION BY 10% DUE TO ABSOLUTE ENCODER; SHAFT WITH FITTED KEY, TOLERANCE N; W/O HOLDING BRAKE DEGREE OF PROTECTION IP65 IP67 D-END FLANGE; RAL7016 COATING; METALLIC RATING PLATE AT MOTOR | 3267 | TEM | 1 | MC | 11.503 | 1
1FK70635AH711FB0 | SIMOTICS S SYNCHRONOUS SERVOMOTORS 1FK7 COMPACT, 11 NM, 100 K, 4500 RPM, 1,41KW NATURAL AIR COOLING, IM B5 (IM V1, IM V3) POWER/SIGNAL CONNECTORS CONN. CAN BE ROTATED BY 270 DEGR., ABSOLUTE ENCODER 2048 P/REV (ENCODER A-2048) WITH DRIVE-CLIQ INTERFACE; PERFORMANCE REDUCTION BY 10% DUE TO ABSOLUTE ENCODER; SHAFT WITH FITTED KEY, TOLERANCE N; WITH HOLDING BRAKE DEGREE OF PROTECTION IP64 | 3336 | TEM | 1 | MC | 12.802 | 1
1FK70635AH711FB2 | SIMOTICS S SYNCHRONOUS SERVOMOTORS 1FK7 COMPACT, 11 NM, 100 K, 4500 RPM, 1,41KW NATURAL AIR COOLING, IM B5 (IM V1, IM V3) POWER/SIGNAL CONNECTORS CONN. CAN BE ROTATED BY 270 DEGR., ABSOLUTE ENCODER 2048 P/REV (ENCODER A-2048) WITH DRIVE-CLIQ INTERFACE; PERFORMANCE REDUCTION BY 10% DUE TO ABSOLUTE ENCODER; SHAFT WITH FITTED KEY, TOLERANCE N; WITH HOLDING BRAKE DEGREE OF PROTECTION IP65 FLANGE ON DRIVE END IP67 | 3438 | TEM | 1 | MC | 12.802 | 1
1FK70635AH711FB3 | SIMOTICS S SYNCHRONOUS SERVOMOTORS 1FK7 COMPACT, 11 NM, 100 K, 4500 RPM, 1,41KW NATURAL AIR COOLING, IM B5 (IM V1, IM V3) POWER/SIGNAL CONNECTORS CONN. CAN BE ROTATED BY 270 DEGR., ABSOLUTE ENCODER 2048 P/REV (ENCODER A-2048) WITH DRIVE-CLIQ INTERFACE; PERFORMANCE REDUCTION BY 10% DUE TO ABSOLUTE ENCODER; SHAFT WITH FITTED KEY, TOLERANCE N; WITH HOLDING BRAKE DEGREE OF PROTECTION IP64; PAINT FINISH RAL7016 | 3386 | TEM | 1 | MC | 12.802 | 1
1FK70635AH711FB5 | SIMOTICS S SYNCHRONOUS SERVOMOTORS 1FK7 COMPACT, 11 NM, 100 K, 4500 RPM, 1,41KW NATURAL AIR COOLING, IM B5 (IM V1, IM V3) POWER/SIGNAL CONNECTORS CONN. CAN BE ROTATED BY 270 DEGR., ABSOLUTE ENCODER 2048 P/REV (ENCODER A-2048) WITH DRIVE-CLIQ INTERFACE; PERFORMANCE REDUCTION BY 10% DUE TO ABSOLUTE ENCODER; SHAFT WITH FITTED KEY, TOLERANCE N; WITH HOLDING BRAKE DEGREE OF PROTECTION IP65 AS FLANGE IP67; PAINT FINISH RAL7016 | 3487 | TEM | 1 | MC | 12.802 | 1
1FK70635AH711FB8 | SIMOTICS S SYNCHRONOUS SERVOMOTORS 1FK7 COMPACT, 11 NM, 100 K, 4500 RPM, 1,41KW NATURAL AIR COOLING, IM B5 (IM V1, IM V3) POWER/SIGNAL CONNECTORS CONN. CAN BE ROTATED BY 270 DEGR., ABSOLUTE ENCODER 2048 P/REV (ENCODER A-2048) WITH DRIVE-CLIQ INTERFACE; PERFORMANCE REDUCTION BY 10% DUE TO ABSOLUTE ENCODER; SHAFT WITH FITTED KEY, TOLERANCE N; WITH HOLDING BRAKE DEGREE OF PROTECTION IP65 IP67 D-END FLANGE; RAL7016 COATING; METALLIC RATING PLATE AT MOTOR | 3596 | TEM | 1 | MC | 12.802 | 1
1FK70635AH711FG0 | SIMOTICS S SYNCHRONOUS SERVOMOTORS 1FK7 COMPACT, 11 NM, 100 K, 4500 RPM, 1,41KW NATURAL AIR COOLING, IM B5 (IM V1, IM V3) POWER/SIGNAL CONNECTORS CONN. CAN BE ROTATED BY 270 DEGR., ABSOLUTE ENCODER 2048 P/REV (ENCODER A-2048) WITH DRIVE-CLIQ INTERFACE; PERFORMANCE REDUCTION BY 10% DUE TO ABSOLUTE ENCODER; PLAIN SHAFT, TOLERANCE N; W/O HOLDING BRAKE DEGREE OF PROTECTION IP64 | 2914 | TEM | 1 | MC | 11.503 | 1
1FK70635AH711FG2 | SIMOTICS S SYNCHRONOUS SERVOMOTORS 1FK7 COMPACT, 11 NM, 100 K, 4500 RPM, 1,41KW NATURAL AIR COOLING, IM B5 (IM V1, IM V3) POWER/SIGNAL CONNECTORS CONN. CAN BE ROTATED BY 270 DEGR., ABSOLUTE ENCODER 2048 P/REV (ENCODER A-2048) WITH DRIVE-CLIQ INTERFACE; PERFORMANCE REDUCTION BY 10% DUE TO ABSOLUTE ENCODER; PLAIN SHAFT, TOLERANCE N; W/O HOLDING BRAKE DEGREE OF PROTECTION IP65 FLANGE ON DRIVE END IP67 | 3015 | TEM | 1 | MC | 11.503 | 1
1FK70635AH711FG3 | SIMOTICS S SYNCHRONOUS SERVOMOTORS 1FK7 COMPACT, 11 NM, 100 K, 4500 RPM, 1,41KW NATURAL AIR COOLING, IM B5 (IM V1, IM V3) POWER/SIGNAL CONNECTORS CONN. CAN BE ROTATED BY 270 DEGR., ABSOLUTE ENCODER 2048 P/REV (ENCODER A-2048) WITH DRIVE-CLIQ INTERFACE; PERFORMANCE REDUCTION BY 10% DUE TO ABSOLUTE ENCODER; PLAIN SHAFT, TOLERANCE N; W/O HOLDING BRAKE DEGREE OF PROTECTION IP64; PAINT FINISH RAL7016 | 2963 | TEM | 1 | MC | 11.503 | 1
1FK70635AH711FG5 | SIMOTICS S SYNCHRONOUS SERVOMOTORS 1FK7 COMPACT, 11 NM, 100 K, 4500 RPM, 1,41KW NATURAL AIR COOLING, IM B5 (IM V1, IM V3) POWER/SIGNAL CONNECTORS CONN. CAN BE ROTATED BY 270 DEGR., ABSOLUTE ENCODER 2048 P/REV (ENCODER A-2048) WITH DRIVE-CLIQ INTERFACE; PERFORMANCE REDUCTION BY 10% DUE TO ABSOLUTE ENCODER; PLAIN SHAFT, TOLERANCE N; W/O HOLDING BRAKE DEGREE OF PROTECTION IP65 AS FLANGE IP67; PAINT FINISH RAL7016 | 3065 | TEM | 1 | MC | 11.503 | 1
1FK70635AH711FG8 | SIMOTICS S SYNCHRONOUS SERVOMOTORS 1FK7 COMPACT, 11 NM, 100 K, 4500 RPM, 1,41KW NATURAL AIR COOLING, IM B5 (IM V1, IM V3) POWER/SIGNAL CONNECTORS CONN. CAN BE ROTATED BY 270 DEGR., ABSOLUTE ENCODER 2048 P/REV (ENCODER A-2048) WITH DRIVE-CLIQ INTERFACE; PERFORMANCE REDUCTION BY 10% DUE TO ABSOLUTE ENCODER; PLAIN SHAFT, TOLERANCE N; W/O HOLDING BRAKE DEGREE OF PROTECTION IP65 IP67 D-END FLANGE; RAL7016 COATING; METALLIC RATING PLATE AT MOTOR | 3173 | TEM | 1 | MC | 11.503 | 1
1FK70635AH711FH0 | SIMOTICS S SYNCHRONOUS SERVOMOTORS 1FK7 COMPACT, 11 NM, 100 K, 4500 RPM, 1,41KW NATURAL AIR COOLING, IM B5 (IM V1, IM V3) POWER/SIGNAL CONNECTORS CONN. CAN BE ROTATED BY 270 DEGR., ABSOLUTE ENCODER 2048 P/REV (ENCODER A-2048) WITH DRIVE-CLIQ INTERFACE; PERFORMANCE REDUCTION BY 10% DUE TO ABSOLUTE ENCODER; PLAIN SHAFT, TOLERANCE N; WITH HOLDING BRAKE DEGREE OF PROTECTION IP64 | 3245 | TEM | 1 | MC | 12.802 | 1
1FK70635AH711FH2 | SIMOTICS S SYNCHRONOUS SERVOMOTORS 1FK7 COMPACT, 11 NM, 100 K, 4500 RPM, 1,41KW NATURAL AIR COOLING, IM B5 (IM V1, IM V3) POWER/SIGNAL CONNECTORS CONN. CAN BE ROTATED BY 270 DEGR., ABSOLUTE ENCODER 2048 P/REV (ENCODER A-2048) WITH DRIVE-CLIQ INTERFACE; PERFORMANCE REDUCTION BY 10% DUE TO ABSOLUTE ENCODER; PLAIN SHAFT, TOLERANCE N; WITH HOLDING BRAKE DEGREE OF PROTECTION IP65 FLANGE ON DRIVE END IP67 | 3347 | TEM | 1 | MC | 12.802 | 1
1FK70635AH711FH3 | SIMOTICS S SYNCHRONOUS SERVOMOTORS 1FK7 COMPACT, 11 NM, 100 K, 4500 RPM, 1,41KW NATURAL AIR COOLING, IM B5 (IM V1, IM V3) POWER/SIGNAL CONNECTORS CONN. CAN BE ROTATED BY 270 DEGR., ABSOLUTE ENCODER 2048 P/REV (ENCODER A-2048) WITH DRIVE-CLIQ INTERFACE; PERFORMANCE REDUCTION BY 10% DUE TO ABSOLUTE ENCODER; PLAIN SHAFT, TOLERANCE N; WITH HOLDING BRAKE DEGREE OF PROTECTION IP64; PAINT FINISH RAL7016 | 3294 | TEM | 1 | MC | 12.802 | 1
1FK70635AH711FH5 | SIMOTICS S SYNCHRONOUS SERVOMOTORS 1FK7 COMPACT, 11 NM, 100 K, 4500 RPM, 1,41KW NATURAL AIR COOLING, IM B5 (IM V1, IM V3) POWER/SIGNAL CONNECTORS CONN. CAN BE ROTATED BY 270 DEGR., ABSOLUTE ENCODER 2048 P/REV (ENCODER A-2048) WITH DRIVE-CLIQ INTERFACE; PERFORMANCE REDUCTION BY 10% DUE TO ABSOLUTE ENCODER; PLAIN SHAFT, TOLERANCE N; WITH HOLDING BRAKE DEGREE OF PROTECTION IP65 AS FLANGE IP67; PAINT FINISH RAL7016 | 3396 | TEM | 1 | MC | 12.802 | 1
1FK70635AH711FH8 | SIMOTICS S SYNCHRONOUS SERVOMOTORS 1FK7 COMPACT, 11 NM, 100 K, 4500 RPM, 1,41KW NATURAL AIR COOLING, IM B5 (IM V1, IM V3) POWER/SIGNAL CONNECTORS CONN. CAN BE ROTATED BY 270 DEGR., ABSOLUTE ENCODER 2048 P/REV (ENCODER A-2048) WITH DRIVE-CLIQ INTERFACE; PERFORMANCE REDUCTION BY 10% DUE TO ABSOLUTE ENCODER; PLAIN SHAFT, TOLERANCE N; WITH HOLDING BRAKE DEGREE OF PROTECTION IP65 IP67 D-END FLANGE; RAL7016 COATING; METALLIC RATING PLATE AT MOTOR | 3504 | TEM | 1 | MC | 12.802 | 1
1FK70635AH711GA0 | SIMOTICS S SYNCHRONOUS SERVOMOTORS 1FK7 COMPACT, 11 NM, 100 K, 4500 RPM, 1,41KW NATURAL AIR COOLING, IM B5 (IM V1, IM V3) POWER/SIGNAL CONNECTORS CONN. CAN BE ROTATED BY 270 DEGR., BASIC ABSOLUTE ENCODER 32 P/REV (ENCODER A-32); PERFORMANCE REDUCTION BY 10% DUE TO ABSOLUTE ENCODER; SHAFT WITH FITTED KEY, TOLERANCE N; W/O HOLDING BRAKE DEGREE OF PROTECTION IP64 | 2186 | TEM | 1 | MC | 11.503 | 1
1FK70635AH711GA2 | SIMOTICS S SYNCHRONOUS SERVOMOTORS 1FK7 COMPACT, 11 NM, 100 K, 4500 RPM, 1,41KW NATURAL AIR COOLING, IM B5 (IM V1, IM V3) POWER/SIGNAL CONNECTORS CONN. CAN BE ROTATED BY 270 DEGR., BASIC ABSOLUTE ENCODER 32 P/REV (ENCODER A-32); PERFORMANCE REDUCTION BY 10% DUE TO ABSOLUTE ENCODER; SHAFT WITH FITTED KEY, TOLERANCE N; W/O HOLDING BRAKE DEGREE OF PROTECTION IP65 FLANGE ON DRIVE END IP67 | 2288 | TEM | 1 | MC | 11.503 | 1
1FK70635AH711GA3 | SIMOTICS S SYNCHRONOUS SERVOMOTORS 1FK7 COMPACT, 11 NM, 100 K, 4500 RPM, 1,41KW NATURAL AIR COOLING, IM B5 (IM V1, IM V3) POWER/SIGNAL CONNECTORS CONN. CAN BE ROTATED BY 270 DEGR., BASIC ABSOLUTE ENCODER 32 P/REV (ENCODER A-32); PERFORMANCE REDUCTION BY 10% DUE TO ABSOLUTE ENCODER; SHAFT WITH FITTED KEY, TOLERANCE N; W/O HOLDING BRAKE DEGREE OF PROTECTION IP64; PAINT FINISH RAL7016 | 2235 | TEM | 1 | MC | 11.503 | 1
1FK70635AH711GA5 | SIMOTICS S SYNCHRONOUS SERVOMOTORS 1FK7 COMPACT, 11 NM, 100 K, 4500 RPM, 1,41KW NATURAL AIR COOLING, IM B5 (IM V1, IM V3) POWER/SIGNAL CONNECTORS CONN. CAN BE ROTATED BY 270 DEGR., BASIC ABSOLUTE ENCODER 32 P/REV (ENCODER A-32); PERFORMANCE REDUCTION BY 10% DUE TO ABSOLUTE ENCODER; SHAFT WITH FITTED KEY, TOLERANCE N; W/O HOLDING BRAKE DEGREE OF PROTECTION IP65 AS FLANGE IP67; PAINT FINISH RAL7016 | 2337 | TEM | 1 | MC | 11.503 | 1
1FK70635AH711GA8 | SIMOTICS S SYNCHRONOUS SERVOMOTORS 1FK7 COMPACT, 11 NM, 100 K, 4500 RPM, 1,41KW NATURAL AIR COOLING, IM B5 (IM V1, IM V3) POWER/SIGNAL CONNECTORS CONN. CAN BE ROTATED BY 270 DEGR., BASIC ABSOLUTE ENCODER 32 P/REV (ENCODER A-32); PERFORMANCE REDUCTION BY 10% DUE TO ABSOLUTE ENCODER; SHAFT WITH FITTED KEY, TOLERANCE N; W/O HOLDING BRAKE DEGREE OF PROTECTION IP65 IP67 D-END FLANGE; RAL7016 COATING; METALLIC RATING PLATE AT MOTOR | 2445 | TEM | 1 | MC | 11.503 | 1
1FK70635AH711GB0 | SIMOTICS S SYNCHRONOUS SERVOMOTORS 1FK7 COMPACT, 11 NM, 100 K, 4500 RPM, 1,41KW NATURAL AIR COOLING, IM B5 (IM V1, IM V3) POWER/SIGNAL CONNECTORS CONN. CAN BE ROTATED BY 270 DEGR., BASIC ABSOLUTE ENCODER 32 P/REV (ENCODER A-32); PERFORMANCE REDUCTION BY 10% DUE TO ABSOLUTE ENCODER; SHAFT WITH FITTED KEY, TOLERANCE N; WITH HOLDING BRAKE DEGREE OF PROTECTION IP64 | 2515 | TEM | 1 | MC | 12.802 | 1
1FK70635AH711GB2 | SIMOTICS S SYNCHRONOUS SERVOMOTORS 1FK7 COMPACT, 11 NM, 100 K, 4500 RPM, 1,41KW NATURAL AIR COOLING, IM B5 (IM V1, IM V3) POWER/SIGNAL CONNECTORS CONN. CAN BE ROTATED BY 270 DEGR., BASIC ABSOLUTE ENCODER 32 P/REV (ENCODER A-32); PERFORMANCE REDUCTION BY 10% DUE TO ABSOLUTE ENCODER; SHAFT WITH FITTED KEY, TOLERANCE N; WITH HOLDING BRAKE DEGREE OF PROTECTION IP65 FLANGE ON DRIVE END IP67 | 2617 | TEM | 1 | MC | 12.802 | 1
1FK70635AH711GB3 | SIMOTICS S SYNCHRONOUS SERVOMOTORS 1FK7 COMPACT, 11 NM, 100 K, 4500 RPM, 1,41KW NATURAL AIR COOLING, IM B5 (IM V1, IM V3) POWER/SIGNAL CONNECTORS CONN. CAN BE ROTATED BY 270 DEGR., BASIC ABSOLUTE ENCODER 32 P/REV (ENCODER A-32); PERFORMANCE REDUCTION BY 10% DUE TO ABSOLUTE ENCODER; SHAFT WITH FITTED KEY, TOLERANCE N; WITH HOLDING BRAKE DEGREE OF PROTECTION IP64; PAINT FINISH RAL7016 | 2564 | TEM | 1 | MC | 12.802 | 1
1FK70635AH711GB5 | SIMOTICS S SYNCHRONOUS SERVOMOTORS 1FK7 COMPACT, 11 NM, 100 K, 4500 RPM, 1,41KW NATURAL AIR COOLING, IM B5 (IM V1, IM V3) POWER/SIGNAL CONNECTORS CONN. CAN BE ROTATED BY 270 DEGR., BASIC ABSOLUTE ENCODER 32 P/REV (ENCODER A-32); PERFORMANCE REDUCTION BY 10% DUE TO ABSOLUTE ENCODER; SHAFT WITH FITTED KEY, TOLERANCE N; WITH HOLDING BRAKE DEGREE OF PROTECTION IP65 AS FLANGE IP67; PAINT FINISH RAL7016 | 2666 | TEM | 1 | MC | 12.802 | 1
1FK70635AH711GB8 | SIMOTICS S SYNCHRONOUS SERVOMOTORS 1FK7 COMPACT, 11 NM, 100 K, 4500 RPM, 1,41KW NATURAL AIR COOLING, IM B5 (IM V1, IM V3) POWER/SIGNAL CONNECTORS CONN. CAN BE ROTATED BY 270 DEGR., BASIC ABSOLUTE ENCODER 32 P/REV (ENCODER A-32); PERFORMANCE REDUCTION BY 10% DUE TO ABSOLUTE ENCODER; SHAFT WITH FITTED KEY, TOLERANCE N; WITH HOLDING BRAKE DEGREE OF PROTECTION IP65 IP67 D-END FLANGE; RAL7016 COATING; METALLIC RATING PLATE AT MOTOR | 2774 | TEM | 1 | MC | 12.802 | 1
1FK70635AH711GG0 | SIMOTICS S SYNCHRONOUS SERVOMOTORS 1FK7 COMPACT, 11 NM, 100 K, 4500 RPM, 1,41KW NATURAL AIR COOLING, IM B5 (IM V1, IM V3) POWER/SIGNAL CONNECTORS CONN. CAN BE ROTATED BY 270 DEGR., BASIC ABSOLUTE ENCODER 32 P/REV (ENCODER A-32); PERFORMANCE REDUCTION BY 10% DUE TO ABSOLUTE ENCODER; PLAIN SHAFT, TOLERANCE N; W/O HOLDING BRAKE DEGREE OF PROTECTION IP64 | 2092 | TEM | 1 | MC | 11.503 | 1
1FK70635AH711GG2 | SIMOTICS S SYNCHRONOUS SERVOMOTORS 1FK7 COMPACT, 11 NM, 100 K, 4500 RPM, 1,41KW NATURAL AIR COOLING, IM B5 (IM V1, IM V3) POWER/SIGNAL CONNECTORS CONN. CAN BE ROTATED BY 270 DEGR., BASIC ABSOLUTE ENCODER 32 P/REV (ENCODER A-32); PERFORMANCE REDUCTION BY 10% DUE TO ABSOLUTE ENCODER; PLAIN SHAFT, TOLERANCE N; W/O HOLDING BRAKE DEGREE OF PROTECTION IP65 FLANGE ON DRIVE END IP67 | 2194 | TEM | 1 | MC | 11.503 | 1
1FK70635AH711GG3 | SIMOTICS S SYNCHRONOUS SERVOMOTORS 1FK7 COMPACT, 11 NM, 100 K, 4500 RPM, 1,41KW NATURAL AIR COOLING, IM B5 (IM V1, IM V3) POWER/SIGNAL CONNECTORS CONN. CAN BE ROTATED BY 270 DEGR., BASIC ABSOLUTE ENCODER 32 P/REV (ENCODER A-32); PERFORMANCE REDUCTION BY 10% DUE TO ABSOLUTE ENCODER; PLAIN SHAFT, TOLERANCE N; W/O HOLDING BRAKE DEGREE OF PROTECTION IP64; PAINT FINISH RAL7016 | 2142 | TEM | 1 | MC | 11.503 | 1
1FK70635AH711GG5 | SIMOTICS S SYNCHRONOUS SERVOMOTORS 1FK7 COMPACT, 11 NM, 100 K, 4500 RPM, 1,41KW NATURAL AIR COOLING, IM B5 (IM V1, IM V3) POWER/SIGNAL CONNECTORS CONN. CAN BE ROTATED BY 270 DEGR., BASIC ABSOLUTE ENCODER 32 P/REV (ENCODER A-32); PERFORMANCE REDUCTION BY 10% DUE TO ABSOLUTE ENCODER; PLAIN SHAFT, TOLERANCE N; W/O HOLDING BRAKE DEGREE OF PROTECTION IP65 AS FLANGE IP67; PAINT FINISH RAL7016 | 2243 | TEM | 1 | MC | 11.503 | 1
1FK70635AH711GG8 | SIMOTICS S SYNCHRONOUS SERVOMOTORS 1FK7 COMPACT, 11 NM, 100 K, 4500 RPM, 1,41KW NATURAL AIR COOLING, IM B5 (IM V1, IM V3) POWER/SIGNAL CONNECTORS CONN. CAN BE ROTATED BY 270 DEGR., BASIC ABSOLUTE ENCODER 32 P/REV (ENCODER A-32); PERFORMANCE REDUCTION BY 10% DUE TO ABSOLUTE ENCODER; PLAIN SHAFT, TOLERANCE N; W/O HOLDING BRAKE DEGREE OF PROTECTION IP65 IP67 D-END FLANGE; RAL7016 COATING; METALLIC RATING PLATE AT MOTOR | 2352 | TEM | 1 | MC | 11.503 | 1
1FK70635AH711GH0 | SIMOTICS S SYNCHRONOUS SERVOMOTORS 1FK7 COMPACT, 11 NM, 100 K, 4500 RPM, 1,41KW NATURAL AIR COOLING, IM B5 (IM V1, IM V3) POWER/SIGNAL CONNECTORS CONN. CAN BE ROTATED BY 270 DEGR., BASIC ABSOLUTE ENCODER 32 P/REV (ENCODER A-32); PERFORMANCE REDUCTION BY 10% DUE TO ABSOLUTE ENCODER; PLAIN SHAFT, TOLERANCE N; WITH HOLDING BRAKE DEGREE OF PROTECTION IP64 | 2424 | TEM | 1 | MC | 12.802 | 1
1FK70635AH711GH2 | SIMOTICS S SYNCHRONOUS SERVOMOTORS 1FK7 COMPACT, 11 NM, 100 K, 4500 RPM, 1,41KW NATURAL AIR COOLING, IM B5 (IM V1, IM V3) POWER/SIGNAL CONNECTORS CONN. CAN BE ROTATED BY 270 DEGR., BASIC ABSOLUTE ENCODER 32 P/REV (ENCODER A-32); PERFORMANCE REDUCTION BY 10% DUE TO ABSOLUTE ENCODER; PLAIN SHAFT, TOLERANCE N; WITH HOLDING BRAKE DEGREE OF PROTECTION IP65 FLANGE ON DRIVE END IP67 | 2525 | TEM | 1 | MC | 12.802 | 1
1FK70635AH711GH3 | SIMOTICS S SYNCHRONOUS SERVOMOTORS 1FK7 COMPACT, 11 NM, 100 K, 4500 RPM, 1,41KW NATURAL AIR COOLING, IM B5 (IM V1, IM V3) POWER/SIGNAL CONNECTORS CONN. CAN BE ROTATED BY 270 DEGR., BASIC ABSOLUTE ENCODER 32 P/REV (ENCODER A-32); PERFORMANCE REDUCTION BY 10% DUE TO ABSOLUTE ENCODER; PLAIN SHAFT, TOLERANCE N; WITH HOLDING BRAKE DEGREE OF PROTECTION IP64; PAINT FINISH RAL7016 | 2473 | TEM | 1 | MC | 12.802 | 1
1FK70635AH711GH5 | SIMOTICS S SYNCHRONOUS SERVOMOTORS 1FK7 COMPACT, 11 NM, 100 K, 4500 RPM, 1,41KW NATURAL AIR COOLING, IM B5 (IM V1, IM V3) POWER/SIGNAL CONNECTORS CONN. CAN BE ROTATED BY 270 DEGR., BASIC ABSOLUTE ENCODER 32 P/REV (ENCODER A-32); PERFORMANCE REDUCTION BY 10% DUE TO ABSOLUTE ENCODER; PLAIN SHAFT, TOLERANCE N; WITH HOLDING BRAKE DEGREE OF PROTECTION IP65 AS FLANGE IP67; PAINT FINISH RAL7016 | 2575 | TEM | 1 | MC | 12.802 | 1
1FK70635AH711GH8 | SIMOTICS S SYNCHRONOUS SERVOMOTORS 1FK7 COMPACT, 11 NM, 100 K, 4500 RPM, 1,41KW NATURAL AIR COOLING, IM B5 (IM V1, IM V3) POWER/SIGNAL CONNECTORS CONN. CAN BE ROTATED BY 270 DEGR., BASIC ABSOLUTE ENCODER 32 P/REV (ENCODER A-32); PERFORMANCE REDUCTION BY 10% DUE TO ABSOLUTE ENCODER; PLAIN SHAFT, TOLERANCE N; WITH HOLDING BRAKE DEGREE OF PROTECTION IP65 IP67 D-END FLANGE; RAL7016 COATING; METALLIC RATING PLATE AT MOTOR | 2683 | TEM | 1 | MC | 12.802 | 1
1FK70635AH711KA0 | SIMOTICS S SYNCHRONOUS SERVOMOTORS 1FK7 COMPACT, 11 NM, 100 K, 4500 RPM, 1,41KW NATURAL AIR COOLING, IM B5 (IM V1, IM V3) POWER/SIGNAL CONNECTORS CONN. CAN BE ROTATED BY 270 DEGR., BASIC ABSOLUTE ENCODER 32 P/REV (ENCODER A-32) WITH DRIVE-CLIQ INTERFACE; PERFORMANCE REDUCTION BY 10% DUE TO ABSOLUTE ENCODER; SHAFT WITH FITTED KEY, TOLERANCE N; W/O HOLDING BRAKE DEGREE OF PROTECTION IP64 | 2445 | TEM | 1 | MC | 11.503 | 1
1FK70635AH711KA2 | SIMOTICS S SYNCHRONOUS SERVOMOTORS 1FK7 COMPACT, 11 NM, 100 K, 4500 RPM, 1,41KW NATURAL AIR COOLING, IM B5 (IM V1, IM V3) POWER/SIGNAL CONNECTORS CONN. CAN BE ROTATED BY 270 DEGR., BASIC ABSOLUTE ENCODER 32 P/REV (ENCODER A-32) WITH DRIVE-CLIQ INTERFACE; PERFORMANCE REDUCTION BY 10% DUE TO ABSOLUTE ENCODER; SHAFT WITH FITTED KEY, TOLERANCE N; W/O HOLDING BRAKE DEGREE OF PROTECTION IP65 FLANGE ON DRIVE END IP67 | 2547 | TEM | 1 | MC | 11.503 | 1
1FK70635AH711KA3 | SIMOTICS S SYNCHRONOUS SERVOMOTORS 1FK7 COMPACT, 11 NM, 100 K, 4500 RPM, 1,41KW NATURAL AIR COOLING, IM B5 (IM V1, IM V3) POWER/SIGNAL CONNECTORS CONN. CAN BE ROTATED BY 270 DEGR., BASIC ABSOLUTE ENCODER 32 P/REV (ENCODER A-32) WITH DRIVE-CLIQ INTERFACE; PERFORMANCE REDUCTION BY 10% DUE TO ABSOLUTE ENCODER; SHAFT WITH FITTED KEY, TOLERANCE N; W/O HOLDING BRAKE DEGREE OF PROTECTION IP64; PAINT FINISH RAL7016 | 2495 | TEM | 1 | MC | 11.503 | 1
1FK70635AH711KA5 | SIMOTICS S SYNCHRONOUS SERVOMOTORS 1FK7 COMPACT, 11 NM, 100 K, 4500 RPM, 1,41KW NATURAL AIR COOLING, IM B5 (IM V1, IM V3) POWER/SIGNAL CONNECTORS CONN. CAN BE ROTATED BY 270 DEGR., BASIC ABSOLUTE ENCODER 32 P/REV (ENCODER A-32) WITH DRIVE-CLIQ INTERFACE; PERFORMANCE REDUCTION BY 10% DUE TO ABSOLUTE ENCODER; SHAFT WITH FITTED KEY, TOLERANCE N; W/O HOLDING BRAKE DEGREE OF PROTECTION IP65 AS FLANGE IP67; PAINT FINISH RAL7016 | 2596 | TEM | 1 | MC | 11.503 | 1
1FK70635AH711KA8 | SIMOTICS S SYNCHRONOUS SERVOMOTORS 1FK7 COMPACT, 11 NM, 100 K, 4500 RPM, 1,41KW NATURAL AIR COOLING, IM B5 (IM V1, IM V3) POWER/SIGNAL CONNECTORS CONN. CAN BE ROTATED BY 270 DEGR., BASIC ABSOLUTE ENCODER 32 P/REV (ENCODER A-32) WITH DRIVE-CLIQ INTERFACE; PERFORMANCE REDUCTION BY 10% DUE TO ABSOLUTE ENCODER; SHAFT WITH FITTED KEY, TOLERANCE N; W/O HOLDING BRAKE DEGREE OF PROTECTION IP65 IP67 D-END FLANGE; RAL7016 COATING; METALLIC RATING PLATE AT MOTOR | 2705 | TEM | 1 | MC | 11.503 | 1
1FK70635AH711KB0 | SIMOTICS S SYNCHRONOUS SERVOMOTORS 1FK7 COMPACT, 11 NM, 100 K, 4500 RPM, 1,41KW NATURAL AIR COOLING, IM B5 (IM V1, IM V3) POWER/SIGNAL CONNECTORS CONN. CAN BE ROTATED BY 270 DEGR., BASIC ABSOLUTE ENCODER 32 P/REV (ENCODER A-32) WITH DRIVE-CLIQ INTERFACE; PERFORMANCE REDUCTION BY 10% DUE TO ABSOLUTE ENCODER; SHAFT WITH FITTED KEY, TOLERANCE N; WITH HOLDING BRAKE DEGREE OF PROTECTION IP64 | 2774 | TEM | 1 | MC | 12.802 | 1
1FK70635AH711KB2 | SIMOTICS S SYNCHRONOUS SERVOMOTORS 1FK7 COMPACT, 11 NM, 100 K, 4500 RPM, 1,41KW NATURAL AIR COOLING, IM B5 (IM V1, IM V3) POWER/SIGNAL CONNECTORS CONN. CAN BE ROTATED BY 270 DEGR., BASIC ABSOLUTE ENCODER 32 P/REV (ENCODER A-32) WITH DRIVE-CLIQ INTERFACE; PERFORMANCE REDUCTION BY 10% DUE TO ABSOLUTE ENCODER; SHAFT WITH FITTED KEY, TOLERANCE N; WITH HOLDING BRAKE DEGREE OF PROTECTION IP65 FLANGE ON DRIVE END IP67 | 2876 | TEM | 1 | MC | 12.802 | 1
1FK70635AH711KB3 | SIMOTICS S SYNCHRONOUS SERVOMOTORS 1FK7 COMPACT, 11 NM, 100 K, 4500 RPM, 1,41KW NATURAL AIR COOLING, IM B5 (IM V1, IM V3) POWER/SIGNAL CONNECTORS CONN. CAN BE ROTATED BY 270 DEGR., BASIC ABSOLUTE ENCODER 32 P/REV (ENCODER A-32) WITH DRIVE-CLIQ INTERFACE; PERFORMANCE REDUCTION BY 10% DUE TO ABSOLUTE ENCODER; SHAFT WITH FITTED KEY, TOLERANCE N; WITH HOLDING BRAKE DEGREE OF PROTECTION IP64; PAINT FINISH RAL7016 | 2824 | TEM | 1 | MC | 12.802 | 1
1FK70635AH711KB5 | SIMOTICS S SYNCHRONOUS SERVOMOTORS 1FK7 COMPACT, 11 NM, 100 K, 4500 RPM, 1,41KW NATURAL AIR COOLING, IM B5 (IM V1, IM V3) POWER/SIGNAL CONNECTORS CONN. CAN BE ROTATED BY 270 DEGR., BASIC ABSOLUTE ENCODER 32 P/REV (ENCODER A-32) WITH DRIVE-CLIQ INTERFACE; PERFORMANCE REDUCTION BY 10% DUE TO ABSOLUTE ENCODER; SHAFT WITH FITTED KEY, TOLERANCE N; WITH HOLDING BRAKE DEGREE OF PROTECTION IP65 AS FLANGE IP67; PAINT FINISH RAL7016 | 2925 | TEM | 1 | MC | 12.802 | 1
1FK70635AH711KB8 | SIMOTICS S SYNCHRONOUS SERVOMOTORS 1FK7 COMPACT, 11 NM, 100 K, 4500 RPM, 1,41KW NATURAL AIR COOLING, IM B5 (IM V1, IM V3) POWER/SIGNAL CONNECTORS CONN. CAN BE ROTATED BY 270 DEGR., BASIC ABSOLUTE ENCODER 32 P/REV (ENCODER A-32) WITH DRIVE-CLIQ INTERFACE; PERFORMANCE REDUCTION BY 10% DUE TO ABSOLUTE ENCODER; SHAFT WITH FITTED KEY, TOLERANCE N; WITH HOLDING BRAKE DEGREE OF PROTECTION IP65 IP67 D-END FLANGE; RAL7016 COATING; METALLIC RATING PLATE AT MOTOR | 3034 | TEM | 1 | MC | 12.802 | 1
1FK70635AH711KG0 | SIMOTICS S SYNCHRONOUS SERVOMOTORS 1FK7 COMPACT, 11 NM, 100 K, 4500 RPM, 1,41KW NATURAL AIR COOLING, IM B5 (IM V1, IM V3) POWER/SIGNAL CONNECTORS CONN. CAN BE ROTATED BY 270 DEGR., BASIC ABSOLUTE ENCODER 32 P/REV (ENCODER A-32) WITH DRIVE-CLIQ INTERFACE; PERFORMANCE REDUCTION BY 10% DUE TO ABSOLUTE ENCODER; PLAIN SHAFT, TOLERANCE N; W/O HOLDING BRAKE DEGREE OF PROTECTION IP64 | 2352 | TEM | 1 | MC | 11.503 | 1
1FK70635AH711KG2 | SIMOTICS S SYNCHRONOUS SERVOMOTORS 1FK7 COMPACT, 11 NM, 100 K, 4500 RPM, 1,41KW NATURAL AIR COOLING, IM B5 (IM V1, IM V3) POWER/SIGNAL CONNECTORS CONN. CAN BE ROTATED BY 270 DEGR., BASIC ABSOLUTE ENCODER 32 P/REV (ENCODER A-32) WITH DRIVE-CLIQ INTERFACE; PERFORMANCE REDUCTION BY 10% DUE TO ABSOLUTE ENCODER; PLAIN SHAFT, TOLERANCE N; W/O HOLDING BRAKE DEGREE OF PROTECTION IP65 FLANGE ON DRIVE END IP67 | 2453 | TEM | 1 | MC | 11.503 | 1
1FK70635AH711KG3 | SIMOTICS S SYNCHRONOUS SERVOMOTORS 1FK7 COMPACT, 11 NM, 100 K, 4500 RPM, 1,41KW NATURAL AIR COOLING, IM B5 (IM V1, IM V3) POWER/SIGNAL CONNECTORS CONN. CAN BE ROTATED BY 270 DEGR., BASIC ABSOLUTE ENCODER 32 P/REV (ENCODER A-32) WITH DRIVE-CLIQ INTERFACE; PERFORMANCE REDUCTION BY 10% DUE TO ABSOLUTE ENCODER; PLAIN SHAFT, TOLERANCE N; W/O HOLDING BRAKE DEGREE OF PROTECTION IP64; PAINT FINISH RAL7016 | 2401 | TEM | 1 | MC | 11.503 | 1
1FK70635AH711KG5 | SIMOTICS S SYNCHRONOUS SERVOMOTORS 1FK7 COMPACT, 11 NM, 100 K, 4500 RPM, 1,41KW NATURAL AIR COOLING, IM B5 (IM V1, IM V3) POWER/SIGNAL CONNECTORS CONN. CAN BE ROTATED BY 270 DEGR., BASIC ABSOLUTE ENCODER 32 P/REV (ENCODER A-32) WITH DRIVE-CLIQ INTERFACE; PERFORMANCE REDUCTION BY 10% DUE TO ABSOLUTE ENCODER; PLAIN SHAFT, TOLERANCE N; W/O HOLDING BRAKE DEGREE OF PROTECTION IP65 AS FLANGE IP67; PAINT FINISH RAL7016 | 2503 | TEM | 1 | MC | 11.503 | 1
1FK70635AH711KG8 | SIMOTICS S SYNCHRONOUS SERVOMOTORS 1FK7 COMPACT, 11 NM, 100 K, 4500 RPM, 1,41KW NATURAL AIR COOLING, IM B5 (IM V1, IM V3) POWER/SIGNAL CONNECTORS CONN. CAN BE ROTATED BY 270 DEGR., BASIC ABSOLUTE ENCODER 32 P/REV (ENCODER A-32) WITH DRIVE-CLIQ INTERFACE; PERFORMANCE REDUCTION BY 10% DUE TO ABSOLUTE ENCODER; PLAIN SHAFT, TOLERANCE N; W/O HOLDING BRAKE DEGREE OF PROTECTION IP65 IP67 D-END FLANGE; RAL7016 COATING; METALLIC RATING PLATE AT MOTOR | 2611 | TEM | 1 | MC | 11.503 | 1
1FK70635AH711KH0 | SIMOTICS S SYNCHRONOUS SERVOMOTORS 1FK7 COMPACT, 11 NM, 100 K, 4500 RPM, 1,41KW NATURAL AIR COOLING, IM B5 (IM V1, IM V3) POWER/SIGNAL CONNECTORS CONN. CAN BE ROTATED BY 270 DEGR., BASIC ABSOLUTE ENCODER 32 P/REV (ENCODER A-32) WITH DRIVE-CLIQ INTERFACE; PERFORMANCE REDUCTION BY 10% DUE TO ABSOLUTE ENCODER; PLAIN SHAFT, TOLERANCE N; WITH HOLDING BRAKE DEGREE OF PROTECTION IP64 | 2683 | TEM | 1 | MC | 12.802 | 1
1FK70635AH711KH2 | SIMOTICS S SYNCHRONOUS SERVOMOTORS 1FK7 COMPACT, 11 NM, 100 K, 4500 RPM, 1,41KW NATURAL AIR COOLING, IM B5 (IM V1, IM V3) POWER/SIGNAL CONNECTORS CONN. CAN BE ROTATED BY 270 DEGR., BASIC ABSOLUTE ENCODER 32 P/REV (ENCODER A-32) WITH DRIVE-CLIQ INTERFACE; PERFORMANCE REDUCTION BY 10% DUE TO ABSOLUTE ENCODER; PLAIN SHAFT, TOLERANCE N; WITH HOLDING BRAKE DEGREE OF PROTECTION IP65 FLANGE ON DRIVE END IP67 | 2785 | TEM | 1 | MC | 12.802 | 1
1FK70635AH711KH3 | SIMOTICS S SYNCHRONOUS SERVOMOTORS 1FK7 COMPACT, 11 NM, 100 K, 4500 RPM, 1,41KW NATURAL AIR COOLING, IM B5 (IM V1, IM V3) POWER/SIGNAL CONNECTORS CONN. CAN BE ROTATED BY 270 DEGR., BASIC ABSOLUTE ENCODER 32 P/REV (ENCODER A-32) WITH DRIVE-CLIQ INTERFACE; PERFORMANCE REDUCTION BY 10% DUE TO ABSOLUTE ENCODER; PLAIN SHAFT, TOLERANCE N; WITH HOLDING BRAKE DEGREE OF PROTECTION IP64; PAINT FINISH RAL7016 | 2732 | TEM | 1 | MC | 12.802 | 1
1FK70635AH711KH5 | SIMOTICS S SYNCHRONOUS SERVOMOTORS 1FK7 COMPACT, 11 NM, 100 K, 4500 RPM, 1,41KW NATURAL AIR COOLING, IM B5 (IM V1, IM V3) POWER/SIGNAL CONNECTORS CONN. CAN BE ROTATED BY 270 DEGR., BASIC ABSOLUTE ENCODER 32 P/REV (ENCODER A-32) WITH DRIVE-CLIQ INTERFACE; PERFORMANCE REDUCTION BY 10% DUE TO ABSOLUTE ENCODER; PLAIN SHAFT, TOLERANCE N; WITH HOLDING BRAKE DEGREE OF PROTECTION IP65 AS FLANGE IP67; PAINT FINISH RAL7016 | 2834 | TEM | 1 | MC | 12.802 | 1
1FK70635AH711KH8 | SIMOTICS S SYNCHRONOUS SERVOMOTORS 1FK7 COMPACT, 11 NM, 100 K, 4500 RPM, 1,41KW NATURAL AIR COOLING, IM B5 (IM V1, IM V3) POWER/SIGNAL CONNECTORS CONN. CAN BE ROTATED BY 270 DEGR., BASIC ABSOLUTE ENCODER 32 P/REV (ENCODER A-32) WITH DRIVE-CLIQ INTERFACE; PERFORMANCE REDUCTION BY 10% DUE TO ABSOLUTE ENCODER; PLAIN SHAFT, TOLERANCE N; WITH HOLDING BRAKE DEGREE OF PROTECTION IP65 IP67 D-END FLANGE; RAL7016 COATING; METALLIC RATING PLATE AT MOTOR | 2943 | TEM | 1 | MC | 12.802 | 1
1FK70635AH711PA0 | SIMOTICS S SYNCHRONOUS SERVOMOTORS 1FK7 COMPACT, 11 NM, 100 K, 4500 RPM, 1,41KW NATURAL AIR COOLING, IM B5 (IM V1, IM V3) POWER/SIGNAL CONNECTORS CONN. CAN BE ROTATED BY 270 DEGR., RESOLVER 2-POLE (RESOLVER P=1) WITH DRIVE-CLIQ INTERFACE; SHAFT WITH FITTED KEY, TOLERANCE N; W/O HOLDING BRAKE DEGREE OF PROTECTION IP64 | 1970 | TEM | 1 | MC | 11.503 | 1
1FK70635AH711PA2 | SIMOTICS S SYNCHRONOUS SERVOMOTORS 1FK7 COMPACT, 11 NM, 100 K, 4500 RPM, 1,41KW NATURAL AIR COOLING, IM B5 (IM V1, IM V3) POWER/SIGNAL CONNECTORS CONN. CAN BE ROTATED BY 270 DEGR., RESOLVER 2-POLE (RESOLVER P=1) WITH DRIVE-CLIQ INTERFACE; SHAFT WITH FITTED KEY, TOLERANCE N; W/O HOLDING BRAKE DEGREE OF PROTECTION IP65 FLANGE ON DRIVE END IP67 | 2071 | TEM | 1 | MC | 11.503 | 1
1FK70635AH711PA3 | SIMOTICS S SYNCHRONOUS SERVOMOTORS 1FK7 COMPACT, 11 NM, 100 K, 4500 RPM, 1,41KW NATURAL AIR COOLING, IM B5 (IM V1, IM V3) POWER/SIGNAL CONNECTORS CONN. CAN BE ROTATED BY 270 DEGR., RESOLVER 2-POLE (RESOLVER P=1) WITH DRIVE-CLIQ INTERFACE; SHAFT WITH FITTED KEY, TOLERANCE N; W/O HOLDING BRAKE DEGREE OF PROTECTION IP64; PAINT FINISH RAL7016 | 2019 | TEM | 1 | MC | 11.503 | 1
1FK70635AH711PA5 | SIMOTICS S SYNCHRONOUS SERVOMOTORS 1FK7 COMPACT, 11 NM, 100 K, 4500 RPM, 1,41KW NATURAL AIR COOLING, IM B5 (IM V1, IM V3) POWER/SIGNAL CONNECTORS CONN. CAN BE ROTATED BY 270 DEGR., RESOLVER 2-POLE (RESOLVER P=1) WITH DRIVE-CLIQ INTERFACE; SHAFT WITH FITTED KEY, TOLERANCE N; W/O HOLDING BRAKE DEGREE OF PROTECTION IP65 AS FLANGE IP67; PAINT FINISH RAL7016 | 2121 | TEM | 1 | MC | 11.503 | 1
1FK70635AH711PA8 | SIMOTICS S SYNCHRONOUS SERVOMOTORS 1FK7 COMPACT, 11 NM, 100 K, 4500 RPM, 1,41KW NATURAL AIR COOLING, IM B5 (IM V1, IM V3) POWER/SIGNAL CONNECTORS CONN. CAN BE ROTATED BY 270 DEGR., RESOLVER 2-POLE (RESOLVER P=1) WITH DRIVE-CLIQ INTERFACE; SHAFT WITH FITTED KEY, TOLERANCE N; W/O HOLDING BRAKE DEGREE OF PROTECTION IP65 IP67 D-END FLANGE; RAL7016 COATING; METALLIC RATING PLATE AT MOTOR | 2229 | TEM | 1 | MC | 11.503 | 1
1FK70635AH711PB0 | SIMOTICS S SYNCHRONOUS SERVOMOTORS 1FK7 COMPACT, 11 NM, 100 K, 4500 RPM, 1,41KW NATURAL AIR COOLING, IM B5 (IM V1, IM V3) POWER/SIGNAL CONNECTORS CONN. CAN BE ROTATED BY 270 DEGR., RESOLVER 2-POLE (RESOLVER P=1) WITH DRIVE-CLIQ INTERFACE; SHAFT WITH FITTED KEY, TOLERANCE N; WITH HOLDING BRAKE DEGREE OF PROTECTION IP64 | 2299 | TEM | 1 | MC | 12.802 | 1
1FK70635AH711PB2 | SIMOTICS S SYNCHRONOUS SERVOMOTORS 1FK7 COMPACT, 11 NM, 100 K, 4500 RPM, 1,41KW NATURAL AIR COOLING, IM B5 (IM V1, IM V3) POWER/SIGNAL CONNECTORS CONN. CAN BE ROTATED BY 270 DEGR., RESOLVER 2-POLE (RESOLVER P=1) WITH DRIVE-CLIQ INTERFACE; SHAFT WITH FITTED KEY, TOLERANCE N; WITH HOLDING BRAKE DEGREE OF PROTECTION IP65 FLANGE ON DRIVE END IP67 | 2400 | TEM | 1 | MC | 12.802 | 1
1FK70635AH711PB3 | SIMOTICS S SYNCHRONOUS SERVOMOTORS 1FK7 COMPACT, 11 NM, 100 K, 4500 RPM, 1,41KW NATURAL AIR COOLING, IM B5 (IM V1, IM V3) POWER/SIGNAL CONNECTORS CONN. CAN BE ROTATED BY 270 DEGR., RESOLVER 2-POLE (RESOLVER P=1) WITH DRIVE-CLIQ INTERFACE; SHAFT WITH FITTED KEY, TOLERANCE N; WITH HOLDING BRAKE DEGREE OF PROTECTION IP64; PAINT FINISH RAL7016 | 2348 | TEM | 1 | MC | 12.802 | 1
1FK70635AH711PB5 | SIMOTICS S SYNCHRONOUS SERVOMOTORS 1FK7 COMPACT, 11 NM, 100 K, 4500 RPM, 1,41KW NATURAL AIR COOLING, IM B5 (IM V1, IM V3) POWER/SIGNAL CONNECTORS CONN. CAN BE ROTATED BY 270 DEGR., RESOLVER 2-POLE (RESOLVER P=1) WITH DRIVE-CLIQ INTERFACE; SHAFT WITH FITTED KEY, TOLERANCE N; WITH HOLDING BRAKE DEGREE OF PROTECTION IP65 AS FLANGE IP67; PAINT FINISH RAL7016 | 2450 | TEM | 1 | MC | 12.802 | 1
1FK70635AH711PB8 | SIMOTICS S SYNCHRONOUS SERVOMOTORS 1FK7 COMPACT, 11 NM, 100 K, 4500 RPM, 1,41KW NATURAL AIR COOLING, IM B5 (IM V1, IM V3) POWER/SIGNAL CONNECTORS CONN. CAN BE ROTATED BY 270 DEGR., RESOLVER 2-POLE (RESOLVER P=1) WITH DRIVE-CLIQ INTERFACE; SHAFT WITH FITTED KEY, TOLERANCE N; WITH HOLDING BRAKE DEGREE OF PROTECTION IP65 IP67 D-END FLANGE; RAL7016 COATING; METALLIC RATING PLATE AT MOTOR | 2558 | TEM | 1 | MC | 12.802 | 1
1FK70635AH711PG0 | SIMOTICS S SYNCHRONOUS SERVOMOTORS 1FK7 COMPACT, 11 NM, 100 K, 4500 RPM, 1,41KW NATURAL AIR COOLING, IM B5 (IM V1, IM V3) POWER/SIGNAL CONNECTORS CONN. CAN BE ROTATED BY 270 DEGR., RESOLVER 2-POLE (RESOLVER P=1) WITH DRIVE-CLIQ INTERFACE; PLAIN SHAFT, TOLERANCE N; W/O HOLDING BRAKE DEGREE OF PROTECTION IP64 | 1876 | TEM | 1 | MC | 11.503 | 1
1FK70635AH711PG2 | SIMOTICS S SYNCHRONOUS SERVOMOTORS 1FK7 COMPACT, 11 NM, 100 K, 4500 RPM, 1,41KW NATURAL AIR COOLING, IM B5 (IM V1, IM V3) POWER/SIGNAL CONNECTORS CONN. CAN BE ROTATED BY 270 DEGR., RESOLVER 2-POLE (RESOLVER P=1) WITH DRIVE-CLIQ INTERFACE; PLAIN SHAFT, TOLERANCE N; W/O HOLDING BRAKE DEGREE OF PROTECTION IP65 FLANGE ON DRIVE END IP67 | 1978 | TEM | 1 | MC | 11.503 | 1
1FK70635AH711PG3 | SIMOTICS S SYNCHRONOUS SERVOMOTORS 1FK7 COMPACT, 11 NM, 100 K, 4500 RPM, 1,41KW NATURAL AIR COOLING, IM B5 (IM V1, IM V3) POWER/SIGNAL CONNECTORS CONN. CAN BE ROTATED BY 270 DEGR., RESOLVER 2-POLE (RESOLVER P=1) WITH DRIVE-CLIQ INTERFACE; PLAIN SHAFT, TOLERANCE N; W/O HOLDING BRAKE DEGREE OF PROTECTION IP64; PAINT FINISH RAL7016 | 1925 | TEM | 1 | MC | 11.503 | 1
1FK70635AH711PG5 | SIMOTICS S SYNCHRONOUS SERVOMOTORS 1FK7 COMPACT, 11 NM, 100 K, 4500 RPM, 1,41KW NATURAL AIR COOLING, IM B5 (IM V1, IM V3) POWER/SIGNAL CONNECTORS CONN. CAN BE ROTATED BY 270 DEGR., RESOLVER 2-POLE (RESOLVER P=1) WITH DRIVE-CLIQ INTERFACE; PLAIN SHAFT, TOLERANCE N; W/O HOLDING BRAKE DEGREE OF PROTECTION IP65 AS FLANGE IP67; PAINT FINISH RAL7016 | 2027 | TEM | 1 | MC | 11.503 | 1
1FK70635AH711PG8 | SIMOTICS S SYNCHRONOUS SERVOMOTORS 1FK7 COMPACT, 11 NM, 100 K, 4500 RPM, 1,41KW NATURAL AIR COOLING, IM B5 (IM V1, IM V3) POWER/SIGNAL CONNECTORS CONN. CAN BE ROTATED BY 270 DEGR., RESOLVER 2-POLE (RESOLVER P=1) WITH DRIVE-CLIQ INTERFACE; PLAIN SHAFT, TOLERANCE N; W/O HOLDING BRAKE DEGREE OF PROTECTION IP65 IP67 D-END FLANGE; RAL7016 COATING; METALLIC RATING PLATE AT MOTOR | 2136 | TEM | 1 | MC | 11.503 | 1
1FK70635AH711PH0 | SIMOTICS S SYNCHRONOUS SERVOMOTORS 1FK7 COMPACT, 11 NM, 100 K, 4500 RPM, 1,41KW NATURAL AIR COOLING, IM B5 (IM V1, IM V3) POWER/SIGNAL CONNECTORS CONN. CAN BE ROTATED BY 270 DEGR., RESOLVER 2-POLE (RESOLVER P=1) WITH DRIVE-CLIQ INTERFACE; PLAIN SHAFT, TOLERANCE N; WITH HOLDING BRAKE DEGREE OF PROTECTION IP64 | 2208 | TEM | 1 | MC | 12.802 | 1
1FK70635AH711PH2 | SIMOTICS S SYNCHRONOUS SERVOMOTORS 1FK7 COMPACT, 11 NM, 100 K, 4500 RPM, 1,41KW NATURAL AIR COOLING, IM B5 (IM V1, IM V3) POWER/SIGNAL CONNECTORS CONN. CAN BE ROTATED BY 270 DEGR., RESOLVER 2-POLE (RESOLVER P=1) WITH DRIVE-CLIQ INTERFACE; PLAIN SHAFT, TOLERANCE N; WITH HOLDING BRAKE DEGREE OF PROTECTION IP65 FLANGE ON DRIVE END IP67 | 2309 | TEM | 1 | MC | 12.802 | 1
1FK70635AH711PH3 | SIMOTICS S SYNCHRONOUS SERVOMOTORS 1FK7 COMPACT, 11 NM, 100 K, 4500 RPM, 1,41KW NATURAL AIR COOLING, IM B5 (IM V1, IM V3) POWER/SIGNAL CONNECTORS CONN. CAN BE ROTATED BY 270 DEGR., RESOLVER 2-POLE (RESOLVER P=1) WITH DRIVE-CLIQ INTERFACE; PLAIN SHAFT, TOLERANCE N; WITH HOLDING BRAKE DEGREE OF PROTECTION IP64; PAINT FINISH RAL7016 | 2257 | TEM | 1 | MC | 12.802 | 1
1FK70635AH711PH5 | SIMOTICS S SYNCHRONOUS SERVOMOTORS 1FK7 COMPACT, 11 NM, 100 K, 4500 RPM, 1,41KW NATURAL AIR COOLING, IM B5 (IM V1, IM V3) POWER/SIGNAL CONNECTORS CONN. CAN BE ROTATED BY 270 DEGR., RESOLVER 2-POLE (RESOLVER P=1) WITH DRIVE-CLIQ INTERFACE; PLAIN SHAFT, TOLERANCE N; WITH HOLDING BRAKE DEGREE OF PROTECTION IP65 AS FLANGE IP67; PAINT FINISH RAL7016 | 2358 | TEM | 1 | MC | 12.802 | 1
1FK70635AH711PH8 | SIMOTICS S SYNCHRONOUS SERVOMOTORS 1FK7 COMPACT, 11 NM, 100 K, 4500 RPM, 1,41KW NATURAL AIR COOLING, IM B5 (IM V1, IM V3) POWER/SIGNAL CONNECTORS CONN. CAN BE ROTATED BY 270 DEGR., RESOLVER 2-POLE (RESOLVER P=1) WITH DRIVE-CLIQ INTERFACE; PLAIN SHAFT, TOLERANCE N; WITH HOLDING BRAKE DEGREE OF PROTECTION IP65 IP67 D-END FLANGE; RAL7016 COATING; METALLIC RATING PLATE AT MOTOR | 2467 | TEM | 1 | MC | 12.802 | 1
1FK70635AH711SA0 | SIMOTICS S SYNCHRONOUS SERVOMOTORS 1FK7 COMPACT, 11 NM, 100 K, 4500 RPM, 1,41KW NATURAL AIR COOLING, IM B5 (IM V1, IM V3) POWER/SIGNAL CONNECTORS CONN. CAN BE ROTATED BY 270 DEGR., RESOLVER MULTI-POLE (RESOLVER P=4); SHAFT WITH FITTED KEY, TOLERANCE N; W/O HOLDING BRAKE DEGREE OF PROTECTION IP64 | 1708 | TEM | 1 | MC | 11.503 | 1
1FK70635AH711SA2 | SIMOTICS S SYNCHRONOUS SERVOMOTORS 1FK7 COMPACT, 11 NM, 100 K, 4500 RPM, 1,41KW NATURAL AIR COOLING, IM B5 (IM V1, IM V3) POWER/SIGNAL CONNECTORS CONN. CAN BE ROTATED BY 270 DEGR., RESOLVER MULTI-POLE (RESOLVER P=4); SHAFT WITH FITTED KEY, TOLERANCE N; W/O HOLDING BRAKE DEGREE OF PROTECTION IP65 FLANGE ON DRIVE END IP67 | 1810 | TEM | 1 | MC | 11.503 | 1
1FK70635AH711SA3 | SIMOTICS S SYNCHRONOUS SERVOMOTORS 1FK7 COMPACT, 11 NM, 100 K, 4500 RPM, 1,41KW NATURAL AIR COOLING, IM B5 (IM V1, IM V3) POWER/SIGNAL CONNECTORS CONN. CAN BE ROTATED BY 270 DEGR., RESOLVER MULTI-POLE (RESOLVER P=4); SHAFT WITH FITTED KEY, TOLERANCE N; W/O HOLDING BRAKE DEGREE OF PROTECTION IP64; PAINT FINISH RAL7016 | 1757 | TEM | 1 | MC | 11.503 | 1
1FK70635AH711SA5 | SIMOTICS S SYNCHRONOUS SERVOMOTORS 1FK7 COMPACT, 11 NM, 100 K, 4500 RPM, 1,41KW NATURAL AIR COOLING, IM B5 (IM V1, IM V3) POWER/SIGNAL CONNECTORS CONN. CAN BE ROTATED BY 270 DEGR., RESOLVER MULTI-POLE (RESOLVER P=4); SHAFT WITH FITTED KEY, TOLERANCE N; W/O HOLDING BRAKE DEGREE OF PROTECTION IP65 AS FLANGE IP67; PAINT FINISH RAL7016 | 1859 | TEM | 1 | MC | 11.503 | 1
1FK70635AH711SA8 | SIMOTICS S SYNCHRONOUS SERVOMOTORS 1FK7 COMPACT, 11 NM, 100 K, 4500 RPM, 1,41KW NATURAL AIR COOLING, IM B5 (IM V1, IM V3) POWER/SIGNAL CONNECTORS CONN. CAN BE ROTATED BY 270 DEGR., RESOLVER MULTI-POLE (RESOLVER P=4); SHAFT WITH FITTED KEY, TOLERANCE N; W/O HOLDING BRAKE DEGREE OF PROTECTION IP65 IP67 D-END FLANGE; RAL7016 COATING; METALLIC RATING PLATE AT MOTOR | 1967 | TEM | 1 | MC | 11.503 | 1
1FK70635AH711SB0 | SIMOTICS S SYNCHRONOUS SERVOMOTORS 1FK7 COMPACT, 11 NM, 100 K, 4500 RPM, 1,41KW NATURAL AIR COOLING, IM B5 (IM V1, IM V3) POWER/SIGNAL CONNECTORS CONN. CAN BE ROTATED BY 270 DEGR., RESOLVER MULTI-POLE (RESOLVER P=4); SHAFT WITH FITTED KEY, TOLERANCE N; WITH HOLDING BRAKE DEGREE OF PROTECTION IP64 | 2037 | TEM | 1 | MC | 12.802 | 1
1FK70635AH711SB2 | SIMOTICS S SYNCHRONOUS SERVOMOTORS 1FK7 COMPACT, 11 NM, 100 K, 4500 RPM, 1,41KW NATURAL AIR COOLING, IM B5 (IM V1, IM V3) POWER/SIGNAL CONNECTORS CONN. CAN BE ROTATED BY 270 DEGR., RESOLVER MULTI-POLE (RESOLVER P=4); SHAFT WITH FITTED KEY, TOLERANCE N; WITH HOLDING BRAKE DEGREE OF PROTECTION IP65 FLANGE ON DRIVE END IP67 | 2139 | TEM | 1 | MC | 12.802 | 1
1FK70635AH711SB3 | SIMOTICS S SYNCHRONOUS SERVOMOTORS 1FK7 COMPACT, 11 NM, 100 K, 4500 RPM, 1,41KW NATURAL AIR COOLING, IM B5 (IM V1, IM V3) POWER/SIGNAL CONNECTORS CONN. CAN BE ROTATED BY 270 DEGR., RESOLVER MULTI-POLE (RESOLVER P=4); SHAFT WITH FITTED KEY, TOLERANCE N; WITH HOLDING BRAKE DEGREE OF PROTECTION IP64; PAINT FINISH RAL7016 | 2086 | TEM | 1 | MC | 12.802 | 1
1FK70635AH711SB5 | SIMOTICS S SYNCHRONOUS SERVOMOTORS 1FK7 COMPACT, 11 NM, 100 K, 4500 RPM, 1,41KW NATURAL AIR COOLING, IM B5 (IM V1, IM V3) POWER/SIGNAL CONNECTORS CONN. CAN BE ROTATED BY 270 DEGR., RESOLVER MULTI-POLE (RESOLVER P=4); SHAFT WITH FITTED KEY, TOLERANCE N; WITH HOLDING BRAKE DEGREE OF PROTECTION IP65 AS FLANGE IP67; PAINT FINISH RAL7016 | 2188 | TEM | 1 | MC | 12.802 | 1
1FK70635AH711SB8 | SIMOTICS S SYNCHRONOUS SERVOMOTORS 1FK7 COMPACT, 11 NM, 100 K, 4500 RPM, 1,41KW NATURAL AIR COOLING, IM B5 (IM V1, IM V3) POWER/SIGNAL CONNECTORS CONN. CAN BE ROTATED BY 270 DEGR., RESOLVER MULTI-POLE (RESOLVER P=4); SHAFT WITH FITTED KEY, TOLERANCE N; WITH HOLDING BRAKE DEGREE OF PROTECTION IP65 IP67 D-END FLANGE; RAL7016 COATING; METALLIC RATING PLATE AT MOTOR | 2296 | TEM | 1 | MC | 12.802 | 1
1FK70635AH711SG0 | SIMOTICS S SYNCHRONOUS SERVOMOTORS 1FK7 COMPACT, 11 NM, 100 K, 4500 RPM, 1,41KW NATURAL AIR COOLING, IM B5 (IM V1, IM V3) POWER/SIGNAL CONNECTORS CONN. CAN BE ROTATED BY 270 DEGR., RESOLVER MULTI-POLE (RESOLVER P=4); PLAIN SHAFT, TOLERANCE N; W/O HOLDING BRAKE DEGREE OF PROTECTION IP64 | 1614 | TEM | 1 | MC | 11.503 | 1
1FK70635AH711SG2 | SIMOTICS S SYNCHRONOUS SERVOMOTORS 1FK7 COMPACT, 11 NM, 100 K, 4500 RPM, 1,41KW NATURAL AIR COOLING, IM B5 (IM V1, IM V3) POWER/SIGNAL CONNECTORS CONN. CAN BE ROTATED BY 270 DEGR., RESOLVER MULTI-POLE (RESOLVER P=4); PLAIN SHAFT, TOLERANCE N; W/O HOLDING BRAKE DEGREE OF PROTECTION IP65 FLANGE ON DRIVE END IP67 | 1716 | TEM | 1 | MC | 11.503 | 1
1FK70635AH711SG3 | SIMOTICS S SYNCHRONOUS SERVOMOTORS 1FK7 COMPACT, 11 NM, 100 K, 4500 RPM, 1,41KW NATURAL AIR COOLING, IM B5 (IM V1, IM V3) POWER/SIGNAL CONNECTORS CONN. CAN BE ROTATED BY 270 DEGR., RESOLVER MULTI-POLE (RESOLVER P=4); PLAIN SHAFT, TOLERANCE N; W/O HOLDING BRAKE DEGREE OF PROTECTION IP64; PAINT FINISH RAL7016 | 1664 | TEM | 1 | MC | 11.503 | 1
1FK70635AH711SG5 | SIMOTICS S SYNCHRONOUS SERVOMOTORS 1FK7 COMPACT, 11 NM, 100 K, 4500 RPM, 1,41KW NATURAL AIR COOLING, IM B5 (IM V1, IM V3) POWER/SIGNAL CONNECTORS CONN. CAN BE ROTATED BY 270 DEGR., RESOLVER MULTI-POLE (RESOLVER P=4); PLAIN SHAFT, TOLERANCE N; W/O HOLDING BRAKE DEGREE OF PROTECTION IP65 AS FLANGE IP67; PAINT FINISH RAL7016 | 1765 | TEM | 1 | MC | 11.503 | 1
1FK70635AH711SG8 | SIMOTICS S SYNCHRONOUS SERVOMOTORS 1FK7 COMPACT, 11 NM, 100 K, 4500 RPM, 1,41KW NATURAL AIR COOLING, IM B5 (IM V1, IM V3) POWER/SIGNAL CONNECTORS CONN. CAN BE ROTATED BY 270 DEGR., RESOLVER MULTI-POLE (RESOLVER P=4); PLAIN SHAFT, TOLERANCE N; W/O HOLDING BRAKE DEGREE OF PROTECTION IP65 IP67 D-END FLANGE; RAL7016 COATING; METALLIC RATING PLATE AT MOTOR | 1874 | TEM | 1 | MC | 11.503 | 1
1FK70635AH711SH0 | SIMOTICS S SYNCHRONOUS SERVOMOTORS 1FK7 COMPACT, 11 NM, 100 K, 4500 RPM, 1,41KW NATURAL AIR COOLING, IM B5 (IM V1, IM V3) POWER/SIGNAL CONNECTORS CONN. CAN BE ROTATED BY 270 DEGR., RESOLVER MULTI-POLE (RESOLVER P=4); PLAIN SHAFT, TOLERANCE N; WITH HOLDING BRAKE DEGREE OF PROTECTION IP64 | 1946 | TEM | 1 | MC | 12.802 | 1
1FK70635AH711SH2 | SIMOTICS S SYNCHRONOUS SERVOMOTORS 1FK7 COMPACT, 11 NM, 100 K, 4500 RPM, 1,41KW NATURAL AIR COOLING, IM B5 (IM V1, IM V3) POWER/SIGNAL CONNECTORS CONN. CAN BE ROTATED BY 270 DEGR., RESOLVER MULTI-POLE (RESOLVER P=4); PLAIN SHAFT, TOLERANCE N; WITH HOLDING BRAKE DEGREE OF PROTECTION IP65 FLANGE ON DRIVE END IP67 | 2047 | TEM | 1 | MC | 12.802 | 1
1FK70635AH711SH3 | SIMOTICS S SYNCHRONOUS SERVOMOTORS 1FK7 COMPACT, 11 NM, 100 K, 4500 RPM, 1,41KW NATURAL AIR COOLING, IM B5 (IM V1, IM V3) POWER/SIGNAL CONNECTORS CONN. CAN BE ROTATED BY 270 DEGR., RESOLVER MULTI-POLE (RESOLVER P=4); PLAIN SHAFT, TOLERANCE N; WITH HOLDING BRAKE DEGREE OF PROTECTION IP64; PAINT FINISH RAL7016 | 1995 | TEM | 1 | MC | 12.802 | 1
1FK70635AH711SH5 | SIMOTICS S SYNCHRONOUS SERVOMOTORS 1FK7 COMPACT, 11 NM, 100 K, 4500 RPM, 1,41KW NATURAL AIR COOLING, IM B5 (IM V1, IM V3) POWER/SIGNAL CONNECTORS CONN. CAN BE ROTATED BY 270 DEGR., RESOLVER MULTI-POLE (RESOLVER P=4); PLAIN SHAFT, TOLERANCE N; WITH HOLDING BRAKE DEGREE OF PROTECTION IP65 AS FLANGE IP67; PAINT FINISH RAL7016 | 2097 | TEM | 1 | MC | 12.802 | 1
1FK70635AH711SH8 | SIMOTICS S SYNCHRONOUS SERVOMOTORS 1FK7 COMPACT, 11 NM, 100 K, 4500 RPM, 1,41KW NATURAL AIR COOLING, IM B5 (IM V1, IM V3) POWER/SIGNAL CONNECTORS CONN. CAN BE ROTATED BY 270 DEGR., RESOLVER MULTI-POLE (RESOLVER P=4); PLAIN SHAFT, TOLERANCE N; WITH HOLDING BRAKE DEGREE OF PROTECTION IP65 IP67 D-END FLANGE; RAL7016 COATING; METALLIC RATING PLATE AT MOTOR | 2205 | TEM | 1 | MC | 12.802 | 1
1FK70635AH711SU5 | SIMOTICS S SYNCHRONOUS SERVO GEARMOTOR 1FK7 COMPACT, 1,41KW NATURAL COOLING, POWER/ SIGNAL CONNECTOR CONNECTOR CAN BE ROTATED BY 270 DEGR. MOTOR WITHOUT HOLDING BRAKE, GEAR DIRECT MOUNTING RESOLVER MULTI-POLE RADIAL SHAFT SEAL, DEGREE OF PROTECTION IP65, PAINT FINISH RAL 7016 | 1720 | TEM | 1 | MC | 11.6 | 1
1FK70635AH711TA0 | SIMOTICS S SYNCHRONOUS SERVOMOTORS 1FK7 COMPACT, 11 NM, 100 K, 4500 RPM, 1,41KW NATURAL AIR COOLING, IM B5 (IM V1, IM V3) POWER/SIGNAL CONNECTORS CONN. CAN BE ROTATED BY 270 DEGR., RESOLVER 2-POLE (RESOLVER P=1); SHAFT WITH FITTED KEY, TOLERANCE N; W/O HOLDING BRAKE DEGREE OF PROTECTION IP64 | 1708 | TEM | 1 | MC | 11.503 | 1
1FK70635AH711TA2 | SIMOTICS S SYNCHRONOUS SERVOMOTORS 1FK7 COMPACT, 11 NM, 100 K, 4500 RPM, 1,41KW NATURAL AIR COOLING, IM B5 (IM V1, IM V3) POWER/SIGNAL CONNECTORS CONN. CAN BE ROTATED BY 270 DEGR., RESOLVER 2-POLE (RESOLVER P=1); SHAFT WITH FITTED KEY, TOLERANCE N; W/O HOLDING BRAKE DEGREE OF PROTECTION IP65 FLANGE ON DRIVE END IP67 | 1810 | TEM | 1 | MC | 11.503 | 1
1FK70635AH711TA3 | SIMOTICS S SYNCHRONOUS SERVOMOTORS 1FK7 COMPACT, 11 NM, 100 K, 4500 RPM, 1,41KW NATURAL AIR COOLING, IM B5 (IM V1, IM V3) POWER/SIGNAL CONNECTORS CONN. CAN BE ROTATED BY 270 DEGR., RESOLVER 2-POLE (RESOLVER P=1); SHAFT WITH FITTED KEY, TOLERANCE N; W/O HOLDING BRAKE DEGREE OF PROTECTION IP64; PAINT FINISH RAL7016 | 1757 | TEM | 1 | MC | 11.503 | 1
1FK70635AH711TA5 | SIMOTICS S SYNCHRONOUS SERVOMOTORS 1FK7 COMPACT, 11 NM, 100 K, 4500 RPM, 1,41KW NATURAL AIR COOLING, IM B5 (IM V1, IM V3) POWER/SIGNAL CONNECTORS CONN. CAN BE ROTATED BY 270 DEGR., RESOLVER 2-POLE (RESOLVER P=1); SHAFT WITH FITTED KEY, TOLERANCE N; W/O HOLDING BRAKE DEGREE OF PROTECTION IP65 AS FLANGE IP67; PAINT FINISH RAL7016 | 1859 | TEM | 1 | MC | 11.503 | 1
1FK70635AH711TA8 | SIMOTICS S SYNCHRONOUS SERVOMOTORS 1FK7 COMPACT, 11 NM, 100 K, 4500 RPM, 1,41KW NATURAL AIR COOLING, IM B5 (IM V1, IM V3) POWER/SIGNAL CONNECTORS CONN. CAN BE ROTATED BY 270 DEGR., RESOLVER 2-POLE (RESOLVER P=1); SHAFT WITH FITTED KEY, TOLERANCE N; W/O HOLDING BRAKE DEGREE OF PROTECTION IP65 IP67 D-END FLANGE; RAL7016 COATING; METALLIC RATING PLATE AT MOTOR | 1967 | TEM | 1 | MC | 11.503 | 1
1FK70635AH711TB0 | SIMOTICS S SYNCHRONOUS SERVOMOTORS 1FK7 COMPACT, 11 NM, 100 K, 4500 RPM, 1,41KW NATURAL AIR COOLING, IM B5 (IM V1, IM V3) POWER/SIGNAL CONNECTORS CONN. CAN BE ROTATED BY 270 DEGR., RESOLVER 2-POLE (RESOLVER P=1); SHAFT WITH FITTED KEY, TOLERANCE N; WITH HOLDING BRAKE DEGREE OF PROTECTION IP64 | 2037 | TEM | 1 | MC | 12.802 | 1
1FK70635AH711TB2 | SIMOTICS S SYNCHRONOUS SERVOMOTORS 1FK7 COMPACT, 11 NM, 100 K, 4500 RPM, 1,41KW NATURAL AIR COOLING, IM B5 (IM V1, IM V3) POWER/SIGNAL CONNECTORS CONN. CAN BE ROTATED BY 270 DEGR., RESOLVER 2-POLE (RESOLVER P=1); SHAFT WITH FITTED KEY, TOLERANCE N; WITH HOLDING BRAKE DEGREE OF PROTECTION IP65 FLANGE ON DRIVE END IP67 | 2139 | TEM | 1 | MC | 12.802 | 1
1FK70635AH711TB3 | SIMOTICS S SYNCHRONOUS SERVOMOTORS 1FK7 COMPACT, 11 NM, 100 K, 4500 RPM, 1,41KW NATURAL AIR COOLING, IM B5 (IM V1, IM V3) POWER/SIGNAL CONNECTORS CONN. CAN BE ROTATED BY 270 DEGR., RESOLVER 2-POLE (RESOLVER P=1); SHAFT WITH FITTED KEY, TOLERANCE N; WITH HOLDING BRAKE DEGREE OF PROTECTION IP64; PAINT FINISH RAL7016 | 2086 | TEM | 1 | MC | 12.802 | 1
1FK70635AH711TB5 | SIMOTICS S SYNCHRONOUS SERVOMOTORS 1FK7 COMPACT, 11 NM, 100 K, 4500 RPM, 1,41KW NATURAL AIR COOLING, IM B5 (IM V1, IM V3) POWER/SIGNAL CONNECTORS CONN. CAN BE ROTATED BY 270 DEGR., RESOLVER 2-POLE (RESOLVER P=1); SHAFT WITH FITTED KEY, TOLERANCE N; WITH HOLDING BRAKE DEGREE OF PROTECTION IP65 AS FLANGE IP67; PAINT FINISH RAL7016 | 2188 | TEM | 1 | MC | 12.802 | 1
1FK70635AH711TB8 | SIMOTICS S SYNCHRONOUS SERVOMOTORS 1FK7 COMPACT, 11 NM, 100 K, 4500 RPM, 1,41KW NATURAL AIR COOLING, IM B5 (IM V1, IM V3) POWER/SIGNAL CONNECTORS CONN. CAN BE ROTATED BY 270 DEGR., RESOLVER 2-POLE (RESOLVER P=1); SHAFT WITH FITTED KEY, TOLERANCE N; WITH HOLDING BRAKE DEGREE OF PROTECTION IP65 IP67 D-END FLANGE; RAL7016 COATING; METALLIC RATING PLATE AT MOTOR | 2296 | TEM | 1 | MC | 12.802 | 1
1FK70635AH711TG0 | SIMOTICS S SYNCHRONOUS SERVOMOTORS 1FK7 COMPACT, 11 NM, 100 K, 4500 RPM, 1,41KW NATURAL AIR COOLING, IM B5 (IM V1, IM V3) POWER/SIGNAL CONNECTORS CONN. CAN BE ROTATED BY 270 DEGR., RESOLVER 2-POLE (RESOLVER P=1); PLAIN SHAFT, TOLERANCE N; W/O HOLDING BRAKE DEGREE OF PROTECTION IP64 | 1614 | TEM | 1 | MC | 11.503 | 1
1FK70635AH711TG2 | SIMOTICS S SYNCHRONOUS SERVOMOTORS 1FK7 COMPACT, 11 NM, 100 K, 4500 RPM, 1,41KW NATURAL AIR COOLING, IM B5 (IM V1, IM V3) POWER/SIGNAL CONNECTORS CONN. CAN BE ROTATED BY 270 DEGR., RESOLVER 2-POLE (RESOLVER P=1); PLAIN SHAFT, TOLERANCE N; W/O HOLDING BRAKE DEGREE OF PROTECTION IP65 FLANGE ON DRIVE END IP67 | 1716 | TEM | 1 | MC | 11.503 | 1
1FK70635AH711TG3 | SIMOTICS S SYNCHRONOUS SERVOMOTORS 1FK7 COMPACT, 11 NM, 100 K, 4500 RPM, 1,41KW NATURAL AIR COOLING, IM B5 (IM V1, IM V3) POWER/SIGNAL CONNECTORS CONN. CAN BE ROTATED BY 270 DEGR., RESOLVER 2-POLE (RESOLVER P=1); PLAIN SHAFT, TOLERANCE N; W/O HOLDING BRAKE DEGREE OF PROTECTION IP64; PAINT FINISH RAL7016 | 1664 | TEM | 1 | MC | 11.503 | 1
1FK70635AH711TG5 | SIMOTICS S SYNCHRONOUS SERVOMOTORS 1FK7 COMPACT, 11 NM, 100 K, 4500 RPM, 1,41KW NATURAL AIR COOLING, IM B5 (IM V1, IM V3) POWER/SIGNAL CONNECTORS CONN. CAN BE ROTATED BY 270 DEGR., RESOLVER 2-POLE (RESOLVER P=1); PLAIN SHAFT, TOLERANCE N; W/O HOLDING BRAKE DEGREE OF PROTECTION IP65 AS FLANGE IP67; PAINT FINISH RAL7016 | 1765 | TEM | 1 | MC | 11.503 | 1
1FK70635AH711TG8 | SIMOTICS S SYNCHRONOUS SERVOMOTORS 1FK7 COMPACT, 11 NM, 100 K, 4500 RPM, 1,41KW NATURAL AIR COOLING, IM B5 (IM V1, IM V3) POWER/SIGNAL CONNECTORS CONN. CAN BE ROTATED BY 270 DEGR., RESOLVER 2-POLE (RESOLVER P=1); PLAIN SHAFT, TOLERANCE N; W/O HOLDING BRAKE DEGREE OF PROTECTION IP65 IP67 D-END FLANGE; RAL7016 COATING; METALLIC RATING PLATE AT MOTOR | 1874 | TEM | 1 | MC | 11.503 | 1
1FK70635AH711TH0 | SIMOTICS S SYNCHRONOUS SERVOMOTORS 1FK7 COMPACT, 11 NM, 100 K, 4500 RPM, 1,41KW NATURAL AIR COOLING, IM B5 (IM V1, IM V3) POWER/SIGNAL CONNECTORS CONN. CAN BE ROTATED BY 270 DEGR., RESOLVER 2-POLE (RESOLVER P=1); PLAIN SHAFT, TOLERANCE N; WITH HOLDING BRAKE DEGREE OF PROTECTION IP64 | 1946 | TEM | 1 | MC | 12.802 | 1
1FK70635AH711TH2 | SIMOTICS S SYNCHRONOUS SERVOMOTORS 1FK7 COMPACT, 11 NM, 100 K, 4500 RPM, 1,41KW NATURAL AIR COOLING, IM B5 (IM V1, IM V3) POWER/SIGNAL CONNECTORS CONN. CAN BE ROTATED BY 270 DEGR., RESOLVER 2-POLE (RESOLVER P=1); PLAIN SHAFT, TOLERANCE N; WITH HOLDING BRAKE DEGREE OF PROTECTION IP65 FLANGE ON DRIVE END IP67 | 2047 | TEM | 1 | MC | 12.802 | 1
1FK70635AH711TH3 | SIMOTICS S SYNCHRONOUS SERVOMOTORS 1FK7 COMPACT, 11 NM, 100 K, 4500 RPM, 1,41KW NATURAL AIR COOLING, IM B5 (IM V1, IM V3) POWER/SIGNAL CONNECTORS CONN. CAN BE ROTATED BY 270 DEGR., RESOLVER 2-POLE (RESOLVER P=1); PLAIN SHAFT, TOLERANCE N; WITH HOLDING BRAKE DEGREE OF PROTECTION IP64; PAINT FINISH RAL7016 | 1995 | TEM | 1 | MC | 12.802 | 1
1FK70635AH711TH5 | SIMOTICS S SYNCHRONOUS SERVOMOTORS 1FK7 COMPACT, 11 NM, 100 K, 4500 RPM, 1,41KW NATURAL AIR COOLING, IM B5 (IM V1, IM V3) POWER/SIGNAL CONNECTORS CONN. CAN BE ROTATED BY 270 DEGR., RESOLVER 2-POLE (RESOLVER P=1); PLAIN SHAFT, TOLERANCE N; WITH HOLDING BRAKE DEGREE OF PROTECTION IP65 AS FLANGE IP67; PAINT FINISH RAL7016 | 2097 | TEM | 1 | MC | 12.802 | 1
1FK70635AH711TH8 | SIMOTICS S SYNCHRONOUS SERVOMOTORS 1FK7 COMPACT, 11 NM, 100 K, 4500 RPM, 1,41KW NATURAL AIR COOLING, IM B5 (IM V1, IM V3) POWER/SIGNAL CONNECTORS CONN. CAN BE ROTATED BY 270 DEGR., RESOLVER 2-POLE (RESOLVER P=1); PLAIN SHAFT, TOLERANCE N; WITH HOLDING BRAKE DEGREE OF PROTECTION IP65 IP67 D-END FLANGE; RAL7016 COATING; METALLIC RATING PLATE AT MOTOR | 2205 | TEM | 1 | MC | 12.802 | 1
1FK70635AH711UA0 | SIMOTICS S SYNCHRONOUS SERVOMOTORS 1FK7 COMPACT, 11 NM, 100 K, 4500 RPM, 1,41KW NATURAL AIR COOLING, IM B5 (IM V1, IM V3) POWER/SIGNAL CONNECTORS CONN. CAN BE ROTATED BY 270 DEGR., RESOLVER MULTI-POLE (RESOLVER P=4) WITH DRIVE-CLIQ INTERFACE; SHAFT WITH FITTED KEY, TOLERANCE N; W/O HOLDING BRAKE DEGREE OF PROTECTION IP64 | 1970 | TEM | 1 | MC | 11.503 | 1
1FK70635AH711UA2 | SIMOTICS S SYNCHRONOUS SERVOMOTORS 1FK7 COMPACT, 11 NM, 100 K, 4500 RPM, 1,41KW NATURAL AIR COOLING, IM B5 (IM V1, IM V3) POWER/SIGNAL CONNECTORS CONN. CAN BE ROTATED BY 270 DEGR., RESOLVER MULTI-POLE (RESOLVER P=4) WITH DRIVE-CLIQ INTERFACE; SHAFT WITH FITTED KEY, TOLERANCE N; W/O HOLDING BRAKE DEGREE OF PROTECTION IP65 FLANGE ON DRIVE END IP67 | 2071 | TEM | 1 | MC | 11.503 | 1
1FK70635AH711UA3 | SIMOTICS S SYNCHRONOUS SERVOMOTORS 1FK7 COMPACT, 11 NM, 100 K, 4500 RPM, 1,41KW NATURAL AIR COOLING, IM B5 (IM V1, IM V3) POWER/SIGNAL CONNECTORS CONN. CAN BE ROTATED BY 270 DEGR., RESOLVER MULTI-POLE (RESOLVER P=4) WITH DRIVE-CLIQ INTERFACE; SHAFT WITH FITTED KEY, TOLERANCE N; W/O HOLDING BRAKE DEGREE OF PROTECTION IP64; PAINT FINISH RAL7016 | 2019 | TEM | 1 | MC | 11.503 | 1
1FK70635AH711UA5 | SIMOTICS S SYNCHRONOUS SERVOMOTORS 1FK7 COMPACT, 11 NM, 100 K, 4500 RPM, 1,41KW NATURAL AIR COOLING, IM B5 (IM V1, IM V3) POWER/SIGNAL CONNECTORS CONN. CAN BE ROTATED BY 270 DEGR., RESOLVER MULTI-POLE (RESOLVER P=4) WITH DRIVE-CLIQ INTERFACE; SHAFT WITH FITTED KEY, TOLERANCE N; W/O HOLDING BRAKE DEGREE OF PROTECTION IP65 AS FLANGE IP67; PAINT FINISH RAL7016 | 2121 | TEM | 1 | MC | 11.503 | 1
1FK70635AH711UA8 | SIMOTICS S SYNCHRONOUS SERVOMOTORS 1FK7 COMPACT, 11 NM, 100 K, 4500 RPM, 1,41KW NATURAL AIR COOLING, IM B5 (IM V1, IM V3) POWER/SIGNAL CONNECTORS CONN. CAN BE ROTATED BY 270 DEGR., RESOLVER MULTI-POLE (RESOLVER P=4) WITH DRIVE-CLIQ INTERFACE; SHAFT WITH FITTED KEY, TOLERANCE N; W/O HOLDING BRAKE DEGREE OF PROTECTION IP65 IP67 D-END FLANGE; RAL7016 COATING; METALLIC RATING PLATE AT MOTOR | 2229 | TEM | 1 | MC | 11.503 | 1
1FK70635AH711UB0 | SIMOTICS S SYNCHRONOUS SERVOMOTORS 1FK7 COMPACT, 11 NM, 100 K, 4500 RPM, 1,41KW NATURAL AIR COOLING, IM B5 (IM V1, IM V3) POWER/SIGNAL CONNECTORS CONN. CAN BE ROTATED BY 270 DEGR., RESOLVER MULTI-POLE (RESOLVER P=4) WITH DRIVE-CLIQ INTERFACE; SHAFT WITH FITTED KEY, TOLERANCE N; WITH HOLDING BRAKE DEGREE OF PROTECTION IP64 | 2299 | TEM | 1 | MC | 12.802 | 1
1FK70635AH711UB2 | SIMOTICS S SYNCHRONOUS SERVOMOTORS 1FK7 COMPACT, 11 NM, 100 K, 4500 RPM, 1,41KW NATURAL AIR COOLING, IM B5 (IM V1, IM V3) POWER/SIGNAL CONNECTORS CONN. CAN BE ROTATED BY 270 DEGR., RESOLVER MULTI-POLE (RESOLVER P=4) WITH DRIVE-CLIQ INTERFACE; SHAFT WITH FITTED KEY, TOLERANCE N; WITH HOLDING BRAKE DEGREE OF PROTECTION IP65 FLANGE ON DRIVE END IP67 | 2400 | TEM | 1 | MC | 12.802 | 1
1FK70635AH711UB3 | SIMOTICS S SYNCHRONOUS SERVOMOTORS 1FK7 COMPACT, 11 NM, 100 K, 4500 RPM, 1,41KW NATURAL AIR COOLING, IM B5 (IM V1, IM V3) POWER/SIGNAL CONNECTORS CONN. CAN BE ROTATED BY 270 DEGR., RESOLVER MULTI-POLE (RESOLVER P=4) WITH DRIVE-CLIQ INTERFACE; SHAFT WITH FITTED KEY, TOLERANCE N; WITH HOLDING BRAKE DEGREE OF PROTECTION IP64; PAINT FINISH RAL7016 | 2348 | TEM | 1 | MC | 12.802 | 1
1FK70635AH711UB5 | SIMOTICS S SYNCHRONOUS SERVOMOTORS 1FK7 COMPACT, 11 NM, 100 K, 4500 RPM, 1,41KW NATURAL AIR COOLING, IM B5 (IM V1, IM V3) POWER/SIGNAL CONNECTORS CONN. CAN BE ROTATED BY 270 DEGR., RESOLVER MULTI-POLE (RESOLVER P=4) WITH DRIVE-CLIQ INTERFACE; SHAFT WITH FITTED KEY, TOLERANCE N; WITH HOLDING BRAKE DEGREE OF PROTECTION IP65 AS FLANGE IP67; PAINT FINISH RAL7016 | 2450 | TEM | 1 | MC | 12.802 | 1
1FK70635AH711UB8 | SIMOTICS S SYNCHRONOUS SERVOMOTORS 1FK7 COMPACT, 11 NM, 100 K, 4500 RPM, 1,41KW NATURAL AIR COOLING, IM B5 (IM V1, IM V3) POWER/SIGNAL CONNECTORS CONN. CAN BE ROTATED BY 270 DEGR., RESOLVER MULTI-POLE (RESOLVER P=4) WITH DRIVE-CLIQ INTERFACE; SHAFT WITH FITTED KEY, TOLERANCE N; WITH HOLDING BRAKE DEGREE OF PROTECTION IP65 IP67 D-END FLANGE; RAL7016 COATING; METALLIC RATING PLATE AT MOTOR | 2558 | TEM | 1 | MC | 12.802 | 1
1FK70635AH711UG0 | SIMOTICS S SYNCHRONOUS SERVOMOTORS 1FK7 COMPACT, 11 NM, 100 K, 4500 RPM, 1,41KW NATURAL AIR COOLING, IM B5 (IM V1, IM V3) POWER/SIGNAL CONNECTORS CONN. CAN BE ROTATED BY 270 DEGR., RESOLVER MULTI-POLE (RESOLVER P=4) WITH DRIVE-CLIQ INTERFACE; PLAIN SHAFT, TOLERANCE N; W/O HOLDING BRAKE DEGREE OF PROTECTION IP64 | 1876 | TEM | 1 | MC | 11.503 | 1
1FK70635AH711UG2 | SIMOTICS S SYNCHRONOUS SERVOMOTORS 1FK7 COMPACT, 11 NM, 100 K, 4500 RPM, 1,41KW NATURAL AIR COOLING, IM B5 (IM V1, IM V3) POWER/SIGNAL CONNECTORS CONN. CAN BE ROTATED BY 270 DEGR., RESOLVER MULTI-POLE (RESOLVER P=4) WITH DRIVE-CLIQ INTERFACE; PLAIN SHAFT, TOLERANCE N; W/O HOLDING BRAKE DEGREE OF PROTECTION IP65 FLANGE ON DRIVE END IP67 | 1978 | TEM | 1 | MC | 11.503 | 1
1FK70635AH711UG3 | SIMOTICS S SYNCHRONOUS SERVOMOTORS 1FK7 COMPACT, 11 NM, 100 K, 4500 RPM, 1,41KW NATURAL AIR COOLING, IM B5 (IM V1, IM V3) POWER/SIGNAL CONNECTORS CONN. CAN BE ROTATED BY 270 DEGR., RESOLVER MULTI-POLE (RESOLVER P=4) WITH DRIVE-CLIQ INTERFACE; PLAIN SHAFT, TOLERANCE N; W/O HOLDING BRAKE DEGREE OF PROTECTION IP64; PAINT FINISH RAL7016 | 1925 | TEM | 1 | MC | 11.503 | 1
1FK70635AH711UG5 | SIMOTICS S SYNCHRONOUS SERVOMOTORS 1FK7 COMPACT, 11 NM, 100 K, 4500 RPM, 1,41KW NATURAL AIR COOLING, IM B5 (IM V1, IM V3) POWER/SIGNAL CONNECTORS CONN. CAN BE ROTATED BY 270 DEGR., RESOLVER MULTI-POLE (RESOLVER P=4) WITH DRIVE-CLIQ INTERFACE; PLAIN SHAFT, TOLERANCE N; W/O HOLDING BRAKE DEGREE OF PROTECTION IP65 AS FLANGE IP67; PAINT FINISH RAL7016 | 2027 | TEM | 1 | MC | 11.503 | 1
1FK70635AH711UG8 | SIMOTICS S SYNCHRONOUS SERVOMOTORS 1FK7 COMPACT, 11 NM, 100 K, 4500 RPM, 1,41KW NATURAL AIR COOLING, IM B5 (IM V1, IM V3) POWER/SIGNAL CONNECTORS CONN. CAN BE ROTATED BY 270 DEGR., RESOLVER MULTI-POLE (RESOLVER P=4) WITH DRIVE-CLIQ INTERFACE; PLAIN SHAFT, TOLERANCE N; W/O HOLDING BRAKE DEGREE OF PROTECTION IP65 IP67 D-END FLANGE; RAL7016 COATING; METALLIC RATING PLATE AT MOTOR | 2136 | TEM | 1 | MC | 11.503 | 1
1FK70635AH711UH0 | SIMOTICS S SYNCHRONOUS SERVOMOTORS 1FK7 COMPACT, 11 NM, 100 K, 4500 RPM, 1,41KW NATURAL AIR COOLING, IM B5 (IM V1, IM V3) POWER/SIGNAL CONNECTORS CONN. CAN BE ROTATED BY 270 DEGR., RESOLVER MULTI-POLE (RESOLVER P=4) WITH DRIVE-CLIQ INTERFACE; PLAIN SHAFT, TOLERANCE N; WITH HOLDING BRAKE DEGREE OF PROTECTION IP64 | 2208 | TEM | 1 | MC | 12.802 | 1
1FK70635AH711UH2 | SIMOTICS S SYNCHRONOUS SERVOMOTORS 1FK7 COMPACT, 11 NM, 100 K, 4500 RPM, 1,41KW NATURAL AIR COOLING, IM B5 (IM V1, IM V3) POWER/SIGNAL CONNECTORS CONN. CAN BE ROTATED BY 270 DEGR., RESOLVER MULTI-POLE (RESOLVER P=4) WITH DRIVE-CLIQ INTERFACE; PLAIN SHAFT, TOLERANCE N; WITH HOLDING BRAKE DEGREE OF PROTECTION IP65 FLANGE ON DRIVE END IP67 | 2309 | TEM | 1 | MC | 12.802 | 1
1FK70635AH711UH3 | SIMOTICS S SYNCHRONOUS SERVOMOTORS 1FK7 COMPACT, 11 NM, 100 K, 4500 RPM, 1,41KW NATURAL AIR COOLING, IM B5 (IM V1, IM V3) POWER/SIGNAL CONNECTORS CONN. CAN BE ROTATED BY 270 DEGR., RESOLVER MULTI-POLE (RESOLVER P=4) WITH DRIVE-CLIQ INTERFACE; PLAIN SHAFT, TOLERANCE N; WITH HOLDING BRAKE DEGREE OF PROTECTION IP64; PAINT FINISH RAL7016 | 2257 | TEM | 1 | MC | 12.802 | 1
1FK70635AH711UH5 | SIMOTICS S SYNCHRONOUS SERVOMOTORS 1FK7 COMPACT, 11 NM, 100 K, 4500 RPM, 1,41KW NATURAL AIR COOLING, IM B5 (IM V1, IM V3) POWER/SIGNAL CONNECTORS CONN. CAN BE ROTATED BY 270 DEGR., RESOLVER MULTI-POLE (RESOLVER P=4) WITH DRIVE-CLIQ INTERFACE; PLAIN SHAFT, TOLERANCE N; WITH HOLDING BRAKE DEGREE OF PROTECTION IP65 AS FLANGE IP67; PAINT FINISH RAL7016 | 2358 | TEM | 1 | MC | 12.802 | 1
1FK70635AH711UH8 | SIMOTICS S SYNCHRONOUS SERVOMOTORS 1FK7 COMPACT, 11 NM, 100 K, 4500 RPM, 1,41KW NATURAL AIR COOLING, IM B5 (IM V1, IM V3) POWER/SIGNAL CONNECTORS CONN. CAN BE ROTATED BY 270 DEGR., RESOLVER MULTI-POLE (RESOLVER P=4) WITH DRIVE-CLIQ INTERFACE; PLAIN SHAFT, TOLERANCE N; WITH HOLDING BRAKE DEGREE OF PROTECTION IP65 IP67 D-END FLANGE; RAL7016 COATING; METALLIC RATING PLATE AT MOTOR | 2467 | TEM | 1 | MC | 12.802 | 1
1FK70635AH713EH5 | SIMOTICS S-1FK7 SYNCHRON-SERVO-MOTOR 1FK7 COMPACT; NATURAL COOLING NN=4500U/MIN; UZK=600V; DESIGN IMB 5 POWER CONNECT. FIXED TOWARDS BS ABSOLUTE ENCODER 2048 S/R + 4096 TURNS MULTITURN WITH ENDAT-INTERFACE (ENCODER AM2048S/R); PLAIN SHAFT TOLERANCE N WITH HOLDING BRAKE DEGREE OF PROTECTION IP65 PAINT FINISH DE FLANSCH IP67; CUSTOMIZED VERSION CUSTOM MADE MOTOR | 3137 | TEM | 1 | MC | 11.1 | 1
1FK70644CC711AA0 | SIMOTICS S SYNCHRONOUS MOTOR 1FK7-HD PN=2,1 KW; UZK=600V M0=12NM (100K); NN=2000RPM; NATURAL COOLING, FRAME SIZE IMB 5 (IM V1, IM V3) FLANGE 1, WITH KTY TEMPERATURESENSOR POWER CONNECTOR ROTATABLE INCREMENTAL ENCODER SIN/COS 1VPP;2048 S/R W. C-AND D-SPUR (ENCODER IC2048S/R) SHAFT WITH FITTED KEY, TOLERANCE N; W/O HOLDING BRAKE PROTECTION CLASS IP64; | 2318 | TEM | 1 | MC | 15.401 | 1
1FK70644CC711AA1 | SIMOTICS S SYNCHRONOUS MOTOR 1FK7-HD PN=2,1 KW; UZK=600V M0=12NM (100K); NN=2000RPM; NATURAL COOLING, FRAME SIZE IMB 5 (IM V1, IM V3) FLANGE 1, WITH KTY TEMPERATURESENSOR POWER CONNECTOR ROTATABLE INCREMENTAL ENCODER SIN/COS 1VPP;2048 S/R W. C-AND D-SPUR (ENCODER IC2048S/R) SHAFT WITH FITTED KEY, TOLERANCE N; W/O HOLDING BRAKE PROTECTION CLASS IP65, | 2411 | TEM | 1 | MC | 15.401 | 1
1FK70644CC711AA2 | SIMOTICS S SYNCHRONOUS MOTOR 1FK7-HD PN=2,1 KW; UZK=600V M0=12NM (100K); NN=2000RPM; NATURAL COOLING, FRAME SIZE IMB 5 (IM V1, IM V3) FLANGE 1, WITH KTY TEMPERATURESENSOR POWER CONNECTOR ROTATABLE INCREMENTAL ENCODER SIN/COS 1VPP;2048 S/R W. C-AND D-SPUR (ENCODER IC2048S/R) SHAFT WITH FITTED KEY, TOLERANCE N; W/O HOLDING BRAKE PROTECTION CLASS IP65, FLANGE ON DRIVE END IP67; | 2411 | TEM | 1 | MC | 15.401 | 1
1FK70644CC711AB0 | SIMOTICS S SYNCHRONOUS MOTOR 1FK7-HD PN=2,1 KW; UZK=600V M0=12NM (100K); NN=2000RPM; NATURAL COOLING, FRAME SIZE IMB 5 (IM V1, IM V3) FLANGE 1, WITH KTY TEMPERATURESENSOR POWER CONNECTOR ROTATABLE INCREMENTAL ENCODER SIN/COS 1VPP;2048 S/R W. C-AND D-SPUR (ENCODER IC2048S/R) SHAFT WITH FITTED KEY, TOLERANCE N; WITH HOLDING BRAKE PROTECTION CLASS IP64; | 2621 | TEM | 1 | MC | 15.7 | 1
1FK70644CC711AB1 | SIMOTICS S SYNCHRONOUS MOTOR 1FK7-HD PN=2,1 KW; UZK=600V M0=12NM (100K); NN=2000RPM; NATURAL COOLING, FRAME SIZE IMB 5 (IM V1, IM V3) FLANGE 1, WITH KTY TEMPERATURESENSOR POWER CONNECTOR ROTATABLE INCREMENTAL ENCODER SIN/COS 1VPP;2048 S/R W. C-AND D-SPUR (ENCODER IC2048S/R) SHAFT WITH FITTED KEY, TOLERANCE N; WITH HOLDING BRAKE PROTECTION CLASS IP65, | 2714 | TEM | 1 | MC | 15.7 | 1
1FK70644CC711AB2 | SIMOTICS S SYNCHRONOUS MOTOR 1FK7-HD PN=2,1 KW; UZK=600V M0=12NM (100K); NN=2000RPM; NATURAL COOLING, FRAME SIZE IMB 5 (IM V1, IM V3) FLANGE 1, WITH KTY TEMPERATURESENSOR POWER CONNECTOR ROTATABLE INCREMENTAL ENCODER SIN/COS 1VPP;2048 S/R W. C-AND D-SPUR (ENCODER IC2048S/R) SHAFT WITH FITTED KEY, TOLERANCE N; WITH HOLDING BRAKE PROTECTION CLASS IP65, FLANGE ON DRIVE END IP67; | 2714 | TEM | 1 | MC | 15.7 | 1
1FK70644CC711AG0 | SIMOTICS S SYNCHRONOUS MOTOR 1FK7-HD PN=2,1 KW; UZK=600V M0=12NM (100K); NN=2000RPM; NATURAL COOLING, FRAME SIZE IMB 5 (IM V1, IM V3) FLANGE 1, WITH KTY TEMPERATURESENSOR POWER CONNECTOR ROTATABLE INCREMENTAL ENCODER SIN/COS 1VPP;2048 S/R W. C-AND D-SPUR (ENCODER IC2048S/R) PLAIN SHAFT, TOLERANCE N; W/O HOLDING BRAKE PROTECTION CLASS IP64; | 2232 | TEM | 1 | MC | 15.401 | 1
1FK70644CC711AG1 | SIMOTICS S SYNCHRONOUS MOTOR 1FK7-HD PN=2,1 KW; UZK=600V M0=12NM (100K); NN=2000RPM; NATURAL COOLING, FRAME SIZE IMB 5 (IM V1, IM V3) FLANGE 1, WITH KTY TEMPERATURESENSOR POWER CONNECTOR ROTATABLE INCREMENTAL ENCODER SIN/COS 1VPP;2048 S/R W. C-AND D-SPUR (ENCODER IC2048S/R) PLAIN SHAFT, TOLERANCE N; W/O HOLDING BRAKE PROTECTION CLASS IP65, | 2325 | TEM | 1 | MC | 15.401 | 1
1FK70644CC711AG2 | SIMOTICS S SYNCHRONOUS MOTOR 1FK7-HD PN=2,1 KW; UZK=600V M0=12NM (100K); NN=2000RPM; NATURAL COOLING, FRAME SIZE IMB 5 (IM V1, IM V3) FLANGE 1, WITH KTY TEMPERATURESENSOR POWER CONNECTOR ROTATABLE INCREMENTAL ENCODER SIN/COS 1VPP;2048 S/R W. C-AND D-SPUR (ENCODER IC2048S/R) PLAIN SHAFT, TOLERANCE N; W/O HOLDING BRAKE PROTECTION CLASS IP65, FLANGE ON DRIVE END IP67; | 2325 | TEM | 1 | MC | 15.401 | 1
1FK70644CC711AH0 | SIMOTICS S SYNCHRONOUS MOTOR 1FK7-HD PN=2,1 KW; UZK=600V M0=12NM (100K); NN=2000RPM; NATURAL COOLING, FRAME SIZE IMB 5 (IM V1, IM V3) FLANGE 1, WITH KTY TEMPERATURESENSOR POWER CONNECTOR ROTATABLE INCREMENTAL ENCODER SIN/COS 1VPP;2048 S/R W. C-AND D-SPUR (ENCODER IC2048S/R) PLAIN SHAFT, TOLERANCE N; WITH HOLDING BRAKE PROTECTION CLASS IP64; | 2537 | TEM | 1 | MC | 15.7 | 1
1FK70644CC711AH1 | SIMOTICS S SYNCHRONOUS MOTOR 1FK7-HD PN=2,1 KW; UZK=600V M0=12NM (100K); NN=2000RPM; NATURAL COOLING, FRAME SIZE IMB 5 (IM V1, IM V3) FLANGE 1, WITH KTY TEMPERATURESENSOR POWER CONNECTOR ROTATABLE INCREMENTAL ENCODER SIN/COS 1VPP;2048 S/R W. C-AND D-SPUR (ENCODER IC2048S/R) PLAIN SHAFT, TOLERANCE N; WITH HOLDING BRAKE PROTECTION CLASS IP65, | 2630 | TEM | 1 | MC | 15.7 | 1
1FK70644CC711AH2 | SIMOTICS S SYNCHRONOUS MOTOR 1FK7-HD PN=2,1 KW; UZK=600V M0=12NM (100K); NN=2000RPM; NATURAL COOLING, FRAME SIZE IMB 5 (IM V1, IM V3) FLANGE 1, WITH KTY TEMPERATURESENSOR POWER CONNECTOR ROTATABLE INCREMENTAL ENCODER SIN/COS 1VPP;2048 S/R W. C-AND D-SPUR (ENCODER IC2048S/R) PLAIN SHAFT, TOLERANCE N; WITH HOLDING BRAKE PROTECTION CLASS IP65, FLANGE ON DRIVE END IP67; | 2630 | TEM | 1 | MC | 15.7 | 1
1FK70644CC711BA0 | SIMOTICS S SYNCHRONOUS MOTOR 1FK7-HD PN=2,1 KW; UZK=600V M0=12NM (100K); NN=2000RPM; NATURAL COOLING, FRAME SIZE IMB 5 (IM V1, IM V3) FLANGE 1 POWER CONNECTOR ROTATABLE ABSOLUTE ENCODER SINGLETURN 24 BIT WITH DRIVE CLIQ INTERFACE (ENCODER AS24DQI) SHAFT WITH FITTED KEY, TOLERANCE N; W/O HOLDING BRAKE PROTECTION CLASS IP64; | 2559 | TEM | 1 | MC | 15.401 | 1
1FK70644CC711BA1 | SIMOTICS S SYNCHRONOUS MOTOR 1FK7-HD PN=2,1 KW; UZK=600V M0=12NM (100K); NN=2000RPM; NATURAL COOLING, FRAME SIZE IMB 5 (IM V1, IM V3) FLANGE 1 POWER CONNECTOR ROTATABLE ABSOLUTE ENCODER SINGLETURN 24 BIT WITH DRIVE CLIQ INTERFACE (ENCODER AS24DQI) SHAFT WITH FITTED KEY, TOLERANCE N; W/O HOLDING BRAKE PROTECTION CLASS IP65, | 2652 | TEM | 1 | MC | 15.401 | 1
1FK70644CC711BA2 | SIMOTICS S SYNCHRONOUS MOTOR 1FK7-HD PN=2,1 KW; UZK=600V M0=12NM (100K); NN=2000RPM; NATURAL COOLING, FRAME SIZE IMB 5 (IM V1, IM V3) FLANGE 1 POWER CONNECTOR ROTATABLE ABSOLUTE ENCODER SINGLETURN 24 BIT WITH DRIVE CLIQ INTERFACE (ENCODER AS24DQI) SHAFT WITH FITTED KEY, TOLERANCE N; W/O HOLDING BRAKE PROTECTION CLASS IP65, FLANGE ON DRIVE END IP67; | 2652 | TEM | 1 | MC | 15.401 | 1
1FK70644CC711BB0 | SIMOTICS S SYNCHRONOUS MOTOR 1FK7-HD PN=2,1 KW; UZK=600V M0=12NM (100K); NN=2000RPM; NATURAL COOLING, FRAME SIZE IMB 5 (IM V1, IM V3) FLANGE 1 POWER CONNECTOR ROTATABLE ABSOLUTE ENCODER SINGLETURN 24 BIT WITH DRIVE CLIQ INTERFACE (ENCODER AS24DQI) SHAFT WITH FITTED KEY, TOLERANCE N; WITH HOLDING BRAKE PROTECTION CLASS IP64; | 2862 | TEM | 1 | MC | 15.7 | 1
1FK70644CC711BB1 | SIMOTICS S SYNCHRONOUS MOTOR 1FK7-HD PN=2,1 KW; UZK=600V M0=12NM (100K); NN=2000RPM; NATURAL COOLING, FRAME SIZE IMB 5 (IM V1, IM V3) FLANGE 1 POWER CONNECTOR ROTATABLE ABSOLUTE ENCODER SINGLETURN 24 BIT WITH DRIVE CLIQ INTERFACE (ENCODER AS24DQI) SHAFT WITH FITTED KEY, TOLERANCE N; WITH HOLDING BRAKE PROTECTION CLASS IP65, | 2955 | TEM | 1 | MC | 15.7 | 1
1FK70644CC711BB2 | SIMOTICS S SYNCHRONOUS MOTOR 1FK7-HD PN=2,1 KW; UZK=600V M0=12NM (100K); NN=2000RPM; NATURAL COOLING, FRAME SIZE IMB 5 (IM V1, IM V3) FLANGE 1 POWER CONNECTOR ROTATABLE ABSOLUTE ENCODER SINGLETURN 24 BIT WITH DRIVE CLIQ INTERFACE (ENCODER AS24DQI) SHAFT WITH FITTED KEY, TOLERANCE N; WITH HOLDING BRAKE PROTECTION CLASS IP65, FLANGE ON DRIVE END IP67; | 2955 | TEM | 1 | MC | 15.7 | 1
1FK70644CC711BG0 | SIMOTICS S SYNCHRONOUS MOTOR 1FK7-HD PN=2,1 KW; UZK=600V M0=12NM (100K); NN=2000RPM; NATURAL COOLING, FRAME SIZE IMB 5 (IM V1, IM V3) FLANGE 1 POWER CONNECTOR ROTATABLE ABSOLUTE ENCODER SINGLETURN 24 BIT WITH DRIVE CLIQ INTERFACE (ENCODER AS24DQI) PLAIN SHAFT, TOLERANCE N; W/O HOLDING BRAKE PROTECTION CLASS IP64; | 2473 | TEM | 1 | MC | 15.401 | 1
1FK70644CC711BG1 | SIMOTICS S SYNCHRONOUS MOTOR 1FK7-HD PN=2,1 KW; UZK=600V M0=12NM (100K); NN=2000RPM; NATURAL COOLING, FRAME SIZE IMB 5 (IM V1, IM V3) FLANGE 1 POWER CONNECTOR ROTATABLE ABSOLUTE ENCODER SINGLETURN 24 BIT WITH DRIVE CLIQ INTERFACE (ENCODER AS24DQI) PLAIN SHAFT, TOLERANCE N; W/O HOLDING BRAKE PROTECTION CLASS IP65, | 2566 | TEM | 1 | MC | 15.401 | 1
1FK70644CC711BG2 | SIMOTICS S SYNCHRONOUS MOTOR 1FK7-HD PN=2,1 KW; UZK=600V M0=12NM (100K); NN=2000RPM; NATURAL COOLING, FRAME SIZE IMB 5 (IM V1, IM V3) FLANGE 1 POWER CONNECTOR ROTATABLE ABSOLUTE ENCODER SINGLETURN 24 BIT WITH DRIVE CLIQ INTERFACE (ENCODER AS24DQI) PLAIN SHAFT, TOLERANCE N; W/O HOLDING BRAKE PROTECTION CLASS IP65, FLANGE ON DRIVE END IP67; | 2566 | TEM | 1 | MC | 15.401 | 1
1FK70644CC711BH0 | SIMOTICS S SYNCHRONOUS MOTOR 1FK7-HD PN=2,1 KW; UZK=600V M0=12NM (100K); NN=2000RPM; NATURAL COOLING, FRAME SIZE IMB 5 (IM V1, IM V3) FLANGE 1 POWER CONNECTOR ROTATABLE ABSOLUTE ENCODER SINGLETURN 24 BIT WITH DRIVE CLIQ INTERFACE (ENCODER AS24DQI) PLAIN SHAFT, TOLERANCE N; WITH HOLDING BRAKE PROTECTION CLASS IP64; | 2778 | TEM | 1 | MC | 15.7 | 1
1FK70644CC711BH1 | SIMOTICS S SYNCHRONOUS MOTOR 1FK7-HD PN=2,1 KW; UZK=600V M0=12NM (100K); NN=2000RPM; NATURAL COOLING, FRAME SIZE IMB 5 (IM V1, IM V3) FLANGE 1 POWER CONNECTOR ROTATABLE ABSOLUTE ENCODER SINGLETURN 24 BIT WITH DRIVE CLIQ INTERFACE (ENCODER AS24DQI) PLAIN SHAFT, TOLERANCE N; WITH HOLDING BRAKE PROTECTION CLASS IP65, | 2871 | TEM | 1 | MC | 15.7 | 1
1FK70644CC711BH2 | SIMOTICS S SYNCHRONOUS MOTOR 1FK7-HD PN=2,1 KW; UZK=600V M0=12NM (100K); NN=2000RPM; NATURAL COOLING, FRAME SIZE IMB 5 (IM V1, IM V3) FLANGE 1 POWER CONNECTOR ROTATABLE ABSOLUTE ENCODER SINGLETURN 24 BIT WITH DRIVE CLIQ INTERFACE (ENCODER AS24DQI) PLAIN SHAFT, TOLERANCE N; WITH HOLDING BRAKE PROTECTION CLASS IP65, FLANGE ON DRIVE END IP67; | 2871 | TEM | 1 | MC | 15.7 | 1
1FK70644CC711CA0 | SIMOTICS S SYNCHRONOUS MOTOR 1FK7-HD PN=2,1 KW; UZK=600V M0=12NM (100K); NN=2000RPM; NATURAL COOLING, FRAME SIZE IMB 5 (IM V1, IM V3) FLANGE 1 POWER CONNECTOR ROTATABLE ABSOLUTE ENCODER 24 BIT + 12 BIT MULTITURN WITH DRIVE-CLIQ INTERFACE (ENCODER AM24DQI) SHAFT WITH FITTED KEY, TOLERANCE N; W/O HOLDING BRAKE PROTECTION CLASS IP64; | 2928 | TEM | 1 | MC | 15.401 | 1
1FK70644CC711CA1 | SIMOTICS S SYNCHRONOUS MOTOR 1FK7-HD PN=2,1 KW; UZK=600V M0=12NM (100K); NN=2000RPM; NATURAL COOLING, FRAME SIZE IMB 5 (IM V1, IM V3) FLANGE 1 POWER CONNECTOR ROTATABLE ABSOLUTE ENCODER 24 BIT + 12 BIT MULTITURN WITH DRIVE-CLIQ INTERFACE (ENCODER AM24DQI) SHAFT WITH FITTED KEY, TOLERANCE N; W/O HOLDING BRAKE PROTECTION CLASS IP65, | 3022 | TEM | 1 | MC | 15.401 | 1
1FK70644CC711CA2 | SIMOTICS S SYNCHRONOUS MOTOR 1FK7-HD PN=2,1 KW; UZK=600V M0=12NM (100K); NN=2000RPM; NATURAL COOLING, FRAME SIZE IMB 5 (IM V1, IM V3) FLANGE 1 POWER CONNECTOR ROTATABLE ABSOLUTE ENCODER 24 BIT + 12 BIT MULTITURN WITH DRIVE-CLIQ INTERFACE (ENCODER AM24DQI) SHAFT WITH FITTED KEY, TOLERANCE N; W/O HOLDING BRAKE PROTECTION CLASS IP65, FLANGE ON DRIVE END IP67; | 3022 | TEM | 1 | MC | 15.401 | 1
1FK70644CC711CB0 | SIMOTICS S SYNCHRONOUS MOTOR 1FK7-HD PN=2,1 KW; UZK=600V M0=12NM (100K); NN=2000RPM; NATURAL COOLING, FRAME SIZE IMB 5 (IM V1, IM V3) FLANGE 1 POWER CONNECTOR ROTATABLE ABSOLUTE ENCODER 24 BIT + 12 BIT MULTITURN WITH DRIVE-CLIQ INTERFACE (ENCODER AM24DQI) SHAFT WITH FITTED KEY, TOLERANCE N; WITH HOLDING BRAKE PROTECTION CLASS IP64; | 3231 | TEM | 1 | MC | 15.7 | 1
1FK70644CC711CB1 | SIMOTICS S SYNCHRONOUS MOTOR 1FK7-HD PN=2,1 KW; UZK=600V M0=12NM (100K); NN=2000RPM; NATURAL COOLING, FRAME SIZE IMB 5 (IM V1, IM V3) FLANGE 1 POWER CONNECTOR ROTATABLE ABSOLUTE ENCODER 24 BIT + 12 BIT MULTITURN WITH DRIVE-CLIQ INTERFACE (ENCODER AM24DQI) SHAFT WITH FITTED KEY, TOLERANCE N; WITH HOLDING BRAKE PROTECTION CLASS IP65, | 3325 | TEM | 1 | MC | 15.7 | 1
1FK70644CC711CB2 | SIMOTICS S SYNCHRONOUS MOTOR 1FK7-HD PN=2,1 KW; UZK=600V M0=12NM (100K); NN=2000RPM; NATURAL COOLING, FRAME SIZE IMB 5 (IM V1, IM V3) FLANGE 1 POWER CONNECTOR ROTATABLE ABSOLUTE ENCODER 24 BIT + 12 BIT MULTITURN WITH DRIVE-CLIQ INTERFACE (ENCODER AM24DQI) SHAFT WITH FITTED KEY, TOLERANCE N; WITH HOLDING BRAKE PROTECTION CLASS IP65, FLANGE ON DRIVE END IP67; | 3325 | TEM | 1 | MC | 15.7 | 1
1FK70644CC711CG0 | SIMOTICS S SYNCHRONOUS MOTOR 1FK7-HD PN=2,1 KW; UZK=600V M0=12NM (100K); NN=2000RPM; NATURAL COOLING, FRAME SIZE IMB 5 (IM V1, IM V3) FLANGE 1 POWER CONNECTOR ROTATABLE ABSOLUTE ENCODER 24 BIT + 12 BIT MULTITURN WITH DRIVE-CLIQ INTERFACE (ENCODER AM24DQI) PLAIN SHAFT, TOLERANCE N; W/O HOLDING BRAKE PROTECTION CLASS IP64; | 2842 | TEM | 1 | MC | 15.401 | 1
1FK70644CC711CG1 | SIMOTICS S SYNCHRONOUS MOTOR 1FK7-HD PN=2,1 KW; UZK=600V M0=12NM (100K); NN=2000RPM; NATURAL COOLING, FRAME SIZE IMB 5 (IM V1, IM V3) FLANGE 1 POWER CONNECTOR ROTATABLE ABSOLUTE ENCODER 24 BIT + 12 BIT MULTITURN WITH DRIVE-CLIQ INTERFACE (ENCODER AM24DQI) PLAIN SHAFT, TOLERANCE N; W/O HOLDING BRAKE PROTECTION CLASS IP65, | 2935 | TEM | 1 | MC | 15.401 | 1
1FK70644CC711CG2 | SIMOTICS S SYNCHRONOUS MOTOR 1FK7-HD PN=2,1 KW; UZK=600V M0=12NM (100K); NN=2000RPM; NATURAL COOLING, FRAME SIZE IMB 5 (IM V1, IM V3) FLANGE 1 POWER CONNECTOR ROTATABLE ABSOLUTE ENCODER 24 BIT + 12 BIT MULTITURN WITH DRIVE-CLIQ INTERFACE (ENCODER AM24DQI) PLAIN SHAFT, TOLERANCE N; W/O HOLDING BRAKE PROTECTION CLASS IP65, FLANGE ON DRIVE END IP67; | 2935 | TEM | 1 | MC | 15.401 | 1
1FK70644CC711CH0 | SIMOTICS S SYNCHRONOUS MOTOR 1FK7-HD PN=2,1 KW; UZK=600V M0=12NM (100K); NN=2000RPM; NATURAL COOLING, FRAME SIZE IMB 5 (IM V1, IM V3) FLANGE 1 POWER CONNECTOR ROTATABLE ABSOLUTE ENCODER 24 BIT + 12 BIT MULTITURN WITH DRIVE-CLIQ INTERFACE (ENCODER AM24DQI) PLAIN SHAFT, TOLERANCE N; WITH HOLDING BRAKE PROTECTION CLASS IP64; | 3147 | TEM | 1 | MC | 15.7 | 1
1FK70644CC711CH1 | SIMOTICS S SYNCHRONOUS MOTOR 1FK7-HD PN=2,1 KW; UZK=600V M0=12NM (100K); NN=2000RPM; NATURAL COOLING, FRAME SIZE IMB 5 (IM V1, IM V3) FLANGE 1 POWER CONNECTOR ROTATABLE ABSOLUTE ENCODER 24 BIT + 12 BIT MULTITURN WITH DRIVE-CLIQ INTERFACE (ENCODER AM24DQI) PLAIN SHAFT, TOLERANCE N; WITH HOLDING BRAKE PROTECTION CLASS IP65, | 3241 | TEM | 1 | MC | 15.7 | 1
1FK70644CC711CH2 | SIMOTICS S SYNCHRONOUS MOTOR 1FK7-HD PN=2,1 KW; UZK=600V M0=12NM (100K); NN=2000RPM; NATURAL COOLING, FRAME SIZE IMB 5 (IM V1, IM V3) FLANGE 1 POWER CONNECTOR ROTATABLE ABSOLUTE ENCODER 24 BIT + 12 BIT MULTITURN WITH DRIVE-CLIQ INTERFACE (ENCODER AM24DQI) PLAIN SHAFT, TOLERANCE N; WITH HOLDING BRAKE PROTECTION CLASS IP65, FLANGE ON DRIVE END IP67; | 3241 | TEM | 1 | MC | 15.7 | 1
1FK70644CC711DB0 | SIMOTICS S SYNCHRONOUS MOTOR 1FK7-HD PN=2,1 KW; UZK=600V M0=12NM (100K); NN=2000RPM; NATURAL COOLING, FRAME SIZE IMB 5 (IM V1, IM V3) FLANGE 1 POWER CONNECTOR ROTATABLE INCREMENTAL ENCODER 22 BIT WITH DRIVE-CLIQ INTERFACE (ENCODER IC22DQ) SHAFT WITH FITTED KEY, TOLERANCE N; WITH HOLDING BRAKE PROTECTION CLASS IP64; | 2942 | TEM | 1 | MC | 15.701 | 1
1FK70644CC711DH0 | SIMOTICS S SYNCHRONOUS MOTOR 1FK7-HD PN=2,1 KW; UZK=600V M0=12NM (100K); NN=2000RPM; NATURAL COOLING, FRAME SIZE IMB 5 (IM V1, IM V3) FLANGE 1 POWER CONNECTOR ROTATABLE INCREMENTAL ENCODER 22 BIT WITH DRIVE-CLIQ INTERFACE (ENCODER IC22DQ) PLAIN SHAFT, TOLERANCE N; WITH HOLDING BRAKE PROTECTION CLASS IP64; | 2858 | TEM | 1 | MC | 15.701 | 1
1FK70644CC711EA0 | SIMOTICS S SYNCHRONOUS MOTOR 1FK7-HD PN=2,1 KW; UZK=600V M0=12NM (100K); NN=2000RPM; NATURAL COOLING, FRAME SIZE IMB 5 (IM V1, IM V3) FLANGE 1, WITH KTY TEMPERATURESENSOR POWER CONNECTOR ROTATABLE ABSOLUTE ENCODERR 2048 S/R + 4096 UMDREHUNGEN MULTITURN, WITH ENDAT-SCHNITTSTELLE (ENCODER AM2048S/R) SHAFT WITH FITTED KEY, TOLERANCE N; W/O HOLDING BRAKE PROTECTION CLASS IP64; | 2689 | TEM | 1 | MC | 15.401 | 1
1FK70644CC711EA1 | SIMOTICS S SYNCHRONOUS MOTOR 1FK7-HD PN=2,1 KW; UZK=600V M0=12NM (100K); NN=2000RPM; NATURAL COOLING, FRAME SIZE IMB 5 (IM V1, IM V3) FLANGE 1, WITH KTY TEMPERATURESENSOR POWER CONNECTOR ROTATABLE ABSOLUTE ENCODERR 2048 S/R + 4096 UMDREHUNGEN MULTITURN, WITH ENDAT-SCHNITTSTELLE (ENCODER AM2048S/R) SHAFT WITH FITTED KEY, TOLERANCE N; W/O HOLDING BRAKE PROTECTION CLASS IP65, | 2783 | TEM | 1 | MC | 15.401 | 1
1FK70644CC711EA2 | SIMOTICS S SYNCHRONOUS MOTOR 1FK7-HD PN=2,1 KW; UZK=600V M0=12NM (100K); NN=2000RPM; NATURAL COOLING, FRAME SIZE IMB 5 (IM V1, IM V3) FLANGE 1, WITH KTY TEMPERATURESENSOR POWER CONNECTOR ROTATABLE ABSOLUTE ENCODERR 2048 S/R + 4096 UMDREHUNGEN MULTITURN, WITH ENDAT-SCHNITTSTELLE (ENCODER AM2048S/R) SHAFT WITH FITTED KEY, TOLERANCE N; W/O HOLDING BRAKE PROTECTION CLASS IP65, FLANGE ON DRIVE END IP67; | 2783 | TEM | 1 | MC | 15.401 | 1
1FK70644CC711EB0 | SIMOTICS S SYNCHRONOUS MOTOR 1FK7-HD PN=2,1 KW; UZK=600V M0=12NM (100K); NN=2000RPM; NATURAL COOLING, FRAME SIZE IMB 5 (IM V1, IM V3) FLANGE 1, WITH KTY TEMPERATURESENSOR POWER CONNECTOR ROTATABLE ABSOLUTE ENCODERR 2048 S/R + 4096 UMDREHUNGEN MULTITURN, WITH ENDAT-SCHNITTSTELLE (ENCODER AM2048S/R) SHAFT WITH FITTED KEY, TOLERANCE N; WITH HOLDING BRAKE PROTECTION CLASS IP64; | 2992 | TEM | 1 | MC | 15.7 | 1
1FK70644CC711EB1 | SIMOTICS S SYNCHRONOUS MOTOR 1FK7-HD PN=2,1 KW; UZK=600V M0=12NM (100K); NN=2000RPM; NATURAL COOLING, FRAME SIZE IMB 5 (IM V1, IM V3) FLANGE 1, WITH KTY TEMPERATURESENSOR POWER CONNECTOR ROTATABLE ABSOLUTE ENCODERR 2048 S/R + 4096 UMDREHUNGEN MULTITURN, WITH ENDAT-SCHNITTSTELLE (ENCODER AM2048S/R) SHAFT WITH FITTED KEY, TOLERANCE N; WITH HOLDING BRAKE PROTECTION CLASS IP65, | 3086 | TEM | 1 | MC | 15.7 | 1
1FK70644CC711EB2 | SIMOTICS S SYNCHRONOUS MOTOR 1FK7-HD PN=2,1 KW; UZK=600V M0=12NM (100K); NN=2000RPM; NATURAL COOLING, FRAME SIZE IMB 5 (IM V1, IM V3) FLANGE 1, WITH KTY TEMPERATURESENSOR POWER CONNECTOR ROTATABLE ABSOLUTE ENCODERR 2048 S/R + 4096 UMDREHUNGEN MULTITURN, WITH ENDAT-SCHNITTSTELLE (ENCODER AM2048S/R) SHAFT WITH FITTED KEY, TOLERANCE N; WITH HOLDING BRAKE PROTECTION CLASS IP65, FLANGE ON DRIVE END IP67; | 3086 | TEM | 1 | MC | 15.7 | 1
1FK70644CC711EG0 | SIMOTICS S SYNCHRONOUS MOTOR 1FK7-HD PN=2,1 KW; UZK=600V M0=12NM (100K); NN=2000RPM; NATURAL COOLING, FRAME SIZE IMB 5 (IM V1, IM V3) FLANGE 1, WITH KTY TEMPERATURESENSOR POWER CONNECTOR ROTATABLE ABSOLUTE ENCODERR 2048 S/R + 4096 UMDREHUNGEN MULTITURN, WITH ENDAT-SCHNITTSTELLE (ENCODER AM2048S/R) PLAIN SHAFT, TOLERANCE N; W/O HOLDING BRAKE PROTECTION CLASS IP64; | 2603 | TEM | 1 | MC | 15.401 | 1
1FK70644CC711EG1 | SIMOTICS S SYNCHRONOUS MOTOR 1FK7-HD PN=2,1 KW; UZK=600V M0=12NM (100K); NN=2000RPM; NATURAL COOLING, FRAME SIZE IMB 5 (IM V1, IM V3) FLANGE 1, WITH KTY TEMPERATURESENSOR POWER CONNECTOR ROTATABLE ABSOLUTE ENCODERR 2048 S/R + 4096 UMDREHUNGEN MULTITURN, WITH ENDAT-SCHNITTSTELLE (ENCODER AM2048S/R) PLAIN SHAFT, TOLERANCE N; W/O HOLDING BRAKE PROTECTION CLASS IP65, | 2697 | TEM | 1 | MC | 15.401 | 1
1FK70644CC711EG2 | SIMOTICS S SYNCHRONOUS MOTOR 1FK7-HD PN=2,1 KW; UZK=600V M0=12NM (100K); NN=2000RPM; NATURAL COOLING, FRAME SIZE IMB 5 (IM V1, IM V3) FLANGE 1, WITH KTY TEMPERATURESENSOR POWER CONNECTOR ROTATABLE ABSOLUTE ENCODERR 2048 S/R + 4096 UMDREHUNGEN MULTITURN, WITH ENDAT-SCHNITTSTELLE (ENCODER AM2048S/R) PLAIN SHAFT, TOLERANCE N; W/O HOLDING BRAKE PROTECTION CLASS IP65, FLANGE ON DRIVE END IP67; | 2697 | TEM | 1 | MC | 15.401 | 1
1FK70644CC711EH0 | SIMOTICS S SYNCHRONOUS MOTOR 1FK7-HD PN=2,1 KW; UZK=600V M0=12NM (100K); NN=2000RPM; NATURAL COOLING, FRAME SIZE IMB 5 (IM V1, IM V3) FLANGE 1, WITH KTY TEMPERATURESENSOR POWER CONNECTOR ROTATABLE ABSOLUTE ENCODERR 2048 S/R + 4096 UMDREHUNGEN MULTITURN, WITH ENDAT-SCHNITTSTELLE (ENCODER AM2048S/R) PLAIN SHAFT, TOLERANCE N; WITH HOLDING BRAKE PROTECTION CLASS IP64; | 2908 | TEM | 1 | MC | 15.7 | 1
1FK70644CC711EH1 | SIMOTICS S SYNCHRONOUS MOTOR 1FK7-HD PN=2,1 KW; UZK=600V M0=12NM (100K); NN=2000RPM; NATURAL COOLING, FRAME SIZE IMB 5 (IM V1, IM V3) FLANGE 1, WITH KTY TEMPERATURESENSOR POWER CONNECTOR ROTATABLE ABSOLUTE ENCODERR 2048 S/R + 4096 UMDREHUNGEN MULTITURN, WITH ENDAT-SCHNITTSTELLE (ENCODER AM2048S/R) PLAIN SHAFT, TOLERANCE N; WITH HOLDING BRAKE PROTECTION CLASS IP65, | 3002 | TEM | 1 | MC | 15.7 | 1
1FK70644CC711EH2 | SIMOTICS S SYNCHRONOUS MOTOR 1FK7-HD PN=2,1 KW; UZK=600V M0=12NM (100K); NN=2000RPM; NATURAL COOLING, FRAME SIZE IMB 5 (IM V1, IM V3) FLANGE 1, WITH KTY TEMPERATURESENSOR POWER CONNECTOR ROTATABLE ABSOLUTE ENCODERR 2048 S/R + 4096 UMDREHUNGEN MULTITURN, WITH ENDAT-SCHNITTSTELLE (ENCODER AM2048S/R) PLAIN SHAFT, TOLERANCE N; WITH HOLDING BRAKE PROTECTION CLASS IP65, FLANGE ON DRIVE END IP67; | 3002 | TEM | 1 | MC | 15.7 | 1
1FK70644CC711KA0 | SIMOTICS S SYNCHRONOUS MOTOR 1FK7-HD PN=2,1 KW; UZK=600V M0=12NM (100K); NN=2000RPM; NATURAL COOLING, FRAME SIZE IMB 5 (IM V1, IM V3) FLANGE 1 POWER CONNECTOR ROTATABLE ABSOLUTE ENCODER 16BIT + 12BIT MULTITURN, WITH DRIVE-CLIQ INTERFACE (ENCODER AM16DQ) SHAFT WITH FITTED KEY, TOLERANCE N; W/O HOLDING BRAKE PROTECTION CLASS IP64; | 2491 | TEM | 1 | MC | 15.401 | 1
1FK70644CC711KA1 | SIMOTICS S SYNCHRONOUS MOTOR 1FK7-HD PN=2,1 KW; UZK=600V M0=12NM (100K); NN=2000RPM; NATURAL COOLING, FRAME SIZE IMB 5 (IM V1, IM V3) FLANGE 1 POWER CONNECTOR ROTATABLE ABSOLUTE ENCODER 16BIT + 12BIT MULTITURN, WITH DRIVE-CLIQ INTERFACE (ENCODER AM16DQ) SHAFT WITH FITTED KEY, TOLERANCE N; W/O HOLDING BRAKE PROTECTION CLASS IP65, | 2584 | TEM | 1 | MC | 15.401 | 1
1FK70644CC711KA2 | SIMOTICS S SYNCHRONOUS MOTOR 1FK7-HD PN=2,1 KW; UZK=600V M0=12NM (100K); NN=2000RPM; NATURAL COOLING, FRAME SIZE IMB 5 (IM V1, IM V3) FLANGE 1 POWER CONNECTOR ROTATABLE ABSOLUTE ENCODER 16BIT + 12BIT MULTITURN, WITH DRIVE-CLIQ INTERFACE (ENCODER AM16DQ) SHAFT WITH FITTED KEY, TOLERANCE N; W/O HOLDING BRAKE PROTECTION CLASS IP65, FLANGE ON DRIVE END IP67; | 2584 | TEM | 1 | MC | 15.401 | 1
1FK70644CC711KB0 | SIMOTICS S SYNCHRONOUS MOTOR 1FK7-HD PN=2,1 KW; UZK=600V M0=12NM (100K); NN=2000RPM; NATURAL COOLING, FRAME SIZE IMB 5 (IM V1, IM V3) FLANGE 1 POWER CONNECTOR ROTATABLE ABSOLUTE ENCODER 16BIT + 12BIT MULTITURN, WITH DRIVE-CLIQ INTERFACE (ENCODER AM16DQ) SHAFT WITH FITTED KEY, TOLERANCE N; WITH HOLDING BRAKE PROTECTION CLASS IP64; | 2794 | TEM | 1 | MC | 15.7 | 1
1FK70644CC711KB1 | SIMOTICS S SYNCHRONOUS MOTOR 1FK7-HD PN=2,1 KW; UZK=600V M0=12NM (100K); NN=2000RPM; NATURAL COOLING, FRAME SIZE IMB 5 (IM V1, IM V3) FLANGE 1 POWER CONNECTOR ROTATABLE ABSOLUTE ENCODER 16BIT + 12BIT MULTITURN, WITH DRIVE-CLIQ INTERFACE (ENCODER AM16DQ) SHAFT WITH FITTED KEY, TOLERANCE N; WITH HOLDING BRAKE PROTECTION CLASS IP65, | 2887 | TEM | 1 | MC | 15.7 | 1
1FK70644CC711KB2 | SIMOTICS S SYNCHRONOUS MOTOR 1FK7-HD PN=2,1 KW; UZK=600V M0=12NM (100K); NN=2000RPM; NATURAL COOLING, FRAME SIZE IMB 5 (IM V1, IM V3) FLANGE 1 POWER CONNECTOR ROTATABLE ABSOLUTE ENCODER 16BIT + 12BIT MULTITURN, WITH DRIVE-CLIQ INTERFACE (ENCODER AM16DQ) SHAFT WITH FITTED KEY, TOLERANCE N; WITH HOLDING BRAKE PROTECTION CLASS IP65, FLANGE ON DRIVE END IP67; | 2887 | TEM | 1 | MC | 15.7 | 1
1FK70644CC711KG0 | SIMOTICS S SYNCHRONOUS MOTOR 1FK7-HD PN=2,1 KW; UZK=600V M0=12NM (100K); NN=2000RPM; NATURAL COOLING, FRAME SIZE IMB 5 (IM V1, IM V3) FLANGE 1 POWER CONNECTOR ROTATABLE ABSOLUTE ENCODER 16BIT + 12BIT MULTITURN, WITH DRIVE-CLIQ INTERFACE (ENCODER AM16DQ) PLAIN SHAFT, TOLERANCE N; W/O HOLDING BRAKE PROTECTION CLASS IP64; | 2405 | TEM | 1 | MC | 15.401 | 1
1FK70644CC711KG1 | SIMOTICS S SYNCHRONOUS MOTOR 1FK7-HD PN=2,1 KW; UZK=600V M0=12NM (100K); NN=2000RPM; NATURAL COOLING, FRAME SIZE IMB 5 (IM V1, IM V3) FLANGE 1 POWER CONNECTOR ROTATABLE ABSOLUTE ENCODER 16BIT + 12BIT MULTITURN, WITH DRIVE-CLIQ INTERFACE (ENCODER AM16DQ) PLAIN SHAFT, TOLERANCE N; W/O HOLDING BRAKE PROTECTION CLASS IP65, | 2498 | TEM | 1 | MC | 15.401 | 1
1FK70644CC711KG2 | SIMOTICS S SYNCHRONOUS MOTOR 1FK7-HD PN=2,1 KW; UZK=600V M0=12NM (100K); NN=2000RPM; NATURAL COOLING, FRAME SIZE IMB 5 (IM V1, IM V3) FLANGE 1 POWER CONNECTOR ROTATABLE ABSOLUTE ENCODER 16BIT + 12BIT MULTITURN, WITH DRIVE-CLIQ INTERFACE (ENCODER AM16DQ) PLAIN SHAFT, TOLERANCE N; W/O HOLDING BRAKE PROTECTION CLASS IP65, FLANGE ON DRIVE END IP67; | 2498 | TEM | 1 | MC | 15.401 | 1
1FK70644CC711KH0 | SIMOTICS S SYNCHRONOUS MOTOR 1FK7-HD PN=2,1 KW; UZK=600V M0=12NM (100K); NN=2000RPM; NATURAL COOLING, FRAME SIZE IMB 5 (IM V1, IM V3) FLANGE 1 POWER CONNECTOR ROTATABLE ABSOLUTE ENCODER 16BIT + 12BIT MULTITURN, WITH DRIVE-CLIQ INTERFACE (ENCODER AM16DQ) PLAIN SHAFT, TOLERANCE N; WITH HOLDING BRAKE PROTECTION CLASS IP64; | 2710 | TEM | 1 | MC | 15.7 | 1
1FK70644CC711KH1 | SIMOTICS S SYNCHRONOUS MOTOR 1FK7-HD PN=2,1 KW; UZK=600V M0=12NM (100K); NN=2000RPM; NATURAL COOLING, FRAME SIZE IMB 5 (IM V1, IM V3) FLANGE 1 POWER CONNECTOR ROTATABLE ABSOLUTE ENCODER 16BIT + 12BIT MULTITURN, WITH DRIVE-CLIQ INTERFACE (ENCODER AM16DQ) PLAIN SHAFT, TOLERANCE N; WITH HOLDING BRAKE PROTECTION CLASS IP65, | 2803 | TEM | 1 | MC | 15.7 | 1
1FK70644CC711KH2 | SIMOTICS S SYNCHRONOUS MOTOR 1FK7-HD PN=2,1 KW; UZK=600V M0=12NM (100K); NN=2000RPM; NATURAL COOLING, FRAME SIZE IMB 5 (IM V1, IM V3) FLANGE 1 POWER CONNECTOR ROTATABLE ABSOLUTE ENCODER 16BIT + 12BIT MULTITURN, WITH DRIVE-CLIQ INTERFACE (ENCODER AM16DQ) PLAIN SHAFT, TOLERANCE N; WITH HOLDING BRAKE PROTECTION CLASS IP65, FLANGE ON DRIVE END IP67; | 2803 | TEM | 1 | MC | 15.7 | 1
1FK70644CC711PA0 | SIMOTICS S SYNCHRONOUS MOTOR 1FK7-HD PN=2,1 KW; UZK=600V M0=12NM (100K); NN=2000RPM; NATURAL COOLING, FRAME SIZE IMB 5 (IM V1, IM V3) FLANGE 1 POWER CONNECTOR ROTATABLE RESOLVER 2-POLE, WITH DRIVE CLIQ-INTERFACE SHAFT WITH FITTED KEY, TOLERANCE N; W/O HOLDING BRAKE PROTECTION CLASS IP64; | 1973 | TEM | 1 | MC | 15.501 | 1
1FK70644CC711PA1 | SIMOTICS S SYNCHRONOUS MOTOR 1FK7-HD PN=2,1 KW; UZK=600V M0=12NM (100K); NN=2000RPM; NATURAL COOLING, FRAME SIZE IMB 5 (IM V1, IM V3) FLANGE 1 POWER CONNECTOR ROTATABLE RESOLVER 2-POLE, WITH DRIVE CLIQ-INTERFACE SHAFT WITH FITTED KEY, TOLERANCE N; W/O HOLDING BRAKE PROTECTION CLASS IP65, | 2066 | TEM | 1 | MC | 15.501 | 1
1FK70644CC711PA2 | SIMOTICS S SYNCHRONOUS MOTOR 1FK7-HD PN=2,1 KW; UZK=600V M0=12NM (100K); NN=2000RPM; NATURAL COOLING, FRAME SIZE IMB 5 (IM V1, IM V3) FLANGE 1 POWER CONNECTOR ROTATABLE RESOLVER 2-POLE, WITH DRIVE CLIQ-INTERFACE SHAFT WITH FITTED KEY, TOLERANCE N; W/O HOLDING BRAKE PROTECTION CLASS IP65, FLANGE ON DRIVE END IP67; | 2066 | TEM | 1 | MC | 15.501 | 1
1FK70644CC711PB0 | SIMOTICS S SYNCHRONOUS MOTOR 1FK7-HD PN=2,1 KW; UZK=600V M0=12NM (100K); NN=2000RPM; NATURAL COOLING, FRAME SIZE IMB 5 (IM V1, IM V3) FLANGE 1 POWER CONNECTOR ROTATABLE RESOLVER 2-POLE, WITH DRIVE CLIQ-INTERFACE SHAFT WITH FITTED KEY, TOLERANCE N; WITH HOLDING BRAKE PROTECTION CLASS IP64; | 2276 | TEM | 1 | MC | 15.8 | 1
1FK70644CC711PB1 | SIMOTICS S SYNCHRONOUS MOTOR 1FK7-HD PN=2,1 KW; UZK=600V M0=12NM (100K); NN=2000RPM; NATURAL COOLING, FRAME SIZE IMB 5 (IM V1, IM V3) FLANGE 1 POWER CONNECTOR ROTATABLE RESOLVER 2-POLE, WITH DRIVE CLIQ-INTERFACE SHAFT WITH FITTED KEY, TOLERANCE N; WITH HOLDING BRAKE PROTECTION CLASS IP65, | 2369 | TEM | 1 | MC | 15.8 | 1
1FK70644CC711PB2 | SIMOTICS S SYNCHRONOUS MOTOR 1FK7-HD PN=2,1 KW; UZK=600V M0=12NM (100K); NN=2000RPM; NATURAL COOLING, FRAME SIZE IMB 5 (IM V1, IM V3) FLANGE 1 POWER CONNECTOR ROTATABLE RESOLVER 2-POLE, WITH DRIVE CLIQ-INTERFACE SHAFT WITH FITTED KEY, TOLERANCE N; WITH HOLDING BRAKE PROTECTION CLASS IP65, FLANGE ON DRIVE END IP67; | 2369 | TEM | 1 | MC | 15.8 | 1
1FK70644CC711PG0 | SIMOTICS S SYNCHRONOUS MOTOR 1FK7-HD PN=2,1 KW; UZK=600V M0=12NM (100K); NN=2000RPM; NATURAL COOLING, FRAME SIZE IMB 5 (IM V1, IM V3) FLANGE 1 POWER CONNECTOR ROTATABLE RESOLVER 2-POLE, WITH DRIVE CLIQ-INTERFACE PLAIN SHAFT, TOLERANCE N; W/O HOLDING BRAKE PROTECTION CLASS IP64; | 1887 | TEM | 1 | MC | 15.501 | 1
1FK70644CC711PG1 | SIMOTICS S SYNCHRONOUS MOTOR 1FK7-HD PN=2,1 KW; UZK=600V M0=12NM (100K); NN=2000RPM; NATURAL COOLING, FRAME SIZE IMB 5 (IM V1, IM V3) FLANGE 1 POWER CONNECTOR ROTATABLE RESOLVER 2-POLE, WITH DRIVE CLIQ-INTERFACE PLAIN SHAFT, TOLERANCE N; W/O HOLDING BRAKE PROTECTION CLASS IP65, | 1980 | TEM | 1 | MC | 15.501 | 1
1FK70644CC711PG2 | SIMOTICS S SYNCHRONOUS MOTOR 1FK7-HD PN=2,1 KW; UZK=600V M0=12NM (100K); NN=2000RPM; NATURAL COOLING, FRAME SIZE IMB 5 (IM V1, IM V3) FLANGE 1 POWER CONNECTOR ROTATABLE RESOLVER 2-POLE, WITH DRIVE CLIQ-INTERFACE PLAIN SHAFT, TOLERANCE N; W/O HOLDING BRAKE PROTECTION CLASS IP65, FLANGE ON DRIVE END IP67; | 1980 | TEM | 1 | MC | 15.501 | 1
1FK70644CC711PH0 | SIMOTICS S SYNCHRONOUS MOTOR 1FK7-HD PN=2,1 KW; UZK=600V M0=12NM (100K); NN=2000RPM; NATURAL COOLING, FRAME SIZE IMB 5 (IM V1, IM V3) FLANGE 1 POWER CONNECTOR ROTATABLE RESOLVER 2-POLE, WITH DRIVE CLIQ-INTERFACE PLAIN SHAFT, TOLERANCE N; WITH HOLDING BRAKE PROTECTION CLASS IP64; | 2192 | TEM | 1 | MC | 15.8 | 1
1FK70644CC711PH1 | SIMOTICS S SYNCHRONOUS MOTOR 1FK7-HD PN=2,1 KW; UZK=600V M0=12NM (100K); NN=2000RPM; NATURAL COOLING, FRAME SIZE IMB 5 (IM V1, IM V3) FLANGE 1 POWER CONNECTOR ROTATABLE RESOLVER 2-POLE, WITH DRIVE CLIQ-INTERFACE PLAIN SHAFT, TOLERANCE N; WITH HOLDING BRAKE PROTECTION CLASS IP65, | 2285 | TEM | 1 | MC | 15.8 | 1
1FK70644CC711PH2 | SIMOTICS S SYNCHRONOUS MOTOR 1FK7-HD PN=2,1 KW; UZK=600V M0=12NM (100K); NN=2000RPM; NATURAL COOLING, FRAME SIZE IMB 5 (IM V1, IM V3) FLANGE 1 POWER CONNECTOR ROTATABLE RESOLVER 2-POLE, WITH DRIVE CLIQ-INTERFACE PLAIN SHAFT, TOLERANCE N; WITH HOLDING BRAKE PROTECTION CLASS IP65, FLANGE ON DRIVE END IP67; | 2285 | TEM | 1 | MC | 15.8 | 1
1FK70644CC711QA0 | SIMOTICS S SYNCHRONOUS MOTOR 1FK7-HD PN=2,1 KW; UZK=600V M0=12NM (100K); NN=2000RPM; NATURAL COOLING, FRAME SIZE IMB 5 (IM V1, IM V3) FLANGE 1 POWER CONNECTOR ROTATABLE ABSOLUTE ENCODER SINGLETURN 20 BIT WITH DRIVE-CLIQ INTERFACE (ENCODER AS20DQI) SHAFT WITH FITTED KEY, TOLERANCE N; W/O HOLDING BRAKE PROTECTION CLASS IP64; | 2076 | TEM | 1 | MC | 15.401 | 1
1FK70644CC711QA1 | SIMOTICS S SYNCHRONOUS MOTOR 1FK7-HD PN=2,1 KW; UZK=600V M0=12NM (100K); NN=2000RPM; NATURAL COOLING, FRAME SIZE IMB 5 (IM V1, IM V3) FLANGE 1 POWER CONNECTOR ROTATABLE ABSOLUTE ENCODER SINGLETURN 20 BIT WITH DRIVE-CLIQ INTERFACE (ENCODER AS20DQI) SHAFT WITH FITTED KEY, TOLERANCE N; W/O HOLDING BRAKE PROTECTION CLASS IP65, | 2169 | TEM | 1 | MC | 15.401 | 1
1FK70644CC711QA2 | SIMOTICS S SYNCHRONOUS MOTOR 1FK7-HD PN=2,1 KW; UZK=600V M0=12NM (100K); NN=2000RPM; NATURAL COOLING, FRAME SIZE IMB 5 (IM V1, IM V3) FLANGE 1 POWER CONNECTOR ROTATABLE ABSOLUTE ENCODER SINGLETURN 20 BIT WITH DRIVE-CLIQ INTERFACE (ENCODER AS20DQI) SHAFT WITH FITTED KEY, TOLERANCE N; W/O HOLDING BRAKE PROTECTION CLASS IP65, FLANGE ON DRIVE END IP67; | 2169 | TEM | 1 | MC | 15.401 | 1
1FK70644CC711QB0 | SIMOTICS S SYNCHRONOUS MOTOR 1FK7-HD PN=2,1 KW; UZK=600V M0=12NM (100K); NN=2000RPM; NATURAL COOLING, FRAME SIZE IMB 5 (IM V1, IM V3) FLANGE 1 POWER CONNECTOR ROTATABLE ABSOLUTE ENCODER SINGLETURN 20 BIT WITH DRIVE-CLIQ INTERFACE (ENCODER AS20DQI) SHAFT WITH FITTED KEY, TOLERANCE N; WITH HOLDING BRAKE PROTECTION CLASS IP64; | 2379 | TEM | 1 | MC | 15.7 | 1
1FK70644CC711QB1 | SIMOTICS S SYNCHRONOUS MOTOR 1FK7-HD PN=2,1 KW; UZK=600V M0=12NM (100K); NN=2000RPM; NATURAL COOLING, FRAME SIZE IMB 5 (IM V1, IM V3) FLANGE 1 POWER CONNECTOR ROTATABLE ABSOLUTE ENCODER SINGLETURN 20 BIT WITH DRIVE-CLIQ INTERFACE (ENCODER AS20DQI) SHAFT WITH FITTED KEY, TOLERANCE N; WITH HOLDING BRAKE PROTECTION CLASS IP65, | 2472 | TEM | 1 | MC | 15.7 | 1
1FK70644CC711QB2 | SIMOTICS S SYNCHRONOUS MOTOR 1FK7-HD PN=2,1 KW; UZK=600V M0=12NM (100K); NN=2000RPM; NATURAL COOLING, FRAME SIZE IMB 5 (IM V1, IM V3) FLANGE 1 POWER CONNECTOR ROTATABLE ABSOLUTE ENCODER SINGLETURN 20 BIT WITH DRIVE-CLIQ INTERFACE (ENCODER AS20DQI) SHAFT WITH FITTED KEY, TOLERANCE N; WITH HOLDING BRAKE PROTECTION CLASS IP65, FLANGE ON DRIVE END IP67; | 2472 | TEM | 1 | MC | 15.7 | 1
1FK70644CC711QG0 | SIMOTICS S SYNCHRONOUS MOTOR 1FK7-HD PN=2,1 KW; UZK=600V M0=12NM (100K); NN=2000RPM; NATURAL COOLING, FRAME SIZE IMB 5 (IM V1, IM V3) FLANGE 1 POWER CONNECTOR ROTATABLE ABSOLUTE ENCODER SINGLETURN 20 BIT WITH DRIVE-CLIQ INTERFACE (ENCODER AS20DQI) PLAIN SHAFT, TOLERANCE N; W/O HOLDING BRAKE PROTECTION CLASS IP64; | 1990 | TEM | 1 | MC | 15.401 | 1
1FK70644CC711QG1 | SIMOTICS S SYNCHRONOUS MOTOR 1FK7-HD PN=2,1 KW; UZK=600V M0=12NM (100K); NN=2000RPM; NATURAL COOLING, FRAME SIZE IMB 5 (IM V1, IM V3) FLANGE 1 POWER CONNECTOR ROTATABLE ABSOLUTE ENCODER SINGLETURN 20 BIT WITH DRIVE-CLIQ INTERFACE (ENCODER AS20DQI) PLAIN SHAFT, TOLERANCE N; W/O HOLDING BRAKE PROTECTION CLASS IP65, | 2083 | TEM | 1 | MC | 15.401 | 1
1FK70644CC711QG2 | SIMOTICS S SYNCHRONOUS MOTOR 1FK7-HD PN=2,1 KW; UZK=600V M0=12NM (100K); NN=2000RPM; NATURAL COOLING, FRAME SIZE IMB 5 (IM V1, IM V3) FLANGE 1 POWER CONNECTOR ROTATABLE ABSOLUTE ENCODER SINGLETURN 20 BIT WITH DRIVE-CLIQ INTERFACE (ENCODER AS20DQI) PLAIN SHAFT, TOLERANCE N; W/O HOLDING BRAKE PROTECTION CLASS IP65, FLANGE ON DRIVE END IP67; | 2083 | TEM | 1 | MC | 15.401 | 1
1FK70644CC711QH0 | SIMOTICS S SYNCHRONOUS MOTOR 1FK7-HD PN=2,1 KW; UZK=600V M0=12NM (100K); NN=2000RPM; NATURAL COOLING, FRAME SIZE IMB 5 (IM V1, IM V3) FLANGE 1 POWER CONNECTOR ROTATABLE ABSOLUTE ENCODER SINGLETURN 20 BIT WITH DRIVE-CLIQ INTERFACE (ENCODER AS20DQI) PLAIN SHAFT, TOLERANCE N; WITH HOLDING BRAKE PROTECTION CLASS IP64; | 2295 | TEM | 1 | MC | 15.7 | 1
1FK70644CC711QH1 | SIMOTICS S SYNCHRONOUS MOTOR 1FK7-HD PN=2,1 KW; UZK=600V M0=12NM (100K); NN=2000RPM; NATURAL COOLING, FRAME SIZE IMB 5 (IM V1, IM V3) FLANGE 1 POWER CONNECTOR ROTATABLE ABSOLUTE ENCODER SINGLETURN 20 BIT WITH DRIVE-CLIQ INTERFACE (ENCODER AS20DQI) PLAIN SHAFT, TOLERANCE N; WITH HOLDING BRAKE PROTECTION CLASS IP65, | 2388 | TEM | 1 | MC | 15.7 | 1
1FK70644CC711QH2 | SIMOTICS S SYNCHRONOUS MOTOR 1FK7-HD PN=2,1 KW; UZK=600V M0=12NM (100K); NN=2000RPM; NATURAL COOLING, FRAME SIZE IMB 5 (IM V1, IM V3) FLANGE 1 POWER CONNECTOR ROTATABLE ABSOLUTE ENCODER SINGLETURN 20 BIT WITH DRIVE-CLIQ INTERFACE (ENCODER AS20DQI) PLAIN SHAFT, TOLERANCE N; WITH HOLDING BRAKE PROTECTION CLASS IP65, FLANGE ON DRIVE END IP67; | 2388 | TEM | 1 | MC | 15.7 | 1
1FK70644CC711RA0 | SIMOTICS S SYNCHRONOUS MOTOR 1FK7-HD PN=2,1 KW; UZK=600V M0=12NM (100K); NN=2000RPM; NATURAL COOLING, FRAME SIZE IMB 5 (IM V1, IM V3) FLANGE 1 POWER CONNECTOR ROTATABLE ABSOLUTE ENCODER 20 BIT + 12 BIT MULTITURN WITH DRIVE-CLIQ INTERFACE (ENCODER AM20DQI) SHAFT WITH FITTED KEY, TOLERANCE N; W/O HOLDING BRAKE PROTECTION CLASS IP64; | 2450 | TEM | 1 | MC | 15.401 | 1
1FK70644CC711RA1 | SIMOTICS S SYNCHRONOUS MOTOR 1FK7-HD PN=2,1 KW; UZK=600V M0=12NM (100K); NN=2000RPM; NATURAL COOLING, FRAME SIZE IMB 5 (IM V1, IM V3) FLANGE 1 POWER CONNECTOR ROTATABLE ABSOLUTE ENCODER 20 BIT + 12 BIT MULTITURN WITH DRIVE-CLIQ INTERFACE (ENCODER AM20DQI) SHAFT WITH FITTED KEY, TOLERANCE N; W/O HOLDING BRAKE PROTECTION CLASS IP65, | 2544 | TEM | 1 | MC | 15.401 | 1
1FK70644CC711RA2 | SIMOTICS S SYNCHRONOUS MOTOR 1FK7-HD PN=2,1 KW; UZK=600V M0=12NM (100K); NN=2000RPM; NATURAL COOLING, FRAME SIZE IMB 5 (IM V1, IM V3) FLANGE 1 POWER CONNECTOR ROTATABLE ABSOLUTE ENCODER 20 BIT + 12 BIT MULTITURN WITH DRIVE-CLIQ INTERFACE (ENCODER AM20DQI) SHAFT WITH FITTED KEY, TOLERANCE N; W/O HOLDING BRAKE PROTECTION CLASS IP65, FLANGE ON DRIVE END IP67; | 2544 | TEM | 1 | MC | 15.401 | 1
1FK70644CC711RB0 | SIMOTICS S SYNCHRONOUS MOTOR 1FK7-HD PN=2,1 KW; UZK=600V M0=12NM (100K); NN=2000RPM; NATURAL COOLING, FRAME SIZE IMB 5 (IM V1, IM V3) FLANGE 1 POWER CONNECTOR ROTATABLE ABSOLUTE ENCODER 20 BIT + 12 BIT MULTITURN WITH DRIVE-CLIQ INTERFACE (ENCODER AM20DQI) SHAFT WITH FITTED KEY, TOLERANCE N; WITH HOLDING BRAKE PROTECTION CLASS IP64; | 2753 | TEM | 1 | MC | 15.7 | 1
1FK70644CC711RB1 | SIMOTICS S SYNCHRONOUS MOTOR 1FK7-HD PN=2,1 KW; UZK=600V M0=12NM (100K); NN=2000RPM; NATURAL COOLING, FRAME SIZE IMB 5 (IM V1, IM V3) FLANGE 1 POWER CONNECTOR ROTATABLE ABSOLUTE ENCODER 20 BIT + 12 BIT MULTITURN WITH DRIVE-CLIQ INTERFACE (ENCODER AM20DQI) SHAFT WITH FITTED KEY, TOLERANCE N; WITH HOLDING BRAKE PROTECTION CLASS IP65, | 2846 | TEM | 1 | MC | 15.7 | 1
1FK70644CC711RB2 | SIMOTICS S SYNCHRONOUS MOTOR 1FK7-HD PN=2,1 KW; UZK=600V M0=12NM (100K); NN=2000RPM; NATURAL COOLING, FRAME SIZE IMB 5 (IM V1, IM V3) FLANGE 1 POWER CONNECTOR ROTATABLE ABSOLUTE ENCODER 20 BIT + 12 BIT MULTITURN WITH DRIVE-CLIQ INTERFACE (ENCODER AM20DQI) SHAFT WITH FITTED KEY, TOLERANCE N; WITH HOLDING BRAKE PROTECTION CLASS IP65, FLANGE ON DRIVE END IP67; | 2846 | TEM | 1 | MC | 15.7 | 1
1FK70644CC711RG0 | SIMOTICS S SYNCHRONOUS MOTOR 1FK7-HD PN=2,1 KW; UZK=600V M0=12NM (100K); NN=2000RPM; NATURAL COOLING, FRAME SIZE IMB 5 (IM V1, IM V3) FLANGE 1 POWER CONNECTOR ROTATABLE ABSOLUTE ENCODER 20 BIT + 12 BIT MULTITURN WITH DRIVE-CLIQ INTERFACE (ENCODER AM20DQI) PLAIN SHAFT, TOLERANCE N; W/O HOLDING BRAKE PROTECTION CLASS IP64; | 2364 | TEM | 1 | MC | 15.401 | 1
1FK70644CC711RG1 | SIMOTICS S SYNCHRONOUS MOTOR 1FK7-HD PN=2,1 KW; UZK=600V M0=12NM (100K); NN=2000RPM; NATURAL COOLING, FRAME SIZE IMB 5 (IM V1, IM V3) FLANGE 1 POWER CONNECTOR ROTATABLE ABSOLUTE ENCODER 20 BIT + 12 BIT MULTITURN WITH DRIVE-CLIQ INTERFACE (ENCODER AM20DQI) PLAIN SHAFT, TOLERANCE N; W/O HOLDING BRAKE PROTECTION CLASS IP65, | 2457 | TEM | 1 | MC | 15.401 | 1
1FK70644CC711RG2 | SIMOTICS S SYNCHRONOUS MOTOR 1FK7-HD PN=2,1 KW; UZK=600V M0=12NM (100K); NN=2000RPM; NATURAL COOLING, FRAME SIZE IMB 5 (IM V1, IM V3) FLANGE 1 POWER CONNECTOR ROTATABLE ABSOLUTE ENCODER 20 BIT + 12 BIT MULTITURN WITH DRIVE-CLIQ INTERFACE (ENCODER AM20DQI) PLAIN SHAFT, TOLERANCE N; W/O HOLDING BRAKE PROTECTION CLASS IP65, FLANGE ON DRIVE END IP67; | 2457 | TEM | 1 | MC | 15.401 | 1
1FK70644CC711RH0 | SIMOTICS S SYNCHRONOUS MOTOR 1FK7-HD PN=2,1 KW; UZK=600V M0=12NM (100K); NN=2000RPM; NATURAL COOLING, FRAME SIZE IMB 5 (IM V1, IM V3) FLANGE 1 POWER CONNECTOR ROTATABLE ABSOLUTE ENCODER 20 BIT + 12 BIT MULTITURN WITH DRIVE-CLIQ INTERFACE (ENCODER AM20DQI) PLAIN SHAFT, TOLERANCE N; WITH HOLDING BRAKE PROTECTION CLASS IP64; | 2669 | TEM | 1 | MC | 15.7 | 1
1FK70644CC711RH1 | SIMOTICS S SYNCHRONOUS MOTOR 1FK7-HD PN=2,1 KW; UZK=600V M0=12NM (100K); NN=2000RPM; NATURAL COOLING, FRAME SIZE IMB 5 (IM V1, IM V3) FLANGE 1 POWER CONNECTOR ROTATABLE ABSOLUTE ENCODER 20 BIT + 12 BIT MULTITURN WITH DRIVE-CLIQ INTERFACE (ENCODER AM20DQI) PLAIN SHAFT, TOLERANCE N; WITH HOLDING BRAKE PROTECTION CLASS IP65, | 2762 | TEM | 1 | MC | 15.7 | 1
1FK70644CC711RH2 | SIMOTICS S SYNCHRONOUS MOTOR 1FK7-HD PN=2,1 KW; UZK=600V M0=12NM (100K); NN=2000RPM; NATURAL COOLING, FRAME SIZE IMB 5 (IM V1, IM V3) FLANGE 1 POWER CONNECTOR ROTATABLE ABSOLUTE ENCODER 20 BIT + 12 BIT MULTITURN WITH DRIVE-CLIQ INTERFACE (ENCODER AM20DQI) PLAIN SHAFT, TOLERANCE N; WITH HOLDING BRAKE PROTECTION CLASS IP65, FLANGE ON DRIVE END IP67; | 2762 | TEM | 1 | MC | 15.7 | 1
1FK70644CC711SA0 | SIMOTICS S SYNCHRONOUS MOTOR 1FK7-HD PN=2,1 KW; UZK=600V M0=12NM (100K); NN=2000RPM; NATURAL COOLING, FRAME SIZE IMB 5 (IM V1, IM V3) FLANGE 1, WITH KTY TEMPERATURESENSOR POWER CONNECTOR ROTATABLE RESOLVER MULTI-POLE (RESOLVER P=3); SHAFT WITH FITTED KEY, TOLERANCE N; W/O HOLDING BRAKE PROTECTION CLASS IP64; | 1732 | TEM | 1 | MC | 15.402 | 1
1FK70644CC711SA1 | SIMOTICS S SYNCHRONOUS MOTOR 1FK7-HD PN=2,1 KW; UZK=600V M0=12NM (100K); NN=2000RPM; NATURAL COOLING, FRAME SIZE IMB 5 (IM V1, IM V3) FLANGE 1, WITH KTY TEMPERATURESENSOR POWER CONNECTOR ROTATABLE RESOLVER MULTI-POLE (RESOLVER P=3); SHAFT WITH FITTED KEY, TOLERANCE N; W/O HOLDING BRAKE PROTECTION CLASS IP65, | 1825 | TEM | 1 | MC | 15.402 | 1
1FK70644CC711SA2 | SIMOTICS S SYNCHRONOUS MOTOR 1FK7-HD PN=2,1 KW; UZK=600V M0=12NM (100K); NN=2000RPM; NATURAL COOLING, FRAME SIZE IMB 5 (IM V1, IM V3) FLANGE 1, WITH KTY TEMPERATURESENSOR POWER CONNECTOR ROTATABLE RESOLVER MULTI-POLE (RESOLVER P=3); SHAFT WITH FITTED KEY, TOLERANCE N; W/O HOLDING BRAKE PROTECTION CLASS IP65, FLANGE ON DRIVE END IP67; | 1825 | TEM | 1 | MC | 15.402 | 1
1FK70644CC711SB0 | SIMOTICS S SYNCHRONOUS MOTOR 1FK7-HD PN=2,1 KW; UZK=600V M0=12NM (100K); NN=2000RPM; NATURAL COOLING, FRAME SIZE IMB 5 (IM V1, IM V3) FLANGE 1, WITH KTY TEMPERATURESENSOR POWER CONNECTOR ROTATABLE RESOLVER MULTI-POLE (RESOLVER P=3); SHAFT WITH FITTED KEY, TOLERANCE N; WITH HOLDING BRAKE PROTECTION CLASS IP64; | 2035 | TEM | 1 | MC | 15.701 | 1
1FK70644CC711SB1 | SIMOTICS S SYNCHRONOUS MOTOR 1FK7-HD PN=2,1 KW; UZK=600V M0=12NM (100K); NN=2000RPM; NATURAL COOLING, FRAME SIZE IMB 5 (IM V1, IM V3) FLANGE 1, WITH KTY TEMPERATURESENSOR POWER CONNECTOR ROTATABLE RESOLVER MULTI-POLE (RESOLVER P=3); SHAFT WITH FITTED KEY, TOLERANCE N; WITH HOLDING BRAKE PROTECTION CLASS IP65, | 2128 | TEM | 1 | MC | 15.701 | 1
1FK70644CC711SB2 | SIMOTICS S SYNCHRONOUS MOTOR 1FK7-HD PN=2,1 KW; UZK=600V M0=12NM (100K); NN=2000RPM; NATURAL COOLING, FRAME SIZE IMB 5 (IM V1, IM V3) FLANGE 1, WITH KTY TEMPERATURESENSOR POWER CONNECTOR ROTATABLE RESOLVER MULTI-POLE (RESOLVER P=3); SHAFT WITH FITTED KEY, TOLERANCE N; WITH HOLDING BRAKE PROTECTION CLASS IP65, FLANGE ON DRIVE END IP67; | 2128 | TEM | 1 | MC | 15.701 | 1
1FK70644CC711SG0 | SIMOTICS S SYNCHRONOUS MOTOR 1FK7-HD PN=2,1 KW; UZK=600V M0=12NM (100K); NN=2000RPM; NATURAL COOLING, FRAME SIZE IMB 5 (IM V1, IM V3) FLANGE 1, WITH KTY TEMPERATURESENSOR POWER CONNECTOR ROTATABLE RESOLVER MULTI-POLE (RESOLVER P=3); PLAIN SHAFT, TOLERANCE N; W/O HOLDING BRAKE PROTECTION CLASS IP64; | 1646 | TEM | 1 | MC | 15.402 | 1
1FK70644CC711SG1 | SIMOTICS S SYNCHRONOUS MOTOR 1FK7-HD PN=2,1 KW; UZK=600V M0=12NM (100K); NN=2000RPM; NATURAL COOLING, FRAME SIZE IMB 5 (IM V1, IM V3) FLANGE 1, WITH KTY TEMPERATURESENSOR POWER CONNECTOR ROTATABLE RESOLVER MULTI-POLE (RESOLVER P=3); PLAIN SHAFT, TOLERANCE N; W/O HOLDING BRAKE PROTECTION CLASS IP65, | 1739 | TEM | 1 | MC | 15.402 | 1
1FK70644CC711SG2 | SIMOTICS S SYNCHRONOUS MOTOR 1FK7-HD PN=2,1 KW; UZK=600V M0=12NM (100K); NN=2000RPM; NATURAL COOLING, FRAME SIZE IMB 5 (IM V1, IM V3) FLANGE 1, WITH KTY TEMPERATURESENSOR POWER CONNECTOR ROTATABLE RESOLVER MULTI-POLE (RESOLVER P=3); PLAIN SHAFT, TOLERANCE N; W/O HOLDING BRAKE PROTECTION CLASS IP65, FLANGE ON DRIVE END IP67; | 1739 | TEM | 1 | MC | 15.402 | 1
1FK70644CC711SH0 | SIMOTICS S SYNCHRONOUS MOTOR 1FK7-HD PN=2,1 KW; UZK=600V M0=12NM (100K); NN=2000RPM; NATURAL COOLING, FRAME SIZE IMB 5 (IM V1, IM V3) FLANGE 1, WITH KTY TEMPERATURESENSOR POWER CONNECTOR ROTATABLE RESOLVER MULTI-POLE (RESOLVER P=3); PLAIN SHAFT, TOLERANCE N; WITH HOLDING BRAKE PROTECTION CLASS IP64; | 1951 | TEM | 1 | MC | 15.701 | 1
1FK70644CC711SH1 | SIMOTICS S SYNCHRONOUS MOTOR 1FK7-HD PN=2,1 KW; UZK=600V M0=12NM (100K); NN=2000RPM; NATURAL COOLING, FRAME SIZE IMB 5 (IM V1, IM V3) FLANGE 1, WITH KTY TEMPERATURESENSOR POWER CONNECTOR ROTATABLE RESOLVER MULTI-POLE (RESOLVER P=3); PLAIN SHAFT, TOLERANCE N; WITH HOLDING BRAKE PROTECTION CLASS IP65, | 2044 | TEM | 1 | MC | 15.701 | 1
1FK70644CC711SH2 | SIMOTICS S SYNCHRONOUS MOTOR 1FK7-HD PN=2,1 KW; UZK=600V M0=12NM (100K); NN=2000RPM; NATURAL COOLING, FRAME SIZE IMB 5 (IM V1, IM V3) FLANGE 1, WITH KTY TEMPERATURESENSOR POWER CONNECTOR ROTATABLE RESOLVER MULTI-POLE (RESOLVER P=3); PLAIN SHAFT, TOLERANCE N; WITH HOLDING BRAKE PROTECTION CLASS IP65, FLANGE ON DRIVE END IP67; | 2044 | TEM | 1 | MC | 15.701 | 1
1FK70644CC711TA0 | SIMOTICS S SYNCHRONOUS MOTOR 1FK7-HD PN=2,1 KW; UZK=600V M0=12NM (100K); NN=2000RPM; NATURAL COOLING, FRAME SIZE IMB 5 (IM V1, IM V3) FLANGE 1, WITH KTY TEMPERATURESENSOR POWER CONNECTOR ROTATABLE RESOLVER 2-POLE (RESOLVER P=1); SHAFT WITH FITTED KEY, TOLERANCE N; W/O HOLDING BRAKE PROTECTION CLASS IP64; | 1732 | TEM | 1 | MC | 15.402 | 1
1FK70644CC711TA1 | SIMOTICS S SYNCHRONOUS MOTOR 1FK7-HD PN=2,1 KW; UZK=600V M0=12NM (100K); NN=2000RPM; NATURAL COOLING, FRAME SIZE IMB 5 (IM V1, IM V3) FLANGE 1, WITH KTY TEMPERATURESENSOR POWER CONNECTOR ROTATABLE RESOLVER 2-POLE (RESOLVER P=1); SHAFT WITH FITTED KEY, TOLERANCE N; W/O HOLDING BRAKE PROTECTION CLASS IP65, | 1825 | TEM | 1 | MC | 15.402 | 1
1FK70644CC711TA2 | SIMOTICS S SYNCHRONOUS MOTOR 1FK7-HD PN=2,1 KW; UZK=600V M0=12NM (100K); NN=2000RPM; NATURAL COOLING, FRAME SIZE IMB 5 (IM V1, IM V3) FLANGE 1, WITH KTY TEMPERATURESENSOR POWER CONNECTOR ROTATABLE RESOLVER 2-POLE (RESOLVER P=1); SHAFT WITH FITTED KEY, TOLERANCE N; W/O HOLDING BRAKE PROTECTION CLASS IP65, FLANGE ON DRIVE END IP67; | 1825 | TEM | 1 | MC | 15.402 | 1
1FK70644CC711TB0 | SIMOTICS S SYNCHRONOUS MOTOR 1FK7-HD PN=2,1 KW; UZK=600V M0=12NM (100K); NN=2000RPM; NATURAL COOLING, FRAME SIZE IMB 5 (IM V1, IM V3) FLANGE 1, WITH KTY TEMPERATURESENSOR POWER CONNECTOR ROTATABLE RESOLVER 2-POLE (RESOLVER P=1); SHAFT WITH FITTED KEY, TOLERANCE N; WITH HOLDING BRAKE PROTECTION CLASS IP64; | 2035 | TEM | 1 | MC | 15.701 | 1
1FK70644CC711TB1 | SIMOTICS S SYNCHRONOUS MOTOR 1FK7-HD PN=2,1 KW; UZK=600V M0=12NM (100K); NN=2000RPM; NATURAL COOLING, FRAME SIZE IMB 5 (IM V1, IM V3) FLANGE 1, WITH KTY TEMPERATURESENSOR POWER CONNECTOR ROTATABLE RESOLVER 2-POLE (RESOLVER P=1); SHAFT WITH FITTED KEY, TOLERANCE N; WITH HOLDING BRAKE PROTECTION CLASS IP65, | 2128 | TEM | 1 | MC | 15.701 | 1
1FK70644CC711TB2 | SIMOTICS S SYNCHRONOUS MOTOR 1FK7-HD PN=2,1 KW; UZK=600V M0=12NM (100K); NN=2000RPM; NATURAL COOLING, FRAME SIZE IMB 5 (IM V1, IM V3) FLANGE 1, WITH KTY TEMPERATURESENSOR POWER CONNECTOR ROTATABLE RESOLVER 2-POLE (RESOLVER P=1); SHAFT WITH FITTED KEY, TOLERANCE N; WITH HOLDING BRAKE PROTECTION CLASS IP65, FLANGE ON DRIVE END IP67; | 2128 | TEM | 1 | MC | 15.701 | 1
1FK70644CC711TG0 | SIMOTICS S SYNCHRONOUS MOTOR 1FK7-HD PN=2,1 KW; UZK=600V M0=12NM (100K); NN=2000RPM; NATURAL COOLING, FRAME SIZE IMB 5 (IM V1, IM V3) FLANGE 1, WITH KTY TEMPERATURESENSOR POWER CONNECTOR ROTATABLE RESOLVER 2-POLE (RESOLVER P=1); PLAIN SHAFT, TOLERANCE N; W/O HOLDING BRAKE PROTECTION CLASS IP64; | 1646 | TEM | 1 | MC | 15.402 | 1
1FK70644CC711TG1 | SIMOTICS S SYNCHRONOUS MOTOR 1FK7-HD PN=2,1 KW; UZK=600V M0=12NM (100K); NN=2000RPM; NATURAL COOLING, FRAME SIZE IMB 5 (IM V1, IM V3) FLANGE 1, WITH KTY TEMPERATURESENSOR POWER CONNECTOR ROTATABLE RESOLVER 2-POLE (RESOLVER P=1); PLAIN SHAFT, TOLERANCE N; W/O HOLDING BRAKE PROTECTION CLASS IP65, | 1739 | TEM | 1 | MC | 15.402 | 1
1FK70644CC711TG2 | SIMOTICS S SYNCHRONOUS MOTOR 1FK7-HD PN=2,1 KW; UZK=600V M0=12NM (100K); NN=2000RPM; NATURAL COOLING, FRAME SIZE IMB 5 (IM V1, IM V3) FLANGE 1, WITH KTY TEMPERATURESENSOR POWER CONNECTOR ROTATABLE RESOLVER 2-POLE (RESOLVER P=1); PLAIN SHAFT, TOLERANCE N; W/O HOLDING BRAKE PROTECTION CLASS IP65, FLANGE ON DRIVE END IP67; | 1739 | TEM | 1 | MC | 15.402 | 1
1FK70644CC711TH0 | SIMOTICS S SYNCHRONOUS MOTOR 1FK7-HD PN=2,1 KW; UZK=600V M0=12NM (100K); NN=2000RPM; NATURAL COOLING, FRAME SIZE IMB 5 (IM V1, IM V3) FLANGE 1, WITH KTY TEMPERATURESENSOR POWER CONNECTOR ROTATABLE RESOLVER 2-POLE (RESOLVER P=1); PLAIN SHAFT, TOLERANCE N; WITH HOLDING BRAKE PROTECTION CLASS IP64; | 1951 | TEM | 1 | MC | 15.701 | 1
1FK70644CC711TH1 | SIMOTICS S SYNCHRONOUS MOTOR 1FK7-HD PN=2,1 KW; UZK=600V M0=12NM (100K); NN=2000RPM; NATURAL COOLING, FRAME SIZE IMB 5 (IM V1, IM V3) FLANGE 1, WITH KTY TEMPERATURESENSOR POWER CONNECTOR ROTATABLE RESOLVER 2-POLE (RESOLVER P=1); PLAIN SHAFT, TOLERANCE N; WITH HOLDING BRAKE PROTECTION CLASS IP65, | 2044 | TEM | 1 | MC | 15.701 | 1
1FK70644CC711TH2 | SIMOTICS S SYNCHRONOUS MOTOR 1FK7-HD PN=2,1 KW; UZK=600V M0=12NM (100K); NN=2000RPM; NATURAL COOLING, FRAME SIZE IMB 5 (IM V1, IM V3) FLANGE 1, WITH KTY TEMPERATURESENSOR POWER CONNECTOR ROTATABLE RESOLVER 2-POLE (RESOLVER P=1); PLAIN SHAFT, TOLERANCE N; WITH HOLDING BRAKE PROTECTION CLASS IP65, FLANGE ON DRIVE END IP67; | 2044 | TEM | 1 | MC | 15.701 | 1
1FK70644CC711UA0 | SIMOTICS S SYNCHRONOUS MOTOR 1FK7-HD PN=2,1 KW; UZK=600V M0=12NM (100K); NN=2000RPM; NATURAL COOLING, FRAME SIZE IMB 5 (IM V1, IM V3) FLANGE 1 POWER CONNECTOR ROTATABLE RESOLVER MULTI-POLE WITH DRIVE-CLIQ INTERFACE; SHAFT WITH FITTED KEY, TOLERANCE N; W/O HOLDING BRAKE PROTECTION CLASS IP64; | 1973 | TEM | 1 | MC | 15.402 | 1
1FK70644CC711UA1 | SIMOTICS S SYNCHRONOUS MOTOR 1FK7-HD PN=2,1 KW; UZK=600V M0=12NM (100K); NN=2000RPM; NATURAL COOLING, FRAME SIZE IMB 5 (IM V1, IM V3) FLANGE 1 POWER CONNECTOR ROTATABLE RESOLVER MULTI-POLE WITH DRIVE-CLIQ INTERFACE; SHAFT WITH FITTED KEY, TOLERANCE N; W/O HOLDING BRAKE PROTECTION CLASS IP65, | 2066 | TEM | 1 | MC | 15.402 | 1
1FK70644CC711UA2 | SIMOTICS S SYNCHRONOUS MOTOR 1FK7-HD PN=2,1 KW; UZK=600V M0=12NM (100K); NN=2000RPM; NATURAL COOLING, FRAME SIZE IMB 5 (IM V1, IM V3) FLANGE 1 POWER CONNECTOR ROTATABLE RESOLVER MULTI-POLE WITH DRIVE-CLIQ INTERFACE; SHAFT WITH FITTED KEY, TOLERANCE N; W/O HOLDING BRAKE PROTECTION CLASS IP65, FLANGE ON DRIVE END IP67; | 2066 | TEM | 1 | MC | 15.402 | 1
1FK70644CC711UB0 | SIMOTICS S SYNCHRONOUS MOTOR 1FK7-HD PN=2,1 KW; UZK=600V M0=12NM (100K); NN=2000RPM; NATURAL COOLING, FRAME SIZE IMB 5 (IM V1, IM V3) FLANGE 1 POWER CONNECTOR ROTATABLE RESOLVER MULTI-POLE WITH DRIVE-CLIQ INTERFACE; SHAFT WITH FITTED KEY, TOLERANCE N; WITH HOLDING BRAKE PROTECTION CLASS IP64; | 2276 | TEM | 1 | MC | 15.701 | 1
1FK70644CC711UB1 | SIMOTICS S SYNCHRONOUS MOTOR 1FK7-HD PN=2,1 KW; UZK=600V M0=12NM (100K); NN=2000RPM; NATURAL COOLING, FRAME SIZE IMB 5 (IM V1, IM V3) FLANGE 1 POWER CONNECTOR ROTATABLE RESOLVER MULTI-POLE WITH DRIVE-CLIQ INTERFACE; SHAFT WITH FITTED KEY, TOLERANCE N; WITH HOLDING BRAKE PROTECTION CLASS IP65, | 2369 | TEM | 1 | MC | 15.701 | 1
1FK70644CC711UB2 | SIMOTICS S SYNCHRONOUS MOTOR 1FK7-HD PN=2,1 KW; UZK=600V M0=12NM (100K); NN=2000RPM; NATURAL COOLING, FRAME SIZE IMB 5 (IM V1, IM V3) FLANGE 1 POWER CONNECTOR ROTATABLE RESOLVER MULTI-POLE WITH DRIVE-CLIQ INTERFACE; SHAFT WITH FITTED KEY, TOLERANCE N; WITH HOLDING BRAKE PROTECTION CLASS IP65, FLANGE ON DRIVE END IP67; | 2369 | TEM | 1 | MC | 15.701 | 1
1FK70644CC711UG0 | SIMOTICS S SYNCHRONOUS MOTOR 1FK7-HD PN=2,1 KW; UZK=600V M0=12NM (100K); NN=2000RPM; NATURAL COOLING, FRAME SIZE IMB 5 (IM V1, IM V3) FLANGE 1 POWER CONNECTOR ROTATABLE RESOLVER MULTI-POLE WITH DRIVE-CLIQ INTERFACE; PLAIN SHAFT, TOLERANCE N; W/O HOLDING BRAKE PROTECTION CLASS IP64; | 1887 | TEM | 1 | MC | 15.402 | 1
1FK70644CC711UG1 | SIMOTICS S SYNCHRONOUS MOTOR 1FK7-HD PN=2,1 KW; UZK=600V M0=12NM (100K); NN=2000RPM; NATURAL COOLING, FRAME SIZE IMB 5 (IM V1, IM V3) FLANGE 1 POWER CONNECTOR ROTATABLE RESOLVER MULTI-POLE WITH DRIVE-CLIQ INTERFACE; PLAIN SHAFT, TOLERANCE N; W/O HOLDING BRAKE PROTECTION CLASS IP65, | 1980 | TEM | 1 | MC | 15.402 | 1
1FK70644CC711UG2 | SIMOTICS S SYNCHRONOUS MOTOR 1FK7-HD PN=2,1 KW; UZK=600V M0=12NM (100K); NN=2000RPM; NATURAL COOLING, FRAME SIZE IMB 5 (IM V1, IM V3) FLANGE 1 POWER CONNECTOR ROTATABLE RESOLVER MULTI-POLE WITH DRIVE-CLIQ INTERFACE; PLAIN SHAFT, TOLERANCE N; W/O HOLDING BRAKE PROTECTION CLASS IP65, FLANGE ON DRIVE END IP67; | 1980 | TEM | 1 | MC | 15.402 | 1
1FK70644CC711UH0 | SIMOTICS S SYNCHRONOUS MOTOR 1FK7-HD PN=2,1 KW; UZK=600V M0=12NM (100K); NN=2000RPM; NATURAL COOLING, FRAME SIZE IMB 5 (IM V1, IM V3) FLANGE 1 POWER CONNECTOR ROTATABLE RESOLVER MULTI-POLE WITH DRIVE-CLIQ INTERFACE; PLAIN SHAFT, TOLERANCE N; WITH HOLDING BRAKE PROTECTION CLASS IP64; | 2192 | TEM | 1 | MC | 15.701 | 1
1FK70644CC711UH1 | SIMOTICS S SYNCHRONOUS MOTOR 1FK7-HD PN=2,1 KW; UZK=600V M0=12NM (100K); NN=2000RPM; NATURAL COOLING, FRAME SIZE IMB 5 (IM V1, IM V3) FLANGE 1 POWER CONNECTOR ROTATABLE RESOLVER MULTI-POLE WITH DRIVE-CLIQ INTERFACE; PLAIN SHAFT, TOLERANCE N; WITH HOLDING BRAKE PROTECTION CLASS IP65, | 2285 | TEM | 1 | MC | 15.701 | 1
1FK70644CC711UH2 | SIMOTICS S SYNCHRONOUS MOTOR 1FK7-HD PN=2,1 KW; UZK=600V M0=12NM (100K); NN=2000RPM; NATURAL COOLING, FRAME SIZE IMB 5 (IM V1, IM V3) FLANGE 1 POWER CONNECTOR ROTATABLE RESOLVER MULTI-POLE WITH DRIVE-CLIQ INTERFACE; PLAIN SHAFT, TOLERANCE N; WITH HOLDING BRAKE PROTECTION CLASS IP65, FLANGE ON DRIVE END IP67; | 2285 | TEM | 1 | MC | 15.701 | 1
1FK70644CF711AA0 | SIMOTICS S SYNCHRONOUS MOTOR 1FK7-HD PN=2,5 KW; UZK=600V M0=12NM (100K); NN=3000RPM; NATURAL COOLING, FRAME SIZE IMB 5 (IM V1, IM V3) FLANGE 1, WITH KTY TEMPERATURESENSOR POWER CONNECTOR ROTATABLE INCREMENTAL ENCODER SIN/COS 1VPP;2048 S/R W. C-AND D-SPUR (ENCODER IC2048S/R) SHAFT WITH FITTED KEY, TOLERANCE N; W/O HOLDING BRAKE PROTECTION CLASS IP64; | 2318 | TEM | 1 | MC | 15.401 | 1
1FK70644CF711AA1 | SIMOTICS S SYNCHRONOUS MOTOR 1FK7-HD PN=2,5 KW; UZK=600V M0=12NM (100K); NN=3000RPM; NATURAL COOLING, FRAME SIZE IMB 5 (IM V1, IM V3) FLANGE 1, WITH KTY TEMPERATURESENSOR POWER CONNECTOR ROTATABLE INCREMENTAL ENCODER SIN/COS 1VPP;2048 S/R W. C-AND D-SPUR (ENCODER IC2048S/R) SHAFT WITH FITTED KEY, TOLERANCE N; W/O HOLDING BRAKE PROTECTION CLASS IP65, | 2411 | TEM | 1 | MC | 15.401 | 1
1FK70644CF711AA2 | SIMOTICS S SYNCHRONOUS MOTOR 1FK7-HD PN=2,5 KW; UZK=600V M0=12NM (100K); NN=3000RPM; NATURAL COOLING, FRAME SIZE IMB 5 (IM V1, IM V3) FLANGE 1, WITH KTY TEMPERATURESENSOR POWER CONNECTOR ROTATABLE INCREMENTAL ENCODER SIN/COS 1VPP;2048 S/R W. C-AND D-SPUR (ENCODER IC2048S/R) SHAFT WITH FITTED KEY, TOLERANCE N; W/O HOLDING BRAKE PROTECTION CLASS IP65, FLANGE ON DRIVE END IP67; | 2411 | TEM | 1 | MC | 15.401 | 1
1FK70644CF711AB0 | SIMOTICS S SYNCHRONOUS MOTOR 1FK7-HD PN=2,5 KW; UZK=600V M0=12NM (100K); NN=3000RPM; NATURAL COOLING, FRAME SIZE IMB 5 (IM V1, IM V3) FLANGE 1, WITH KTY TEMPERATURESENSOR POWER CONNECTOR ROTATABLE INCREMENTAL ENCODER SIN/COS 1VPP;2048 S/R W. C-AND D-SPUR (ENCODER IC2048S/R) SHAFT WITH FITTED KEY, TOLERANCE N; WITH HOLDING BRAKE PROTECTION CLASS IP64; | 2621 | TEM | 1 | MC | 15.7 | 1
1FK70644CF711AB1 | SIMOTICS S SYNCHRONOUS MOTOR 1FK7-HD PN=2,5 KW; UZK=600V M0=12NM (100K); NN=3000RPM; NATURAL COOLING, FRAME SIZE IMB 5 (IM V1, IM V3) FLANGE 1, WITH KTY TEMPERATURESENSOR POWER CONNECTOR ROTATABLE INCREMENTAL ENCODER SIN/COS 1VPP;2048 S/R W. C-AND D-SPUR (ENCODER IC2048S/R) SHAFT WITH FITTED KEY, TOLERANCE N; WITH HOLDING BRAKE PROTECTION CLASS IP65, | 2714 | TEM | 1 | MC | 15.7 | 1
1FK70644CF711AB2 | SIMOTICS S SYNCHRONOUS MOTOR 1FK7-HD PN=2,5 KW; UZK=600V M0=12NM (100K); NN=3000RPM; NATURAL COOLING, FRAME SIZE IMB 5 (IM V1, IM V3) FLANGE 1, WITH KTY TEMPERATURESENSOR POWER CONNECTOR ROTATABLE INCREMENTAL ENCODER SIN/COS 1VPP;2048 S/R W. C-AND D-SPUR (ENCODER IC2048S/R) SHAFT WITH FITTED KEY, TOLERANCE N; WITH HOLDING BRAKE PROTECTION CLASS IP65, FLANGE ON DRIVE END IP67; | 2714 | TEM | 1 | MC | 15.7 | 1
1FK70644CF711AG0 | SIMOTICS S SYNCHRONOUS MOTOR 1FK7-HD PN=2,5 KW; UZK=600V M0=12NM (100K); NN=3000RPM; NATURAL COOLING, FRAME SIZE IMB 5 (IM V1, IM V3) FLANGE 1, WITH KTY TEMPERATURESENSOR POWER CONNECTOR ROTATABLE INCREMENTAL ENCODER SIN/COS 1VPP;2048 S/R W. C-AND D-SPUR (ENCODER IC2048S/R) PLAIN SHAFT, TOLERANCE N; W/O HOLDING BRAKE PROTECTION CLASS IP64; | 2232 | TEM | 1 | MC | 15.401 | 1
1FK70644CF711AG1 | SIMOTICS S SYNCHRONOUS MOTOR 1FK7-HD PN=2,5 KW; UZK=600V M0=12NM (100K); NN=3000RPM; NATURAL COOLING, FRAME SIZE IMB 5 (IM V1, IM V3) FLANGE 1, WITH KTY TEMPERATURESENSOR POWER CONNECTOR ROTATABLE INCREMENTAL ENCODER SIN/COS 1VPP;2048 S/R W. C-AND D-SPUR (ENCODER IC2048S/R) PLAIN SHAFT, TOLERANCE N; W/O HOLDING BRAKE PROTECTION CLASS IP65, | 2325 | TEM | 1 | MC | 15.401 | 1
1FK70644CF711AG2 | SIMOTICS S SYNCHRONOUS MOTOR 1FK7-HD PN=2,5 KW; UZK=600V M0=12NM (100K); NN=3000RPM; NATURAL COOLING, FRAME SIZE IMB 5 (IM V1, IM V3) FLANGE 1, WITH KTY TEMPERATURESENSOR POWER CONNECTOR ROTATABLE INCREMENTAL ENCODER SIN/COS 1VPP;2048 S/R W. C-AND D-SPUR (ENCODER IC2048S/R) PLAIN SHAFT, TOLERANCE N; W/O HOLDING BRAKE PROTECTION CLASS IP65, FLANGE ON DRIVE END IP67; | 2325 | TEM | 1 | MC | 15.401 | 1
1FK70644CF711AH0 | SIMOTICS S SYNCHRONOUS MOTOR 1FK7-HD PN=2,5 KW; UZK=600V M0=12NM (100K); NN=3000RPM; NATURAL COOLING, FRAME SIZE IMB 5 (IM V1, IM V3) FLANGE 1, WITH KTY TEMPERATURESENSOR POWER CONNECTOR ROTATABLE INCREMENTAL ENCODER SIN/COS 1VPP;2048 S/R W. C-AND D-SPUR (ENCODER IC2048S/R) PLAIN SHAFT, TOLERANCE N; WITH HOLDING BRAKE PROTECTION CLASS IP64; | 2537 | TEM | 1 | MC | 15.7 | 1
1FK70644CF711AH1 | SIMOTICS S SYNCHRONOUS MOTOR 1FK7-HD PN=2,5 KW; UZK=600V M0=12NM (100K); NN=3000RPM; NATURAL COOLING, FRAME SIZE IMB 5 (IM V1, IM V3) FLANGE 1, WITH KTY TEMPERATURESENSOR POWER CONNECTOR ROTATABLE INCREMENTAL ENCODER SIN/COS 1VPP;2048 S/R W. C-AND D-SPUR (ENCODER IC2048S/R) PLAIN SHAFT, TOLERANCE N; WITH HOLDING BRAKE PROTECTION CLASS IP65, | 2630 | TEM | 1 | MC | 15.7 | 1
1FK70644CF711AH2 | SIMOTICS S SYNCHRONOUS MOTOR 1FK7-HD PN=2,5 KW; UZK=600V M0=12NM (100K); NN=3000RPM; NATURAL COOLING, FRAME SIZE IMB 5 (IM V1, IM V3) FLANGE 1, WITH KTY TEMPERATURESENSOR POWER CONNECTOR ROTATABLE INCREMENTAL ENCODER SIN/COS 1VPP;2048 S/R W. C-AND D-SPUR (ENCODER IC2048S/R) PLAIN SHAFT, TOLERANCE N; WITH HOLDING BRAKE PROTECTION CLASS IP65, FLANGE ON DRIVE END IP67; | 2630 | TEM | 1 | MC | 15.7 | 1
1FK70644CF711BA0 | SIMOTICS S SYNCHRONOUS MOTOR 1FK7-HD PN=2,5 KW; UZK=600V M0=12NM (100K); NN=3000RPM; NATURAL COOLING, FRAME SIZE IMB 5 (IM V1, IM V3) FLANGE 1 POWER CONNECTOR ROTATABLE ABSOLUTE ENCODER SINGLETURN 24 BIT WITH DRIVE CLIQ INTERFACE (ENCODER AS24DQI) SHAFT WITH FITTED KEY, TOLERANCE N; W/O HOLDING BRAKE PROTECTION CLASS IP64; | 2559 | TEM | 1 | MC | 15.401 | 1
1FK70644CF711BA1 | SIMOTICS S SYNCHRONOUS MOTOR 1FK7-HD PN=2,5 KW; UZK=600V M0=12NM (100K); NN=3000RPM; NATURAL COOLING, FRAME SIZE IMB 5 (IM V1, IM V3) FLANGE 1 POWER CONNECTOR ROTATABLE ABSOLUTE ENCODER SINGLETURN 24 BIT WITH DRIVE CLIQ INTERFACE (ENCODER AS24DQI) SHAFT WITH FITTED KEY, TOLERANCE N; W/O HOLDING BRAKE PROTECTION CLASS IP65, | 2652 | TEM | 1 | MC | 15.401 | 1
1FK70644CF711BA2 | SIMOTICS S SYNCHRONOUS MOTOR 1FK7-HD PN=2,5 KW; UZK=600V M0=12NM (100K); NN=3000RPM; NATURAL COOLING, FRAME SIZE IMB 5 (IM V1, IM V3) FLANGE 1 POWER CONNECTOR ROTATABLE ABSOLUTE ENCODER SINGLETURN 24 BIT WITH DRIVE CLIQ INTERFACE (ENCODER AS24DQI) SHAFT WITH FITTED KEY, TOLERANCE N; W/O HOLDING BRAKE PROTECTION CLASS IP65, FLANGE ON DRIVE END IP67; | 2652 | TEM | 1 | MC | 15.401 | 1
1FK70644CF711BB0 | SIMOTICS S SYNCHRONOUS MOTOR 1FK7-HD PN=2,5 KW; UZK=600V M0=12NM (100K); NN=3000RPM; NATURAL COOLING, FRAME SIZE IMB 5 (IM V1, IM V3) FLANGE 1 POWER CONNECTOR ROTATABLE ABSOLUTE ENCODER SINGLETURN 24 BIT WITH DRIVE CLIQ INTERFACE (ENCODER AS24DQI) SHAFT WITH FITTED KEY, TOLERANCE N; WITH HOLDING BRAKE PROTECTION CLASS IP64; | 2862 | TEM | 1 | MC | 15.7 | 1
1FK70644CF711BB1 | SIMOTICS S SYNCHRONOUS MOTOR 1FK7-HD PN=2,5 KW; UZK=600V M0=12NM (100K); NN=3000RPM; NATURAL COOLING, FRAME SIZE IMB 5 (IM V1, IM V3) FLANGE 1 POWER CONNECTOR ROTATABLE ABSOLUTE ENCODER SINGLETURN 24 BIT WITH DRIVE CLIQ INTERFACE (ENCODER AS24DQI) SHAFT WITH FITTED KEY, TOLERANCE N; WITH HOLDING BRAKE PROTECTION CLASS IP65, | 2955 | TEM | 1 | MC | 15.7 | 1
1FK70644CF711BB2 | SIMOTICS S SYNCHRONOUS MOTOR 1FK7-HD PN=2,5 KW; UZK=600V M0=12NM (100K); NN=3000RPM; NATURAL COOLING, FRAME SIZE IMB 5 (IM V1, IM V3) FLANGE 1 POWER CONNECTOR ROTATABLE ABSOLUTE ENCODER SINGLETURN 24 BIT WITH DRIVE CLIQ INTERFACE (ENCODER AS24DQI) SHAFT WITH FITTED KEY, TOLERANCE N; WITH HOLDING BRAKE PROTECTION CLASS IP65, FLANGE ON DRIVE END IP67; | 2955 | TEM | 1 | MC | 15.7 | 1
1FK70644CF711BG0 | SIMOTICS S SYNCHRONOUS MOTOR 1FK7-HD PN=2,5 KW; UZK=600V M0=12NM (100K); NN=3000RPM; NATURAL COOLING, FRAME SIZE IMB 5 (IM V1, IM V3) FLANGE 1 POWER CONNECTOR ROTATABLE ABSOLUTE ENCODER SINGLETURN 24 BIT WITH DRIVE CLIQ INTERFACE (ENCODER AS24DQI) PLAIN SHAFT, TOLERANCE N; W/O HOLDING BRAKE PROTECTION CLASS IP64; | 2473 | TEM | 1 | MC | 15.401 | 1
1FK70644CF711BG1 | SIMOTICS S SYNCHRONOUS MOTOR 1FK7-HD PN=2,5 KW; UZK=600V M0=12NM (100K); NN=3000RPM; NATURAL COOLING, FRAME SIZE IMB 5 (IM V1, IM V3) FLANGE 1 POWER CONNECTOR ROTATABLE ABSOLUTE ENCODER SINGLETURN 24 BIT WITH DRIVE CLIQ INTERFACE (ENCODER AS24DQI) PLAIN SHAFT, TOLERANCE N; W/O HOLDING BRAKE PROTECTION CLASS IP65, | 2566 | TEM | 1 | MC | 15.401 | 1
1FK70644CF711BG2 | SIMOTICS S SYNCHRONOUS MOTOR 1FK7-HD PN=2,5 KW; UZK=600V M0=12NM (100K); NN=3000RPM; NATURAL COOLING, FRAME SIZE IMB 5 (IM V1, IM V3) FLANGE 1 POWER CONNECTOR ROTATABLE ABSOLUTE ENCODER SINGLETURN 24 BIT WITH DRIVE CLIQ INTERFACE (ENCODER AS24DQI) PLAIN SHAFT, TOLERANCE N; W/O HOLDING BRAKE PROTECTION CLASS IP65, FLANGE ON DRIVE END IP67; | 2566 | TEM | 1 | MC | 15.401 | 1
1FK70644CF711BH0 | SIMOTICS S SYNCHRONOUS MOTOR 1FK7-HD PN=2,5 KW; UZK=600V M0=12NM (100K); NN=3000RPM; NATURAL COOLING, FRAME SIZE IMB 5 (IM V1, IM V3) FLANGE 1 POWER CONNECTOR ROTATABLE ABSOLUTE ENCODER SINGLETURN 24 BIT WITH DRIVE CLIQ INTERFACE (ENCODER AS24DQI) PLAIN SHAFT, TOLERANCE N; WITH HOLDING BRAKE PROTECTION CLASS IP64; | 2778 | TEM | 1 | MC | 15.7 | 1
1FK70644CF711BH1 | SIMOTICS S SYNCHRONOUS MOTOR 1FK7-HD PN=2,5 KW; UZK=600V M0=12NM (100K); NN=3000RPM; NATURAL COOLING, FRAME SIZE IMB 5 (IM V1, IM V3) FLANGE 1 POWER CONNECTOR ROTATABLE ABSOLUTE ENCODER SINGLETURN 24 BIT WITH DRIVE CLIQ INTERFACE (ENCODER AS24DQI) PLAIN SHAFT, TOLERANCE N; WITH HOLDING BRAKE PROTECTION CLASS IP65, | 2871 | TEM | 1 | MC | 15.7 | 1
1FK70644CF711BH2 | SIMOTICS S SYNCHRONOUS MOTOR 1FK7-HD PN=2,5 KW; UZK=600V M0=12NM (100K); NN=3000RPM; NATURAL COOLING, FRAME SIZE IMB 5 (IM V1, IM V3) FLANGE 1 POWER CONNECTOR ROTATABLE ABSOLUTE ENCODER SINGLETURN 24 BIT WITH DRIVE CLIQ INTERFACE (ENCODER AS24DQI) PLAIN SHAFT, TOLERANCE N; WITH HOLDING BRAKE PROTECTION CLASS IP65, FLANGE ON DRIVE END IP67; | 2871 | TEM | 1 | MC | 15.7 | 1
1FK70644CF711CA0 | SIMOTICS S SYNCHRONOUS MOTOR 1FK7-HD PN=2,5 KW; UZK=600V M0=12NM (100K); NN=3000RPM; NATURAL COOLING, FRAME SIZE IMB 5 (IM V1, IM V3) FLANGE 1 POWER CONNECTOR ROTATABLE ABSOLUTE ENCODER 24 BIT + 12 BIT MULTITURN WITH DRIVE-CLIQ INTERFACE (ENCODER AM24DQI) SHAFT WITH FITTED KEY, TOLERANCE N; W/O HOLDING BRAKE PROTECTION CLASS IP64; | 2928 | TEM | 1 | MC | 15.401 | 1
1FK70644CF711CA1 | SIMOTICS S SYNCHRONOUS MOTOR 1FK7-HD PN=2,5 KW; UZK=600V M0=12NM (100K); NN=3000RPM; NATURAL COOLING, FRAME SIZE IMB 5 (IM V1, IM V3) FLANGE 1 POWER CONNECTOR ROTATABLE ABSOLUTE ENCODER 24 BIT + 12 BIT MULTITURN WITH DRIVE-CLIQ INTERFACE (ENCODER AM24DQI) SHAFT WITH FITTED KEY, TOLERANCE N; W/O HOLDING BRAKE PROTECTION CLASS IP65, | 3022 | TEM | 1 | MC | 15.401 | 1
1FK70644CF711CA2 | SIMOTICS S SYNCHRONOUS MOTOR 1FK7-HD PN=2,5 KW; UZK=600V M0=12NM (100K); NN=3000RPM; NATURAL COOLING, FRAME SIZE IMB 5 (IM V1, IM V3) FLANGE 1 POWER CONNECTOR ROTATABLE ABSOLUTE ENCODER 24 BIT + 12 BIT MULTITURN WITH DRIVE-CLIQ INTERFACE (ENCODER AM24DQI) SHAFT WITH FITTED KEY, TOLERANCE N; W/O HOLDING BRAKE PROTECTION CLASS IP65, FLANGE ON DRIVE END IP67; | 3022 | TEM | 1 | MC | 15.401 | 1
1FK70644CF711CB0 | SIMOTICS S SYNCHRONOUS MOTOR 1FK7-HD PN=2,5 KW; UZK=600V M0=12NM (100K); NN=3000RPM; NATURAL COOLING, FRAME SIZE IMB 5 (IM V1, IM V3) FLANGE 1 POWER CONNECTOR ROTATABLE ABSOLUTE ENCODER 24 BIT + 12 BIT MULTITURN WITH DRIVE-CLIQ INTERFACE (ENCODER AM24DQI) SHAFT WITH FITTED KEY, TOLERANCE N; WITH HOLDING BRAKE PROTECTION CLASS IP64; | 3231 | TEM | 1 | MC | 15.7 | 1
1FK70644CF711CB1 | SIMOTICS S SYNCHRONOUS MOTOR 1FK7-HD PN=2,5 KW; UZK=600V M0=12NM (100K); NN=3000RPM; NATURAL COOLING, FRAME SIZE IMB 5 (IM V1, IM V3) FLANGE 1 POWER CONNECTOR ROTATABLE ABSOLUTE ENCODER 24 BIT + 12 BIT MULTITURN WITH DRIVE-CLIQ INTERFACE (ENCODER AM24DQI) SHAFT WITH FITTED KEY, TOLERANCE N; WITH HOLDING BRAKE PROTECTION CLASS IP65, | 3325 | TEM | 1 | MC | 15.7 | 1
1FK70644CF711CB2 | SIMOTICS S SYNCHRONOUS MOTOR 1FK7-HD PN=2,5 KW; UZK=600V M0=12NM (100K); NN=3000RPM; NATURAL COOLING, FRAME SIZE IMB 5 (IM V1, IM V3) FLANGE 1 POWER CONNECTOR ROTATABLE ABSOLUTE ENCODER 24 BIT + 12 BIT MULTITURN WITH DRIVE-CLIQ INTERFACE (ENCODER AM24DQI) SHAFT WITH FITTED KEY, TOLERANCE N; WITH HOLDING BRAKE PROTECTION CLASS IP65, FLANGE ON DRIVE END IP67; | 3325 | TEM | 1 | MC | 15.7 | 1
1FK70644CF711CG0 | SIMOTICS S SYNCHRONOUS MOTOR 1FK7-HD PN=2,5 KW; UZK=600V M0=12NM (100K); NN=3000RPM; NATURAL COOLING, FRAME SIZE IMB 5 (IM V1, IM V3) FLANGE 1 POWER CONNECTOR ROTATABLE ABSOLUTE ENCODER 24 BIT + 12 BIT MULTITURN WITH DRIVE-CLIQ INTERFACE (ENCODER AM24DQI) PLAIN SHAFT, TOLERANCE N; W/O HOLDING BRAKE PROTECTION CLASS IP64; | 2842 | TEM | 1 | MC | 15.401 | 1
1FK70644CF711CG1 | SIMOTICS S SYNCHRONOUS MOTOR 1FK7-HD PN=2,5 KW; UZK=600V M0=12NM (100K); NN=3000RPM; NATURAL COOLING, FRAME SIZE IMB 5 (IM V1, IM V3) FLANGE 1 POWER CONNECTOR ROTATABLE ABSOLUTE ENCODER 24 BIT + 12 BIT MULTITURN WITH DRIVE-CLIQ INTERFACE (ENCODER AM24DQI) PLAIN SHAFT, TOLERANCE N; W/O HOLDING BRAKE PROTECTION CLASS IP65, | 2935 | TEM | 1 | MC | 15.401 | 1
1FK70644CF711CG2 | SIMOTICS S SYNCHRONOUS MOTOR 1FK7-HD PN=2,5 KW; UZK=600V M0=12NM (100K); NN=3000RPM; NATURAL COOLING, FRAME SIZE IMB 5 (IM V1, IM V3) FLANGE 1 POWER CONNECTOR ROTATABLE ABSOLUTE ENCODER 24 BIT + 12 BIT MULTITURN WITH DRIVE-CLIQ INTERFACE (ENCODER AM24DQI) PLAIN SHAFT, TOLERANCE N; W/O HOLDING BRAKE PROTECTION CLASS IP65, FLANGE ON DRIVE END IP67; | 2935 | TEM | 1 | MC | 15.401 | 1
1FK70644CF711CH0 | SIMOTICS S SYNCHRONOUS MOTOR 1FK7-HD PN=2,5 KW; UZK=600V M0=12NM (100K); NN=3000RPM; NATURAL COOLING, FRAME SIZE IMB 5 (IM V1, IM V3) FLANGE 1 POWER CONNECTOR ROTATABLE ABSOLUTE ENCODER 24 BIT + 12 BIT MULTITURN WITH DRIVE-CLIQ INTERFACE (ENCODER AM24DQI) PLAIN SHAFT, TOLERANCE N; WITH HOLDING BRAKE PROTECTION CLASS IP64; | 3147 | TEM | 1 | MC | 15.7 | 1
1FK70644CF711CH1 | SIMOTICS S SYNCHRONOUS MOTOR 1FK7-HD PN=2,5 KW; UZK=600V M0=12NM (100K); NN=3000RPM; NATURAL COOLING, FRAME SIZE IMB 5 (IM V1, IM V3) FLANGE 1 POWER CONNECTOR ROTATABLE ABSOLUTE ENCODER 24 BIT + 12 BIT MULTITURN WITH DRIVE-CLIQ INTERFACE (ENCODER AM24DQI) PLAIN SHAFT, TOLERANCE N; WITH HOLDING BRAKE PROTECTION CLASS IP65, | 3241 | TEM | 1 | MC | 15.7 | 1
1FK70644CF711CH2 | SIMOTICS S SYNCHRONOUS MOTOR 1FK7-HD PN=2,5 KW; UZK=600V M0=12NM (100K); NN=3000RPM; NATURAL COOLING, FRAME SIZE IMB 5 (IM V1, IM V3) FLANGE 1 POWER CONNECTOR ROTATABLE ABSOLUTE ENCODER 24 BIT + 12 BIT MULTITURN WITH DRIVE-CLIQ INTERFACE (ENCODER AM24DQI) PLAIN SHAFT, TOLERANCE N; WITH HOLDING BRAKE PROTECTION CLASS IP65, FLANGE ON DRIVE END IP67; | 3241 | TEM | 1 | MC | 15.7 | 1
1FK70644CF711DA0 | SIMOTICS S SYNCHRONOUS MOTOR 1FK7-HD PN=2,5 KW; UZK=600V M0=12NM (100K); NN=3000RPM; NATURAL COOLING, FRAME SIZE IMB 5 (IM V1, IM V3) FLANGE 1 POWER CONNECTOR ROTATABLE INCREMENTAL ENCODER 22 BIT WITH DRIVE-CLIQ INTERFACE (ENCODER IC22DQ) SHAFT WITH FITTED KEY, TOLERANCE N; W/O HOLDING BRAKE PROTECTION CLASS IP64; | 2639 | TEM | 1 | MC | 15.402 | 1
1FK70644CF711DG0 | SIMOTICS S SYNCHRONOUS MOTOR 1FK7-HD PN=2,5 KW; UZK=600V M0=12NM (100K); NN=3000RPM; NATURAL COOLING, FRAME SIZE IMB 5 (IM V1, IM V3) FLANGE 1 POWER CONNECTOR ROTATABLE INCREMENTAL ENCODER 22 BIT WITH DRIVE-CLIQ INTERFACE (ENCODER IC22DQ) PLAIN SHAFT, TOLERANCE N; W/O HOLDING BRAKE PROTECTION CLASS IP64; | 2553 | TEM | 1 | MC | 15.402 | 1
1FK70644CF711DG2 | SIMOTICS S SYNCHRONOUS MOTOR 1FK7-HD PN=2,5 KW; UZK=600V M0=12NM (100K); NN=3000RPM; NATURAL COOLING, FRAME SIZE IMB 5 (IM V1, IM V3) FLANGE 1 POWER CONNECTOR ROTATABLE INCREMENTAL ENCODER 22 BIT WITH DRIVE-CLIQ INTERFACE (ENCODER IC22DQ) PLAIN SHAFT, TOLERANCE N; W/O HOLDING BRAKE PROTECTION CLASS IP65, FLANGE ON DRIVE END IP67; | 2646 | TEM | 1 | MC | 15.402 | 1
1FK70644CF711EA0 | SIMOTICS S SYNCHRONOUS MOTOR 1FK7-HD PN=2,5 KW; UZK=600V M0=12NM (100K); NN=3000RPM; NATURAL COOLING, FRAME SIZE IMB 5 (IM V1, IM V3) FLANGE 1, WITH KTY TEMPERATURESENSOR POWER CONNECTOR ROTATABLE ABSOLUTE ENCODERR 2048 S/R + 4096 UMDREHUNGEN MULTITURN, WITH ENDAT-SCHNITTSTELLE (ENCODER AM2048S/R) SHAFT WITH FITTED KEY, TOLERANCE N; W/O HOLDING BRAKE PROTECTION CLASS IP64; | 2689 | TEM | 1 | MC | 15.401 | 1
1FK70644CF711EA1 | SIMOTICS S SYNCHRONOUS MOTOR 1FK7-HD PN=2,5 KW; UZK=600V M0=12NM (100K); NN=3000RPM; NATURAL COOLING, FRAME SIZE IMB 5 (IM V1, IM V3) FLANGE 1, WITH KTY TEMPERATURESENSOR POWER CONNECTOR ROTATABLE ABSOLUTE ENCODERR 2048 S/R + 4096 UMDREHUNGEN MULTITURN, WITH ENDAT-SCHNITTSTELLE (ENCODER AM2048S/R) SHAFT WITH FITTED KEY, TOLERANCE N; W/O HOLDING BRAKE PROTECTION CLASS IP65, | 2783 | TEM | 1 | MC | 15.401 | 1
1FK70644CF711EA2 | SIMOTICS S SYNCHRONOUS MOTOR 1FK7-HD PN=2,5 KW; UZK=600V M0=12NM (100K); NN=3000RPM; NATURAL COOLING, FRAME SIZE IMB 5 (IM V1, IM V3) FLANGE 1, WITH KTY TEMPERATURESENSOR POWER CONNECTOR ROTATABLE ABSOLUTE ENCODERR 2048 S/R + 4096 UMDREHUNGEN MULTITURN, WITH ENDAT-SCHNITTSTELLE (ENCODER AM2048S/R) SHAFT WITH FITTED KEY, TOLERANCE N; W/O HOLDING BRAKE PROTECTION CLASS IP65, FLANGE ON DRIVE END IP67; | 2783 | TEM | 1 | MC | 15.401 | 1
1FK70644CF711EB0 | SIMOTICS S SYNCHRONOUS MOTOR 1FK7-HD PN=2,5 KW; UZK=600V M0=12NM (100K); NN=3000RPM; NATURAL COOLING, FRAME SIZE IMB 5 (IM V1, IM V3) FLANGE 1, WITH KTY TEMPERATURESENSOR POWER CONNECTOR ROTATABLE ABSOLUTE ENCODERR 2048 S/R + 4096 UMDREHUNGEN MULTITURN, WITH ENDAT-SCHNITTSTELLE (ENCODER AM2048S/R) SHAFT WITH FITTED KEY, TOLERANCE N; WITH HOLDING BRAKE PROTECTION CLASS IP64; | 2992 | TEM | 1 | MC | 15.7 | 1
1FK70644CF711EB1 | SIMOTICS S SYNCHRONOUS MOTOR 1FK7-HD PN=2,5 KW; UZK=600V M0=12NM (100K); NN=3000RPM; NATURAL COOLING, FRAME SIZE IMB 5 (IM V1, IM V3) FLANGE 1, WITH KTY TEMPERATURESENSOR POWER CONNECTOR ROTATABLE ABSOLUTE ENCODERR 2048 S/R + 4096 UMDREHUNGEN MULTITURN, WITH ENDAT-SCHNITTSTELLE (ENCODER AM2048S/R) SHAFT WITH FITTED KEY, TOLERANCE N; WITH HOLDING BRAKE PROTECTION CLASS IP65, | 3086 | TEM | 1 | MC | 15.7 | 1
1FK70644CF711EB2 | SIMOTICS S SYNCHRONOUS MOTOR 1FK7-HD PN=2,5 KW; UZK=600V M0=12NM (100K); NN=3000RPM; NATURAL COOLING, FRAME SIZE IMB 5 (IM V1, IM V3) FLANGE 1, WITH KTY TEMPERATURESENSOR POWER CONNECTOR ROTATABLE ABSOLUTE ENCODERR 2048 S/R + 4096 UMDREHUNGEN MULTITURN, WITH ENDAT-SCHNITTSTELLE (ENCODER AM2048S/R) SHAFT WITH FITTED KEY, TOLERANCE N; WITH HOLDING BRAKE PROTECTION CLASS IP65, FLANGE ON DRIVE END IP67; | 3086 | TEM | 1 | MC | 15.7 | 1
1FK70644CF711EG0 | SIMOTICS S SYNCHRONOUS MOTOR 1FK7-HD PN=2,5 KW; UZK=600V M0=12NM (100K); NN=3000RPM; NATURAL COOLING, FRAME SIZE IMB 5 (IM V1, IM V3) FLANGE 1, WITH KTY TEMPERATURESENSOR POWER CONNECTOR ROTATABLE ABSOLUTE ENCODERR 2048 S/R + 4096 UMDREHUNGEN MULTITURN, WITH ENDAT-SCHNITTSTELLE (ENCODER AM2048S/R) PLAIN SHAFT, TOLERANCE N; W/O HOLDING BRAKE PROTECTION CLASS IP64; | 2603 | TEM | 1 | MC | 15.401 | 1
1FK70644CF711EG1 | SIMOTICS S SYNCHRONOUS MOTOR 1FK7-HD PN=2,5 KW; UZK=600V M0=12NM (100K); NN=3000RPM; NATURAL COOLING, FRAME SIZE IMB 5 (IM V1, IM V3) FLANGE 1, WITH KTY TEMPERATURESENSOR POWER CONNECTOR ROTATABLE ABSOLUTE ENCODERR 2048 S/R + 4096 UMDREHUNGEN MULTITURN, WITH ENDAT-SCHNITTSTELLE (ENCODER AM2048S/R) PLAIN SHAFT, TOLERANCE N; W/O HOLDING BRAKE PROTECTION CLASS IP65, | 2697 | TEM | 1 | MC | 15.401 | 1
1FK70644CF711EG2 | SIMOTICS S SYNCHRONOUS MOTOR 1FK7-HD PN=2,5 KW; UZK=600V M0=12NM (100K); NN=3000RPM; NATURAL COOLING, FRAME SIZE IMB 5 (IM V1, IM V3) FLANGE 1, WITH KTY TEMPERATURESENSOR POWER CONNECTOR ROTATABLE ABSOLUTE ENCODERR 2048 S/R + 4096 UMDREHUNGEN MULTITURN, WITH ENDAT-SCHNITTSTELLE (ENCODER AM2048S/R) PLAIN SHAFT, TOLERANCE N; W/O HOLDING BRAKE PROTECTION CLASS IP65, FLANGE ON DRIVE END IP67; | 2697 | TEM | 1 | MC | 15.401 | 1
1FK70644CF711EH0 | SIMOTICS S SYNCHRONOUS MOTOR 1FK7-HD PN=2,5 KW; UZK=600V M0=12NM (100K); NN=3000RPM; NATURAL COOLING, FRAME SIZE IMB 5 (IM V1, IM V3) FLANGE 1, WITH KTY TEMPERATURESENSOR POWER CONNECTOR ROTATABLE ABSOLUTE ENCODERR 2048 S/R + 4096 UMDREHUNGEN MULTITURN, WITH ENDAT-SCHNITTSTELLE (ENCODER AM2048S/R) PLAIN SHAFT, TOLERANCE N; WITH HOLDING BRAKE PROTECTION CLASS IP64; | 2908 | TEM | 1 | MC | 15.7 | 1
1FK70644CF711EH1 | SIMOTICS S SYNCHRONOUS MOTOR 1FK7-HD PN=2,5 KW; UZK=600V M0=12NM (100K); NN=3000RPM; NATURAL COOLING, FRAME SIZE IMB 5 (IM V1, IM V3) FLANGE 1, WITH KTY TEMPERATURESENSOR POWER CONNECTOR ROTATABLE ABSOLUTE ENCODERR 2048 S/R + 4096 UMDREHUNGEN MULTITURN, WITH ENDAT-SCHNITTSTELLE (ENCODER AM2048S/R) PLAIN SHAFT, TOLERANCE N; WITH HOLDING BRAKE PROTECTION CLASS IP65, | 3002 | TEM | 1 | MC | 15.7 | 1
1FK70644CF711EH2 | SIMOTICS S SYNCHRONOUS MOTOR 1FK7-HD PN=2,5 KW; UZK=600V M0=12NM (100K); NN=3000RPM; NATURAL COOLING, FRAME SIZE IMB 5 (IM V1, IM V3) FLANGE 1, WITH KTY TEMPERATURESENSOR POWER CONNECTOR ROTATABLE ABSOLUTE ENCODERR 2048 S/R + 4096 UMDREHUNGEN MULTITURN, WITH ENDAT-SCHNITTSTELLE (ENCODER AM2048S/R) PLAIN SHAFT, TOLERANCE N; WITH HOLDING BRAKE PROTECTION CLASS IP65, FLANGE ON DRIVE END IP67; | 3002 | TEM | 1 | MC | 15.7 | 1
1FK70644CF711FG0 | SIMOTICS S SYNCHRONOUS MOTOR 1FK7-HD PN=2,5 KW; UZK=600V M0=12NM (100K); NN=3000RPM; NATURAL COOLING, FRAME SIZE IMB 5 (IM V1, IM V3) FLANGE 1 POWER CONNECTOR ROTATABLE ABSOLUTE ENCODER 22BIT + 12 BIT MULTITURN, WITH DRIVE-CLIQ INTERFACE (ENCODER AM22DQ) PLAIN SHAFT, TOLERANCE N; W/O HOLDING BRAKE PROTECTION CLASS IP64; | 2922 | TEM | 1 | MC | 15.401 | 1
1FK70644CF711GG0 | SIMOTICS S SYNCHRONOUS MOTOR 1FK7-HD PN=2,5 KW; UZK=600V M0=12NM (100K); NN=3000RPM; NATURAL COOLING, FRAME SIZE IMB 5 (IM V1, IM V3) FLANGE 1, WITH KTY TEMPERATURESENSOR POWER CONNECTOR ROTATABLE ABSOLUTE ENCODER 32 S/R SINGLETURN, 4096 ROTATION MULTITURN, WITH ENDAT- INTERFACE (ENCODER AM32S/R) PLAIN SHAFT, TOLERANCE N; W/O HOLDING BRAKE PROTECTION CLASS IP64; | 2086 | TEM | 1 | MC | 15.401 | 1
1FK70644CF711KA0 | SIMOTICS S SYNCHRONOUS MOTOR 1FK7-HD PN=2,5 KW; UZK=600V M0=12NM (100K); NN=3000RPM; NATURAL COOLING, FRAME SIZE IMB 5 (IM V1, IM V3) FLANGE 1 POWER CONNECTOR ROTATABLE ABSOLUTE ENCODER 16BIT + 12BIT MULTITURN, WITH DRIVE-CLIQ INTERFACE (ENCODER AM16DQ) SHAFT WITH FITTED KEY, TOLERANCE N; W/O HOLDING BRAKE PROTECTION CLASS IP64; | 2491 | TEM | 1 | MC | 15.401 | 1
1FK70644CF711KA1 | SIMOTICS S SYNCHRONOUS MOTOR 1FK7-HD PN=2,5 KW; UZK=600V M0=12NM (100K); NN=3000RPM; NATURAL COOLING, FRAME SIZE IMB 5 (IM V1, IM V3) FLANGE 1 POWER CONNECTOR ROTATABLE ABSOLUTE ENCODER 16BIT + 12BIT MULTITURN, WITH DRIVE-CLIQ INTERFACE (ENCODER AM16DQ) SHAFT WITH FITTED KEY, TOLERANCE N; W/O HOLDING BRAKE PROTECTION CLASS IP65, | 2584 | TEM | 1 | MC | 15.401 | 1
1FK70644CF711KA2 | SIMOTICS S SYNCHRONOUS MOTOR 1FK7-HD PN=2,5 KW; UZK=600V M0=12NM (100K); NN=3000RPM; NATURAL COOLING, FRAME SIZE IMB 5 (IM V1, IM V3) FLANGE 1 POWER CONNECTOR ROTATABLE ABSOLUTE ENCODER 16BIT + 12BIT MULTITURN, WITH DRIVE-CLIQ INTERFACE (ENCODER AM16DQ) SHAFT WITH FITTED KEY, TOLERANCE N; W/O HOLDING BRAKE PROTECTION CLASS IP65, FLANGE ON DRIVE END IP67; | 2584 | TEM | 1 | MC | 15.401 | 1
1FK70644CF711KB0 | SIMOTICS S SYNCHRONOUS MOTOR 1FK7-HD PN=2,5 KW; UZK=600V M0=12NM (100K); NN=3000RPM; NATURAL COOLING, FRAME SIZE IMB 5 (IM V1, IM V3) FLANGE 1 POWER CONNECTOR ROTATABLE ABSOLUTE ENCODER 16BIT + 12BIT MULTITURN, WITH DRIVE-CLIQ INTERFACE (ENCODER AM16DQ) SHAFT WITH FITTED KEY, TOLERANCE N; WITH HOLDING BRAKE PROTECTION CLASS IP64; | 2794 | TEM | 1 | MC | 15.7 | 1
1FK70644CF711KB1 | SIMOTICS S SYNCHRONOUS MOTOR 1FK7-HD PN=2,5 KW; UZK=600V M0=12NM (100K); NN=3000RPM; NATURAL COOLING, FRAME SIZE IMB 5 (IM V1, IM V3) FLANGE 1 POWER CONNECTOR ROTATABLE ABSOLUTE ENCODER 16BIT + 12BIT MULTITURN, WITH DRIVE-CLIQ INTERFACE (ENCODER AM16DQ) SHAFT WITH FITTED KEY, TOLERANCE N; WITH HOLDING BRAKE PROTECTION CLASS IP65, | 2887 | TEM | 1 | MC | 15.7 | 1
1FK70644CF711KB2 | SIMOTICS S SYNCHRONOUS MOTOR 1FK7-HD PN=2,5 KW; UZK=600V M0=12NM (100K); NN=3000RPM; NATURAL COOLING, FRAME SIZE IMB 5 (IM V1, IM V3) FLANGE 1 POWER CONNECTOR ROTATABLE ABSOLUTE ENCODER 16BIT + 12BIT MULTITURN, WITH DRIVE-CLIQ INTERFACE (ENCODER AM16DQ) SHAFT WITH FITTED KEY, TOLERANCE N; WITH HOLDING BRAKE PROTECTION CLASS IP65, FLANGE ON DRIVE END IP67; | 2887 | TEM | 1 | MC | 15.7 | 1
1FK70644CF711KG0 | SIMOTICS S SYNCHRONOUS MOTOR 1FK7-HD PN=2,5 KW; UZK=600V M0=12NM (100K); NN=3000RPM; NATURAL COOLING, FRAME SIZE IMB 5 (IM V1, IM V3) FLANGE 1 POWER CONNECTOR ROTATABLE ABSOLUTE ENCODER 16BIT + 12BIT MULTITURN, WITH DRIVE-CLIQ INTERFACE (ENCODER AM16DQ) PLAIN SHAFT, TOLERANCE N; W/O HOLDING BRAKE PROTECTION CLASS IP64; | 2405 | TEM | 1 | MC | 15.401 | 1
1FK70644CF711KG1 | SIMOTICS S SYNCHRONOUS MOTOR 1FK7-HD PN=2,5 KW; UZK=600V M0=12NM (100K); NN=3000RPM; NATURAL COOLING, FRAME SIZE IMB 5 (IM V1, IM V3) FLANGE 1 POWER CONNECTOR ROTATABLE ABSOLUTE ENCODER 16BIT + 12BIT MULTITURN, WITH DRIVE-CLIQ INTERFACE (ENCODER AM16DQ) PLAIN SHAFT, TOLERANCE N; W/O HOLDING BRAKE PROTECTION CLASS IP65, | 2498 | TEM | 1 | MC | 15.401 | 1
1FK70644CF711KG2 | SIMOTICS S SYNCHRONOUS MOTOR 1FK7-HD PN=2,5 KW; UZK=600V M0=12NM (100K); NN=3000RPM; NATURAL COOLING, FRAME SIZE IMB 5 (IM V1, IM V3) FLANGE 1 POWER CONNECTOR ROTATABLE ABSOLUTE ENCODER 16BIT + 12BIT MULTITURN, WITH DRIVE-CLIQ INTERFACE (ENCODER AM16DQ) PLAIN SHAFT, TOLERANCE N; W/O HOLDING BRAKE PROTECTION CLASS IP65, FLANGE ON DRIVE END IP67; | 2498 | TEM | 1 | MC | 15.401 | 1
1FK70644CF711KH0 | SIMOTICS S SYNCHRONOUS MOTOR 1FK7-HD PN=2,5 KW; UZK=600V M0=12NM (100K); NN=3000RPM; NATURAL COOLING, FRAME SIZE IMB 5 (IM V1, IM V3) FLANGE 1 POWER CONNECTOR ROTATABLE ABSOLUTE ENCODER 16BIT + 12BIT MULTITURN, WITH DRIVE-CLIQ INTERFACE (ENCODER AM16DQ) PLAIN SHAFT, TOLERANCE N; WITH HOLDING BRAKE PROTECTION CLASS IP64; | 2710 | TEM | 1 | MC | 15.7 | 1
1FK70644CF711KH1 | SIMOTICS S SYNCHRONOUS MOTOR 1FK7-HD PN=2,5 KW; UZK=600V M0=12NM (100K); NN=3000RPM; NATURAL COOLING, FRAME SIZE IMB 5 (IM V1, IM V3) FLANGE 1 POWER CONNECTOR ROTATABLE ABSOLUTE ENCODER 16BIT + 12BIT MULTITURN, WITH DRIVE-CLIQ INTERFACE (ENCODER AM16DQ) PLAIN SHAFT, TOLERANCE N; WITH HOLDING BRAKE PROTECTION CLASS IP65, | 2803 | TEM | 1 | MC | 15.7 | 1
1FK70644CF711KH2 | SIMOTICS S SYNCHRONOUS MOTOR 1FK7-HD PN=2,5 KW; UZK=600V M0=12NM (100K); NN=3000RPM; NATURAL COOLING, FRAME SIZE IMB 5 (IM V1, IM V3) FLANGE 1 POWER CONNECTOR ROTATABLE ABSOLUTE ENCODER 16BIT + 12BIT MULTITURN, WITH DRIVE-CLIQ INTERFACE (ENCODER AM16DQ) PLAIN SHAFT, TOLERANCE N; WITH HOLDING BRAKE PROTECTION CLASS IP65, FLANGE ON DRIVE END IP67; | 2803 | TEM | 1 | MC | 15.7 | 1
1FK70644CF711PA0 | SIMOTICS S SYNCHRONOUS MOTOR 1FK7-HD PN=2,5 KW; UZK=600V M0=12NM (100K); NN=3000RPM; NATURAL COOLING, FRAME SIZE IMB 5 (IM V1, IM V3) FLANGE 1 POWER CONNECTOR ROTATABLE RESOLVER 2-POLE, WITH DRIVE CLIQ-INTERFACE SHAFT WITH FITTED KEY, TOLERANCE N; W/O HOLDING BRAKE PROTECTION CLASS IP64; | 1973 | TEM | 1 | MC | 15.501 | 1
1FK70644CF711PA1 | SIMOTICS S SYNCHRONOUS MOTOR 1FK7-HD PN=2,5 KW; UZK=600V M0=12NM (100K); NN=3000RPM; NATURAL COOLING, FRAME SIZE IMB 5 (IM V1, IM V3) FLANGE 1 POWER CONNECTOR ROTATABLE RESOLVER 2-POLE, WITH DRIVE CLIQ-INTERFACE SHAFT WITH FITTED KEY, TOLERANCE N; W/O HOLDING BRAKE PROTECTION CLASS IP65, | 2066 | TEM | 1 | MC | 15.501 | 1
1FK70644CF711PA2 | SIMOTICS S SYNCHRONOUS MOTOR 1FK7-HD PN=2,5 KW; UZK=600V M0=12NM (100K); NN=3000RPM; NATURAL COOLING, FRAME SIZE IMB 5 (IM V1, IM V3) FLANGE 1 POWER CONNECTOR ROTATABLE RESOLVER 2-POLE, WITH DRIVE CLIQ-INTERFACE SHAFT WITH FITTED KEY, TOLERANCE N; W/O HOLDING BRAKE PROTECTION CLASS IP65, FLANGE ON DRIVE END IP67; | 2066 | TEM | 1 | MC | 15.501 | 1
1FK70644CF711PB0 | SIMOTICS S SYNCHRONOUS MOTOR 1FK7-HD PN=2,5 KW; UZK=600V M0=12NM (100K); NN=3000RPM; NATURAL COOLING, FRAME SIZE IMB 5 (IM V1, IM V3) FLANGE 1 POWER CONNECTOR ROTATABLE RESOLVER 2-POLE, WITH DRIVE CLIQ-INTERFACE SHAFT WITH FITTED KEY, TOLERANCE N; WITH HOLDING BRAKE PROTECTION CLASS IP64; | 2276 | TEM | 1 | MC | 15.8 | 1
1FK70644CF711PB1 | SIMOTICS S SYNCHRONOUS MOTOR 1FK7-HD PN=2,5 KW; UZK=600V M0=12NM (100K); NN=3000RPM; NATURAL COOLING, FRAME SIZE IMB 5 (IM V1, IM V3) FLANGE 1 POWER CONNECTOR ROTATABLE RESOLVER 2-POLE, WITH DRIVE CLIQ-INTERFACE SHAFT WITH FITTED KEY, TOLERANCE N; WITH HOLDING BRAKE PROTECTION CLASS IP65, | 2369 | TEM | 1 | MC | 15.8 | 1
1FK70644CF711PB2 | SIMOTICS S SYNCHRONOUS MOTOR 1FK7-HD PN=2,5 KW; UZK=600V M0=12NM (100K); NN=3000RPM; NATURAL COOLING, FRAME SIZE IMB 5 (IM V1, IM V3) FLANGE 1 POWER CONNECTOR ROTATABLE RESOLVER 2-POLE, WITH DRIVE CLIQ-INTERFACE SHAFT WITH FITTED KEY, TOLERANCE N; WITH HOLDING BRAKE PROTECTION CLASS IP65, FLANGE ON DRIVE END IP67; | 2369 | TEM | 1 | MC | 15.8 | 1
1FK70644CF711PG0 | SIMOTICS S SYNCHRONOUS MOTOR 1FK7-HD PN=2,5 KW; UZK=600V M0=12NM (100K); NN=3000RPM; NATURAL COOLING, FRAME SIZE IMB 5 (IM V1, IM V3) FLANGE 1 POWER CONNECTOR ROTATABLE RESOLVER 2-POLE, WITH DRIVE CLIQ-INTERFACE PLAIN SHAFT, TOLERANCE N; W/O HOLDING BRAKE PROTECTION CLASS IP64; | 1887 | TEM | 1 | MC | 15.501 | 1
1FK70644CF711PG1 | SIMOTICS S SYNCHRONOUS MOTOR 1FK7-HD PN=2,5 KW; UZK=600V M0=12NM (100K); NN=3000RPM; NATURAL COOLING, FRAME SIZE IMB 5 (IM V1, IM V3) FLANGE 1 POWER CONNECTOR ROTATABLE RESOLVER 2-POLE, WITH DRIVE CLIQ-INTERFACE PLAIN SHAFT, TOLERANCE N; W/O HOLDING BRAKE PROTECTION CLASS IP65, | 1980 | TEM | 1 | MC | 15.501 | 1
1FK70644CF711PG2 | SIMOTICS S SYNCHRONOUS MOTOR 1FK7-HD PN=2,5 KW; UZK=600V M0=12NM (100K); NN=3000RPM; NATURAL COOLING, FRAME SIZE IMB 5 (IM V1, IM V3) FLANGE 1 POWER CONNECTOR ROTATABLE RESOLVER 2-POLE, WITH DRIVE CLIQ-INTERFACE PLAIN SHAFT, TOLERANCE N; W/O HOLDING BRAKE PROTECTION CLASS IP65, FLANGE ON DRIVE END IP67; | 1980 | TEM | 1 | MC | 15.501 | 1
1FK70644CF711PH0 | SIMOTICS S SYNCHRONOUS MOTOR 1FK7-HD PN=2,5 KW; UZK=600V M0=12NM (100K); NN=3000RPM; NATURAL COOLING, FRAME SIZE IMB 5 (IM V1, IM V3) FLANGE 1 POWER CONNECTOR ROTATABLE RESOLVER 2-POLE, WITH DRIVE CLIQ-INTERFACE PLAIN SHAFT, TOLERANCE N; WITH HOLDING BRAKE PROTECTION CLASS IP64; | 2192 | TEM | 1 | MC | 15.8 | 1
1FK70644CF711PH1 | SIMOTICS S SYNCHRONOUS MOTOR 1FK7-HD PN=2,5 KW; UZK=600V M0=12NM (100K); NN=3000RPM; NATURAL COOLING, FRAME SIZE IMB 5 (IM V1, IM V3) FLANGE 1 POWER CONNECTOR ROTATABLE RESOLVER 2-POLE, WITH DRIVE CLIQ-INTERFACE PLAIN SHAFT, TOLERANCE N; WITH HOLDING BRAKE PROTECTION CLASS IP65, | 2285 | TEM | 1 | MC | 15.8 | 1
1FK70644CF711PH2 | SIMOTICS S SYNCHRONOUS MOTOR 1FK7-HD PN=2,5 KW; UZK=600V M0=12NM (100K); NN=3000RPM; NATURAL COOLING, FRAME SIZE IMB 5 (IM V1, IM V3) FLANGE 1 POWER CONNECTOR ROTATABLE RESOLVER 2-POLE, WITH DRIVE CLIQ-INTERFACE PLAIN SHAFT, TOLERANCE N; WITH HOLDING BRAKE PROTECTION CLASS IP65, FLANGE ON DRIVE END IP67; | 2285 | TEM | 1 | MC | 15.8 | 1
1FK70644CF711QA0 | SIMOTICS S SYNCHRONOUS MOTOR 1FK7-HD PN=2,5 KW; UZK=600V M0=12NM (100K); NN=3000RPM; NATURAL COOLING, FRAME SIZE IMB 5 (IM V1, IM V3) FLANGE 1 POWER CONNECTOR ROTATABLE ABSOLUTE ENCODER SINGLETURN 20 BIT WITH DRIVE-CLIQ INTERFACE (ENCODER AS20DQI) SHAFT WITH FITTED KEY, TOLERANCE N; W/O HOLDING BRAKE PROTECTION CLASS IP64; | 2076 | TEM | 1 | MC | 15.401 | 1
1FK70644CF711QA1 | SIMOTICS S SYNCHRONOUS MOTOR 1FK7-HD PN=2,5 KW; UZK=600V M0=12NM (100K); NN=3000RPM; NATURAL COOLING, FRAME SIZE IMB 5 (IM V1, IM V3) FLANGE 1 POWER CONNECTOR ROTATABLE ABSOLUTE ENCODER SINGLETURN 20 BIT WITH DRIVE-CLIQ INTERFACE (ENCODER AS20DQI) SHAFT WITH FITTED KEY, TOLERANCE N; W/O HOLDING BRAKE PROTECTION CLASS IP65, | 2169 | TEM | 1 | MC | 15.401 | 1
1FK70644CF711QA2 | SIMOTICS S SYNCHRONOUS MOTOR 1FK7-HD PN=2,5 KW; UZK=600V M0=12NM (100K); NN=3000RPM; NATURAL COOLING, FRAME SIZE IMB 5 (IM V1, IM V3) FLANGE 1 POWER CONNECTOR ROTATABLE ABSOLUTE ENCODER SINGLETURN 20 BIT WITH DRIVE-CLIQ INTERFACE (ENCODER AS20DQI) SHAFT WITH FITTED KEY, TOLERANCE N; W/O HOLDING BRAKE PROTECTION CLASS IP65, FLANGE ON DRIVE END IP67; | 2169 | TEM | 1 | MC | 15.401 | 1
1FK70644CF711QB0 | SIMOTICS S SYNCHRONOUS MOTOR 1FK7-HD PN=2,5 KW; UZK=600V M0=12NM (100K); NN=3000RPM; NATURAL COOLING, FRAME SIZE IMB 5 (IM V1, IM V3) FLANGE 1 POWER CONNECTOR ROTATABLE ABSOLUTE ENCODER SINGLETURN 20 BIT WITH DRIVE-CLIQ INTERFACE (ENCODER AS20DQI) SHAFT WITH FITTED KEY, TOLERANCE N; WITH HOLDING BRAKE PROTECTION CLASS IP64; | 2379 | TEM | 1 | MC | 15.7 | 1
1FK70644CF711QB1 | SIMOTICS S SYNCHRONOUS MOTOR 1FK7-HD PN=2,5 KW; UZK=600V M0=12NM (100K); NN=3000RPM; NATURAL COOLING, FRAME SIZE IMB 5 (IM V1, IM V3) FLANGE 1 POWER CONNECTOR ROTATABLE ABSOLUTE ENCODER SINGLETURN 20 BIT WITH DRIVE-CLIQ INTERFACE (ENCODER AS20DQI) SHAFT WITH FITTED KEY, TOLERANCE N; WITH HOLDING BRAKE PROTECTION CLASS IP65, | 2472 | TEM | 1 | MC | 15.7 | 1
1FK70644CF711QB2 | SIMOTICS S SYNCHRONOUS MOTOR 1FK7-HD PN=2,5 KW; UZK=600V M0=12NM (100K); NN=3000RPM; NATURAL COOLING, FRAME SIZE IMB 5 (IM V1, IM V3) FLANGE 1 POWER CONNECTOR ROTATABLE ABSOLUTE ENCODER SINGLETURN 20 BIT WITH DRIVE-CLIQ INTERFACE (ENCODER AS20DQI) SHAFT WITH FITTED KEY, TOLERANCE N; WITH HOLDING BRAKE PROTECTION CLASS IP65, FLANGE ON DRIVE END IP67; | 2472 | TEM | 1 | MC | 15.7 | 1
1FK70644CF711QG0 | SIMOTICS S SYNCHRONOUS MOTOR 1FK7-HD PN=2,5 KW; UZK=600V M0=12NM (100K); NN=3000RPM; NATURAL COOLING, FRAME SIZE IMB 5 (IM V1, IM V3) FLANGE 1 POWER CONNECTOR ROTATABLE ABSOLUTE ENCODER SINGLETURN 20 BIT WITH DRIVE-CLIQ INTERFACE (ENCODER AS20DQI) PLAIN SHAFT, TOLERANCE N; W/O HOLDING BRAKE PROTECTION CLASS IP64; | 1990 | TEM | 1 | MC | 15.401 | 1
1FK70644CF711QG1 | SIMOTICS S SYNCHRONOUS MOTOR 1FK7-HD PN=2,5 KW; UZK=600V M0=12NM (100K); NN=3000RPM; NATURAL COOLING, FRAME SIZE IMB 5 (IM V1, IM V3) FLANGE 1 POWER CONNECTOR ROTATABLE ABSOLUTE ENCODER SINGLETURN 20 BIT WITH DRIVE-CLIQ INTERFACE (ENCODER AS20DQI) PLAIN SHAFT, TOLERANCE N; W/O HOLDING BRAKE PROTECTION CLASS IP65, | 2083 | TEM | 1 | MC | 15.401 | 1
1FK70644CF711QG2 | SIMOTICS S SYNCHRONOUS MOTOR 1FK7-HD PN=2,5 KW; UZK=600V M0=12NM (100K); NN=3000RPM; NATURAL COOLING, FRAME SIZE IMB 5 (IM V1, IM V3) FLANGE 1 POWER CONNECTOR ROTATABLE ABSOLUTE ENCODER SINGLETURN 20 BIT WITH DRIVE-CLIQ INTERFACE (ENCODER AS20DQI) PLAIN SHAFT, TOLERANCE N; W/O HOLDING BRAKE PROTECTION CLASS IP65, FLANGE ON DRIVE END IP67; | 2083 | TEM | 1 | MC | 15.401 | 1
1FK70644CF711QH0 | SIMOTICS S SYNCHRONOUS MOTOR 1FK7-HD PN=2,5 KW; UZK=600V M0=12NM (100K); NN=3000RPM; NATURAL COOLING, FRAME SIZE IMB 5 (IM V1, IM V3) FLANGE 1 POWER CONNECTOR ROTATABLE ABSOLUTE ENCODER SINGLETURN 20 BIT WITH DRIVE-CLIQ INTERFACE (ENCODER AS20DQI) PLAIN SHAFT, TOLERANCE N; WITH HOLDING BRAKE PROTECTION CLASS IP64; | 2295 | TEM | 1 | MC | 15.7 | 1
1FK70644CF711QH1 | SIMOTICS S SYNCHRONOUS MOTOR 1FK7-HD PN=2,5 KW; UZK=600V M0=12NM (100K); NN=3000RPM; NATURAL COOLING, FRAME SIZE IMB 5 (IM V1, IM V3) FLANGE 1 POWER CONNECTOR ROTATABLE ABSOLUTE ENCODER SINGLETURN 20 BIT WITH DRIVE-CLIQ INTERFACE (ENCODER AS20DQI) PLAIN SHAFT, TOLERANCE N; WITH HOLDING BRAKE PROTECTION CLASS IP65, | 2388 | TEM | 1 | MC | 15.7 | 1
1FK70644CF711QH2 | SIMOTICS S SYNCHRONOUS MOTOR 1FK7-HD PN=2,5 KW; UZK=600V M0=12NM (100K); NN=3000RPM; NATURAL COOLING, FRAME SIZE IMB 5 (IM V1, IM V3) FLANGE 1 POWER CONNECTOR ROTATABLE ABSOLUTE ENCODER SINGLETURN 20 BIT WITH DRIVE-CLIQ INTERFACE (ENCODER AS20DQI) PLAIN SHAFT, TOLERANCE N; WITH HOLDING BRAKE PROTECTION CLASS IP65, FLANGE ON DRIVE END IP67; | 2388 | TEM | 1 | MC | 15.7 | 1
1FK70644CF711RA0 | SIMOTICS S SYNCHRONOUS MOTOR 1FK7-HD PN=2,5 KW; UZK=600V M0=12NM (100K); NN=3000RPM; NATURAL COOLING, FRAME SIZE IMB 5 (IM V1, IM V3) FLANGE 1 POWER CONNECTOR ROTATABLE ABSOLUTE ENCODER 20 BIT + 12 BIT MULTITURN WITH DRIVE-CLIQ INTERFACE (ENCODER AM20DQI) SHAFT WITH FITTED KEY, TOLERANCE N; W/O HOLDING BRAKE PROTECTION CLASS IP64; | 2450 | TEM | 1 | MC | 15.401 | 1
1FK70644CF711RA1 | SIMOTICS S SYNCHRONOUS MOTOR 1FK7-HD PN=2,5 KW; UZK=600V M0=12NM (100K); NN=3000RPM; NATURAL COOLING, FRAME SIZE IMB 5 (IM V1, IM V3) FLANGE 1 POWER CONNECTOR ROTATABLE ABSOLUTE ENCODER 20 BIT + 12 BIT MULTITURN WITH DRIVE-CLIQ INTERFACE (ENCODER AM20DQI) SHAFT WITH FITTED KEY, TOLERANCE N; W/O HOLDING BRAKE PROTECTION CLASS IP65, | 2544 | TEM | 1 | MC | 15.401 | 1
1FK70644CF711RA2 | SIMOTICS S SYNCHRONOUS MOTOR 1FK7-HD PN=2,5 KW; UZK=600V M0=12NM (100K); NN=3000RPM; NATURAL COOLING, FRAME SIZE IMB 5 (IM V1, IM V3) FLANGE 1 POWER CONNECTOR ROTATABLE ABSOLUTE ENCODER 20 BIT + 12 BIT MULTITURN WITH DRIVE-CLIQ INTERFACE (ENCODER AM20DQI) SHAFT WITH FITTED KEY, TOLERANCE N; W/O HOLDING BRAKE PROTECTION CLASS IP65, FLANGE ON DRIVE END IP67; | 2544 | TEM | 1 | MC | 15.401 | 1
1FK70644CF711RB0 | SIMOTICS S SYNCHRONOUS MOTOR 1FK7-HD PN=2,5 KW; UZK=600V M0=12NM (100K); NN=3000RPM; NATURAL COOLING, FRAME SIZE IMB 5 (IM V1, IM V3) FLANGE 1 POWER CONNECTOR ROTATABLE ABSOLUTE ENCODER 20 BIT + 12 BIT MULTITURN WITH DRIVE-CLIQ INTERFACE (ENCODER AM20DQI) SHAFT WITH FITTED KEY, TOLERANCE N; WITH HOLDING BRAKE PROTECTION CLASS IP64; | 2753 | TEM | 1 | MC | 15.7 | 1
1FK70644CF711RB1 | SIMOTICS S SYNCHRONOUS MOTOR 1FK7-HD PN=2,5 KW; UZK=600V M0=12NM (100K); NN=3000RPM; NATURAL COOLING, FRAME SIZE IMB 5 (IM V1, IM V3) FLANGE 1 POWER CONNECTOR ROTATABLE ABSOLUTE ENCODER 20 BIT + 12 BIT MULTITURN WITH DRIVE-CLIQ INTERFACE (ENCODER AM20DQI) SHAFT WITH FITTED KEY, TOLERANCE N; WITH HOLDING BRAKE PROTECTION CLASS IP65, | 2846 | TEM | 1 | MC | 15.7 | 1
1FK70644CF711RB2 | SIMOTICS S SYNCHRONOUS MOTOR 1FK7-HD PN=2,5 KW; UZK=600V M0=12NM (100K); NN=3000RPM; NATURAL COOLING, FRAME SIZE IMB 5 (IM V1, IM V3) FLANGE 1 POWER CONNECTOR ROTATABLE ABSOLUTE ENCODER 20 BIT + 12 BIT MULTITURN WITH DRIVE-CLIQ INTERFACE (ENCODER AM20DQI) SHAFT WITH FITTED KEY, TOLERANCE N; WITH HOLDING BRAKE PROTECTION CLASS IP65, FLANGE ON DRIVE END IP67; | 2846 | TEM | 1 | MC | 15.7 | 1
1FK70644CF711RG0 | SIMOTICS S SYNCHRONOUS MOTOR 1FK7-HD PN=2,5 KW; UZK=600V M0=12NM (100K); NN=3000RPM; NATURAL COOLING, FRAME SIZE IMB 5 (IM V1, IM V3) FLANGE 1 POWER CONNECTOR ROTATABLE ABSOLUTE ENCODER 20 BIT + 12 BIT MULTITURN WITH DRIVE-CLIQ INTERFACE (ENCODER AM20DQI) PLAIN SHAFT, TOLERANCE N; W/O HOLDING BRAKE PROTECTION CLASS IP64; | 2364 | TEM | 1 | MC | 15.401 | 1
1FK70644CF711RG1 | SIMOTICS S SYNCHRONOUS MOTOR 1FK7-HD PN=2,5 KW; UZK=600V M0=12NM (100K); NN=3000RPM; NATURAL COOLING, FRAME SIZE IMB 5 (IM V1, IM V3) FLANGE 1 POWER CONNECTOR ROTATABLE ABSOLUTE ENCODER 20 BIT + 12 BIT MULTITURN WITH DRIVE-CLIQ INTERFACE (ENCODER AM20DQI) PLAIN SHAFT, TOLERANCE N; W/O HOLDING BRAKE PROTECTION CLASS IP65, | 2457 | TEM | 1 | MC | 15.401 | 1
1FK70644CF711RG2 | SIMOTICS S SYNCHRONOUS MOTOR 1FK7-HD PN=2,5 KW; UZK=600V M0=12NM (100K); NN=3000RPM; NATURAL COOLING, FRAME SIZE IMB 5 (IM V1, IM V3) FLANGE 1 POWER CONNECTOR ROTATABLE ABSOLUTE ENCODER 20 BIT + 12 BIT MULTITURN WITH DRIVE-CLIQ INTERFACE (ENCODER AM20DQI) PLAIN SHAFT, TOLERANCE N; W/O HOLDING BRAKE PROTECTION CLASS IP65, FLANGE ON DRIVE END IP67; | 2457 | TEM | 1 | MC | 15.401 | 1
1FK70644CF711RH0 | SIMOTICS S SYNCHRONOUS MOTOR 1FK7-HD PN=2,5 KW; UZK=600V M0=12NM (100K); NN=3000RPM; NATURAL COOLING, FRAME SIZE IMB 5 (IM V1, IM V3) FLANGE 1 POWER CONNECTOR ROTATABLE ABSOLUTE ENCODER 20 BIT + 12 BIT MULTITURN WITH DRIVE-CLIQ INTERFACE (ENCODER AM20DQI) PLAIN SHAFT, TOLERANCE N; WITH HOLDING BRAKE PROTECTION CLASS IP64; | 2669 | TEM | 1 | MC | 15.7 | 1
1FK70644CF711RH1 | SIMOTICS S SYNCHRONOUS MOTOR 1FK7-HD PN=2,5 KW; UZK=600V M0=12NM (100K); NN=3000RPM; NATURAL COOLING, FRAME SIZE IMB 5 (IM V1, IM V3) FLANGE 1 POWER CONNECTOR ROTATABLE ABSOLUTE ENCODER 20 BIT + 12 BIT MULTITURN WITH DRIVE-CLIQ INTERFACE (ENCODER AM20DQI) PLAIN SHAFT, TOLERANCE N; WITH HOLDING BRAKE PROTECTION CLASS IP65, | 2762 | TEM | 1 | MC | 15.7 | 1
1FK70644CF711RH2 | SIMOTICS S SYNCHRONOUS MOTOR 1FK7-HD PN=2,5 KW; UZK=600V M0=12NM (100K); NN=3000RPM; NATURAL COOLING, FRAME SIZE IMB 5 (IM V1, IM V3) FLANGE 1 POWER CONNECTOR ROTATABLE ABSOLUTE ENCODER 20 BIT + 12 BIT MULTITURN WITH DRIVE-CLIQ INTERFACE (ENCODER AM20DQI) PLAIN SHAFT, TOLERANCE N; WITH HOLDING BRAKE PROTECTION CLASS IP65, FLANGE ON DRIVE END IP67; | 2762 | TEM | 1 | MC | 15.7 | 1
1FK70644CF711SA0 | SIMOTICS S SYNCHRONOUS MOTOR 1FK7-HD PN=2,5 KW; UZK=600V M0=12NM (100K); NN=3000RPM; NATURAL COOLING, FRAME SIZE IMB 5 (IM V1, IM V3) FLANGE 1, WITH KTY TEMPERATURESENSOR POWER CONNECTOR ROTATABLE RESOLVER MULTI-POLE (RESOLVER P=3); SHAFT WITH FITTED KEY, TOLERANCE N; W/O HOLDING BRAKE PROTECTION CLASS IP64; | 1732 | TEM | 1 | MC | 15.402 | 1
1FK70644CF711SA1 | SIMOTICS S SYNCHRONOUS MOTOR 1FK7-HD PN=2,5 KW; UZK=600V M0=12NM (100K); NN=3000RPM; NATURAL COOLING, FRAME SIZE IMB 5 (IM V1, IM V3) FLANGE 1, WITH KTY TEMPERATURESENSOR POWER CONNECTOR ROTATABLE RESOLVER MULTI-POLE (RESOLVER P=3); SHAFT WITH FITTED KEY, TOLERANCE N; W/O HOLDING BRAKE PROTECTION CLASS IP65, | 1825 | TEM | 1 | MC | 15.402 | 1
1FK70644CF711SA2 | SIMOTICS S SYNCHRONOUS MOTOR 1FK7-HD PN=2,5 KW; UZK=600V M0=12NM (100K); NN=3000RPM; NATURAL COOLING, FRAME SIZE IMB 5 (IM V1, IM V3) FLANGE 1, WITH KTY TEMPERATURESENSOR POWER CONNECTOR ROTATABLE RESOLVER MULTI-POLE (RESOLVER P=3); SHAFT WITH FITTED KEY, TOLERANCE N; W/O HOLDING BRAKE PROTECTION CLASS IP65, FLANGE ON DRIVE END IP67; | 1825 | TEM | 1 | MC | 15.402 | 1
1FK70644CF711SB0 | SIMOTICS S SYNCHRONOUS MOTOR 1FK7-HD PN=2,5 KW; UZK=600V M0=12NM (100K); NN=3000RPM; NATURAL COOLING, FRAME SIZE IMB 5 (IM V1, IM V3) FLANGE 1, WITH KTY TEMPERATURESENSOR POWER CONNECTOR ROTATABLE RESOLVER MULTI-POLE (RESOLVER P=3); SHAFT WITH FITTED KEY, TOLERANCE N; WITH HOLDING BRAKE PROTECTION CLASS IP64; | 2035 | TEM | 1 | MC | 15.701 | 1
1FK70644CF711SB1 | SIMOTICS S SYNCHRONOUS MOTOR 1FK7-HD PN=2,5 KW; UZK=600V M0=12NM (100K); NN=3000RPM; NATURAL COOLING, FRAME SIZE IMB 5 (IM V1, IM V3) FLANGE 1, WITH KTY TEMPERATURESENSOR POWER CONNECTOR ROTATABLE RESOLVER MULTI-POLE (RESOLVER P=3); SHAFT WITH FITTED KEY, TOLERANCE N; WITH HOLDING BRAKE PROTECTION CLASS IP65, | 2128 | TEM | 1 | MC | 15.701 | 1
1FK70644CF711SB2 | SIMOTICS S SYNCHRONOUS MOTOR 1FK7-HD PN=2,5 KW; UZK=600V M0=12NM (100K); NN=3000RPM; NATURAL COOLING, FRAME SIZE IMB 5 (IM V1, IM V3) FLANGE 1, WITH KTY TEMPERATURESENSOR POWER CONNECTOR ROTATABLE RESOLVER MULTI-POLE (RESOLVER P=3); SHAFT WITH FITTED KEY, TOLERANCE N; WITH HOLDING BRAKE PROTECTION CLASS IP65, FLANGE ON DRIVE END IP67; | 2128 | TEM | 1 | MC | 15.701 | 1
1FK70644CF711SG0 | SIMOTICS S SYNCHRONOUS MOTOR 1FK7-HD PN=2,5 KW; UZK=600V M0=12NM (100K); NN=3000RPM; NATURAL COOLING, FRAME SIZE IMB 5 (IM V1, IM V3) FLANGE 1, WITH KTY TEMPERATURESENSOR POWER CONNECTOR ROTATABLE RESOLVER MULTI-POLE (RESOLVER P=3); PLAIN SHAFT, TOLERANCE N; W/O HOLDING BRAKE PROTECTION CLASS IP64; | 1646 | TEM | 1 | MC | 15.402 | 1
1FK70644CF711SG1 | SIMOTICS S SYNCHRONOUS MOTOR 1FK7-HD PN=2,5 KW; UZK=600V M0=12NM (100K); NN=3000RPM; NATURAL COOLING, FRAME SIZE IMB 5 (IM V1, IM V3) FLANGE 1, WITH KTY TEMPERATURESENSOR POWER CONNECTOR ROTATABLE RESOLVER MULTI-POLE (RESOLVER P=3); PLAIN SHAFT, TOLERANCE N; W/O HOLDING BRAKE PROTECTION CLASS IP65, | 1739 | TEM | 1 | MC | 15.402 | 1
1FK70644CF711SG2 | SIMOTICS S SYNCHRONOUS MOTOR 1FK7-HD PN=2,5 KW; UZK=600V M0=12NM (100K); NN=3000RPM; NATURAL COOLING, FRAME SIZE IMB 5 (IM V1, IM V3) FLANGE 1, WITH KTY TEMPERATURESENSOR POWER CONNECTOR ROTATABLE RESOLVER MULTI-POLE (RESOLVER P=3); PLAIN SHAFT, TOLERANCE N; W/O HOLDING BRAKE PROTECTION CLASS IP65, FLANGE ON DRIVE END IP67; | 1739 | TEM | 1 | MC | 15.402 | 1
1FK70644CF711SH0 | SIMOTICS S SYNCHRONOUS MOTOR 1FK7-HD PN=2,5 KW; UZK=600V M0=12NM (100K); NN=3000RPM; NATURAL COOLING, FRAME SIZE IMB 5 (IM V1, IM V3) FLANGE 1, WITH KTY TEMPERATURESENSOR POWER CONNECTOR ROTATABLE RESOLVER MULTI-POLE (RESOLVER P=3); PLAIN SHAFT, TOLERANCE N; WITH HOLDING BRAKE PROTECTION CLASS IP64; | 1951 | TEM | 1 | MC | 15.701 | 1
1FK70644CF711SH1 | SIMOTICS S SYNCHRONOUS MOTOR 1FK7-HD PN=2,5 KW; UZK=600V M0=12NM (100K); NN=3000RPM; NATURAL COOLING, FRAME SIZE IMB 5 (IM V1, IM V3) FLANGE 1, WITH KTY TEMPERATURESENSOR POWER CONNECTOR ROTATABLE RESOLVER MULTI-POLE (RESOLVER P=3); PLAIN SHAFT, TOLERANCE N; WITH HOLDING BRAKE PROTECTION CLASS IP65, | 2044 | TEM | 1 | MC | 15.701 | 1
1FK70644CF711SH2 | SIMOTICS S SYNCHRONOUS MOTOR 1FK7-HD PN=2,5 KW; UZK=600V M0=12NM (100K); NN=3000RPM; NATURAL COOLING, FRAME SIZE IMB 5 (IM V1, IM V3) FLANGE 1, WITH KTY TEMPERATURESENSOR POWER CONNECTOR ROTATABLE RESOLVER MULTI-POLE (RESOLVER P=3); PLAIN SHAFT, TOLERANCE N; WITH HOLDING BRAKE PROTECTION CLASS IP65, FLANGE ON DRIVE END IP67; | 2044 | TEM | 1 | MC | 15.701 | 1
1FK70644CF711TA0 | SIMOTICS S SYNCHRONOUS MOTOR 1FK7-HD PN=2,5 KW; UZK=600V M0=12NM (100K); NN=3000RPM; NATURAL COOLING, FRAME SIZE IMB 5 (IM V1, IM V3) FLANGE 1, WITH KTY TEMPERATURESENSOR POWER CONNECTOR ROTATABLE RESOLVER 2-POLE (RESOLVER P=1); SHAFT WITH FITTED KEY, TOLERANCE N; W/O HOLDING BRAKE PROTECTION CLASS IP64; | 1732 | TEM | 1 | MC | 15.402 | 1
1FK70644CF711TA1 | SIMOTICS S SYNCHRONOUS MOTOR 1FK7-HD PN=2,5 KW; UZK=600V M0=12NM (100K); NN=3000RPM; NATURAL COOLING, FRAME SIZE IMB 5 (IM V1, IM V3) FLANGE 1, WITH KTY TEMPERATURESENSOR POWER CONNECTOR ROTATABLE RESOLVER 2-POLE (RESOLVER P=1); SHAFT WITH FITTED KEY, TOLERANCE N; W/O HOLDING BRAKE PROTECTION CLASS IP65, | 1825 | TEM | 1 | MC | 15.402 | 1
1FK70644CF711TA2 | SIMOTICS S SYNCHRONOUS MOTOR 1FK7-HD PN=2,5 KW; UZK=600V M0=12NM (100K); NN=3000RPM; NATURAL COOLING, FRAME SIZE IMB 5 (IM V1, IM V3) FLANGE 1, WITH KTY TEMPERATURESENSOR POWER CONNECTOR ROTATABLE RESOLVER 2-POLE (RESOLVER P=1); SHAFT WITH FITTED KEY, TOLERANCE N; W/O HOLDING BRAKE PROTECTION CLASS IP65, FLANGE ON DRIVE END IP67; | 1825 | TEM | 1 | MC | 15.402 | 1
1FK70644CF711TB0 | SIMOTICS S SYNCHRONOUS MOTOR 1FK7-HD PN=2,5 KW; UZK=600V M0=12NM (100K); NN=3000RPM; NATURAL COOLING, FRAME SIZE IMB 5 (IM V1, IM V3) FLANGE 1, WITH KTY TEMPERATURESENSOR POWER CONNECTOR ROTATABLE RESOLVER 2-POLE (RESOLVER P=1); SHAFT WITH FITTED KEY, TOLERANCE N; WITH HOLDING BRAKE PROTECTION CLASS IP64; | 2035 | TEM | 1 | MC | 15.701 | 1
1FK70644CF711TB1 | SIMOTICS S SYNCHRONOUS MOTOR 1FK7-HD PN=2,5 KW; UZK=600V M0=12NM (100K); NN=3000RPM; NATURAL COOLING, FRAME SIZE IMB 5 (IM V1, IM V3) FLANGE 1, WITH KTY TEMPERATURESENSOR POWER CONNECTOR ROTATABLE RESOLVER 2-POLE (RESOLVER P=1); SHAFT WITH FITTED KEY, TOLERANCE N; WITH HOLDING BRAKE PROTECTION CLASS IP65, | 2128 | TEM | 1 | MC | 15.701 | 1
1FK70644CF711TB2 | SIMOTICS S SYNCHRONOUS MOTOR 1FK7-HD PN=2,5 KW; UZK=600V M0=12NM (100K); NN=3000RPM; NATURAL COOLING, FRAME SIZE IMB 5 (IM V1, IM V3) FLANGE 1, WITH KTY TEMPERATURESENSOR POWER CONNECTOR ROTATABLE RESOLVER 2-POLE (RESOLVER P=1); SHAFT WITH FITTED KEY, TOLERANCE N; WITH HOLDING BRAKE PROTECTION CLASS IP65, FLANGE ON DRIVE END IP67; | 2128 | TEM | 1 | MC | 15.701 | 1
1FK70644CF711TG0 | SIMOTICS S SYNCHRONOUS MOTOR 1FK7-HD PN=2,5 KW; UZK=600V M0=12NM (100K); NN=3000RPM; NATURAL COOLING, FRAME SIZE IMB 5 (IM V1, IM V3) FLANGE 1, WITH KTY TEMPERATURESENSOR POWER CONNECTOR ROTATABLE RESOLVER 2-POLE (RESOLVER P=1); PLAIN SHAFT, TOLERANCE N; W/O HOLDING BRAKE PROTECTION CLASS IP64; | 1646 | TEM | 1 | MC | 15.402 | 1
1FK70644CF711TG1 | SIMOTICS S SYNCHRONOUS MOTOR 1FK7-HD PN=2,5 KW; UZK=600V M0=12NM (100K); NN=3000RPM; NATURAL COOLING, FRAME SIZE IMB 5 (IM V1, IM V3) FLANGE 1, WITH KTY TEMPERATURESENSOR POWER CONNECTOR ROTATABLE RESOLVER 2-POLE (RESOLVER P=1); PLAIN SHAFT, TOLERANCE N; W/O HOLDING BRAKE PROTECTION CLASS IP65, | 1739 | TEM | 1 | MC | 15.402 | 1
1FK70644CF711TG2 | SIMOTICS S SYNCHRONOUS MOTOR 1FK7-HD PN=2,5 KW; UZK=600V M0=12NM (100K); NN=3000RPM; NATURAL COOLING, FRAME SIZE IMB 5 (IM V1, IM V3) FLANGE 1, WITH KTY TEMPERATURESENSOR POWER CONNECTOR ROTATABLE RESOLVER 2-POLE (RESOLVER P=1); PLAIN SHAFT, TOLERANCE N; W/O HOLDING BRAKE PROTECTION CLASS IP65, FLANGE ON DRIVE END IP67; | 1739 | TEM | 1 | MC | 15.402 | 1
1FK70644CF711TH0 | SIMOTICS S SYNCHRONOUS MOTOR 1FK7-HD PN=2,5 KW; UZK=600V M0=12NM (100K); NN=3000RPM; NATURAL COOLING, FRAME SIZE IMB 5 (IM V1, IM V3) FLANGE 1, WITH KTY TEMPERATURESENSOR POWER CONNECTOR ROTATABLE RESOLVER 2-POLE (RESOLVER P=1); PLAIN SHAFT, TOLERANCE N; WITH HOLDING BRAKE PROTECTION CLASS IP64; | 1951 | TEM | 1 | MC | 15.701 | 1
1FK70644CF711TH1 | SIMOTICS S SYNCHRONOUS MOTOR 1FK7-HD PN=2,5 KW; UZK=600V M0=12NM (100K); NN=3000RPM; NATURAL COOLING, FRAME SIZE IMB 5 (IM V1, IM V3) FLANGE 1, WITH KTY TEMPERATURESENSOR POWER CONNECTOR ROTATABLE RESOLVER 2-POLE (RESOLVER P=1); PLAIN SHAFT, TOLERANCE N; WITH HOLDING BRAKE PROTECTION CLASS IP65, | 2044 | TEM | 1 | MC | 15.701 | 1
1FK70644CF711TH2 | SIMOTICS S SYNCHRONOUS MOTOR 1FK7-HD PN=2,5 KW; UZK=600V M0=12NM (100K); NN=3000RPM; NATURAL COOLING, FRAME SIZE IMB 5 (IM V1, IM V3) FLANGE 1, WITH KTY TEMPERATURESENSOR POWER CONNECTOR ROTATABLE RESOLVER 2-POLE (RESOLVER P=1); PLAIN SHAFT, TOLERANCE N; WITH HOLDING BRAKE PROTECTION CLASS IP65, FLANGE ON DRIVE END IP67; | 2044 | TEM | 1 | MC | 15.701 | 1
1FK70644CF711UA0 | SIMOTICS S SYNCHRONOUS MOTOR 1FK7-HD PN=2,5 KW; UZK=600V M0=12NM (100K); NN=3000RPM; NATURAL COOLING, FRAME SIZE IMB 5 (IM V1, IM V3) FLANGE 1 POWER CONNECTOR ROTATABLE RESOLVER MULTI-POLE WITH DRIVE-CLIQ INTERFACE; SHAFT WITH FITTED KEY, TOLERANCE N; W/O HOLDING BRAKE PROTECTION CLASS IP64; | 1973 | TEM | 1 | MC | 15.402 | 1
1FK70644CF711UA1 | SIMOTICS S SYNCHRONOUS MOTOR 1FK7-HD PN=2,5 KW; UZK=600V M0=12NM (100K); NN=3000RPM; NATURAL COOLING, FRAME SIZE IMB 5 (IM V1, IM V3) FLANGE 1 POWER CONNECTOR ROTATABLE RESOLVER MULTI-POLE WITH DRIVE-CLIQ INTERFACE; SHAFT WITH FITTED KEY, TOLERANCE N; W/O HOLDING BRAKE PROTECTION CLASS IP65, | 2066 | TEM | 1 | MC | 15.402 | 1
1FK70644CF711UA2 | SIMOTICS S SYNCHRONOUS MOTOR 1FK7-HD PN=2,5 KW; UZK=600V M0=12NM (100K); NN=3000RPM; NATURAL COOLING, FRAME SIZE IMB 5 (IM V1, IM V3) FLANGE 1 POWER CONNECTOR ROTATABLE RESOLVER MULTI-POLE WITH DRIVE-CLIQ INTERFACE; SHAFT WITH FITTED KEY, TOLERANCE N; W/O HOLDING BRAKE PROTECTION CLASS IP65, FLANGE ON DRIVE END IP67; | 2066 | TEM | 1 | MC | 15.402 | 1
1FK70644CF711UB0 | SIMOTICS S SYNCHRONOUS MOTOR 1FK7-HD PN=2,5 KW; UZK=600V M0=12NM (100K); NN=3000RPM; NATURAL COOLING, FRAME SIZE IMB 5 (IM V1, IM V3) FLANGE 1 POWER CONNECTOR ROTATABLE RESOLVER MULTI-POLE WITH DRIVE-CLIQ INTERFACE; SHAFT WITH FITTED KEY, TOLERANCE N; WITH HOLDING BRAKE PROTECTION CLASS IP64; | 2276 | TEM | 1 | MC | 15.701 | 1
1FK70644CF711UB1 | SIMOTICS S SYNCHRONOUS MOTOR 1FK7-HD PN=2,5 KW; UZK=600V M0=12NM (100K); NN=3000RPM; NATURAL COOLING, FRAME SIZE IMB 5 (IM V1, IM V3) FLANGE 1 POWER CONNECTOR ROTATABLE RESOLVER MULTI-POLE WITH DRIVE-CLIQ INTERFACE; SHAFT WITH FITTED KEY, TOLERANCE N; WITH HOLDING BRAKE PROTECTION CLASS IP65, | 2369 | TEM | 1 | MC | 15.701 | 1
1FK70644CF711UB2 | SIMOTICS S SYNCHRONOUS MOTOR 1FK7-HD PN=2,5 KW; UZK=600V M0=12NM (100K); NN=3000RPM; NATURAL COOLING, FRAME SIZE IMB 5 (IM V1, IM V3) FLANGE 1 POWER CONNECTOR ROTATABLE RESOLVER MULTI-POLE WITH DRIVE-CLIQ INTERFACE; SHAFT WITH FITTED KEY, TOLERANCE N; WITH HOLDING BRAKE PROTECTION CLASS IP65, FLANGE ON DRIVE END IP67; | 2369 | TEM | 1 | MC | 15.701 | 1
1FK70644CF711UG0 | SIMOTICS S SYNCHRONOUS MOTOR 1FK7-HD PN=2,5 KW; UZK=600V M0=12NM (100K); NN=3000RPM; NATURAL COOLING, FRAME SIZE IMB 5 (IM V1, IM V3) FLANGE 1 POWER CONNECTOR ROTATABLE RESOLVER MULTI-POLE WITH DRIVE-CLIQ INTERFACE; PLAIN SHAFT, TOLERANCE N; W/O HOLDING BRAKE PROTECTION CLASS IP64; | 1887 | TEM | 1 | MC | 15.402 | 1
1FK70644CF711UG1 | SIMOTICS S SYNCHRONOUS MOTOR 1FK7-HD PN=2,5 KW; UZK=600V M0=12NM (100K); NN=3000RPM; NATURAL COOLING, FRAME SIZE IMB 5 (IM V1, IM V3) FLANGE 1 POWER CONNECTOR ROTATABLE RESOLVER MULTI-POLE WITH DRIVE-CLIQ INTERFACE; PLAIN SHAFT, TOLERANCE N; W/O HOLDING BRAKE PROTECTION CLASS IP65, | 1980 | TEM | 1 | MC | 15.402 | 1
1FK70644CF711UG2 | SIMOTICS S SYNCHRONOUS MOTOR 1FK7-HD PN=2,5 KW; UZK=600V M0=12NM (100K); NN=3000RPM; NATURAL COOLING, FRAME SIZE IMB 5 (IM V1, IM V3) FLANGE 1 POWER CONNECTOR ROTATABLE RESOLVER MULTI-POLE WITH DRIVE-CLIQ INTERFACE; PLAIN SHAFT, TOLERANCE N; W/O HOLDING BRAKE PROTECTION CLASS IP65, FLANGE ON DRIVE END IP67; | 1980 | TEM | 1 | MC | 15.402 | 1
1FK70644CF711UH0 | SIMOTICS S SYNCHRONOUS MOTOR 1FK7-HD PN=2,5 KW; UZK=600V M0=12NM (100K); NN=3000RPM; NATURAL COOLING, FRAME SIZE IMB 5 (IM V1, IM V3) FLANGE 1 POWER CONNECTOR ROTATABLE RESOLVER MULTI-POLE WITH DRIVE-CLIQ INTERFACE; PLAIN SHAFT, TOLERANCE N; WITH HOLDING BRAKE PROTECTION CLASS IP64; | 2192 | TEM | 1 | MC | 15.701 | 1
1FK70644CF711UH1 | SIMOTICS S SYNCHRONOUS MOTOR 1FK7-HD PN=2,5 KW; UZK=600V M0=12NM (100K); NN=3000RPM; NATURAL COOLING, FRAME SIZE IMB 5 (IM V1, IM V3) FLANGE 1 POWER CONNECTOR ROTATABLE RESOLVER MULTI-POLE WITH DRIVE-CLIQ INTERFACE; PLAIN SHAFT, TOLERANCE N; WITH HOLDING BRAKE PROTECTION CLASS IP65, | 2285 | TEM | 1 | MC | 15.701 | 1
1FK70644CF711UH2 | SIMOTICS S SYNCHRONOUS MOTOR 1FK7-HD PN=2,5 KW; UZK=600V M0=12NM (100K); NN=3000RPM; NATURAL COOLING, FRAME SIZE IMB 5 (IM V1, IM V3) FLANGE 1 POWER CONNECTOR ROTATABLE RESOLVER MULTI-POLE WITH DRIVE-CLIQ INTERFACE; PLAIN SHAFT, TOLERANCE N; WITH HOLDING BRAKE PROTECTION CLASS IP65, FLANGE ON DRIVE END IP67; | 2285 | TEM | 1 | MC | 15.701 | 1
1FK70644CH711AA0 | SIMOTICS S SYNCHRONOUS MOTOR 1FK7-HD PN=2,4 KW; UZK=600V M0=12NM (100K); NN=4500RPM; NATURAL COOLING, FRAME SIZE IMB 5 (IM V1, IM V3) FLANGE 1, WITH KTY TEMPERATURESENSOR POWER CONNECTOR ROTATABLE INCREMENTAL ENCODER SIN/COS 1VPP;2048 S/R W. C-AND D-SPUR (ENCODER IC2048S/R) SHAFT WITH FITTED KEY, TOLERANCE N; W/O HOLDING BRAKE PROTECTION CLASS IP64; | 2318 | TEM | 1 | MC | 15.401 | 1
1FK70644CH711AA1 | SIMOTICS S SYNCHRONOUS MOTOR 1FK7-HD PN=2,4 KW; UZK=600V M0=12NM (100K); NN=4500RPM; NATURAL COOLING, FRAME SIZE IMB 5 (IM V1, IM V3) FLANGE 1, WITH KTY TEMPERATURESENSOR POWER CONNECTOR ROTATABLE INCREMENTAL ENCODER SIN/COS 1VPP;2048 S/R W. C-AND D-SPUR (ENCODER IC2048S/R) SHAFT WITH FITTED KEY, TOLERANCE N; W/O HOLDING BRAKE PROTECTION CLASS IP65, | 2411 | TEM | 1 | MC | 15.401 | 1
1FK70644CH711AA2 | SIMOTICS S SYNCHRONOUS MOTOR 1FK7-HD PN=2,4 KW; UZK=600V M0=12NM (100K); NN=4500RPM; NATURAL COOLING, FRAME SIZE IMB 5 (IM V1, IM V3) FLANGE 1, WITH KTY TEMPERATURESENSOR POWER CONNECTOR ROTATABLE INCREMENTAL ENCODER SIN/COS 1VPP;2048 S/R W. C-AND D-SPUR (ENCODER IC2048S/R) SHAFT WITH FITTED KEY, TOLERANCE N; W/O HOLDING BRAKE PROTECTION CLASS IP65, FLANGE ON DRIVE END IP67; | 2411 | TEM | 1 | MC | 15.401 | 1
1FK70644CH711AB0 | SIMOTICS S SYNCHRONOUS MOTOR 1FK7-HD PN=2,4 KW; UZK=600V M0=12NM (100K); NN=4500RPM; NATURAL COOLING, FRAME SIZE IMB 5 (IM V1, IM V3) FLANGE 1, WITH KTY TEMPERATURESENSOR POWER CONNECTOR ROTATABLE INCREMENTAL ENCODER SIN/COS 1VPP;2048 S/R W. C-AND D-SPUR (ENCODER IC2048S/R) SHAFT WITH FITTED KEY, TOLERANCE N; WITH HOLDING BRAKE PROTECTION CLASS IP64; | 2621 | TEM | 1 | MC | 15.7 | 1
1FK70644CH711AB1 | SIMOTICS S SYNCHRONOUS MOTOR 1FK7-HD PN=2,4 KW; UZK=600V M0=12NM (100K); NN=4500RPM; NATURAL COOLING, FRAME SIZE IMB 5 (IM V1, IM V3) FLANGE 1, WITH KTY TEMPERATURESENSOR POWER CONNECTOR ROTATABLE INCREMENTAL ENCODER SIN/COS 1VPP;2048 S/R W. C-AND D-SPUR (ENCODER IC2048S/R) SHAFT WITH FITTED KEY, TOLERANCE N; WITH HOLDING BRAKE PROTECTION CLASS IP65, | 2714 | TEM | 1 | MC | 15.7 | 1
1FK70644CH711AB2 | SIMOTICS S SYNCHRONOUS MOTOR 1FK7-HD PN=2,4 KW; UZK=600V M0=12NM (100K); NN=4500RPM; NATURAL COOLING, FRAME SIZE IMB 5 (IM V1, IM V3) FLANGE 1, WITH KTY TEMPERATURESENSOR POWER CONNECTOR ROTATABLE INCREMENTAL ENCODER SIN/COS 1VPP;2048 S/R W. C-AND D-SPUR (ENCODER IC2048S/R) SHAFT WITH FITTED KEY, TOLERANCE N; WITH HOLDING BRAKE PROTECTION CLASS IP65, FLANGE ON DRIVE END IP67; | 2714 | TEM | 1 | MC | 15.7 | 1
1FK70644CH711AG0 | SIMOTICS S SYNCHRONOUS MOTOR 1FK7-HD PN=2,4 KW; UZK=600V M0=12NM (100K); NN=4500RPM; NATURAL COOLING, FRAME SIZE IMB 5 (IM V1, IM V3) FLANGE 1, WITH KTY TEMPERATURESENSOR POWER CONNECTOR ROTATABLE INCREMENTAL ENCODER SIN/COS 1VPP;2048 S/R W. C-AND D-SPUR (ENCODER IC2048S/R) PLAIN SHAFT, TOLERANCE N; W/O HOLDING BRAKE PROTECTION CLASS IP64; | 2232 | TEM | 1 | MC | 15.401 | 1
1FK70644CH711AG1 | SIMOTICS S SYNCHRONOUS MOTOR 1FK7-HD PN=2,4 KW; UZK=600V M0=12NM (100K); NN=4500RPM; NATURAL COOLING, FRAME SIZE IMB 5 (IM V1, IM V3) FLANGE 1, WITH KTY TEMPERATURESENSOR POWER CONNECTOR ROTATABLE INCREMENTAL ENCODER SIN/COS 1VPP;2048 S/R W. C-AND D-SPUR (ENCODER IC2048S/R) PLAIN SHAFT, TOLERANCE N; W/O HOLDING BRAKE PROTECTION CLASS IP65, | 2325 | TEM | 1 | MC | 15.401 | 1
1FK70644CH711AG2 | SIMOTICS S SYNCHRONOUS MOTOR 1FK7-HD PN=2,4 KW; UZK=600V M0=12NM (100K); NN=4500RPM; NATURAL COOLING, FRAME SIZE IMB 5 (IM V1, IM V3) FLANGE 1, WITH KTY TEMPERATURESENSOR POWER CONNECTOR ROTATABLE INCREMENTAL ENCODER SIN/COS 1VPP;2048 S/R W. C-AND D-SPUR (ENCODER IC2048S/R) PLAIN SHAFT, TOLERANCE N; W/O HOLDING BRAKE PROTECTION CLASS IP65, FLANGE ON DRIVE END IP67; | 2325 | TEM | 1 | MC | 15.401 | 1
1FK70644CH711AH0 | SIMOTICS S SYNCHRONOUS MOTOR 1FK7-HD PN=2,4 KW; UZK=600V M0=12NM (100K); NN=4500RPM; NATURAL COOLING, FRAME SIZE IMB 5 (IM V1, IM V3) FLANGE 1, WITH KTY TEMPERATURESENSOR POWER CONNECTOR ROTATABLE INCREMENTAL ENCODER SIN/COS 1VPP;2048 S/R W. C-AND D-SPUR (ENCODER IC2048S/R) PLAIN SHAFT, TOLERANCE N; WITH HOLDING BRAKE PROTECTION CLASS IP64; | 2537 | TEM | 1 | MC | 15.7 | 1
1FK70644CH711AH1 | SIMOTICS S SYNCHRONOUS MOTOR 1FK7-HD PN=2,4 KW; UZK=600V M0=12NM (100K); NN=4500RPM; NATURAL COOLING, FRAME SIZE IMB 5 (IM V1, IM V3) FLANGE 1, WITH KTY TEMPERATURESENSOR POWER CONNECTOR ROTATABLE INCREMENTAL ENCODER SIN/COS 1VPP;2048 S/R W. C-AND D-SPUR (ENCODER IC2048S/R) PLAIN SHAFT, TOLERANCE N; WITH HOLDING BRAKE PROTECTION CLASS IP65, | 2630 | TEM | 1 | MC | 15.7 | 1
1FK70644CH711AH2 | SIMOTICS S SYNCHRONOUS MOTOR 1FK7-HD PN=2,4 KW; UZK=600V M0=12NM (100K); NN=4500RPM; NATURAL COOLING, FRAME SIZE IMB 5 (IM V1, IM V3) FLANGE 1, WITH KTY TEMPERATURESENSOR POWER CONNECTOR ROTATABLE INCREMENTAL ENCODER SIN/COS 1VPP;2048 S/R W. C-AND D-SPUR (ENCODER IC2048S/R) PLAIN SHAFT, TOLERANCE N; WITH HOLDING BRAKE PROTECTION CLASS IP65, FLANGE ON DRIVE END IP67; | 2630 | TEM | 1 | MC | 15.7 | 1
1FK70644CH711BA0 | SIMOTICS S SYNCHRONOUS MOTOR 1FK7-HD PN=2,4 KW; UZK=600V M0=12NM (100K); NN=4500RPM; NATURAL COOLING, FRAME SIZE IMB 5 (IM V1, IM V3) FLANGE 1 POWER CONNECTOR ROTATABLE ABSOLUTE ENCODER SINGLETURN 24 BIT WITH DRIVE CLIQ INTERFACE (ENCODER AS24DQI) SHAFT WITH FITTED KEY, TOLERANCE N; W/O HOLDING BRAKE PROTECTION CLASS IP64; | 2559 | TEM | 1 | MC | 15.401 | 1
1FK70644CH711BA1 | SIMOTICS S SYNCHRONOUS MOTOR 1FK7-HD PN=2,4 KW; UZK=600V M0=12NM (100K); NN=4500RPM; NATURAL COOLING, FRAME SIZE IMB 5 (IM V1, IM V3) FLANGE 1 POWER CONNECTOR ROTATABLE ABSOLUTE ENCODER SINGLETURN 24 BIT WITH DRIVE CLIQ INTERFACE (ENCODER AS24DQI) SHAFT WITH FITTED KEY, TOLERANCE N; W/O HOLDING BRAKE PROTECTION CLASS IP65, | 2652 | TEM | 1 | MC | 15.401 | 1
1FK70644CH711BA2 | SIMOTICS S SYNCHRONOUS MOTOR 1FK7-HD PN=2,4 KW; UZK=600V M0=12NM (100K); NN=4500RPM; NATURAL COOLING, FRAME SIZE IMB 5 (IM V1, IM V3) FLANGE 1 POWER CONNECTOR ROTATABLE ABSOLUTE ENCODER SINGLETURN 24 BIT WITH DRIVE CLIQ INTERFACE (ENCODER AS24DQI) SHAFT WITH FITTED KEY, TOLERANCE N; W/O HOLDING BRAKE PROTECTION CLASS IP65, FLANGE ON DRIVE END IP67; | 2652 | TEM | 1 | MC | 15.401 | 1
1FK70644CH711BB0 | SIMOTICS S SYNCHRONOUS MOTOR 1FK7-HD PN=2,4 KW; UZK=600V M0=12NM (100K); NN=4500RPM; NATURAL COOLING, FRAME SIZE IMB 5 (IM V1, IM V3) FLANGE 1 POWER CONNECTOR ROTATABLE ABSOLUTE ENCODER SINGLETURN 24 BIT WITH DRIVE CLIQ INTERFACE (ENCODER AS24DQI) SHAFT WITH FITTED KEY, TOLERANCE N; WITH HOLDING BRAKE PROTECTION CLASS IP64; | 2862 | TEM | 1 | MC | 15.7 | 1
1FK70644CH711BB1 | SIMOTICS S SYNCHRONOUS MOTOR 1FK7-HD PN=2,4 KW; UZK=600V M0=12NM (100K); NN=4500RPM; NATURAL COOLING, FRAME SIZE IMB 5 (IM V1, IM V3) FLANGE 1 POWER CONNECTOR ROTATABLE ABSOLUTE ENCODER SINGLETURN 24 BIT WITH DRIVE CLIQ INTERFACE (ENCODER AS24DQI) SHAFT WITH FITTED KEY, TOLERANCE N; WITH HOLDING BRAKE PROTECTION CLASS IP65, | 2955 | TEM | 1 | MC | 15.7 | 1
1FK70644CH711BB2 | SIMOTICS S SYNCHRONOUS MOTOR 1FK7-HD PN=2,4 KW; UZK=600V M0=12NM (100K); NN=4500RPM; NATURAL COOLING, FRAME SIZE IMB 5 (IM V1, IM V3) FLANGE 1 POWER CONNECTOR ROTATABLE ABSOLUTE ENCODER SINGLETURN 24 BIT WITH DRIVE CLIQ INTERFACE (ENCODER AS24DQI) SHAFT WITH FITTED KEY, TOLERANCE N; WITH HOLDING BRAKE PROTECTION CLASS IP65, FLANGE ON DRIVE END IP67; | 2955 | TEM | 1 | MC | 15.7 | 1
1FK70644CH711BG0 | SIMOTICS S SYNCHRONOUS MOTOR 1FK7-HD PN=2,4 KW; UZK=600V M0=12NM (100K); NN=4500RPM; NATURAL COOLING, FRAME SIZE IMB 5 (IM V1, IM V3) FLANGE 1 POWER CONNECTOR ROTATABLE ABSOLUTE ENCODER SINGLETURN 24 BIT WITH DRIVE CLIQ INTERFACE (ENCODER AS24DQI) PLAIN SHAFT, TOLERANCE N; W/O HOLDING BRAKE PROTECTION CLASS IP64; | 2473 | TEM | 1 | MC | 15.401 | 1
1FK70644CH711BG1 | SIMOTICS S SYNCHRONOUS MOTOR 1FK7-HD PN=2,4 KW; UZK=600V M0=12NM (100K); NN=4500RPM; NATURAL COOLING, FRAME SIZE IMB 5 (IM V1, IM V3) FLANGE 1 POWER CONNECTOR ROTATABLE ABSOLUTE ENCODER SINGLETURN 24 BIT WITH DRIVE CLIQ INTERFACE (ENCODER AS24DQI) PLAIN SHAFT, TOLERANCE N; W/O HOLDING BRAKE PROTECTION CLASS IP65, | 2566 | TEM | 1 | MC | 15.401 | 1
1FK70644CH711BG2 | SIMOTICS S SYNCHRONOUS MOTOR 1FK7-HD PN=2,4 KW; UZK=600V M0=12NM (100K); NN=4500RPM; NATURAL COOLING, FRAME SIZE IMB 5 (IM V1, IM V3) FLANGE 1 POWER CONNECTOR ROTATABLE ABSOLUTE ENCODER SINGLETURN 24 BIT WITH DRIVE CLIQ INTERFACE (ENCODER AS24DQI) PLAIN SHAFT, TOLERANCE N; W/O HOLDING BRAKE PROTECTION CLASS IP65, FLANGE ON DRIVE END IP67; | 2566 | TEM | 1 | MC | 15.401 | 1
1FK70644CH711BH0 | SIMOTICS S SYNCHRONOUS MOTOR 1FK7-HD PN=2,4 KW; UZK=600V M0=12NM (100K); NN=4500RPM; NATURAL COOLING, FRAME SIZE IMB 5 (IM V1, IM V3) FLANGE 1 POWER CONNECTOR ROTATABLE ABSOLUTE ENCODER SINGLETURN 24 BIT WITH DRIVE CLIQ INTERFACE (ENCODER AS24DQI) PLAIN SHAFT, TOLERANCE N; WITH HOLDING BRAKE PROTECTION CLASS IP64; | 2778 | TEM | 1 | MC | 15.7 | 1
1FK70644CH711BH1 | SIMOTICS S SYNCHRONOUS MOTOR 1FK7-HD PN=2,4 KW; UZK=600V M0=12NM (100K); NN=4500RPM; NATURAL COOLING, FRAME SIZE IMB 5 (IM V1, IM V3) FLANGE 1 POWER CONNECTOR ROTATABLE ABSOLUTE ENCODER SINGLETURN 24 BIT WITH DRIVE CLIQ INTERFACE (ENCODER AS24DQI) PLAIN SHAFT, TOLERANCE N; WITH HOLDING BRAKE PROTECTION CLASS IP65, | 2871 | TEM | 1 | MC | 15.7 | 1
1FK70644CH711BH2 | SIMOTICS S SYNCHRONOUS MOTOR 1FK7-HD PN=2,4 KW; UZK=600V M0=12NM (100K); NN=4500RPM; NATURAL COOLING, FRAME SIZE IMB 5 (IM V1, IM V3) FLANGE 1 POWER CONNECTOR ROTATABLE ABSOLUTE ENCODER SINGLETURN 24 BIT WITH DRIVE CLIQ INTERFACE (ENCODER AS24DQI) PLAIN SHAFT, TOLERANCE N; WITH HOLDING BRAKE PROTECTION CLASS IP65, FLANGE ON DRIVE END IP67; | 2871 | TEM | 1 | MC | 15.7 | 1
1FK70644CH711CA0 | SIMOTICS S SYNCHRONOUS MOTOR 1FK7-HD PN=2,4 KW; UZK=600V M0=12NM (100K); NN=4500RPM; NATURAL COOLING, FRAME SIZE IMB 5 (IM V1, IM V3) FLANGE 1 POWER CONNECTOR ROTATABLE ABSOLUTE ENCODER 24 BIT + 12 BIT MULTITURN WITH DRIVE-CLIQ INTERFACE (ENCODER AM24DQI) SHAFT WITH FITTED KEY, TOLERANCE N; W/O HOLDING BRAKE PROTECTION CLASS IP64; | 2928 | TEM | 1 | MC | 15.401 | 1
1FK70644CH711CA1 | SIMOTICS S SYNCHRONOUS MOTOR 1FK7-HD PN=2,4 KW; UZK=600V M0=12NM (100K); NN=4500RPM; NATURAL COOLING, FRAME SIZE IMB 5 (IM V1, IM V3) FLANGE 1 POWER CONNECTOR ROTATABLE ABSOLUTE ENCODER 24 BIT + 12 BIT MULTITURN WITH DRIVE-CLIQ INTERFACE (ENCODER AM24DQI) SHAFT WITH FITTED KEY, TOLERANCE N; W/O HOLDING BRAKE PROTECTION CLASS IP65, | 3022 | TEM | 1 | MC | 15.401 | 1
1FK70644CH711CA2 | SIMOTICS S SYNCHRONOUS MOTOR 1FK7-HD PN=2,4 KW; UZK=600V M0=12NM (100K); NN=4500RPM; NATURAL COOLING, FRAME SIZE IMB 5 (IM V1, IM V3) FLANGE 1 POWER CONNECTOR ROTATABLE ABSOLUTE ENCODER 24 BIT + 12 BIT MULTITURN WITH DRIVE-CLIQ INTERFACE (ENCODER AM24DQI) SHAFT WITH FITTED KEY, TOLERANCE N; W/O HOLDING BRAKE PROTECTION CLASS IP65, FLANGE ON DRIVE END IP67; | 3022 | TEM | 1 | MC | 15.401 | 1
1FK70644CH711CB0 | SIMOTICS S SYNCHRONOUS MOTOR 1FK7-HD PN=2,4 KW; UZK=600V M0=12NM (100K); NN=4500RPM; NATURAL COOLING, FRAME SIZE IMB 5 (IM V1, IM V3) FLANGE 1 POWER CONNECTOR ROTATABLE ABSOLUTE ENCODER 24 BIT + 12 BIT MULTITURN WITH DRIVE-CLIQ INTERFACE (ENCODER AM24DQI) SHAFT WITH FITTED KEY, TOLERANCE N; WITH HOLDING BRAKE PROTECTION CLASS IP64; | 3231 | TEM | 1 | MC | 15.7 | 1
1FK70644CH711CB1 | SIMOTICS S SYNCHRONOUS MOTOR 1FK7-HD PN=2,4 KW; UZK=600V M0=12NM (100K); NN=4500RPM; NATURAL COOLING, FRAME SIZE IMB 5 (IM V1, IM V3) FLANGE 1 POWER CONNECTOR ROTATABLE ABSOLUTE ENCODER 24 BIT + 12 BIT MULTITURN WITH DRIVE-CLIQ INTERFACE (ENCODER AM24DQI) SHAFT WITH FITTED KEY, TOLERANCE N; WITH HOLDING BRAKE PROTECTION CLASS IP65, | 3325 | TEM | 1 | MC | 15.7 | 1
1FK70644CH711CB2 | SIMOTICS S SYNCHRONOUS MOTOR 1FK7-HD PN=2,4 KW; UZK=600V M0=12NM (100K); NN=4500RPM; NATURAL COOLING, FRAME SIZE IMB 5 (IM V1, IM V3) FLANGE 1 POWER CONNECTOR ROTATABLE ABSOLUTE ENCODER 24 BIT + 12 BIT MULTITURN WITH DRIVE-CLIQ INTERFACE (ENCODER AM24DQI) SHAFT WITH FITTED KEY, TOLERANCE N; WITH HOLDING BRAKE PROTECTION CLASS IP65, FLANGE ON DRIVE END IP67; | 3325 | TEM | 1 | MC | 15.7 | 1
1FK70644CH711CG0 | SIMOTICS S SYNCHRONOUS MOTOR 1FK7-HD PN=2,4 KW; UZK=600V M0=12NM (100K); NN=4500RPM; NATURAL COOLING, FRAME SIZE IMB 5 (IM V1, IM V3) FLANGE 1 POWER CONNECTOR ROTATABLE ABSOLUTE ENCODER 24 BIT + 12 BIT MULTITURN WITH DRIVE-CLIQ INTERFACE (ENCODER AM24DQI) PLAIN SHAFT, TOLERANCE N; W/O HOLDING BRAKE PROTECTION CLASS IP64; | 2842 | TEM | 1 | MC | 15.401 | 1
1FK70644CH711CG1 | SIMOTICS S SYNCHRONOUS MOTOR 1FK7-HD PN=2,4 KW; UZK=600V M0=12NM (100K); NN=4500RPM; NATURAL COOLING, FRAME SIZE IMB 5 (IM V1, IM V3) FLANGE 1 POWER CONNECTOR ROTATABLE ABSOLUTE ENCODER 24 BIT + 12 BIT MULTITURN WITH DRIVE-CLIQ INTERFACE (ENCODER AM24DQI) PLAIN SHAFT, TOLERANCE N; W/O HOLDING BRAKE PROTECTION CLASS IP65, | 2935 | TEM | 1 | MC | 15.401 | 1
1FK70644CH711CG2 | SIMOTICS S SYNCHRONOUS MOTOR 1FK7-HD PN=2,4 KW; UZK=600V M0=12NM (100K); NN=4500RPM; NATURAL COOLING, FRAME SIZE IMB 5 (IM V1, IM V3) FLANGE 1 POWER CONNECTOR ROTATABLE ABSOLUTE ENCODER 24 BIT + 12 BIT MULTITURN WITH DRIVE-CLIQ INTERFACE (ENCODER AM24DQI) PLAIN SHAFT, TOLERANCE N; W/O HOLDING BRAKE PROTECTION CLASS IP65, FLANGE ON DRIVE END IP67; | 2935 | TEM | 1 | MC | 15.401 | 1
1FK70644CH711CH0 | SIMOTICS S SYNCHRONOUS MOTOR 1FK7-HD PN=2,4 KW; UZK=600V M0=12NM (100K); NN=4500RPM; NATURAL COOLING, FRAME SIZE IMB 5 (IM V1, IM V3) FLANGE 1 POWER CONNECTOR ROTATABLE ABSOLUTE ENCODER 24 BIT + 12 BIT MULTITURN WITH DRIVE-CLIQ INTERFACE (ENCODER AM24DQI) PLAIN SHAFT, TOLERANCE N; WITH HOLDING BRAKE PROTECTION CLASS IP64; | 3147 | TEM | 1 | MC | 15.7 | 1
1FK70644CH711CH1 | SIMOTICS S SYNCHRONOUS MOTOR 1FK7-HD PN=2,4 KW; UZK=600V M0=12NM (100K); NN=4500RPM; NATURAL COOLING, FRAME SIZE IMB 5 (IM V1, IM V3) FLANGE 1 POWER CONNECTOR ROTATABLE ABSOLUTE ENCODER 24 BIT + 12 BIT MULTITURN WITH DRIVE-CLIQ INTERFACE (ENCODER AM24DQI) PLAIN SHAFT, TOLERANCE N; WITH HOLDING BRAKE PROTECTION CLASS IP65, | 3241 | TEM | 1 | MC | 15.7 | 1
1FK70644CH711CH2 | SIMOTICS S SYNCHRONOUS MOTOR 1FK7-HD PN=2,4 KW; UZK=600V M0=12NM (100K); NN=4500RPM; NATURAL COOLING, FRAME SIZE IMB 5 (IM V1, IM V3) FLANGE 1 POWER CONNECTOR ROTATABLE ABSOLUTE ENCODER 24 BIT + 12 BIT MULTITURN WITH DRIVE-CLIQ INTERFACE (ENCODER AM24DQI) PLAIN SHAFT, TOLERANCE N; WITH HOLDING BRAKE PROTECTION CLASS IP65, FLANGE ON DRIVE END IP67; | 3241 | TEM | 1 | MC | 15.7 | 1
1FK70644CH711DB1 | SIMOTICS S SYNCHRONOUS MOTOR 1FK7-HD PN=2,4 KW; UZK=600V M0=12NM (100K); NN=4500RPM; NATURAL COOLING, FRAME SIZE IMB 5 (IM V1, IM V3) FLANGE 1 POWER CONNECTOR ROTATABLE INCREMENTAL ENCODER 22 BIT WITH DRIVE-CLIQ INTERFACE (ENCODER IC22DQ) SHAFT WITH FITTED KEY, TOLERANCE N; WITH HOLDING BRAKE PROTECTION CLASS IP65, | 3035 | TEM | 1 | MC | 15.701 | 1
1FK70644CH711EA0 | SIMOTICS S SYNCHRONOUS MOTOR 1FK7-HD PN=2,4 KW; UZK=600V M0=12NM (100K); NN=4500RPM; NATURAL COOLING, FRAME SIZE IMB 5 (IM V1, IM V3) FLANGE 1, WITH KTY TEMPERATURESENSOR POWER CONNECTOR ROTATABLE ABSOLUTE ENCODERR 2048 S/R + 4096 UMDREHUNGEN MULTITURN, WITH ENDAT-SCHNITTSTELLE (ENCODER AM2048S/R) SHAFT WITH FITTED KEY, TOLERANCE N; W/O HOLDING BRAKE PROTECTION CLASS IP64; | 2689 | TEM | 1 | MC | 15.401 | 1
1FK70644CH711EA1 | SIMOTICS S SYNCHRONOUS MOTOR 1FK7-HD PN=2,4 KW; UZK=600V M0=12NM (100K); NN=4500RPM; NATURAL COOLING, FRAME SIZE IMB 5 (IM V1, IM V3) FLANGE 1, WITH KTY TEMPERATURESENSOR POWER CONNECTOR ROTATABLE ABSOLUTE ENCODERR 2048 S/R + 4096 UMDREHUNGEN MULTITURN, WITH ENDAT-SCHNITTSTELLE (ENCODER AM2048S/R) SHAFT WITH FITTED KEY, TOLERANCE N; W/O HOLDING BRAKE PROTECTION CLASS IP65, | 2783 | TEM | 1 | MC | 15.401 | 1
1FK70644CH711EA2 | SIMOTICS S SYNCHRONOUS MOTOR 1FK7-HD PN=2,4 KW; UZK=600V M0=12NM (100K); NN=4500RPM; NATURAL COOLING, FRAME SIZE IMB 5 (IM V1, IM V3) FLANGE 1, WITH KTY TEMPERATURESENSOR POWER CONNECTOR ROTATABLE ABSOLUTE ENCODERR 2048 S/R + 4096 UMDREHUNGEN MULTITURN, WITH ENDAT-SCHNITTSTELLE (ENCODER AM2048S/R) SHAFT WITH FITTED KEY, TOLERANCE N; W/O HOLDING BRAKE PROTECTION CLASS IP65, FLANGE ON DRIVE END IP67; | 2783 | TEM | 1 | MC | 15.401 | 1
1FK70644CH711EB0 | SIMOTICS S SYNCHRONOUS MOTOR 1FK7-HD PN=2,4 KW; UZK=600V M0=12NM (100K); NN=4500RPM; NATURAL COOLING, FRAME SIZE IMB 5 (IM V1, IM V3) FLANGE 1, WITH KTY TEMPERATURESENSOR POWER CONNECTOR ROTATABLE ABSOLUTE ENCODERR 2048 S/R + 4096 UMDREHUNGEN MULTITURN, WITH ENDAT-SCHNITTSTELLE (ENCODER AM2048S/R) SHAFT WITH FITTED KEY, TOLERANCE N; WITH HOLDING BRAKE PROTECTION CLASS IP64; | 2992 | TEM | 1 | MC | 15.7 | 1
1FK70644CH711EB1 | SIMOTICS S SYNCHRONOUS MOTOR 1FK7-HD PN=2,4 KW; UZK=600V M0=12NM (100K); NN=4500RPM; NATURAL COOLING, FRAME SIZE IMB 5 (IM V1, IM V3) FLANGE 1, WITH KTY TEMPERATURESENSOR POWER CONNECTOR ROTATABLE ABSOLUTE ENCODERR 2048 S/R + 4096 UMDREHUNGEN MULTITURN, WITH ENDAT-SCHNITTSTELLE (ENCODER AM2048S/R) SHAFT WITH FITTED KEY, TOLERANCE N; WITH HOLDING BRAKE PROTECTION CLASS IP65, | 3086 | TEM | 1 | MC | 15.7 | 1
1FK70644CH711EB2 | SIMOTICS S SYNCHRONOUS MOTOR 1FK7-HD PN=2,4 KW; UZK=600V M0=12NM (100K); NN=4500RPM; NATURAL COOLING, FRAME SIZE IMB 5 (IM V1, IM V3) FLANGE 1, WITH KTY TEMPERATURESENSOR POWER CONNECTOR ROTATABLE ABSOLUTE ENCODERR 2048 S/R + 4096 UMDREHUNGEN MULTITURN, WITH ENDAT-SCHNITTSTELLE (ENCODER AM2048S/R) SHAFT WITH FITTED KEY, TOLERANCE N; WITH HOLDING BRAKE PROTECTION CLASS IP65, FLANGE ON DRIVE END IP67; | 3086 | TEM | 1 | MC | 15.7 | 1
1FK70644CH711EG0 | SIMOTICS S SYNCHRONOUS MOTOR 1FK7-HD PN=2,4 KW; UZK=600V M0=12NM (100K); NN=4500RPM; NATURAL COOLING, FRAME SIZE IMB 5 (IM V1, IM V3) FLANGE 1, WITH KTY TEMPERATURESENSOR POWER CONNECTOR ROTATABLE ABSOLUTE ENCODERR 2048 S/R + 4096 UMDREHUNGEN MULTITURN, WITH ENDAT-SCHNITTSTELLE (ENCODER AM2048S/R) PLAIN SHAFT, TOLERANCE N; W/O HOLDING BRAKE PROTECTION CLASS IP64; | 2603 | TEM | 1 | MC | 15.401 | 1
1FK70644CH711EG1 | SIMOTICS S SYNCHRONOUS MOTOR 1FK7-HD PN=2,4 KW; UZK=600V M0=12NM (100K); NN=4500RPM; NATURAL COOLING, FRAME SIZE IMB 5 (IM V1, IM V3) FLANGE 1, WITH KTY TEMPERATURESENSOR POWER CONNECTOR ROTATABLE ABSOLUTE ENCODERR 2048 S/R + 4096 UMDREHUNGEN MULTITURN, WITH ENDAT-SCHNITTSTELLE (ENCODER AM2048S/R) PLAIN SHAFT, TOLERANCE N; W/O HOLDING BRAKE PROTECTION CLASS IP65, | 2697 | TEM | 1 | MC | 15.401 | 1
1FK70644CH711EG2 | SIMOTICS S SYNCHRONOUS MOTOR 1FK7-HD PN=2,4 KW; UZK=600V M0=12NM (100K); NN=4500RPM; NATURAL COOLING, FRAME SIZE IMB 5 (IM V1, IM V3) FLANGE 1, WITH KTY TEMPERATURESENSOR POWER CONNECTOR ROTATABLE ABSOLUTE ENCODERR 2048 S/R + 4096 UMDREHUNGEN MULTITURN, WITH ENDAT-SCHNITTSTELLE (ENCODER AM2048S/R) PLAIN SHAFT, TOLERANCE N; W/O HOLDING BRAKE PROTECTION CLASS IP65, FLANGE ON DRIVE END IP67; | 2697 | TEM | 1 | MC | 15.401 | 1
1FK70644CH711EH0 | SIMOTICS S SYNCHRONOUS MOTOR 1FK7-HD PN=2,4 KW; UZK=600V M0=12NM (100K); NN=4500RPM; NATURAL COOLING, FRAME SIZE IMB 5 (IM V1, IM V3) FLANGE 1, WITH KTY TEMPERATURESENSOR POWER CONNECTOR ROTATABLE ABSOLUTE ENCODERR 2048 S/R + 4096 UMDREHUNGEN MULTITURN, WITH ENDAT-SCHNITTSTELLE (ENCODER AM2048S/R) PLAIN SHAFT, TOLERANCE N; WITH HOLDING BRAKE PROTECTION CLASS IP64; | 2908 | TEM | 1 | MC | 15.7 | 1
1FK70644CH711EH1 | SIMOTICS S SYNCHRONOUS MOTOR 1FK7-HD PN=2,4 KW; UZK=600V M0=12NM (100K); NN=4500RPM; NATURAL COOLING, FRAME SIZE IMB 5 (IM V1, IM V3) FLANGE 1, WITH KTY TEMPERATURESENSOR POWER CONNECTOR ROTATABLE ABSOLUTE ENCODERR 2048 S/R + 4096 UMDREHUNGEN MULTITURN, WITH ENDAT-SCHNITTSTELLE (ENCODER AM2048S/R) PLAIN SHAFT, TOLERANCE N; WITH HOLDING BRAKE PROTECTION CLASS IP65, | 3002 | TEM | 1 | MC | 15.7 | 1
1FK70644CH711EH2 | SIMOTICS S SYNCHRONOUS MOTOR 1FK7-HD PN=2,4 KW; UZK=600V M0=12NM (100K); NN=4500RPM; NATURAL COOLING, FRAME SIZE IMB 5 (IM V1, IM V3) FLANGE 1, WITH KTY TEMPERATURESENSOR POWER CONNECTOR ROTATABLE ABSOLUTE ENCODERR 2048 S/R + 4096 UMDREHUNGEN MULTITURN, WITH ENDAT-SCHNITTSTELLE (ENCODER AM2048S/R) PLAIN SHAFT, TOLERANCE N; WITH HOLDING BRAKE PROTECTION CLASS IP65, FLANGE ON DRIVE END IP67; | 3002 | TEM | 1 | MC | 15.7 | 1
1FK70644CH711FB0 | SIMOTICS S SYNCHRONOUS MOTOR 1FK7-HD PN=2,4 KW; UZK=600V M0=12NM (100K); NN=4500RPM; NATURAL COOLING, FRAME SIZE IMB 5 (IM V1, IM V3) FLANGE 1 POWER CONNECTOR ROTATABLE ABSOLUTE ENCODER 22BIT + 12 BIT MULTITURN, WITH DRIVE-CLIQ INTERFACE (ENCODER AM22DQ) SHAFT WITH FITTED KEY, TOLERANCE N; WITH HOLDING BRAKE PROTECTION CLASS IP64; | 3311 | TEM | 1 | MC | 15.7 | 1
1FK70644CH711KA0 | SIMOTICS S SYNCHRONOUS MOTOR 1FK7-HD PN=2,4 KW; UZK=600V M0=12NM (100K); NN=4500RPM; NATURAL COOLING, FRAME SIZE IMB 5 (IM V1, IM V3) FLANGE 1 POWER CONNECTOR ROTATABLE ABSOLUTE ENCODER 16BIT + 12BIT MULTITURN, WITH DRIVE-CLIQ INTERFACE (ENCODER AM16DQ) SHAFT WITH FITTED KEY, TOLERANCE N; W/O HOLDING BRAKE PROTECTION CLASS IP64; | 2491 | TEM | 1 | MC | 15.401 | 1
1FK70644CH711KA1 | SIMOTICS S SYNCHRONOUS MOTOR 1FK7-HD PN=2,4 KW; UZK=600V M0=12NM (100K); NN=4500RPM; NATURAL COOLING, FRAME SIZE IMB 5 (IM V1, IM V3) FLANGE 1 POWER CONNECTOR ROTATABLE ABSOLUTE ENCODER 16BIT + 12BIT MULTITURN, WITH DRIVE-CLIQ INTERFACE (ENCODER AM16DQ) SHAFT WITH FITTED KEY, TOLERANCE N; W/O HOLDING BRAKE PROTECTION CLASS IP65, | 2584 | TEM | 1 | MC | 15.401 | 1
1FK70644CH711KA2 | SIMOTICS S SYNCHRONOUS MOTOR 1FK7-HD PN=2,4 KW; UZK=600V M0=12NM (100K); NN=4500RPM; NATURAL COOLING, FRAME SIZE IMB 5 (IM V1, IM V3) FLANGE 1 POWER CONNECTOR ROTATABLE ABSOLUTE ENCODER 16BIT + 12BIT MULTITURN, WITH DRIVE-CLIQ INTERFACE (ENCODER AM16DQ) SHAFT WITH FITTED KEY, TOLERANCE N; W/O HOLDING BRAKE PROTECTION CLASS IP65, FLANGE ON DRIVE END IP67; | 2584 | TEM | 1 | MC | 15.401 | 1
1FK70644CH711KB0 | SIMOTICS S SYNCHRONOUS MOTOR 1FK7-HD PN=2,4 KW; UZK=600V M0=12NM (100K); NN=4500RPM; NATURAL COOLING, FRAME SIZE IMB 5 (IM V1, IM V3) FLANGE 1 POWER CONNECTOR ROTATABLE ABSOLUTE ENCODER 16BIT + 12BIT MULTITURN, WITH DRIVE-CLIQ INTERFACE (ENCODER AM16DQ) SHAFT WITH FITTED KEY, TOLERANCE N; WITH HOLDING BRAKE PROTECTION CLASS IP64; | 2794 | TEM | 1 | MC | 15.7 | 1
1FK70644CH711KB1 | SIMOTICS S SYNCHRONOUS MOTOR 1FK7-HD PN=2,4 KW; UZK=600V M0=12NM (100K); NN=4500RPM; NATURAL COOLING, FRAME SIZE IMB 5 (IM V1, IM V3) FLANGE 1 POWER CONNECTOR ROTATABLE ABSOLUTE ENCODER 16BIT + 12BIT MULTITURN, WITH DRIVE-CLIQ INTERFACE (ENCODER AM16DQ) SHAFT WITH FITTED KEY, TOLERANCE N; WITH HOLDING BRAKE PROTECTION CLASS IP65, | 2887 | TEM | 1 | MC | 15.7 | 1
1FK70644CH711KB2 | SIMOTICS S SYNCHRONOUS MOTOR 1FK7-HD PN=2,4 KW; UZK=600V M0=12NM (100K); NN=4500RPM; NATURAL COOLING, FRAME SIZE IMB 5 (IM V1, IM V3) FLANGE 1 POWER CONNECTOR ROTATABLE ABSOLUTE ENCODER 16BIT + 12BIT MULTITURN, WITH DRIVE-CLIQ INTERFACE (ENCODER AM16DQ) SHAFT WITH FITTED KEY, TOLERANCE N; WITH HOLDING BRAKE PROTECTION CLASS IP65, FLANGE ON DRIVE END IP67; | 2887 | TEM | 1 | MC | 15.7 | 1
1FK70644CH711KG0 | SIMOTICS S SYNCHRONOUS MOTOR 1FK7-HD PN=2,4 KW; UZK=600V M0=12NM (100K); NN=4500RPM; NATURAL COOLING, FRAME SIZE IMB 5 (IM V1, IM V3) FLANGE 1 POWER CONNECTOR ROTATABLE ABSOLUTE ENCODER 16BIT + 12BIT MULTITURN, WITH DRIVE-CLIQ INTERFACE (ENCODER AM16DQ) PLAIN SHAFT, TOLERANCE N; W/O HOLDING BRAKE PROTECTION CLASS IP64; | 2405 | TEM | 1 | MC | 15.401 | 1
1FK70644CH711KG1 | SIMOTICS S SYNCHRONOUS MOTOR 1FK7-HD PN=2,4 KW; UZK=600V M0=12NM (100K); NN=4500RPM; NATURAL COOLING, FRAME SIZE IMB 5 (IM V1, IM V3) FLANGE 1 POWER CONNECTOR ROTATABLE ABSOLUTE ENCODER 16BIT + 12BIT MULTITURN, WITH DRIVE-CLIQ INTERFACE (ENCODER AM16DQ) PLAIN SHAFT, TOLERANCE N; W/O HOLDING BRAKE PROTECTION CLASS IP65, | 2498 | TEM | 1 | MC | 15.401 | 1
1FK70644CH711KG2 | SIMOTICS S SYNCHRONOUS MOTOR 1FK7-HD PN=2,4 KW; UZK=600V M0=12NM (100K); NN=4500RPM; NATURAL COOLING, FRAME SIZE IMB 5 (IM V1, IM V3) FLANGE 1 POWER CONNECTOR ROTATABLE ABSOLUTE ENCODER 16BIT + 12BIT MULTITURN, WITH DRIVE-CLIQ INTERFACE (ENCODER AM16DQ) PLAIN SHAFT, TOLERANCE N; W/O HOLDING BRAKE PROTECTION CLASS IP65, FLANGE ON DRIVE END IP67; | 2498 | TEM | 1 | MC | 15.401 | 1
1FK70644CH711KH0 | SIMOTICS S SYNCHRONOUS MOTOR 1FK7-HD PN=2,4 KW; UZK=600V M0=12NM (100K); NN=4500RPM; NATURAL COOLING, FRAME SIZE IMB 5 (IM V1, IM V3) FLANGE 1 POWER CONNECTOR ROTATABLE ABSOLUTE ENCODER 16BIT + 12BIT MULTITURN, WITH DRIVE-CLIQ INTERFACE (ENCODER AM16DQ) PLAIN SHAFT, TOLERANCE N; WITH HOLDING BRAKE PROTECTION CLASS IP64; | 2710 | TEM | 1 | MC | 15.7 | 1
1FK70644CH711KH1 | SIMOTICS S SYNCHRONOUS MOTOR 1FK7-HD PN=2,4 KW; UZK=600V M0=12NM (100K); NN=4500RPM; NATURAL COOLING, FRAME SIZE IMB 5 (IM V1, IM V3) FLANGE 1 POWER CONNECTOR ROTATABLE ABSOLUTE ENCODER 16BIT + 12BIT MULTITURN, WITH DRIVE-CLIQ INTERFACE (ENCODER AM16DQ) PLAIN SHAFT, TOLERANCE N; WITH HOLDING BRAKE PROTECTION CLASS IP65, | 2803 | TEM | 1 | MC | 15.7 | 1
1FK70644CH711KH2 | SIMOTICS S SYNCHRONOUS MOTOR 1FK7-HD PN=2,4 KW; UZK=600V M0=12NM (100K); NN=4500RPM; NATURAL COOLING, FRAME SIZE IMB 5 (IM V1, IM V3) FLANGE 1 POWER CONNECTOR ROTATABLE ABSOLUTE ENCODER 16BIT + 12BIT MULTITURN, WITH DRIVE-CLIQ INTERFACE (ENCODER AM16DQ) PLAIN SHAFT, TOLERANCE N; WITH HOLDING BRAKE PROTECTION CLASS IP65, FLANGE ON DRIVE END IP67; | 2803 | TEM | 1 | MC | 15.7 | 1
1FK70644CH711PA0 | SIMOTICS S SYNCHRONOUS MOTOR 1FK7-HD PN=2,4 KW; UZK=600V M0=12NM (100K); NN=4500RPM; NATURAL COOLING, FRAME SIZE IMB 5 (IM V1, IM V3) FLANGE 1 POWER CONNECTOR ROTATABLE RESOLVER 2-POLE, WITH DRIVE CLIQ-INTERFACE SHAFT WITH FITTED KEY, TOLERANCE N; W/O HOLDING BRAKE PROTECTION CLASS IP64; | 1973 | TEM | 1 | MC | 15.501 | 1
1FK70644CH711PA1 | SIMOTICS S SYNCHRONOUS MOTOR 1FK7-HD PN=2,4 KW; UZK=600V M0=12NM (100K); NN=4500RPM; NATURAL COOLING, FRAME SIZE IMB 5 (IM V1, IM V3) FLANGE 1 POWER CONNECTOR ROTATABLE RESOLVER 2-POLE, WITH DRIVE CLIQ-INTERFACE SHAFT WITH FITTED KEY, TOLERANCE N; W/O HOLDING BRAKE PROTECTION CLASS IP65, | 2066 | TEM | 1 | MC | 15.501 | 1
1FK70644CH711PA2 | SIMOTICS S SYNCHRONOUS MOTOR 1FK7-HD PN=2,4 KW; UZK=600V M0=12NM (100K); NN=4500RPM; NATURAL COOLING, FRAME SIZE IMB 5 (IM V1, IM V3) FLANGE 1 POWER CONNECTOR ROTATABLE RESOLVER 2-POLE, WITH DRIVE CLIQ-INTERFACE SHAFT WITH FITTED KEY, TOLERANCE N; W/O HOLDING BRAKE PROTECTION CLASS IP65, FLANGE ON DRIVE END IP67; | 2066 | TEM | 1 | MC | 15.501 | 1
1FK70644CH711PB0 | SIMOTICS S SYNCHRONOUS MOTOR 1FK7-HD PN=2,4 KW; UZK=600V M0=12NM (100K); NN=4500RPM; NATURAL COOLING, FRAME SIZE IMB 5 (IM V1, IM V3) FLANGE 1 POWER CONNECTOR ROTATABLE RESOLVER 2-POLE, WITH DRIVE CLIQ-INTERFACE SHAFT WITH FITTED KEY, TOLERANCE N; WITH HOLDING BRAKE PROTECTION CLASS IP64; | 2276 | TEM | 1 | MC | 15.8 | 1
1FK70644CH711PB1 | SIMOTICS S SYNCHRONOUS MOTOR 1FK7-HD PN=2,4 KW; UZK=600V M0=12NM (100K); NN=4500RPM; NATURAL COOLING, FRAME SIZE IMB 5 (IM V1, IM V3) FLANGE 1 POWER CONNECTOR ROTATABLE RESOLVER 2-POLE, WITH DRIVE CLIQ-INTERFACE SHAFT WITH FITTED KEY, TOLERANCE N; WITH HOLDING BRAKE PROTECTION CLASS IP65, | 2369 | TEM | 1 | MC | 15.8 | 1
1FK70644CH711PB2 | SIMOTICS S SYNCHRONOUS MOTOR 1FK7-HD PN=2,4 KW; UZK=600V M0=12NM (100K); NN=4500RPM; NATURAL COOLING, FRAME SIZE IMB 5 (IM V1, IM V3) FLANGE 1 POWER CONNECTOR ROTATABLE RESOLVER 2-POLE, WITH DRIVE CLIQ-INTERFACE SHAFT WITH FITTED KEY, TOLERANCE N; WITH HOLDING BRAKE PROTECTION CLASS IP65, FLANGE ON DRIVE END IP67; | 2369 | TEM | 1 | MC | 15.8 | 1
1FK70644CH711PG0 | SIMOTICS S SYNCHRONOUS MOTOR 1FK7-HD PN=2,4 KW; UZK=600V M0=12NM (100K); NN=4500RPM; NATURAL COOLING, FRAME SIZE IMB 5 (IM V1, IM V3) FLANGE 1 POWER CONNECTOR ROTATABLE RESOLVER 2-POLE, WITH DRIVE CLIQ-INTERFACE PLAIN SHAFT, TOLERANCE N; W/O HOLDING BRAKE PROTECTION CLASS IP64; | 1887 | TEM | 1 | MC | 15.501 | 1
1FK70644CH711PG1 | SIMOTICS S SYNCHRONOUS MOTOR 1FK7-HD PN=2,4 KW; UZK=600V M0=12NM (100K); NN=4500RPM; NATURAL COOLING, FRAME SIZE IMB 5 (IM V1, IM V3) FLANGE 1 POWER CONNECTOR ROTATABLE RESOLVER 2-POLE, WITH DRIVE CLIQ-INTERFACE PLAIN SHAFT, TOLERANCE N; W/O HOLDING BRAKE PROTECTION CLASS IP65, | 1980 | TEM | 1 | MC | 15.501 | 1
1FK70644CH711PG2 | SIMOTICS S SYNCHRONOUS MOTOR 1FK7-HD PN=2,4 KW; UZK=600V M0=12NM (100K); NN=4500RPM; NATURAL COOLING, FRAME SIZE IMB 5 (IM V1, IM V3) FLANGE 1 POWER CONNECTOR ROTATABLE RESOLVER 2-POLE, WITH DRIVE CLIQ-INTERFACE PLAIN SHAFT, TOLERANCE N; W/O HOLDING BRAKE PROTECTION CLASS IP65, FLANGE ON DRIVE END IP67; | 1980 | TEM | 1 | MC | 15.501 | 1
1FK70644CH711PH0 | SIMOTICS S SYNCHRONOUS MOTOR 1FK7-HD PN=2,4 KW; UZK=600V M0=12NM (100K); NN=4500RPM; NATURAL COOLING, FRAME SIZE IMB 5 (IM V1, IM V3) FLANGE 1 POWER CONNECTOR ROTATABLE RESOLVER 2-POLE, WITH DRIVE CLIQ-INTERFACE PLAIN SHAFT, TOLERANCE N; WITH HOLDING BRAKE PROTECTION CLASS IP64; | 2192 | TEM | 1 | MC | 15.8 | 1
1FK70644CH711PH1 | SIMOTICS S SYNCHRONOUS MOTOR 1FK7-HD PN=2,4 KW; UZK=600V M0=12NM (100K); NN=4500RPM; NATURAL COOLING, FRAME SIZE IMB 5 (IM V1, IM V3) FLANGE 1 POWER CONNECTOR ROTATABLE RESOLVER 2-POLE, WITH DRIVE CLIQ-INTERFACE PLAIN SHAFT, TOLERANCE N; WITH HOLDING BRAKE PROTECTION CLASS IP65, | 2285 | TEM | 1 | MC | 15.8 | 1
1FK70644CH711PH2 | SIMOTICS S SYNCHRONOUS MOTOR 1FK7-HD PN=2,4 KW; UZK=600V M0=12NM (100K); NN=4500RPM; NATURAL COOLING, FRAME SIZE IMB 5 (IM V1, IM V3) FLANGE 1 POWER CONNECTOR ROTATABLE RESOLVER 2-POLE, WITH DRIVE CLIQ-INTERFACE PLAIN SHAFT, TOLERANCE N; WITH HOLDING BRAKE PROTECTION CLASS IP65, FLANGE ON DRIVE END IP67; | 2285 | TEM | 1 | MC | 15.8 | 1
1FK70644CH711QA0 | SIMOTICS S SYNCHRONOUS MOTOR 1FK7-HD PN=2,4 KW; UZK=600V M0=12NM (100K); NN=4500RPM; NATURAL COOLING, FRAME SIZE IMB 5 (IM V1, IM V3) FLANGE 1 POWER CONNECTOR ROTATABLE ABSOLUTE ENCODER SINGLETURN 20 BIT WITH DRIVE-CLIQ INTERFACE (ENCODER AS20DQI) SHAFT WITH FITTED KEY, TOLERANCE N; W/O HOLDING BRAKE PROTECTION CLASS IP64; | 2076 | TEM | 1 | MC | 15.401 | 1
1FK70644CH711QA1 | SIMOTICS S SYNCHRONOUS MOTOR 1FK7-HD PN=2,4 KW; UZK=600V M0=12NM (100K); NN=4500RPM; NATURAL COOLING, FRAME SIZE IMB 5 (IM V1, IM V3) FLANGE 1 POWER CONNECTOR ROTATABLE ABSOLUTE ENCODER SINGLETURN 20 BIT WITH DRIVE-CLIQ INTERFACE (ENCODER AS20DQI) SHAFT WITH FITTED KEY, TOLERANCE N; W/O HOLDING BRAKE PROTECTION CLASS IP65, | 2169 | TEM | 1 | MC | 15.401 | 1
1FK70644CH711QA2 | SIMOTICS S SYNCHRONOUS MOTOR 1FK7-HD PN=2,4 KW; UZK=600V M0=12NM (100K); NN=4500RPM; NATURAL COOLING, FRAME SIZE IMB 5 (IM V1, IM V3) FLANGE 1 POWER CONNECTOR ROTATABLE ABSOLUTE ENCODER SINGLETURN 20 BIT WITH DRIVE-CLIQ INTERFACE (ENCODER AS20DQI) SHAFT WITH FITTED KEY, TOLERANCE N; W/O HOLDING BRAKE PROTECTION CLASS IP65, FLANGE ON DRIVE END IP67; | 2169 | TEM | 1 | MC | 15.401 | 1
1FK70644CH711QB0 | SIMOTICS S SYNCHRONOUS MOTOR 1FK7-HD PN=2,4 KW; UZK=600V M0=12NM (100K); NN=4500RPM; NATURAL COOLING, FRAME SIZE IMB 5 (IM V1, IM V3) FLANGE 1 POWER CONNECTOR ROTATABLE ABSOLUTE ENCODER SINGLETURN 20 BIT WITH DRIVE-CLIQ INTERFACE (ENCODER AS20DQI) SHAFT WITH FITTED KEY, TOLERANCE N; WITH HOLDING BRAKE PROTECTION CLASS IP64; | 2379 | TEM | 1 | MC | 15.7 | 1
1FK70644CH711QB1 | SIMOTICS S SYNCHRONOUS MOTOR 1FK7-HD PN=2,4 KW; UZK=600V M0=12NM (100K); NN=4500RPM; NATURAL COOLING, FRAME SIZE IMB 5 (IM V1, IM V3) FLANGE 1 POWER CONNECTOR ROTATABLE ABSOLUTE ENCODER SINGLETURN 20 BIT WITH DRIVE-CLIQ INTERFACE (ENCODER AS20DQI) SHAFT WITH FITTED KEY, TOLERANCE N; WITH HOLDING BRAKE PROTECTION CLASS IP65, | 2472 | TEM | 1 | MC | 15.7 | 1
1FK70644CH711QB2 | SIMOTICS S SYNCHRONOUS MOTOR 1FK7-HD PN=2,4 KW; UZK=600V M0=12NM (100K); NN=4500RPM; NATURAL COOLING, FRAME SIZE IMB 5 (IM V1, IM V3) FLANGE 1 POWER CONNECTOR ROTATABLE ABSOLUTE ENCODER SINGLETURN 20 BIT WITH DRIVE-CLIQ INTERFACE (ENCODER AS20DQI) SHAFT WITH FITTED KEY, TOLERANCE N; WITH HOLDING BRAKE PROTECTION CLASS IP65, FLANGE ON DRIVE END IP67; | 2472 | TEM | 1 | MC | 15.7 | 1
1FK70644CH711QG0 | SIMOTICS S SYNCHRONOUS MOTOR 1FK7-HD PN=2,4 KW; UZK=600V M0=12NM (100K); NN=4500RPM; NATURAL COOLING, FRAME SIZE IMB 5 (IM V1, IM V3) FLANGE 1 POWER CONNECTOR ROTATABLE ABSOLUTE ENCODER SINGLETURN 20 BIT WITH DRIVE-CLIQ INTERFACE (ENCODER AS20DQI) PLAIN SHAFT, TOLERANCE N; W/O HOLDING BRAKE PROTECTION CLASS IP64; | 1990 | TEM | 1 | MC | 15.401 | 1
1FK70644CH711QG1 | SIMOTICS S SYNCHRONOUS MOTOR 1FK7-HD PN=2,4 KW; UZK=600V M0=12NM (100K); NN=4500RPM; NATURAL COOLING, FRAME SIZE IMB 5 (IM V1, IM V3) FLANGE 1 POWER CONNECTOR ROTATABLE ABSOLUTE ENCODER SINGLETURN 20 BIT WITH DRIVE-CLIQ INTERFACE (ENCODER AS20DQI) PLAIN SHAFT, TOLERANCE N; W/O HOLDING BRAKE PROTECTION CLASS IP65, | 2083 | TEM | 1 | MC | 15.401 | 1
1FK70644CH711QG2 | SIMOTICS S SYNCHRONOUS MOTOR 1FK7-HD PN=2,4 KW; UZK=600V M0=12NM (100K); NN=4500RPM; NATURAL COOLING, FRAME SIZE IMB 5 (IM V1, IM V3) FLANGE 1 POWER CONNECTOR ROTATABLE ABSOLUTE ENCODER SINGLETURN 20 BIT WITH DRIVE-CLIQ INTERFACE (ENCODER AS20DQI) PLAIN SHAFT, TOLERANCE N; W/O HOLDING BRAKE PROTECTION CLASS IP65, FLANGE ON DRIVE END IP67; | 2083 | TEM | 1 | MC | 15.401 | 1
1FK70644CH711QH0 | SIMOTICS S SYNCHRONOUS MOTOR 1FK7-HD PN=2,4 KW; UZK=600V M0=12NM (100K); NN=4500RPM; NATURAL COOLING, FRAME SIZE IMB 5 (IM V1, IM V3) FLANGE 1 POWER CONNECTOR ROTATABLE ABSOLUTE ENCODER SINGLETURN 20 BIT WITH DRIVE-CLIQ INTERFACE (ENCODER AS20DQI) PLAIN SHAFT, TOLERANCE N; WITH HOLDING BRAKE PROTECTION CLASS IP64; | 2295 | TEM | 1 | MC | 15.7 | 1
1FK70644CH711QH1 | SIMOTICS S SYNCHRONOUS MOTOR 1FK7-HD PN=2,4 KW; UZK=600V M0=12NM (100K); NN=4500RPM; NATURAL COOLING, FRAME SIZE IMB 5 (IM V1, IM V3) FLANGE 1 POWER CONNECTOR ROTATABLE ABSOLUTE ENCODER SINGLETURN 20 BIT WITH DRIVE-CLIQ INTERFACE (ENCODER AS20DQI) PLAIN SHAFT, TOLERANCE N; WITH HOLDING BRAKE PROTECTION CLASS IP65, | 2388 | TEM | 1 | MC | 15.7 | 1
1FK70644CH711QH2 | SIMOTICS S SYNCHRONOUS MOTOR 1FK7-HD PN=2,4 KW; UZK=600V M0=12NM (100K); NN=4500RPM; NATURAL COOLING, FRAME SIZE IMB 5 (IM V1, IM V3) FLANGE 1 POWER CONNECTOR ROTATABLE ABSOLUTE ENCODER SINGLETURN 20 BIT WITH DRIVE-CLIQ INTERFACE (ENCODER AS20DQI) PLAIN SHAFT, TOLERANCE N; WITH HOLDING BRAKE PROTECTION CLASS IP65, FLANGE ON DRIVE END IP67; | 2388 | TEM | 1 | MC | 15.7 | 1
1FK70644CH711RA0 | SIMOTICS S SYNCHRONOUS MOTOR 1FK7-HD PN=2,4 KW; UZK=600V M0=12NM (100K); NN=4500RPM; NATURAL COOLING, FRAME SIZE IMB 5 (IM V1, IM V3) FLANGE 1 POWER CONNECTOR ROTATABLE ABSOLUTE ENCODER 20 BIT + 12 BIT MULTITURN WITH DRIVE-CLIQ INTERFACE (ENCODER AM20DQI) SHAFT WITH FITTED KEY, TOLERANCE N; W/O HOLDING BRAKE PROTECTION CLASS IP64; | 2450 | TEM | 1 | MC | 15.401 | 1
1FK70644CH711RA1 | SIMOTICS S SYNCHRONOUS MOTOR 1FK7-HD PN=2,4 KW; UZK=600V M0=12NM (100K); NN=4500RPM; NATURAL COOLING, FRAME SIZE IMB 5 (IM V1, IM V3) FLANGE 1 POWER CONNECTOR ROTATABLE ABSOLUTE ENCODER 20 BIT + 12 BIT MULTITURN WITH DRIVE-CLIQ INTERFACE (ENCODER AM20DQI) SHAFT WITH FITTED KEY, TOLERANCE N; W/O HOLDING BRAKE PROTECTION CLASS IP65, | 2544 | TEM | 1 | MC | 15.401 | 1
1FK70644CH711RA2 | SIMOTICS S SYNCHRONOUS MOTOR 1FK7-HD PN=2,4 KW; UZK=600V M0=12NM (100K); NN=4500RPM; NATURAL COOLING, FRAME SIZE IMB 5 (IM V1, IM V3) FLANGE 1 POWER CONNECTOR ROTATABLE ABSOLUTE ENCODER 20 BIT + 12 BIT MULTITURN WITH DRIVE-CLIQ INTERFACE (ENCODER AM20DQI) SHAFT WITH FITTED KEY, TOLERANCE N; W/O HOLDING BRAKE PROTECTION CLASS IP65, FLANGE ON DRIVE END IP67; | 2544 | TEM | 1 | MC | 15.401 | 1
1FK70644CH711RB0 | SIMOTICS S SYNCHRONOUS MOTOR 1FK7-HD PN=2,4 KW; UZK=600V M0=12NM (100K); NN=4500RPM; NATURAL COOLING, FRAME SIZE IMB 5 (IM V1, IM V3) FLANGE 1 POWER CONNECTOR ROTATABLE ABSOLUTE ENCODER 20 BIT + 12 BIT MULTITURN WITH DRIVE-CLIQ INTERFACE (ENCODER AM20DQI) SHAFT WITH FITTED KEY, TOLERANCE N; WITH HOLDING BRAKE PROTECTION CLASS IP64; | 2753 | TEM | 1 | MC | 15.7 | 1
1FK70644CH711RB1 | SIMOTICS S SYNCHRONOUS MOTOR 1FK7-HD PN=2,4 KW; UZK=600V M0=12NM (100K); NN=4500RPM; NATURAL COOLING, FRAME SIZE IMB 5 (IM V1, IM V3) FLANGE 1 POWER CONNECTOR ROTATABLE ABSOLUTE ENCODER 20 BIT + 12 BIT MULTITURN WITH DRIVE-CLIQ INTERFACE (ENCODER AM20DQI) SHAFT WITH FITTED KEY, TOLERANCE N; WITH HOLDING BRAKE PROTECTION CLASS IP65, | 2846 | TEM | 1 | MC | 15.7 | 1
1FK70644CH711RB2 | SIMOTICS S SYNCHRONOUS MOTOR 1FK7-HD PN=2,4 KW; UZK=600V M0=12NM (100K); NN=4500RPM; NATURAL COOLING, FRAME SIZE IMB 5 (IM V1, IM V3) FLANGE 1 POWER CONNECTOR ROTATABLE ABSOLUTE ENCODER 20 BIT + 12 BIT MULTITURN WITH DRIVE-CLIQ INTERFACE (ENCODER AM20DQI) SHAFT WITH FITTED KEY, TOLERANCE N; WITH HOLDING BRAKE PROTECTION CLASS IP65, FLANGE ON DRIVE END IP67; | 2846 | TEM | 1 | MC | 15.7 | 1
1FK70644CH711RG0 | SIMOTICS S SYNCHRONOUS MOTOR 1FK7-HD PN=2,4 KW; UZK=600V M0=12NM (100K); NN=4500RPM; NATURAL COOLING, FRAME SIZE IMB 5 (IM V1, IM V3) FLANGE 1 POWER CONNECTOR ROTATABLE ABSOLUTE ENCODER 20 BIT + 12 BIT MULTITURN WITH DRIVE-CLIQ INTERFACE (ENCODER AM20DQI) PLAIN SHAFT, TOLERANCE N; W/O HOLDING BRAKE PROTECTION CLASS IP64; | 2364 | TEM | 1 | MC | 15.401 | 1
1FK70644CH711RG1 | SIMOTICS S SYNCHRONOUS MOTOR 1FK7-HD PN=2,4 KW; UZK=600V M0=12NM (100K); NN=4500RPM; NATURAL COOLING, FRAME SIZE IMB 5 (IM V1, IM V3) FLANGE 1 POWER CONNECTOR ROTATABLE ABSOLUTE ENCODER 20 BIT + 12 BIT MULTITURN WITH DRIVE-CLIQ INTERFACE (ENCODER AM20DQI) PLAIN SHAFT, TOLERANCE N; W/O HOLDING BRAKE PROTECTION CLASS IP65, | 2457 | TEM | 1 | MC | 15.401 | 1
1FK70644CH711RG2 | SIMOTICS S SYNCHRONOUS MOTOR 1FK7-HD PN=2,4 KW; UZK=600V M0=12NM (100K); NN=4500RPM; NATURAL COOLING, FRAME SIZE IMB 5 (IM V1, IM V3) FLANGE 1 POWER CONNECTOR ROTATABLE ABSOLUTE ENCODER 20 BIT + 12 BIT MULTITURN WITH DRIVE-CLIQ INTERFACE (ENCODER AM20DQI) PLAIN SHAFT, TOLERANCE N; W/O HOLDING BRAKE PROTECTION CLASS IP65, FLANGE ON DRIVE END IP67; | 2457 | TEM | 1 | MC | 15.401 | 1
1FK70644CH711RH0 | SIMOTICS S SYNCHRONOUS MOTOR 1FK7-HD PN=2,4 KW; UZK=600V M0=12NM (100K); NN=4500RPM; NATURAL COOLING, FRAME SIZE IMB 5 (IM V1, IM V3) FLANGE 1 POWER CONNECTOR ROTATABLE ABSOLUTE ENCODER 20 BIT + 12 BIT MULTITURN WITH DRIVE-CLIQ INTERFACE (ENCODER AM20DQI) PLAIN SHAFT, TOLERANCE N; WITH HOLDING BRAKE PROTECTION CLASS IP64; | 2669 | TEM | 1 | MC | 15.7 | 1
1FK70644CH711RH1 | SIMOTICS S SYNCHRONOUS MOTOR 1FK7-HD PN=2,4 KW; UZK=600V M0=12NM (100K); NN=4500RPM; NATURAL COOLING, FRAME SIZE IMB 5 (IM V1, IM V3) FLANGE 1 POWER CONNECTOR ROTATABLE ABSOLUTE ENCODER 20 BIT + 12 BIT MULTITURN WITH DRIVE-CLIQ INTERFACE (ENCODER AM20DQI) PLAIN SHAFT, TOLERANCE N; WITH HOLDING BRAKE PROTECTION CLASS IP65, | 2762 | TEM | 1 | MC | 15.7 | 1
1FK70644CH711RH2 | SIMOTICS S SYNCHRONOUS MOTOR 1FK7-HD PN=2,4 KW; UZK=600V M0=12NM (100K); NN=4500RPM; NATURAL COOLING, FRAME SIZE IMB 5 (IM V1, IM V3) FLANGE 1 POWER CONNECTOR ROTATABLE ABSOLUTE ENCODER 20 BIT + 12 BIT MULTITURN WITH DRIVE-CLIQ INTERFACE (ENCODER AM20DQI) PLAIN SHAFT, TOLERANCE N; WITH HOLDING BRAKE PROTECTION CLASS IP65, FLANGE ON DRIVE END IP67; | 2762 | TEM | 1 | MC | 15.7 | 1
1FK70644CH711SA0 | SIMOTICS S SYNCHRONOUS MOTOR 1FK7-HD PN=2,4 KW; UZK=600V M0=12NM (100K); NN=4500RPM; NATURAL COOLING, FRAME SIZE IMB 5 (IM V1, IM V3) FLANGE 1, WITH KTY TEMPERATURESENSOR POWER CONNECTOR ROTATABLE RESOLVER MULTI-POLE (RESOLVER P=3); SHAFT WITH FITTED KEY, TOLERANCE N; W/O HOLDING BRAKE PROTECTION CLASS IP64; | 1732 | TEM | 1 | MC | 15.402 | 1
1FK70644CH711SA1 | SIMOTICS S SYNCHRONOUS MOTOR 1FK7-HD PN=2,4 KW; UZK=600V M0=12NM (100K); NN=4500RPM; NATURAL COOLING, FRAME SIZE IMB 5 (IM V1, IM V3) FLANGE 1, WITH KTY TEMPERATURESENSOR POWER CONNECTOR ROTATABLE RESOLVER MULTI-POLE (RESOLVER P=3); SHAFT WITH FITTED KEY, TOLERANCE N; W/O HOLDING BRAKE PROTECTION CLASS IP65, | 1825 | TEM | 1 | MC | 15.402 | 1
1FK70644CH711SA2 | SIMOTICS S SYNCHRONOUS MOTOR 1FK7-HD PN=2,4 KW; UZK=600V M0=12NM (100K); NN=4500RPM; NATURAL COOLING, FRAME SIZE IMB 5 (IM V1, IM V3) FLANGE 1, WITH KTY TEMPERATURESENSOR POWER CONNECTOR ROTATABLE RESOLVER MULTI-POLE (RESOLVER P=3); SHAFT WITH FITTED KEY, TOLERANCE N; W/O HOLDING BRAKE PROTECTION CLASS IP65, FLANGE ON DRIVE END IP67; | 1825 | TEM | 1 | MC | 15.402 | 1
1FK70644CH711SB0 | SIMOTICS S SYNCHRONOUS MOTOR 1FK7-HD PN=2,4 KW; UZK=600V M0=12NM (100K); NN=4500RPM; NATURAL COOLING, FRAME SIZE IMB 5 (IM V1, IM V3) FLANGE 1, WITH KTY TEMPERATURESENSOR POWER CONNECTOR ROTATABLE RESOLVER MULTI-POLE (RESOLVER P=3); SHAFT WITH FITTED KEY, TOLERANCE N; WITH HOLDING BRAKE PROTECTION CLASS IP64; | 2035 | TEM | 1 | MC | 15.701 | 1
1FK70644CH711SB1 | SIMOTICS S SYNCHRONOUS MOTOR 1FK7-HD PN=2,4 KW; UZK=600V M0=12NM (100K); NN=4500RPM; NATURAL COOLING, FRAME SIZE IMB 5 (IM V1, IM V3) FLANGE 1, WITH KTY TEMPERATURESENSOR POWER CONNECTOR ROTATABLE RESOLVER MULTI-POLE (RESOLVER P=3); SHAFT WITH FITTED KEY, TOLERANCE N; WITH HOLDING BRAKE PROTECTION CLASS IP65, | 2128 | TEM | 1 | MC | 15.701 | 1
1FK70644CH711SB2 | SIMOTICS S SYNCHRONOUS MOTOR 1FK7-HD PN=2,4 KW; UZK=600V M0=12NM (100K); NN=4500RPM; NATURAL COOLING, FRAME SIZE IMB 5 (IM V1, IM V3) FLANGE 1, WITH KTY TEMPERATURESENSOR POWER CONNECTOR ROTATABLE RESOLVER MULTI-POLE (RESOLVER P=3); SHAFT WITH FITTED KEY, TOLERANCE N; WITH HOLDING BRAKE PROTECTION CLASS IP65, FLANGE ON DRIVE END IP67; | 2128 | TEM | 1 | MC | 15.701 | 1
1FK70644CH711SG0 | SIMOTICS S SYNCHRONOUS MOTOR 1FK7-HD PN=2,4 KW; UZK=600V M0=12NM (100K); NN=4500RPM; NATURAL COOLING, FRAME SIZE IMB 5 (IM V1, IM V3) FLANGE 1, WITH KTY TEMPERATURESENSOR POWER CONNECTOR ROTATABLE RESOLVER MULTI-POLE (RESOLVER P=3); PLAIN SHAFT, TOLERANCE N; W/O HOLDING BRAKE PROTECTION CLASS IP64; | 1646 | TEM | 1 | MC | 15.402 | 1
1FK70644CH711SG1 | SIMOTICS S SYNCHRONOUS MOTOR 1FK7-HD PN=2,4 KW; UZK=600V M0=12NM (100K); NN=4500RPM; NATURAL COOLING, FRAME SIZE IMB 5 (IM V1, IM V3) FLANGE 1, WITH KTY TEMPERATURESENSOR POWER CONNECTOR ROTATABLE RESOLVER MULTI-POLE (RESOLVER P=3); PLAIN SHAFT, TOLERANCE N; W/O HOLDING BRAKE PROTECTION CLASS IP65, | 1739 | TEM | 1 | MC | 15.402 | 1
1FK70644CH711SG2 | SIMOTICS S SYNCHRONOUS MOTOR 1FK7-HD PN=2,4 KW; UZK=600V M0=12NM (100K); NN=4500RPM; NATURAL COOLING, FRAME SIZE IMB 5 (IM V1, IM V3) FLANGE 1, WITH KTY TEMPERATURESENSOR POWER CONNECTOR ROTATABLE RESOLVER MULTI-POLE (RESOLVER P=3); PLAIN SHAFT, TOLERANCE N; W/O HOLDING BRAKE PROTECTION CLASS IP65, FLANGE ON DRIVE END IP67; | 1739 | TEM | 1 | MC | 15.402 | 1
1FK70644CH711SH0 | SIMOTICS S SYNCHRONOUS MOTOR 1FK7-HD PN=2,4 KW; UZK=600V M0=12NM (100K); NN=4500RPM; NATURAL COOLING, FRAME SIZE IMB 5 (IM V1, IM V3) FLANGE 1, WITH KTY TEMPERATURESENSOR POWER CONNECTOR ROTATABLE RESOLVER MULTI-POLE (RESOLVER P=3); PLAIN SHAFT, TOLERANCE N; WITH HOLDING BRAKE PROTECTION CLASS IP64; | 1951 | TEM | 1 | MC | 15.701 | 1
1FK70644CH711SH1 | SIMOTICS S SYNCHRONOUS MOTOR 1FK7-HD PN=2,4 KW; UZK=600V M0=12NM (100K); NN=4500RPM; NATURAL COOLING, FRAME SIZE IMB 5 (IM V1, IM V3) FLANGE 1, WITH KTY TEMPERATURESENSOR POWER CONNECTOR ROTATABLE RESOLVER MULTI-POLE (RESOLVER P=3); PLAIN SHAFT, TOLERANCE N; WITH HOLDING BRAKE PROTECTION CLASS IP65, | 2044 | TEM | 1 | MC | 15.701 | 1
1FK70644CH711SH2 | SIMOTICS S SYNCHRONOUS MOTOR 1FK7-HD PN=2,4 KW; UZK=600V M0=12NM (100K); NN=4500RPM; NATURAL COOLING, FRAME SIZE IMB 5 (IM V1, IM V3) FLANGE 1, WITH KTY TEMPERATURESENSOR POWER CONNECTOR ROTATABLE RESOLVER MULTI-POLE (RESOLVER P=3); PLAIN SHAFT, TOLERANCE N; WITH HOLDING BRAKE PROTECTION CLASS IP65, FLANGE ON DRIVE END IP67; | 2044 | TEM | 1 | MC | 15.701 | 1
1FK70644CH711TA0 | SIMOTICS S SYNCHRONOUS MOTOR 1FK7-HD PN=2,4 KW; UZK=600V M0=12NM (100K); NN=4500RPM; NATURAL COOLING, FRAME SIZE IMB 5 (IM V1, IM V3) FLANGE 1, WITH KTY TEMPERATURESENSOR POWER CONNECTOR ROTATABLE RESOLVER 2-POLE (RESOLVER P=1); SHAFT WITH FITTED KEY, TOLERANCE N; W/O HOLDING BRAKE PROTECTION CLASS IP64; | 1732 | TEM | 1 | MC | 15.402 | 1
1FK70644CH711TA1 | SIMOTICS S SYNCHRONOUS MOTOR 1FK7-HD PN=2,4 KW; UZK=600V M0=12NM (100K); NN=4500RPM; NATURAL COOLING, FRAME SIZE IMB 5 (IM V1, IM V3) FLANGE 1, WITH KTY TEMPERATURESENSOR POWER CONNECTOR ROTATABLE RESOLVER 2-POLE (RESOLVER P=1); SHAFT WITH FITTED KEY, TOLERANCE N; W/O HOLDING BRAKE PROTECTION CLASS IP65, | 1825 | TEM | 1 | MC | 15.402 | 1
1FK70644CH711TA2 | SIMOTICS S SYNCHRONOUS MOTOR 1FK7-HD PN=2,4 KW; UZK=600V M0=12NM (100K); NN=4500RPM; NATURAL COOLING, FRAME SIZE IMB 5 (IM V1, IM V3) FLANGE 1, WITH KTY TEMPERATURESENSOR POWER CONNECTOR ROTATABLE RESOLVER 2-POLE (RESOLVER P=1); SHAFT WITH FITTED KEY, TOLERANCE N; W/O HOLDING BRAKE PROTECTION CLASS IP65, FLANGE ON DRIVE END IP67; | 1825 | TEM | 1 | MC | 15.402 | 1
1FK70644CH711TB0 | SIMOTICS S SYNCHRONOUS MOTOR 1FK7-HD PN=2,4 KW; UZK=600V M0=12NM (100K); NN=4500RPM; NATURAL COOLING, FRAME SIZE IMB 5 (IM V1, IM V3) FLANGE 1, WITH KTY TEMPERATURESENSOR POWER CONNECTOR ROTATABLE RESOLVER 2-POLE (RESOLVER P=1); SHAFT WITH FITTED KEY, TOLERANCE N; WITH HOLDING BRAKE PROTECTION CLASS IP64; | 2035 | TEM | 1 | MC | 15.701 | 1
1FK70644CH711TB1 | SIMOTICS S SYNCHRONOUS MOTOR 1FK7-HD PN=2,4 KW; UZK=600V M0=12NM (100K); NN=4500RPM; NATURAL COOLING, FRAME SIZE IMB 5 (IM V1, IM V3) FLANGE 1, WITH KTY TEMPERATURESENSOR POWER CONNECTOR ROTATABLE RESOLVER 2-POLE (RESOLVER P=1); SHAFT WITH FITTED KEY, TOLERANCE N; WITH HOLDING BRAKE PROTECTION CLASS IP65, | 2128 | TEM | 1 | MC | 15.701 | 1
1FK70644CH711TB2 | SIMOTICS S SYNCHRONOUS MOTOR 1FK7-HD PN=2,4 KW; UZK=600V M0=12NM (100K); NN=4500RPM; NATURAL COOLING, FRAME SIZE IMB 5 (IM V1, IM V3) FLANGE 1, WITH KTY TEMPERATURESENSOR POWER CONNECTOR ROTATABLE RESOLVER 2-POLE (RESOLVER P=1); SHAFT WITH FITTED KEY, TOLERANCE N; WITH HOLDING BRAKE PROTECTION CLASS IP65, FLANGE ON DRIVE END IP67; | 2128 | TEM | 1 | MC | 15.701 | 1
1FK70644CH711TG0 | SIMOTICS S SYNCHRONOUS MOTOR 1FK7-HD PN=2,4 KW; UZK=600V M0=12NM (100K); NN=4500RPM; NATURAL COOLING, FRAME SIZE IMB 5 (IM V1, IM V3) FLANGE 1, WITH KTY TEMPERATURESENSOR POWER CONNECTOR ROTATABLE RESOLVER 2-POLE (RESOLVER P=1); PLAIN SHAFT, TOLERANCE N; W/O HOLDING BRAKE PROTECTION CLASS IP64; | 1646 | TEM | 1 | MC | 15.402 | 1
1FK70644CH711TG1 | SIMOTICS S SYNCHRONOUS MOTOR 1FK7-HD PN=2,4 KW; UZK=600V M0=12NM (100K); NN=4500RPM; NATURAL COOLING, FRAME SIZE IMB 5 (IM V1, IM V3) FLANGE 1, WITH KTY TEMPERATURESENSOR POWER CONNECTOR ROTATABLE RESOLVER 2-POLE (RESOLVER P=1); PLAIN SHAFT, TOLERANCE N; W/O HOLDING BRAKE PROTECTION CLASS IP65, | 1739 | TEM | 1 | MC | 15.402 | 1
1FK70644CH711TG2 | SIMOTICS S SYNCHRONOUS MOTOR 1FK7-HD PN=2,4 KW; UZK=600V M0=12NM (100K); NN=4500RPM; NATURAL COOLING, FRAME SIZE IMB 5 (IM V1, IM V3) FLANGE 1, WITH KTY TEMPERATURESENSOR POWER CONNECTOR ROTATABLE RESOLVER 2-POLE (RESOLVER P=1); PLAIN SHAFT, TOLERANCE N; W/O HOLDING BRAKE PROTECTION CLASS IP65, FLANGE ON DRIVE END IP67; | 1739 | TEM | 1 | MC | 15.402 | 1
1FK70644CH711TH0 | SIMOTICS S SYNCHRONOUS MOTOR 1FK7-HD PN=2,4 KW; UZK=600V M0=12NM (100K); NN=4500RPM; NATURAL COOLING, FRAME SIZE IMB 5 (IM V1, IM V3) FLANGE 1, WITH KTY TEMPERATURESENSOR POWER CONNECTOR ROTATABLE RESOLVER 2-POLE (RESOLVER P=1); PLAIN SHAFT, TOLERANCE N; WITH HOLDING BRAKE PROTECTION CLASS IP64; | 1951 | TEM | 1 | MC | 15.701 | 1
1FK70644CH711TH1 | SIMOTICS S SYNCHRONOUS MOTOR 1FK7-HD PN=2,4 KW; UZK=600V M0=12NM (100K); NN=4500RPM; NATURAL COOLING, FRAME SIZE IMB 5 (IM V1, IM V3) FLANGE 1, WITH KTY TEMPERATURESENSOR POWER CONNECTOR ROTATABLE RESOLVER 2-POLE (RESOLVER P=1); PLAIN SHAFT, TOLERANCE N; WITH HOLDING BRAKE PROTECTION CLASS IP65, | 2044 | TEM | 1 | MC | 15.701 | 1
1FK70644CH711TH2 | SIMOTICS S SYNCHRONOUS MOTOR 1FK7-HD PN=2,4 KW; UZK=600V M0=12NM (100K); NN=4500RPM; NATURAL COOLING, FRAME SIZE IMB 5 (IM V1, IM V3) FLANGE 1, WITH KTY TEMPERATURESENSOR POWER CONNECTOR ROTATABLE RESOLVER 2-POLE (RESOLVER P=1); PLAIN SHAFT, TOLERANCE N; WITH HOLDING BRAKE PROTECTION CLASS IP65, FLANGE ON DRIVE END IP67; | 2044 | TEM | 1 | MC | 15.701 | 1
1FK70644CH711UA0 | SIMOTICS S SYNCHRONOUS MOTOR 1FK7-HD PN=2,4 KW; UZK=600V M0=12NM (100K); NN=4500RPM; NATURAL COOLING, FRAME SIZE IMB 5 (IM V1, IM V3) FLANGE 1 POWER CONNECTOR ROTATABLE RESOLVER MULTI-POLE WITH DRIVE-CLIQ INTERFACE; SHAFT WITH FITTED KEY, TOLERANCE N; W/O HOLDING BRAKE PROTECTION CLASS IP64; | 1973 | TEM | 1 | MC | 15.402 | 1
1FK70644CH711UA1 | SIMOTICS S SYNCHRONOUS MOTOR 1FK7-HD PN=2,4 KW; UZK=600V M0=12NM (100K); NN=4500RPM; NATURAL COOLING, FRAME SIZE IMB 5 (IM V1, IM V3) FLANGE 1 POWER CONNECTOR ROTATABLE RESOLVER MULTI-POLE WITH DRIVE-CLIQ INTERFACE; SHAFT WITH FITTED KEY, TOLERANCE N; W/O HOLDING BRAKE PROTECTION CLASS IP65, | 2066 | TEM | 1 | MC | 15.402 | 1
1FK70644CH711UA2 | SIMOTICS S SYNCHRONOUS MOTOR 1FK7-HD PN=2,4 KW; UZK=600V M0=12NM (100K); NN=4500RPM; NATURAL COOLING, FRAME SIZE IMB 5 (IM V1, IM V3) FLANGE 1 POWER CONNECTOR ROTATABLE RESOLVER MULTI-POLE WITH DRIVE-CLIQ INTERFACE; SHAFT WITH FITTED KEY, TOLERANCE N; W/O HOLDING BRAKE PROTECTION CLASS IP65, FLANGE ON DRIVE END IP67; | 2066 | TEM | 1 | MC | 15.402 | 1
1FK70644CH711UB0 | SIMOTICS S SYNCHRONOUS MOTOR 1FK7-HD PN=2,4 KW; UZK=600V M0=12NM (100K); NN=4500RPM; NATURAL COOLING, FRAME SIZE IMB 5 (IM V1, IM V3) FLANGE 1 POWER CONNECTOR ROTATABLE RESOLVER MULTI-POLE WITH DRIVE-CLIQ INTERFACE; SHAFT WITH FITTED KEY, TOLERANCE N; WITH HOLDING BRAKE PROTECTION CLASS IP64; | 2276 | TEM | 1 | MC | 15.701 | 1
1FK70644CH711UB1 | SIMOTICS S SYNCHRONOUS MOTOR 1FK7-HD PN=2,4 KW; UZK=600V M0=12NM (100K); NN=4500RPM; NATURAL COOLING, FRAME SIZE IMB 5 (IM V1, IM V3) FLANGE 1 POWER CONNECTOR ROTATABLE RESOLVER MULTI-POLE WITH DRIVE-CLIQ INTERFACE; SHAFT WITH FITTED KEY, TOLERANCE N; WITH HOLDING BRAKE PROTECTION CLASS IP65, | 2369 | TEM | 1 | MC | 15.701 | 1
1FK70644CH711UB2 | SIMOTICS S SYNCHRONOUS MOTOR 1FK7-HD PN=2,4 KW; UZK=600V M0=12NM (100K); NN=4500RPM; NATURAL COOLING, FRAME SIZE IMB 5 (IM V1, IM V3) FLANGE 1 POWER CONNECTOR ROTATABLE RESOLVER MULTI-POLE WITH DRIVE-CLIQ INTERFACE; SHAFT WITH FITTED KEY, TOLERANCE N; WITH HOLDING BRAKE PROTECTION CLASS IP65, FLANGE ON DRIVE END IP67; | 2369 | TEM | 1 | MC | 15.701 | 1
1FK70644CH711UG0 | SIMOTICS S SYNCHRONOUS MOTOR 1FK7-HD PN=2,4 KW; UZK=600V M0=12NM (100K); NN=4500RPM; NATURAL COOLING, FRAME SIZE IMB 5 (IM V1, IM V3) FLANGE 1 POWER CONNECTOR ROTATABLE RESOLVER MULTI-POLE WITH DRIVE-CLIQ INTERFACE; PLAIN SHAFT, TOLERANCE N; W/O HOLDING BRAKE PROTECTION CLASS IP64; | 1887 | TEM | 1 | MC | 15.402 | 1
1FK70644CH711UG1 | SIMOTICS S SYNCHRONOUS MOTOR 1FK7-HD PN=2,4 KW; UZK=600V M0=12NM (100K); NN=4500RPM; NATURAL COOLING, FRAME SIZE IMB 5 (IM V1, IM V3) FLANGE 1 POWER CONNECTOR ROTATABLE RESOLVER MULTI-POLE WITH DRIVE-CLIQ INTERFACE; PLAIN SHAFT, TOLERANCE N; W/O HOLDING BRAKE PROTECTION CLASS IP65, | 1980 | TEM | 1 | MC | 15.402 | 1
1FK70644CH711UG2 | SIMOTICS S SYNCHRONOUS MOTOR 1FK7-HD PN=2,4 KW; UZK=600V M0=12NM (100K); NN=4500RPM; NATURAL COOLING, FRAME SIZE IMB 5 (IM V1, IM V3) FLANGE 1 POWER CONNECTOR ROTATABLE RESOLVER MULTI-POLE WITH DRIVE-CLIQ INTERFACE; PLAIN SHAFT, TOLERANCE N; W/O HOLDING BRAKE PROTECTION CLASS IP65, FLANGE ON DRIVE END IP67; | 1980 | TEM | 1 | MC | 15.402 | 1
1FK70644CH711UH0 | SIMOTICS S SYNCHRONOUS MOTOR 1FK7-HD PN=2,4 KW; UZK=600V M0=12NM (100K); NN=4500RPM; NATURAL COOLING, FRAME SIZE IMB 5 (IM V1, IM V3) FLANGE 1 POWER CONNECTOR ROTATABLE RESOLVER MULTI-POLE WITH DRIVE-CLIQ INTERFACE; PLAIN SHAFT, TOLERANCE N; WITH HOLDING BRAKE PROTECTION CLASS IP64; | 2192 | TEM | 1 | MC | 15.701 | 1
1FK70644CH711UH1 | SIMOTICS S SYNCHRONOUS MOTOR 1FK7-HD PN=2,4 KW; UZK=600V M0=12NM (100K); NN=4500RPM; NATURAL COOLING, FRAME SIZE IMB 5 (IM V1, IM V3) FLANGE 1 POWER CONNECTOR ROTATABLE RESOLVER MULTI-POLE WITH DRIVE-CLIQ INTERFACE; PLAIN SHAFT, TOLERANCE N; WITH HOLDING BRAKE PROTECTION CLASS IP65, | 2285 | TEM | 1 | MC | 15.701 | 1
1FK70644CH711UH2 | SIMOTICS S SYNCHRONOUS MOTOR 1FK7-HD PN=2,4 KW; UZK=600V M0=12NM (100K); NN=4500RPM; NATURAL COOLING, FRAME SIZE IMB 5 (IM V1, IM V3) FLANGE 1 POWER CONNECTOR ROTATABLE RESOLVER MULTI-POLE WITH DRIVE-CLIQ INTERFACE; PLAIN SHAFT, TOLERANCE N; WITH HOLDING BRAKE PROTECTION CLASS IP65, FLANGE ON DRIVE END IP67; | 2285 | TEM | 1 | MC | 15.701 | 1
1FK70647AF711AA0 | SIMOTICS S SYNCHRONOUS SERVOMOTOR, 1FK7 HIGH DYNAMIC, 12.0 NM, 100 K, 3000 RPM, 2,5KW NATURAL COOLING, IM B5 (V1, V3) POWER/SIGNAL CONNECTORS CONNECTOR CAN BE ROTATED BY 270 DEGR. INCREM. ENCODER, SIN/COS 1 VPP 2048 P/REV (ENCODER I-2048); SHAFT WITH FITTED KEY, TOLERANCE N; W/O HOLDING BRAKE DEGREE OF PROTECTION IP64 | 2517 | TEM | 1 | MC | 15.503 | 1
1FK70647AF711AA2 | SIMOTICS S SYNCHRONOUS SERVOMOTOR, 1FK7 HIGH DYNAMIC, 12.0 NM, 100 K, 3000 RPM, 2,5KW NATURAL COOLING, IM B5 (V1, V3) POWER/SIGNAL CONNECTORS CONNECTOR CAN BE ROTATED BY 270 DEGR. INCREM. ENCODER, SIN/COS 1 VPP 2048 P/REV (ENCODER I-2048); SHAFT WITH FITTED KEY, TOLERANCE N; W/O HOLDING BRAKE DEGREE OF PROTECTION IP65 FLANGE ON DRIVE END IP67 | 2619 | TEM | 1 | MC | 15.503 | 1
1FK70647AF711AA3 | SIMOTICS S SYNCHRONOUS SERVOMOTOR, 1FK7 HIGH DYNAMIC, 12.0 NM, 100 K, 3000 RPM, 2,5KW NATURAL COOLING, IM B5 (V1, V3) POWER/SIGNAL CONNECTORS CONNECTOR CAN BE ROTATED BY 270 DEGR. INCREM. ENCODER, SIN/COS 1 VPP 2048 P/REV (ENCODER I-2048); SHAFT WITH FITTED KEY, TOLERANCE N; W/O HOLDING BRAKE DEGREE OF PROTECTION IP64; PAINT FINISH RAL7016 | 2567 | TEM | 1 | MC | 15.503 | 1
1FK70647AF711AA5 | SIMOTICS S SYNCHRONOUS SERVOMOTOR, 1FK7 HIGH DYNAMIC, 12.0 NM, 100 K, 3000 RPM, 2,5KW NATURAL COOLING, IM B5 (V1, V3) POWER/SIGNAL CONNECTORS CONNECTOR CAN BE ROTATED BY 270 DEGR. INCREM. ENCODER, SIN/COS 1 VPP 2048 P/REV (ENCODER I-2048); SHAFT WITH FITTED KEY, TOLERANCE N; W/O HOLDING BRAKE DEGREE OF PROTECTION IP65 AS FLANGE IP67; PAINT FINISH RAL7016 | 2668 | TEM | 1 | MC | 15.503 | 1
1FK70647AF711AA8 | SIMOTICS S SYNCHRONOUS SERVOMOTOR, 1FK7 HIGH DYNAMIC, 12.0 NM, 100 K, 3000 RPM, 2,5KW NATURAL COOLING, IM B5 (V1, V3) POWER/SIGNAL CONNECTORS CONNECTOR CAN BE ROTATED BY 270 DEGR. INCREM. ENCODER, SIN/COS 1 VPP 2048 P/REV (ENCODER I-2048); SHAFT WITH FITTED KEY, TOLERANCE N; W/O HOLDING BRAKE DEGREE OF PROTECTION IP65 IP67 D-END FLANGE; RAL7016 COATING; METALLIC RATING PLATE AT MOTOR | 2777 | TEM | 1 | MC | 15.503 | 1
1FK70647AF711AB0 | SIMOTICS S SYNCHRONOUS SERVOMOTOR, 1FK7 HIGH DYNAMIC, 12.0 NM, 100 K, 3000 RPM, 2,5KW NATURAL COOLING, IM B5 (V1, V3) POWER/SIGNAL CONNECTORS CONNECTOR CAN BE ROTATED BY 270 DEGR. INCREM. ENCODER, SIN/COS 1 VPP 2048 P/REV (ENCODER I-2048); SHAFT WITH FITTED KEY, TOLERANCE N; WITH HOLDING BRAKE DEGREE OF PROTECTION IP64 | 2846 | TEM | 1 | MC | 16.802 | 1
1FK70647AF711AB2 | SIMOTICS S SYNCHRONOUS SERVOMOTOR, 1FK7 HIGH DYNAMIC, 12.0 NM, 100 K, 3000 RPM, 2,5KW NATURAL COOLING, IM B5 (V1, V3) POWER/SIGNAL CONNECTORS CONNECTOR CAN BE ROTATED BY 270 DEGR. INCREM. ENCODER, SIN/COS 1 VPP 2048 P/REV (ENCODER I-2048); SHAFT WITH FITTED KEY, TOLERANCE N; WITH HOLDING BRAKE DEGREE OF PROTECTION IP65 FLANGE ON DRIVE END IP67 | 2948 | TEM | 1 | MC | 16.802 | 1
1FK70647AF711AB3 | SIMOTICS S SYNCHRONOUS SERVOMOTOR, 1FK7 HIGH DYNAMIC, 12.0 NM, 100 K, 3000 RPM, 2,5KW NATURAL COOLING, IM B5 (V1, V3) POWER/SIGNAL CONNECTORS CONNECTOR CAN BE ROTATED BY 270 DEGR. INCREM. ENCODER, SIN/COS 1 VPP 2048 P/REV (ENCODER I-2048); SHAFT WITH FITTED KEY, TOLERANCE N; WITH HOLDING BRAKE DEGREE OF PROTECTION IP64; PAINT FINISH RAL7016 | 2896 | TEM | 1 | MC | 16.802 | 1
1FK70647AF711AB5 | SIMOTICS S SYNCHRONOUS SERVOMOTOR, 1FK7 HIGH DYNAMIC, 12.0 NM, 100 K, 3000 RPM, 2,5KW NATURAL COOLING, IM B5 (V1, V3) POWER/SIGNAL CONNECTORS CONNECTOR CAN BE ROTATED BY 270 DEGR. INCREM. ENCODER, SIN/COS 1 VPP 2048 P/REV (ENCODER I-2048); SHAFT WITH FITTED KEY, TOLERANCE N; WITH HOLDING BRAKE DEGREE OF PROTECTION IP65 AS FLANGE IP67; PAINT FINISH RAL7016 | 2997 | TEM | 1 | MC | 16.802 | 1
1FK70647AF711AB8 | SIMOTICS S SYNCHRONOUS SERVOMOTOR, 1FK7 HIGH DYNAMIC, 12.0 NM, 100 K, 3000 RPM, 2,5KW NATURAL COOLING, IM B5 (V1, V3) POWER/SIGNAL CONNECTORS CONNECTOR CAN BE ROTATED BY 270 DEGR. INCREM. ENCODER, SIN/COS 1 VPP 2048 P/REV (ENCODER I-2048); SHAFT WITH FITTED KEY, TOLERANCE N; WITH HOLDING BRAKE DEGREE OF PROTECTION IP65 IP67 D-END FLANGE; RAL7016 COATING; METALLIC RATING PLATE AT MOTOR | 3106 | TEM | 1 | MC | 16.802 | 1
1FK70647AF711AG0 | SIMOTICS S SYNCHRONOUS SERVOMOTOR, 1FK7 HIGH DYNAMIC, 12.0 NM, 100 K, 3000 RPM, 2,5KW NATURAL COOLING, IM B5 (V1, V3) POWER/SIGNAL CONNECTORS CONNECTOR CAN BE ROTATED BY 270 DEGR. INCREM. ENCODER, SIN/COS 1 VPP 2048 P/REV (ENCODER I-2048); PLAIN SHAFT, TOLERANCE N; W/O HOLDING BRAKE DEGREE OF PROTECTION IP64 | 2424 | TEM | 1 | MC | 15.503 | 1
1FK70647AF711AG2 | SIMOTICS S SYNCHRONOUS SERVOMOTOR, 1FK7 HIGH DYNAMIC, 12.0 NM, 100 K, 3000 RPM, 2,5KW NATURAL COOLING, IM B5 (V1, V3) POWER/SIGNAL CONNECTORS CONNECTOR CAN BE ROTATED BY 270 DEGR. INCREM. ENCODER, SIN/COS 1 VPP 2048 P/REV (ENCODER I-2048); PLAIN SHAFT, TOLERANCE N; W/O HOLDING BRAKE DEGREE OF PROTECTION IP65 FLANGE ON DRIVE END IP67 | 2525 | TEM | 1 | MC | 15.503 | 1
1FK70647AF711AG3 | SIMOTICS S SYNCHRONOUS SERVOMOTOR, 1FK7 HIGH DYNAMIC, 12.0 NM, 100 K, 3000 RPM, 2,5KW NATURAL COOLING, IM B5 (V1, V3) POWER/SIGNAL CONNECTORS CONNECTOR CAN BE ROTATED BY 270 DEGR. INCREM. ENCODER, SIN/COS 1 VPP 2048 P/REV (ENCODER I-2048); PLAIN SHAFT, TOLERANCE N; W/O HOLDING BRAKE DEGREE OF PROTECTION IP64; PAINT FINISH RAL7016 | 2473 | TEM | 1 | MC | 15.503 | 1
1FK70647AF711AG5 | SIMOTICS S SYNCHRONOUS SERVOMOTOR, 1FK7 HIGH DYNAMIC, 12.0 NM, 100 K, 3000 RPM, 2,5KW NATURAL COOLING, IM B5 (V1, V3) POWER/SIGNAL CONNECTORS CONNECTOR CAN BE ROTATED BY 270 DEGR. INCREM. ENCODER, SIN/COS 1 VPP 2048 P/REV (ENCODER I-2048); PLAIN SHAFT, TOLERANCE N; W/O HOLDING BRAKE DEGREE OF PROTECTION IP65 AS FLANGE IP67; PAINT FINISH RAL7016 | 2574 | TEM | 1 | MC | 15.503 | 1
1FK70647AF711AG8 | SIMOTICS S SYNCHRONOUS SERVOMOTOR, 1FK7 HIGH DYNAMIC, 12.0 NM, 100 K, 3000 RPM, 2,5KW NATURAL COOLING, IM B5 (V1, V3) POWER/SIGNAL CONNECTORS CONNECTOR CAN BE ROTATED BY 270 DEGR. INCREM. ENCODER, SIN/COS 1 VPP 2048 P/REV (ENCODER I-2048); PLAIN SHAFT, TOLERANCE N; W/O HOLDING BRAKE DEGREE OF PROTECTION IP65 IP67 D-END FLANGE; RAL7016 COATING; METALLIC RATING PLATE AT MOTOR | 2683 | TEM | 1 | MC | 15.503 | 1
1FK70647AF711AH0 | SIMOTICS S SYNCHRONOUS SERVOMOTOR, 1FK7 HIGH DYNAMIC, 12.0 NM, 100 K, 3000 RPM, 2,5KW NATURAL COOLING, IM B5 (V1, V3) POWER/SIGNAL CONNECTORS CONNECTOR CAN BE ROTATED BY 270 DEGR. INCREM. ENCODER, SIN/COS 1 VPP 2048 P/REV (ENCODER I-2048); PLAIN SHAFT, TOLERANCE N; WITH HOLDING BRAKE DEGREE OF PROTECTION IP64 | 2755 | TEM | 1 | MC | 16.802 | 1
1FK70647AF711AH2 | SIMOTICS S SYNCHRONOUS SERVOMOTOR, 1FK7 HIGH DYNAMIC, 12.0 NM, 100 K, 3000 RPM, 2,5KW NATURAL COOLING, IM B5 (V1, V3) POWER/SIGNAL CONNECTORS CONNECTOR CAN BE ROTATED BY 270 DEGR. INCREM. ENCODER, SIN/COS 1 VPP 2048 P/REV (ENCODER I-2048); PLAIN SHAFT, TOLERANCE N; WITH HOLDING BRAKE DEGREE OF PROTECTION IP65 FLANGE ON DRIVE END IP67 | 2857 | TEM | 1 | MC | 16.802 | 1
1FK70647AF711AH3 | SIMOTICS S SYNCHRONOUS SERVOMOTOR, 1FK7 HIGH DYNAMIC, 12.0 NM, 100 K, 3000 RPM, 2,5KW NATURAL COOLING, IM B5 (V1, V3) POWER/SIGNAL CONNECTORS CONNECTOR CAN BE ROTATED BY 270 DEGR. INCREM. ENCODER, SIN/COS 1 VPP 2048 P/REV (ENCODER I-2048); PLAIN SHAFT, TOLERANCE N; WITH HOLDING BRAKE DEGREE OF PROTECTION IP64; PAINT FINISH RAL7016 | 2804 | TEM | 1 | MC | 16.802 | 1
1FK70647AF711AH5 | SIMOTICS S SYNCHRONOUS SERVOMOTOR, 1FK7 HIGH DYNAMIC, 12.0 NM, 100 K, 3000 RPM, 2,5KW NATURAL COOLING, IM B5 (V1, V3) POWER/SIGNAL CONNECTORS CONNECTOR CAN BE ROTATED BY 270 DEGR. INCREM. ENCODER, SIN/COS 1 VPP 2048 P/REV (ENCODER I-2048); PLAIN SHAFT, TOLERANCE N; WITH HOLDING BRAKE DEGREE OF PROTECTION IP65 AS FLANGE IP67; PAINT FINISH RAL7016 | 2906 | TEM | 1 | MC | 16.802 | 1
1FK70647AF711AH8 | SIMOTICS S SYNCHRONOUS SERVOMOTOR, 1FK7 HIGH DYNAMIC, 12.0 NM, 100 K, 3000 RPM, 2,5KW NATURAL COOLING, IM B5 (V1, V3) POWER/SIGNAL CONNECTORS CONNECTOR CAN BE ROTATED BY 270 DEGR. INCREM. ENCODER, SIN/COS 1 VPP 2048 P/REV (ENCODER I-2048); PLAIN SHAFT, TOLERANCE N; WITH HOLDING BRAKE DEGREE OF PROTECTION IP65 IP67 D-END FLANGE; RAL7016 COATING; METALLIC RATING PLATE AT MOTOR | 3014 | TEM | 1 | MC | 16.802 | 1
1FK70647AF711DA0 | SIMOTICS S SYNCHRONOUS SERVOMOTOR, 1FK7 HIGH DYNAMIC, 12.0 NM, 100 K, 3000 RPM, 2,5KW NATURAL COOLING, IM B5 (V1, V3) POWER/SIGNAL CONNECTORS CONNECTOR CAN BE ROTATED BY 270 DEGR. INCREMENTAL ENCODER 2048 P/REV (ENCODER I-2048) WITH DRIVE-CLIQ INTERFACE; SHAFT WITH FITTED KEY, TOLERANCE N; W/O HOLDING BRAKE DEGREE OF PROTECTION IP64 | 2779 | TEM | 1 | MC | 15.503 | 1
1FK70647AF711DA2 | SIMOTICS S SYNCHRONOUS SERVOMOTOR, 1FK7 HIGH DYNAMIC, 12.0 NM, 100 K, 3000 RPM, 2,5KW NATURAL COOLING, IM B5 (V1, V3) POWER/SIGNAL CONNECTORS CONNECTOR CAN BE ROTATED BY 270 DEGR. INCREMENTAL ENCODER 2048 P/REV (ENCODER I-2048) WITH DRIVE-CLIQ INTERFACE; SHAFT WITH FITTED KEY, TOLERANCE N; W/O HOLDING BRAKE DEGREE OF PROTECTION IP65 FLANGE ON DRIVE END IP67 | 2881 | TEM | 1 | MC | 15.503 | 1
1FK70647AF711DA3 | SIMOTICS S SYNCHRONOUS SERVOMOTOR, 1FK7 HIGH DYNAMIC, 12.0 NM, 100 K, 3000 RPM, 2,5KW NATURAL COOLING, IM B5 (V1, V3) POWER/SIGNAL CONNECTORS CONNECTOR CAN BE ROTATED BY 270 DEGR. INCREMENTAL ENCODER 2048 P/REV (ENCODER I-2048) WITH DRIVE-CLIQ INTERFACE; SHAFT WITH FITTED KEY, TOLERANCE N; W/O HOLDING BRAKE DEGREE OF PROTECTION IP64; PAINT FINISH RAL7016 | 2828 | TEM | 1 | MC | 15.503 | 1
1FK70647AF711DA5 | SIMOTICS S SYNCHRONOUS SERVOMOTOR, 1FK7 HIGH DYNAMIC, 12.0 NM, 100 K, 3000 RPM, 2,5KW NATURAL COOLING, IM B5 (V1, V3) POWER/SIGNAL CONNECTORS CONNECTOR CAN BE ROTATED BY 270 DEGR. INCREMENTAL ENCODER 2048 P/REV (ENCODER I-2048) WITH DRIVE-CLIQ INTERFACE; SHAFT WITH FITTED KEY, TOLERANCE N; W/O HOLDING BRAKE DEGREE OF PROTECTION IP65 AS FLANGE IP67; PAINT FINISH RAL7016 | 2930 | TEM | 1 | MC | 15.503 | 1
1FK70647AF711DA8 | SIMOTICS S SYNCHRONOUS SERVOMOTOR, 1FK7 HIGH DYNAMIC, 12.0 NM, 100 K, 3000 RPM, 2,5KW NATURAL COOLING, IM B5 (V1, V3) POWER/SIGNAL CONNECTORS CONNECTOR CAN BE ROTATED BY 270 DEGR. INCREMENTAL ENCODER 2048 P/REV (ENCODER I-2048) WITH DRIVE-CLIQ INTERFACE; SHAFT WITH FITTED KEY, TOLERANCE N; W/O HOLDING BRAKE DEGREE OF PROTECTION IP65 IP67 D-END FLANGE; RAL7016 COATING; METALLIC RATING PLATE AT MOTOR | 3039 | TEM | 1 | MC | 15.503 | 1
1FK70647AF711DB0 | SIMOTICS S SYNCHRONOUS SERVOMOTOR, 1FK7 HIGH DYNAMIC, 12.0 NM, 100 K, 3000 RPM, 2,5KW NATURAL COOLING, IM B5 (V1, V3) POWER/SIGNAL CONNECTORS CONNECTOR CAN BE ROTATED BY 270 DEGR. INCREMENTAL ENCODER 2048 P/REV (ENCODER I-2048) WITH DRIVE-CLIQ INTERFACE; SHAFT WITH FITTED KEY, TOLERANCE N; WITH HOLDING BRAKE DEGREE OF PROTECTION IP64 | 3108 | TEM | 1 | MC | 16.802 | 1
1FK70647AF711DB2 | SIMOTICS S SYNCHRONOUS SERVOMOTOR, 1FK7 HIGH DYNAMIC, 12.0 NM, 100 K, 3000 RPM, 2,5KW NATURAL COOLING, IM B5 (V1, V3) POWER/SIGNAL CONNECTORS CONNECTOR CAN BE ROTATED BY 270 DEGR. INCREMENTAL ENCODER 2048 P/REV (ENCODER I-2048) WITH DRIVE-CLIQ INTERFACE; SHAFT WITH FITTED KEY, TOLERANCE N; WITH HOLDING BRAKE DEGREE OF PROTECTION IP65 FLANGE ON DRIVE END IP67 | 3210 | TEM | 1 | MC | 16.802 | 1
1FK70647AF711DB3 | SIMOTICS S SYNCHRONOUS SERVOMOTOR, 1FK7 HIGH DYNAMIC, 12.0 NM, 100 K, 3000 RPM, 2,5KW NATURAL COOLING, IM B5 (V1, V3) POWER/SIGNAL CONNECTORS CONNECTOR CAN BE ROTATED BY 270 DEGR. INCREMENTAL ENCODER 2048 P/REV (ENCODER I-2048) WITH DRIVE-CLIQ INTERFACE; SHAFT WITH FITTED KEY, TOLERANCE N; WITH HOLDING BRAKE DEGREE OF PROTECTION IP64; PAINT FINISH RAL7016 | 3157 | TEM | 1 | MC | 16.802 | 1
1FK70647AF711DB5 | SIMOTICS S SYNCHRONOUS SERVOMOTOR, 1FK7 HIGH DYNAMIC, 12.0 NM, 100 K, 3000 RPM, 2,5KW NATURAL COOLING, IM B5 (V1, V3) POWER/SIGNAL CONNECTORS CONNECTOR CAN BE ROTATED BY 270 DEGR. INCREMENTAL ENCODER 2048 P/REV (ENCODER I-2048) WITH DRIVE-CLIQ INTERFACE; SHAFT WITH FITTED KEY, TOLERANCE N; WITH HOLDING BRAKE DEGREE OF PROTECTION IP65 AS FLANGE IP67; PAINT FINISH RAL7016 | 3259 | TEM | 1 | MC | 16.802 | 1
1FK70647AF711DB8 | SIMOTICS S SYNCHRONOUS SERVOMOTOR, 1FK7 HIGH DYNAMIC, 12.0 NM, 100 K, 3000 RPM, 2,5KW NATURAL COOLING, IM B5 (V1, V3) POWER/SIGNAL CONNECTORS CONNECTOR CAN BE ROTATED BY 270 DEGR. INCREMENTAL ENCODER 2048 P/REV (ENCODER I-2048) WITH DRIVE-CLIQ INTERFACE; SHAFT WITH FITTED KEY, TOLERANCE N; WITH HOLDING BRAKE DEGREE OF PROTECTION IP65 IP67 D-END FLANGE; RAL7016 COATING; METALLIC RATING PLATE AT MOTOR | 3368 | TEM | 1 | MC | 16.802 | 1
1FK70647AF711DG0 | SIMOTICS S SYNCHRONOUS SERVOMOTOR, 1FK7 HIGH DYNAMIC, 12.0 NM, 100 K, 3000 RPM, 2,5KW NATURAL COOLING, IM B5 (V1, V3) POWER/SIGNAL CONNECTORS CONNECTOR CAN BE ROTATED BY 270 DEGR. INCREMENTAL ENCODER 2048 P/REV (ENCODER I-2048) WITH DRIVE-CLIQ INTERFACE; PLAIN SHAFT, TOLERANCE N; W/O HOLDING BRAKE DEGREE OF PROTECTION IP64 | 2686 | TEM | 1 | MC | 15.503 | 1
1FK70647AF711DG2 | SIMOTICS S SYNCHRONOUS SERVOMOTOR, 1FK7 HIGH DYNAMIC, 12.0 NM, 100 K, 3000 RPM, 2,5KW NATURAL COOLING, IM B5 (V1, V3) POWER/SIGNAL CONNECTORS CONNECTOR CAN BE ROTATED BY 270 DEGR. INCREMENTAL ENCODER 2048 P/REV (ENCODER I-2048) WITH DRIVE-CLIQ INTERFACE; PLAIN SHAFT, TOLERANCE N; W/O HOLDING BRAKE DEGREE OF PROTECTION IP65 FLANGE ON DRIVE END IP67 | 2787 | TEM | 1 | MC | 15.503 | 1
1FK70647AF711DG3 | SIMOTICS S SYNCHRONOUS SERVOMOTOR, 1FK7 HIGH DYNAMIC, 12.0 NM, 100 K, 3000 RPM, 2,5KW NATURAL COOLING, IM B5 (V1, V3) POWER/SIGNAL CONNECTORS CONNECTOR CAN BE ROTATED BY 270 DEGR. INCREMENTAL ENCODER 2048 P/REV (ENCODER I-2048) WITH DRIVE-CLIQ INTERFACE; PLAIN SHAFT, TOLERANCE N; W/O HOLDING BRAKE DEGREE OF PROTECTION IP64; PAINT FINISH RAL7016 | 2735 | TEM | 1 | MC | 15.503 | 1
1FK70647AF711DG5 | SIMOTICS S SYNCHRONOUS SERVOMOTOR, 1FK7 HIGH DYNAMIC, 12.0 NM, 100 K, 3000 RPM, 2,5KW NATURAL COOLING, IM B5 (V1, V3) POWER/SIGNAL CONNECTORS CONNECTOR CAN BE ROTATED BY 270 DEGR. INCREMENTAL ENCODER 2048 P/REV (ENCODER I-2048) WITH DRIVE-CLIQ INTERFACE; PLAIN SHAFT, TOLERANCE N; W/O HOLDING BRAKE DEGREE OF PROTECTION IP65 AS FLANGE IP67; PAINT FINISH RAL7016 | 2836 | TEM | 1 | MC | 15.503 | 1
1FK70647AF711DG8 | SIMOTICS S SYNCHRONOUS SERVOMOTOR, 1FK7 HIGH DYNAMIC, 12.0 NM, 100 K, 3000 RPM, 2,5KW NATURAL COOLING, IM B5 (V1, V3) POWER/SIGNAL CONNECTORS CONNECTOR CAN BE ROTATED BY 270 DEGR. INCREMENTAL ENCODER 2048 P/REV (ENCODER I-2048) WITH DRIVE-CLIQ INTERFACE; PLAIN SHAFT, TOLERANCE N; W/O HOLDING BRAKE DEGREE OF PROTECTION IP65 IP67 D-END FLANGE; RAL7016 COATING; METALLIC RATING PLATE AT MOTOR | 2945 | TEM | 1 | MC | 15.503 | 1
1FK70647AF711DH0 | SIMOTICS S SYNCHRONOUS SERVOMOTOR, 1FK7 HIGH DYNAMIC, 12.0 NM, 100 K, 3000 RPM, 2,5KW NATURAL COOLING, IM B5 (V1, V3) POWER/SIGNAL CONNECTORS CONNECTOR CAN BE ROTATED BY 270 DEGR. INCREMENTAL ENCODER 2048 P/REV (ENCODER I-2048) WITH DRIVE-CLIQ INTERFACE; PLAIN SHAFT, TOLERANCE N; WITH HOLDING BRAKE DEGREE OF PROTECTION IP64 | 3017 | TEM | 1 | MC | 16.802 | 1
1FK70647AF711DH2 | SIMOTICS S SYNCHRONOUS SERVOMOTOR, 1FK7 HIGH DYNAMIC, 12.0 NM, 100 K, 3000 RPM, 2,5KW NATURAL COOLING, IM B5 (V1, V3) POWER/SIGNAL CONNECTORS CONNECTOR CAN BE ROTATED BY 270 DEGR. INCREMENTAL ENCODER 2048 P/REV (ENCODER I-2048) WITH DRIVE-CLIQ INTERFACE; PLAIN SHAFT, TOLERANCE N; WITH HOLDING BRAKE DEGREE OF PROTECTION IP65 FLANGE ON DRIVE END IP67 | 3118 | TEM | 1 | MC | 16.802 | 1
1FK70647AF711DH3 | SIMOTICS S SYNCHRONOUS SERVOMOTOR, 1FK7 HIGH DYNAMIC, 12.0 NM, 100 K, 3000 RPM, 2,5KW NATURAL COOLING, IM B5 (V1, V3) POWER/SIGNAL CONNECTORS CONNECTOR CAN BE ROTATED BY 270 DEGR. INCREMENTAL ENCODER 2048 P/REV (ENCODER I-2048) WITH DRIVE-CLIQ INTERFACE; PLAIN SHAFT, TOLERANCE N; WITH HOLDING BRAKE DEGREE OF PROTECTION IP64; PAINT FINISH RAL7016 | 3066 | TEM | 1 | MC | 16.802 | 1
1FK70647AF711DH5 | SIMOTICS S SYNCHRONOUS SERVOMOTOR, 1FK7 HIGH DYNAMIC, 12.0 NM, 100 K, 3000 RPM, 2,5KW NATURAL COOLING, IM B5 (V1, V3) POWER/SIGNAL CONNECTORS CONNECTOR CAN BE ROTATED BY 270 DEGR. INCREMENTAL ENCODER 2048 P/REV (ENCODER I-2048) WITH DRIVE-CLIQ INTERFACE; PLAIN SHAFT, TOLERANCE N; WITH HOLDING BRAKE DEGREE OF PROTECTION IP65 AS FLANGE IP67; PAINT FINISH RAL7016 | 3168 | TEM | 1 | MC | 16.802 | 1
1FK70647AF711DH8 | SIMOTICS S SYNCHRONOUS SERVOMOTOR, 1FK7 HIGH DYNAMIC, 12.0 NM, 100 K, 3000 RPM, 2,5KW NATURAL COOLING, IM B5 (V1, V3) POWER/SIGNAL CONNECTORS CONNECTOR CAN BE ROTATED BY 270 DEGR. INCREMENTAL ENCODER 2048 P/REV (ENCODER I-2048) WITH DRIVE-CLIQ INTERFACE; PLAIN SHAFT, TOLERANCE N; WITH HOLDING BRAKE DEGREE OF PROTECTION IP65 IP67 D-END FLANGE; RAL7016 COATING; METALLIC RATING PLATE AT MOTOR | 3276 | TEM | 1 | MC | 16.802 | 1
1FK70647AF711EA0 | SIMOTICS S SYNCHRONOUS SERVOMOTOR, 1FK7 HIGH DYNAMIC, 12.0 NM, 100 K, 3000 RPM, 2,5KW NATURAL COOLING, IM B5 (V1, V3) POWER/SIGNAL CONNECTORS CONNECTOR CAN BE ROTATED BY 270 DEGR. ABSOLUTE ENCODER ENDAT 2048 P/REV (ENCODER A-2048); PERFORMANCE REDUCTION BY 10% DUE TO ABSOLUTE ENCODER; SHAFT WITH FITTED KEY, TOLERANCE N; W/O HOLDING BRAKE DEGREE OF PROTECTION IP64 | 2921 | TEM | 1 | MC | 15.503 | 1
1FK70647AF711EA2 | SIMOTICS S SYNCHRONOUS SERVOMOTOR, 1FK7 HIGH DYNAMIC, 12.0 NM, 100 K, 3000 RPM, 2,5KW NATURAL COOLING, IM B5 (V1, V3) POWER/SIGNAL CONNECTORS CONNECTOR CAN BE ROTATED BY 270 DEGR. ABSOLUTE ENCODER ENDAT 2048 P/REV (ENCODER A-2048); PERFORMANCE REDUCTION BY 10% DUE TO ABSOLUTE ENCODER; SHAFT WITH FITTED KEY, TOLERANCE N; W/O HOLDING BRAKE DEGREE OF PROTECTION IP65 FLANGE ON DRIVE END IP67 | 3022 | TEM | 1 | MC | 15.503 | 1
1FK70647AF711EA3 | SIMOTICS S SYNCHRONOUS SERVOMOTOR, 1FK7 HIGH DYNAMIC, 12.0 NM, 100 K, 3000 RPM, 2,5KW NATURAL COOLING, IM B5 (V1, V3) POWER/SIGNAL CONNECTORS CONNECTOR CAN BE ROTATED BY 270 DEGR. ABSOLUTE ENCODER ENDAT 2048 P/REV (ENCODER A-2048); PERFORMANCE REDUCTION BY 10% DUE TO ABSOLUTE ENCODER; SHAFT WITH FITTED KEY, TOLERANCE N; W/O HOLDING BRAKE DEGREE OF PROTECTION IP64; PAINT FINISH RAL7016 | 2970 | TEM | 1 | MC | 15.503 | 1
1FK70647AF711EA5 | SIMOTICS S SYNCHRONOUS SERVOMOTOR, 1FK7 HIGH DYNAMIC, 12.0 NM, 100 K, 3000 RPM, 2,5KW NATURAL COOLING, IM B5 (V1, V3) POWER/SIGNAL CONNECTORS CONNECTOR CAN BE ROTATED BY 270 DEGR. ABSOLUTE ENCODER ENDAT 2048 P/REV (ENCODER A-2048); PERFORMANCE REDUCTION BY 10% DUE TO ABSOLUTE ENCODER; SHAFT WITH FITTED KEY, TOLERANCE N; W/O HOLDING BRAKE DEGREE OF PROTECTION IP65 AS FLANGE IP67; PAINT FINISH RAL7016 | 3072 | TEM | 1 | MC | 15.503 | 1
1FK70647AF711EA8 | SIMOTICS S SYNCHRONOUS SERVOMOTOR, 1FK7 HIGH DYNAMIC, 12.0 NM, 100 K, 3000 RPM, 2,5KW NATURAL COOLING, IM B5 (V1, V3) POWER/SIGNAL CONNECTORS CONNECTOR CAN BE ROTATED BY 270 DEGR. ABSOLUTE ENCODER ENDAT 2048 P/REV (ENCODER A-2048); PERFORMANCE REDUCTION BY 10% DUE TO ABSOLUTE ENCODER; SHAFT WITH FITTED KEY, TOLERANCE N; W/O HOLDING BRAKE DEGREE OF PROTECTION IP65 IP67 D-END FLANGE; RAL7016 COATING; METALLIC RATING PLATE AT MOTOR | 3180 | TEM | 1 | MC | 15.503 | 1
1FK70647AF711EB0 | SIMOTICS S SYNCHRONOUS SERVOMOTOR, 1FK7 HIGH DYNAMIC, 12.0 NM, 100 K, 3000 RPM, 2,5KW NATURAL COOLING, IM B5 (V1, V3) POWER/SIGNAL CONNECTORS CONNECTOR CAN BE ROTATED BY 270 DEGR. ABSOLUTE ENCODER ENDAT 2048 P/REV (ENCODER A-2048); PERFORMANCE REDUCTION BY 10% DUE TO ABSOLUTE ENCODER; SHAFT WITH FITTED KEY, TOLERANCE N; WITH HOLDING BRAKE DEGREE OF PROTECTION IP64 | 3250 | TEM | 1 | MC | 16.802 | 1
1FK70647AF711EB2 | SIMOTICS S SYNCHRONOUS SERVOMOTOR, 1FK7 HIGH DYNAMIC, 12.0 NM, 100 K, 3000 RPM, 2,5KW NATURAL COOLING, IM B5 (V1, V3) POWER/SIGNAL CONNECTORS CONNECTOR CAN BE ROTATED BY 270 DEGR. ABSOLUTE ENCODER ENDAT 2048 P/REV (ENCODER A-2048); PERFORMANCE REDUCTION BY 10% DUE TO ABSOLUTE ENCODER; SHAFT WITH FITTED KEY, TOLERANCE N; WITH HOLDING BRAKE DEGREE OF PROTECTION IP65 FLANGE ON DRIVE END IP67 | 3351 | TEM | 1 | MC | 16.802 | 1
1FK70647AF711EB3 | SIMOTICS S SYNCHRONOUS SERVOMOTOR, 1FK7 HIGH DYNAMIC, 12.0 NM, 100 K, 3000 RPM, 2,5KW NATURAL COOLING, IM B5 (V1, V3) POWER/SIGNAL CONNECTORS CONNECTOR CAN BE ROTATED BY 270 DEGR. ABSOLUTE ENCODER ENDAT 2048 P/REV (ENCODER A-2048); PERFORMANCE REDUCTION BY 10% DUE TO ABSOLUTE ENCODER; SHAFT WITH FITTED KEY, TOLERANCE N; WITH HOLDING BRAKE DEGREE OF PROTECTION IP64; PAINT FINISH RAL7016 | 3299 | TEM | 1 | MC | 16.802 | 1
1FK70647AF711EB5 | SIMOTICS S SYNCHRONOUS SERVOMOTOR, 1FK7 HIGH DYNAMIC, 12.0 NM, 100 K, 3000 RPM, 2,5KW NATURAL COOLING, IM B5 (V1, V3) POWER/SIGNAL CONNECTORS CONNECTOR CAN BE ROTATED BY 270 DEGR. ABSOLUTE ENCODER ENDAT 2048 P/REV (ENCODER A-2048); PERFORMANCE REDUCTION BY 10% DUE TO ABSOLUTE ENCODER; SHAFT WITH FITTED KEY, TOLERANCE N; WITH HOLDING BRAKE DEGREE OF PROTECTION IP65 AS FLANGE IP67; PAINT FINISH RAL7016 | 3401 | TEM | 1 | MC | 16.802 | 1
1FK70647AF711EB8 | SIMOTICS S SYNCHRONOUS SERVOMOTOR, 1FK7 HIGH DYNAMIC, 12.0 NM, 100 K, 3000 RPM, 2,5KW NATURAL COOLING, IM B5 (V1, V3) POWER/SIGNAL CONNECTORS CONNECTOR CAN BE ROTATED BY 270 DEGR. ABSOLUTE ENCODER ENDAT 2048 P/REV (ENCODER A-2048); PERFORMANCE REDUCTION BY 10% DUE TO ABSOLUTE ENCODER; SHAFT WITH FITTED KEY, TOLERANCE N; WITH HOLDING BRAKE DEGREE OF PROTECTION IP65 IP67 D-END FLANGE; RAL7016 COATING; METALLIC RATING PLATE AT MOTOR | 3509 | TEM | 1 | MC | 16.802 | 1
1FK70647AF711EG0 | SIMOTICS S SYNCHRONOUS SERVOMOTOR, 1FK7 HIGH DYNAMIC, 12.0 NM, 100 K, 3000 RPM, 2,5KW NATURAL COOLING, IM B5 (V1, V3) POWER/SIGNAL CONNECTORS CONNECTOR CAN BE ROTATED BY 270 DEGR. ABSOLUTE ENCODER ENDAT 2048 P/REV (ENCODER A-2048); PERFORMANCE REDUCTION BY 10% DUE TO ABSOLUTE ENCODER; PLAIN SHAFT, TOLERANCE N; W/O HOLDING BRAKE DEGREE OF PROTECTION IP64 | 2827 | TEM | 1 | MC | 15.503 | 1
1FK70647AF711EG2 | SIMOTICS S SYNCHRONOUS SERVOMOTOR, 1FK7 HIGH DYNAMIC, 12.0 NM, 100 K, 3000 RPM, 2,5KW NATURAL COOLING, IM B5 (V1, V3) POWER/SIGNAL CONNECTORS CONNECTOR CAN BE ROTATED BY 270 DEGR. ABSOLUTE ENCODER ENDAT 2048 P/REV (ENCODER A-2048); PERFORMANCE REDUCTION BY 10% DUE TO ABSOLUTE ENCODER; PLAIN SHAFT, TOLERANCE N; W/O HOLDING BRAKE DEGREE OF PROTECTION IP65 FLANGE ON DRIVE END IP67 | 2929 | TEM | 1 | MC | 15.503 | 1
1FK70647AF711EG3 | SIMOTICS S SYNCHRONOUS SERVOMOTOR, 1FK7 HIGH DYNAMIC, 12.0 NM, 100 K, 3000 RPM, 2,5KW NATURAL COOLING, IM B5 (V1, V3) POWER/SIGNAL CONNECTORS CONNECTOR CAN BE ROTATED BY 270 DEGR. ABSOLUTE ENCODER ENDAT 2048 P/REV (ENCODER A-2048); PERFORMANCE REDUCTION BY 10% DUE TO ABSOLUTE ENCODER; PLAIN SHAFT, TOLERANCE N; W/O HOLDING BRAKE DEGREE OF PROTECTION IP64; PAINT FINISH RAL7016 | 2876 | TEM | 1 | MC | 15.503 | 1
1FK70647AF711EG5 | SIMOTICS S SYNCHRONOUS SERVOMOTOR, 1FK7 HIGH DYNAMIC, 12.0 NM, 100 K, 3000 RPM, 2,5KW NATURAL COOLING, IM B5 (V1, V3) POWER/SIGNAL CONNECTORS CONNECTOR CAN BE ROTATED BY 270 DEGR. ABSOLUTE ENCODER ENDAT 2048 P/REV (ENCODER A-2048); PERFORMANCE REDUCTION BY 10% DUE TO ABSOLUTE ENCODER; PLAIN SHAFT, TOLERANCE N; W/O HOLDING BRAKE DEGREE OF PROTECTION IP65 AS FLANGE IP67; PAINT FINISH RAL7016 | 2978 | TEM | 1 | MC | 15.503 | 1
1FK70647AF711EG8 | SIMOTICS S SYNCHRONOUS SERVOMOTOR, 1FK7 HIGH DYNAMIC, 12.0 NM, 100 K, 3000 RPM, 2,5KW NATURAL COOLING, IM B5 (V1, V3) POWER/SIGNAL CONNECTORS CONNECTOR CAN BE ROTATED BY 270 DEGR. ABSOLUTE ENCODER ENDAT 2048 P/REV (ENCODER A-2048); PERFORMANCE REDUCTION BY 10% DUE TO ABSOLUTE ENCODER; PLAIN SHAFT, TOLERANCE N; W/O HOLDING BRAKE DEGREE OF PROTECTION IP65 IP67 D-END FLANGE; RAL7016 COATING; METALLIC RATING PLATE AT MOTOR | 3087 | TEM | 1 | MC | 15.503 | 1
1FK70647AF711EH0 | SIMOTICS S SYNCHRONOUS SERVOMOTOR, 1FK7 HIGH DYNAMIC, 12.0 NM, 100 K, 3000 RPM, 2,5KW NATURAL COOLING, IM B5 (V1, V3) POWER/SIGNAL CONNECTORS CONNECTOR CAN BE ROTATED BY 270 DEGR. ABSOLUTE ENCODER ENDAT 2048 P/REV (ENCODER A-2048); PERFORMANCE REDUCTION BY 10% DUE TO ABSOLUTE ENCODER; PLAIN SHAFT, TOLERANCE N; WITH HOLDING BRAKE DEGREE OF PROTECTION IP64 | 3159 | TEM | 1 | MC | 16.802 | 1
1FK70647AF711EH2 | SIMOTICS S SYNCHRONOUS SERVOMOTOR, 1FK7 HIGH DYNAMIC, 12.0 NM, 100 K, 3000 RPM, 2,5KW NATURAL COOLING, IM B5 (V1, V3) POWER/SIGNAL CONNECTORS CONNECTOR CAN BE ROTATED BY 270 DEGR. ABSOLUTE ENCODER ENDAT 2048 P/REV (ENCODER A-2048); PERFORMANCE REDUCTION BY 10% DUE TO ABSOLUTE ENCODER; PLAIN SHAFT, TOLERANCE N; WITH HOLDING BRAKE DEGREE OF PROTECTION IP65 FLANGE ON DRIVE END IP67 | 3260 | TEM | 1 | MC | 16.802 | 1
1FK70647AF711EH3 | SIMOTICS S SYNCHRONOUS SERVOMOTOR, 1FK7 HIGH DYNAMIC, 12.0 NM, 100 K, 3000 RPM, 2,5KW NATURAL COOLING, IM B5 (V1, V3) POWER/SIGNAL CONNECTORS CONNECTOR CAN BE ROTATED BY 270 DEGR. ABSOLUTE ENCODER ENDAT 2048 P/REV (ENCODER A-2048); PERFORMANCE REDUCTION BY 10% DUE TO ABSOLUTE ENCODER; PLAIN SHAFT, TOLERANCE N; WITH HOLDING BRAKE DEGREE OF PROTECTION IP64; PAINT FINISH RAL7016 | 3208 | TEM | 1 | MC | 16.802 | 1
1FK70647AF711EH5 | SIMOTICS S SYNCHRONOUS SERVOMOTOR, 1FK7 HIGH DYNAMIC, 12.0 NM, 100 K, 3000 RPM, 2,5KW NATURAL COOLING, IM B5 (V1, V3) POWER/SIGNAL CONNECTORS CONNECTOR CAN BE ROTATED BY 270 DEGR. ABSOLUTE ENCODER ENDAT 2048 P/REV (ENCODER A-2048); PERFORMANCE REDUCTION BY 10% DUE TO ABSOLUTE ENCODER; PLAIN SHAFT, TOLERANCE N; WITH HOLDING BRAKE DEGREE OF PROTECTION IP65 AS FLANGE IP67; PAINT FINISH RAL7016 | 3309 | TEM | 1 | MC | 16.802 | 1
1FK70647AF711EH8 | SIMOTICS S SYNCHRONOUS SERVOMOTOR, 1FK7 HIGH DYNAMIC, 12.0 NM, 100 K, 3000 RPM, 2,5KW NATURAL COOLING, IM B5 (V1, V3) POWER/SIGNAL CONNECTORS CONNECTOR CAN BE ROTATED BY 270 DEGR. ABSOLUTE ENCODER ENDAT 2048 P/REV (ENCODER A-2048); PERFORMANCE REDUCTION BY 10% DUE TO ABSOLUTE ENCODER; PLAIN SHAFT, TOLERANCE N; WITH HOLDING BRAKE DEGREE OF PROTECTION IP65 IP67 D-END FLANGE; RAL7016 COATING; METALLIC RATING PLATE AT MOTOR | 3418 | TEM | 1 | MC | 16.802 | 1
1FK70647AF711FA0 | SIMOTICS S SYNCHRONOUS SERVOMOTOR, 1FK7 HIGH DYNAMIC, 12.0 NM, 100 K, 3000 RPM, 2,5KW NATURAL COOLING, IM B5 (V1, V3) POWER/SIGNAL CONNECTORS CONNECTOR CAN BE ROTATED BY 270 DEGR. ABSOLUTE ENCODER 2048 P/REV (ENCODER A-2048) WITH DRIVE-CLIQ INTERFACE; PERFORMANCE REDUCTION BY 10% DUE TO ABSOLUTE ENCODER; SHAFT WITH FITTED KEY, TOLERANCE N; W/O HOLDING BRAKE DEGREE OF PROTECTION IP64 | 3180 | TEM | 1 | MC | 15.503 | 1
1FK70647AF711FA2 | SIMOTICS S SYNCHRONOUS SERVOMOTOR, 1FK7 HIGH DYNAMIC, 12.0 NM, 100 K, 3000 RPM, 2,5KW NATURAL COOLING, IM B5 (V1, V3) POWER/SIGNAL CONNECTORS CONNECTOR CAN BE ROTATED BY 270 DEGR. ABSOLUTE ENCODER 2048 P/REV (ENCODER A-2048) WITH DRIVE-CLIQ INTERFACE; PERFORMANCE REDUCTION BY 10% DUE TO ABSOLUTE ENCODER; SHAFT WITH FITTED KEY, TOLERANCE N; W/O HOLDING BRAKE DEGREE OF PROTECTION IP65 FLANGE ON DRIVE END IP67 | 3282 | TEM | 1 | MC | 15.503 | 1
1FK70647AF711FA3 | SIMOTICS S SYNCHRONOUS SERVOMOTOR, 1FK7 HIGH DYNAMIC, 12.0 NM, 100 K, 3000 RPM, 2,5KW NATURAL COOLING, IM B5 (V1, V3) POWER/SIGNAL CONNECTORS CONNECTOR CAN BE ROTATED BY 270 DEGR. ABSOLUTE ENCODER 2048 P/REV (ENCODER A-2048) WITH DRIVE-CLIQ INTERFACE; PERFORMANCE REDUCTION BY 10% DUE TO ABSOLUTE ENCODER; SHAFT WITH FITTED KEY, TOLERANCE N; W/O HOLDING BRAKE DEGREE OF PROTECTION IP64; PAINT FINISH RAL7016 | 3229 | TEM | 1 | MC | 15.503 | 1
1FK70647AF711FA5 | SIMOTICS S SYNCHRONOUS SERVOMOTOR, 1FK7 HIGH DYNAMIC, 12.0 NM, 100 K, 3000 RPM, 2,5KW NATURAL COOLING, IM B5 (V1, V3) POWER/SIGNAL CONNECTORS CONNECTOR CAN BE ROTATED BY 270 DEGR. ABSOLUTE ENCODER 2048 P/REV (ENCODER A-2048) WITH DRIVE-CLIQ INTERFACE; PERFORMANCE REDUCTION BY 10% DUE TO ABSOLUTE ENCODER; SHAFT WITH FITTED KEY, TOLERANCE N; W/O HOLDING BRAKE DEGREE OF PROTECTION IP65 AS FLANGE IP67; PAINT FINISH RAL7016 | 3331 | TEM | 1 | MC | 15.503 | 1
1FK70647AF711FA8 | SIMOTICS S SYNCHRONOUS SERVOMOTOR, 1FK7 HIGH DYNAMIC, 12.0 NM, 100 K, 3000 RPM, 2,5KW NATURAL COOLING, IM B5 (V1, V3) POWER/SIGNAL CONNECTORS CONNECTOR CAN BE ROTATED BY 270 DEGR. ABSOLUTE ENCODER 2048 P/REV (ENCODER A-2048) WITH DRIVE-CLIQ INTERFACE; PERFORMANCE REDUCTION BY 10% DUE TO ABSOLUTE ENCODER; SHAFT WITH FITTED KEY, TOLERANCE N; W/O HOLDING BRAKE DEGREE OF PROTECTION IP65 IP67 D-END FLANGE; RAL7016 COATING; METALLIC RATING PLATE AT MOTOR | 3440 | TEM | 1 | MC | 15.503 | 1
1FK70647AF711FB0 | SIMOTICS S SYNCHRONOUS SERVOMOTOR, 1FK7 HIGH DYNAMIC, 12.0 NM, 100 K, 3000 RPM, 2,5KW NATURAL COOLING, IM B5 (V1, V3) POWER/SIGNAL CONNECTORS CONNECTOR CAN BE ROTATED BY 270 DEGR. ABSOLUTE ENCODER 2048 P/REV (ENCODER A-2048) WITH DRIVE-CLIQ INTERFACE; PERFORMANCE REDUCTION BY 10% DUE TO ABSOLUTE ENCODER; SHAFT WITH FITTED KEY, TOLERANCE N; WITH HOLDING BRAKE DEGREE OF PROTECTION IP64 | 3509 | TEM | 1 | MC | 16.802 | 1
1FK70647AF711FB2 | SIMOTICS S SYNCHRONOUS SERVOMOTOR, 1FK7 HIGH DYNAMIC, 12.0 NM, 100 K, 3000 RPM, 2,5KW NATURAL COOLING, IM B5 (V1, V3) POWER/SIGNAL CONNECTORS CONNECTOR CAN BE ROTATED BY 270 DEGR. ABSOLUTE ENCODER 2048 P/REV (ENCODER A-2048) WITH DRIVE-CLIQ INTERFACE; PERFORMANCE REDUCTION BY 10% DUE TO ABSOLUTE ENCODER; SHAFT WITH FITTED KEY, TOLERANCE N; WITH HOLDING BRAKE DEGREE OF PROTECTION IP65 FLANGE ON DRIVE END IP67 | 3611 | TEM | 1 | MC | 16.802 | 1
1FK70647AF711FB3 | SIMOTICS S SYNCHRONOUS SERVOMOTOR, 1FK7 HIGH DYNAMIC, 12.0 NM, 100 K, 3000 RPM, 2,5KW NATURAL COOLING, IM B5 (V1, V3) POWER/SIGNAL CONNECTORS CONNECTOR CAN BE ROTATED BY 270 DEGR. ABSOLUTE ENCODER 2048 P/REV (ENCODER A-2048) WITH DRIVE-CLIQ INTERFACE; PERFORMANCE REDUCTION BY 10% DUE TO ABSOLUTE ENCODER; SHAFT WITH FITTED KEY, TOLERANCE N; WITH HOLDING BRAKE DEGREE OF PROTECTION IP64; PAINT FINISH RAL7016 | 3558 | TEM | 1 | MC | 16.802 | 1
1FK70647AF711FB5 | SIMOTICS S SYNCHRONOUS SERVOMOTOR, 1FK7 HIGH DYNAMIC, 12.0 NM, 100 K, 3000 RPM, 2,5KW NATURAL COOLING, IM B5 (V1, V3) POWER/SIGNAL CONNECTORS CONNECTOR CAN BE ROTATED BY 270 DEGR. ABSOLUTE ENCODER 2048 P/REV (ENCODER A-2048) WITH DRIVE-CLIQ INTERFACE; PERFORMANCE REDUCTION BY 10% DUE TO ABSOLUTE ENCODER; SHAFT WITH FITTED KEY, TOLERANCE N; WITH HOLDING BRAKE DEGREE OF PROTECTION IP65 AS FLANGE IP67; PAINT FINISH RAL7016 | 3660 | TEM | 1 | MC | 16.802 | 1
1FK70647AF711FB8 | SIMOTICS S SYNCHRONOUS SERVOMOTOR, 1FK7 HIGH DYNAMIC, 12.0 NM, 100 K, 3000 RPM, 2,5KW NATURAL COOLING, IM B5 (V1, V3) POWER/SIGNAL CONNECTORS CONNECTOR CAN BE ROTATED BY 270 DEGR. ABSOLUTE ENCODER 2048 P/REV (ENCODER A-2048) WITH DRIVE-CLIQ INTERFACE; PERFORMANCE REDUCTION BY 10% DUE TO ABSOLUTE ENCODER; SHAFT WITH FITTED KEY, TOLERANCE N; WITH HOLDING BRAKE DEGREE OF PROTECTION IP65 IP67 D-END FLANGE; RAL7016 COATING; METALLIC RATING PLATE AT MOTOR | 3769 | TEM | 1 | MC | 16.802 | 1
1FK70647AF711FG0 | SIMOTICS S SYNCHRONOUS SERVOMOTOR, 1FK7 HIGH DYNAMIC, 12.0 NM, 100 K, 3000 RPM, 2,5KW NATURAL COOLING, IM B5 (V1, V3) POWER/SIGNAL CONNECTORS CONNECTOR CAN BE ROTATED BY 270 DEGR. ABSOLUTE ENCODER 2048 P/REV (ENCODER A-2048) WITH DRIVE-CLIQ INTERFACE; PERFORMANCE REDUCTION BY 10% DUE TO ABSOLUTE ENCODER; PLAIN SHAFT, TOLERANCE N; W/O HOLDING BRAKE DEGREE OF PROTECTION IP64 | 3087 | TEM | 1 | MC | 15.503 | 1
1FK70647AF711FG2 | SIMOTICS S SYNCHRONOUS SERVOMOTOR, 1FK7 HIGH DYNAMIC, 12.0 NM, 100 K, 3000 RPM, 2,5KW NATURAL COOLING, IM B5 (V1, V3) POWER/SIGNAL CONNECTORS CONNECTOR CAN BE ROTATED BY 270 DEGR. ABSOLUTE ENCODER 2048 P/REV (ENCODER A-2048) WITH DRIVE-CLIQ INTERFACE; PERFORMANCE REDUCTION BY 10% DUE TO ABSOLUTE ENCODER; PLAIN SHAFT, TOLERANCE N; W/O HOLDING BRAKE DEGREE OF PROTECTION IP65 FLANGE ON DRIVE END IP67 | 3188 | TEM | 1 | MC | 15.503 | 1
1FK70647AF711FG3 | SIMOTICS S SYNCHRONOUS SERVOMOTOR, 1FK7 HIGH DYNAMIC, 12.0 NM, 100 K, 3000 RPM, 2,5KW NATURAL COOLING, IM B5 (V1, V3) POWER/SIGNAL CONNECTORS CONNECTOR CAN BE ROTATED BY 270 DEGR. ABSOLUTE ENCODER 2048 P/REV (ENCODER A-2048) WITH DRIVE-CLIQ INTERFACE; PERFORMANCE REDUCTION BY 10% DUE TO ABSOLUTE ENCODER; PLAIN SHAFT, TOLERANCE N; W/O HOLDING BRAKE DEGREE OF PROTECTION IP64; PAINT FINISH RAL7016 | 3136 | TEM | 1 | MC | 15.503 | 1
1FK70647AF711FG5 | SIMOTICS S SYNCHRONOUS SERVOMOTOR, 1FK7 HIGH DYNAMIC, 12.0 NM, 100 K, 3000 RPM, 2,5KW NATURAL COOLING, IM B5 (V1, V3) POWER/SIGNAL CONNECTORS CONNECTOR CAN BE ROTATED BY 270 DEGR. ABSOLUTE ENCODER 2048 P/REV (ENCODER A-2048) WITH DRIVE-CLIQ INTERFACE; PERFORMANCE REDUCTION BY 10% DUE TO ABSOLUTE ENCODER; PLAIN SHAFT, TOLERANCE N; W/O HOLDING BRAKE DEGREE OF PROTECTION IP65 AS FLANGE IP67; PAINT FINISH RAL7016 | 3237 | TEM | 1 | MC | 15.503 | 1
1FK70647AF711FG8 | SIMOTICS S SYNCHRONOUS SERVOMOTOR, 1FK7 HIGH DYNAMIC, 12.0 NM, 100 K, 3000 RPM, 2,5KW NATURAL COOLING, IM B5 (V1, V3) POWER/SIGNAL CONNECTORS CONNECTOR CAN BE ROTATED BY 270 DEGR. ABSOLUTE ENCODER 2048 P/REV (ENCODER A-2048) WITH DRIVE-CLIQ INTERFACE; PERFORMANCE REDUCTION BY 10% DUE TO ABSOLUTE ENCODER; PLAIN SHAFT, TOLERANCE N; W/O HOLDING BRAKE DEGREE OF PROTECTION IP65 IP67 D-END FLANGE; RAL7016 COATING; METALLIC RATING PLATE AT MOTOR | 3346 | TEM | 1 | MC | 15.503 | 1
1FK70647AF711FH0 | SIMOTICS S SYNCHRONOUS SERVOMOTOR, 1FK7 HIGH DYNAMIC, 12.0 NM, 100 K, 3000 RPM, 2,5KW NATURAL COOLING, IM B5 (V1, V3) POWER/SIGNAL CONNECTORS CONNECTOR CAN BE ROTATED BY 270 DEGR. ABSOLUTE ENCODER 2048 P/REV (ENCODER A-2048) WITH DRIVE-CLIQ INTERFACE; PERFORMANCE REDUCTION BY 10% DUE TO ABSOLUTE ENCODER; PLAIN SHAFT, TOLERANCE N; WITH HOLDING BRAKE DEGREE OF PROTECTION IP64 | 3418 | TEM | 1 | MC | 16.802 | 1
1FK70647AF711FH2 | SIMOTICS S SYNCHRONOUS SERVOMOTOR, 1FK7 HIGH DYNAMIC, 12.0 NM, 100 K, 3000 RPM, 2,5KW NATURAL COOLING, IM B5 (V1, V3) POWER/SIGNAL CONNECTORS CONNECTOR CAN BE ROTATED BY 270 DEGR. ABSOLUTE ENCODER 2048 P/REV (ENCODER A-2048) WITH DRIVE-CLIQ INTERFACE; PERFORMANCE REDUCTION BY 10% DUE TO ABSOLUTE ENCODER; PLAIN SHAFT, TOLERANCE N; WITH HOLDING BRAKE DEGREE OF PROTECTION IP65 FLANGE ON DRIVE END IP67 | 3520 | TEM | 1 | MC | 16.802 | 1
1FK70647AF711FH3 | SIMOTICS S SYNCHRONOUS SERVOMOTOR, 1FK7 HIGH DYNAMIC, 12.0 NM, 100 K, 3000 RPM, 2,5KW NATURAL COOLING, IM B5 (V1, V3) POWER/SIGNAL CONNECTORS CONNECTOR CAN BE ROTATED BY 270 DEGR. ABSOLUTE ENCODER 2048 P/REV (ENCODER A-2048) WITH DRIVE-CLIQ INTERFACE; PERFORMANCE REDUCTION BY 10% DUE TO ABSOLUTE ENCODER; PLAIN SHAFT, TOLERANCE N; WITH HOLDING BRAKE DEGREE OF PROTECTION IP64; PAINT FINISH RAL7016 | 3467 | TEM | 1 | MC | 16.802 | 1
1FK70647AF711FH5 | SIMOTICS S SYNCHRONOUS SERVOMOTOR, 1FK7 HIGH DYNAMIC, 12.0 NM, 100 K, 3000 RPM, 2,5KW NATURAL COOLING, IM B5 (V1, V3) POWER/SIGNAL CONNECTORS CONNECTOR CAN BE ROTATED BY 270 DEGR. ABSOLUTE ENCODER 2048 P/REV (ENCODER A-2048) WITH DRIVE-CLIQ INTERFACE; PERFORMANCE REDUCTION BY 10% DUE TO ABSOLUTE ENCODER; PLAIN SHAFT, TOLERANCE N; WITH HOLDING BRAKE DEGREE OF PROTECTION IP65 AS FLANGE IP67; PAINT FINISH RAL7016 | 3569 | TEM | 1 | MC | 16.802 | 1
1FK70647AF711FH8 | SIMOTICS S SYNCHRONOUS SERVOMOTOR, 1FK7 HIGH DYNAMIC, 12.0 NM, 100 K, 3000 RPM, 2,5KW NATURAL COOLING, IM B5 (V1, V3) POWER/SIGNAL CONNECTORS CONNECTOR CAN BE ROTATED BY 270 DEGR. ABSOLUTE ENCODER 2048 P/REV (ENCODER A-2048) WITH DRIVE-CLIQ INTERFACE; PERFORMANCE REDUCTION BY 10% DUE TO ABSOLUTE ENCODER; PLAIN SHAFT, TOLERANCE N; WITH HOLDING BRAKE DEGREE OF PROTECTION IP65 IP67 D-END FLANGE; RAL7016 COATING; METALLIC RATING PLATE AT MOTOR | 3677 | TEM | 1 | MC | 16.802 | 1
1FK70647AF711GA0 | SIMOTICS S SYNCHRONOUS SERVOMOTOR, 1FK7 HIGH DYNAMIC, 12.0 NM, 100 K, 3000 RPM, 2,5KW NATURAL COOLING, IM B5 (V1, V3) POWER/SIGNAL CONNECTORS CONNECTOR CAN BE ROTATED BY 270 DEGR. BASIC ABSOLUTE ENCODER 32 P/REV (ENCODER A-32); PERFORMANCE REDUCTION BY 10% DUE TO ABSOLUTE ENCODER; SHAFT WITH FITTED KEY, TOLERANCE N; W/O HOLDING BRAKE DEGREE OF PROTECTION IP64 | 2359 | TEM | 1 | MC | 15.503 | 1
1FK70647AF711GA2 | SIMOTICS S SYNCHRONOUS SERVOMOTOR, 1FK7 HIGH DYNAMIC, 12.0 NM, 100 K, 3000 RPM, 2,5KW NATURAL COOLING, IM B5 (V1, V3) POWER/SIGNAL CONNECTORS CONNECTOR CAN BE ROTATED BY 270 DEGR. BASIC ABSOLUTE ENCODER 32 P/REV (ENCODER A-32); PERFORMANCE REDUCTION BY 10% DUE TO ABSOLUTE ENCODER; SHAFT WITH FITTED KEY, TOLERANCE N; W/O HOLDING BRAKE DEGREE OF PROTECTION IP65 FLANGE ON DRIVE END IP67 | 2460 | TEM | 1 | MC | 15.503 | 1
1FK70647AF711GA3 | SIMOTICS S SYNCHRONOUS SERVOMOTOR, 1FK7 HIGH DYNAMIC, 12.0 NM, 100 K, 3000 RPM, 2,5KW NATURAL COOLING, IM B5 (V1, V3) POWER/SIGNAL CONNECTORS CONNECTOR CAN BE ROTATED BY 270 DEGR. BASIC ABSOLUTE ENCODER 32 P/REV (ENCODER A-32); PERFORMANCE REDUCTION BY 10% DUE TO ABSOLUTE ENCODER; SHAFT WITH FITTED KEY, TOLERANCE N; W/O HOLDING BRAKE DEGREE OF PROTECTION IP64; PAINT FINISH RAL7016 | 2408 | TEM | 1 | MC | 15.503 | 1
1FK70647AF711GA5 | SIMOTICS S SYNCHRONOUS SERVOMOTOR, 1FK7 HIGH DYNAMIC, 12.0 NM, 100 K, 3000 RPM, 2,5KW NATURAL COOLING, IM B5 (V1, V3) POWER/SIGNAL CONNECTORS CONNECTOR CAN BE ROTATED BY 270 DEGR. BASIC ABSOLUTE ENCODER 32 P/REV (ENCODER A-32); PERFORMANCE REDUCTION BY 10% DUE TO ABSOLUTE ENCODER; SHAFT WITH FITTED KEY, TOLERANCE N; W/O HOLDING BRAKE DEGREE OF PROTECTION IP65 AS FLANGE IP67; PAINT FINISH RAL7016 | 2510 | TEM | 1 | MC | 15.503 | 1
1FK70647AF711GA8 | SIMOTICS S SYNCHRONOUS SERVOMOTOR, 1FK7 HIGH DYNAMIC, 12.0 NM, 100 K, 3000 RPM, 2,5KW NATURAL COOLING, IM B5 (V1, V3) POWER/SIGNAL CONNECTORS CONNECTOR CAN BE ROTATED BY 270 DEGR. BASIC ABSOLUTE ENCODER 32 P/REV (ENCODER A-32); PERFORMANCE REDUCTION BY 10% DUE TO ABSOLUTE ENCODER; SHAFT WITH FITTED KEY, TOLERANCE N; W/O HOLDING BRAKE DEGREE OF PROTECTION IP65 IP67 D-END FLANGE; RAL7016 COATING; METALLIC RATING PLATE AT MOTOR | 2618 | TEM | 1 | MC | 15.503 | 1
1FK70647AF711GB0 | SIMOTICS S SYNCHRONOUS SERVOMOTOR, 1FK7 HIGH DYNAMIC, 12.0 NM, 100 K, 3000 RPM, 2,5KW NATURAL COOLING, IM B5 (V1, V3) POWER/SIGNAL CONNECTORS CONNECTOR CAN BE ROTATED BY 270 DEGR. BASIC ABSOLUTE ENCODER 32 P/REV (ENCODER A-32); PERFORMANCE REDUCTION BY 10% DUE TO ABSOLUTE ENCODER; SHAFT WITH FITTED KEY, TOLERANCE N; WITH HOLDING BRAKE DEGREE OF PROTECTION IP64 | 2688 | TEM | 1 | MC | 16.802 | 1
1FK70647AF711GB2 | SIMOTICS S SYNCHRONOUS SERVOMOTOR, 1FK7 HIGH DYNAMIC, 12.0 NM, 100 K, 3000 RPM, 2,5KW NATURAL COOLING, IM B5 (V1, V3) POWER/SIGNAL CONNECTORS CONNECTOR CAN BE ROTATED BY 270 DEGR. BASIC ABSOLUTE ENCODER 32 P/REV (ENCODER A-32); PERFORMANCE REDUCTION BY 10% DUE TO ABSOLUTE ENCODER; SHAFT WITH FITTED KEY, TOLERANCE N; WITH HOLDING BRAKE DEGREE OF PROTECTION IP65 FLANGE ON DRIVE END IP67 | 2789 | TEM | 1 | MC | 16.802 | 1
1FK70647AF711GB3 | SIMOTICS S SYNCHRONOUS SERVOMOTOR, 1FK7 HIGH DYNAMIC, 12.0 NM, 100 K, 3000 RPM, 2,5KW NATURAL COOLING, IM B5 (V1, V3) POWER/SIGNAL CONNECTORS CONNECTOR CAN BE ROTATED BY 270 DEGR. BASIC ABSOLUTE ENCODER 32 P/REV (ENCODER A-32); PERFORMANCE REDUCTION BY 10% DUE TO ABSOLUTE ENCODER; SHAFT WITH FITTED KEY, TOLERANCE N; WITH HOLDING BRAKE DEGREE OF PROTECTION IP64; PAINT FINISH RAL7016 | 2737 | TEM | 1 | MC | 16.802 | 1
1FK70647AF711GB5 | SIMOTICS S SYNCHRONOUS SERVOMOTOR, 1FK7 HIGH DYNAMIC, 12.0 NM, 100 K, 3000 RPM, 2,5KW NATURAL COOLING, IM B5 (V1, V3) POWER/SIGNAL CONNECTORS CONNECTOR CAN BE ROTATED BY 270 DEGR. BASIC ABSOLUTE ENCODER 32 P/REV (ENCODER A-32); PERFORMANCE REDUCTION BY 10% DUE TO ABSOLUTE ENCODER; SHAFT WITH FITTED KEY, TOLERANCE N; WITH HOLDING BRAKE DEGREE OF PROTECTION IP65 AS FLANGE IP67; PAINT FINISH RAL7016 | 2839 | TEM | 1 | MC | 16.802 | 1
1FK70647AF711GB8 | SIMOTICS S SYNCHRONOUS SERVOMOTOR, 1FK7 HIGH DYNAMIC, 12.0 NM, 100 K, 3000 RPM, 2,5KW NATURAL COOLING, IM B5 (V1, V3) POWER/SIGNAL CONNECTORS CONNECTOR CAN BE ROTATED BY 270 DEGR. BASIC ABSOLUTE ENCODER 32 P/REV (ENCODER A-32); PERFORMANCE REDUCTION BY 10% DUE TO ABSOLUTE ENCODER; SHAFT WITH FITTED KEY, TOLERANCE N; WITH HOLDING BRAKE DEGREE OF PROTECTION IP65 IP67 D-END FLANGE; RAL7016 COATING; METALLIC RATING PLATE AT MOTOR | 2947 | TEM | 1 | MC | 16.802 | 1
1FK70647AF711GG0 | SIMOTICS S SYNCHRONOUS SERVOMOTOR, 1FK7 HIGH DYNAMIC, 12.0 NM, 100 K, 3000 RPM, 2,5KW NATURAL COOLING, IM B5 (V1, V3) POWER/SIGNAL CONNECTORS CONNECTOR CAN BE ROTATED BY 270 DEGR. BASIC ABSOLUTE ENCODER 32 P/REV (ENCODER A-32); PERFORMANCE REDUCTION BY 10% DUE TO ABSOLUTE ENCODER; PLAIN SHAFT, TOLERANCE N; W/O HOLDING BRAKE DEGREE OF PROTECTION IP64 | 2265 | TEM | 1 | MC | 15.503 | 1
1FK70647AF711GG2 | SIMOTICS S SYNCHRONOUS SERVOMOTOR, 1FK7 HIGH DYNAMIC, 12.0 NM, 100 K, 3000 RPM, 2,5KW NATURAL COOLING, IM B5 (V1, V3) POWER/SIGNAL CONNECTORS CONNECTOR CAN BE ROTATED BY 270 DEGR. BASIC ABSOLUTE ENCODER 32 P/REV (ENCODER A-32); PERFORMANCE REDUCTION BY 10% DUE TO ABSOLUTE ENCODER; PLAIN SHAFT, TOLERANCE N; W/O HOLDING BRAKE DEGREE OF PROTECTION IP65 FLANGE ON DRIVE END IP67 | 2367 | TEM | 1 | MC | 15.503 | 1
1FK70647AF711GG3 | SIMOTICS S SYNCHRONOUS SERVOMOTOR, 1FK7 HIGH DYNAMIC, 12.0 NM, 100 K, 3000 RPM, 2,5KW NATURAL COOLING, IM B5 (V1, V3) POWER/SIGNAL CONNECTORS CONNECTOR CAN BE ROTATED BY 270 DEGR. BASIC ABSOLUTE ENCODER 32 P/REV (ENCODER A-32); PERFORMANCE REDUCTION BY 10% DUE TO ABSOLUTE ENCODER; PLAIN SHAFT, TOLERANCE N; W/O HOLDING BRAKE DEGREE OF PROTECTION IP64; PAINT FINISH RAL7016 | 2314 | TEM | 1 | MC | 15.503 | 1
1FK70647AF711GG5 | SIMOTICS S SYNCHRONOUS SERVOMOTOR, 1FK7 HIGH DYNAMIC, 12.0 NM, 100 K, 3000 RPM, 2,5KW NATURAL COOLING, IM B5 (V1, V3) POWER/SIGNAL CONNECTORS CONNECTOR CAN BE ROTATED BY 270 DEGR. BASIC ABSOLUTE ENCODER 32 P/REV (ENCODER A-32); PERFORMANCE REDUCTION BY 10% DUE TO ABSOLUTE ENCODER; PLAIN SHAFT, TOLERANCE N; W/O HOLDING BRAKE DEGREE OF PROTECTION IP65 AS FLANGE IP67; PAINT FINISH RAL7016 | 2416 | TEM | 1 | MC | 15.503 | 1
1FK70647AF711GG8 | SIMOTICS S SYNCHRONOUS SERVOMOTOR, 1FK7 HIGH DYNAMIC, 12.0 NM, 100 K, 3000 RPM, 2,5KW NATURAL COOLING, IM B5 (V1, V3) POWER/SIGNAL CONNECTORS CONNECTOR CAN BE ROTATED BY 270 DEGR. BASIC ABSOLUTE ENCODER 32 P/REV (ENCODER A-32); PERFORMANCE REDUCTION BY 10% DUE TO ABSOLUTE ENCODER; PLAIN SHAFT, TOLERANCE N; W/O HOLDING BRAKE DEGREE OF PROTECTION IP65 IP67 D-END FLANGE; RAL7016 COATING; METALLIC RATING PLATE AT MOTOR | 2525 | TEM | 1 | MC | 15.503 | 1
1FK70647AF711GH0 | SIMOTICS S SYNCHRONOUS SERVOMOTOR, 1FK7 HIGH DYNAMIC, 12.0 NM, 100 K, 3000 RPM, 2,5KW NATURAL COOLING, IM B5 (V1, V3) POWER/SIGNAL CONNECTORS CONNECTOR CAN BE ROTATED BY 270 DEGR. BASIC ABSOLUTE ENCODER 32 P/REV (ENCODER A-32); PERFORMANCE REDUCTION BY 10% DUE TO ABSOLUTE ENCODER; PLAIN SHAFT, TOLERANCE N; WITH HOLDING BRAKE DEGREE OF PROTECTION IP64 | 2597 | TEM | 1 | MC | 16.802 | 1
1FK70647AF711GH2 | SIMOTICS S SYNCHRONOUS SERVOMOTOR, 1FK7 HIGH DYNAMIC, 12.0 NM, 100 K, 3000 RPM, 2,5KW NATURAL COOLING, IM B5 (V1, V3) POWER/SIGNAL CONNECTORS CONNECTOR CAN BE ROTATED BY 270 DEGR. BASIC ABSOLUTE ENCODER 32 P/REV (ENCODER A-32); PERFORMANCE REDUCTION BY 10% DUE TO ABSOLUTE ENCODER; PLAIN SHAFT, TOLERANCE N; WITH HOLDING BRAKE DEGREE OF PROTECTION IP65 FLANGE ON DRIVE END IP67 | 2698 | TEM | 1 | MC | 16.802 | 1
1FK70647AF711GH3 | SIMOTICS S SYNCHRONOUS SERVOMOTOR, 1FK7 HIGH DYNAMIC, 12.0 NM, 100 K, 3000 RPM, 2,5KW NATURAL COOLING, IM B5 (V1, V3) POWER/SIGNAL CONNECTORS CONNECTOR CAN BE ROTATED BY 270 DEGR. BASIC ABSOLUTE ENCODER 32 P/REV (ENCODER A-32); PERFORMANCE REDUCTION BY 10% DUE TO ABSOLUTE ENCODER; PLAIN SHAFT, TOLERANCE N; WITH HOLDING BRAKE DEGREE OF PROTECTION IP64; PAINT FINISH RAL7016 | 2646 | TEM | 1 | MC | 16.802 | 1
1FK70647AF711GH5 | SIMOTICS S SYNCHRONOUS SERVOMOTOR, 1FK7 HIGH DYNAMIC, 12.0 NM, 100 K, 3000 RPM, 2,5KW NATURAL COOLING, IM B5 (V1, V3) POWER/SIGNAL CONNECTORS CONNECTOR CAN BE ROTATED BY 270 DEGR. BASIC ABSOLUTE ENCODER 32 P/REV (ENCODER A-32); PERFORMANCE REDUCTION BY 10% DUE TO ABSOLUTE ENCODER; PLAIN SHAFT, TOLERANCE N; WITH HOLDING BRAKE DEGREE OF PROTECTION IP65 AS FLANGE IP67; PAINT FINISH RAL7016 | 2747 | TEM | 1 | MC | 16.802 | 1
1FK70647AF711GH8 | SIMOTICS S SYNCHRONOUS SERVOMOTOR, 1FK7 HIGH DYNAMIC, 12.0 NM, 100 K, 3000 RPM, 2,5KW NATURAL COOLING, IM B5 (V1, V3) POWER/SIGNAL CONNECTORS CONNECTOR CAN BE ROTATED BY 270 DEGR. BASIC ABSOLUTE ENCODER 32 P/REV (ENCODER A-32); PERFORMANCE REDUCTION BY 10% DUE TO ABSOLUTE ENCODER; PLAIN SHAFT, TOLERANCE N; WITH HOLDING BRAKE DEGREE OF PROTECTION IP65 IP67 D-END FLANGE; RAL7016 COATING; METALLIC RATING PLATE AT MOTOR | 2856 | TEM | 1 | MC | 16.802 | 1
1FK70647AF711KA0 | SIMOTICS S SYNCHRONOUS SERVOMOTOR, 1FK7 HIGH DYNAMIC, 12.0 NM, 100 K, 3000 RPM, 2,5KW NATURAL COOLING, IM B5 (V1, V3) POWER/SIGNAL CONNECTORS CONNECTOR CAN BE ROTATED BY 270 DEGR. BASIC ABSOLUTE ENCODER 32 P/REV (ENCODER A-32) WITH DRIVE-CLIQ INTERFACE; PERFORMANCE REDUCTION BY 10% DUE TO ABSOLUTE ENCODER; SHAFT WITH FITTED KEY, TOLERANCE N; W/O HOLDING BRAKE DEGREE OF PROTECTION IP64 | 2618 | TEM | 1 | MC | 15.503 | 1
1FK70647AF711KA2 | SIMOTICS S SYNCHRONOUS SERVOMOTOR, 1FK7 HIGH DYNAMIC, 12.0 NM, 100 K, 3000 RPM, 2,5KW NATURAL COOLING, IM B5 (V1, V3) POWER/SIGNAL CONNECTORS CONNECTOR CAN BE ROTATED BY 270 DEGR. BASIC ABSOLUTE ENCODER 32 P/REV (ENCODER A-32) WITH DRIVE-CLIQ INTERFACE; PERFORMANCE REDUCTION BY 10% DUE TO ABSOLUTE ENCODER; SHAFT WITH FITTED KEY, TOLERANCE N; W/O HOLDING BRAKE DEGREE OF PROTECTION IP65 FLANGE ON DRIVE END IP67 | 2720 | TEM | 1 | MC | 15.503 | 1
1FK70647AF711KA3 | SIMOTICS S SYNCHRONOUS SERVOMOTOR, 1FK7 HIGH DYNAMIC, 12.0 NM, 100 K, 3000 RPM, 2,5KW NATURAL COOLING, IM B5 (V1, V3) POWER/SIGNAL CONNECTORS CONNECTOR CAN BE ROTATED BY 270 DEGR. BASIC ABSOLUTE ENCODER 32 P/REV (ENCODER A-32) WITH DRIVE-CLIQ INTERFACE; PERFORMANCE REDUCTION BY 10% DUE TO ABSOLUTE ENCODER; SHAFT WITH FITTED KEY, TOLERANCE N; W/O HOLDING BRAKE DEGREE OF PROTECTION IP64; PAINT FINISH RAL7016 | 2667 | TEM | 1 | MC | 15.503 | 1
1FK70647AF711KA5 | SIMOTICS S SYNCHRONOUS SERVOMOTOR, 1FK7 HIGH DYNAMIC, 12.0 NM, 100 K, 3000 RPM, 2,5KW NATURAL COOLING, IM B5 (V1, V3) POWER/SIGNAL CONNECTORS CONNECTOR CAN BE ROTATED BY 270 DEGR. BASIC ABSOLUTE ENCODER 32 P/REV (ENCODER A-32) WITH DRIVE-CLIQ INTERFACE; PERFORMANCE REDUCTION BY 10% DUE TO ABSOLUTE ENCODER; SHAFT WITH FITTED KEY, TOLERANCE N; W/O HOLDING BRAKE DEGREE OF PROTECTION IP65 AS FLANGE IP67; PAINT FINISH RAL7016 | 2769 | TEM | 1 | MC | 15.503 | 1
1FK70647AF711KA8 | SIMOTICS S SYNCHRONOUS SERVOMOTOR, 1FK7 HIGH DYNAMIC, 12.0 NM, 100 K, 3000 RPM, 2,5KW NATURAL COOLING, IM B5 (V1, V3) POWER/SIGNAL CONNECTORS CONNECTOR CAN BE ROTATED BY 270 DEGR. BASIC ABSOLUTE ENCODER 32 P/REV (ENCODER A-32) WITH DRIVE-CLIQ INTERFACE; PERFORMANCE REDUCTION BY 10% DUE TO ABSOLUTE ENCODER; SHAFT WITH FITTED KEY, TOLERANCE N; W/O HOLDING BRAKE DEGREE OF PROTECTION IP65 IP67 D-END FLANGE; RAL7016 COATING; METALLIC RATING PLATE AT MOTOR | 2878 | TEM | 1 | MC | 15.503 | 1
1FK70647AF711KB0 | SIMOTICS S SYNCHRONOUS SERVOMOTOR, 1FK7 HIGH DYNAMIC, 12.0 NM, 100 K, 3000 RPM, 2,5KW NATURAL COOLING, IM B5 (V1, V3) POWER/SIGNAL CONNECTORS CONNECTOR CAN BE ROTATED BY 270 DEGR. BASIC ABSOLUTE ENCODER 32 P/REV (ENCODER A-32) WITH DRIVE-CLIQ INTERFACE; PERFORMANCE REDUCTION BY 10% DUE TO ABSOLUTE ENCODER; SHAFT WITH FITTED KEY, TOLERANCE N; WITH HOLDING BRAKE DEGREE OF PROTECTION IP64 | 2947 | TEM | 1 | MC | 16.802 | 1
1FK70647AF711KB2 | SIMOTICS S SYNCHRONOUS SERVOMOTOR, 1FK7 HIGH DYNAMIC, 12.0 NM, 100 K, 3000 RPM, 2,5KW NATURAL COOLING, IM B5 (V1, V3) POWER/SIGNAL CONNECTORS CONNECTOR CAN BE ROTATED BY 270 DEGR. BASIC ABSOLUTE ENCODER 32 P/REV (ENCODER A-32) WITH DRIVE-CLIQ INTERFACE; PERFORMANCE REDUCTION BY 10% DUE TO ABSOLUTE ENCODER; SHAFT WITH FITTED KEY, TOLERANCE N; WITH HOLDING BRAKE DEGREE OF PROTECTION IP65 FLANGE ON DRIVE END IP67 | 3049 | TEM | 1 | MC | 16.802 | 1
1FK70647AF711KB3 | SIMOTICS S SYNCHRONOUS SERVOMOTOR, 1FK7 HIGH DYNAMIC, 12.0 NM, 100 K, 3000 RPM, 2,5KW NATURAL COOLING, IM B5 (V1, V3) POWER/SIGNAL CONNECTORS CONNECTOR CAN BE ROTATED BY 270 DEGR. BASIC ABSOLUTE ENCODER 32 P/REV (ENCODER A-32) WITH DRIVE-CLIQ INTERFACE; PERFORMANCE REDUCTION BY 10% DUE TO ABSOLUTE ENCODER; SHAFT WITH FITTED KEY, TOLERANCE N; WITH HOLDING BRAKE DEGREE OF PROTECTION IP64; PAINT FINISH RAL7016 | 2997 | TEM | 1 | MC | 16.802 | 1
1FK70647AF711KB5 | SIMOTICS S SYNCHRONOUS SERVOMOTOR, 1FK7 HIGH DYNAMIC, 12.0 NM, 100 K, 3000 RPM, 2,5KW NATURAL COOLING, IM B5 (V1, V3) POWER/SIGNAL CONNECTORS CONNECTOR CAN BE ROTATED BY 270 DEGR. BASIC ABSOLUTE ENCODER 32 P/REV (ENCODER A-32) WITH DRIVE-CLIQ INTERFACE; PERFORMANCE REDUCTION BY 10% DUE TO ABSOLUTE ENCODER; SHAFT WITH FITTED KEY, TOLERANCE N; WITH HOLDING BRAKE DEGREE OF PROTECTION IP65 AS FLANGE IP67; PAINT FINISH RAL7016 | 3098 | TEM | 1 | MC | 16.802 | 1
1FK70647AF711KB8 | SIMOTICS S SYNCHRONOUS SERVOMOTOR, 1FK7 HIGH DYNAMIC, 12.0 NM, 100 K, 3000 RPM, 2,5KW NATURAL COOLING, IM B5 (V1, V3) POWER/SIGNAL CONNECTORS CONNECTOR CAN BE ROTATED BY 270 DEGR. BASIC ABSOLUTE ENCODER 32 P/REV (ENCODER A-32) WITH DRIVE-CLIQ INTERFACE; PERFORMANCE REDUCTION BY 10% DUE TO ABSOLUTE ENCODER; SHAFT WITH FITTED KEY, TOLERANCE N; WITH HOLDING BRAKE DEGREE OF PROTECTION IP65 IP67 D-END FLANGE; RAL7016 COATING; METALLIC RATING PLATE AT MOTOR | 3207 | TEM | 1 | MC | 16.802 | 1
1FK70647AF711KG0 | SIMOTICS S SYNCHRONOUS SERVOMOTOR, 1FK7 HIGH DYNAMIC, 12.0 NM, 100 K, 3000 RPM, 2,5KW NATURAL COOLING, IM B5 (V1, V3) POWER/SIGNAL CONNECTORS CONNECTOR CAN BE ROTATED BY 270 DEGR. BASIC ABSOLUTE ENCODER 32 P/REV (ENCODER A-32) WITH DRIVE-CLIQ INTERFACE; PERFORMANCE REDUCTION BY 10% DUE TO ABSOLUTE ENCODER; PLAIN SHAFT, TOLERANCE N; W/O HOLDING BRAKE DEGREE OF PROTECTION IP64 | 2525 | TEM | 1 | MC | 15.503 | 1
1FK70647AF711KG2 | SIMOTICS S SYNCHRONOUS SERVOMOTOR, 1FK7 HIGH DYNAMIC, 12.0 NM, 100 K, 3000 RPM, 2,5KW NATURAL COOLING, IM B5 (V1, V3) POWER/SIGNAL CONNECTORS CONNECTOR CAN BE ROTATED BY 270 DEGR. BASIC ABSOLUTE ENCODER 32 P/REV (ENCODER A-32) WITH DRIVE-CLIQ INTERFACE; PERFORMANCE REDUCTION BY 10% DUE TO ABSOLUTE ENCODER; PLAIN SHAFT, TOLERANCE N; W/O HOLDING BRAKE DEGREE OF PROTECTION IP65 FLANGE ON DRIVE END IP67 | 2626 | TEM | 1 | MC | 15.503 | 1
1FK70647AF711KG3 | SIMOTICS S SYNCHRONOUS SERVOMOTOR, 1FK7 HIGH DYNAMIC, 12.0 NM, 100 K, 3000 RPM, 2,5KW NATURAL COOLING, IM B5 (V1, V3) POWER/SIGNAL CONNECTORS CONNECTOR CAN BE ROTATED BY 270 DEGR. BASIC ABSOLUTE ENCODER 32 P/REV (ENCODER A-32) WITH DRIVE-CLIQ INTERFACE; PERFORMANCE REDUCTION BY 10% DUE TO ABSOLUTE ENCODER; PLAIN SHAFT, TOLERANCE N; W/O HOLDING BRAKE DEGREE OF PROTECTION IP64; PAINT FINISH RAL7016 | 2574 | TEM | 1 | MC | 15.503 | 1
1FK70647AF711KG5 | SIMOTICS S SYNCHRONOUS SERVOMOTOR, 1FK7 HIGH DYNAMIC, 12.0 NM, 100 K, 3000 RPM, 2,5KW NATURAL COOLING, IM B5 (V1, V3) POWER/SIGNAL CONNECTORS CONNECTOR CAN BE ROTATED BY 270 DEGR. BASIC ABSOLUTE ENCODER 32 P/REV (ENCODER A-32) WITH DRIVE-CLIQ INTERFACE; PERFORMANCE REDUCTION BY 10% DUE TO ABSOLUTE ENCODER; PLAIN SHAFT, TOLERANCE N; W/O HOLDING BRAKE DEGREE OF PROTECTION IP65 AS FLANGE IP67; PAINT FINISH RAL7016 | 2675 | TEM | 1 | MC | 15.503 | 1
1FK70647AF711KG8 | SIMOTICS S SYNCHRONOUS SERVOMOTOR, 1FK7 HIGH DYNAMIC, 12.0 NM, 100 K, 3000 RPM, 2,5KW NATURAL COOLING, IM B5 (V1, V3) POWER/SIGNAL CONNECTORS CONNECTOR CAN BE ROTATED BY 270 DEGR. BASIC ABSOLUTE ENCODER 32 P/REV (ENCODER A-32) WITH DRIVE-CLIQ INTERFACE; PERFORMANCE REDUCTION BY 10% DUE TO ABSOLUTE ENCODER; PLAIN SHAFT, TOLERANCE N; W/O HOLDING BRAKE DEGREE OF PROTECTION IP65 IP67 D-END FLANGE; RAL7016 COATING; METALLIC RATING PLATE AT MOTOR | 2784 | TEM | 1 | MC | 15.503 | 1
1FK70647AF711KH0 | SIMOTICS S SYNCHRONOUS SERVOMOTOR, 1FK7 HIGH DYNAMIC, 12.0 NM, 100 K, 3000 RPM, 2,5KW NATURAL COOLING, IM B5 (V1, V3) POWER/SIGNAL CONNECTORS CONNECTOR CAN BE ROTATED BY 270 DEGR. BASIC ABSOLUTE ENCODER 32 P/REV (ENCODER A-32) WITH DRIVE-CLIQ INTERFACE; PERFORMANCE REDUCTION BY 10% DUE TO ABSOLUTE ENCODER; PLAIN SHAFT, TOLERANCE N; WITH HOLDING BRAKE DEGREE OF PROTECTION IP64 | 2856 | TEM | 1 | MC | 16.802 | 1
1FK70647AF711KH2 | SIMOTICS S SYNCHRONOUS SERVOMOTOR, 1FK7 HIGH DYNAMIC, 12.0 NM, 100 K, 3000 RPM, 2,5KW NATURAL COOLING, IM B5 (V1, V3) POWER/SIGNAL CONNECTORS CONNECTOR CAN BE ROTATED BY 270 DEGR. BASIC ABSOLUTE ENCODER 32 P/REV (ENCODER A-32) WITH DRIVE-CLIQ INTERFACE; PERFORMANCE REDUCTION BY 10% DUE TO ABSOLUTE ENCODER; PLAIN SHAFT, TOLERANCE N; WITH HOLDING BRAKE DEGREE OF PROTECTION IP65 FLANGE ON DRIVE END IP67 | 2958 | TEM | 1 | MC | 16.802 | 1
1FK70647AF711KH3 | SIMOTICS S SYNCHRONOUS SERVOMOTOR, 1FK7 HIGH DYNAMIC, 12.0 NM, 100 K, 3000 RPM, 2,5KW NATURAL COOLING, IM B5 (V1, V3) POWER/SIGNAL CONNECTORS CONNECTOR CAN BE ROTATED BY 270 DEGR. BASIC ABSOLUTE ENCODER 32 P/REV (ENCODER A-32) WITH DRIVE-CLIQ INTERFACE; PERFORMANCE REDUCTION BY 10% DUE TO ABSOLUTE ENCODER; PLAIN SHAFT, TOLERANCE N; WITH HOLDING BRAKE DEGREE OF PROTECTION IP64; PAINT FINISH RAL7016 | 2905 | TEM | 1 | MC | 16.802 | 1
1FK70647AF711KH5 | SIMOTICS S SYNCHRONOUS SERVOMOTOR, 1FK7 HIGH DYNAMIC, 12.0 NM, 100 K, 3000 RPM, 2,5KW NATURAL COOLING, IM B5 (V1, V3) POWER/SIGNAL CONNECTORS CONNECTOR CAN BE ROTATED BY 270 DEGR. BASIC ABSOLUTE ENCODER 32 P/REV (ENCODER A-32) WITH DRIVE-CLIQ INTERFACE; PERFORMANCE REDUCTION BY 10% DUE TO ABSOLUTE ENCODER; PLAIN SHAFT, TOLERANCE N; WITH HOLDING BRAKE DEGREE OF PROTECTION IP65 AS FLANGE IP67; PAINT FINISH RAL7016 | 3007 | TEM | 1 | MC | 16.802 | 1
1FK70647AF711KH8 | SIMOTICS S SYNCHRONOUS SERVOMOTOR, 1FK7 HIGH DYNAMIC, 12.0 NM, 100 K, 3000 RPM, 2,5KW NATURAL COOLING, IM B5 (V1, V3) POWER/SIGNAL CONNECTORS CONNECTOR CAN BE ROTATED BY 270 DEGR. BASIC ABSOLUTE ENCODER 32 P/REV (ENCODER A-32) WITH DRIVE-CLIQ INTERFACE; PERFORMANCE REDUCTION BY 10% DUE TO ABSOLUTE ENCODER; PLAIN SHAFT, TOLERANCE N; WITH HOLDING BRAKE DEGREE OF PROTECTION IP65 IP67 D-END FLANGE; RAL7016 COATING; METALLIC RATING PLATE AT MOTOR | 3115 | TEM | 1 | MC | 16.802 | 1
1FK70647AF711PA0 | SIMOTICS S SYNCHRONOUS SERVOMOTOR, 1FK7 HIGH DYNAMIC, 12.0 NM, 100 K, 3000 RPM, 2,5KW NATURAL COOLING, IM B5 (V1, V3) POWER/SIGNAL CONNECTORS CONNECTOR CAN BE ROTATED BY 270 DEGR. RESOLVER 2-POLE (RESOLVER P=1) WITH DRIVE-CLIQ INTERFACE; SHAFT WITH FITTED KEY, TOLERANCE N; W/O HOLDING BRAKE DEGREE OF PROTECTION IP64 | 2143 | TEM | 1 | MC | 15.503 | 1
1FK70647AF711PA2 | SIMOTICS S SYNCHRONOUS SERVOMOTOR, 1FK7 HIGH DYNAMIC, 12.0 NM, 100 K, 3000 RPM, 2,5KW NATURAL COOLING, IM B5 (V1, V3) POWER/SIGNAL CONNECTORS CONNECTOR CAN BE ROTATED BY 270 DEGR. RESOLVER 2-POLE (RESOLVER P=1) WITH DRIVE-CLIQ INTERFACE; SHAFT WITH FITTED KEY, TOLERANCE N; W/O HOLDING BRAKE DEGREE OF PROTECTION IP65 FLANGE ON DRIVE END IP67 | 2244 | TEM | 1 | MC | 15.503 | 1
1FK70647AF711PA3 | SIMOTICS S SYNCHRONOUS SERVOMOTOR, 1FK7 HIGH DYNAMIC, 12.0 NM, 100 K, 3000 RPM, 2,5KW NATURAL COOLING, IM B5 (V1, V3) POWER/SIGNAL CONNECTORS CONNECTOR CAN BE ROTATED BY 270 DEGR. RESOLVER 2-POLE (RESOLVER P=1) WITH DRIVE-CLIQ INTERFACE; SHAFT WITH FITTED KEY, TOLERANCE N; W/O HOLDING BRAKE DEGREE OF PROTECTION IP64; PAINT FINISH RAL7016 | 2192 | TEM | 1 | MC | 15.503 | 1
1FK70647AF711PA5 | SIMOTICS S SYNCHRONOUS SERVOMOTOR, 1FK7 HIGH DYNAMIC, 12.0 NM, 100 K, 3000 RPM, 2,5KW NATURAL COOLING, IM B5 (V1, V3) POWER/SIGNAL CONNECTORS CONNECTOR CAN BE ROTATED BY 270 DEGR. RESOLVER 2-POLE (RESOLVER P=1) WITH DRIVE-CLIQ INTERFACE; SHAFT WITH FITTED KEY, TOLERANCE N; W/O HOLDING BRAKE DEGREE OF PROTECTION IP65 AS FLANGE IP67; PAINT FINISH RAL7016 | 2294 | TEM | 1 | MC | 15.503 | 1
1FK70647AF711PA8 | SIMOTICS S SYNCHRONOUS SERVOMOTOR, 1FK7 HIGH DYNAMIC, 12.0 NM, 100 K, 3000 RPM, 2,5KW NATURAL COOLING, IM B5 (V1, V3) POWER/SIGNAL CONNECTORS CONNECTOR CAN BE ROTATED BY 270 DEGR. RESOLVER 2-POLE (RESOLVER P=1) WITH DRIVE-CLIQ INTERFACE; SHAFT WITH FITTED KEY, TOLERANCE N; W/O HOLDING BRAKE DEGREE OF PROTECTION IP65 IP67 D-END FLANGE; RAL7016 COATING; METALLIC RATING PLATE AT MOTOR | 2402 | TEM | 1 | MC | 15.503 | 1
1FK70647AF711PB0 | SIMOTICS S SYNCHRONOUS SERVOMOTOR, 1FK7 HIGH DYNAMIC, 12.0 NM, 100 K, 3000 RPM, 2,5KW NATURAL COOLING, IM B5 (V1, V3) POWER/SIGNAL CONNECTORS CONNECTOR CAN BE ROTATED BY 270 DEGR. RESOLVER 2-POLE (RESOLVER P=1) WITH DRIVE-CLIQ INTERFACE; SHAFT WITH FITTED KEY, TOLERANCE N; WITH HOLDING BRAKE DEGREE OF PROTECTION IP64 | 2472 | TEM | 1 | MC | 16.802 | 1
1FK70647AF711PB2 | SIMOTICS S SYNCHRONOUS SERVOMOTOR, 1FK7 HIGH DYNAMIC, 12.0 NM, 100 K, 3000 RPM, 2,5KW NATURAL COOLING, IM B5 (V1, V3) POWER/SIGNAL CONNECTORS CONNECTOR CAN BE ROTATED BY 270 DEGR. RESOLVER 2-POLE (RESOLVER P=1) WITH DRIVE-CLIQ INTERFACE; SHAFT WITH FITTED KEY, TOLERANCE N; WITH HOLDING BRAKE DEGREE OF PROTECTION IP65 FLANGE ON DRIVE END IP67 | 2573 | TEM | 1 | MC | 16.802 | 1
1FK70647AF711PB3 | SIMOTICS S SYNCHRONOUS SERVOMOTOR, 1FK7 HIGH DYNAMIC, 12.0 NM, 100 K, 3000 RPM, 2,5KW NATURAL COOLING, IM B5 (V1, V3) POWER/SIGNAL CONNECTORS CONNECTOR CAN BE ROTATED BY 270 DEGR. RESOLVER 2-POLE (RESOLVER P=1) WITH DRIVE-CLIQ INTERFACE; SHAFT WITH FITTED KEY, TOLERANCE N; WITH HOLDING BRAKE DEGREE OF PROTECTION IP64; PAINT FINISH RAL7016 | 2521 | TEM | 1 | MC | 16.802 | 1
1FK70647AF711PB5 | SIMOTICS S SYNCHRONOUS SERVOMOTOR, 1FK7 HIGH DYNAMIC, 12.0 NM, 100 K, 3000 RPM, 2,5KW NATURAL COOLING, IM B5 (V1, V3) POWER/SIGNAL CONNECTORS CONNECTOR CAN BE ROTATED BY 270 DEGR. RESOLVER 2-POLE (RESOLVER P=1) WITH DRIVE-CLIQ INTERFACE; SHAFT WITH FITTED KEY, TOLERANCE N; WITH HOLDING BRAKE DEGREE OF PROTECTION IP65 AS FLANGE IP67; PAINT FINISH RAL7016 | 2623 | TEM | 1 | MC | 16.802 | 1
1FK70647AF711PB8 | SIMOTICS S SYNCHRONOUS SERVOMOTOR, 1FK7 HIGH DYNAMIC, 12.0 NM, 100 K, 3000 RPM, 2,5KW NATURAL COOLING, IM B5 (V1, V3) POWER/SIGNAL CONNECTORS CONNECTOR CAN BE ROTATED BY 270 DEGR. RESOLVER 2-POLE (RESOLVER P=1) WITH DRIVE-CLIQ INTERFACE; SHAFT WITH FITTED KEY, TOLERANCE N; WITH HOLDING BRAKE DEGREE OF PROTECTION IP65 IP67 D-END FLANGE; RAL7016 COATING; METALLIC RATING PLATE AT MOTOR | 2731 | TEM | 1 | MC | 16.802 | 1
1FK70647AF711PG0 | SIMOTICS S SYNCHRONOUS SERVOMOTOR, 1FK7 HIGH DYNAMIC, 12.0 NM, 100 K, 3000 RPM, 2,5KW NATURAL COOLING, IM B5 (V1, V3) POWER/SIGNAL CONNECTORS CONNECTOR CAN BE ROTATED BY 270 DEGR. RESOLVER 2-POLE (RESOLVER P=1) WITH DRIVE-CLIQ INTERFACE; PLAIN SHAFT, TOLERANCE N; W/O HOLDING BRAKE DEGREE OF PROTECTION IP64 | 2049 | TEM | 1 | MC | 15.503 | 1
1FK70647AF711PG2 | SIMOTICS S SYNCHRONOUS SERVOMOTOR, 1FK7 HIGH DYNAMIC, 12.0 NM, 100 K, 3000 RPM, 2,5KW NATURAL COOLING, IM B5 (V1, V3) POWER/SIGNAL CONNECTORS CONNECTOR CAN BE ROTATED BY 270 DEGR. RESOLVER 2-POLE (RESOLVER P=1) WITH DRIVE-CLIQ INTERFACE; PLAIN SHAFT, TOLERANCE N; W/O HOLDING BRAKE DEGREE OF PROTECTION IP65 FLANGE ON DRIVE END IP67 | 2151 | TEM | 1 | MC | 15.503 | 1
1FK70647AF711PG3 | SIMOTICS S SYNCHRONOUS SERVOMOTOR, 1FK7 HIGH DYNAMIC, 12.0 NM, 100 K, 3000 RPM, 2,5KW NATURAL COOLING, IM B5 (V1, V3) POWER/SIGNAL CONNECTORS CONNECTOR CAN BE ROTATED BY 270 DEGR. RESOLVER 2-POLE (RESOLVER P=1) WITH DRIVE-CLIQ INTERFACE; PLAIN SHAFT, TOLERANCE N; W/O HOLDING BRAKE DEGREE OF PROTECTION IP64; PAINT FINISH RAL7016 | 2098 | TEM | 1 | MC | 15.503 | 1
1FK70647AF711PG5 | SIMOTICS S SYNCHRONOUS SERVOMOTOR, 1FK7 HIGH DYNAMIC, 12.0 NM, 100 K, 3000 RPM, 2,5KW NATURAL COOLING, IM B5 (V1, V3) POWER/SIGNAL CONNECTORS CONNECTOR CAN BE ROTATED BY 270 DEGR. RESOLVER 2-POLE (RESOLVER P=1) WITH DRIVE-CLIQ INTERFACE; PLAIN SHAFT, TOLERANCE N; W/O HOLDING BRAKE DEGREE OF PROTECTION IP65 AS FLANGE IP67; PAINT FINISH RAL7016 | 2200 | TEM | 1 | MC | 15.503 | 1
1FK70647AF711PG8 | SIMOTICS S SYNCHRONOUS SERVOMOTOR, 1FK7 HIGH DYNAMIC, 12.0 NM, 100 K, 3000 RPM, 2,5KW NATURAL COOLING, IM B5 (V1, V3) POWER/SIGNAL CONNECTORS CONNECTOR CAN BE ROTATED BY 270 DEGR. RESOLVER 2-POLE (RESOLVER P=1) WITH DRIVE-CLIQ INTERFACE; PLAIN SHAFT, TOLERANCE N; W/O HOLDING BRAKE DEGREE OF PROTECTION IP65 IP67 D-END FLANGE; RAL7016 COATING; METALLIC RATING PLATE AT MOTOR | 2308 | TEM | 1 | MC | 15.503 | 1
1FK70647AF711PH0 | SIMOTICS S SYNCHRONOUS SERVOMOTOR, 1FK7 HIGH DYNAMIC, 12.0 NM, 100 K, 3000 RPM, 2,5KW NATURAL COOLING, IM B5 (V1, V3) POWER/SIGNAL CONNECTORS CONNECTOR CAN BE ROTATED BY 270 DEGR. RESOLVER 2-POLE (RESOLVER P=1) WITH DRIVE-CLIQ INTERFACE; PLAIN SHAFT, TOLERANCE N; WITH HOLDING BRAKE DEGREE OF PROTECTION IP64 | 2381 | TEM | 1 | MC | 16.802 | 1
1FK70647AF711PH2 | SIMOTICS S SYNCHRONOUS SERVOMOTOR, 1FK7 HIGH DYNAMIC, 12.0 NM, 100 K, 3000 RPM, 2,5KW NATURAL COOLING, IM B5 (V1, V3) POWER/SIGNAL CONNECTORS CONNECTOR CAN BE ROTATED BY 270 DEGR. RESOLVER 2-POLE (RESOLVER P=1) WITH DRIVE-CLIQ INTERFACE; PLAIN SHAFT, TOLERANCE N; WITH HOLDING BRAKE DEGREE OF PROTECTION IP65 FLANGE ON DRIVE END IP67 | 2482 | TEM | 1 | MC | 16.802 | 1
1FK70647AF711PH3 | SIMOTICS S SYNCHRONOUS SERVOMOTOR, 1FK7 HIGH DYNAMIC, 12.0 NM, 100 K, 3000 RPM, 2,5KW NATURAL COOLING, IM B5 (V1, V3) POWER/SIGNAL CONNECTORS CONNECTOR CAN BE ROTATED BY 270 DEGR. RESOLVER 2-POLE (RESOLVER P=1) WITH DRIVE-CLIQ INTERFACE; PLAIN SHAFT, TOLERANCE N; WITH HOLDING BRAKE DEGREE OF PROTECTION IP64; PAINT FINISH RAL7016 | 2430 | TEM | 1 | MC | 16.802 | 1
1FK70647AF711PH5 | SIMOTICS S SYNCHRONOUS SERVOMOTOR, 1FK7 HIGH DYNAMIC, 12.0 NM, 100 K, 3000 RPM, 2,5KW NATURAL COOLING, IM B5 (V1, V3) POWER/SIGNAL CONNECTORS CONNECTOR CAN BE ROTATED BY 270 DEGR. RESOLVER 2-POLE (RESOLVER P=1) WITH DRIVE-CLIQ INTERFACE; PLAIN SHAFT, TOLERANCE N; WITH HOLDING BRAKE DEGREE OF PROTECTION IP65 AS FLANGE IP67; PAINT FINISH RAL7016 | 2531 | TEM | 1 | MC | 16.802 | 1
1FK70647AF711PH8 | SIMOTICS S SYNCHRONOUS SERVOMOTOR, 1FK7 HIGH DYNAMIC, 12.0 NM, 100 K, 3000 RPM, 2,5KW NATURAL COOLING, IM B5 (V1, V3) POWER/SIGNAL CONNECTORS CONNECTOR CAN BE ROTATED BY 270 DEGR. RESOLVER 2-POLE (RESOLVER P=1) WITH DRIVE-CLIQ INTERFACE; PLAIN SHAFT, TOLERANCE N; WITH HOLDING BRAKE DEGREE OF PROTECTION IP65 IP67 D-END FLANGE; RAL7016 COATING; METALLIC RATING PLATE AT MOTOR | 2640 | TEM | 1 | MC | 16.802 | 1
1FK70647AF711SA0 | SIMOTICS S SYNCHRONOUS SERVOMOTOR, 1FK7 HIGH DYNAMIC, 12.0 NM, 100 K, 3000 RPM, 2,5KW NATURAL COOLING, IM B5 (V1, V3) POWER/SIGNAL CONNECTORS CONNECTOR CAN BE ROTATED BY 270 DEGR. RESOLVER MULTI-POLE (RESOLVER P=3); SHAFT WITH FITTED KEY, TOLERANCE N; W/O HOLDING BRAKE DEGREE OF PROTECTION IP64 | 1881 | TEM | 1 | MC | 15.503 | 1
1FK70647AF711SA2 | SIMOTICS S SYNCHRONOUS SERVOMOTOR, 1FK7 HIGH DYNAMIC, 12.0 NM, 100 K, 3000 RPM, 2,5KW NATURAL COOLING, IM B5 (V1, V3) POWER/SIGNAL CONNECTORS CONNECTOR CAN BE ROTATED BY 270 DEGR. RESOLVER MULTI-POLE (RESOLVER P=3); SHAFT WITH FITTED KEY, TOLERANCE N; W/O HOLDING BRAKE DEGREE OF PROTECTION IP65 FLANGE ON DRIVE END IP67 | 1983 | TEM | 1 | MC | 15.503 | 1
1FK70647AF711SA3 | SIMOTICS S SYNCHRONOUS SERVOMOTOR, 1FK7 HIGH DYNAMIC, 12.0 NM, 100 K, 3000 RPM, 2,5KW NATURAL COOLING, IM B5 (V1, V3) POWER/SIGNAL CONNECTORS CONNECTOR CAN BE ROTATED BY 270 DEGR. RESOLVER MULTI-POLE (RESOLVER P=3); SHAFT WITH FITTED KEY, TOLERANCE N; W/O HOLDING BRAKE DEGREE OF PROTECTION IP64; PAINT FINISH RAL7016 | 1930 | TEM | 1 | MC | 15.503 | 1
1FK70647AF711SA5 | SIMOTICS S SYNCHRONOUS SERVOMOTOR, 1FK7 HIGH DYNAMIC, 12.0 NM, 100 K, 3000 RPM, 2,5KW NATURAL COOLING, IM B5 (V1, V3) POWER/SIGNAL CONNECTORS CONNECTOR CAN BE ROTATED BY 270 DEGR. RESOLVER MULTI-POLE (RESOLVER P=3); SHAFT WITH FITTED KEY, TOLERANCE N; W/O HOLDING BRAKE DEGREE OF PROTECTION IP65 AS FLANGE IP67; PAINT FINISH RAL7016 | 2032 | TEM | 1 | MC | 15.503 | 1
1FK70647AF711SA8 | SIMOTICS S SYNCHRONOUS SERVOMOTOR, 1FK7 HIGH DYNAMIC, 12.0 NM, 100 K, 3000 RPM, 2,5KW NATURAL COOLING, IM B5 (V1, V3) POWER/SIGNAL CONNECTORS CONNECTOR CAN BE ROTATED BY 270 DEGR. RESOLVER MULTI-POLE (RESOLVER P=3); SHAFT WITH FITTED KEY, TOLERANCE N; W/O HOLDING BRAKE DEGREE OF PROTECTION IP65 IP67 D-END FLANGE; RAL7016 COATING; METALLIC RATING PLATE AT MOTOR | 2140 | TEM | 1 | MC | 15.503 | 1
1FK70647AF711SB0 | SIMOTICS S SYNCHRONOUS SERVOMOTOR, 1FK7 HIGH DYNAMIC, 12.0 NM, 100 K, 3000 RPM, 2,5KW NATURAL COOLING, IM B5 (V1, V3) POWER/SIGNAL CONNECTORS CONNECTOR CAN BE ROTATED BY 270 DEGR. RESOLVER MULTI-POLE (RESOLVER P=3); SHAFT WITH FITTED KEY, TOLERANCE N; WITH HOLDING BRAKE DEGREE OF PROTECTION IP64 | 2210 | TEM | 1 | MC | 16.802 | 1
1FK70647AF711SB2 | SIMOTICS S SYNCHRONOUS SERVOMOTOR, 1FK7 HIGH DYNAMIC, 12.0 NM, 100 K, 3000 RPM, 2,5KW NATURAL COOLING, IM B5 (V1, V3) POWER/SIGNAL CONNECTORS CONNECTOR CAN BE ROTATED BY 270 DEGR. RESOLVER MULTI-POLE (RESOLVER P=3); SHAFT WITH FITTED KEY, TOLERANCE N; WITH HOLDING BRAKE DEGREE OF PROTECTION IP65 FLANGE ON DRIVE END IP67 | 2312 | TEM | 1 | MC | 16.802 | 1
1FK70647AF711SB3 | SIMOTICS S SYNCHRONOUS SERVOMOTOR, 1FK7 HIGH DYNAMIC, 12.0 NM, 100 K, 3000 RPM, 2,5KW NATURAL COOLING, IM B5 (V1, V3) POWER/SIGNAL CONNECTORS CONNECTOR CAN BE ROTATED BY 270 DEGR. RESOLVER MULTI-POLE (RESOLVER P=3); SHAFT WITH FITTED KEY, TOLERANCE N; WITH HOLDING BRAKE DEGREE OF PROTECTION IP64; PAINT FINISH RAL7016 | 2259 | TEM | 1 | MC | 16.802 | 1
1FK70647AF711SB5 | SIMOTICS S SYNCHRONOUS SERVOMOTOR, 1FK7 HIGH DYNAMIC, 12.0 NM, 100 K, 3000 RPM, 2,5KW NATURAL COOLING, IM B5 (V1, V3) POWER/SIGNAL CONNECTORS CONNECTOR CAN BE ROTATED BY 270 DEGR. RESOLVER MULTI-POLE (RESOLVER P=3); SHAFT WITH FITTED KEY, TOLERANCE N; WITH HOLDING BRAKE DEGREE OF PROTECTION IP65 AS FLANGE IP67; PAINT FINISH RAL7016 | 2361 | TEM | 1 | MC | 16.802 | 1
1FK70647AF711SB8 | SIMOTICS S SYNCHRONOUS SERVOMOTOR, 1FK7 HIGH DYNAMIC, 12.0 NM, 100 K, 3000 RPM, 2,5KW NATURAL COOLING, IM B5 (V1, V3) POWER/SIGNAL CONNECTORS CONNECTOR CAN BE ROTATED BY 270 DEGR. RESOLVER MULTI-POLE (RESOLVER P=3); SHAFT WITH FITTED KEY, TOLERANCE N; WITH HOLDING BRAKE DEGREE OF PROTECTION IP65 IP67 D-END FLANGE; RAL7016 COATING; METALLIC RATING PLATE AT MOTOR | 2469 | TEM | 1 | MC | 16.802 | 1
1FK70647AF711SG0 | SIMOTICS S SYNCHRONOUS SERVOMOTOR, 1FK7 HIGH DYNAMIC, 12.0 NM, 100 K, 3000 RPM, 2,5KW NATURAL COOLING, IM B5 (V1, V3) POWER/SIGNAL CONNECTORS CONNECTOR CAN BE ROTATED BY 270 DEGR. RESOLVER MULTI-POLE (RESOLVER P=3); PLAIN SHAFT, TOLERANCE N; W/O HOLDING BRAKE DEGREE OF PROTECTION IP64 | 1787 | TEM | 1 | MC | 15.503 | 1
1FK70647AF711SG2 | SIMOTICS S SYNCHRONOUS SERVOMOTOR, 1FK7 HIGH DYNAMIC, 12.0 NM, 100 K, 3000 RPM, 2,5KW NATURAL COOLING, IM B5 (V1, V3) POWER/SIGNAL CONNECTORS CONNECTOR CAN BE ROTATED BY 270 DEGR. RESOLVER MULTI-POLE (RESOLVER P=3); PLAIN SHAFT, TOLERANCE N; W/O HOLDING BRAKE DEGREE OF PROTECTION IP65 FLANGE ON DRIVE END IP67 | 1889 | TEM | 1 | MC | 15.503 | 1
1FK70647AF711SG3 | SIMOTICS S SYNCHRONOUS SERVOMOTOR, 1FK7 HIGH DYNAMIC, 12.0 NM, 100 K, 3000 RPM, 2,5KW NATURAL COOLING, IM B5 (V1, V3) POWER/SIGNAL CONNECTORS CONNECTOR CAN BE ROTATED BY 270 DEGR. RESOLVER MULTI-POLE (RESOLVER P=3); PLAIN SHAFT, TOLERANCE N; W/O HOLDING BRAKE DEGREE OF PROTECTION IP64; PAINT FINISH RAL7016 | 1837 | TEM | 1 | MC | 15.503 | 1
1FK70647AF711SG5 | SIMOTICS S SYNCHRONOUS SERVOMOTOR, 1FK7 HIGH DYNAMIC, 12.0 NM, 100 K, 3000 RPM, 2,5KW NATURAL COOLING, IM B5 (V1, V3) POWER/SIGNAL CONNECTORS CONNECTOR CAN BE ROTATED BY 270 DEGR. RESOLVER MULTI-POLE (RESOLVER P=3); PLAIN SHAFT, TOLERANCE N; W/O HOLDING BRAKE DEGREE OF PROTECTION IP65 AS FLANGE IP67; PAINT FINISH RAL7016 | 1938 | TEM | 1 | MC | 15.503 | 1
1FK70647AF711SG8 | SIMOTICS S SYNCHRONOUS SERVOMOTOR, 1FK7 HIGH DYNAMIC, 12.0 NM, 100 K, 3000 RPM, 2,5KW NATURAL COOLING, IM B5 (V1, V3) POWER/SIGNAL CONNECTORS CONNECTOR CAN BE ROTATED BY 270 DEGR. RESOLVER MULTI-POLE (RESOLVER P=3); PLAIN SHAFT, TOLERANCE N; W/O HOLDING BRAKE DEGREE OF PROTECTION IP65 IP67 D-END FLANGE; RAL7016 COATING; METALLIC RATING PLATE AT MOTOR | 2047 | TEM | 1 | MC | 15.503 | 1
1FK70647AF711SH0 | SIMOTICS S SYNCHRONOUS SERVOMOTOR, 1FK7 HIGH DYNAMIC, 12.0 NM, 100 K, 3000 RPM, 2,5KW NATURAL COOLING, IM B5 (V1, V3) POWER/SIGNAL CONNECTORS CONNECTOR CAN BE ROTATED BY 270 DEGR. RESOLVER MULTI-POLE (RESOLVER P=3); PLAIN SHAFT, TOLERANCE N; WITH HOLDING BRAKE DEGREE OF PROTECTION IP64 | 2119 | TEM | 1 | MC | 16.802 | 1
1FK70647AF711SH2 | SIMOTICS S SYNCHRONOUS SERVOMOTOR, 1FK7 HIGH DYNAMIC, 12.0 NM, 100 K, 3000 RPM, 2,5KW NATURAL COOLING, IM B5 (V1, V3) POWER/SIGNAL CONNECTORS CONNECTOR CAN BE ROTATED BY 270 DEGR. RESOLVER MULTI-POLE (RESOLVER P=3); PLAIN SHAFT, TOLERANCE N; WITH HOLDING BRAKE DEGREE OF PROTECTION IP65 FLANGE ON DRIVE END IP67 | 2220 | TEM | 1 | MC | 16.802 | 1
1FK70647AF711SH3 | SIMOTICS S SYNCHRONOUS SERVOMOTOR, 1FK7 HIGH DYNAMIC, 12.0 NM, 100 K, 3000 RPM, 2,5KW NATURAL COOLING, IM B5 (V1, V3) POWER/SIGNAL CONNECTORS CONNECTOR CAN BE ROTATED BY 270 DEGR. RESOLVER MULTI-POLE (RESOLVER P=3); PLAIN SHAFT, TOLERANCE N; WITH HOLDING BRAKE DEGREE OF PROTECTION IP64; PAINT FINISH RAL7016 | 2168 | TEM | 1 | MC | 16.802 | 1
1FK70647AF711SH5 | SIMOTICS S SYNCHRONOUS SERVOMOTOR, 1FK7 HIGH DYNAMIC, 12.0 NM, 100 K, 3000 RPM, 2,5KW NATURAL COOLING, IM B5 (V1, V3) POWER/SIGNAL CONNECTORS CONNECTOR CAN BE ROTATED BY 270 DEGR. RESOLVER MULTI-POLE (RESOLVER P=3); PLAIN SHAFT, TOLERANCE N; WITH HOLDING BRAKE DEGREE OF PROTECTION IP65 AS FLANGE IP67; PAINT FINISH RAL7016 | 2270 | TEM | 1 | MC | 16.802 | 1
1FK70647AF711SH8 | SIMOTICS S SYNCHRONOUS SERVOMOTOR, 1FK7 HIGH DYNAMIC, 12.0 NM, 100 K, 3000 RPM, 2,5KW NATURAL COOLING, IM B5 (V1, V3) POWER/SIGNAL CONNECTORS CONNECTOR CAN BE ROTATED BY 270 DEGR. RESOLVER MULTI-POLE (RESOLVER P=3); PLAIN SHAFT, TOLERANCE N; WITH HOLDING BRAKE DEGREE OF PROTECTION IP65 IP67 D-END FLANGE; RAL7016 COATING; METALLIC RATING PLATE AT MOTOR | 2378 | TEM | 1 | MC | 16.802 | 1
1FK70647AF711TA0 | SIMOTICS S SYNCHRONOUS SERVOMOTOR, 1FK7 HIGH DYNAMIC, 12.0 NM, 100 K, 3000 RPM, 2,5KW NATURAL COOLING, IM B5 (V1, V3) POWER/SIGNAL CONNECTORS CONNECTOR CAN BE ROTATED BY 270 DEGR. RESOLVER 2-POLE (RESOLVER P=1); SHAFT WITH FITTED KEY, TOLERANCE N; W/O HOLDING BRAKE DEGREE OF PROTECTION IP64 | 1881 | TEM | 1 | MC | 15.503 | 1
1FK70647AF711TA2 | SIMOTICS S SYNCHRONOUS SERVOMOTOR, 1FK7 HIGH DYNAMIC, 12.0 NM, 100 K, 3000 RPM, 2,5KW NATURAL COOLING, IM B5 (V1, V3) POWER/SIGNAL CONNECTORS CONNECTOR CAN BE ROTATED BY 270 DEGR. RESOLVER 2-POLE (RESOLVER P=1); SHAFT WITH FITTED KEY, TOLERANCE N; W/O HOLDING BRAKE DEGREE OF PROTECTION IP65 FLANGE ON DRIVE END IP67 | 1983 | TEM | 1 | MC | 15.503 | 1
1FK70647AF711TA3 | SIMOTICS S SYNCHRONOUS SERVOMOTOR, 1FK7 HIGH DYNAMIC, 12.0 NM, 100 K, 3000 RPM, 2,5KW NATURAL COOLING, IM B5 (V1, V3) POWER/SIGNAL CONNECTORS CONNECTOR CAN BE ROTATED BY 270 DEGR. RESOLVER 2-POLE (RESOLVER P=1); SHAFT WITH FITTED KEY, TOLERANCE N; W/O HOLDING BRAKE DEGREE OF PROTECTION IP64; PAINT FINISH RAL7016 | 1930 | TEM | 1 | MC | 15.503 | 1
1FK70647AF711TA5 | SIMOTICS S SYNCHRONOUS SERVOMOTOR, 1FK7 HIGH DYNAMIC, 12.0 NM, 100 K, 3000 RPM, 2,5KW NATURAL COOLING, IM B5 (V1, V3) POWER/SIGNAL CONNECTORS CONNECTOR CAN BE ROTATED BY 270 DEGR. RESOLVER 2-POLE (RESOLVER P=1); SHAFT WITH FITTED KEY, TOLERANCE N; W/O HOLDING BRAKE DEGREE OF PROTECTION IP65 AS FLANGE IP67; PAINT FINISH RAL7016 | 2032 | TEM | 1 | MC | 15.503 | 1
1FK70647AF711TA8 | SIMOTICS S SYNCHRONOUS SERVOMOTOR, 1FK7 HIGH DYNAMIC, 12.0 NM, 100 K, 3000 RPM, 2,5KW NATURAL COOLING, IM B5 (V1, V3) POWER/SIGNAL CONNECTORS CONNECTOR CAN BE ROTATED BY 270 DEGR. RESOLVER 2-POLE (RESOLVER P=1); SHAFT WITH FITTED KEY, TOLERANCE N; W/O HOLDING BRAKE DEGREE OF PROTECTION IP65 IP67 D-END FLANGE; RAL7016 COATING; METALLIC RATING PLATE AT MOTOR | 2140 | TEM | 1 | MC | 15.503 | 1
1FK70647AF711TB0 | SIMOTICS S SYNCHRONOUS SERVOMOTOR, 1FK7 HIGH DYNAMIC, 12.0 NM, 100 K, 3000 RPM, 2,5KW NATURAL COOLING, IM B5 (V1, V3) POWER/SIGNAL CONNECTORS CONNECTOR CAN BE ROTATED BY 270 DEGR. RESOLVER 2-POLE (RESOLVER P=1); SHAFT WITH FITTED KEY, TOLERANCE N; WITH HOLDING BRAKE DEGREE OF PROTECTION IP64 | 2210 | TEM | 1 | MC | 16.802 | 1
1FK70647AF711TB2 | SIMOTICS S SYNCHRONOUS SERVOMOTOR, 1FK7 HIGH DYNAMIC, 12.0 NM, 100 K, 3000 RPM, 2,5KW NATURAL COOLING, IM B5 (V1, V3) POWER/SIGNAL CONNECTORS CONNECTOR CAN BE ROTATED BY 270 DEGR. RESOLVER 2-POLE (RESOLVER P=1); SHAFT WITH FITTED KEY, TOLERANCE N; WITH HOLDING BRAKE DEGREE OF PROTECTION IP65 FLANGE ON DRIVE END IP67 | 2312 | TEM | 1 | MC | 16.802 | 1
1FK70647AF711TB3 | SIMOTICS S SYNCHRONOUS SERVOMOTOR, 1FK7 HIGH DYNAMIC, 12.0 NM, 100 K, 3000 RPM, 2,5KW NATURAL COOLING, IM B5 (V1, V3) POWER/SIGNAL CONNECTORS CONNECTOR CAN BE ROTATED BY 270 DEGR. RESOLVER 2-POLE (RESOLVER P=1); SHAFT WITH FITTED KEY, TOLERANCE N; WITH HOLDING BRAKE DEGREE OF PROTECTION IP64; PAINT FINISH RAL7016 | 2259 | TEM | 1 | MC | 16.802 | 1
1FK70647AF711TB5 | SIMOTICS S SYNCHRONOUS SERVOMOTOR, 1FK7 HIGH DYNAMIC, 12.0 NM, 100 K, 3000 RPM, 2,5KW NATURAL COOLING, IM B5 (V1, V3) POWER/SIGNAL CONNECTORS CONNECTOR CAN BE ROTATED BY 270 DEGR. RESOLVER 2-POLE (RESOLVER P=1); SHAFT WITH FITTED KEY, TOLERANCE N; WITH HOLDING BRAKE DEGREE OF PROTECTION IP65 AS FLANGE IP67; PAINT FINISH RAL7016 | 2361 | TEM | 1 | MC | 16.802 | 1
1FK70647AF711TB8 | SIMOTICS S SYNCHRONOUS SERVOMOTOR, 1FK7 HIGH DYNAMIC, 12.0 NM, 100 K, 3000 RPM, 2,5KW NATURAL COOLING, IM B5 (V1, V3) POWER/SIGNAL CONNECTORS CONNECTOR CAN BE ROTATED BY 270 DEGR. RESOLVER 2-POLE (RESOLVER P=1); SHAFT WITH FITTED KEY, TOLERANCE N; WITH HOLDING BRAKE DEGREE OF PROTECTION IP65 IP67 D-END FLANGE; RAL7016 COATING; METALLIC RATING PLATE AT MOTOR | 2469 | TEM | 1 | MC | 16.802 | 1
1FK70647AF711TG0 | SIMOTICS S SYNCHRONOUS SERVOMOTOR, 1FK7 HIGH DYNAMIC, 12.0 NM, 100 K, 3000 RPM, 2,5KW NATURAL COOLING, IM B5 (V1, V3) POWER/SIGNAL CONNECTORS CONNECTOR CAN BE ROTATED BY 270 DEGR. RESOLVER 2-POLE (RESOLVER P=1); PLAIN SHAFT, TOLERANCE N; W/O HOLDING BRAKE DEGREE OF PROTECTION IP64 | 1787 | TEM | 1 | MC | 15.503 | 1
1FK70647AF711TG2 | SIMOTICS S SYNCHRONOUS SERVOMOTOR, 1FK7 HIGH DYNAMIC, 12.0 NM, 100 K, 3000 RPM, 2,5KW NATURAL COOLING, IM B5 (V1, V3) POWER/SIGNAL CONNECTORS CONNECTOR CAN BE ROTATED BY 270 DEGR. RESOLVER 2-POLE (RESOLVER P=1); PLAIN SHAFT, TOLERANCE N; W/O HOLDING BRAKE DEGREE OF PROTECTION IP65 FLANGE ON DRIVE END IP67 | 1889 | TEM | 1 | MC | 15.503 | 1
1FK70647AF711TG3 | SIMOTICS S SYNCHRONOUS SERVOMOTOR, 1FK7 HIGH DYNAMIC, 12.0 NM, 100 K, 3000 RPM, 2,5KW NATURAL COOLING, IM B5 (V1, V3) POWER/SIGNAL CONNECTORS CONNECTOR CAN BE ROTATED BY 270 DEGR. RESOLVER 2-POLE (RESOLVER P=1); PLAIN SHAFT, TOLERANCE N; W/O HOLDING BRAKE DEGREE OF PROTECTION IP64; PAINT FINISH RAL7016 | 1837 | TEM | 1 | MC | 15.503 | 1
1FK70647AF711TG5 | SIMOTICS S SYNCHRONOUS SERVOMOTOR, 1FK7 HIGH DYNAMIC, 12.0 NM, 100 K, 3000 RPM, 2,5KW NATURAL COOLING, IM B5 (V1, V3) POWER/SIGNAL CONNECTORS CONNECTOR CAN BE ROTATED BY 270 DEGR. RESOLVER 2-POLE (RESOLVER P=1); PLAIN SHAFT, TOLERANCE N; W/O HOLDING BRAKE DEGREE OF PROTECTION IP65 AS FLANGE IP67; PAINT FINISH RAL7016 | 1938 | TEM | 1 | MC | 15.503 | 1
1FK70647AF711TG8 | SIMOTICS S SYNCHRONOUS SERVOMOTOR, 1FK7 HIGH DYNAMIC, 12.0 NM, 100 K, 3000 RPM, 2,5KW NATURAL COOLING, IM B5 (V1, V3) POWER/SIGNAL CONNECTORS CONNECTOR CAN BE ROTATED BY 270 DEGR. RESOLVER 2-POLE (RESOLVER P=1); PLAIN SHAFT, TOLERANCE N; W/O HOLDING BRAKE DEGREE OF PROTECTION IP65 IP67 D-END FLANGE; RAL7016 COATING; METALLIC RATING PLATE AT MOTOR | 2047 | TEM | 1 | MC | 15.503 | 1
1FK70647AF711TH0 | SIMOTICS S SYNCHRONOUS SERVOMOTOR, 1FK7 HIGH DYNAMIC, 12.0 NM, 100 K, 3000 RPM, 2,5KW NATURAL COOLING, IM B5 (V1, V3) POWER/SIGNAL CONNECTORS CONNECTOR CAN BE ROTATED BY 270 DEGR. RESOLVER 2-POLE (RESOLVER P=1); PLAIN SHAFT, TOLERANCE N; WITH HOLDING BRAKE DEGREE OF PROTECTION IP64 | 2119 | TEM | 1 | MC | 16.802 | 1
1FK70647AF711TH2 | SIMOTICS S SYNCHRONOUS SERVOMOTOR, 1FK7 HIGH DYNAMIC, 12.0 NM, 100 K, 3000 RPM, 2,5KW NATURAL COOLING, IM B5 (V1, V3) POWER/SIGNAL CONNECTORS CONNECTOR CAN BE ROTATED BY 270 DEGR. RESOLVER 2-POLE (RESOLVER P=1); PLAIN SHAFT, TOLERANCE N; WITH HOLDING BRAKE DEGREE OF PROTECTION IP65 FLANGE ON DRIVE END IP67 | 2220 | TEM | 1 | MC | 16.802 | 1
1FK70647AF711TH3 | SIMOTICS S SYNCHRONOUS SERVOMOTOR, 1FK7 HIGH DYNAMIC, 12.0 NM, 100 K, 3000 RPM, 2,5KW NATURAL COOLING, IM B5 (V1, V3) POWER/SIGNAL CONNECTORS CONNECTOR CAN BE ROTATED BY 270 DEGR. RESOLVER 2-POLE (RESOLVER P=1); PLAIN SHAFT, TOLERANCE N; WITH HOLDING BRAKE DEGREE OF PROTECTION IP64; PAINT FINISH RAL7016 | 2168 | TEM | 1 | MC | 16.802 | 1
1FK70647AF711TH5 | SIMOTICS S SYNCHRONOUS SERVOMOTOR, 1FK7 HIGH DYNAMIC, 12.0 NM, 100 K, 3000 RPM, 2,5KW NATURAL COOLING, IM B5 (V1, V3) POWER/SIGNAL CONNECTORS CONNECTOR CAN BE ROTATED BY 270 DEGR. RESOLVER 2-POLE (RESOLVER P=1); PLAIN SHAFT, TOLERANCE N; WITH HOLDING BRAKE DEGREE OF PROTECTION IP65 AS FLANGE IP67; PAINT FINISH RAL7016 | 2270 | TEM | 1 | MC | 16.802 | 1
1FK70647AF711TH8 | SIMOTICS S SYNCHRONOUS SERVOMOTOR, 1FK7 HIGH DYNAMIC, 12.0 NM, 100 K, 3000 RPM, 2,5KW NATURAL COOLING, IM B5 (V1, V3) POWER/SIGNAL CONNECTORS CONNECTOR CAN BE ROTATED BY 270 DEGR. RESOLVER 2-POLE (RESOLVER P=1); PLAIN SHAFT, TOLERANCE N; WITH HOLDING BRAKE DEGREE OF PROTECTION IP65 IP67 D-END FLANGE; RAL7016 COATING; METALLIC RATING PLATE AT MOTOR | 2378 | TEM | 1 | MC | 16.802 | 1
1FK70647AF711UA0 | SIMOTICS S SYNCHRONOUS SERVOMOTOR, 1FK7 HIGH DYNAMIC, 12.0 NM, 100 K, 3000 RPM, 2,5KW NATURAL COOLING, IM B5 (V1, V3) POWER/SIGNAL CONNECTORS CONNECTOR CAN BE ROTATED BY 270 DEGR. RESOLVER MULTI-POLE (RESOLVER P=3) WITH DRIVE-CLIQ INTERFACE; SHAFT WITH FITTED KEY, TOLERANCE N; W/O HOLDING BRAKE DEGREE OF PROTECTION IP64 | 2143 | TEM | 1 | MC | 15.503 | 1
1FK70647AF711UA2 | SIMOTICS S SYNCHRONOUS SERVOMOTOR, 1FK7 HIGH DYNAMIC, 12.0 NM, 100 K, 3000 RPM, 2,5KW NATURAL COOLING, IM B5 (V1, V3) POWER/SIGNAL CONNECTORS CONNECTOR CAN BE ROTATED BY 270 DEGR. RESOLVER MULTI-POLE (RESOLVER P=3) WITH DRIVE-CLIQ INTERFACE; SHAFT WITH FITTED KEY, TOLERANCE N; W/O HOLDING BRAKE DEGREE OF PROTECTION IP65 FLANGE ON DRIVE END IP67 | 2244 | TEM | 1 | MC | 15.503 | 1
1FK70647AF711UA3 | SIMOTICS S SYNCHRONOUS SERVOMOTOR, 1FK7 HIGH DYNAMIC, 12.0 NM, 100 K, 3000 RPM, 2,5KW NATURAL COOLING, IM B5 (V1, V3) POWER/SIGNAL CONNECTORS CONNECTOR CAN BE ROTATED BY 270 DEGR. RESOLVER MULTI-POLE (RESOLVER P=3) WITH DRIVE-CLIQ INTERFACE; SHAFT WITH FITTED KEY, TOLERANCE N; W/O HOLDING BRAKE DEGREE OF PROTECTION IP64; PAINT FINISH RAL7016 | 2192 | TEM | 1 | MC | 15.503 | 1
1FK70647AF711UA5 | SIMOTICS S SYNCHRONOUS SERVOMOTOR, 1FK7 HIGH DYNAMIC, 12.0 NM, 100 K, 3000 RPM, 2,5KW NATURAL COOLING, IM B5 (V1, V3) POWER/SIGNAL CONNECTORS CONNECTOR CAN BE ROTATED BY 270 DEGR. RESOLVER MULTI-POLE (RESOLVER P=3) WITH DRIVE-CLIQ INTERFACE; SHAFT WITH FITTED KEY, TOLERANCE N; W/O HOLDING BRAKE DEGREE OF PROTECTION IP65 AS FLANGE IP67; PAINT FINISH RAL7016 | 2294 | TEM | 1 | MC | 15.503 | 1
1FK70647AF711UA8 | SIMOTICS S SYNCHRONOUS SERVOMOTOR, 1FK7 HIGH DYNAMIC, 12.0 NM, 100 K, 3000 RPM, 2,5KW NATURAL COOLING, IM B5 (V1, V3) POWER/SIGNAL CONNECTORS CONNECTOR CAN BE ROTATED BY 270 DEGR. RESOLVER MULTI-POLE (RESOLVER P=3) WITH DRIVE-CLIQ INTERFACE; SHAFT WITH FITTED KEY, TOLERANCE N; W/O HOLDING BRAKE DEGREE OF PROTECTION IP65 IP67 D-END FLANGE; RAL7016 COATING; METALLIC RATING PLATE AT MOTOR | 2402 | TEM | 1 | MC | 15.503 | 1
1FK70647AF711UB0 | SIMOTICS S SYNCHRONOUS SERVOMOTOR, 1FK7 HIGH DYNAMIC, 12.0 NM, 100 K, 3000 RPM, 2,5KW NATURAL COOLING, IM B5 (V1, V3) POWER/SIGNAL CONNECTORS CONNECTOR CAN BE ROTATED BY 270 DEGR. RESOLVER MULTI-POLE (RESOLVER P=3) WITH DRIVE-CLIQ INTERFACE; SHAFT WITH FITTED KEY, TOLERANCE N; WITH HOLDING BRAKE DEGREE OF PROTECTION IP64 | 2472 | TEM | 1 | MC | 16.802 | 1
1FK70647AF711UB2 | SIMOTICS S SYNCHRONOUS SERVOMOTOR, 1FK7 HIGH DYNAMIC, 12.0 NM, 100 K, 3000 RPM, 2,5KW NATURAL COOLING, IM B5 (V1, V3) POWER/SIGNAL CONNECTORS CONNECTOR CAN BE ROTATED BY 270 DEGR. RESOLVER MULTI-POLE (RESOLVER P=3) WITH DRIVE-CLIQ INTERFACE; SHAFT WITH FITTED KEY, TOLERANCE N; WITH HOLDING BRAKE DEGREE OF PROTECTION IP65 FLANGE ON DRIVE END IP67 | 2573 | TEM | 1 | MC | 16.802 | 1
1FK70647AF711UB3 | SIMOTICS S SYNCHRONOUS SERVOMOTOR, 1FK7 HIGH DYNAMIC, 12.0 NM, 100 K, 3000 RPM, 2,5KW NATURAL COOLING, IM B5 (V1, V3) POWER/SIGNAL CONNECTORS CONNECTOR CAN BE ROTATED BY 270 DEGR. RESOLVER MULTI-POLE (RESOLVER P=3) WITH DRIVE-CLIQ INTERFACE; SHAFT WITH FITTED KEY, TOLERANCE N; WITH HOLDING BRAKE DEGREE OF PROTECTION IP64; PAINT FINISH RAL7016 | 2521 | TEM | 1 | MC | 16.802 | 1
1FK70647AF711UB5 | SIMOTICS S SYNCHRONOUS SERVOMOTOR, 1FK7 HIGH DYNAMIC, 12.0 NM, 100 K, 3000 RPM, 2,5KW NATURAL COOLING, IM B5 (V1, V3) POWER/SIGNAL CONNECTORS CONNECTOR CAN BE ROTATED BY 270 DEGR. RESOLVER MULTI-POLE (RESOLVER P=3) WITH DRIVE-CLIQ INTERFACE; SHAFT WITH FITTED KEY, TOLERANCE N; WITH HOLDING BRAKE DEGREE OF PROTECTION IP65 AS FLANGE IP67; PAINT FINISH RAL7016 | 2623 | TEM | 1 | MC | 16.802 | 1
1FK70647AF711UB8 | SIMOTICS S SYNCHRONOUS SERVOMOTOR, 1FK7 HIGH DYNAMIC, 12.0 NM, 100 K, 3000 RPM, 2,5KW NATURAL COOLING, IM B5 (V1, V3) POWER/SIGNAL CONNECTORS CONNECTOR CAN BE ROTATED BY 270 DEGR. RESOLVER MULTI-POLE (RESOLVER P=3) WITH DRIVE-CLIQ INTERFACE; SHAFT WITH FITTED KEY, TOLERANCE N; WITH HOLDING BRAKE DEGREE OF PROTECTION IP65 IP67 D-END FLANGE; RAL7016 COATING; METALLIC RATING PLATE AT MOTOR | 2731 | TEM | 1 | MC | 16.802 | 1
1FK70647AF711UG0 | SIMOTICS S SYNCHRONOUS SERVOMOTOR, 1FK7 HIGH DYNAMIC, 12.0 NM, 100 K, 3000 RPM, 2,5KW NATURAL COOLING, IM B5 (V1, V3) POWER/SIGNAL CONNECTORS CONNECTOR CAN BE ROTATED BY 270 DEGR. RESOLVER MULTI-POLE (RESOLVER P=3) WITH DRIVE-CLIQ INTERFACE; PLAIN SHAFT, TOLERANCE N; W/O HOLDING BRAKE DEGREE OF PROTECTION IP64 | 2049 | TEM | 1 | MC | 15.503 | 1
1FK70647AF711UG2 | SIMOTICS S SYNCHRONOUS SERVOMOTOR, 1FK7 HIGH DYNAMIC, 12.0 NM, 100 K, 3000 RPM, 2,5KW NATURAL COOLING, IM B5 (V1, V3) POWER/SIGNAL CONNECTORS CONNECTOR CAN BE ROTATED BY 270 DEGR. RESOLVER MULTI-POLE (RESOLVER P=3) WITH DRIVE-CLIQ INTERFACE; PLAIN SHAFT, TOLERANCE N; W/O HOLDING BRAKE DEGREE OF PROTECTION IP65 FLANGE ON DRIVE END IP67 | 2151 | TEM | 1 | MC | 15.503 | 1
1FK70647AF711UG3 | SIMOTICS S SYNCHRONOUS SERVOMOTOR, 1FK7 HIGH DYNAMIC, 12.0 NM, 100 K, 3000 RPM, 2,5KW NATURAL COOLING, IM B5 (V1, V3) POWER/SIGNAL CONNECTORS CONNECTOR CAN BE ROTATED BY 270 DEGR. RESOLVER MULTI-POLE (RESOLVER P=3) WITH DRIVE-CLIQ INTERFACE; PLAIN SHAFT, TOLERANCE N; W/O HOLDING BRAKE DEGREE OF PROTECTION IP64; PAINT FINISH RAL7016 | 2098 | TEM | 1 | MC | 15.503 | 1
1FK70647AF711UG5 | SIMOTICS S SYNCHRONOUS SERVOMOTOR, 1FK7 HIGH DYNAMIC, 12.0 NM, 100 K, 3000 RPM, 2,5KW NATURAL COOLING, IM B5 (V1, V3) POWER/SIGNAL CONNECTORS CONNECTOR CAN BE ROTATED BY 270 DEGR. RESOLVER MULTI-POLE (RESOLVER P=3) WITH DRIVE-CLIQ INTERFACE; PLAIN SHAFT, TOLERANCE N; W/O HOLDING BRAKE DEGREE OF PROTECTION IP65 AS FLANGE IP67; PAINT FINISH RAL7016 | 2200 | TEM | 1 | MC | 15.503 | 1
1FK70647AF711UG8 | SIMOTICS S SYNCHRONOUS SERVOMOTOR, 1FK7 HIGH DYNAMIC, 12.0 NM, 100 K, 3000 RPM, 2,5KW NATURAL COOLING, IM B5 (V1, V3) POWER/SIGNAL CONNECTORS CONNECTOR CAN BE ROTATED BY 270 DEGR. RESOLVER MULTI-POLE (RESOLVER P=3) WITH DRIVE-CLIQ INTERFACE; PLAIN SHAFT, TOLERANCE N; W/O HOLDING BRAKE DEGREE OF PROTECTION IP65 IP67 D-END FLANGE; RAL7016 COATING; METALLIC RATING PLATE AT MOTOR | 2308 | TEM | 1 | MC | 15.503 | 1
1FK70647AF711UH0 | SIMOTICS S SYNCHRONOUS SERVOMOTOR, 1FK7 HIGH DYNAMIC, 12.0 NM, 100 K, 3000 RPM, 2,5KW NATURAL COOLING, IM B5 (V1, V3) POWER/SIGNAL CONNECTORS CONNECTOR CAN BE ROTATED BY 270 DEGR. RESOLVER MULTI-POLE (RESOLVER P=3) WITH DRIVE-CLIQ INTERFACE; PLAIN SHAFT, TOLERANCE N; WITH HOLDING BRAKE DEGREE OF PROTECTION IP64 | 2381 | TEM | 1 | MC | 16.802 | 1
1FK70647AF711UH2 | SIMOTICS S SYNCHRONOUS SERVOMOTOR, 1FK7 HIGH DYNAMIC, 12.0 NM, 100 K, 3000 RPM, 2,5KW NATURAL COOLING, IM B5 (V1, V3) POWER/SIGNAL CONNECTORS CONNECTOR CAN BE ROTATED BY 270 DEGR. RESOLVER MULTI-POLE (RESOLVER P=3) WITH DRIVE-CLIQ INTERFACE; PLAIN SHAFT, TOLERANCE N; WITH HOLDING BRAKE DEGREE OF PROTECTION IP65 FLANGE ON DRIVE END IP67 | 2482 | TEM | 1 | MC | 16.802 | 1
1FK70647AF711UH3 | SIMOTICS S SYNCHRONOUS SERVOMOTOR, 1FK7 HIGH DYNAMIC, 12.0 NM, 100 K, 3000 RPM, 2,5KW NATURAL COOLING, IM B5 (V1, V3) POWER/SIGNAL CONNECTORS CONNECTOR CAN BE ROTATED BY 270 DEGR. RESOLVER MULTI-POLE (RESOLVER P=3) WITH DRIVE-CLIQ INTERFACE; PLAIN SHAFT, TOLERANCE N; WITH HOLDING BRAKE DEGREE OF PROTECTION IP64; PAINT FINISH RAL7016 | 2430 | TEM | 1 | MC | 16.802 | 1
1FK70647AF711UH5 | SIMOTICS S SYNCHRONOUS SERVOMOTOR, 1FK7 HIGH DYNAMIC, 12.0 NM, 100 K, 3000 RPM, 2,5KW NATURAL COOLING, IM B5 (V1, V3) POWER/SIGNAL CONNECTORS CONNECTOR CAN BE ROTATED BY 270 DEGR. RESOLVER MULTI-POLE (RESOLVER P=3) WITH DRIVE-CLIQ INTERFACE; PLAIN SHAFT, TOLERANCE N; WITH HOLDING BRAKE DEGREE OF PROTECTION IP65 AS FLANGE IP67; PAINT FINISH RAL7016 | 2531 | TEM | 1 | MC | 16.802 | 1
1FK70647AF711UH8 | SIMOTICS S SYNCHRONOUS SERVOMOTOR, 1FK7 HIGH DYNAMIC, 12.0 NM, 100 K, 3000 RPM, 2,5KW NATURAL COOLING, IM B5 (V1, V3) POWER/SIGNAL CONNECTORS CONNECTOR CAN BE ROTATED BY 270 DEGR. RESOLVER MULTI-POLE (RESOLVER P=3) WITH DRIVE-CLIQ INTERFACE; PLAIN SHAFT, TOLERANCE N; WITH HOLDING BRAKE DEGREE OF PROTECTION IP65 IP67 D-END FLANGE; RAL7016 COATING; METALLIC RATING PLATE AT MOTOR | 2640 | TEM | 1 | MC | 16.802 | 1
1FK70647AH711AA0 | SIMOTICS S SYNCHRONOUS SERVOMOTOR, 1FK7 HIGH DYNAMIC 12.0 NM, 100 K, 4500 RPM, 2,36KW NATURAL COOLING, IM B5 (V1, V3) POWER/SIGNAL CONNECTORS CONNECTOR CAN BE ROTATED BY 270 DEGR. INCREM. ENCODER, SIN/COS 1 VPP 2048 P/REV (ENCODER I-2048); SHAFT WITH FITTED KEY, TOLERANCE N; W/O HOLDING BRAKE DEGREE OF PROTECTION IP64 | 2517 | TEM | 1 | MC | 15.503 | 1
1FK70647AH711AA2 | SIMOTICS S SYNCHRONOUS SERVOMOTOR, 1FK7 HIGH DYNAMIC 12.0 NM, 100 K, 4500 RPM, 2,36KW NATURAL COOLING, IM B5 (V1, V3) POWER/SIGNAL CONNECTORS CONNECTOR CAN BE ROTATED BY 270 DEGR. INCREM. ENCODER, SIN/COS 1 VPP 2048 P/REV (ENCODER I-2048); SHAFT WITH FITTED KEY, TOLERANCE N; W/O HOLDING BRAKE DEGREE OF PROTECTION IP65 FLANGE ON DRIVE END IP67 | 2619 | TEM | 1 | MC | 15.503 | 1
1FK70647AH711AA3 | SIMOTICS S SYNCHRONOUS SERVOMOTOR, 1FK7 HIGH DYNAMIC 12.0 NM, 100 K, 4500 RPM, 2,36KW NATURAL COOLING, IM B5 (V1, V3) POWER/SIGNAL CONNECTORS CONNECTOR CAN BE ROTATED BY 270 DEGR. INCREM. ENCODER, SIN/COS 1 VPP 2048 P/REV (ENCODER I-2048); SHAFT WITH FITTED KEY, TOLERANCE N; W/O HOLDING BRAKE DEGREE OF PROTECTION IP64; PAINT FINISH RAL7016 | 2567 | TEM | 1 | MC | 15.503 | 1
1FK70647AH711AA5 | SIMOTICS S SYNCHRONOUS SERVOMOTOR, 1FK7 HIGH DYNAMIC 12.0 NM, 100 K, 4500 RPM, 2,36KW NATURAL COOLING, IM B5 (V1, V3) POWER/SIGNAL CONNECTORS CONNECTOR CAN BE ROTATED BY 270 DEGR. INCREM. ENCODER, SIN/COS 1 VPP 2048 P/REV (ENCODER I-2048); SHAFT WITH FITTED KEY, TOLERANCE N; W/O HOLDING BRAKE DEGREE OF PROTECTION IP65 AS FLANGE IP67; PAINT FINISH RAL7016 | 2668 | TEM | 1 | MC | 15.503 | 1
1FK70647AH711AA8 | SIMOTICS S SYNCHRONOUS SERVOMOTOR, 1FK7 HIGH DYNAMIC 12.0 NM, 100 K, 4500 RPM, 2,36KW NATURAL COOLING, IM B5 (V1, V3) POWER/SIGNAL CONNECTORS CONNECTOR CAN BE ROTATED BY 270 DEGR. INCREM. ENCODER, SIN/COS 1 VPP 2048 P/REV (ENCODER I-2048); SHAFT WITH FITTED KEY, TOLERANCE N; W/O HOLDING BRAKE DEGREE OF PROTECTION IP65 IP67 D-END FLANGE; RAL7016 COATING; METALLIC RATING PLATE AT MOTOR | 2777 | TEM | 1 | MC | 15.503 | 1
1FK70647AH711AB0 | SIMOTICS S SYNCHRONOUS SERVOMOTOR, 1FK7 HIGH DYNAMIC 12.0 NM, 100 K, 4500 RPM, 2,36KW NATURAL COOLING, IM B5 (V1, V3) POWER/SIGNAL CONNECTORS CONNECTOR CAN BE ROTATED BY 270 DEGR. INCREM. ENCODER, SIN/COS 1 VPP 2048 P/REV (ENCODER I-2048); SHAFT WITH FITTED KEY, TOLERANCE N; WITH HOLDING BRAKE DEGREE OF PROTECTION IP64 | 2846 | TEM | 1 | MC | 16.802 | 1
1FK70647AH711AB2 | SIMOTICS S SYNCHRONOUS SERVOMOTOR, 1FK7 HIGH DYNAMIC 12.0 NM, 100 K, 4500 RPM, 2,36KW NATURAL COOLING, IM B5 (V1, V3) POWER/SIGNAL CONNECTORS CONNECTOR CAN BE ROTATED BY 270 DEGR. INCREM. ENCODER, SIN/COS 1 VPP 2048 P/REV (ENCODER I-2048); SHAFT WITH FITTED KEY, TOLERANCE N; WITH HOLDING BRAKE DEGREE OF PROTECTION IP65 FLANGE ON DRIVE END IP67 | 2948 | TEM | 1 | MC | 16.802 | 1
1FK70647AH711AB3 | SIMOTICS S SYNCHRONOUS SERVOMOTOR, 1FK7 HIGH DYNAMIC 12.0 NM, 100 K, 4500 RPM, 2,36KW NATURAL COOLING, IM B5 (V1, V3) POWER/SIGNAL CONNECTORS CONNECTOR CAN BE ROTATED BY 270 DEGR. INCREM. ENCODER, SIN/COS 1 VPP 2048 P/REV (ENCODER I-2048); SHAFT WITH FITTED KEY, TOLERANCE N; WITH HOLDING BRAKE DEGREE OF PROTECTION IP64; PAINT FINISH RAL7016 | 2896 | TEM | 1 | MC | 16.802 | 1
1FK70647AH711AB5 | SIMOTICS S SYNCHRONOUS SERVOMOTOR, 1FK7 HIGH DYNAMIC 12.0 NM, 100 K, 4500 RPM, 2,36KW NATURAL COOLING, IM B5 (V1, V3) POWER/SIGNAL CONNECTORS CONNECTOR CAN BE ROTATED BY 270 DEGR. INCREM. ENCODER, SIN/COS 1 VPP 2048 P/REV (ENCODER I-2048); SHAFT WITH FITTED KEY, TOLERANCE N; WITH HOLDING BRAKE DEGREE OF PROTECTION IP65 AS FLANGE IP67; PAINT FINISH RAL7016 | 2997 | TEM | 1 | MC | 16.802 | 1
1FK70647AH711AB8 | SIMOTICS S SYNCHRONOUS SERVOMOTOR, 1FK7 HIGH DYNAMIC 12.0 NM, 100 K, 4500 RPM, 2,36KW NATURAL COOLING, IM B5 (V1, V3) POWER/SIGNAL CONNECTORS CONNECTOR CAN BE ROTATED BY 270 DEGR. INCREM. ENCODER, SIN/COS 1 VPP 2048 P/REV (ENCODER I-2048); SHAFT WITH FITTED KEY, TOLERANCE N; WITH HOLDING BRAKE DEGREE OF PROTECTION IP65 IP67 D-END FLANGE; RAL7016 COATING; METALLIC RATING PLATE AT MOTOR | 3106 | TEM | 1 | MC | 16.802 | 1
1FK70647AH711AG0 | SIMOTICS S SYNCHRONOUS SERVOMOTOR, 1FK7 HIGH DYNAMIC 12.0 NM, 100 K, 4500 RPM, 2,36KW NATURAL COOLING, IM B5 (V1, V3) POWER/SIGNAL CONNECTORS CONNECTOR CAN BE ROTATED BY 270 DEGR. INCREM. ENCODER, SIN/COS 1 VPP 2048 P/REV (ENCODER I-2048); PLAIN SHAFT, TOLERANCE N; W/O HOLDING BRAKE DEGREE OF PROTECTION IP64 | 2424 | TEM | 1 | MC | 15.503 | 1
1FK70647AH711AG2 | SIMOTICS S SYNCHRONOUS SERVOMOTOR, 1FK7 HIGH DYNAMIC 12.0 NM, 100 K, 4500 RPM, 2,36KW NATURAL COOLING, IM B5 (V1, V3) POWER/SIGNAL CONNECTORS CONNECTOR CAN BE ROTATED BY 270 DEGR. INCREM. ENCODER, SIN/COS 1 VPP 2048 P/REV (ENCODER I-2048); PLAIN SHAFT, TOLERANCE N; W/O HOLDING BRAKE DEGREE OF PROTECTION IP65 FLANGE ON DRIVE END IP67 | 2525 | TEM | 1 | MC | 15.503 | 1
1FK70647AH711AG3 | SIMOTICS S SYNCHRONOUS SERVOMOTOR, 1FK7 HIGH DYNAMIC 12.0 NM, 100 K, 4500 RPM, 2,36KW NATURAL COOLING, IM B5 (V1, V3) POWER/SIGNAL CONNECTORS CONNECTOR CAN BE ROTATED BY 270 DEGR. INCREM. ENCODER, SIN/COS 1 VPP 2048 P/REV (ENCODER I-2048); PLAIN SHAFT, TOLERANCE N; W/O HOLDING BRAKE DEGREE OF PROTECTION IP64; PAINT FINISH RAL7016 | 2473 | TEM | 1 | MC | 15.503 | 1
1FK70647AH711AG5 | SIMOTICS S SYNCHRONOUS SERVOMOTOR, 1FK7 HIGH DYNAMIC 12.0 NM, 100 K, 4500 RPM, 2,36KW NATURAL COOLING, IM B5 (V1, V3) POWER/SIGNAL CONNECTORS CONNECTOR CAN BE ROTATED BY 270 DEGR. INCREM. ENCODER, SIN/COS 1 VPP 2048 P/REV (ENCODER I-2048); PLAIN SHAFT, TOLERANCE N; W/O HOLDING BRAKE DEGREE OF PROTECTION IP65 AS FLANGE IP67; PAINT FINISH RAL7016 | 2574 | TEM | 1 | MC | 15.503 | 1
1FK70647AH711AG8 | SIMOTICS S SYNCHRONOUS SERVOMOTOR, 1FK7 HIGH DYNAMIC 12.0 NM, 100 K, 4500 RPM, 2,36KW NATURAL COOLING, IM B5 (V1, V3) POWER/SIGNAL CONNECTORS CONNECTOR CAN BE ROTATED BY 270 DEGR. INCREM. ENCODER, SIN/COS 1 VPP 2048 P/REV (ENCODER I-2048); PLAIN SHAFT, TOLERANCE N; W/O HOLDING BRAKE DEGREE OF PROTECTION IP65 IP67 D-END FLANGE; RAL7016 COATING; METALLIC RATING PLATE AT MOTOR | 2683 | TEM | 1 | MC | 15.503 | 1
1FK70647AH711AH0 | SIMOTICS S SYNCHRONOUS SERVOMOTOR, 1FK7 HIGH DYNAMIC 12.0 NM, 100 K, 4500 RPM, 2,36KW NATURAL COOLING, IM B5 (V1, V3) POWER/SIGNAL CONNECTORS CONNECTOR CAN BE ROTATED BY 270 DEGR. INCREM. ENCODER, SIN/COS 1 VPP 2048 P/REV (ENCODER I-2048); PLAIN SHAFT, TOLERANCE N; WITH HOLDING BRAKE DEGREE OF PROTECTION IP64 | 2755 | TEM | 1 | MC | 16.802 | 1
1FK70647AH711AH2 | SIMOTICS S SYNCHRONOUS SERVOMOTOR, 1FK7 HIGH DYNAMIC 12.0 NM, 100 K, 4500 RPM, 2,36KW NATURAL COOLING, IM B5 (V1, V3) POWER/SIGNAL CONNECTORS CONNECTOR CAN BE ROTATED BY 270 DEGR. INCREM. ENCODER, SIN/COS 1 VPP 2048 P/REV (ENCODER I-2048); PLAIN SHAFT, TOLERANCE N; WITH HOLDING BRAKE DEGREE OF PROTECTION IP65 FLANGE ON DRIVE END IP67 | 2857 | TEM | 1 | MC | 16.802 | 1
1FK70647AH711AH3 | SIMOTICS S SYNCHRONOUS SERVOMOTOR, 1FK7 HIGH DYNAMIC 12.0 NM, 100 K, 4500 RPM, 2,36KW NATURAL COOLING, IM B5 (V1, V3) POWER/SIGNAL CONNECTORS CONNECTOR CAN BE ROTATED BY 270 DEGR. INCREM. ENCODER, SIN/COS 1 VPP 2048 P/REV (ENCODER I-2048); PLAIN SHAFT, TOLERANCE N; WITH HOLDING BRAKE DEGREE OF PROTECTION IP64; PAINT FINISH RAL7016 | 2804 | TEM | 1 | MC | 16.802 | 1
1FK70647AH711AH5 | SIMOTICS S SYNCHRONOUS SERVOMOTOR, 1FK7 HIGH DYNAMIC 12.0 NM, 100 K, 4500 RPM, 2,36KW NATURAL COOLING, IM B5 (V1, V3) POWER/SIGNAL CONNECTORS CONNECTOR CAN BE ROTATED BY 270 DEGR. INCREM. ENCODER, SIN/COS 1 VPP 2048 P/REV (ENCODER I-2048); PLAIN SHAFT, TOLERANCE N; WITH HOLDING BRAKE DEGREE OF PROTECTION IP65 AS FLANGE IP67; PAINT FINISH RAL7016 | 2906 | TEM | 1 | MC | 16.802 | 1
1FK70647AH711AH8 | SIMOTICS S SYNCHRONOUS SERVOMOTOR, 1FK7 HIGH DYNAMIC 12.0 NM, 100 K, 4500 RPM, 2,36KW NATURAL COOLING, IM B5 (V1, V3) POWER/SIGNAL CONNECTORS CONNECTOR CAN BE ROTATED BY 270 DEGR. INCREM. ENCODER, SIN/COS 1 VPP 2048 P/REV (ENCODER I-2048); PLAIN SHAFT, TOLERANCE N; WITH HOLDING BRAKE DEGREE OF PROTECTION IP65 IP67 D-END FLANGE; RAL7016 COATING; METALLIC RATING PLATE AT MOTOR | 3014 | TEM | 1 | MC | 16.802 | 1
1FK70647AH711DA0 | SIMOTICS S SYNCHRONOUS SERVOMOTOR, 1FK7 HIGH DYNAMIC 12.0 NM, 100 K, 4500 RPM, 2,36KW NATURAL COOLING, IM B5 (V1, V3) POWER/SIGNAL CONNECTORS CONNECTOR CAN BE ROTATED BY 270 DEGR. INCREMENTAL ENCODER 2048 P/REV (ENCODER I-2048) WITH DRIVE-CLIQ INTERFACE; SHAFT WITH FITTED KEY, TOLERANCE N; W/O HOLDING BRAKE DEGREE OF PROTECTION IP64 | 2779 | TEM | 1 | MC | 15.503 | 1
1FK70647AH711DA2 | SIMOTICS S SYNCHRONOUS SERVOMOTOR, 1FK7 HIGH DYNAMIC 12.0 NM, 100 K, 4500 RPM, 2,36KW NATURAL COOLING, IM B5 (V1, V3) POWER/SIGNAL CONNECTORS CONNECTOR CAN BE ROTATED BY 270 DEGR. INCREMENTAL ENCODER 2048 P/REV (ENCODER I-2048) WITH DRIVE-CLIQ INTERFACE; SHAFT WITH FITTED KEY, TOLERANCE N; W/O HOLDING BRAKE DEGREE OF PROTECTION IP65 FLANGE ON DRIVE END IP67 | 2881 | TEM | 1 | MC | 15.503 | 1
1FK70647AH711DA3 | SIMOTICS S SYNCHRONOUS SERVOMOTOR, 1FK7 HIGH DYNAMIC 12.0 NM, 100 K, 4500 RPM, 2,36KW NATURAL COOLING, IM B5 (V1, V3) POWER/SIGNAL CONNECTORS CONNECTOR CAN BE ROTATED BY 270 DEGR. INCREMENTAL ENCODER 2048 P/REV (ENCODER I-2048) WITH DRIVE-CLIQ INTERFACE; SHAFT WITH FITTED KEY, TOLERANCE N; W/O HOLDING BRAKE DEGREE OF PROTECTION IP64; PAINT FINISH RAL7016 | 2828 | TEM | 1 | MC | 15.503 | 1
1FK70647AH711DA5 | SIMOTICS S SYNCHRONOUS SERVOMOTOR, 1FK7 HIGH DYNAMIC 12.0 NM, 100 K, 4500 RPM, 2,36KW NATURAL COOLING, IM B5 (V1, V3) POWER/SIGNAL CONNECTORS CONNECTOR CAN BE ROTATED BY 270 DEGR. INCREMENTAL ENCODER 2048 P/REV (ENCODER I-2048) WITH DRIVE-CLIQ INTERFACE; SHAFT WITH FITTED KEY, TOLERANCE N; W/O HOLDING BRAKE DEGREE OF PROTECTION IP65 AS FLANGE IP67; PAINT FINISH RAL7016 | 2930 | TEM | 1 | MC | 15.503 | 1
1FK70647AH711DA8 | SIMOTICS S SYNCHRONOUS SERVOMOTOR, 1FK7 HIGH DYNAMIC 12.0 NM, 100 K, 4500 RPM, 2,36KW NATURAL COOLING, IM B5 (V1, V3) POWER/SIGNAL CONNECTORS CONNECTOR CAN BE ROTATED BY 270 DEGR. INCREMENTAL ENCODER 2048 P/REV (ENCODER I-2048) WITH DRIVE-CLIQ INTERFACE; SHAFT WITH FITTED KEY, TOLERANCE N; W/O HOLDING BRAKE DEGREE OF PROTECTION IP65 IP67 D-END FLANGE; RAL7016 COATING; METALLIC RATING PLATE AT MOTOR | 3039 | TEM | 1 | MC | 15.503 | 1
1FK70647AH711DB0 | SIMOTICS S SYNCHRONOUS SERVOMOTOR, 1FK7 HIGH DYNAMIC 12.0 NM, 100 K, 4500 RPM, 2,36KW NATURAL COOLING, IM B5 (V1, V3) POWER/SIGNAL CONNECTORS CONNECTOR CAN BE ROTATED BY 270 DEGR. INCREMENTAL ENCODER 2048 P/REV (ENCODER I-2048) WITH DRIVE-CLIQ INTERFACE; SHAFT WITH FITTED KEY, TOLERANCE N; WITH HOLDING BRAKE DEGREE OF PROTECTION IP64 | 3108 | TEM | 1 | MC | 16.802 | 1
1FK70647AH711DB2 | SIMOTICS S SYNCHRONOUS SERVOMOTOR, 1FK7 HIGH DYNAMIC 12.0 NM, 100 K, 4500 RPM, 2,36KW NATURAL COOLING, IM B5 (V1, V3) POWER/SIGNAL CONNECTORS CONNECTOR CAN BE ROTATED BY 270 DEGR. INCREMENTAL ENCODER 2048 P/REV (ENCODER I-2048) WITH DRIVE-CLIQ INTERFACE; SHAFT WITH FITTED KEY, TOLERANCE N; WITH HOLDING BRAKE DEGREE OF PROTECTION IP65 FLANGE ON DRIVE END IP67 | 3210 | TEM | 1 | MC | 16.802 | 1
1FK70647AH711DB3 | SIMOTICS S SYNCHRONOUS SERVOMOTOR, 1FK7 HIGH DYNAMIC 12.0 NM, 100 K, 4500 RPM, 2,36KW NATURAL COOLING, IM B5 (V1, V3) POWER/SIGNAL CONNECTORS CONNECTOR CAN BE ROTATED BY 270 DEGR. INCREMENTAL ENCODER 2048 P/REV (ENCODER I-2048) WITH DRIVE-CLIQ INTERFACE; SHAFT WITH FITTED KEY, TOLERANCE N; WITH HOLDING BRAKE DEGREE OF PROTECTION IP64; PAINT FINISH RAL7016 | 3157 | TEM | 1 | MC | 16.802 | 1
1FK70647AH711DB5 | SIMOTICS S SYNCHRONOUS SERVOMOTOR, 1FK7 HIGH DYNAMIC 12.0 NM, 100 K, 4500 RPM, 2,36KW NATURAL COOLING, IM B5 (V1, V3) POWER/SIGNAL CONNECTORS CONNECTOR CAN BE ROTATED BY 270 DEGR. INCREMENTAL ENCODER 2048 P/REV (ENCODER I-2048) WITH DRIVE-CLIQ INTERFACE; SHAFT WITH FITTED KEY, TOLERANCE N; WITH HOLDING BRAKE DEGREE OF PROTECTION IP65 AS FLANGE IP67; PAINT FINISH RAL7016 | 3259 | TEM | 1 | MC | 16.802 | 1
1FK70647AH711DB8 | SIMOTICS S SYNCHRONOUS SERVOMOTOR, 1FK7 HIGH DYNAMIC 12.0 NM, 100 K, 4500 RPM, 2,36KW NATURAL COOLING, IM B5 (V1, V3) POWER/SIGNAL CONNECTORS CONNECTOR CAN BE ROTATED BY 270 DEGR. INCREMENTAL ENCODER 2048 P/REV (ENCODER I-2048) WITH DRIVE-CLIQ INTERFACE; SHAFT WITH FITTED KEY, TOLERANCE N; WITH HOLDING BRAKE DEGREE OF PROTECTION IP65 IP67 D-END FLANGE; RAL7016 COATING; METALLIC RATING PLATE AT MOTOR | 3368 | TEM | 1 | MC | 16.802 | 1
1FK70647AH711DG0 | SIMOTICS S SYNCHRONOUS SERVOMOTOR, 1FK7 HIGH DYNAMIC 12.0 NM, 100 K, 4500 RPM, 2,36KW NATURAL COOLING, IM B5 (V1, V3) POWER/SIGNAL CONNECTORS CONNECTOR CAN BE ROTATED BY 270 DEGR. INCREMENTAL ENCODER 2048 P/REV (ENCODER I-2048) WITH DRIVE-CLIQ INTERFACE; PLAIN SHAFT, TOLERANCE N; W/O HOLDING BRAKE DEGREE OF PROTECTION IP64 | 2686 | TEM | 1 | MC | 15.503 | 1
1FK70647AH711DG2 | SIMOTICS S SYNCHRONOUS SERVOMOTOR, 1FK7 HIGH DYNAMIC 12.0 NM, 100 K, 4500 RPM, 2,36KW NATURAL COOLING, IM B5 (V1, V3) POWER/SIGNAL CONNECTORS CONNECTOR CAN BE ROTATED BY 270 DEGR. INCREMENTAL ENCODER 2048 P/REV (ENCODER I-2048) WITH DRIVE-CLIQ INTERFACE; PLAIN SHAFT, TOLERANCE N; W/O HOLDING BRAKE DEGREE OF PROTECTION IP65 FLANGE ON DRIVE END IP67 | 2787 | TEM | 1 | MC | 15.503 | 1
1FK70647AH711DG3 | SIMOTICS S SYNCHRONOUS SERVOMOTOR, 1FK7 HIGH DYNAMIC 12.0 NM, 100 K, 4500 RPM, 2,36KW NATURAL COOLING, IM B5 (V1, V3) POWER/SIGNAL CONNECTORS CONNECTOR CAN BE ROTATED BY 270 DEGR. INCREMENTAL ENCODER 2048 P/REV (ENCODER I-2048) WITH DRIVE-CLIQ INTERFACE; PLAIN SHAFT, TOLERANCE N; W/O HOLDING BRAKE DEGREE OF PROTECTION IP64; PAINT FINISH RAL7016 | 2735 | TEM | 1 | MC | 15.503 | 1
1FK70647AH711DG5 | SIMOTICS S SYNCHRONOUS SERVOMOTOR, 1FK7 HIGH DYNAMIC 12.0 NM, 100 K, 4500 RPM, 2,36KW NATURAL COOLING, IM B5 (V1, V3) POWER/SIGNAL CONNECTORS CONNECTOR CAN BE ROTATED BY 270 DEGR. INCREMENTAL ENCODER 2048 P/REV (ENCODER I-2048) WITH DRIVE-CLIQ INTERFACE; PLAIN SHAFT, TOLERANCE N; W/O HOLDING BRAKE DEGREE OF PROTECTION IP65 AS FLANGE IP67; PAINT FINISH RAL7016 | 2836 | TEM | 1 | MC | 15.503 | 1
1FK70647AH711DG8 | SIMOTICS S SYNCHRONOUS SERVOMOTOR, 1FK7 HIGH DYNAMIC 12.0 NM, 100 K, 4500 RPM, 2,36KW NATURAL COOLING, IM B5 (V1, V3) POWER/SIGNAL CONNECTORS CONNECTOR CAN BE ROTATED BY 270 DEGR. INCREMENTAL ENCODER 2048 P/REV (ENCODER I-2048) WITH DRIVE-CLIQ INTERFACE; PLAIN SHAFT, TOLERANCE N; W/O HOLDING BRAKE DEGREE OF PROTECTION IP65 IP67 D-END FLANGE; RAL7016 COATING; METALLIC RATING PLATE AT MOTOR | 2945 | TEM | 1 | MC | 15.503 | 1
1FK70647AH711DH0 | SIMOTICS S SYNCHRONOUS SERVOMOTOR, 1FK7 HIGH DYNAMIC 12.0 NM, 100 K, 4500 RPM, 2,36KW NATURAL COOLING, IM B5 (V1, V3) POWER/SIGNAL CONNECTORS CONNECTOR CAN BE ROTATED BY 270 DEGR. INCREMENTAL ENCODER 2048 P/REV (ENCODER I-2048) WITH DRIVE-CLIQ INTERFACE; PLAIN SHAFT, TOLERANCE N; WITH HOLDING BRAKE DEGREE OF PROTECTION IP64 | 3017 | TEM | 1 | MC | 16.802 | 1
1FK70647AH711DH2 | SIMOTICS S SYNCHRONOUS SERVOMOTOR, 1FK7 HIGH DYNAMIC 12.0 NM, 100 K, 4500 RPM, 2,36KW NATURAL COOLING, IM B5 (V1, V3) POWER/SIGNAL CONNECTORS CONNECTOR CAN BE ROTATED BY 270 DEGR. INCREMENTAL ENCODER 2048 P/REV (ENCODER I-2048) WITH DRIVE-CLIQ INTERFACE; PLAIN SHAFT, TOLERANCE N; WITH HOLDING BRAKE DEGREE OF PROTECTION IP65 FLANGE ON DRIVE END IP67 | 3118 | TEM | 1 | MC | 16.802 | 1
1FK70647AH711DH3 | SIMOTICS S SYNCHRONOUS SERVOMOTOR, 1FK7 HIGH DYNAMIC 12.0 NM, 100 K, 4500 RPM, 2,36KW NATURAL COOLING, IM B5 (V1, V3) POWER/SIGNAL CONNECTORS CONNECTOR CAN BE ROTATED BY 270 DEGR. INCREMENTAL ENCODER 2048 P/REV (ENCODER I-2048) WITH DRIVE-CLIQ INTERFACE; PLAIN SHAFT, TOLERANCE N; WITH HOLDING BRAKE DEGREE OF PROTECTION IP64; PAINT FINISH RAL7016 | 3066 | TEM | 1 | MC | 16.802 | 1
1FK70647AH711DH5 | SIMOTICS S SYNCHRONOUS SERVOMOTOR, 1FK7 HIGH DYNAMIC 12.0 NM, 100 K, 4500 RPM, 2,36KW NATURAL COOLING, IM B5 (V1, V3) POWER/SIGNAL CONNECTORS CONNECTOR CAN BE ROTATED BY 270 DEGR. INCREMENTAL ENCODER 2048 P/REV (ENCODER I-2048) WITH DRIVE-CLIQ INTERFACE; PLAIN SHAFT, TOLERANCE N; WITH HOLDING BRAKE DEGREE OF PROTECTION IP65 AS FLANGE IP67; PAINT FINISH RAL7016 | 3168 | TEM | 1 | MC | 16.802 | 1
1FK70647AH711DH8 | SIMOTICS S SYNCHRONOUS SERVOMOTOR, 1FK7 HIGH DYNAMIC 12.0 NM, 100 K, 4500 RPM, 2,36KW NATURAL COOLING, IM B5 (V1, V3) POWER/SIGNAL CONNECTORS CONNECTOR CAN BE ROTATED BY 270 DEGR. INCREMENTAL ENCODER 2048 P/REV (ENCODER I-2048) WITH DRIVE-CLIQ INTERFACE; PLAIN SHAFT, TOLERANCE N; WITH HOLDING BRAKE DEGREE OF PROTECTION IP65 IP67 D-END FLANGE; RAL7016 COATING; METALLIC RATING PLATE AT MOTOR | 3276 | TEM | 1 | MC | 16.802 | 1
1FK70647AH711EA0 | SIMOTICS S SYNCHRONOUS SERVOMOTOR, 1FK7 HIGH DYNAMIC 12.0 NM, 100 K, 4500 RPM, 2,36KW NATURAL COOLING, IM B5 (V1, V3) POWER/SIGNAL CONNECTORS CONNECTOR CAN BE ROTATED BY 270 DEGR. ABSOLUTE ENCODER ENDAT 2048 P/REV (ENCODER A-2048); PERFORMANCE REDUCTION BY 10% DUE TO ABSOLUTE ENCODER; SHAFT WITH FITTED KEY, TOLERANCE N; W/O HOLDING BRAKE DEGREE OF PROTECTION IP64 | 2921 | TEM | 1 | MC | 15.503 | 1
1FK70647AH711EA2 | SIMOTICS S SYNCHRONOUS SERVOMOTOR, 1FK7 HIGH DYNAMIC 12.0 NM, 100 K, 4500 RPM, 2,36KW NATURAL COOLING, IM B5 (V1, V3) POWER/SIGNAL CONNECTORS CONNECTOR CAN BE ROTATED BY 270 DEGR. ABSOLUTE ENCODER ENDAT 2048 P/REV (ENCODER A-2048); PERFORMANCE REDUCTION BY 10% DUE TO ABSOLUTE ENCODER; SHAFT WITH FITTED KEY, TOLERANCE N; W/O HOLDING BRAKE DEGREE OF PROTECTION IP65 FLANGE ON DRIVE END IP67 | 3022 | TEM | 1 | MC | 15.503 | 1
1FK70647AH711EA3 | SIMOTICS S SYNCHRONOUS SERVOMOTOR, 1FK7 HIGH DYNAMIC 12.0 NM, 100 K, 4500 RPM, 2,36KW NATURAL COOLING, IM B5 (V1, V3) POWER/SIGNAL CONNECTORS CONNECTOR CAN BE ROTATED BY 270 DEGR. ABSOLUTE ENCODER ENDAT 2048 P/REV (ENCODER A-2048); PERFORMANCE REDUCTION BY 10% DUE TO ABSOLUTE ENCODER; SHAFT WITH FITTED KEY, TOLERANCE N; W/O HOLDING BRAKE DEGREE OF PROTECTION IP64; PAINT FINISH RAL7016 | 2970 | TEM | 1 | MC | 15.503 | 1
1FK70647AH711EA5 | SIMOTICS S SYNCHRONOUS SERVOMOTOR, 1FK7 HIGH DYNAMIC 12.0 NM, 100 K, 4500 RPM, 2,36KW NATURAL COOLING, IM B5 (V1, V3) POWER/SIGNAL CONNECTORS CONNECTOR CAN BE ROTATED BY 270 DEGR. ABSOLUTE ENCODER ENDAT 2048 P/REV (ENCODER A-2048); PERFORMANCE REDUCTION BY 10% DUE TO ABSOLUTE ENCODER; SHAFT WITH FITTED KEY, TOLERANCE N; W/O HOLDING BRAKE DEGREE OF PROTECTION IP65 AS FLANGE IP67; PAINT FINISH RAL7016 | 3072 | TEM | 1 | MC | 15.503 | 1
1FK70647AH711EA8 | SIMOTICS S SYNCHRONOUS SERVOMOTOR, 1FK7 HIGH DYNAMIC 12.0 NM, 100 K, 4500 RPM, 2,36KW NATURAL COOLING, IM B5 (V1, V3) POWER/SIGNAL CONNECTORS CONNECTOR CAN BE ROTATED BY 270 DEGR. ABSOLUTE ENCODER ENDAT 2048 P/REV (ENCODER A-2048); PERFORMANCE REDUCTION BY 10% DUE TO ABSOLUTE ENCODER; SHAFT WITH FITTED KEY, TOLERANCE N; W/O HOLDING BRAKE DEGREE OF PROTECTION IP65 IP67 D-END FLANGE; RAL7016 COATING; METALLIC RATING PLATE AT MOTOR | 3180 | TEM | 1 | MC | 15.503 | 1
1FK70647AH711EB0 | SIMOTICS S SYNCHRONOUS SERVOMOTOR, 1FK7 HIGH DYNAMIC 12.0 NM, 100 K, 4500 RPM, 2,36KW NATURAL COOLING, IM B5 (V1, V3) POWER/SIGNAL CONNECTORS CONNECTOR CAN BE ROTATED BY 270 DEGR. ABSOLUTE ENCODER ENDAT 2048 P/REV (ENCODER A-2048); PERFORMANCE REDUCTION BY 10% DUE TO ABSOLUTE ENCODER; SHAFT WITH FITTED KEY, TOLERANCE N; WITH HOLDING BRAKE DEGREE OF PROTECTION IP64 | 3250 | TEM | 1 | MC | 16.802 | 1
1FK70647AH711EB2 | SIMOTICS S SYNCHRONOUS SERVOMOTOR, 1FK7 HIGH DYNAMIC 12.0 NM, 100 K, 4500 RPM, 2,36KW NATURAL COOLING, IM B5 (V1, V3) POWER/SIGNAL CONNECTORS CONNECTOR CAN BE ROTATED BY 270 DEGR. ABSOLUTE ENCODER ENDAT 2048 P/REV (ENCODER A-2048); PERFORMANCE REDUCTION BY 10% DUE TO ABSOLUTE ENCODER; SHAFT WITH FITTED KEY, TOLERANCE N; WITH HOLDING BRAKE DEGREE OF PROTECTION IP65 FLANGE ON DRIVE END IP67 | 3351 | TEM | 1 | MC | 16.802 | 1
1FK70647AH711EB3 | SIMOTICS S SYNCHRONOUS SERVOMOTOR, 1FK7 HIGH DYNAMIC 12.0 NM, 100 K, 4500 RPM, 2,36KW NATURAL COOLING, IM B5 (V1, V3) POWER/SIGNAL CONNECTORS CONNECTOR CAN BE ROTATED BY 270 DEGR. ABSOLUTE ENCODER ENDAT 2048 P/REV (ENCODER A-2048); PERFORMANCE REDUCTION BY 10% DUE TO ABSOLUTE ENCODER; SHAFT WITH FITTED KEY, TOLERANCE N; WITH HOLDING BRAKE DEGREE OF PROTECTION IP64; PAINT FINISH RAL7016 | 3299 | TEM | 1 | MC | 16.802 | 1
1FK70647AH711EB5 | SIMOTICS S SYNCHRONOUS SERVOMOTOR, 1FK7 HIGH DYNAMIC 12.0 NM, 100 K, 4500 RPM, 2,36KW NATURAL COOLING, IM B5 (V1, V3) POWER/SIGNAL CONNECTORS CONNECTOR CAN BE ROTATED BY 270 DEGR. ABSOLUTE ENCODER ENDAT 2048 P/REV (ENCODER A-2048); PERFORMANCE REDUCTION BY 10% DUE TO ABSOLUTE ENCODER; SHAFT WITH FITTED KEY, TOLERANCE N; WITH HOLDING BRAKE DEGREE OF PROTECTION IP65 AS FLANGE IP67; PAINT FINISH RAL7016 | 3401 | TEM | 1 | MC | 16.802 | 1
1FK70647AH711EB8 | SIMOTICS S SYNCHRONOUS SERVOMOTOR, 1FK7 HIGH DYNAMIC 12.0 NM, 100 K, 4500 RPM, 2,36KW NATURAL COOLING, IM B5 (V1, V3) POWER/SIGNAL CONNECTORS CONNECTOR CAN BE ROTATED BY 270 DEGR. ABSOLUTE ENCODER ENDAT 2048 P/REV (ENCODER A-2048); PERFORMANCE REDUCTION BY 10% DUE TO ABSOLUTE ENCODER; SHAFT WITH FITTED KEY, TOLERANCE N; WITH HOLDING BRAKE DEGREE OF PROTECTION IP65 IP67 D-END FLANGE; RAL7016 COATING; METALLIC RATING PLATE AT MOTOR | 3509 | TEM | 1 | MC | 16.802 | 1
1FK70647AH711EG0 | SIMOTICS S SYNCHRONOUS SERVOMOTOR, 1FK7 HIGH DYNAMIC 12.0 NM, 100 K, 4500 RPM, 2,36KW NATURAL COOLING, IM B5 (V1, V3) POWER/SIGNAL CONNECTORS CONNECTOR CAN BE ROTATED BY 270 DEGR. ABSOLUTE ENCODER ENDAT 2048 P/REV (ENCODER A-2048); PERFORMANCE REDUCTION BY 10% DUE TO ABSOLUTE ENCODER; PLAIN SHAFT, TOLERANCE N; W/O HOLDING BRAKE DEGREE OF PROTECTION IP64 | 2827 | TEM | 1 | MC | 15.503 | 1
1FK70647AH711EG2 | SIMOTICS S SYNCHRONOUS SERVOMOTOR, 1FK7 HIGH DYNAMIC 12.0 NM, 100 K, 4500 RPM, 2,36KW NATURAL COOLING, IM B5 (V1, V3) POWER/SIGNAL CONNECTORS CONNECTOR CAN BE ROTATED BY 270 DEGR. ABSOLUTE ENCODER ENDAT 2048 P/REV (ENCODER A-2048); PERFORMANCE REDUCTION BY 10% DUE TO ABSOLUTE ENCODER; PLAIN SHAFT, TOLERANCE N; W/O HOLDING BRAKE DEGREE OF PROTECTION IP65 FLANGE ON DRIVE END IP67 | 2929 | TEM | 1 | MC | 15.503 | 1
1FK70647AH711EG3 | SIMOTICS S SYNCHRONOUS SERVOMOTOR, 1FK7 HIGH DYNAMIC 12.0 NM, 100 K, 4500 RPM, 2,36KW NATURAL COOLING, IM B5 (V1, V3) POWER/SIGNAL CONNECTORS CONNECTOR CAN BE ROTATED BY 270 DEGR. ABSOLUTE ENCODER ENDAT 2048 P/REV (ENCODER A-2048); PERFORMANCE REDUCTION BY 10% DUE TO ABSOLUTE ENCODER; PLAIN SHAFT, TOLERANCE N; W/O HOLDING BRAKE DEGREE OF PROTECTION IP64; PAINT FINISH RAL7016 | 2876 | TEM | 1 | MC | 15.503 | 1
1FK70647AH711EG5 | SIMOTICS S SYNCHRONOUS SERVOMOTOR, 1FK7 HIGH DYNAMIC 12.0 NM, 100 K, 4500 RPM, 2,36KW NATURAL COOLING, IM B5 (V1, V3) POWER/SIGNAL CONNECTORS CONNECTOR CAN BE ROTATED BY 270 DEGR. ABSOLUTE ENCODER ENDAT 2048 P/REV (ENCODER A-2048); PERFORMANCE REDUCTION BY 10% DUE TO ABSOLUTE ENCODER; PLAIN SHAFT, TOLERANCE N; W/O HOLDING BRAKE DEGREE OF PROTECTION IP65 AS FLANGE IP67; PAINT FINISH RAL7016 | 2978 | TEM | 1 | MC | 15.503 | 1
1FK70647AH711EG8 | SIMOTICS S SYNCHRONOUS SERVOMOTOR, 1FK7 HIGH DYNAMIC 12.0 NM, 100 K, 4500 RPM, 2,36KW NATURAL COOLING, IM B5 (V1, V3) POWER/SIGNAL CONNECTORS CONNECTOR CAN BE ROTATED BY 270 DEGR. ABSOLUTE ENCODER ENDAT 2048 P/REV (ENCODER A-2048); PERFORMANCE REDUCTION BY 10% DUE TO ABSOLUTE ENCODER; PLAIN SHAFT, TOLERANCE N; W/O HOLDING BRAKE DEGREE OF PROTECTION IP65 IP67 D-END FLANGE; RAL7016 COATING; METALLIC RATING PLATE AT MOTOR | 3087 | TEM | 1 | MC | 15.503 | 1
1FK70647AH711EH0 | SIMOTICS S SYNCHRONOUS SERVOMOTOR, 1FK7 HIGH DYNAMIC 12.0 NM, 100 K, 4500 RPM, 2,36KW NATURAL COOLING, IM B5 (V1, V3) POWER/SIGNAL CONNECTORS CONNECTOR CAN BE ROTATED BY 270 DEGR. ABSOLUTE ENCODER ENDAT 2048 P/REV (ENCODER A-2048); PERFORMANCE REDUCTION BY 10% DUE TO ABSOLUTE ENCODER; PLAIN SHAFT, TOLERANCE N; WITH HOLDING BRAKE DEGREE OF PROTECTION IP64 | 3159 | TEM | 1 | MC | 16.802 | 1
1FK70647AH711EH2 | SIMOTICS S SYNCHRONOUS SERVOMOTOR, 1FK7 HIGH DYNAMIC 12.0 NM, 100 K, 4500 RPM, 2,36KW NATURAL COOLING, IM B5 (V1, V3) POWER/SIGNAL CONNECTORS CONNECTOR CAN BE ROTATED BY 270 DEGR. ABSOLUTE ENCODER ENDAT 2048 P/REV (ENCODER A-2048); PERFORMANCE REDUCTION BY 10% DUE TO ABSOLUTE ENCODER; PLAIN SHAFT, TOLERANCE N; WITH HOLDING BRAKE DEGREE OF PROTECTION IP65 FLANGE ON DRIVE END IP67 | 3260 | TEM | 1 | MC | 16.802 | 1
1FK70647AH711EH3 | SIMOTICS S SYNCHRONOUS SERVOMOTOR, 1FK7 HIGH DYNAMIC 12.0 NM, 100 K, 4500 RPM, 2,36KW NATURAL COOLING, IM B5 (V1, V3) POWER/SIGNAL CONNECTORS CONNECTOR CAN BE ROTATED BY 270 DEGR. ABSOLUTE ENCODER ENDAT 2048 P/REV (ENCODER A-2048); PERFORMANCE REDUCTION BY 10% DUE TO ABSOLUTE ENCODER; PLAIN SHAFT, TOLERANCE N; WITH HOLDING BRAKE DEGREE OF PROTECTION IP64; PAINT FINISH RAL7016 | 3208 | TEM | 1 | MC | 16.802 | 1
1FK70647AH711EH5 | SIMOTICS S SYNCHRONOUS SERVOMOTOR, 1FK7 HIGH DYNAMIC 12.0 NM, 100 K, 4500 RPM, 2,36KW NATURAL COOLING, IM B5 (V1, V3) POWER/SIGNAL CONNECTORS CONNECTOR CAN BE ROTATED BY 270 DEGR. ABSOLUTE ENCODER ENDAT 2048 P/REV (ENCODER A-2048); PERFORMANCE REDUCTION BY 10% DUE TO ABSOLUTE ENCODER; PLAIN SHAFT, TOLERANCE N; WITH HOLDING BRAKE DEGREE OF PROTECTION IP65 AS FLANGE IP67; PAINT FINISH RAL7016 | 3309 | TEM | 1 | MC | 16.802 | 1
1FK70647AH711EH8 | SIMOTICS S SYNCHRONOUS SERVOMOTOR, 1FK7 HIGH DYNAMIC 12.0 NM, 100 K, 4500 RPM, 2,36KW NATURAL COOLING, IM B5 (V1, V3) POWER/SIGNAL CONNECTORS CONNECTOR CAN BE ROTATED BY 270 DEGR. ABSOLUTE ENCODER ENDAT 2048 P/REV (ENCODER A-2048); PERFORMANCE REDUCTION BY 10% DUE TO ABSOLUTE ENCODER; PLAIN SHAFT, TOLERANCE N; WITH HOLDING BRAKE DEGREE OF PROTECTION IP65 IP67 D-END FLANGE; RAL7016 COATING; METALLIC RATING PLATE AT MOTOR | 3418 | TEM | 1 | MC | 16.802 | 1
1FK70647AH711FA0 | SIMOTICS S SYNCHRONOUS SERVOMOTOR, 1FK7 HIGH DYNAMIC 12.0 NM, 100 K, 4500 RPM, 2,36KW NATURAL COOLING, IM B5 (V1, V3) POWER/SIGNAL CONNECTORS CONNECTOR CAN BE ROTATED BY 270 DEGR. ABSOLUTE ENCODER 2048 P/REV (ENCODER A-2048) WITH DRIVE-CLIQ INTERFACE; PERFORMANCE REDUCTION BY 10% DUE TO ABSOLUTE ENCODER; SHAFT WITH FITTED KEY, TOLERANCE N; W/O HOLDING BRAKE DEGREE OF PROTECTION IP64 | 3180 | TEM | 1 | MC | 15.503 | 1
1FK70647AH711FA2 | SIMOTICS S SYNCHRONOUS SERVOMOTOR, 1FK7 HIGH DYNAMIC 12.0 NM, 100 K, 4500 RPM, 2,36KW NATURAL COOLING, IM B5 (V1, V3) POWER/SIGNAL CONNECTORS CONNECTOR CAN BE ROTATED BY 270 DEGR. ABSOLUTE ENCODER 2048 P/REV (ENCODER A-2048) WITH DRIVE-CLIQ INTERFACE; PERFORMANCE REDUCTION BY 10% DUE TO ABSOLUTE ENCODER; SHAFT WITH FITTED KEY, TOLERANCE N; W/O HOLDING BRAKE DEGREE OF PROTECTION IP65 FLANGE ON DRIVE END IP67 | 3282 | TEM | 1 | MC | 15.503 | 1
1FK70647AH711FA3 | SIMOTICS S SYNCHRONOUS SERVOMOTOR, 1FK7 HIGH DYNAMIC 12.0 NM, 100 K, 4500 RPM, 2,36KW NATURAL COOLING, IM B5 (V1, V3) POWER/SIGNAL CONNECTORS CONNECTOR CAN BE ROTATED BY 270 DEGR. ABSOLUTE ENCODER 2048 P/REV (ENCODER A-2048) WITH DRIVE-CLIQ INTERFACE; PERFORMANCE REDUCTION BY 10% DUE TO ABSOLUTE ENCODER; SHAFT WITH FITTED KEY, TOLERANCE N; W/O HOLDING BRAKE DEGREE OF PROTECTION IP64; PAINT FINISH RAL7016 | 3229 | TEM | 1 | MC | 15.503 | 1
1FK70647AH711FA5 | SIMOTICS S SYNCHRONOUS SERVOMOTOR, 1FK7 HIGH DYNAMIC 12.0 NM, 100 K, 4500 RPM, 2,36KW NATURAL COOLING, IM B5 (V1, V3) POWER/SIGNAL CONNECTORS CONNECTOR CAN BE ROTATED BY 270 DEGR. ABSOLUTE ENCODER 2048 P/REV (ENCODER A-2048) WITH DRIVE-CLIQ INTERFACE; PERFORMANCE REDUCTION BY 10% DUE TO ABSOLUTE ENCODER; SHAFT WITH FITTED KEY, TOLERANCE N; W/O HOLDING BRAKE DEGREE OF PROTECTION IP65 AS FLANGE IP67; PAINT FINISH RAL7016 | 3331 | TEM | 1 | MC | 15.503 | 1
1FK70647AH711FA8 | SIMOTICS S SYNCHRONOUS SERVOMOTOR, 1FK7 HIGH DYNAMIC 12.0 NM, 100 K, 4500 RPM, 2,36KW NATURAL COOLING, IM B5 (V1, V3) POWER/SIGNAL CONNECTORS CONNECTOR CAN BE ROTATED BY 270 DEGR. ABSOLUTE ENCODER 2048 P/REV (ENCODER A-2048) WITH DRIVE-CLIQ INTERFACE; PERFORMANCE REDUCTION BY 10% DUE TO ABSOLUTE ENCODER; SHAFT WITH FITTED KEY, TOLERANCE N; W/O HOLDING BRAKE DEGREE OF PROTECTION IP65 IP67 D-END FLANGE; RAL7016 COATING; METALLIC RATING PLATE AT MOTOR | 3440 | TEM | 1 | MC | 15.503 | 1
1FK70647AH711FB0 | SIMOTICS S SYNCHRONOUS SERVOMOTOR, 1FK7 HIGH DYNAMIC 12.0 NM, 100 K, 4500 RPM, 2,36KW NATURAL COOLING, IM B5 (V1, V3) POWER/SIGNAL CONNECTORS CONNECTOR CAN BE ROTATED BY 270 DEGR. ABSOLUTE ENCODER 2048 P/REV (ENCODER A-2048) WITH DRIVE-CLIQ INTERFACE; PERFORMANCE REDUCTION BY 10% DUE TO ABSOLUTE ENCODER; SHAFT WITH FITTED KEY, TOLERANCE N; WITH HOLDING BRAKE DEGREE OF PROTECTION IP64 | 3509 | TEM | 1 | MC | 16.802 | 1
1FK70647AH711FB2 | SIMOTICS S SYNCHRONOUS SERVOMOTOR, 1FK7 HIGH DYNAMIC 12.0 NM, 100 K, 4500 RPM, 2,36KW NATURAL COOLING, IM B5 (V1, V3) POWER/SIGNAL CONNECTORS CONNECTOR CAN BE ROTATED BY 270 DEGR. ABSOLUTE ENCODER 2048 P/REV (ENCODER A-2048) WITH DRIVE-CLIQ INTERFACE; PERFORMANCE REDUCTION BY 10% DUE TO ABSOLUTE ENCODER; SHAFT WITH FITTED KEY, TOLERANCE N; WITH HOLDING BRAKE DEGREE OF PROTECTION IP65 FLANGE ON DRIVE END IP67 | 3611 | TEM | 1 | MC | 16.802 | 1
1FK70647AH711FB3 | SIMOTICS S SYNCHRONOUS SERVOMOTOR, 1FK7 HIGH DYNAMIC 12.0 NM, 100 K, 4500 RPM, 2,36KW NATURAL COOLING, IM B5 (V1, V3) POWER/SIGNAL CONNECTORS CONNECTOR CAN BE ROTATED BY 270 DEGR. ABSOLUTE ENCODER 2048 P/REV (ENCODER A-2048) WITH DRIVE-CLIQ INTERFACE; PERFORMANCE REDUCTION BY 10% DUE TO ABSOLUTE ENCODER; SHAFT WITH FITTED KEY, TOLERANCE N; WITH HOLDING BRAKE DEGREE OF PROTECTION IP64; PAINT FINISH RAL7016 | 3558 | TEM | 1 | MC | 16.802 | 1
1FK70647AH711FB5 | SIMOTICS S SYNCHRONOUS SERVOMOTOR, 1FK7 HIGH DYNAMIC 12.0 NM, 100 K, 4500 RPM, 2,36KW NATURAL COOLING, IM B5 (V1, V3) POWER/SIGNAL CONNECTORS CONNECTOR CAN BE ROTATED BY 270 DEGR. ABSOLUTE ENCODER 2048 P/REV (ENCODER A-2048) WITH DRIVE-CLIQ INTERFACE; PERFORMANCE REDUCTION BY 10% DUE TO ABSOLUTE ENCODER; SHAFT WITH FITTED KEY, TOLERANCE N; WITH HOLDING BRAKE DEGREE OF PROTECTION IP65 AS FLANGE IP67; PAINT FINISH RAL7016 | 3660 | TEM | 1 | MC | 16.802 | 1
1FK70647AH711FB8 | SIMOTICS S SYNCHRONOUS SERVOMOTOR, 1FK7 HIGH DYNAMIC 12.0 NM, 100 K, 4500 RPM, 2,36KW NATURAL COOLING, IM B5 (V1, V3) POWER/SIGNAL CONNECTORS CONNECTOR CAN BE ROTATED BY 270 DEGR. ABSOLUTE ENCODER 2048 P/REV (ENCODER A-2048) WITH DRIVE-CLIQ INTERFACE; PERFORMANCE REDUCTION BY 10% DUE TO ABSOLUTE ENCODER; SHAFT WITH FITTED KEY, TOLERANCE N; WITH HOLDING BRAKE DEGREE OF PROTECTION IP65 IP67 D-END FLANGE; RAL7016 COATING; METALLIC RATING PLATE AT MOTOR | 3769 | TEM | 1 | MC | 16.802 | 1
1FK70647AH711FG0 | SIMOTICS S SYNCHRONOUS SERVOMOTOR, 1FK7 HIGH DYNAMIC 12.0 NM, 100 K, 4500 RPM, 2,36KW NATURAL COOLING, IM B5 (V1, V3) POWER/SIGNAL CONNECTORS CONNECTOR CAN BE ROTATED BY 270 DEGR. ABSOLUTE ENCODER 2048 P/REV (ENCODER A-2048) WITH DRIVE-CLIQ INTERFACE; PERFORMANCE REDUCTION BY 10% DUE TO ABSOLUTE ENCODER; PLAIN SHAFT, TOLERANCE N; W/O HOLDING BRAKE DEGREE OF PROTECTION IP64 | 3087 | TEM | 1 | MC | 15.503 | 1
1FK70647AH711FG2 | SIMOTICS S SYNCHRONOUS SERVOMOTOR, 1FK7 HIGH DYNAMIC 12.0 NM, 100 K, 4500 RPM, 2,36KW NATURAL COOLING, IM B5 (V1, V3) POWER/SIGNAL CONNECTORS CONNECTOR CAN BE ROTATED BY 270 DEGR. ABSOLUTE ENCODER 2048 P/REV (ENCODER A-2048) WITH DRIVE-CLIQ INTERFACE; PERFORMANCE REDUCTION BY 10% DUE TO ABSOLUTE ENCODER; PLAIN SHAFT, TOLERANCE N; W/O HOLDING BRAKE DEGREE OF PROTECTION IP65 FLANGE ON DRIVE END IP67 | 3188 | TEM | 1 | MC | 15.503 | 1
1FK70647AH711FG3 | SIMOTICS S SYNCHRONOUS SERVOMOTOR, 1FK7 HIGH DYNAMIC 12.0 NM, 100 K, 4500 RPM, 2,36KW NATURAL COOLING, IM B5 (V1, V3) POWER/SIGNAL CONNECTORS CONNECTOR CAN BE ROTATED BY 270 DEGR. ABSOLUTE ENCODER 2048 P/REV (ENCODER A-2048) WITH DRIVE-CLIQ INTERFACE; PERFORMANCE REDUCTION BY 10% DUE TO ABSOLUTE ENCODER; PLAIN SHAFT, TOLERANCE N; W/O HOLDING BRAKE DEGREE OF PROTECTION IP64; PAINT FINISH RAL7016 | 3136 | TEM | 1 | MC | 15.503 | 1
1FK70647AH711FG5 | SIMOTICS S SYNCHRONOUS SERVOMOTOR, 1FK7 HIGH DYNAMIC 12.0 NM, 100 K, 4500 RPM, 2,36KW NATURAL COOLING, IM B5 (V1, V3) POWER/SIGNAL CONNECTORS CONNECTOR CAN BE ROTATED BY 270 DEGR. ABSOLUTE ENCODER 2048 P/REV (ENCODER A-2048) WITH DRIVE-CLIQ INTERFACE; PERFORMANCE REDUCTION BY 10% DUE TO ABSOLUTE ENCODER; PLAIN SHAFT, TOLERANCE N; W/O HOLDING BRAKE DEGREE OF PROTECTION IP65 AS FLANGE IP67; PAINT FINISH RAL7016 | 3237 | TEM | 1 | MC | 15.503 | 1
1FK70647AH711FG8 | SIMOTICS S SYNCHRONOUS SERVOMOTOR, 1FK7 HIGH DYNAMIC 12.0 NM, 100 K, 4500 RPM, 2,36KW NATURAL COOLING, IM B5 (V1, V3) POWER/SIGNAL CONNECTORS CONNECTOR CAN BE ROTATED BY 270 DEGR. ABSOLUTE ENCODER 2048 P/REV (ENCODER A-2048) WITH DRIVE-CLIQ INTERFACE; PERFORMANCE REDUCTION BY 10% DUE TO ABSOLUTE ENCODER; PLAIN SHAFT, TOLERANCE N; W/O HOLDING BRAKE DEGREE OF PROTECTION IP65 IP67 D-END FLANGE; RAL7016 COATING; METALLIC RATING PLATE AT MOTOR | 3346 | TEM | 1 | MC | 15.503 | 1
1FK70647AH711FH0 | SIMOTICS S SYNCHRONOUS SERVOMOTOR, 1FK7 HIGH DYNAMIC 12.0 NM, 100 K, 4500 RPM, 2,36KW NATURAL COOLING, IM B5 (V1, V3) POWER/SIGNAL CONNECTORS CONNECTOR CAN BE ROTATED BY 270 DEGR. ABSOLUTE ENCODER 2048 P/REV (ENCODER A-2048) WITH DRIVE-CLIQ INTERFACE; PERFORMANCE REDUCTION BY 10% DUE TO ABSOLUTE ENCODER; PLAIN SHAFT, TOLERANCE N; WITH HOLDING BRAKE DEGREE OF PROTECTION IP64 | 3418 | TEM | 1 | MC | 16.802 | 1
1FK70647AH711FH2 | SIMOTICS S SYNCHRONOUS SERVOMOTOR, 1FK7 HIGH DYNAMIC 12.0 NM, 100 K, 4500 RPM, 2,36KW NATURAL COOLING, IM B5 (V1, V3) POWER/SIGNAL CONNECTORS CONNECTOR CAN BE ROTATED BY 270 DEGR. ABSOLUTE ENCODER 2048 P/REV (ENCODER A-2048) WITH DRIVE-CLIQ INTERFACE; PERFORMANCE REDUCTION BY 10% DUE TO ABSOLUTE ENCODER; PLAIN SHAFT, TOLERANCE N; WITH HOLDING BRAKE DEGREE OF PROTECTION IP65 FLANGE ON DRIVE END IP67 | 3520 | TEM | 1 | MC | 16.802 | 1
1FK70647AH711FH3 | SIMOTICS S SYNCHRONOUS SERVOMOTOR, 1FK7 HIGH DYNAMIC 12.0 NM, 100 K, 4500 RPM, 2,36KW NATURAL COOLING, IM B5 (V1, V3) POWER/SIGNAL CONNECTORS CONNECTOR CAN BE ROTATED BY 270 DEGR. ABSOLUTE ENCODER 2048 P/REV (ENCODER A-2048) WITH DRIVE-CLIQ INTERFACE; PERFORMANCE REDUCTION BY 10% DUE TO ABSOLUTE ENCODER; PLAIN SHAFT, TOLERANCE N; WITH HOLDING BRAKE DEGREE OF PROTECTION IP64; PAINT FINISH RAL7016 | 3467 | TEM | 1 | MC | 16.802 | 1
1FK70647AH711FH5 | SIMOTICS S SYNCHRONOUS SERVOMOTOR, 1FK7 HIGH DYNAMIC 12.0 NM, 100 K, 4500 RPM, 2,36KW NATURAL COOLING, IM B5 (V1, V3) POWER/SIGNAL CONNECTORS CONNECTOR CAN BE ROTATED BY 270 DEGR. ABSOLUTE ENCODER 2048 P/REV (ENCODER A-2048) WITH DRIVE-CLIQ INTERFACE; PERFORMANCE REDUCTION BY 10% DUE TO ABSOLUTE ENCODER; PLAIN SHAFT, TOLERANCE N; WITH HOLDING BRAKE DEGREE OF PROTECTION IP65 AS FLANGE IP67; PAINT FINISH RAL7016 | 3569 | TEM | 1 | MC | 16.802 | 1
1FK70647AH711FH8 | SIMOTICS S SYNCHRONOUS SERVOMOTOR, 1FK7 HIGH DYNAMIC 12.0 NM, 100 K, 4500 RPM, 2,36KW NATURAL COOLING, IM B5 (V1, V3) POWER/SIGNAL CONNECTORS CONNECTOR CAN BE ROTATED BY 270 DEGR. ABSOLUTE ENCODER 2048 P/REV (ENCODER A-2048) WITH DRIVE-CLIQ INTERFACE; PERFORMANCE REDUCTION BY 10% DUE TO ABSOLUTE ENCODER; PLAIN SHAFT, TOLERANCE N; WITH HOLDING BRAKE DEGREE OF PROTECTION IP65 IP67 D-END FLANGE; RAL7016 COATING; METALLIC RATING PLATE AT MOTOR | 3677 | TEM | 1 | MC | 16.802 | 1
1FK70647AH711GA0 | SIMOTICS S SYNCHRONOUS SERVOMOTOR, 1FK7 HIGH DYNAMIC 12.0 NM, 100 K, 4500 RPM, 2,36KW NATURAL COOLING, IM B5 (V1, V3) POWER/SIGNAL CONNECTORS CONNECTOR CAN BE ROTATED BY 270 DEGR. BASIC ABSOLUTE ENCODER 32 P/REV (ENCODER A-32); PERFORMANCE REDUCTION BY 10% DUE TO ABSOLUTE ENCODER; SHAFT WITH FITTED KEY, TOLERANCE N; W/O HOLDING BRAKE DEGREE OF PROTECTION IP64 | 2359 | TEM | 1 | MC | 15.503 | 1
1FK70647AH711GA2 | SIMOTICS S SYNCHRONOUS SERVOMOTOR, 1FK7 HIGH DYNAMIC 12.0 NM, 100 K, 4500 RPM, 2,36KW NATURAL COOLING, IM B5 (V1, V3) POWER/SIGNAL CONNECTORS CONNECTOR CAN BE ROTATED BY 270 DEGR. BASIC ABSOLUTE ENCODER 32 P/REV (ENCODER A-32); PERFORMANCE REDUCTION BY 10% DUE TO ABSOLUTE ENCODER; SHAFT WITH FITTED KEY, TOLERANCE N; W/O HOLDING BRAKE DEGREE OF PROTECTION IP65 FLANGE ON DRIVE END IP67 | 2460 | TEM | 1 | MC | 15.503 | 1
1FK70647AH711GA3 | SIMOTICS S SYNCHRONOUS SERVOMOTOR, 1FK7 HIGH DYNAMIC 12.0 NM, 100 K, 4500 RPM, 2,36KW NATURAL COOLING, IM B5 (V1, V3) POWER/SIGNAL CONNECTORS CONNECTOR CAN BE ROTATED BY 270 DEGR. BASIC ABSOLUTE ENCODER 32 P/REV (ENCODER A-32); PERFORMANCE REDUCTION BY 10% DUE TO ABSOLUTE ENCODER; SHAFT WITH FITTED KEY, TOLERANCE N; W/O HOLDING BRAKE DEGREE OF PROTECTION IP64; PAINT FINISH RAL7016 | 2408 | TEM | 1 | MC | 15.503 | 1
1FK70647AH711GA5 | SIMOTICS S SYNCHRONOUS SERVOMOTOR, 1FK7 HIGH DYNAMIC 12.0 NM, 100 K, 4500 RPM, 2,36KW NATURAL COOLING, IM B5 (V1, V3) POWER/SIGNAL CONNECTORS CONNECTOR CAN BE ROTATED BY 270 DEGR. BASIC ABSOLUTE ENCODER 32 P/REV (ENCODER A-32); PERFORMANCE REDUCTION BY 10% DUE TO ABSOLUTE ENCODER; SHAFT WITH FITTED KEY, TOLERANCE N; W/O HOLDING BRAKE DEGREE OF PROTECTION IP65 AS FLANGE IP67; PAINT FINISH RAL7016 | 2510 | TEM | 1 | MC | 15.503 | 1
1FK70647AH711GA8 | SIMOTICS S SYNCHRONOUS SERVOMOTOR, 1FK7 HIGH DYNAMIC 12.0 NM, 100 K, 4500 RPM, 2,36KW NATURAL COOLING, IM B5 (V1, V3) POWER/SIGNAL CONNECTORS CONNECTOR CAN BE ROTATED BY 270 DEGR. BASIC ABSOLUTE ENCODER 32 P/REV (ENCODER A-32); PERFORMANCE REDUCTION BY 10% DUE TO ABSOLUTE ENCODER; SHAFT WITH FITTED KEY, TOLERANCE N; W/O HOLDING BRAKE DEGREE OF PROTECTION IP65 IP67 D-END FLANGE; RAL7016 COATING; METALLIC RATING PLATE AT MOTOR | 2618 | TEM | 1 | MC | 15.503 | 1
1FK70647AH711GB0 | SIMOTICS S SYNCHRONOUS SERVOMOTOR, 1FK7 HIGH DYNAMIC 12.0 NM, 100 K, 4500 RPM, 2,36KW NATURAL COOLING, IM B5 (V1, V3) POWER/SIGNAL CONNECTORS CONNECTOR CAN BE ROTATED BY 270 DEGR. BASIC ABSOLUTE ENCODER 32 P/REV (ENCODER A-32); PERFORMANCE REDUCTION BY 10% DUE TO ABSOLUTE ENCODER; SHAFT WITH FITTED KEY, TOLERANCE N; WITH HOLDING BRAKE DEGREE OF PROTECTION IP64 | 2688 | TEM | 1 | MC | 16.802 | 1
1FK70647AH711GB2 | SIMOTICS S SYNCHRONOUS SERVOMOTOR, 1FK7 HIGH DYNAMIC 12.0 NM, 100 K, 4500 RPM, 2,36KW NATURAL COOLING, IM B5 (V1, V3) POWER/SIGNAL CONNECTORS CONNECTOR CAN BE ROTATED BY 270 DEGR. BASIC ABSOLUTE ENCODER 32 P/REV (ENCODER A-32); PERFORMANCE REDUCTION BY 10% DUE TO ABSOLUTE ENCODER; SHAFT WITH FITTED KEY, TOLERANCE N; WITH HOLDING BRAKE DEGREE OF PROTECTION IP65 FLANGE ON DRIVE END IP67 | 2789 | TEM | 1 | MC | 16.802 | 1
1FK70647AH711GB3 | SIMOTICS S SYNCHRONOUS SERVOMOTOR, 1FK7 HIGH DYNAMIC 12.0 NM, 100 K, 4500 RPM, 2,36KW NATURAL COOLING, IM B5 (V1, V3) POWER/SIGNAL CONNECTORS CONNECTOR CAN BE ROTATED BY 270 DEGR. BASIC ABSOLUTE ENCODER 32 P/REV (ENCODER A-32); PERFORMANCE REDUCTION BY 10% DUE TO ABSOLUTE ENCODER; SHAFT WITH FITTED KEY, TOLERANCE N; WITH HOLDING BRAKE DEGREE OF PROTECTION IP64; PAINT FINISH RAL7016 | 2737 | TEM | 1 | MC | 16.802 | 1
1FK70647AH711GB5 | SIMOTICS S SYNCHRONOUS SERVOMOTOR, 1FK7 HIGH DYNAMIC 12.0 NM, 100 K, 4500 RPM, 2,36KW NATURAL COOLING, IM B5 (V1, V3) POWER/SIGNAL CONNECTORS CONNECTOR CAN BE ROTATED BY 270 DEGR. BASIC ABSOLUTE ENCODER 32 P/REV (ENCODER A-32); PERFORMANCE REDUCTION BY 10% DUE TO ABSOLUTE ENCODER; SHAFT WITH FITTED KEY, TOLERANCE N; WITH HOLDING BRAKE DEGREE OF PROTECTION IP65 AS FLANGE IP67; PAINT FINISH RAL7016 | 2839 | TEM | 1 | MC | 16.802 | 1
1FK70647AH711GB8 | SIMOTICS S SYNCHRONOUS SERVOMOTOR, 1FK7 HIGH DYNAMIC 12.0 NM, 100 K, 4500 RPM, 2,36KW NATURAL COOLING, IM B5 (V1, V3) POWER/SIGNAL CONNECTORS CONNECTOR CAN BE ROTATED BY 270 DEGR. BASIC ABSOLUTE ENCODER 32 P/REV (ENCODER A-32); PERFORMANCE REDUCTION BY 10% DUE TO ABSOLUTE ENCODER; SHAFT WITH FITTED KEY, TOLERANCE N; WITH HOLDING BRAKE DEGREE OF PROTECTION IP65 IP67 D-END FLANGE; RAL7016 COATING; METALLIC RATING PLATE AT MOTOR | 2947 | TEM | 1 | MC | 16.802 | 1
1FK70647AH711GG0 | SIMOTICS S SYNCHRONOUS SERVOMOTOR, 1FK7 HIGH DYNAMIC 12.0 NM, 100 K, 4500 RPM, 2,36KW NATURAL COOLING, IM B5 (V1, V3) POWER/SIGNAL CONNECTORS CONNECTOR CAN BE ROTATED BY 270 DEGR. BASIC ABSOLUTE ENCODER 32 P/REV (ENCODER A-32); PERFORMANCE REDUCTION BY 10% DUE TO ABSOLUTE ENCODER; PLAIN SHAFT, TOLERANCE N; W/O HOLDING BRAKE DEGREE OF PROTECTION IP64 | 2265 | TEM | 1 | MC | 15.503 | 1
1FK70647AH711GG2 | SIMOTICS S SYNCHRONOUS SERVOMOTOR, 1FK7 HIGH DYNAMIC 12.0 NM, 100 K, 4500 RPM, 2,36KW NATURAL COOLING, IM B5 (V1, V3) POWER/SIGNAL CONNECTORS CONNECTOR CAN BE ROTATED BY 270 DEGR. BASIC ABSOLUTE ENCODER 32 P/REV (ENCODER A-32); PERFORMANCE REDUCTION BY 10% DUE TO ABSOLUTE ENCODER; PLAIN SHAFT, TOLERANCE N; W/O HOLDING BRAKE DEGREE OF PROTECTION IP65 FLANGE ON DRIVE END IP67 | 2367 | TEM | 1 | MC | 15.503 | 1
1FK70647AH711GG3 | SIMOTICS S SYNCHRONOUS SERVOMOTOR, 1FK7 HIGH DYNAMIC 12.0 NM, 100 K, 4500 RPM, 2,36KW NATURAL COOLING, IM B5 (V1, V3) POWER/SIGNAL CONNECTORS CONNECTOR CAN BE ROTATED BY 270 DEGR. BASIC ABSOLUTE ENCODER 32 P/REV (ENCODER A-32); PERFORMANCE REDUCTION BY 10% DUE TO ABSOLUTE ENCODER; PLAIN SHAFT, TOLERANCE N; W/O HOLDING BRAKE DEGREE OF PROTECTION IP64; PAINT FINISH RAL7016 | 2314 | TEM | 1 | MC | 15.503 | 1
1FK70647AH711GG5 | SIMOTICS S SYNCHRONOUS SERVOMOTOR, 1FK7 HIGH DYNAMIC 12.0 NM, 100 K, 4500 RPM, 2,36KW NATURAL COOLING, IM B5 (V1, V3) POWER/SIGNAL CONNECTORS CONNECTOR CAN BE ROTATED BY 270 DEGR. BASIC ABSOLUTE ENCODER 32 P/REV (ENCODER A-32); PERFORMANCE REDUCTION BY 10% DUE TO ABSOLUTE ENCODER; PLAIN SHAFT, TOLERANCE N; W/O HOLDING BRAKE DEGREE OF PROTECTION IP65 AS FLANGE IP67; PAINT FINISH RAL7016 | 2416 | TEM | 1 | MC | 15.503 | 1
1FK70647AH711GG8 | SIMOTICS S SYNCHRONOUS SERVOMOTOR, 1FK7 HIGH DYNAMIC 12.0 NM, 100 K, 4500 RPM, 2,36KW NATURAL COOLING, IM B5 (V1, V3) POWER/SIGNAL CONNECTORS CONNECTOR CAN BE ROTATED BY 270 DEGR. BASIC ABSOLUTE ENCODER 32 P/REV (ENCODER A-32); PERFORMANCE REDUCTION BY 10% DUE TO ABSOLUTE ENCODER; PLAIN SHAFT, TOLERANCE N; W/O HOLDING BRAKE DEGREE OF PROTECTION IP65 IP67 D-END FLANGE; RAL7016 COATING; METALLIC RATING PLATE AT MOTOR | 2525 | TEM | 1 | MC | 15.503 | 1
1FK70647AH711GH0 | SIMOTICS S SYNCHRONOUS SERVOMOTOR, 1FK7 HIGH DYNAMIC 12.0 NM, 100 K, 4500 RPM, 2,36KW NATURAL COOLING, IM B5 (V1, V3) POWER/SIGNAL CONNECTORS CONNECTOR CAN BE ROTATED BY 270 DEGR. BASIC ABSOLUTE ENCODER 32 P/REV (ENCODER A-32); PERFORMANCE REDUCTION BY 10% DUE TO ABSOLUTE ENCODER; PLAIN SHAFT, TOLERANCE N; WITH HOLDING BRAKE DEGREE OF PROTECTION IP64 | 2597 | TEM | 1 | MC | 16.802 | 1
1FK70647AH711GH2 | SIMOTICS S SYNCHRONOUS SERVOMOTOR, 1FK7 HIGH DYNAMIC 12.0 NM, 100 K, 4500 RPM, 2,36KW NATURAL COOLING, IM B5 (V1, V3) POWER/SIGNAL CONNECTORS CONNECTOR CAN BE ROTATED BY 270 DEGR. BASIC ABSOLUTE ENCODER 32 P/REV (ENCODER A-32); PERFORMANCE REDUCTION BY 10% DUE TO ABSOLUTE ENCODER; PLAIN SHAFT, TOLERANCE N; WITH HOLDING BRAKE DEGREE OF PROTECTION IP65 FLANGE ON DRIVE END IP67 | 2698 | TEM | 1 | MC | 16.802 | 1
1FK70647AH711GH3 | SIMOTICS S SYNCHRONOUS SERVOMOTOR, 1FK7 HIGH DYNAMIC 12.0 NM, 100 K, 4500 RPM, 2,36KW NATURAL COOLING, IM B5 (V1, V3) POWER/SIGNAL CONNECTORS CONNECTOR CAN BE ROTATED BY 270 DEGR. BASIC ABSOLUTE ENCODER 32 P/REV (ENCODER A-32); PERFORMANCE REDUCTION BY 10% DUE TO ABSOLUTE ENCODER; PLAIN SHAFT, TOLERANCE N; WITH HOLDING BRAKE DEGREE OF PROTECTION IP64; PAINT FINISH RAL7016 | 2646 | TEM | 1 | MC | 16.802 | 1
1FK70647AH711GH5 | SIMOTICS S SYNCHRONOUS SERVOMOTOR, 1FK7 HIGH DYNAMIC 12.0 NM, 100 K, 4500 RPM, 2,36KW NATURAL COOLING, IM B5 (V1, V3) POWER/SIGNAL CONNECTORS CONNECTOR CAN BE ROTATED BY 270 DEGR. BASIC ABSOLUTE ENCODER 32 P/REV (ENCODER A-32); PERFORMANCE REDUCTION BY 10% DUE TO ABSOLUTE ENCODER; PLAIN SHAFT, TOLERANCE N; WITH HOLDING BRAKE DEGREE OF PROTECTION IP65 AS FLANGE IP67; PAINT FINISH RAL7016 | 2747 | TEM | 1 | MC | 16.802 | 1
1FK70647AH711GH8 | SIMOTICS S SYNCHRONOUS SERVOMOTOR, 1FK7 HIGH DYNAMIC 12.0 NM, 100 K, 4500 RPM, 2,36KW NATURAL COOLING, IM B5 (V1, V3) POWER/SIGNAL CONNECTORS CONNECTOR CAN BE ROTATED BY 270 DEGR. BASIC ABSOLUTE ENCODER 32 P/REV (ENCODER A-32); PERFORMANCE REDUCTION BY 10% DUE TO ABSOLUTE ENCODER; PLAIN SHAFT, TOLERANCE N; WITH HOLDING BRAKE DEGREE OF PROTECTION IP65 IP67 D-END FLANGE; RAL7016 COATING; METALLIC RATING PLATE AT MOTOR | 2856 | TEM | 1 | MC | 16.802 | 1
1FK70647AH711KA0 | SIMOTICS S SYNCHRONOUS SERVOMOTOR, 1FK7 HIGH DYNAMIC 12.0 NM, 100 K, 4500 RPM, 2,36KW NATURAL COOLING, IM B5 (V1, V3) POWER/SIGNAL CONNECTORS CONNECTOR CAN BE ROTATED BY 270 DEGR. BASIC ABSOLUTE ENCODER 32 P/REV (ENCODER A-32) WITH DRIVE-CLIQ INTERFACE; PERFORMANCE REDUCTION BY 10% DUE TO ABSOLUTE ENCODER; SHAFT WITH FITTED KEY, TOLERANCE N; W/O HOLDING BRAKE DEGREE OF PROTECTION IP64 | 2618 | TEM | 1 | MC | 15.503 | 1
1FK70647AH711KA2 | SIMOTICS S SYNCHRONOUS SERVOMOTOR, 1FK7 HIGH DYNAMIC 12.0 NM, 100 K, 4500 RPM, 2,36KW NATURAL COOLING, IM B5 (V1, V3) POWER/SIGNAL CONNECTORS CONNECTOR CAN BE ROTATED BY 270 DEGR. BASIC ABSOLUTE ENCODER 32 P/REV (ENCODER A-32) WITH DRIVE-CLIQ INTERFACE; PERFORMANCE REDUCTION BY 10% DUE TO ABSOLUTE ENCODER; SHAFT WITH FITTED KEY, TOLERANCE N; W/O HOLDING BRAKE DEGREE OF PROTECTION IP65 FLANGE ON DRIVE END IP67 | 2720 | TEM | 1 | MC | 15.503 | 1
1FK70647AH711KA3 | SIMOTICS S SYNCHRONOUS SERVOMOTOR, 1FK7 HIGH DYNAMIC 12.0 NM, 100 K, 4500 RPM, 2,36KW NATURAL COOLING, IM B5 (V1, V3) POWER/SIGNAL CONNECTORS CONNECTOR CAN BE ROTATED BY 270 DEGR. BASIC ABSOLUTE ENCODER 32 P/REV (ENCODER A-32) WITH DRIVE-CLIQ INTERFACE; PERFORMANCE REDUCTION BY 10% DUE TO ABSOLUTE ENCODER; SHAFT WITH FITTED KEY, TOLERANCE N; W/O HOLDING BRAKE DEGREE OF PROTECTION IP64; PAINT FINISH RAL7016 | 2667 | TEM | 1 | MC | 15.503 | 1
1FK70647AH711KA5 | SIMOTICS S SYNCHRONOUS SERVOMOTOR, 1FK7 HIGH DYNAMIC 12.0 NM, 100 K, 4500 RPM, 2,36KW NATURAL COOLING, IM B5 (V1, V3) POWER/SIGNAL CONNECTORS CONNECTOR CAN BE ROTATED BY 270 DEGR. BASIC ABSOLUTE ENCODER 32 P/REV (ENCODER A-32) WITH DRIVE-CLIQ INTERFACE; PERFORMANCE REDUCTION BY 10% DUE TO ABSOLUTE ENCODER; SHAFT WITH FITTED KEY, TOLERANCE N; W/O HOLDING BRAKE DEGREE OF PROTECTION IP65 AS FLANGE IP67; PAINT FINISH RAL7016 | 2769 | TEM | 1 | MC | 15.503 | 1
1FK70647AH711KA8 | SIMOTICS S SYNCHRONOUS SERVOMOTOR, 1FK7 HIGH DYNAMIC 12.0 NM, 100 K, 4500 RPM, 2,36KW NATURAL COOLING, IM B5 (V1, V3) POWER/SIGNAL CONNECTORS CONNECTOR CAN BE ROTATED BY 270 DEGR. BASIC ABSOLUTE ENCODER 32 P/REV (ENCODER A-32) WITH DRIVE-CLIQ INTERFACE; PERFORMANCE REDUCTION BY 10% DUE TO ABSOLUTE ENCODER; SHAFT WITH FITTED KEY, TOLERANCE N; W/O HOLDING BRAKE DEGREE OF PROTECTION IP65 IP67 D-END FLANGE; RAL7016 COATING; METALLIC RATING PLATE AT MOTOR | 2878 | TEM | 1 | MC | 15.503 | 1
1FK70647AH711KB0 | SIMOTICS S SYNCHRONOUS SERVOMOTOR, 1FK7 HIGH DYNAMIC 12.0 NM, 100 K, 4500 RPM, 2,36KW NATURAL COOLING, IM B5 (V1, V3) POWER/SIGNAL CONNECTORS CONNECTOR CAN BE ROTATED BY 270 DEGR. BASIC ABSOLUTE ENCODER 32 P/REV (ENCODER A-32) WITH DRIVE-CLIQ INTERFACE; PERFORMANCE REDUCTION BY 10% DUE TO ABSOLUTE ENCODER; SHAFT WITH FITTED KEY, TOLERANCE N; WITH HOLDING BRAKE DEGREE OF PROTECTION IP64 | 2947 | TEM | 1 | MC | 16.802 | 1
1FK70647AH711KB2 | SIMOTICS S SYNCHRONOUS SERVOMOTOR, 1FK7 HIGH DYNAMIC 12.0 NM, 100 K, 4500 RPM, 2,36KW NATURAL COOLING, IM B5 (V1, V3) POWER/SIGNAL CONNECTORS CONNECTOR CAN BE ROTATED BY 270 DEGR. BASIC ABSOLUTE ENCODER 32 P/REV (ENCODER A-32) WITH DRIVE-CLIQ INTERFACE; PERFORMANCE REDUCTION BY 10% DUE TO ABSOLUTE ENCODER; SHAFT WITH FITTED KEY, TOLERANCE N; WITH HOLDING BRAKE DEGREE OF PROTECTION IP65 FLANGE ON DRIVE END IP67 | 3049 | TEM | 1 | MC | 16.802 | 1
1FK70647AH711KB3 | SIMOTICS S SYNCHRONOUS SERVOMOTOR, 1FK7 HIGH DYNAMIC 12.0 NM, 100 K, 4500 RPM, 2,36KW NATURAL COOLING, IM B5 (V1, V3) POWER/SIGNAL CONNECTORS CONNECTOR CAN BE ROTATED BY 270 DEGR. BASIC ABSOLUTE ENCODER 32 P/REV (ENCODER A-32) WITH DRIVE-CLIQ INTERFACE; PERFORMANCE REDUCTION BY 10% DUE TO ABSOLUTE ENCODER; SHAFT WITH FITTED KEY, TOLERANCE N; WITH HOLDING BRAKE DEGREE OF PROTECTION IP64; PAINT FINISH RAL7016 | 2997 | TEM | 1 | MC | 16.802 | 1
1FK70647AH711KB5 | SIMOTICS S SYNCHRONOUS SERVOMOTOR, 1FK7 HIGH DYNAMIC 12.0 NM, 100 K, 4500 RPM, 2,36KW NATURAL COOLING, IM B5 (V1, V3) POWER/SIGNAL CONNECTORS CONNECTOR CAN BE ROTATED BY 270 DEGR. BASIC ABSOLUTE ENCODER 32 P/REV (ENCODER A-32) WITH DRIVE-CLIQ INTERFACE; PERFORMANCE REDUCTION BY 10% DUE TO ABSOLUTE ENCODER; SHAFT WITH FITTED KEY, TOLERANCE N; WITH HOLDING BRAKE DEGREE OF PROTECTION IP65 AS FLANGE IP67; PAINT FINISH RAL7016 | 3098 | TEM | 1 | MC | 16.802 | 1
1FK70647AH711KB8 | SIMOTICS S SYNCHRONOUS SERVOMOTOR, 1FK7 HIGH DYNAMIC 12.0 NM, 100 K, 4500 RPM, 2,36KW NATURAL COOLING, IM B5 (V1, V3) POWER/SIGNAL CONNECTORS CONNECTOR CAN BE ROTATED BY 270 DEGR. BASIC ABSOLUTE ENCODER 32 P/REV (ENCODER A-32) WITH DRIVE-CLIQ INTERFACE; PERFORMANCE REDUCTION BY 10% DUE TO ABSOLUTE ENCODER; SHAFT WITH FITTED KEY, TOLERANCE N; WITH HOLDING BRAKE DEGREE OF PROTECTION IP65 IP67 D-END FLANGE; RAL7016 COATING; METALLIC RATING PLATE AT MOTOR | 3207 | TEM | 1 | MC | 16.802 | 1
1FK70647AH711KG0 | SIMOTICS S SYNCHRONOUS SERVOMOTOR, 1FK7 HIGH DYNAMIC 12.0 NM, 100 K, 4500 RPM, 2,36KW NATURAL COOLING, IM B5 (V1, V3) POWER/SIGNAL CONNECTORS CONNECTOR CAN BE ROTATED BY 270 DEGR. BASIC ABSOLUTE ENCODER 32 P/REV (ENCODER A-32) WITH DRIVE-CLIQ INTERFACE; PERFORMANCE REDUCTION BY 10% DUE TO ABSOLUTE ENCODER; PLAIN SHAFT, TOLERANCE N; W/O HOLDING BRAKE DEGREE OF PROTECTION IP64 | 2525 | TEM | 1 | MC | 15.503 | 1
1FK70647AH711KG2 | SIMOTICS S SYNCHRONOUS SERVOMOTOR, 1FK7 HIGH DYNAMIC 12.0 NM, 100 K, 4500 RPM, 2,36KW NATURAL COOLING, IM B5 (V1, V3) POWER/SIGNAL CONNECTORS CONNECTOR CAN BE ROTATED BY 270 DEGR. BASIC ABSOLUTE ENCODER 32 P/REV (ENCODER A-32) WITH DRIVE-CLIQ INTERFACE; PERFORMANCE REDUCTION BY 10% DUE TO ABSOLUTE ENCODER; PLAIN SHAFT, TOLERANCE N; W/O HOLDING BRAKE DEGREE OF PROTECTION IP65 FLANGE ON DRIVE END IP67 | 2626 | TEM | 1 | MC | 15.503 | 1
1FK70647AH711KG3 | SIMOTICS S SYNCHRONOUS SERVOMOTOR, 1FK7 HIGH DYNAMIC 12.0 NM, 100 K, 4500 RPM, 2,36KW NATURAL COOLING, IM B5 (V1, V3) POWER/SIGNAL CONNECTORS CONNECTOR CAN BE ROTATED BY 270 DEGR. BASIC ABSOLUTE ENCODER 32 P/REV (ENCODER A-32) WITH DRIVE-CLIQ INTERFACE; PERFORMANCE REDUCTION BY 10% DUE TO ABSOLUTE ENCODER; PLAIN SHAFT, TOLERANCE N; W/O HOLDING BRAKE DEGREE OF PROTECTION IP64; PAINT FINISH RAL7016 | 2574 | TEM | 1 | MC | 15.503 | 1
1FK70647AH711KG5 | SIMOTICS S SYNCHRONOUS SERVOMOTOR, 1FK7 HIGH DYNAMIC 12.0 NM, 100 K, 4500 RPM, 2,36KW NATURAL COOLING, IM B5 (V1, V3) POWER/SIGNAL CONNECTORS CONNECTOR CAN BE ROTATED BY 270 DEGR. BASIC ABSOLUTE ENCODER 32 P/REV (ENCODER A-32) WITH DRIVE-CLIQ INTERFACE; PERFORMANCE REDUCTION BY 10% DUE TO ABSOLUTE ENCODER; PLAIN SHAFT, TOLERANCE N; W/O HOLDING BRAKE DEGREE OF PROTECTION IP65 AS FLANGE IP67; PAINT FINISH RAL7016 | 2675 | TEM | 1 | MC | 15.503 | 1
1FK70647AH711KG8 | SIMOTICS S SYNCHRONOUS SERVOMOTOR, 1FK7 HIGH DYNAMIC 12.0 NM, 100 K, 4500 RPM, 2,36KW NATURAL COOLING, IM B5 (V1, V3) POWER/SIGNAL CONNECTORS CONNECTOR CAN BE ROTATED BY 270 DEGR. BASIC ABSOLUTE ENCODER 32 P/REV (ENCODER A-32) WITH DRIVE-CLIQ INTERFACE; PERFORMANCE REDUCTION BY 10% DUE TO ABSOLUTE ENCODER; PLAIN SHAFT, TOLERANCE N; W/O HOLDING BRAKE DEGREE OF PROTECTION IP65 IP67 D-END FLANGE; RAL7016 COATING; METALLIC RATING PLATE AT MOTOR | 2784 | TEM | 1 | MC | 15.503 | 1
1FK70647AH711KH0 | SIMOTICS S SYNCHRONOUS SERVOMOTOR, 1FK7 HIGH DYNAMIC 12.0 NM, 100 K, 4500 RPM, 2,36KW NATURAL COOLING, IM B5 (V1, V3) POWER/SIGNAL CONNECTORS CONNECTOR CAN BE ROTATED BY 270 DEGR. BASIC ABSOLUTE ENCODER 32 P/REV (ENCODER A-32) WITH DRIVE-CLIQ INTERFACE; PERFORMANCE REDUCTION BY 10% DUE TO ABSOLUTE ENCODER; PLAIN SHAFT, TOLERANCE N; WITH HOLDING BRAKE DEGREE OF PROTECTION IP64 | 2856 | TEM | 1 | MC | 16.802 | 1
1FK70647AH711KH2 | SIMOTICS S SYNCHRONOUS SERVOMOTOR, 1FK7 HIGH DYNAMIC 12.0 NM, 100 K, 4500 RPM, 2,36KW NATURAL COOLING, IM B5 (V1, V3) POWER/SIGNAL CONNECTORS CONNECTOR CAN BE ROTATED BY 270 DEGR. BASIC ABSOLUTE ENCODER 32 P/REV (ENCODER A-32) WITH DRIVE-CLIQ INTERFACE; PERFORMANCE REDUCTION BY 10% DUE TO ABSOLUTE ENCODER; PLAIN SHAFT, TOLERANCE N; WITH HOLDING BRAKE DEGREE OF PROTECTION IP65 FLANGE ON DRIVE END IP67 | 2958 | TEM | 1 | MC | 16.802 | 1
1FK70647AH711KH3 | SIMOTICS S SYNCHRONOUS SERVOMOTOR, 1FK7 HIGH DYNAMIC 12.0 NM, 100 K, 4500 RPM, 2,36KW NATURAL COOLING, IM B5 (V1, V3) POWER/SIGNAL CONNECTORS CONNECTOR CAN BE ROTATED BY 270 DEGR. BASIC ABSOLUTE ENCODER 32 P/REV (ENCODER A-32) WITH DRIVE-CLIQ INTERFACE; PERFORMANCE REDUCTION BY 10% DUE TO ABSOLUTE ENCODER; PLAIN SHAFT, TOLERANCE N; WITH HOLDING BRAKE DEGREE OF PROTECTION IP64; PAINT FINISH RAL7016 | 2905 | TEM | 1 | MC | 16.802 | 1
1FK70647AH711KH5 | SIMOTICS S SYNCHRONOUS SERVOMOTOR, 1FK7 HIGH DYNAMIC 12.0 NM, 100 K, 4500 RPM, 2,36KW NATURAL COOLING, IM B5 (V1, V3) POWER/SIGNAL CONNECTORS CONNECTOR CAN BE ROTATED BY 270 DEGR. BASIC ABSOLUTE ENCODER 32 P/REV (ENCODER A-32) WITH DRIVE-CLIQ INTERFACE; PERFORMANCE REDUCTION BY 10% DUE TO ABSOLUTE ENCODER; PLAIN SHAFT, TOLERANCE N; WITH HOLDING BRAKE DEGREE OF PROTECTION IP65 AS FLANGE IP67; PAINT FINISH RAL7016 | 3007 | TEM | 1 | MC | 16.802 | 1
1FK70647AH711KH8 | SIMOTICS S SYNCHRONOUS SERVOMOTOR, 1FK7 HIGH DYNAMIC 12.0 NM, 100 K, 4500 RPM, 2,36KW NATURAL COOLING, IM B5 (V1, V3) POWER/SIGNAL CONNECTORS CONNECTOR CAN BE ROTATED BY 270 DEGR. BASIC ABSOLUTE ENCODER 32 P/REV (ENCODER A-32) WITH DRIVE-CLIQ INTERFACE; PERFORMANCE REDUCTION BY 10% DUE TO ABSOLUTE ENCODER; PLAIN SHAFT, TOLERANCE N; WITH HOLDING BRAKE DEGREE OF PROTECTION IP65 IP67 D-END FLANGE; RAL7016 COATING; METALLIC RATING PLATE AT MOTOR | 3115 | TEM | 1 | MC | 16.802 | 1
1FK70647AH711PA0 | SIMOTICS S SYNCHRONOUS SERVOMOTOR, 1FK7 HIGH DYNAMIC 12.0 NM, 100 K, 4500 RPM, 2,36KW NATURAL COOLING, IM B5 (V1, V3) POWER/SIGNAL CONNECTORS CONNECTOR CAN BE ROTATED BY 270 DEGR. RESOLVER 2-POLE (RESOLVER P=1) WITH DRIVE-CLIQ INTERFACE; SHAFT WITH FITTED KEY, TOLERANCE N; W/O HOLDING BRAKE DEGREE OF PROTECTION IP64 | 2143 | TEM | 1 | MC | 15.503 | 1
1FK70647AH711PA2 | SIMOTICS S SYNCHRONOUS SERVOMOTOR, 1FK7 HIGH DYNAMIC 12.0 NM, 100 K, 4500 RPM, 2,36KW NATURAL COOLING, IM B5 (V1, V3) POWER/SIGNAL CONNECTORS CONNECTOR CAN BE ROTATED BY 270 DEGR. RESOLVER 2-POLE (RESOLVER P=1) WITH DRIVE-CLIQ INTERFACE; SHAFT WITH FITTED KEY, TOLERANCE N; W/O HOLDING BRAKE DEGREE OF PROTECTION IP65 FLANGE ON DRIVE END IP67 | 2244 | TEM | 1 | MC | 15.503 | 1
1FK70647AH711PA3 | SIMOTICS S SYNCHRONOUS SERVOMOTOR, 1FK7 HIGH DYNAMIC 12.0 NM, 100 K, 4500 RPM, 2,36KW NATURAL COOLING, IM B5 (V1, V3) POWER/SIGNAL CONNECTORS CONNECTOR CAN BE ROTATED BY 270 DEGR. RESOLVER 2-POLE (RESOLVER P=1) WITH DRIVE-CLIQ INTERFACE; SHAFT WITH FITTED KEY, TOLERANCE N; W/O HOLDING BRAKE DEGREE OF PROTECTION IP64; PAINT FINISH RAL7016 | 2192 | TEM | 1 | MC | 15.503 | 1
1FK70647AH711PA5 | SIMOTICS S SYNCHRONOUS SERVOMOTOR, 1FK7 HIGH DYNAMIC 12.0 NM, 100 K, 4500 RPM, 2,36KW NATURAL COOLING, IM B5 (V1, V3) POWER/SIGNAL CONNECTORS CONNECTOR CAN BE ROTATED BY 270 DEGR. RESOLVER 2-POLE (RESOLVER P=1) WITH DRIVE-CLIQ INTERFACE; SHAFT WITH FITTED KEY, TOLERANCE N; W/O HOLDING BRAKE DEGREE OF PROTECTION IP65 AS FLANGE IP67; PAINT FINISH RAL7016 | 2294 | TEM | 1 | MC | 15.503 | 1
1FK70647AH711PA8 | SIMOTICS S SYNCHRONOUS SERVOMOTOR, 1FK7 HIGH DYNAMIC 12.0 NM, 100 K, 4500 RPM, 2,36KW NATURAL COOLING, IM B5 (V1, V3) POWER/SIGNAL CONNECTORS CONNECTOR CAN BE ROTATED BY 270 DEGR. RESOLVER 2-POLE (RESOLVER P=1) WITH DRIVE-CLIQ INTERFACE; SHAFT WITH FITTED KEY, TOLERANCE N; W/O HOLDING BRAKE DEGREE OF PROTECTION IP65 IP67 D-END FLANGE; RAL7016 COATING; METALLIC RATING PLATE AT MOTOR | 2402 | TEM | 1 | MC | 15.503 | 1
1FK70647AH711PB0 | SIMOTICS S SYNCHRONOUS SERVOMOTOR, 1FK7 HIGH DYNAMIC 12.0 NM, 100 K, 4500 RPM, 2,36KW NATURAL COOLING, IM B5 (V1, V3) POWER/SIGNAL CONNECTORS CONNECTOR CAN BE ROTATED BY 270 DEGR. RESOLVER 2-POLE (RESOLVER P=1) WITH DRIVE-CLIQ INTERFACE; SHAFT WITH FITTED KEY, TOLERANCE N; WITH HOLDING BRAKE DEGREE OF PROTECTION IP64 | 2472 | TEM | 1 | MC | 16.802 | 1
1FK70647AH711PB2 | SIMOTICS S SYNCHRONOUS SERVOMOTOR, 1FK7 HIGH DYNAMIC 12.0 NM, 100 K, 4500 RPM, 2,36KW NATURAL COOLING, IM B5 (V1, V3) POWER/SIGNAL CONNECTORS CONNECTOR CAN BE ROTATED BY 270 DEGR. RESOLVER 2-POLE (RESOLVER P=1) WITH DRIVE-CLIQ INTERFACE; SHAFT WITH FITTED KEY, TOLERANCE N; WITH HOLDING BRAKE DEGREE OF PROTECTION IP65 FLANGE ON DRIVE END IP67 | 2573 | TEM | 1 | MC | 16.802 | 1
1FK70647AH711PB3 | SIMOTICS S SYNCHRONOUS SERVOMOTOR, 1FK7 HIGH DYNAMIC 12.0 NM, 100 K, 4500 RPM, 2,36KW NATURAL COOLING, IM B5 (V1, V3) POWER/SIGNAL CONNECTORS CONNECTOR CAN BE ROTATED BY 270 DEGR. RESOLVER 2-POLE (RESOLVER P=1) WITH DRIVE-CLIQ INTERFACE; SHAFT WITH FITTED KEY, TOLERANCE N; WITH HOLDING BRAKE DEGREE OF PROTECTION IP64; PAINT FINISH RAL7016 | 2521 | TEM | 1 | MC | 16.802 | 1
1FK70647AH711PB5 | SIMOTICS S SYNCHRONOUS SERVOMOTOR, 1FK7 HIGH DYNAMIC 12.0 NM, 100 K, 4500 RPM, 2,36KW NATURAL COOLING, IM B5 (V1, V3) POWER/SIGNAL CONNECTORS CONNECTOR CAN BE ROTATED BY 270 DEGR. RESOLVER 2-POLE (RESOLVER P=1) WITH DRIVE-CLIQ INTERFACE; SHAFT WITH FITTED KEY, TOLERANCE N; WITH HOLDING BRAKE DEGREE OF PROTECTION IP65 AS FLANGE IP67; PAINT FINISH RAL7016 | 2623 | TEM | 1 | MC | 16.802 | 1
1FK70647AH711PB8 | SIMOTICS S SYNCHRONOUS SERVOMOTOR, 1FK7 HIGH DYNAMIC 12.0 NM, 100 K, 4500 RPM, 2,36KW NATURAL COOLING, IM B5 (V1, V3) POWER/SIGNAL CONNECTORS CONNECTOR CAN BE ROTATED BY 270 DEGR. RESOLVER 2-POLE (RESOLVER P=1) WITH DRIVE-CLIQ INTERFACE; SHAFT WITH FITTED KEY, TOLERANCE N; WITH HOLDING BRAKE DEGREE OF PROTECTION IP65 IP67 D-END FLANGE; RAL7016 COATING; METALLIC RATING PLATE AT MOTOR | 2731 | TEM | 1 | MC | 16.802 | 1
1FK70647AH711PG0 | SIMOTICS S SYNCHRONOUS SERVOMOTOR, 1FK7 HIGH DYNAMIC 12.0 NM, 100 K, 4500 RPM, 2,36KW NATURAL COOLING, IM B5 (V1, V3) POWER/SIGNAL CONNECTORS CONNECTOR CAN BE ROTATED BY 270 DEGR. RESOLVER 2-POLE (RESOLVER P=1) WITH DRIVE-CLIQ INTERFACE; PLAIN SHAFT, TOLERANCE N; W/O HOLDING BRAKE DEGREE OF PROTECTION IP64 | 2049 | TEM | 1 | MC | 15.503 | 1
1FK70647AH711PG2 | SIMOTICS S SYNCHRONOUS SERVOMOTOR, 1FK7 HIGH DYNAMIC 12.0 NM, 100 K, 4500 RPM, 2,36KW NATURAL COOLING, IM B5 (V1, V3) POWER/SIGNAL CONNECTORS CONNECTOR CAN BE ROTATED BY 270 DEGR. RESOLVER 2-POLE (RESOLVER P=1) WITH DRIVE-CLIQ INTERFACE; PLAIN SHAFT, TOLERANCE N; W/O HOLDING BRAKE DEGREE OF PROTECTION IP65 FLANGE ON DRIVE END IP67 | 2151 | TEM | 1 | MC | 15.503 | 1
1FK70647AH711PG3 | SIMOTICS S SYNCHRONOUS SERVOMOTOR, 1FK7 HIGH DYNAMIC 12.0 NM, 100 K, 4500 RPM, 2,36KW NATURAL COOLING, IM B5 (V1, V3) POWER/SIGNAL CONNECTORS CONNECTOR CAN BE ROTATED BY 270 DEGR. RESOLVER 2-POLE (RESOLVER P=1) WITH DRIVE-CLIQ INTERFACE; PLAIN SHAFT, TOLERANCE N; W/O HOLDING BRAKE DEGREE OF PROTECTION IP64; PAINT FINISH RAL7016 | 2098 | TEM | 1 | MC | 15.503 | 1
1FK70647AH711PG5 | SIMOTICS S SYNCHRONOUS SERVOMOTOR, 1FK7 HIGH DYNAMIC 12.0 NM, 100 K, 4500 RPM, 2,36KW NATURAL COOLING, IM B5 (V1, V3) POWER/SIGNAL CONNECTORS CONNECTOR CAN BE ROTATED BY 270 DEGR. RESOLVER 2-POLE (RESOLVER P=1) WITH DRIVE-CLIQ INTERFACE; PLAIN SHAFT, TOLERANCE N; W/O HOLDING BRAKE DEGREE OF PROTECTION IP65 AS FLANGE IP67; PAINT FINISH RAL7016 | 2200 | TEM | 1 | MC | 15.503 | 1
1FK70647AH711PG8 | SIMOTICS S SYNCHRONOUS SERVOMOTOR, 1FK7 HIGH DYNAMIC 12.0 NM, 100 K, 4500 RPM, 2,36KW NATURAL COOLING, IM B5 (V1, V3) POWER/SIGNAL CONNECTORS CONNECTOR CAN BE ROTATED BY 270 DEGR. RESOLVER 2-POLE (RESOLVER P=1) WITH DRIVE-CLIQ INTERFACE; PLAIN SHAFT, TOLERANCE N; W/O HOLDING BRAKE DEGREE OF PROTECTION IP65 IP67 D-END FLANGE; RAL7016 COATING; METALLIC RATING PLATE AT MOTOR | 2308 | TEM | 1 | MC | 15.503 | 1
1FK70647AH711PH0 | SIMOTICS S SYNCHRONOUS SERVOMOTOR, 1FK7 HIGH DYNAMIC 12.0 NM, 100 K, 4500 RPM, 2,36KW NATURAL COOLING, IM B5 (V1, V3) POWER/SIGNAL CONNECTORS CONNECTOR CAN BE ROTATED BY 270 DEGR. RESOLVER 2-POLE (RESOLVER P=1) WITH DRIVE-CLIQ INTERFACE; PLAIN SHAFT, TOLERANCE N; WITH HOLDING BRAKE DEGREE OF PROTECTION IP64 | 2381 | TEM | 1 | MC | 16.802 | 1
1FK70647AH711PH2 | SIMOTICS S SYNCHRONOUS SERVOMOTOR, 1FK7 HIGH DYNAMIC 12.0 NM, 100 K, 4500 RPM, 2,36KW NATURAL COOLING, IM B5 (V1, V3) POWER/SIGNAL CONNECTORS CONNECTOR CAN BE ROTATED BY 270 DEGR. RESOLVER 2-POLE (RESOLVER P=1) WITH DRIVE-CLIQ INTERFACE; PLAIN SHAFT, TOLERANCE N; WITH HOLDING BRAKE DEGREE OF PROTECTION IP65 FLANGE ON DRIVE END IP67 | 2482 | TEM | 1 | MC | 16.802 | 1
1FK70647AH711PH3 | SIMOTICS S SYNCHRONOUS SERVOMOTOR, 1FK7 HIGH DYNAMIC 12.0 NM, 100 K, 4500 RPM, 2,36KW NATURAL COOLING, IM B5 (V1, V3) POWER/SIGNAL CONNECTORS CONNECTOR CAN BE ROTATED BY 270 DEGR. RESOLVER 2-POLE (RESOLVER P=1) WITH DRIVE-CLIQ INTERFACE; PLAIN SHAFT, TOLERANCE N; WITH HOLDING BRAKE DEGREE OF PROTECTION IP64; PAINT FINISH RAL7016 | 2430 | TEM | 1 | MC | 16.802 | 1
1FK70647AH711PH5 | SIMOTICS S SYNCHRONOUS SERVOMOTOR, 1FK7 HIGH DYNAMIC 12.0 NM, 100 K, 4500 RPM, 2,36KW NATURAL COOLING, IM B5 (V1, V3) POWER/SIGNAL CONNECTORS CONNECTOR CAN BE ROTATED BY 270 DEGR. RESOLVER 2-POLE (RESOLVER P=1) WITH DRIVE-CLIQ INTERFACE; PLAIN SHAFT, TOLERANCE N; WITH HOLDING BRAKE DEGREE OF PROTECTION IP65 AS FLANGE IP67; PAINT FINISH RAL7016 | 2531 | TEM | 1 | MC | 16.802 | 1
1FK70647AH711PH8 | SIMOTICS S SYNCHRONOUS SERVOMOTOR, 1FK7 HIGH DYNAMIC 12.0 NM, 100 K, 4500 RPM, 2,36KW NATURAL COOLING, IM B5 (V1, V3) POWER/SIGNAL CONNECTORS CONNECTOR CAN BE ROTATED BY 270 DEGR. RESOLVER 2-POLE (RESOLVER P=1) WITH DRIVE-CLIQ INTERFACE; PLAIN SHAFT, TOLERANCE N; WITH HOLDING BRAKE DEGREE OF PROTECTION IP65 IP67 D-END FLANGE; RAL7016 COATING; METALLIC RATING PLATE AT MOTOR | 2640 | TEM | 1 | MC | 16.802 | 1
1FK70647AH711SA0 | SIMOTICS S SYNCHRONOUS SERVOMOTOR, 1FK7 HIGH DYNAMIC 12.0 NM, 100 K, 4500 RPM, 2,36KW NATURAL COOLING, IM B5 (V1, V3) POWER/SIGNAL CONNECTORS CONNECTOR CAN BE ROTATED BY 270 DEGR. RESOLVER MULTI-POLE (RESOLVER P=3); SHAFT WITH FITTED KEY, TOLERANCE N; W/O HOLDING BRAKE DEGREE OF PROTECTION IP64 | 1881 | TEM | 1 | MC | 15.503 | 1
1FK70647AH711SA2 | SIMOTICS S SYNCHRONOUS SERVOMOTOR, 1FK7 HIGH DYNAMIC 12.0 NM, 100 K, 4500 RPM, 2,36KW NATURAL COOLING, IM B5 (V1, V3) POWER/SIGNAL CONNECTORS CONNECTOR CAN BE ROTATED BY 270 DEGR. RESOLVER MULTI-POLE (RESOLVER P=3); SHAFT WITH FITTED KEY, TOLERANCE N; W/O HOLDING BRAKE DEGREE OF PROTECTION IP65 FLANGE ON DRIVE END IP67 | 1983 | TEM | 1 | MC | 15.503 | 1
1FK70647AH711SA3 | SIMOTICS S SYNCHRONOUS SERVOMOTOR, 1FK7 HIGH DYNAMIC 12.0 NM, 100 K, 4500 RPM, 2,36KW NATURAL COOLING, IM B5 (V1, V3) POWER/SIGNAL CONNECTORS CONNECTOR CAN BE ROTATED BY 270 DEGR. RESOLVER MULTI-POLE (RESOLVER P=3); SHAFT WITH FITTED KEY, TOLERANCE N; W/O HOLDING BRAKE DEGREE OF PROTECTION IP64; PAINT FINISH RAL7016 | 1930 | TEM | 1 | MC | 15.503 | 1
1FK70647AH711SA5 | SIMOTICS S SYNCHRONOUS SERVOMOTOR, 1FK7 HIGH DYNAMIC 12.0 NM, 100 K, 4500 RPM, 2,36KW NATURAL COOLING, IM B5 (V1, V3) POWER/SIGNAL CONNECTORS CONNECTOR CAN BE ROTATED BY 270 DEGR. RESOLVER MULTI-POLE (RESOLVER P=3); SHAFT WITH FITTED KEY, TOLERANCE N; W/O HOLDING BRAKE DEGREE OF PROTECTION IP65 AS FLANGE IP67; PAINT FINISH RAL7016 | 2032 | TEM | 1 | MC | 15.503 | 1
1FK70647AH711SA8 | SIMOTICS S SYNCHRONOUS SERVOMOTOR, 1FK7 HIGH DYNAMIC 12.0 NM, 100 K, 4500 RPM, 2,36KW NATURAL COOLING, IM B5 (V1, V3) POWER/SIGNAL CONNECTORS CONNECTOR CAN BE ROTATED BY 270 DEGR. RESOLVER MULTI-POLE (RESOLVER P=3); SHAFT WITH FITTED KEY, TOLERANCE N; W/O HOLDING BRAKE DEGREE OF PROTECTION IP65 IP67 D-END FLANGE; RAL7016 COATING; METALLIC RATING PLATE AT MOTOR | 2140 | TEM | 1 | MC | 15.503 | 1
1FK70647AH711SB0 | SIMOTICS S SYNCHRONOUS SERVOMOTOR, 1FK7 HIGH DYNAMIC 12.0 NM, 100 K, 4500 RPM, 2,36KW NATURAL COOLING, IM B5 (V1, V3) POWER/SIGNAL CONNECTORS CONNECTOR CAN BE ROTATED BY 270 DEGR. RESOLVER MULTI-POLE (RESOLVER P=3); SHAFT WITH FITTED KEY, TOLERANCE N; WITH HOLDING BRAKE DEGREE OF PROTECTION IP64 | 2210 | TEM | 1 | MC | 16.802 | 1
1FK70647AH711SB2 | SIMOTICS S SYNCHRONOUS SERVOMOTOR, 1FK7 HIGH DYNAMIC 12.0 NM, 100 K, 4500 RPM, 2,36KW NATURAL COOLING, IM B5 (V1, V3) POWER/SIGNAL CONNECTORS CONNECTOR CAN BE ROTATED BY 270 DEGR. RESOLVER MULTI-POLE (RESOLVER P=3); SHAFT WITH FITTED KEY, TOLERANCE N; WITH HOLDING BRAKE DEGREE OF PROTECTION IP65 FLANGE ON DRIVE END IP67 | 2312 | TEM | 1 | MC | 16.802 | 1
1FK70647AH711SB3 | SIMOTICS S SYNCHRONOUS SERVOMOTOR, 1FK7 HIGH DYNAMIC 12.0 NM, 100 K, 4500 RPM, 2,36KW NATURAL COOLING, IM B5 (V1, V3) POWER/SIGNAL CONNECTORS CONNECTOR CAN BE ROTATED BY 270 DEGR. RESOLVER MULTI-POLE (RESOLVER P=3); SHAFT WITH FITTED KEY, TOLERANCE N; WITH HOLDING BRAKE DEGREE OF PROTECTION IP64; PAINT FINISH RAL7016 | 2259 | TEM | 1 | MC | 16.802 | 1
1FK70647AH711SB5 | SIMOTICS S SYNCHRONOUS SERVOMOTOR, 1FK7 HIGH DYNAMIC 12.0 NM, 100 K, 4500 RPM, 2,36KW NATURAL COOLING, IM B5 (V1, V3) POWER/SIGNAL CONNECTORS CONNECTOR CAN BE ROTATED BY 270 DEGR. RESOLVER MULTI-POLE (RESOLVER P=3); SHAFT WITH FITTED KEY, TOLERANCE N; WITH HOLDING BRAKE DEGREE OF PROTECTION IP65 AS FLANGE IP67; PAINT FINISH RAL7016 | 2361 | TEM | 1 | MC | 16.802 | 1
1FK70647AH711SB8 | SIMOTICS S SYNCHRONOUS SERVOMOTOR, 1FK7 HIGH DYNAMIC 12.0 NM, 100 K, 4500 RPM, 2,36KW NATURAL COOLING, IM B5 (V1, V3) POWER/SIGNAL CONNECTORS CONNECTOR CAN BE ROTATED BY 270 DEGR. RESOLVER MULTI-POLE (RESOLVER P=3); SHAFT WITH FITTED KEY, TOLERANCE N; WITH HOLDING BRAKE DEGREE OF PROTECTION IP65 IP67 D-END FLANGE; RAL7016 COATING; METALLIC RATING PLATE AT MOTOR | 2469 | TEM | 1 | MC | 16.802 | 1
1FK70647AH711SG0 | SIMOTICS S SYNCHRONOUS SERVOMOTOR, 1FK7 HIGH DYNAMIC 12.0 NM, 100 K, 4500 RPM, 2,36KW NATURAL COOLING, IM B5 (V1, V3) POWER/SIGNAL CONNECTORS CONNECTOR CAN BE ROTATED BY 270 DEGR. RESOLVER MULTI-POLE (RESOLVER P=3); PLAIN SHAFT, TOLERANCE N; W/O HOLDING BRAKE DEGREE OF PROTECTION IP64 | 1787 | TEM | 1 | MC | 15.503 | 1
1FK70647AH711SG2 | SIMOTICS S SYNCHRONOUS SERVOMOTOR, 1FK7 HIGH DYNAMIC 12.0 NM, 100 K, 4500 RPM, 2,36KW NATURAL COOLING, IM B5 (V1, V3) POWER/SIGNAL CONNECTORS CONNECTOR CAN BE ROTATED BY 270 DEGR. RESOLVER MULTI-POLE (RESOLVER P=3); PLAIN SHAFT, TOLERANCE N; W/O HOLDING BRAKE DEGREE OF PROTECTION IP65 FLANGE ON DRIVE END IP67 | 1889 | TEM | 1 | MC | 15.503 | 1
1FK70647AH711SG3 | SIMOTICS S SYNCHRONOUS SERVOMOTOR, 1FK7 HIGH DYNAMIC 12.0 NM, 100 K, 4500 RPM, 2,36KW NATURAL COOLING, IM B5 (V1, V3) POWER/SIGNAL CONNECTORS CONNECTOR CAN BE ROTATED BY 270 DEGR. RESOLVER MULTI-POLE (RESOLVER P=3); PLAIN SHAFT, TOLERANCE N; W/O HOLDING BRAKE DEGREE OF PROTECTION IP64; PAINT FINISH RAL7016 | 1837 | TEM | 1 | MC | 15.503 | 1
1FK70647AH711SG5 | SIMOTICS S SYNCHRONOUS SERVOMOTOR, 1FK7 HIGH DYNAMIC 12.0 NM, 100 K, 4500 RPM, 2,36KW NATURAL COOLING, IM B5 (V1, V3) POWER/SIGNAL CONNECTORS CONNECTOR CAN BE ROTATED BY 270 DEGR. RESOLVER MULTI-POLE (RESOLVER P=3); PLAIN SHAFT, TOLERANCE N; W/O HOLDING BRAKE DEGREE OF PROTECTION IP65 AS FLANGE IP67; PAINT FINISH RAL7016 | 1938 | TEM | 1 | MC | 15.503 | 1
1FK70647AH711SG8 | SIMOTICS S SYNCHRONOUS SERVOMOTOR, 1FK7 HIGH DYNAMIC 12.0 NM, 100 K, 4500 RPM, 2,36KW NATURAL COOLING, IM B5 (V1, V3) POWER/SIGNAL CONNECTORS CONNECTOR CAN BE ROTATED BY 270 DEGR. RESOLVER MULTI-POLE (RESOLVER P=3); PLAIN SHAFT, TOLERANCE N; W/O HOLDING BRAKE DEGREE OF PROTECTION IP65 IP67 D-END FLANGE; RAL7016 COATING; METALLIC RATING PLATE AT MOTOR | 2047 | TEM | 1 | MC | 15.503 | 1
1FK70647AH711SH0 | SIMOTICS S SYNCHRONOUS SERVOMOTOR, 1FK7 HIGH DYNAMIC 12.0 NM, 100 K, 4500 RPM, 2,36KW NATURAL COOLING, IM B5 (V1, V3) POWER/SIGNAL CONNECTORS CONNECTOR CAN BE ROTATED BY 270 DEGR. RESOLVER MULTI-POLE (RESOLVER P=3); PLAIN SHAFT, TOLERANCE N; WITH HOLDING BRAKE DEGREE OF PROTECTION IP64 | 2119 | TEM | 1 | MC | 16.802 | 1
1FK70647AH711SH2 | SIMOTICS S SYNCHRONOUS SERVOMOTOR, 1FK7 HIGH DYNAMIC 12.0 NM, 100 K, 4500 RPM, 2,36KW NATURAL COOLING, IM B5 (V1, V3) POWER/SIGNAL CONNECTORS CONNECTOR CAN BE ROTATED BY 270 DEGR. RESOLVER MULTI-POLE (RESOLVER P=3); PLAIN SHAFT, TOLERANCE N; WITH HOLDING BRAKE DEGREE OF PROTECTION IP65 FLANGE ON DRIVE END IP67 | 2220 | TEM | 1 | MC | 16.802 | 1
1FK70647AH711SH3 | SIMOTICS S SYNCHRONOUS SERVOMOTOR, 1FK7 HIGH DYNAMIC 12.0 NM, 100 K, 4500 RPM, 2,36KW NATURAL COOLING, IM B5 (V1, V3) POWER/SIGNAL CONNECTORS CONNECTOR CAN BE ROTATED BY 270 DEGR. RESOLVER MULTI-POLE (RESOLVER P=3); PLAIN SHAFT, TOLERANCE N; WITH HOLDING BRAKE DEGREE OF PROTECTION IP64; PAINT FINISH RAL7016 | 2168 | TEM | 1 | MC | 16.802 | 1
1FK70647AH711SH5 | SIMOTICS S SYNCHRONOUS SERVOMOTOR, 1FK7 HIGH DYNAMIC 12.0 NM, 100 K, 4500 RPM, 2,36KW NATURAL COOLING, IM B5 (V1, V3) POWER/SIGNAL CONNECTORS CONNECTOR CAN BE ROTATED BY 270 DEGR. RESOLVER MULTI-POLE (RESOLVER P=3); PLAIN SHAFT, TOLERANCE N; WITH HOLDING BRAKE DEGREE OF PROTECTION IP65 AS FLANGE IP67; PAINT FINISH RAL7016 | 2270 | TEM | 1 | MC | 16.802 | 1
1FK70647AH711SH8 | SIMOTICS S SYNCHRONOUS SERVOMOTOR, 1FK7 HIGH DYNAMIC 12.0 NM, 100 K, 4500 RPM, 2,36KW NATURAL COOLING, IM B5 (V1, V3) POWER/SIGNAL CONNECTORS CONNECTOR CAN BE ROTATED BY 270 DEGR. RESOLVER MULTI-POLE (RESOLVER P=3); PLAIN SHAFT, TOLERANCE N; WITH HOLDING BRAKE DEGREE OF PROTECTION IP65 IP67 D-END FLANGE; RAL7016 COATING; METALLIC RATING PLATE AT MOTOR | 2378 | TEM | 1 | MC | 16.802 | 1
1FK70647AH711TA0 | SIMOTICS S SYNCHRONOUS SERVOMOTOR, 1FK7 HIGH DYNAMIC 12.0 NM, 100 K, 4500 RPM, 2,36KW NATURAL COOLING, IM B5 (V1, V3) POWER/SIGNAL CONNECTORS CONNECTOR CAN BE ROTATED BY 270 DEGR. RESOLVER 2-POLE (RESOLVER P=1); SHAFT WITH FITTED KEY, TOLERANCE N; W/O HOLDING BRAKE DEGREE OF PROTECTION IP64 | 1881 | TEM | 1 | MC | 15.503 | 1
1FK70647AH711TA2 | SIMOTICS S SYNCHRONOUS SERVOMOTOR, 1FK7 HIGH DYNAMIC 12.0 NM, 100 K, 4500 RPM, 2,36KW NATURAL COOLING, IM B5 (V1, V3) POWER/SIGNAL CONNECTORS CONNECTOR CAN BE ROTATED BY 270 DEGR. RESOLVER 2-POLE (RESOLVER P=1); SHAFT WITH FITTED KEY, TOLERANCE N; W/O HOLDING BRAKE DEGREE OF PROTECTION IP65 FLANGE ON DRIVE END IP67 | 1983 | TEM | 1 | MC | 15.503 | 1
1FK70647AH711TA3 | SIMOTICS S SYNCHRONOUS SERVOMOTOR, 1FK7 HIGH DYNAMIC 12.0 NM, 100 K, 4500 RPM, 2,36KW NATURAL COOLING, IM B5 (V1, V3) POWER/SIGNAL CONNECTORS CONNECTOR CAN BE ROTATED BY 270 DEGR. RESOLVER 2-POLE (RESOLVER P=1); SHAFT WITH FITTED KEY, TOLERANCE N; W/O HOLDING BRAKE DEGREE OF PROTECTION IP64; PAINT FINISH RAL7016 | 1930 | TEM | 1 | MC | 15.503 | 1
1FK70647AH711TA5 | SIMOTICS S SYNCHRONOUS SERVOMOTOR, 1FK7 HIGH DYNAMIC 12.0 NM, 100 K, 4500 RPM, 2,36KW NATURAL COOLING, IM B5 (V1, V3) POWER/SIGNAL CONNECTORS CONNECTOR CAN BE ROTATED BY 270 DEGR. RESOLVER 2-POLE (RESOLVER P=1); SHAFT WITH FITTED KEY, TOLERANCE N; W/O HOLDING BRAKE DEGREE OF PROTECTION IP65 AS FLANGE IP67; PAINT FINISH RAL7016 | 2032 | TEM | 1 | MC | 15.503 | 1
1FK70647AH711TA8 | SIMOTICS S SYNCHRONOUS SERVOMOTOR, 1FK7 HIGH DYNAMIC 12.0 NM, 100 K, 4500 RPM, 2,36KW NATURAL COOLING, IM B5 (V1, V3) POWER/SIGNAL CONNECTORS CONNECTOR CAN BE ROTATED BY 270 DEGR. RESOLVER 2-POLE (RESOLVER P=1); SHAFT WITH FITTED KEY, TOLERANCE N; W/O HOLDING BRAKE DEGREE OF PROTECTION IP65 IP67 D-END FLANGE; RAL7016 COATING; METALLIC RATING PLATE AT MOTOR | 2140 | TEM | 1 | MC | 15.503 | 1
1FK70647AH711TB0 | SIMOTICS S SYNCHRONOUS SERVOMOTOR, 1FK7 HIGH DYNAMIC 12.0 NM, 100 K, 4500 RPM, 2,36KW NATURAL COOLING, IM B5 (V1, V3) POWER/SIGNAL CONNECTORS CONNECTOR CAN BE ROTATED BY 270 DEGR. RESOLVER 2-POLE (RESOLVER P=1); SHAFT WITH FITTED KEY, TOLERANCE N; WITH HOLDING BRAKE DEGREE OF PROTECTION IP64 | 2210 | TEM | 1 | MC | 16.802 | 1
1FK70647AH711TB2 | SIMOTICS S SYNCHRONOUS SERVOMOTOR, 1FK7 HIGH DYNAMIC 12.0 NM, 100 K, 4500 RPM, 2,36KW NATURAL COOLING, IM B5 (V1, V3) POWER/SIGNAL CONNECTORS CONNECTOR CAN BE ROTATED BY 270 DEGR. RESOLVER 2-POLE (RESOLVER P=1); SHAFT WITH FITTED KEY, TOLERANCE N; WITH HOLDING BRAKE DEGREE OF PROTECTION IP65 FLANGE ON DRIVE END IP67 | 2312 | TEM | 1 | MC | 16.802 | 1
1FK70647AH711TB3 | SIMOTICS S SYNCHRONOUS SERVOMOTOR, 1FK7 HIGH DYNAMIC 12.0 NM, 100 K, 4500 RPM, 2,36KW NATURAL COOLING, IM B5 (V1, V3) POWER/SIGNAL CONNECTORS CONNECTOR CAN BE ROTATED BY 270 DEGR. RESOLVER 2-POLE (RESOLVER P=1); SHAFT WITH FITTED KEY, TOLERANCE N; WITH HOLDING BRAKE DEGREE OF PROTECTION IP64; PAINT FINISH RAL7016 | 2259 | TEM | 1 | MC | 16.802 | 1
1FK70647AH711TB5 | SIMOTICS S SYNCHRONOUS SERVOMOTOR, 1FK7 HIGH DYNAMIC 12.0 NM, 100 K, 4500 RPM, 2,36KW NATURAL COOLING, IM B5 (V1, V3) POWER/SIGNAL CONNECTORS CONNECTOR CAN BE ROTATED BY 270 DEGR. RESOLVER 2-POLE (RESOLVER P=1); SHAFT WITH FITTED KEY, TOLERANCE N; WITH HOLDING BRAKE DEGREE OF PROTECTION IP65 AS FLANGE IP67; PAINT FINISH RAL7016 | 2361 | TEM | 1 | MC | 16.802 | 1
1FK70647AH711TB8 | SIMOTICS S SYNCHRONOUS SERVOMOTOR, 1FK7 HIGH DYNAMIC 12.0 NM, 100 K, 4500 RPM, 2,36KW NATURAL COOLING, IM B5 (V1, V3) POWER/SIGNAL CONNECTORS CONNECTOR CAN BE ROTATED BY 270 DEGR. RESOLVER 2-POLE (RESOLVER P=1); SHAFT WITH FITTED KEY, TOLERANCE N; WITH HOLDING BRAKE DEGREE OF PROTECTION IP65 IP67 D-END FLANGE; RAL7016 COATING; METALLIC RATING PLATE AT MOTOR | 2469 | TEM | 1 | MC | 16.802 | 1
1FK70647AH711TG0 | SIMOTICS S SYNCHRONOUS SERVOMOTOR, 1FK7 HIGH DYNAMIC 12.0 NM, 100 K, 4500 RPM, 2,36KW NATURAL COOLING, IM B5 (V1, V3) POWER/SIGNAL CONNECTORS CONNECTOR CAN BE ROTATED BY 270 DEGR. RESOLVER 2-POLE (RESOLVER P=1); PLAIN SHAFT, TOLERANCE N; W/O HOLDING BRAKE DEGREE OF PROTECTION IP64 | 1787 | TEM | 1 | MC | 15.503 | 1
1FK70647AH711TG2 | SIMOTICS S SYNCHRONOUS SERVOMOTOR, 1FK7 HIGH DYNAMIC 12.0 NM, 100 K, 4500 RPM, 2,36KW NATURAL COOLING, IM B5 (V1, V3) POWER/SIGNAL CONNECTORS CONNECTOR CAN BE ROTATED BY 270 DEGR. RESOLVER 2-POLE (RESOLVER P=1); PLAIN SHAFT, TOLERANCE N; W/O HOLDING BRAKE DEGREE OF PROTECTION IP65 FLANGE ON DRIVE END IP67 | 1889 | TEM | 1 | MC | 15.503 | 1
1FK70647AH711TG3 | SIMOTICS S SYNCHRONOUS SERVOMOTOR, 1FK7 HIGH DYNAMIC 12.0 NM, 100 K, 4500 RPM, 2,36KW NATURAL COOLING, IM B5 (V1, V3) POWER/SIGNAL CONNECTORS CONNECTOR CAN BE ROTATED BY 270 DEGR. RESOLVER 2-POLE (RESOLVER P=1); PLAIN SHAFT, TOLERANCE N; W/O HOLDING BRAKE DEGREE OF PROTECTION IP64; PAINT FINISH RAL7016 | 1837 | TEM | 1 | MC | 15.503 | 1
1FK70647AH711TG5 | SIMOTICS S SYNCHRONOUS SERVOMOTOR, 1FK7 HIGH DYNAMIC 12.0 NM, 100 K, 4500 RPM, 2,36KW NATURAL COOLING, IM B5 (V1, V3) POWER/SIGNAL CONNECTORS CONNECTOR CAN BE ROTATED BY 270 DEGR. RESOLVER 2-POLE (RESOLVER P=1); PLAIN SHAFT, TOLERANCE N; W/O HOLDING BRAKE DEGREE OF PROTECTION IP65 AS FLANGE IP67; PAINT FINISH RAL7016 | 1938 | TEM | 1 | MC | 15.503 | 1
1FK70647AH711TG8 | SIMOTICS S SYNCHRONOUS SERVOMOTOR, 1FK7 HIGH DYNAMIC 12.0 NM, 100 K, 4500 RPM, 2,36KW NATURAL COOLING, IM B5 (V1, V3) POWER/SIGNAL CONNECTORS CONNECTOR CAN BE ROTATED BY 270 DEGR. RESOLVER 2-POLE (RESOLVER P=1); PLAIN SHAFT, TOLERANCE N; W/O HOLDING BRAKE DEGREE OF PROTECTION IP65 IP67 D-END FLANGE; RAL7016 COATING; METALLIC RATING PLATE AT MOTOR | 2047 | TEM | 1 | MC | 15.503 | 1
1FK70647AH711TH0 | SIMOTICS S SYNCHRONOUS SERVOMOTOR, 1FK7 HIGH DYNAMIC 12.0 NM, 100 K, 4500 RPM, 2,36KW NATURAL COOLING, IM B5 (V1, V3) POWER/SIGNAL CONNECTORS CONNECTOR CAN BE ROTATED BY 270 DEGR. RESOLVER 2-POLE (RESOLVER P=1); PLAIN SHAFT, TOLERANCE N; WITH HOLDING BRAKE DEGREE OF PROTECTION IP64 | 2119 | TEM | 1 | MC | 16.802 | 1
1FK70647AH711TH2 | SIMOTICS S SYNCHRONOUS SERVOMOTOR, 1FK7 HIGH DYNAMIC 12.0 NM, 100 K, 4500 RPM, 2,36KW NATURAL COOLING, IM B5 (V1, V3) POWER/SIGNAL CONNECTORS CONNECTOR CAN BE ROTATED BY 270 DEGR. RESOLVER 2-POLE (RESOLVER P=1); PLAIN SHAFT, TOLERANCE N; WITH HOLDING BRAKE DEGREE OF PROTECTION IP65 FLANGE ON DRIVE END IP67 | 2220 | TEM | 1 | MC | 16.802 | 1
1FK70647AH711TH3 | SIMOTICS S SYNCHRONOUS SERVOMOTOR, 1FK7 HIGH DYNAMIC 12.0 NM, 100 K, 4500 RPM, 2,36KW NATURAL COOLING, IM B5 (V1, V3) POWER/SIGNAL CONNECTORS CONNECTOR CAN BE ROTATED BY 270 DEGR. RESOLVER 2-POLE (RESOLVER P=1); PLAIN SHAFT, TOLERANCE N; WITH HOLDING BRAKE DEGREE OF PROTECTION IP64; PAINT FINISH RAL7016 | 2168 | TEM | 1 | MC | 16.802 | 1
1FK70647AH711TH5 | SIMOTICS S SYNCHRONOUS SERVOMOTOR, 1FK7 HIGH DYNAMIC 12.0 NM, 100 K, 4500 RPM, 2,36KW NATURAL COOLING, IM B5 (V1, V3) POWER/SIGNAL CONNECTORS CONNECTOR CAN BE ROTATED BY 270 DEGR. RESOLVER 2-POLE (RESOLVER P=1); PLAIN SHAFT, TOLERANCE N; WITH HOLDING BRAKE DEGREE OF PROTECTION IP65 AS FLANGE IP67; PAINT FINISH RAL7016 | 2270 | TEM | 1 | MC | 16.802 | 1
1FK70647AH711TH8 | SIMOTICS S SYNCHRONOUS SERVOMOTOR, 1FK7 HIGH DYNAMIC 12.0 NM, 100 K, 4500 RPM, 2,36KW NATURAL COOLING, IM B5 (V1, V3) POWER/SIGNAL CONNECTORS CONNECTOR CAN BE ROTATED BY 270 DEGR. RESOLVER 2-POLE (RESOLVER P=1); PLAIN SHAFT, TOLERANCE N; WITH HOLDING BRAKE DEGREE OF PROTECTION IP65 IP67 D-END FLANGE; RAL7016 COATING; METALLIC RATING PLATE AT MOTOR | 2378 | TEM | 1 | MC | 16.802 | 1
1FK70647AH711UA0 | SIMOTICS S SYNCHRONOUS SERVOMOTOR, 1FK7 HIGH DYNAMIC 12.0 NM, 100 K, 4500 RPM, 2,36KW NATURAL COOLING, IM B5 (V1, V3) POWER/SIGNAL CONNECTORS CONNECTOR CAN BE ROTATED BY 270 DEGR. RESOLVER MULTI-POLE (RESOLVER P=3) WITH DRIVE-CLIQ INTERFACE; SHAFT WITH FITTED KEY, TOLERANCE N; W/O HOLDING BRAKE DEGREE OF PROTECTION IP64 | 2143 | TEM | 1 | MC | 15.503 | 1
1FK70647AH711UA2 | SIMOTICS S SYNCHRONOUS SERVOMOTOR, 1FK7 HIGH DYNAMIC 12.0 NM, 100 K, 4500 RPM, 2,36KW NATURAL COOLING, IM B5 (V1, V3) POWER/SIGNAL CONNECTORS CONNECTOR CAN BE ROTATED BY 270 DEGR. RESOLVER MULTI-POLE (RESOLVER P=3) WITH DRIVE-CLIQ INTERFACE; SHAFT WITH FITTED KEY, TOLERANCE N; W/O HOLDING BRAKE DEGREE OF PROTECTION IP65 FLANGE ON DRIVE END IP67 | 2244 | TEM | 1 | MC | 15.503 | 1
1FK70647AH711UA3 | SIMOTICS S SYNCHRONOUS SERVOMOTOR, 1FK7 HIGH DYNAMIC 12.0 NM, 100 K, 4500 RPM, 2,36KW NATURAL COOLING, IM B5 (V1, V3) POWER/SIGNAL CONNECTORS CONNECTOR CAN BE ROTATED BY 270 DEGR. RESOLVER MULTI-POLE (RESOLVER P=3) WITH DRIVE-CLIQ INTERFACE; SHAFT WITH FITTED KEY, TOLERANCE N; W/O HOLDING BRAKE DEGREE OF PROTECTION IP64; PAINT FINISH RAL7016 | 2192 | TEM | 1 | MC | 15.503 | 1
1FK70647AH711UA5 | SIMOTICS S SYNCHRONOUS SERVOMOTOR, 1FK7 HIGH DYNAMIC 12.0 NM, 100 K, 4500 RPM, 2,36KW NATURAL COOLING, IM B5 (V1, V3) POWER/SIGNAL CONNECTORS CONNECTOR CAN BE ROTATED BY 270 DEGR. RESOLVER MULTI-POLE (RESOLVER P=3) WITH DRIVE-CLIQ INTERFACE; SHAFT WITH FITTED KEY, TOLERANCE N; W/O HOLDING BRAKE DEGREE OF PROTECTION IP65 AS FLANGE IP67; PAINT FINISH RAL7016 | 2294 | TEM | 1 | MC | 15.503 | 1
1FK70647AH711UA8 | SIMOTICS S SYNCHRONOUS SERVOMOTOR, 1FK7 HIGH DYNAMIC 12.0 NM, 100 K, 4500 RPM, 2,36KW NATURAL COOLING, IM B5 (V1, V3) POWER/SIGNAL CONNECTORS CONNECTOR CAN BE ROTATED BY 270 DEGR. RESOLVER MULTI-POLE (RESOLVER P=3) WITH DRIVE-CLIQ INTERFACE; SHAFT WITH FITTED KEY, TOLERANCE N; W/O HOLDING BRAKE DEGREE OF PROTECTION IP65 IP67 D-END FLANGE; RAL7016 COATING; METALLIC RATING PLATE AT MOTOR | 2402 | TEM | 1 | MC | 15.503 | 1
1FK70647AH711UB0 | SIMOTICS S SYNCHRONOUS SERVOMOTOR, 1FK7 HIGH DYNAMIC 12.0 NM, 100 K, 4500 RPM, 2,36KW NATURAL COOLING, IM B5 (V1, V3) POWER/SIGNAL CONNECTORS CONNECTOR CAN BE ROTATED BY 270 DEGR. RESOLVER MULTI-POLE (RESOLVER P=3) WITH DRIVE-CLIQ INTERFACE; SHAFT WITH FITTED KEY, TOLERANCE N; WITH HOLDING BRAKE DEGREE OF PROTECTION IP64 | 2472 | TEM | 1 | MC | 16.802 | 1
1FK70647AH711UB2 | SIMOTICS S SYNCHRONOUS SERVOMOTOR, 1FK7 HIGH DYNAMIC 12.0 NM, 100 K, 4500 RPM, 2,36KW NATURAL COOLING, IM B5 (V1, V3) POWER/SIGNAL CONNECTORS CONNECTOR CAN BE ROTATED BY 270 DEGR. RESOLVER MULTI-POLE (RESOLVER P=3) WITH DRIVE-CLIQ INTERFACE; SHAFT WITH FITTED KEY, TOLERANCE N; WITH HOLDING BRAKE DEGREE OF PROTECTION IP65 FLANGE ON DRIVE END IP67 | 2573 | TEM | 1 | MC | 16.802 | 1
1FK70647AH711UB3 | SIMOTICS S SYNCHRONOUS SERVOMOTOR, 1FK7 HIGH DYNAMIC 12.0 NM, 100 K, 4500 RPM, 2,36KW NATURAL COOLING, IM B5 (V1, V3) POWER/SIGNAL CONNECTORS CONNECTOR CAN BE ROTATED BY 270 DEGR. RESOLVER MULTI-POLE (RESOLVER P=3) WITH DRIVE-CLIQ INTERFACE; SHAFT WITH FITTED KEY, TOLERANCE N; WITH HOLDING BRAKE DEGREE OF PROTECTION IP64; PAINT FINISH RAL7016 | 2521 | TEM | 1 | MC | 16.802 | 1
1FK70647AH711UB5 | SIMOTICS S SYNCHRONOUS SERVOMOTOR, 1FK7 HIGH DYNAMIC 12.0 NM, 100 K, 4500 RPM, 2,36KW NATURAL COOLING, IM B5 (V1, V3) POWER/SIGNAL CONNECTORS CONNECTOR CAN BE ROTATED BY 270 DEGR. RESOLVER MULTI-POLE (RESOLVER P=3) WITH DRIVE-CLIQ INTERFACE; SHAFT WITH FITTED KEY, TOLERANCE N; WITH HOLDING BRAKE DEGREE OF PROTECTION IP65 AS FLANGE IP67; PAINT FINISH RAL7016 | 2623 | TEM | 1 | MC | 16.802 | 1
1FK70647AH711UB8 | SIMOTICS S SYNCHRONOUS SERVOMOTOR, 1FK7 HIGH DYNAMIC 12.0 NM, 100 K, 4500 RPM, 2,36KW NATURAL COOLING, IM B5 (V1, V3) POWER/SIGNAL CONNECTORS CONNECTOR CAN BE ROTATED BY 270 DEGR. RESOLVER MULTI-POLE (RESOLVER P=3) WITH DRIVE-CLIQ INTERFACE; SHAFT WITH FITTED KEY, TOLERANCE N; WITH HOLDING BRAKE DEGREE OF PROTECTION IP65 IP67 D-END FLANGE; RAL7016 COATING; METALLIC RATING PLATE AT MOTOR | 2731 | TEM | 1 | MC | 16.802 | 1
1FK70647AH711UG0 | SIMOTICS S SYNCHRONOUS SERVOMOTOR, 1FK7 HIGH DYNAMIC 12.0 NM, 100 K, 4500 RPM, 2,36KW NATURAL COOLING, IM B5 (V1, V3) POWER/SIGNAL CONNECTORS CONNECTOR CAN BE ROTATED BY 270 DEGR. RESOLVER MULTI-POLE (RESOLVER P=3) WITH DRIVE-CLIQ INTERFACE; PLAIN SHAFT, TOLERANCE N; W/O HOLDING BRAKE DEGREE OF PROTECTION IP64 | 2049 | TEM | 1 | MC | 15.503 | 1
1FK70647AH711UG2 | SIMOTICS S SYNCHRONOUS SERVOMOTOR, 1FK7 HIGH DYNAMIC 12.0 NM, 100 K, 4500 RPM, 2,36KW NATURAL COOLING, IM B5 (V1, V3) POWER/SIGNAL CONNECTORS CONNECTOR CAN BE ROTATED BY 270 DEGR. RESOLVER MULTI-POLE (RESOLVER P=3) WITH DRIVE-CLIQ INTERFACE; PLAIN SHAFT, TOLERANCE N; W/O HOLDING BRAKE DEGREE OF PROTECTION IP65 FLANGE ON DRIVE END IP67 | 2151 | TEM | 1 | MC | 15.503 | 1
1FK70647AH711UG3 | SIMOTICS S SYNCHRONOUS SERVOMOTOR, 1FK7 HIGH DYNAMIC 12.0 NM, 100 K, 4500 RPM, 2,36KW NATURAL COOLING, IM B5 (V1, V3) POWER/SIGNAL CONNECTORS CONNECTOR CAN BE ROTATED BY 270 DEGR. RESOLVER MULTI-POLE (RESOLVER P=3) WITH DRIVE-CLIQ INTERFACE; PLAIN SHAFT, TOLERANCE N; W/O HOLDING BRAKE DEGREE OF PROTECTION IP64; PAINT FINISH RAL7016 | 2098 | TEM | 1 | MC | 15.503 | 1
1FK70647AH711UG5 | SIMOTICS S SYNCHRONOUS SERVOMOTOR, 1FK7 HIGH DYNAMIC 12.0 NM, 100 K, 4500 RPM, 2,36KW NATURAL COOLING, IM B5 (V1, V3) POWER/SIGNAL CONNECTORS CONNECTOR CAN BE ROTATED BY 270 DEGR. RESOLVER MULTI-POLE (RESOLVER P=3) WITH DRIVE-CLIQ INTERFACE; PLAIN SHAFT, TOLERANCE N; W/O HOLDING BRAKE DEGREE OF PROTECTION IP65 AS FLANGE IP67; PAINT FINISH RAL7016 | 2200 | TEM | 1 | MC | 15.503 | 1
1FK70647AH711UG8 | SIMOTICS S SYNCHRONOUS SERVOMOTOR, 1FK7 HIGH DYNAMIC 12.0 NM, 100 K, 4500 RPM, 2,36KW NATURAL COOLING, IM B5 (V1, V3) POWER/SIGNAL CONNECTORS CONNECTOR CAN BE ROTATED BY 270 DEGR. RESOLVER MULTI-POLE (RESOLVER P=3) WITH DRIVE-CLIQ INTERFACE; PLAIN SHAFT, TOLERANCE N; W/O HOLDING BRAKE DEGREE OF PROTECTION IP65 IP67 D-END FLANGE; RAL7016 COATING; METALLIC RATING PLATE AT MOTOR | 2308 | TEM | 1 | MC | 15.503 | 1
1FK70647AH711UH0 | SIMOTICS S SYNCHRONOUS SERVOMOTOR, 1FK7 HIGH DYNAMIC 12.0 NM, 100 K, 4500 RPM, 2,36KW NATURAL COOLING, IM B5 (V1, V3) POWER/SIGNAL CONNECTORS CONNECTOR CAN BE ROTATED BY 270 DEGR. RESOLVER MULTI-POLE (RESOLVER P=3) WITH DRIVE-CLIQ INTERFACE; PLAIN SHAFT, TOLERANCE N; WITH HOLDING BRAKE DEGREE OF PROTECTION IP64 | 2381 | TEM | 1 | MC | 16.802 | 1
1FK70647AH711UH2 | SIMOTICS S SYNCHRONOUS SERVOMOTOR, 1FK7 HIGH DYNAMIC 12.0 NM, 100 K, 4500 RPM, 2,36KW NATURAL COOLING, IM B5 (V1, V3) POWER/SIGNAL CONNECTORS CONNECTOR CAN BE ROTATED BY 270 DEGR. RESOLVER MULTI-POLE (RESOLVER P=3) WITH DRIVE-CLIQ INTERFACE; PLAIN SHAFT, TOLERANCE N; WITH HOLDING BRAKE DEGREE OF PROTECTION IP65 FLANGE ON DRIVE END IP67 | 2482 | TEM | 1 | MC | 16.802 | 1
1FK70647AH711UH3 | SIMOTICS S SYNCHRONOUS SERVOMOTOR, 1FK7 HIGH DYNAMIC 12.0 NM, 100 K, 4500 RPM, 2,36KW NATURAL COOLING, IM B5 (V1, V3) POWER/SIGNAL CONNECTORS CONNECTOR CAN BE ROTATED BY 270 DEGR. RESOLVER MULTI-POLE (RESOLVER P=3) WITH DRIVE-CLIQ INTERFACE; PLAIN SHAFT, TOLERANCE N; WITH HOLDING BRAKE DEGREE OF PROTECTION IP64; PAINT FINISH RAL7016 | 2430 | TEM | 1 | MC | 16.802 | 1
1FK70647AH711UH5 | SIMOTICS S SYNCHRONOUS SERVOMOTOR, 1FK7 HIGH DYNAMIC 12.0 NM, 100 K, 4500 RPM, 2,36KW NATURAL COOLING, IM B5 (V1, V3) POWER/SIGNAL CONNECTORS CONNECTOR CAN BE ROTATED BY 270 DEGR. RESOLVER MULTI-POLE (RESOLVER P=3) WITH DRIVE-CLIQ INTERFACE; PLAIN SHAFT, TOLERANCE N; WITH HOLDING BRAKE DEGREE OF PROTECTION IP65 AS FLANGE IP67; PAINT FINISH RAL7016 | 2531 | TEM | 1 | MC | 16.802 | 1
1FK70647AH711UH8 | SIMOTICS S SYNCHRONOUS SERVOMOTOR, 1FK7 HIGH DYNAMIC 12.0 NM, 100 K, 4500 RPM, 2,36KW NATURAL COOLING, IM B5 (V1, V3) POWER/SIGNAL CONNECTORS CONNECTOR CAN BE ROTATED BY 270 DEGR. RESOLVER MULTI-POLE (RESOLVER P=3) WITH DRIVE-CLIQ INTERFACE; PLAIN SHAFT, TOLERANCE N; WITH HOLDING BRAKE DEGREE OF PROTECTION IP65 IP67 D-END FLANGE; RAL7016 COATING; METALLIC RATING PLATE AT MOTOR | 2640 | TEM | 1 | MC | 16.802 | 1
1FK70802AF711AA0 | SIMOTICS S SYNCHRONOUS MOTOR 1FK7-CT PN=2,1 KW; UZK=600V M0=8NM (100K); NN=3000RPM; NATURAL COOLING; FRAME SIZE IMB 5 (IM V1, IM V3) FLANGE 1, WITH KTY TEMPERATURESENSOR POWER CONNECTOR ROTATABLE INCREMENTAL ENCODER SIN/COS 1VPP;2048 S/R W. C-AND D-SPUR (ENCODER IC2048S/R) SHAFT WITH FITTED KEY, TOLERANCE N; W/O HOLDING BRAKE PROTECTION CLASS IP64; | 2106 | TEM | 1 | MC | 10.301 | 1
1FK70802AF711AA1 | SIMOTICS S SYNCHRONOUS MOTOR 1FK7-CT PN=2,1 KW; UZK=600V M0=8NM (100K); NN=3000RPM; NATURAL COOLING; FRAME SIZE IMB 5 (IM V1, IM V3) FLANGE 1, WITH KTY TEMPERATURESENSOR POWER CONNECTOR ROTATABLE INCREMENTAL ENCODER SIN/COS 1VPP;2048 S/R W. C-AND D-SPUR (ENCODER IC2048S/R) SHAFT WITH FITTED KEY, TOLERANCE N; W/O HOLDING BRAKE PROTECTION CLASS IP65, | 2199 | TEM | 1 | MC | 10.301 | 1
1FK70802AF711AA2 | SIMOTICS S SYNCHRONOUS MOTOR 1FK7-CT PN=2,1 KW; UZK=600V M0=8NM (100K); NN=3000RPM; NATURAL COOLING; FRAME SIZE IMB 5 (IM V1, IM V3) FLANGE 1, WITH KTY TEMPERATURESENSOR POWER CONNECTOR ROTATABLE INCREMENTAL ENCODER SIN/COS 1VPP;2048 S/R W. C-AND D-SPUR (ENCODER IC2048S/R) SHAFT WITH FITTED KEY, TOLERANCE N; W/O HOLDING BRAKE PROTECTION CLASS IP65, FLANGE ON DRIVE END IP67; | 2199 | TEM | 1 | MC | 10.301 | 1
1FK70802AF711AB0 | SIMOTICS S SYNCHRONOUS MOTOR 1FK7-CT PN=2,1 KW; UZK=600V M0=8NM (100K); NN=3000RPM; NATURAL COOLING; FRAME SIZE IMB 5 (IM V1, IM V3) FLANGE 1, WITH KTY TEMPERATURESENSOR POWER CONNECTOR ROTATABLE INCREMENTAL ENCODER SIN/COS 1VPP;2048 S/R W. C-AND D-SPUR (ENCODER IC2048S/R) SHAFT WITH FITTED KEY, TOLERANCE N; WITH HOLDING BRAKE PROTECTION CLASS IP64; | 2517 | TEM | 1 | MC | 10.6 | 1
1FK70802AF711AB1 | SIMOTICS S SYNCHRONOUS MOTOR 1FK7-CT PN=2,1 KW; UZK=600V M0=8NM (100K); NN=3000RPM; NATURAL COOLING; FRAME SIZE IMB 5 (IM V1, IM V3) FLANGE 1, WITH KTY TEMPERATURESENSOR POWER CONNECTOR ROTATABLE INCREMENTAL ENCODER SIN/COS 1VPP;2048 S/R W. C-AND D-SPUR (ENCODER IC2048S/R) SHAFT WITH FITTED KEY, TOLERANCE N; WITH HOLDING BRAKE PROTECTION CLASS IP65, | 2610 | TEM | 1 | MC | 10.6 | 1
1FK70802AF711AB2 | SIMOTICS S SYNCHRONOUS MOTOR 1FK7-CT PN=2,1 KW; UZK=600V M0=8NM (100K); NN=3000RPM; NATURAL COOLING; FRAME SIZE IMB 5 (IM V1, IM V3) FLANGE 1, WITH KTY TEMPERATURESENSOR POWER CONNECTOR ROTATABLE INCREMENTAL ENCODER SIN/COS 1VPP;2048 S/R W. C-AND D-SPUR (ENCODER IC2048S/R) SHAFT WITH FITTED KEY, TOLERANCE N; WITH HOLDING BRAKE PROTECTION CLASS IP65, FLANGE ON DRIVE END IP67; | 2610 | TEM | 1 | MC | 10.6 | 1
1FK70802AF711AG0 | SIMOTICS S SYNCHRONOUS MOTOR 1FK7-CT PN=2,1 KW; UZK=600V M0=8NM (100K); NN=3000RPM; NATURAL COOLING; FRAME SIZE IMB 5 (IM V1, IM V3) FLANGE 1, WITH KTY TEMPERATURESENSOR POWER CONNECTOR ROTATABLE INCREMENTAL ENCODER SIN/COS 1VPP;2048 S/R W. C-AND D-SPUR (ENCODER IC2048S/R) PLAIN SHAFT, TOLERANCE N; W/O HOLDING BRAKE PROTECTION CLASS IP64; | 2019 | TEM | 1 | MC | 10.301 | 1
1FK70802AF711AG1 | SIMOTICS S SYNCHRONOUS MOTOR 1FK7-CT PN=2,1 KW; UZK=600V M0=8NM (100K); NN=3000RPM; NATURAL COOLING; FRAME SIZE IMB 5 (IM V1, IM V3) FLANGE 1, WITH KTY TEMPERATURESENSOR POWER CONNECTOR ROTATABLE INCREMENTAL ENCODER SIN/COS 1VPP;2048 S/R W. C-AND D-SPUR (ENCODER IC2048S/R) PLAIN SHAFT, TOLERANCE N; W/O HOLDING BRAKE PROTECTION CLASS IP65, | 2113 | TEM | 1 | MC | 10.301 | 1
1FK70802AF711AG2 | SIMOTICS S SYNCHRONOUS MOTOR 1FK7-CT PN=2,1 KW; UZK=600V M0=8NM (100K); NN=3000RPM; NATURAL COOLING; FRAME SIZE IMB 5 (IM V1, IM V3) FLANGE 1, WITH KTY TEMPERATURESENSOR POWER CONNECTOR ROTATABLE INCREMENTAL ENCODER SIN/COS 1VPP;2048 S/R W. C-AND D-SPUR (ENCODER IC2048S/R) PLAIN SHAFT, TOLERANCE N; W/O HOLDING BRAKE PROTECTION CLASS IP65, FLANGE ON DRIVE END IP67; | 2113 | TEM | 1 | MC | 10.301 | 1
1FK70802AF711AH0 | SIMOTICS S SYNCHRONOUS MOTOR 1FK7-CT PN=2,1 KW; UZK=600V M0=8NM (100K); NN=3000RPM; NATURAL COOLING; FRAME SIZE IMB 5 (IM V1, IM V3) FLANGE 1, WITH KTY TEMPERATURESENSOR POWER CONNECTOR ROTATABLE INCREMENTAL ENCODER SIN/COS 1VPP;2048 S/R W. C-AND D-SPUR (ENCODER IC2048S/R) PLAIN SHAFT, TOLERANCE N; WITH HOLDING BRAKE PROTECTION CLASS IP64; | 2431 | TEM | 1 | MC | 10.6 | 1
1FK70802AF711AH1 | SIMOTICS S SYNCHRONOUS MOTOR 1FK7-CT PN=2,1 KW; UZK=600V M0=8NM (100K); NN=3000RPM; NATURAL COOLING; FRAME SIZE IMB 5 (IM V1, IM V3) FLANGE 1, WITH KTY TEMPERATURESENSOR POWER CONNECTOR ROTATABLE INCREMENTAL ENCODER SIN/COS 1VPP;2048 S/R W. C-AND D-SPUR (ENCODER IC2048S/R) PLAIN SHAFT, TOLERANCE N; WITH HOLDING BRAKE PROTECTION CLASS IP65, | 2524 | TEM | 1 | MC | 10.6 | 1
1FK70802AF711AH2 | SIMOTICS S SYNCHRONOUS MOTOR 1FK7-CT PN=2,1 KW; UZK=600V M0=8NM (100K); NN=3000RPM; NATURAL COOLING; FRAME SIZE IMB 5 (IM V1, IM V3) FLANGE 1, WITH KTY TEMPERATURESENSOR POWER CONNECTOR ROTATABLE INCREMENTAL ENCODER SIN/COS 1VPP;2048 S/R W. C-AND D-SPUR (ENCODER IC2048S/R) PLAIN SHAFT, TOLERANCE N; WITH HOLDING BRAKE PROTECTION CLASS IP65, FLANGE ON DRIVE END IP67; | 2524 | TEM | 1 | MC | 10.6 | 1
1FK70802AF711BA0 | SIMOTICS S SYNCHRONOUS MOTOR 1FK7-CT PN=2,1 KW; UZK=600V M0=8NM (100K); NN=3000RPM; NATURAL COOLING; FRAME SIZE IMB 5 (IM V1, IM V3) FLANGE 1 POWER CONNECTOR ROTATABLE ABSOLUTE ENCODER SINGLETURN 24 BIT WITH DRIVE CLIQ INTERFACE (ENCODER AS24DQI) SHAFT WITH FITTED KEY, TOLERANCE N; W/O HOLDING BRAKE PROTECTION CLASS IP64; | 2347 | TEM | 1 | MC | 10.301 | 1
1FK70802AF711BA1 | SIMOTICS S SYNCHRONOUS MOTOR 1FK7-CT PN=2,1 KW; UZK=600V M0=8NM (100K); NN=3000RPM; NATURAL COOLING; FRAME SIZE IMB 5 (IM V1, IM V3) FLANGE 1 POWER CONNECTOR ROTATABLE ABSOLUTE ENCODER SINGLETURN 24 BIT WITH DRIVE CLIQ INTERFACE (ENCODER AS24DQI) SHAFT WITH FITTED KEY, TOLERANCE N; W/O HOLDING BRAKE PROTECTION CLASS IP65, | 2440 | TEM | 1 | MC | 10.301 | 1
1FK70802AF711BA2 | SIMOTICS S SYNCHRONOUS MOTOR 1FK7-CT PN=2,1 KW; UZK=600V M0=8NM (100K); NN=3000RPM; NATURAL COOLING; FRAME SIZE IMB 5 (IM V1, IM V3) FLANGE 1 POWER CONNECTOR ROTATABLE ABSOLUTE ENCODER SINGLETURN 24 BIT WITH DRIVE CLIQ INTERFACE (ENCODER AS24DQI) SHAFT WITH FITTED KEY, TOLERANCE N; W/O HOLDING BRAKE PROTECTION CLASS IP65, FLANGE ON DRIVE END IP67; | 2440 | TEM | 1 | MC | 10.301 | 1
1FK70802AF711BB0 | SIMOTICS S SYNCHRONOUS MOTOR 1FK7-CT PN=2,1 KW; UZK=600V M0=8NM (100K); NN=3000RPM; NATURAL COOLING; FRAME SIZE IMB 5 (IM V1, IM V3) FLANGE 1 POWER CONNECTOR ROTATABLE ABSOLUTE ENCODER SINGLETURN 24 BIT WITH DRIVE CLIQ INTERFACE (ENCODER AS24DQI) SHAFT WITH FITTED KEY, TOLERANCE N; WITH HOLDING BRAKE PROTECTION CLASS IP64; | 2758 | TEM | 1 | MC | 10.6 | 1
1FK70802AF711BB1 | SIMOTICS S SYNCHRONOUS MOTOR 1FK7-CT PN=2,1 KW; UZK=600V M0=8NM (100K); NN=3000RPM; NATURAL COOLING; FRAME SIZE IMB 5 (IM V1, IM V3) FLANGE 1 POWER CONNECTOR ROTATABLE ABSOLUTE ENCODER SINGLETURN 24 BIT WITH DRIVE CLIQ INTERFACE (ENCODER AS24DQI) SHAFT WITH FITTED KEY, TOLERANCE N; WITH HOLDING BRAKE PROTECTION CLASS IP65, | 2851 | TEM | 1 | MC | 10.6 | 1
1FK70802AF711BB2 | SIMOTICS S SYNCHRONOUS MOTOR 1FK7-CT PN=2,1 KW; UZK=600V M0=8NM (100K); NN=3000RPM; NATURAL COOLING; FRAME SIZE IMB 5 (IM V1, IM V3) FLANGE 1 POWER CONNECTOR ROTATABLE ABSOLUTE ENCODER SINGLETURN 24 BIT WITH DRIVE CLIQ INTERFACE (ENCODER AS24DQI) SHAFT WITH FITTED KEY, TOLERANCE N; WITH HOLDING BRAKE PROTECTION CLASS IP65, FLANGE ON DRIVE END IP67; | 2851 | TEM | 1 | MC | 10.6 | 1
1FK70802AF711BG0 | SIMOTICS S SYNCHRONOUS MOTOR 1FK7-CT PN=2,1 KW; UZK=600V M0=8NM (100K); NN=3000RPM; NATURAL COOLING; FRAME SIZE IMB 5 (IM V1, IM V3) FLANGE 1 POWER CONNECTOR ROTATABLE ABSOLUTE ENCODER SINGLETURN 24 BIT WITH DRIVE CLIQ INTERFACE (ENCODER AS24DQI) PLAIN SHAFT, TOLERANCE N; W/O HOLDING BRAKE PROTECTION CLASS IP64; | 2260 | TEM | 1 | MC | 10.301 | 1
1FK70802AF711BG1 | SIMOTICS S SYNCHRONOUS MOTOR 1FK7-CT PN=2,1 KW; UZK=600V M0=8NM (100K); NN=3000RPM; NATURAL COOLING; FRAME SIZE IMB 5 (IM V1, IM V3) FLANGE 1 POWER CONNECTOR ROTATABLE ABSOLUTE ENCODER SINGLETURN 24 BIT WITH DRIVE CLIQ INTERFACE (ENCODER AS24DQI) PLAIN SHAFT, TOLERANCE N; W/O HOLDING BRAKE PROTECTION CLASS IP65, | 2354 | TEM | 1 | MC | 10.301 | 1
1FK70802AF711BG2 | SIMOTICS S SYNCHRONOUS MOTOR 1FK7-CT PN=2,1 KW; UZK=600V M0=8NM (100K); NN=3000RPM; NATURAL COOLING; FRAME SIZE IMB 5 (IM V1, IM V3) FLANGE 1 POWER CONNECTOR ROTATABLE ABSOLUTE ENCODER SINGLETURN 24 BIT WITH DRIVE CLIQ INTERFACE (ENCODER AS24DQI) PLAIN SHAFT, TOLERANCE N; W/O HOLDING BRAKE PROTECTION CLASS IP65, FLANGE ON DRIVE END IP67; | 2354 | TEM | 1 | MC | 10.301 | 1
1FK70802AF711BH0 | SIMOTICS S SYNCHRONOUS MOTOR 1FK7-CT PN=2,1 KW; UZK=600V M0=8NM (100K); NN=3000RPM; NATURAL COOLING; FRAME SIZE IMB 5 (IM V1, IM V3) FLANGE 1 POWER CONNECTOR ROTATABLE ABSOLUTE ENCODER SINGLETURN 24 BIT WITH DRIVE CLIQ INTERFACE (ENCODER AS24DQI) PLAIN SHAFT, TOLERANCE N; WITH HOLDING BRAKE PROTECTION CLASS IP64; | 2672 | TEM | 1 | MC | 10.6 | 1
1FK70802AF711BH1 | SIMOTICS S SYNCHRONOUS MOTOR 1FK7-CT PN=2,1 KW; UZK=600V M0=8NM (100K); NN=3000RPM; NATURAL COOLING; FRAME SIZE IMB 5 (IM V1, IM V3) FLANGE 1 POWER CONNECTOR ROTATABLE ABSOLUTE ENCODER SINGLETURN 24 BIT WITH DRIVE CLIQ INTERFACE (ENCODER AS24DQI) PLAIN SHAFT, TOLERANCE N; WITH HOLDING BRAKE PROTECTION CLASS IP65, | 2765 | TEM | 1 | MC | 10.6 | 1
1FK70802AF711BH2 | SIMOTICS S SYNCHRONOUS MOTOR 1FK7-CT PN=2,1 KW; UZK=600V M0=8NM (100K); NN=3000RPM; NATURAL COOLING; FRAME SIZE IMB 5 (IM V1, IM V3) FLANGE 1 POWER CONNECTOR ROTATABLE ABSOLUTE ENCODER SINGLETURN 24 BIT WITH DRIVE CLIQ INTERFACE (ENCODER AS24DQI) PLAIN SHAFT, TOLERANCE N; WITH HOLDING BRAKE PROTECTION CLASS IP65, FLANGE ON DRIVE END IP67; | 2765 | TEM | 1 | MC | 10.6 | 1
1FK70802AF711CA0 | SIMOTICS S SYNCHRONOUS MOTOR 1FK7-CT PN=2,1 KW; UZK=600V M0=8NM (100K); NN=3000RPM; NATURAL COOLING; FRAME SIZE IMB 5 (IM V1, IM V3) FLANGE 1 POWER CONNECTOR ROTATABLE ABSOLUTE ENCODER 24 BIT + 12 BIT MULTITURN WITH DRIVE-CLIQ INTERFACE (ENCODER AM24DQI) SHAFT WITH FITTED KEY, TOLERANCE N; W/O HOLDING BRAKE PROTECTION CLASS IP64; | 2716 | TEM | 1 | MC | 10.301 | 1
1FK70802AF711CA1 | SIMOTICS S SYNCHRONOUS MOTOR 1FK7-CT PN=2,1 KW; UZK=600V M0=8NM (100K); NN=3000RPM; NATURAL COOLING; FRAME SIZE IMB 5 (IM V1, IM V3) FLANGE 1 POWER CONNECTOR ROTATABLE ABSOLUTE ENCODER 24 BIT + 12 BIT MULTITURN WITH DRIVE-CLIQ INTERFACE (ENCODER AM24DQI) SHAFT WITH FITTED KEY, TOLERANCE N; W/O HOLDING BRAKE PROTECTION CLASS IP65, | 2809 | TEM | 1 | MC | 10.301 | 1
1FK70802AF711CA2 | SIMOTICS S SYNCHRONOUS MOTOR 1FK7-CT PN=2,1 KW; UZK=600V M0=8NM (100K); NN=3000RPM; NATURAL COOLING; FRAME SIZE IMB 5 (IM V1, IM V3) FLANGE 1 POWER CONNECTOR ROTATABLE ABSOLUTE ENCODER 24 BIT + 12 BIT MULTITURN WITH DRIVE-CLIQ INTERFACE (ENCODER AM24DQI) SHAFT WITH FITTED KEY, TOLERANCE N; W/O HOLDING BRAKE PROTECTION CLASS IP65, FLANGE ON DRIVE END IP67; | 2809 | TEM | 1 | MC | 10.301 | 1
1FK70802AF711CB0 | SIMOTICS S SYNCHRONOUS MOTOR 1FK7-CT PN=2,1 KW; UZK=600V M0=8NM (100K); NN=3000RPM; NATURAL COOLING; FRAME SIZE IMB 5 (IM V1, IM V3) FLANGE 1 POWER CONNECTOR ROTATABLE ABSOLUTE ENCODER 24 BIT + 12 BIT MULTITURN WITH DRIVE-CLIQ INTERFACE (ENCODER AM24DQI) SHAFT WITH FITTED KEY, TOLERANCE N; WITH HOLDING BRAKE PROTECTION CLASS IP64; | 3127 | TEM | 1 | MC | 10.6 | 1
1FK70802AF711CB1 | SIMOTICS S SYNCHRONOUS MOTOR 1FK7-CT PN=2,1 KW; UZK=600V M0=8NM (100K); NN=3000RPM; NATURAL COOLING; FRAME SIZE IMB 5 (IM V1, IM V3) FLANGE 1 POWER CONNECTOR ROTATABLE ABSOLUTE ENCODER 24 BIT + 12 BIT MULTITURN WITH DRIVE-CLIQ INTERFACE (ENCODER AM24DQI) SHAFT WITH FITTED KEY, TOLERANCE N; WITH HOLDING BRAKE PROTECTION CLASS IP65, | 3221 | TEM | 1 | MC | 10.6 | 1
1FK70802AF711CB2 | SIMOTICS S SYNCHRONOUS MOTOR 1FK7-CT PN=2,1 KW; UZK=600V M0=8NM (100K); NN=3000RPM; NATURAL COOLING; FRAME SIZE IMB 5 (IM V1, IM V3) FLANGE 1 POWER CONNECTOR ROTATABLE ABSOLUTE ENCODER 24 BIT + 12 BIT MULTITURN WITH DRIVE-CLIQ INTERFACE (ENCODER AM24DQI) SHAFT WITH FITTED KEY, TOLERANCE N; WITH HOLDING BRAKE PROTECTION CLASS IP65, FLANGE ON DRIVE END IP67; | 3221 | TEM | 1 | MC | 10.6 | 1
1FK70802AF711CG0 | SIMOTICS S SYNCHRONOUS MOTOR 1FK7-CT PN=2,1 KW; UZK=600V M0=8NM (100K); NN=3000RPM; NATURAL COOLING; FRAME SIZE IMB 5 (IM V1, IM V3) FLANGE 1 POWER CONNECTOR ROTATABLE ABSOLUTE ENCODER 24 BIT + 12 BIT MULTITURN WITH DRIVE-CLIQ INTERFACE (ENCODER AM24DQI) PLAIN SHAFT, TOLERANCE N; W/O HOLDING BRAKE PROTECTION CLASS IP64; | 2630 | TEM | 1 | MC | 10.301 | 1
1FK70802AF711CG1 | SIMOTICS S SYNCHRONOUS MOTOR 1FK7-CT PN=2,1 KW; UZK=600V M0=8NM (100K); NN=3000RPM; NATURAL COOLING; FRAME SIZE IMB 5 (IM V1, IM V3) FLANGE 1 POWER CONNECTOR ROTATABLE ABSOLUTE ENCODER 24 BIT + 12 BIT MULTITURN WITH DRIVE-CLIQ INTERFACE (ENCODER AM24DQI) PLAIN SHAFT, TOLERANCE N; W/O HOLDING BRAKE PROTECTION CLASS IP65, | 2723 | TEM | 1 | MC | 10.301 | 1
1FK70802AF711CG2 | SIMOTICS S SYNCHRONOUS MOTOR 1FK7-CT PN=2,1 KW; UZK=600V M0=8NM (100K); NN=3000RPM; NATURAL COOLING; FRAME SIZE IMB 5 (IM V1, IM V3) FLANGE 1 POWER CONNECTOR ROTATABLE ABSOLUTE ENCODER 24 BIT + 12 BIT MULTITURN WITH DRIVE-CLIQ INTERFACE (ENCODER AM24DQI) PLAIN SHAFT, TOLERANCE N; W/O HOLDING BRAKE PROTECTION CLASS IP65, FLANGE ON DRIVE END IP67; | 2723 | TEM | 1 | MC | 10.301 | 1
1FK70802AF711CH0 | SIMOTICS S SYNCHRONOUS MOTOR 1FK7-CT PN=2,1 KW; UZK=600V M0=8NM (100K); NN=3000RPM; NATURAL COOLING; FRAME SIZE IMB 5 (IM V1, IM V3) FLANGE 1 POWER CONNECTOR ROTATABLE ABSOLUTE ENCODER 24 BIT + 12 BIT MULTITURN WITH DRIVE-CLIQ INTERFACE (ENCODER AM24DQI) PLAIN SHAFT, TOLERANCE N; WITH HOLDING BRAKE PROTECTION CLASS IP64; | 3041 | TEM | 1 | MC | 10.6 | 1
1FK70802AF711CH1 | SIMOTICS S SYNCHRONOUS MOTOR 1FK7-CT PN=2,1 KW; UZK=600V M0=8NM (100K); NN=3000RPM; NATURAL COOLING; FRAME SIZE IMB 5 (IM V1, IM V3) FLANGE 1 POWER CONNECTOR ROTATABLE ABSOLUTE ENCODER 24 BIT + 12 BIT MULTITURN WITH DRIVE-CLIQ INTERFACE (ENCODER AM24DQI) PLAIN SHAFT, TOLERANCE N; WITH HOLDING BRAKE PROTECTION CLASS IP65, | 3134 | TEM | 1 | MC | 10.6 | 1
1FK70802AF711CH2 | SIMOTICS S SYNCHRONOUS MOTOR 1FK7-CT PN=2,1 KW; UZK=600V M0=8NM (100K); NN=3000RPM; NATURAL COOLING; FRAME SIZE IMB 5 (IM V1, IM V3) FLANGE 1 POWER CONNECTOR ROTATABLE ABSOLUTE ENCODER 24 BIT + 12 BIT MULTITURN WITH DRIVE-CLIQ INTERFACE (ENCODER AM24DQI) PLAIN SHAFT, TOLERANCE N; WITH HOLDING BRAKE PROTECTION CLASS IP65, FLANGE ON DRIVE END IP67; | 3134 | TEM | 1 | MC | 10.6 | 1
1FK70802AF711DA0 | SIMOTICS S SYNCHRONOUS MOTOR 1FK7-CT PN=2,1 KW; UZK=600V M0=8NM (100K); NN=3000RPM; NATURAL COOLING; FRAME SIZE IMB 5 (IM V1, IM V3) FLANGE 1 POWER CONNECTOR ROTATABLE INCREMENTAL ENCODER 22 BIT WITH DRIVE-CLIQ INTERFACE (ENCODER IC22DQ) SHAFT WITH FITTED KEY, TOLERANCE N; W/O HOLDING BRAKE PROTECTION CLASS IP64; | 2427 | TEM | 1 | MC | 10.302 | 1
1FK70802AF711DB2 | SIMOTICS S SYNCHRONOUS MOTOR 1FK7-CT PN=2,1 KW; UZK=600V M0=8NM (100K); NN=3000RPM; NATURAL COOLING; FRAME SIZE IMB 5 (IM V1, IM V3) FLANGE 1 POWER CONNECTOR ROTATABLE INCREMENTAL ENCODER 22 BIT WITH DRIVE-CLIQ INTERFACE (ENCODER IC22DQ) SHAFT WITH FITTED KEY, TOLERANCE N; WITH HOLDING BRAKE PROTECTION CLASS IP65, FLANGE ON DRIVE END IP67; | 2932 | TEM | 1 | MC | 10.601 | 1
1FK70802AF711DG0 | SIMOTICS S SYNCHRONOUS MOTOR 1FK7-CT PN=2,1 KW; UZK=600V M0=8NM (100K); NN=3000RPM; NATURAL COOLING; FRAME SIZE IMB 5 (IM V1, IM V3) FLANGE 1 POWER CONNECTOR ROTATABLE INCREMENTAL ENCODER 22 BIT WITH DRIVE-CLIQ INTERFACE (ENCODER IC22DQ) PLAIN SHAFT, TOLERANCE N; W/O HOLDING BRAKE PROTECTION CLASS IP64; | 2341 | TEM | 1 | MC | 10.302 | 1
1FK70802AF711DG2 | SIMOTICS S SYNCHRONOUS MOTOR 1FK7-CT PN=2,1 KW; UZK=600V M0=8NM (100K); NN=3000RPM; NATURAL COOLING; FRAME SIZE IMB 5 (IM V1, IM V3) FLANGE 1 POWER CONNECTOR ROTATABLE INCREMENTAL ENCODER 22 BIT WITH DRIVE-CLIQ INTERFACE (ENCODER IC22DQ) PLAIN SHAFT, TOLERANCE N; W/O HOLDING BRAKE PROTECTION CLASS IP65, FLANGE ON DRIVE END IP67; | 2434 | TEM | 1 | MC | 10.302 | 1
1FK70802AF711DH0 | SIMOTICS S SYNCHRONOUS MOTOR 1FK7-CT PN=2,1 KW; UZK=600V M0=8NM (100K); NN=3000RPM; NATURAL COOLING; FRAME SIZE IMB 5 (IM V1, IM V3) FLANGE 1 POWER CONNECTOR ROTATABLE INCREMENTAL ENCODER 22 BIT WITH DRIVE-CLIQ INTERFACE (ENCODER IC22DQ) PLAIN SHAFT, TOLERANCE N; WITH HOLDING BRAKE PROTECTION CLASS IP64; | 2752 | TEM | 1 | MC | 10.601 | 1
1FK70802AF711EA0 | SIMOTICS S SYNCHRONOUS MOTOR 1FK7-CT PN=2,1 KW; UZK=600V M0=8NM (100K); NN=3000RPM; NATURAL COOLING; FRAME SIZE IMB 5 (IM V1, IM V3) FLANGE 1, WITH KTY TEMPERATURESENSOR POWER CONNECTOR ROTATABLE ABSOLUTE ENCODERR 2048 S/R + 4096 UMDREHUNGEN MULTITURN, WITH ENDAT-SCHNITTSTELLE (ENCODER AM2048S/R) SHAFT WITH FITTED KEY, TOLERANCE N; W/O HOLDING BRAKE PROTECTION CLASS IP64; | 2477 | TEM | 1 | MC | 10.301 | 1
1FK70802AF711EA1 | SIMOTICS S SYNCHRONOUS MOTOR 1FK7-CT PN=2,1 KW; UZK=600V M0=8NM (100K); NN=3000RPM; NATURAL COOLING; FRAME SIZE IMB 5 (IM V1, IM V3) FLANGE 1, WITH KTY TEMPERATURESENSOR POWER CONNECTOR ROTATABLE ABSOLUTE ENCODERR 2048 S/R + 4096 UMDREHUNGEN MULTITURN, WITH ENDAT-SCHNITTSTELLE (ENCODER AM2048S/R) SHAFT WITH FITTED KEY, TOLERANCE N; W/O HOLDING BRAKE PROTECTION CLASS IP65, | 2571 | TEM | 1 | MC | 10.301 | 1
1FK70802AF711EA2 | SIMOTICS S SYNCHRONOUS MOTOR 1FK7-CT PN=2,1 KW; UZK=600V M0=8NM (100K); NN=3000RPM; NATURAL COOLING; FRAME SIZE IMB 5 (IM V1, IM V3) FLANGE 1, WITH KTY TEMPERATURESENSOR POWER CONNECTOR ROTATABLE ABSOLUTE ENCODERR 2048 S/R + 4096 UMDREHUNGEN MULTITURN, WITH ENDAT-SCHNITTSTELLE (ENCODER AM2048S/R) SHAFT WITH FITTED KEY, TOLERANCE N; W/O HOLDING BRAKE PROTECTION CLASS IP65, FLANGE ON DRIVE END IP67; | 2571 | TEM | 1 | MC | 10.301 | 1
1FK70802AF711EB0 | SIMOTICS S SYNCHRONOUS MOTOR 1FK7-CT PN=2,1 KW; UZK=600V M0=8NM (100K); NN=3000RPM; NATURAL COOLING; FRAME SIZE IMB 5 (IM V1, IM V3) FLANGE 1, WITH KTY TEMPERATURESENSOR POWER CONNECTOR ROTATABLE ABSOLUTE ENCODERR 2048 S/R + 4096 UMDREHUNGEN MULTITURN, WITH ENDAT-SCHNITTSTELLE (ENCODER AM2048S/R) SHAFT WITH FITTED KEY, TOLERANCE N; WITH HOLDING BRAKE PROTECTION CLASS IP64; | 2888 | TEM | 1 | MC | 10.6 | 1
1FK70802AF711EB1 | SIMOTICS S SYNCHRONOUS MOTOR 1FK7-CT PN=2,1 KW; UZK=600V M0=8NM (100K); NN=3000RPM; NATURAL COOLING; FRAME SIZE IMB 5 (IM V1, IM V3) FLANGE 1, WITH KTY TEMPERATURESENSOR POWER CONNECTOR ROTATABLE ABSOLUTE ENCODERR 2048 S/R + 4096 UMDREHUNGEN MULTITURN, WITH ENDAT-SCHNITTSTELLE (ENCODER AM2048S/R) SHAFT WITH FITTED KEY, TOLERANCE N; WITH HOLDING BRAKE PROTECTION CLASS IP65, | 2982 | TEM | 1 | MC | 10.6 | 1
1FK70802AF711EB2 | SIMOTICS S SYNCHRONOUS MOTOR 1FK7-CT PN=2,1 KW; UZK=600V M0=8NM (100K); NN=3000RPM; NATURAL COOLING; FRAME SIZE IMB 5 (IM V1, IM V3) FLANGE 1, WITH KTY TEMPERATURESENSOR POWER CONNECTOR ROTATABLE ABSOLUTE ENCODERR 2048 S/R + 4096 UMDREHUNGEN MULTITURN, WITH ENDAT-SCHNITTSTELLE (ENCODER AM2048S/R) SHAFT WITH FITTED KEY, TOLERANCE N; WITH HOLDING BRAKE PROTECTION CLASS IP65, FLANGE ON DRIVE END IP67; | 2982 | TEM | 1 | MC | 10.6 | 1
1FK70802AF711EG0 | SIMOTICS S SYNCHRONOUS MOTOR 1FK7-CT PN=2,1 KW; UZK=600V M0=8NM (100K); NN=3000RPM; NATURAL COOLING; FRAME SIZE IMB 5 (IM V1, IM V3) FLANGE 1, WITH KTY TEMPERATURESENSOR POWER CONNECTOR ROTATABLE ABSOLUTE ENCODERR 2048 S/R + 4096 UMDREHUNGEN MULTITURN, WITH ENDAT-SCHNITTSTELLE (ENCODER AM2048S/R) PLAIN SHAFT, TOLERANCE N; W/O HOLDING BRAKE PROTECTION CLASS IP64; | 2391 | TEM | 1 | MC | 10.301 | 1
1FK70802AF711EG1 | SIMOTICS S SYNCHRONOUS MOTOR 1FK7-CT PN=2,1 KW; UZK=600V M0=8NM (100K); NN=3000RPM; NATURAL COOLING; FRAME SIZE IMB 5 (IM V1, IM V3) FLANGE 1, WITH KTY TEMPERATURESENSOR POWER CONNECTOR ROTATABLE ABSOLUTE ENCODERR 2048 S/R + 4096 UMDREHUNGEN MULTITURN, WITH ENDAT-SCHNITTSTELLE (ENCODER AM2048S/R) PLAIN SHAFT, TOLERANCE N; W/O HOLDING BRAKE PROTECTION CLASS IP65, | 2484 | TEM | 1 | MC | 10.301 | 1
1FK70802AF711EG2 | SIMOTICS S SYNCHRONOUS MOTOR 1FK7-CT PN=2,1 KW; UZK=600V M0=8NM (100K); NN=3000RPM; NATURAL COOLING; FRAME SIZE IMB 5 (IM V1, IM V3) FLANGE 1, WITH KTY TEMPERATURESENSOR POWER CONNECTOR ROTATABLE ABSOLUTE ENCODERR 2048 S/R + 4096 UMDREHUNGEN MULTITURN, WITH ENDAT-SCHNITTSTELLE (ENCODER AM2048S/R) PLAIN SHAFT, TOLERANCE N; W/O HOLDING BRAKE PROTECTION CLASS IP65, FLANGE ON DRIVE END IP67; | 2484 | TEM | 1 | MC | 10.301 | 1
1FK70802AF711EH0 | SIMOTICS S SYNCHRONOUS MOTOR 1FK7-CT PN=2,1 KW; UZK=600V M0=8NM (100K); NN=3000RPM; NATURAL COOLING; FRAME SIZE IMB 5 (IM V1, IM V3) FLANGE 1, WITH KTY TEMPERATURESENSOR POWER CONNECTOR ROTATABLE ABSOLUTE ENCODERR 2048 S/R + 4096 UMDREHUNGEN MULTITURN, WITH ENDAT-SCHNITTSTELLE (ENCODER AM2048S/R) PLAIN SHAFT, TOLERANCE N; WITH HOLDING BRAKE PROTECTION CLASS IP64; | 2802 | TEM | 1 | MC | 10.6 | 1
1FK70802AF711EH1 | SIMOTICS S SYNCHRONOUS MOTOR 1FK7-CT PN=2,1 KW; UZK=600V M0=8NM (100K); NN=3000RPM; NATURAL COOLING; FRAME SIZE IMB 5 (IM V1, IM V3) FLANGE 1, WITH KTY TEMPERATURESENSOR POWER CONNECTOR ROTATABLE ABSOLUTE ENCODERR 2048 S/R + 4096 UMDREHUNGEN MULTITURN, WITH ENDAT-SCHNITTSTELLE (ENCODER AM2048S/R) PLAIN SHAFT, TOLERANCE N; WITH HOLDING BRAKE PROTECTION CLASS IP65, | 2896 | TEM | 1 | MC | 10.6 | 1
1FK70802AF711EH2 | SIMOTICS S SYNCHRONOUS MOTOR 1FK7-CT PN=2,1 KW; UZK=600V M0=8NM (100K); NN=3000RPM; NATURAL COOLING; FRAME SIZE IMB 5 (IM V1, IM V3) FLANGE 1, WITH KTY TEMPERATURESENSOR POWER CONNECTOR ROTATABLE ABSOLUTE ENCODERR 2048 S/R + 4096 UMDREHUNGEN MULTITURN, WITH ENDAT-SCHNITTSTELLE (ENCODER AM2048S/R) PLAIN SHAFT, TOLERANCE N; WITH HOLDING BRAKE PROTECTION CLASS IP65, FLANGE ON DRIVE END IP67; | 2896 | TEM | 1 | MC | 10.6 | 1
1FK70802AF711FB0 | SIMOTICS S SYNCHRONOUS MOTOR 1FK7-CT PN=2,1 KW; UZK=600V M0=8NM (100K); NN=3000RPM; NATURAL COOLING; FRAME SIZE IMB 5 (IM V1, IM V3) FLANGE 1 POWER CONNECTOR ROTATABLE ABSOLUTE ENCODER 22BIT + 12 BIT MULTITURN, WITH DRIVE-CLIQ INTERFACE (ENCODER AM22DQ) SHAFT WITH FITTED KEY, TOLERANCE N; WITH HOLDING BRAKE PROTECTION CLASS IP64; | 3207 | TEM | 1 | MC | 10.6 | 1
1FK70802AF711FB2 | SIMOTICS S SYNCHRONOUS MOTOR 1FK7-CT PN=2,1 KW; UZK=600V M0=8NM (100K); NN=3000RPM; NATURAL COOLING; FRAME SIZE IMB 5 (IM V1, IM V3) FLANGE 1 POWER CONNECTOR ROTATABLE ABSOLUTE ENCODER 22BIT + 12 BIT MULTITURN, WITH DRIVE-CLIQ INTERFACE (ENCODER AM22DQ) SHAFT WITH FITTED KEY, TOLERANCE N; WITH HOLDING BRAKE PROTECTION CLASS IP65, FLANGE ON DRIVE END IP67; | 3301 | TEM | 1 | MC | 10.6 | 1
1FK70802AF711FG2 | SIMOTICS S SYNCHRONOUS MOTOR 1FK7-CT PN=2,1 KW; UZK=600V M0=8NM (100K); NN=3000RPM; NATURAL COOLING; FRAME SIZE IMB 5 (IM V1, IM V3) FLANGE 1 POWER CONNECTOR ROTATABLE ABSOLUTE ENCODER 22BIT + 12 BIT MULTITURN, WITH DRIVE-CLIQ INTERFACE (ENCODER AM22DQ) PLAIN SHAFT, TOLERANCE N; W/O HOLDING BRAKE PROTECTION CLASS IP65, FLANGE ON DRIVE END IP67; | 2803 | TEM | 1 | MC | 10.301 | 1
1FK70802AF711KA0 | SIMOTICS S SYNCHRONOUS MOTOR 1FK7-CT PN=2,1 KW; UZK=600V M0=8NM (100K); NN=3000RPM; NATURAL COOLING; FRAME SIZE IMB 5 (IM V1, IM V3) FLANGE 1 POWER CONNECTOR ROTATABLE ABSOLUTE ENCODER 16BIT + 12BIT MULTITURN, WITH DRIVE-CLIQ INTERFACE (ENCODER AM16DQ) SHAFT WITH FITTED KEY, TOLERANCE N; W/O HOLDING BRAKE PROTECTION CLASS IP64; | 2279 | TEM | 1 | MC | 10.301 | 1
1FK70802AF711KA1 | SIMOTICS S SYNCHRONOUS MOTOR 1FK7-CT PN=2,1 KW; UZK=600V M0=8NM (100K); NN=3000RPM; NATURAL COOLING; FRAME SIZE IMB 5 (IM V1, IM V3) FLANGE 1 POWER CONNECTOR ROTATABLE ABSOLUTE ENCODER 16BIT + 12BIT MULTITURN, WITH DRIVE-CLIQ INTERFACE (ENCODER AM16DQ) SHAFT WITH FITTED KEY, TOLERANCE N; W/O HOLDING BRAKE PROTECTION CLASS IP65, | 2372 | TEM | 1 | MC | 10.301 | 1
1FK70802AF711KA2 | SIMOTICS S SYNCHRONOUS MOTOR 1FK7-CT PN=2,1 KW; UZK=600V M0=8NM (100K); NN=3000RPM; NATURAL COOLING; FRAME SIZE IMB 5 (IM V1, IM V3) FLANGE 1 POWER CONNECTOR ROTATABLE ABSOLUTE ENCODER 16BIT + 12BIT MULTITURN, WITH DRIVE-CLIQ INTERFACE (ENCODER AM16DQ) SHAFT WITH FITTED KEY, TOLERANCE N; W/O HOLDING BRAKE PROTECTION CLASS IP65, FLANGE ON DRIVE END IP67; | 2372 | TEM | 1 | MC | 10.301 | 1
1FK70802AF711KB0 | SIMOTICS S SYNCHRONOUS MOTOR 1FK7-CT PN=2,1 KW; UZK=600V M0=8NM (100K); NN=3000RPM; NATURAL COOLING; FRAME SIZE IMB 5 (IM V1, IM V3) FLANGE 1 POWER CONNECTOR ROTATABLE ABSOLUTE ENCODER 16BIT + 12BIT MULTITURN, WITH DRIVE-CLIQ INTERFACE (ENCODER AM16DQ) SHAFT WITH FITTED KEY, TOLERANCE N; WITH HOLDING BRAKE PROTECTION CLASS IP64; | 2690 | TEM | 1 | MC | 10.6 | 1
1FK70802AF711KB1 | SIMOTICS S SYNCHRONOUS MOTOR 1FK7-CT PN=2,1 KW; UZK=600V M0=8NM (100K); NN=3000RPM; NATURAL COOLING; FRAME SIZE IMB 5 (IM V1, IM V3) FLANGE 1 POWER CONNECTOR ROTATABLE ABSOLUTE ENCODER 16BIT + 12BIT MULTITURN, WITH DRIVE-CLIQ INTERFACE (ENCODER AM16DQ) SHAFT WITH FITTED KEY, TOLERANCE N; WITH HOLDING BRAKE PROTECTION CLASS IP65, | 2783 | TEM | 1 | MC | 10.6 | 1
1FK70802AF711KB2 | SIMOTICS S SYNCHRONOUS MOTOR 1FK7-CT PN=2,1 KW; UZK=600V M0=8NM (100K); NN=3000RPM; NATURAL COOLING; FRAME SIZE IMB 5 (IM V1, IM V3) FLANGE 1 POWER CONNECTOR ROTATABLE ABSOLUTE ENCODER 16BIT + 12BIT MULTITURN, WITH DRIVE-CLIQ INTERFACE (ENCODER AM16DQ) SHAFT WITH FITTED KEY, TOLERANCE N; WITH HOLDING BRAKE PROTECTION CLASS IP65, FLANGE ON DRIVE END IP67; | 2783 | TEM | 1 | MC | 10.6 | 1
1FK70802AF711KG0 | SIMOTICS S SYNCHRONOUS MOTOR 1FK7-CT PN=2,1 KW; UZK=600V M0=8NM (100K); NN=3000RPM; NATURAL COOLING; FRAME SIZE IMB 5 (IM V1, IM V3) FLANGE 1 POWER CONNECTOR ROTATABLE ABSOLUTE ENCODER 16BIT + 12BIT MULTITURN, WITH DRIVE-CLIQ INTERFACE (ENCODER AM16DQ) PLAIN SHAFT, TOLERANCE N; W/O HOLDING BRAKE PROTECTION CLASS IP64; | 2192 | TEM | 1 | MC | 10.301 | 1
1FK70802AF711KG1 | SIMOTICS S SYNCHRONOUS MOTOR 1FK7-CT PN=2,1 KW; UZK=600V M0=8NM (100K); NN=3000RPM; NATURAL COOLING; FRAME SIZE IMB 5 (IM V1, IM V3) FLANGE 1 POWER CONNECTOR ROTATABLE ABSOLUTE ENCODER 16BIT + 12BIT MULTITURN, WITH DRIVE-CLIQ INTERFACE (ENCODER AM16DQ) PLAIN SHAFT, TOLERANCE N; W/O HOLDING BRAKE PROTECTION CLASS IP65, | 2286 | TEM | 1 | MC | 10.301 | 1
1FK70802AF711KG2 | SIMOTICS S SYNCHRONOUS MOTOR 1FK7-CT PN=2,1 KW; UZK=600V M0=8NM (100K); NN=3000RPM; NATURAL COOLING; FRAME SIZE IMB 5 (IM V1, IM V3) FLANGE 1 POWER CONNECTOR ROTATABLE ABSOLUTE ENCODER 16BIT + 12BIT MULTITURN, WITH DRIVE-CLIQ INTERFACE (ENCODER AM16DQ) PLAIN SHAFT, TOLERANCE N; W/O HOLDING BRAKE PROTECTION CLASS IP65, FLANGE ON DRIVE END IP67; | 2286 | TEM | 1 | MC | 10.301 | 1
1FK70802AF711KH0 | SIMOTICS S SYNCHRONOUS MOTOR 1FK7-CT PN=2,1 KW; UZK=600V M0=8NM (100K); NN=3000RPM; NATURAL COOLING; FRAME SIZE IMB 5 (IM V1, IM V3) FLANGE 1 POWER CONNECTOR ROTATABLE ABSOLUTE ENCODER 16BIT + 12BIT MULTITURN, WITH DRIVE-CLIQ INTERFACE (ENCODER AM16DQ) PLAIN SHAFT, TOLERANCE N; WITH HOLDING BRAKE PROTECTION CLASS IP64; | 2604 | TEM | 1 | MC | 10.6 | 1
1FK70802AF711KH1 | SIMOTICS S SYNCHRONOUS MOTOR 1FK7-CT PN=2,1 KW; UZK=600V M0=8NM (100K); NN=3000RPM; NATURAL COOLING; FRAME SIZE IMB 5 (IM V1, IM V3) FLANGE 1 POWER CONNECTOR ROTATABLE ABSOLUTE ENCODER 16BIT + 12BIT MULTITURN, WITH DRIVE-CLIQ INTERFACE (ENCODER AM16DQ) PLAIN SHAFT, TOLERANCE N; WITH HOLDING BRAKE PROTECTION CLASS IP65, | 2697 | TEM | 1 | MC | 10.6 | 1
1FK70802AF711KH2 | SIMOTICS S SYNCHRONOUS MOTOR 1FK7-CT PN=2,1 KW; UZK=600V M0=8NM (100K); NN=3000RPM; NATURAL COOLING; FRAME SIZE IMB 5 (IM V1, IM V3) FLANGE 1 POWER CONNECTOR ROTATABLE ABSOLUTE ENCODER 16BIT + 12BIT MULTITURN, WITH DRIVE-CLIQ INTERFACE (ENCODER AM16DQ) PLAIN SHAFT, TOLERANCE N; WITH HOLDING BRAKE PROTECTION CLASS IP65, FLANGE ON DRIVE END IP67; | 2697 | TEM | 1 | MC | 10.6 | 1
1FK70802AF711PA0 | SIMOTICS S SYNCHRONOUS MOTOR 1FK7-CT PN=2,1 KW; UZK=600V M0=8NM (100K); NN=3000RPM; NATURAL COOLING; FRAME SIZE IMB 5 (IM V1, IM V3) FLANGE 1 POWER CONNECTOR ROTATABLE RESOLVER 2-POLE, WITH DRIVE CLIQ-INTERFACE SHAFT WITH FITTED KEY, TOLERANCE N; W/O HOLDING BRAKE PROTECTION CLASS IP64; | 1761 | TEM | 1 | MC | 10.401 | 1
1FK70802AF711PA1 | SIMOTICS S SYNCHRONOUS MOTOR 1FK7-CT PN=2,1 KW; UZK=600V M0=8NM (100K); NN=3000RPM; NATURAL COOLING; FRAME SIZE IMB 5 (IM V1, IM V3) FLANGE 1 POWER CONNECTOR ROTATABLE RESOLVER 2-POLE, WITH DRIVE CLIQ-INTERFACE SHAFT WITH FITTED KEY, TOLERANCE N; W/O HOLDING BRAKE PROTECTION CLASS IP65, | 1854 | TEM | 1 | MC | 10.401 | 1
1FK70802AF711PA2 | SIMOTICS S SYNCHRONOUS MOTOR 1FK7-CT PN=2,1 KW; UZK=600V M0=8NM (100K); NN=3000RPM; NATURAL COOLING; FRAME SIZE IMB 5 (IM V1, IM V3) FLANGE 1 POWER CONNECTOR ROTATABLE RESOLVER 2-POLE, WITH DRIVE CLIQ-INTERFACE SHAFT WITH FITTED KEY, TOLERANCE N; W/O HOLDING BRAKE PROTECTION CLASS IP65, FLANGE ON DRIVE END IP67; | 1854 | TEM | 1 | MC | 10.401 | 1
1FK70802AF711PB0 | SIMOTICS S SYNCHRONOUS MOTOR 1FK7-CT PN=2,1 KW; UZK=600V M0=8NM (100K); NN=3000RPM; NATURAL COOLING; FRAME SIZE IMB 5 (IM V1, IM V3) FLANGE 1 POWER CONNECTOR ROTATABLE RESOLVER 2-POLE, WITH DRIVE CLIQ-INTERFACE SHAFT WITH FITTED KEY, TOLERANCE N; WITH HOLDING BRAKE PROTECTION CLASS IP64; | 2172 | TEM | 1 | MC | 10.7 | 1
1FK70802AF711PB1 | SIMOTICS S SYNCHRONOUS MOTOR 1FK7-CT PN=2,1 KW; UZK=600V M0=8NM (100K); NN=3000RPM; NATURAL COOLING; FRAME SIZE IMB 5 (IM V1, IM V3) FLANGE 1 POWER CONNECTOR ROTATABLE RESOLVER 2-POLE, WITH DRIVE CLIQ-INTERFACE SHAFT WITH FITTED KEY, TOLERANCE N; WITH HOLDING BRAKE PROTECTION CLASS IP65, | 2266 | TEM | 1 | MC | 10.7 | 1
1FK70802AF711PB2 | SIMOTICS S SYNCHRONOUS MOTOR 1FK7-CT PN=2,1 KW; UZK=600V M0=8NM (100K); NN=3000RPM; NATURAL COOLING; FRAME SIZE IMB 5 (IM V1, IM V3) FLANGE 1 POWER CONNECTOR ROTATABLE RESOLVER 2-POLE, WITH DRIVE CLIQ-INTERFACE SHAFT WITH FITTED KEY, TOLERANCE N; WITH HOLDING BRAKE PROTECTION CLASS IP65, FLANGE ON DRIVE END IP67; | 2266 | TEM | 1 | MC | 10.7 | 1
1FK70802AF711PG0 | SIMOTICS S SYNCHRONOUS MOTOR 1FK7-CT PN=2,1 KW; UZK=600V M0=8NM (100K); NN=3000RPM; NATURAL COOLING; FRAME SIZE IMB 5 (IM V1, IM V3) FLANGE 1 POWER CONNECTOR ROTATABLE RESOLVER 2-POLE, WITH DRIVE CLIQ-INTERFACE PLAIN SHAFT, TOLERANCE N; W/O HOLDING BRAKE PROTECTION CLASS IP64; | 1674 | TEM | 1 | MC | 10.401 | 1
1FK70802AF711PG1 | SIMOTICS S SYNCHRONOUS MOTOR 1FK7-CT PN=2,1 KW; UZK=600V M0=8NM (100K); NN=3000RPM; NATURAL COOLING; FRAME SIZE IMB 5 (IM V1, IM V3) FLANGE 1 POWER CONNECTOR ROTATABLE RESOLVER 2-POLE, WITH DRIVE CLIQ-INTERFACE PLAIN SHAFT, TOLERANCE N; W/O HOLDING BRAKE PROTECTION CLASS IP65, | 1768 | TEM | 1 | MC | 10.401 | 1
1FK70802AF711PG2 | SIMOTICS S SYNCHRONOUS MOTOR 1FK7-CT PN=2,1 KW; UZK=600V M0=8NM (100K); NN=3000RPM; NATURAL COOLING; FRAME SIZE IMB 5 (IM V1, IM V3) FLANGE 1 POWER CONNECTOR ROTATABLE RESOLVER 2-POLE, WITH DRIVE CLIQ-INTERFACE PLAIN SHAFT, TOLERANCE N; W/O HOLDING BRAKE PROTECTION CLASS IP65, FLANGE ON DRIVE END IP67; | 1768 | TEM | 1 | MC | 10.401 | 1
1FK70802AF711PH0 | SIMOTICS S SYNCHRONOUS MOTOR 1FK7-CT PN=2,1 KW; UZK=600V M0=8NM (100K); NN=3000RPM; NATURAL COOLING; FRAME SIZE IMB 5 (IM V1, IM V3) FLANGE 1 POWER CONNECTOR ROTATABLE RESOLVER 2-POLE, WITH DRIVE CLIQ-INTERFACE PLAIN SHAFT, TOLERANCE N; WITH HOLDING BRAKE PROTECTION CLASS IP64; | 2086 | TEM | 1 | MC | 10.7 | 1
1FK70802AF711PH1 | SIMOTICS S SYNCHRONOUS MOTOR 1FK7-CT PN=2,1 KW; UZK=600V M0=8NM (100K); NN=3000RPM; NATURAL COOLING; FRAME SIZE IMB 5 (IM V1, IM V3) FLANGE 1 POWER CONNECTOR ROTATABLE RESOLVER 2-POLE, WITH DRIVE CLIQ-INTERFACE PLAIN SHAFT, TOLERANCE N; WITH HOLDING BRAKE PROTECTION CLASS IP65, | 2179 | TEM | 1 | MC | 10.7 | 1
1FK70802AF711PH2 | SIMOTICS S SYNCHRONOUS MOTOR 1FK7-CT PN=2,1 KW; UZK=600V M0=8NM (100K); NN=3000RPM; NATURAL COOLING; FRAME SIZE IMB 5 (IM V1, IM V3) FLANGE 1 POWER CONNECTOR ROTATABLE RESOLVER 2-POLE, WITH DRIVE CLIQ-INTERFACE PLAIN SHAFT, TOLERANCE N; WITH HOLDING BRAKE PROTECTION CLASS IP65, FLANGE ON DRIVE END IP67; | 2179 | TEM | 1 | MC | 10.7 | 1
1FK70802AF711QA0 | SIMOTICS S SYNCHRONOUS MOTOR 1FK7-CT PN=2,1 KW; UZK=600V M0=8NM (100K); NN=3000RPM; NATURAL COOLING; FRAME SIZE IMB 5 (IM V1, IM V3) FLANGE 1 POWER CONNECTOR ROTATABLE ABSOLUTE ENCODER SINGLETURN 20 BIT WITH DRIVE-CLIQ INTERFACE (ENCODER AS20DQI) SHAFT WITH FITTED KEY, TOLERANCE N; W/O HOLDING BRAKE PROTECTION CLASS IP64; | 1864 | TEM | 1 | MC | 10.301 | 1
1FK70802AF711QA1 | SIMOTICS S SYNCHRONOUS MOTOR 1FK7-CT PN=2,1 KW; UZK=600V M0=8NM (100K); NN=3000RPM; NATURAL COOLING; FRAME SIZE IMB 5 (IM V1, IM V3) FLANGE 1 POWER CONNECTOR ROTATABLE ABSOLUTE ENCODER SINGLETURN 20 BIT WITH DRIVE-CLIQ INTERFACE (ENCODER AS20DQI) SHAFT WITH FITTED KEY, TOLERANCE N; W/O HOLDING BRAKE PROTECTION CLASS IP65, | 1957 | TEM | 1 | MC | 10.301 | 1
1FK70802AF711QA2 | SIMOTICS S SYNCHRONOUS MOTOR 1FK7-CT PN=2,1 KW; UZK=600V M0=8NM (100K); NN=3000RPM; NATURAL COOLING; FRAME SIZE IMB 5 (IM V1, IM V3) FLANGE 1 POWER CONNECTOR ROTATABLE ABSOLUTE ENCODER SINGLETURN 20 BIT WITH DRIVE-CLIQ INTERFACE (ENCODER AS20DQI) SHAFT WITH FITTED KEY, TOLERANCE N; W/O HOLDING BRAKE PROTECTION CLASS IP65, FLANGE ON DRIVE END IP67; | 1957 | TEM | 1 | MC | 10.301 | 1
1FK70802AF711QB0 | SIMOTICS S SYNCHRONOUS MOTOR 1FK7-CT PN=2,1 KW; UZK=600V M0=8NM (100K); NN=3000RPM; NATURAL COOLING; FRAME SIZE IMB 5 (IM V1, IM V3) FLANGE 1 POWER CONNECTOR ROTATABLE ABSOLUTE ENCODER SINGLETURN 20 BIT WITH DRIVE-CLIQ INTERFACE (ENCODER AS20DQI) SHAFT WITH FITTED KEY, TOLERANCE N; WITH HOLDING BRAKE PROTECTION CLASS IP64; | 2275 | TEM | 1 | MC | 10.6 | 1
1FK70802AF711QB1 | SIMOTICS S SYNCHRONOUS MOTOR 1FK7-CT PN=2,1 KW; UZK=600V M0=8NM (100K); NN=3000RPM; NATURAL COOLING; FRAME SIZE IMB 5 (IM V1, IM V3) FLANGE 1 POWER CONNECTOR ROTATABLE ABSOLUTE ENCODER SINGLETURN 20 BIT WITH DRIVE-CLIQ INTERFACE (ENCODER AS20DQI) SHAFT WITH FITTED KEY, TOLERANCE N; WITH HOLDING BRAKE PROTECTION CLASS IP65, | 2369 | TEM | 1 | MC | 10.6 | 1
1FK70802AF711QB2 | SIMOTICS S SYNCHRONOUS MOTOR 1FK7-CT PN=2,1 KW; UZK=600V M0=8NM (100K); NN=3000RPM; NATURAL COOLING; FRAME SIZE IMB 5 (IM V1, IM V3) FLANGE 1 POWER CONNECTOR ROTATABLE ABSOLUTE ENCODER SINGLETURN 20 BIT WITH DRIVE-CLIQ INTERFACE (ENCODER AS20DQI) SHAFT WITH FITTED KEY, TOLERANCE N; WITH HOLDING BRAKE PROTECTION CLASS IP65, FLANGE ON DRIVE END IP67; | 2369 | TEM | 1 | MC | 10.6 | 1
1FK70802AF711QG0 | SIMOTICS S SYNCHRONOUS MOTOR 1FK7-CT PN=2,1 KW; UZK=600V M0=8NM (100K); NN=3000RPM; NATURAL COOLING; FRAME SIZE IMB 5 (IM V1, IM V3) FLANGE 1 POWER CONNECTOR ROTATABLE ABSOLUTE ENCODER SINGLETURN 20 BIT WITH DRIVE-CLIQ INTERFACE (ENCODER AS20DQI) PLAIN SHAFT, TOLERANCE N; W/O HOLDING BRAKE PROTECTION CLASS IP64; | 1778 | TEM | 1 | MC | 10.301 | 1
1FK70802AF711QG1 | SIMOTICS S SYNCHRONOUS MOTOR 1FK7-CT PN=2,1 KW; UZK=600V M0=8NM (100K); NN=3000RPM; NATURAL COOLING; FRAME SIZE IMB 5 (IM V1, IM V3) FLANGE 1 POWER CONNECTOR ROTATABLE ABSOLUTE ENCODER SINGLETURN 20 BIT WITH DRIVE-CLIQ INTERFACE (ENCODER AS20DQI) PLAIN SHAFT, TOLERANCE N; W/O HOLDING BRAKE PROTECTION CLASS IP65, | 1871 | TEM | 1 | MC | 10.301 | 1
1FK70802AF711QG2 | SIMOTICS S SYNCHRONOUS MOTOR 1FK7-CT PN=2,1 KW; UZK=600V M0=8NM (100K); NN=3000RPM; NATURAL COOLING; FRAME SIZE IMB 5 (IM V1, IM V3) FLANGE 1 POWER CONNECTOR ROTATABLE ABSOLUTE ENCODER SINGLETURN 20 BIT WITH DRIVE-CLIQ INTERFACE (ENCODER AS20DQI) PLAIN SHAFT, TOLERANCE N; W/O HOLDING BRAKE PROTECTION CLASS IP65, FLANGE ON DRIVE END IP67; | 1871 | TEM | 1 | MC | 10.301 | 1
1FK70802AF711QH0 | SIMOTICS S SYNCHRONOUS MOTOR 1FK7-CT PN=2,1 KW; UZK=600V M0=8NM (100K); NN=3000RPM; NATURAL COOLING; FRAME SIZE IMB 5 (IM V1, IM V3) FLANGE 1 POWER CONNECTOR ROTATABLE ABSOLUTE ENCODER SINGLETURN 20 BIT WITH DRIVE-CLIQ INTERFACE (ENCODER AS20DQI) PLAIN SHAFT, TOLERANCE N; WITH HOLDING BRAKE PROTECTION CLASS IP64; | 2189 | TEM | 1 | MC | 10.6 | 1
1FK70802AF711QH1 | SIMOTICS S SYNCHRONOUS MOTOR 1FK7-CT PN=2,1 KW; UZK=600V M0=8NM (100K); NN=3000RPM; NATURAL COOLING; FRAME SIZE IMB 5 (IM V1, IM V3) FLANGE 1 POWER CONNECTOR ROTATABLE ABSOLUTE ENCODER SINGLETURN 20 BIT WITH DRIVE-CLIQ INTERFACE (ENCODER AS20DQI) PLAIN SHAFT, TOLERANCE N; WITH HOLDING BRAKE PROTECTION CLASS IP65, | 2282 | TEM | 1 | MC | 10.6 | 1
1FK70802AF711QH2 | SIMOTICS S SYNCHRONOUS MOTOR 1FK7-CT PN=2,1 KW; UZK=600V M0=8NM (100K); NN=3000RPM; NATURAL COOLING; FRAME SIZE IMB 5 (IM V1, IM V3) FLANGE 1 POWER CONNECTOR ROTATABLE ABSOLUTE ENCODER SINGLETURN 20 BIT WITH DRIVE-CLIQ INTERFACE (ENCODER AS20DQI) PLAIN SHAFT, TOLERANCE N; WITH HOLDING BRAKE PROTECTION CLASS IP65, FLANGE ON DRIVE END IP67; | 2282 | TEM | 1 | MC | 10.6 | 1
1FK70802AF711RA0 | SIMOTICS S SYNCHRONOUS MOTOR 1FK7-CT PN=2,1 KW; UZK=600V M0=8NM (100K); NN=3000RPM; NATURAL COOLING; FRAME SIZE IMB 5 (IM V1, IM V3) FLANGE 1 POWER CONNECTOR ROTATABLE ABSOLUTE ENCODER 20 BIT + 12 BIT MULTITURN WITH DRIVE-CLIQ INTERFACE (ENCODER AM20DQI) SHAFT WITH FITTED KEY, TOLERANCE N; W/O HOLDING BRAKE PROTECTION CLASS IP64; | 2238 | TEM | 1 | MC | 10.301 | 1
1FK70802AF711RA1 | SIMOTICS S SYNCHRONOUS MOTOR 1FK7-CT PN=2,1 KW; UZK=600V M0=8NM (100K); NN=3000RPM; NATURAL COOLING; FRAME SIZE IMB 5 (IM V1, IM V3) FLANGE 1 POWER CONNECTOR ROTATABLE ABSOLUTE ENCODER 20 BIT + 12 BIT MULTITURN WITH DRIVE-CLIQ INTERFACE (ENCODER AM20DQI) SHAFT WITH FITTED KEY, TOLERANCE N; W/O HOLDING BRAKE PROTECTION CLASS IP65, | 2331 | TEM | 1 | MC | 10.301 | 1
1FK70802AF711RA2 | SIMOTICS S SYNCHRONOUS MOTOR 1FK7-CT PN=2,1 KW; UZK=600V M0=8NM (100K); NN=3000RPM; NATURAL COOLING; FRAME SIZE IMB 5 (IM V1, IM V3) FLANGE 1 POWER CONNECTOR ROTATABLE ABSOLUTE ENCODER 20 BIT + 12 BIT MULTITURN WITH DRIVE-CLIQ INTERFACE (ENCODER AM20DQI) SHAFT WITH FITTED KEY, TOLERANCE N; W/O HOLDING BRAKE PROTECTION CLASS IP65, FLANGE ON DRIVE END IP67; | 2331 | TEM | 1 | MC | 10.301 | 1
1FK70802AF711RB0 | SIMOTICS S SYNCHRONOUS MOTOR 1FK7-CT PN=2,1 KW; UZK=600V M0=8NM (100K); NN=3000RPM; NATURAL COOLING; FRAME SIZE IMB 5 (IM V1, IM V3) FLANGE 1 POWER CONNECTOR ROTATABLE ABSOLUTE ENCODER 20 BIT + 12 BIT MULTITURN WITH DRIVE-CLIQ INTERFACE (ENCODER AM20DQI) SHAFT WITH FITTED KEY, TOLERANCE N; WITH HOLDING BRAKE PROTECTION CLASS IP64; | 2649 | TEM | 1 | MC | 10.6 | 1
1FK70802AF711RB1 | SIMOTICS S SYNCHRONOUS MOTOR 1FK7-CT PN=2,1 KW; UZK=600V M0=8NM (100K); NN=3000RPM; NATURAL COOLING; FRAME SIZE IMB 5 (IM V1, IM V3) FLANGE 1 POWER CONNECTOR ROTATABLE ABSOLUTE ENCODER 20 BIT + 12 BIT MULTITURN WITH DRIVE-CLIQ INTERFACE (ENCODER AM20DQI) SHAFT WITH FITTED KEY, TOLERANCE N; WITH HOLDING BRAKE PROTECTION CLASS IP65, | 2743 | TEM | 1 | MC | 10.6 | 1
1FK70802AF711RB2 | SIMOTICS S SYNCHRONOUS MOTOR 1FK7-CT PN=2,1 KW; UZK=600V M0=8NM (100K); NN=3000RPM; NATURAL COOLING; FRAME SIZE IMB 5 (IM V1, IM V3) FLANGE 1 POWER CONNECTOR ROTATABLE ABSOLUTE ENCODER 20 BIT + 12 BIT MULTITURN WITH DRIVE-CLIQ INTERFACE (ENCODER AM20DQI) SHAFT WITH FITTED KEY, TOLERANCE N; WITH HOLDING BRAKE PROTECTION CLASS IP65, FLANGE ON DRIVE END IP67; | 2743 | TEM | 1 | MC | 10.6 | 1
1FK70802AF711RG0 | SIMOTICS S SYNCHRONOUS MOTOR 1FK7-CT PN=2,1 KW; UZK=600V M0=8NM (100K); NN=3000RPM; NATURAL COOLING; FRAME SIZE IMB 5 (IM V1, IM V3) FLANGE 1 POWER CONNECTOR ROTATABLE ABSOLUTE ENCODER 20 BIT + 12 BIT MULTITURN WITH DRIVE-CLIQ INTERFACE (ENCODER AM20DQI) PLAIN SHAFT, TOLERANCE N; W/O HOLDING BRAKE PROTECTION CLASS IP64; | 2152 | TEM | 1 | MC | 10.301 | 1
1FK70802AF711RG1 | SIMOTICS S SYNCHRONOUS MOTOR 1FK7-CT PN=2,1 KW; UZK=600V M0=8NM (100K); NN=3000RPM; NATURAL COOLING; FRAME SIZE IMB 5 (IM V1, IM V3) FLANGE 1 POWER CONNECTOR ROTATABLE ABSOLUTE ENCODER 20 BIT + 12 BIT MULTITURN WITH DRIVE-CLIQ INTERFACE (ENCODER AM20DQI) PLAIN SHAFT, TOLERANCE N; W/O HOLDING BRAKE PROTECTION CLASS IP65, | 2245 | TEM | 1 | MC | 10.301 | 1
1FK70802AF711RG2 | SIMOTICS S SYNCHRONOUS MOTOR 1FK7-CT PN=2,1 KW; UZK=600V M0=8NM (100K); NN=3000RPM; NATURAL COOLING; FRAME SIZE IMB 5 (IM V1, IM V3) FLANGE 1 POWER CONNECTOR ROTATABLE ABSOLUTE ENCODER 20 BIT + 12 BIT MULTITURN WITH DRIVE-CLIQ INTERFACE (ENCODER AM20DQI) PLAIN SHAFT, TOLERANCE N; W/O HOLDING BRAKE PROTECTION CLASS IP65, FLANGE ON DRIVE END IP67; | 2245 | TEM | 1 | MC | 10.301 | 1
1FK70802AF711RH0 | SIMOTICS S SYNCHRONOUS MOTOR 1FK7-CT PN=2,1 KW; UZK=600V M0=8NM (100K); NN=3000RPM; NATURAL COOLING; FRAME SIZE IMB 5 (IM V1, IM V3) FLANGE 1 POWER CONNECTOR ROTATABLE ABSOLUTE ENCODER 20 BIT + 12 BIT MULTITURN WITH DRIVE-CLIQ INTERFACE (ENCODER AM20DQI) PLAIN SHAFT, TOLERANCE N; WITH HOLDING BRAKE PROTECTION CLASS IP64; | 2563 | TEM | 1 | MC | 10.6 | 1
1FK70802AF711RH1 | SIMOTICS S SYNCHRONOUS MOTOR 1FK7-CT PN=2,1 KW; UZK=600V M0=8NM (100K); NN=3000RPM; NATURAL COOLING; FRAME SIZE IMB 5 (IM V1, IM V3) FLANGE 1 POWER CONNECTOR ROTATABLE ABSOLUTE ENCODER 20 BIT + 12 BIT MULTITURN WITH DRIVE-CLIQ INTERFACE (ENCODER AM20DQI) PLAIN SHAFT, TOLERANCE N; WITH HOLDING BRAKE PROTECTION CLASS IP65, | 2656 | TEM | 1 | MC | 10.6 | 1
1FK70802AF711RH2 | SIMOTICS S SYNCHRONOUS MOTOR 1FK7-CT PN=2,1 KW; UZK=600V M0=8NM (100K); NN=3000RPM; NATURAL COOLING; FRAME SIZE IMB 5 (IM V1, IM V3) FLANGE 1 POWER CONNECTOR ROTATABLE ABSOLUTE ENCODER 20 BIT + 12 BIT MULTITURN WITH DRIVE-CLIQ INTERFACE (ENCODER AM20DQI) PLAIN SHAFT, TOLERANCE N; WITH HOLDING BRAKE PROTECTION CLASS IP65, FLANGE ON DRIVE END IP67; | 2656 | TEM | 1 | MC | 10.6 | 1
1FK70802AF711SA0 | SIMOTICS S SYNCHRONOUS MOTOR 1FK7-CT PN=2,1 KW; UZK=600V M0=8NM (100K); NN=3000RPM; NATURAL COOLING; FRAME SIZE IMB 5 (IM V1, IM V3) FLANGE 1, WITH KTY TEMPERATURESENSOR POWER CONNECTOR ROTATABLE RESOLVER MULTI-POLE (RESOLVER P=4); SHAFT WITH FITTED KEY, TOLERANCE N; W/O HOLDING BRAKE PROTECTION CLASS IP64; | 1520 | TEM | 1 | MC | 10.302 | 1
1FK70802AF711SA1 | SIMOTICS S SYNCHRONOUS MOTOR 1FK7-CT PN=2,1 KW; UZK=600V M0=8NM (100K); NN=3000RPM; NATURAL COOLING; FRAME SIZE IMB 5 (IM V1, IM V3) FLANGE 1, WITH KTY TEMPERATURESENSOR POWER CONNECTOR ROTATABLE RESOLVER MULTI-POLE (RESOLVER P=4); SHAFT WITH FITTED KEY, TOLERANCE N; W/O HOLDING BRAKE PROTECTION CLASS IP65, | 1613 | TEM | 1 | MC | 10.302 | 1
1FK70802AF711SA2 | SIMOTICS S SYNCHRONOUS MOTOR 1FK7-CT PN=2,1 KW; UZK=600V M0=8NM (100K); NN=3000RPM; NATURAL COOLING; FRAME SIZE IMB 5 (IM V1, IM V3) FLANGE 1, WITH KTY TEMPERATURESENSOR POWER CONNECTOR ROTATABLE RESOLVER MULTI-POLE (RESOLVER P=4); SHAFT WITH FITTED KEY, TOLERANCE N; W/O HOLDING BRAKE PROTECTION CLASS IP65, FLANGE ON DRIVE END IP67; | 1613 | TEM | 1 | MC | 10.302 | 1
1FK70802AF711SB0 | SIMOTICS S SYNCHRONOUS MOTOR 1FK7-CT PN=2,1 KW; UZK=600V M0=8NM (100K); NN=3000RPM; NATURAL COOLING; FRAME SIZE IMB 5 (IM V1, IM V3) FLANGE 1, WITH KTY TEMPERATURESENSOR POWER CONNECTOR ROTATABLE RESOLVER MULTI-POLE (RESOLVER P=4); SHAFT WITH FITTED KEY, TOLERANCE N; WITH HOLDING BRAKE PROTECTION CLASS IP64; | 1931 | TEM | 1 | MC | 10.601 | 1
1FK70802AF711SB1 | SIMOTICS S SYNCHRONOUS MOTOR 1FK7-CT PN=2,1 KW; UZK=600V M0=8NM (100K); NN=3000RPM; NATURAL COOLING; FRAME SIZE IMB 5 (IM V1, IM V3) FLANGE 1, WITH KTY TEMPERATURESENSOR POWER CONNECTOR ROTATABLE RESOLVER MULTI-POLE (RESOLVER P=4); SHAFT WITH FITTED KEY, TOLERANCE N; WITH HOLDING BRAKE PROTECTION CLASS IP65, | 2024 | TEM | 1 | MC | 10.601 | 1
1FK70802AF711SB2 | SIMOTICS S SYNCHRONOUS MOTOR 1FK7-CT PN=2,1 KW; UZK=600V M0=8NM (100K); NN=3000RPM; NATURAL COOLING; FRAME SIZE IMB 5 (IM V1, IM V3) FLANGE 1, WITH KTY TEMPERATURESENSOR POWER CONNECTOR ROTATABLE RESOLVER MULTI-POLE (RESOLVER P=4); SHAFT WITH FITTED KEY, TOLERANCE N; WITH HOLDING BRAKE PROTECTION CLASS IP65, FLANGE ON DRIVE END IP67; | 2024 | TEM | 1 | MC | 10.601 | 1
1FK70802AF711SG0 | SIMOTICS S SYNCHRONOUS MOTOR 1FK7-CT PN=2,1 KW; UZK=600V M0=8NM (100K); NN=3000RPM; NATURAL COOLING; FRAME SIZE IMB 5 (IM V1, IM V3) FLANGE 1, WITH KTY TEMPERATURESENSOR POWER CONNECTOR ROTATABLE RESOLVER MULTI-POLE (RESOLVER P=4); PLAIN SHAFT, TOLERANCE N; W/O HOLDING BRAKE PROTECTION CLASS IP64; | 1433 | TEM | 1 | MC | 10.302 | 1
1FK70802AF711SG1 | SIMOTICS S SYNCHRONOUS MOTOR 1FK7-CT PN=2,1 KW; UZK=600V M0=8NM (100K); NN=3000RPM; NATURAL COOLING; FRAME SIZE IMB 5 (IM V1, IM V3) FLANGE 1, WITH KTY TEMPERATURESENSOR POWER CONNECTOR ROTATABLE RESOLVER MULTI-POLE (RESOLVER P=4); PLAIN SHAFT, TOLERANCE N; W/O HOLDING BRAKE PROTECTION CLASS IP65, | 1527 | TEM | 1 | MC | 10.302 | 1
1FK70802AF711SG2 | SIMOTICS S SYNCHRONOUS MOTOR 1FK7-CT PN=2,1 KW; UZK=600V M0=8NM (100K); NN=3000RPM; NATURAL COOLING; FRAME SIZE IMB 5 (IM V1, IM V3) FLANGE 1, WITH KTY TEMPERATURESENSOR POWER CONNECTOR ROTATABLE RESOLVER MULTI-POLE (RESOLVER P=4); PLAIN SHAFT, TOLERANCE N; W/O HOLDING BRAKE PROTECTION CLASS IP65, FLANGE ON DRIVE END IP67; | 1527 | TEM | 1 | MC | 10.302 | 1
1FK70802AF711SH0 | SIMOTICS S SYNCHRONOUS MOTOR 1FK7-CT PN=2,1 KW; UZK=600V M0=8NM (100K); NN=3000RPM; NATURAL COOLING; FRAME SIZE IMB 5 (IM V1, IM V3) FLANGE 1, WITH KTY TEMPERATURESENSOR POWER CONNECTOR ROTATABLE RESOLVER MULTI-POLE (RESOLVER P=4); PLAIN SHAFT, TOLERANCE N; WITH HOLDING BRAKE PROTECTION CLASS IP64; | 1845 | TEM | 1 | MC | 10.601 | 1
1FK70802AF711SH1 | SIMOTICS S SYNCHRONOUS MOTOR 1FK7-CT PN=2,1 KW; UZK=600V M0=8NM (100K); NN=3000RPM; NATURAL COOLING; FRAME SIZE IMB 5 (IM V1, IM V3) FLANGE 1, WITH KTY TEMPERATURESENSOR POWER CONNECTOR ROTATABLE RESOLVER MULTI-POLE (RESOLVER P=4); PLAIN SHAFT, TOLERANCE N; WITH HOLDING BRAKE PROTECTION CLASS IP65, | 1938 | TEM | 1 | MC | 10.601 | 1
1FK70802AF711SH2 | SIMOTICS S SYNCHRONOUS MOTOR 1FK7-CT PN=2,1 KW; UZK=600V M0=8NM (100K); NN=3000RPM; NATURAL COOLING; FRAME SIZE IMB 5 (IM V1, IM V3) FLANGE 1, WITH KTY TEMPERATURESENSOR POWER CONNECTOR ROTATABLE RESOLVER MULTI-POLE (RESOLVER P=4); PLAIN SHAFT, TOLERANCE N; WITH HOLDING BRAKE PROTECTION CLASS IP65, FLANGE ON DRIVE END IP67; | 1938 | TEM | 1 | MC | 10.601 | 1
1FK70802AF711TA0 | SIMOTICS S SYNCHRONOUS MOTOR 1FK7-CT PN=2,1 KW; UZK=600V M0=8NM (100K); NN=3000RPM; NATURAL COOLING; FRAME SIZE IMB 5 (IM V1, IM V3) FLANGE 1, WITH KTY TEMPERATURESENSOR POWER CONNECTOR ROTATABLE RESOLVER 2-POLE (RESOLVER P=1); SHAFT WITH FITTED KEY, TOLERANCE N; W/O HOLDING BRAKE PROTECTION CLASS IP64; | 1520 | TEM | 1 | MC | 10.302 | 1
1FK70802AF711TA1 | SIMOTICS S SYNCHRONOUS MOTOR 1FK7-CT PN=2,1 KW; UZK=600V M0=8NM (100K); NN=3000RPM; NATURAL COOLING; FRAME SIZE IMB 5 (IM V1, IM V3) FLANGE 1, WITH KTY TEMPERATURESENSOR POWER CONNECTOR ROTATABLE RESOLVER 2-POLE (RESOLVER P=1); SHAFT WITH FITTED KEY, TOLERANCE N; W/O HOLDING BRAKE PROTECTION CLASS IP65, | 1613 | TEM | 1 | MC | 10.302 | 1
1FK70802AF711TA2 | SIMOTICS S SYNCHRONOUS MOTOR 1FK7-CT PN=2,1 KW; UZK=600V M0=8NM (100K); NN=3000RPM; NATURAL COOLING; FRAME SIZE IMB 5 (IM V1, IM V3) FLANGE 1, WITH KTY TEMPERATURESENSOR POWER CONNECTOR ROTATABLE RESOLVER 2-POLE (RESOLVER P=1); SHAFT WITH FITTED KEY, TOLERANCE N; W/O HOLDING BRAKE PROTECTION CLASS IP65, FLANGE ON DRIVE END IP67; | 1613 | TEM | 1 | MC | 10.302 | 1
1FK70802AF711TB0 | SIMOTICS S SYNCHRONOUS MOTOR 1FK7-CT PN=2,1 KW; UZK=600V M0=8NM (100K); NN=3000RPM; NATURAL COOLING; FRAME SIZE IMB 5 (IM V1, IM V3) FLANGE 1, WITH KTY TEMPERATURESENSOR POWER CONNECTOR ROTATABLE RESOLVER 2-POLE (RESOLVER P=1); SHAFT WITH FITTED KEY, TOLERANCE N; WITH HOLDING BRAKE PROTECTION CLASS IP64; | 1931 | TEM | 1 | MC | 10.601 | 1
1FK70802AF711TB1 | SIMOTICS S SYNCHRONOUS MOTOR 1FK7-CT PN=2,1 KW; UZK=600V M0=8NM (100K); NN=3000RPM; NATURAL COOLING; FRAME SIZE IMB 5 (IM V1, IM V3) FLANGE 1, WITH KTY TEMPERATURESENSOR POWER CONNECTOR ROTATABLE RESOLVER 2-POLE (RESOLVER P=1); SHAFT WITH FITTED KEY, TOLERANCE N; WITH HOLDING BRAKE PROTECTION CLASS IP65, | 2024 | TEM | 1 | MC | 10.601 | 1
1FK70802AF711TB2 | SIMOTICS S SYNCHRONOUS MOTOR 1FK7-CT PN=2,1 KW; UZK=600V M0=8NM (100K); NN=3000RPM; NATURAL COOLING; FRAME SIZE IMB 5 (IM V1, IM V3) FLANGE 1, WITH KTY TEMPERATURESENSOR POWER CONNECTOR ROTATABLE RESOLVER 2-POLE (RESOLVER P=1); SHAFT WITH FITTED KEY, TOLERANCE N; WITH HOLDING BRAKE PROTECTION CLASS IP65, FLANGE ON DRIVE END IP67; | 2024 | TEM | 1 | MC | 10.601 | 1
1FK70802AF711TG0 | SIMOTICS S SYNCHRONOUS MOTOR 1FK7-CT PN=2,1 KW; UZK=600V M0=8NM (100K); NN=3000RPM; NATURAL COOLING; FRAME SIZE IMB 5 (IM V1, IM V3) FLANGE 1, WITH KTY TEMPERATURESENSOR POWER CONNECTOR ROTATABLE RESOLVER 2-POLE (RESOLVER P=1); PLAIN SHAFT, TOLERANCE N; W/O HOLDING BRAKE PROTECTION CLASS IP64; | 1433 | TEM | 1 | MC | 10.302 | 1
1FK70802AF711TG1 | SIMOTICS S SYNCHRONOUS MOTOR 1FK7-CT PN=2,1 KW; UZK=600V M0=8NM (100K); NN=3000RPM; NATURAL COOLING; FRAME SIZE IMB 5 (IM V1, IM V3) FLANGE 1, WITH KTY TEMPERATURESENSOR POWER CONNECTOR ROTATABLE RESOLVER 2-POLE (RESOLVER P=1); PLAIN SHAFT, TOLERANCE N; W/O HOLDING BRAKE PROTECTION CLASS IP65, | 1527 | TEM | 1 | MC | 10.302 | 1
1FK70802AF711TG2 | SIMOTICS S SYNCHRONOUS MOTOR 1FK7-CT PN=2,1 KW; UZK=600V M0=8NM (100K); NN=3000RPM; NATURAL COOLING; FRAME SIZE IMB 5 (IM V1, IM V3) FLANGE 1, WITH KTY TEMPERATURESENSOR POWER CONNECTOR ROTATABLE RESOLVER 2-POLE (RESOLVER P=1); PLAIN SHAFT, TOLERANCE N; W/O HOLDING BRAKE PROTECTION CLASS IP65, FLANGE ON DRIVE END IP67; | 1527 | TEM | 1 | MC | 10.302 | 1
1FK70802AF711TH0 | SIMOTICS S SYNCHRONOUS MOTOR 1FK7-CT PN=2,1 KW; UZK=600V M0=8NM (100K); NN=3000RPM; NATURAL COOLING; FRAME SIZE IMB 5 (IM V1, IM V3) FLANGE 1, WITH KTY TEMPERATURESENSOR POWER CONNECTOR ROTATABLE RESOLVER 2-POLE (RESOLVER P=1); PLAIN SHAFT, TOLERANCE N; WITH HOLDING BRAKE PROTECTION CLASS IP64; | 1845 | TEM | 1 | MC | 10.601 | 1
1FK70802AF711TH1 | SIMOTICS S SYNCHRONOUS MOTOR 1FK7-CT PN=2,1 KW; UZK=600V M0=8NM (100K); NN=3000RPM; NATURAL COOLING; FRAME SIZE IMB 5 (IM V1, IM V3) FLANGE 1, WITH KTY TEMPERATURESENSOR POWER CONNECTOR ROTATABLE RESOLVER 2-POLE (RESOLVER P=1); PLAIN SHAFT, TOLERANCE N; WITH HOLDING BRAKE PROTECTION CLASS IP65, | 1938 | TEM | 1 | MC | 10.601 | 1
1FK70802AF711TH2 | SIMOTICS S SYNCHRONOUS MOTOR 1FK7-CT PN=2,1 KW; UZK=600V M0=8NM (100K); NN=3000RPM; NATURAL COOLING; FRAME SIZE IMB 5 (IM V1, IM V3) FLANGE 1, WITH KTY TEMPERATURESENSOR POWER CONNECTOR ROTATABLE RESOLVER 2-POLE (RESOLVER P=1); PLAIN SHAFT, TOLERANCE N; WITH HOLDING BRAKE PROTECTION CLASS IP65, FLANGE ON DRIVE END IP67; | 1938 | TEM | 1 | MC | 10.601 | 1
1FK70802AF711UA0 | SIMOTICS S SYNCHRONOUS MOTOR 1FK7-CT PN=2,1 KW; UZK=600V M0=8NM (100K); NN=3000RPM; NATURAL COOLING; FRAME SIZE IMB 5 (IM V1, IM V3) FLANGE 1 POWER CONNECTOR ROTATABLE RESOLVER MULTI-POLE WITH DRIVE-CLIQ INTERFACE; SHAFT WITH FITTED KEY, TOLERANCE N; W/O HOLDING BRAKE PROTECTION CLASS IP64; | 1761 | TEM | 1 | MC | 10.302 | 1
1FK70802AF711UA1 | SIMOTICS S SYNCHRONOUS MOTOR 1FK7-CT PN=2,1 KW; UZK=600V M0=8NM (100K); NN=3000RPM; NATURAL COOLING; FRAME SIZE IMB 5 (IM V1, IM V3) FLANGE 1 POWER CONNECTOR ROTATABLE RESOLVER MULTI-POLE WITH DRIVE-CLIQ INTERFACE; SHAFT WITH FITTED KEY, TOLERANCE N; W/O HOLDING BRAKE PROTECTION CLASS IP65, | 1854 | TEM | 1 | MC | 10.302 | 1
1FK70802AF711UA2 | SIMOTICS S SYNCHRONOUS MOTOR 1FK7-CT PN=2,1 KW; UZK=600V M0=8NM (100K); NN=3000RPM; NATURAL COOLING; FRAME SIZE IMB 5 (IM V1, IM V3) FLANGE 1 POWER CONNECTOR ROTATABLE RESOLVER MULTI-POLE WITH DRIVE-CLIQ INTERFACE; SHAFT WITH FITTED KEY, TOLERANCE N; W/O HOLDING BRAKE PROTECTION CLASS IP65, FLANGE ON DRIVE END IP67; | 1854 | TEM | 1 | MC | 10.302 | 1
1FK70802AF711UB0 | SIMOTICS S SYNCHRONOUS MOTOR 1FK7-CT PN=2,1 KW; UZK=600V M0=8NM (100K); NN=3000RPM; NATURAL COOLING; FRAME SIZE IMB 5 (IM V1, IM V3) FLANGE 1 POWER CONNECTOR ROTATABLE RESOLVER MULTI-POLE WITH DRIVE-CLIQ INTERFACE; SHAFT WITH FITTED KEY, TOLERANCE N; WITH HOLDING BRAKE PROTECTION CLASS IP64; | 2172 | TEM | 1 | MC | 10.601 | 1
1FK70802AF711UB1 | SIMOTICS S SYNCHRONOUS MOTOR 1FK7-CT PN=2,1 KW; UZK=600V M0=8NM (100K); NN=3000RPM; NATURAL COOLING; FRAME SIZE IMB 5 (IM V1, IM V3) FLANGE 1 POWER CONNECTOR ROTATABLE RESOLVER MULTI-POLE WITH DRIVE-CLIQ INTERFACE; SHAFT WITH FITTED KEY, TOLERANCE N; WITH HOLDING BRAKE PROTECTION CLASS IP65, | 2266 | TEM | 1 | MC | 10.601 | 1
1FK70802AF711UB2 | SIMOTICS S SYNCHRONOUS MOTOR 1FK7-CT PN=2,1 KW; UZK=600V M0=8NM (100K); NN=3000RPM; NATURAL COOLING; FRAME SIZE IMB 5 (IM V1, IM V3) FLANGE 1 POWER CONNECTOR ROTATABLE RESOLVER MULTI-POLE WITH DRIVE-CLIQ INTERFACE; SHAFT WITH FITTED KEY, TOLERANCE N; WITH HOLDING BRAKE PROTECTION CLASS IP65, FLANGE ON DRIVE END IP67; | 2266 | TEM | 1 | MC | 10.601 | 1
1FK70802AF711UG0 | SIMOTICS S SYNCHRONOUS MOTOR 1FK7-CT PN=2,1 KW; UZK=600V M0=8NM (100K); NN=3000RPM; NATURAL COOLING; FRAME SIZE IMB 5 (IM V1, IM V3) FLANGE 1 POWER CONNECTOR ROTATABLE RESOLVER MULTI-POLE WITH DRIVE-CLIQ INTERFACE; PLAIN SHAFT, TOLERANCE N; W/O HOLDING BRAKE PROTECTION CLASS IP64; | 1674 | TEM | 1 | MC | 10.302 | 1
1FK70802AF711UG1 | SIMOTICS S SYNCHRONOUS MOTOR 1FK7-CT PN=2,1 KW; UZK=600V M0=8NM (100K); NN=3000RPM; NATURAL COOLING; FRAME SIZE IMB 5 (IM V1, IM V3) FLANGE 1 POWER CONNECTOR ROTATABLE RESOLVER MULTI-POLE WITH DRIVE-CLIQ INTERFACE; PLAIN SHAFT, TOLERANCE N; W/O HOLDING BRAKE PROTECTION CLASS IP65, | 1768 | TEM | 1 | MC | 10.302 | 1
1FK70802AF711UG2 | SIMOTICS S SYNCHRONOUS MOTOR 1FK7-CT PN=2,1 KW; UZK=600V M0=8NM (100K); NN=3000RPM; NATURAL COOLING; FRAME SIZE IMB 5 (IM V1, IM V3) FLANGE 1 POWER CONNECTOR ROTATABLE RESOLVER MULTI-POLE WITH DRIVE-CLIQ INTERFACE; PLAIN SHAFT, TOLERANCE N; W/O HOLDING BRAKE PROTECTION CLASS IP65, FLANGE ON DRIVE END IP67; | 1768 | TEM | 1 | MC | 10.302 | 1
1FK70802AF711UH0 | SIMOTICS S SYNCHRONOUS MOTOR 1FK7-CT PN=2,1 KW; UZK=600V M0=8NM (100K); NN=3000RPM; NATURAL COOLING; FRAME SIZE IMB 5 (IM V1, IM V3) FLANGE 1 POWER CONNECTOR ROTATABLE RESOLVER MULTI-POLE WITH DRIVE-CLIQ INTERFACE; PLAIN SHAFT, TOLERANCE N; WITH HOLDING BRAKE PROTECTION CLASS IP64; | 2086 | TEM | 1 | MC | 10.601 | 1
1FK70802AF711UH1 | SIMOTICS S SYNCHRONOUS MOTOR 1FK7-CT PN=2,1 KW; UZK=600V M0=8NM (100K); NN=3000RPM; NATURAL COOLING; FRAME SIZE IMB 5 (IM V1, IM V3) FLANGE 1 POWER CONNECTOR ROTATABLE RESOLVER MULTI-POLE WITH DRIVE-CLIQ INTERFACE; PLAIN SHAFT, TOLERANCE N; WITH HOLDING BRAKE PROTECTION CLASS IP65, | 2179 | TEM | 1 | MC | 10.601 | 1
1FK70802AF711UH2 | SIMOTICS S SYNCHRONOUS MOTOR 1FK7-CT PN=2,1 KW; UZK=600V M0=8NM (100K); NN=3000RPM; NATURAL COOLING; FRAME SIZE IMB 5 (IM V1, IM V3) FLANGE 1 POWER CONNECTOR ROTATABLE RESOLVER MULTI-POLE WITH DRIVE-CLIQ INTERFACE; PLAIN SHAFT, TOLERANCE N; WITH HOLDING BRAKE PROTECTION CLASS IP65, FLANGE ON DRIVE END IP67; | 2179 | TEM | 1 | MC | 10.601 | 1
1FK70802AH711AA0 | SIMOTICS S SYNCHRONOUS MOTOR 1FK7-CT PN=2,1 KW; UZK=600V M0=8NM (100K); NN=4500RPM; NATURAL COOLING, FRAME SIZE IMB 5 (IM V1, IM V3) FLANGE 1, WITH KTY TEMPERATURESENSOR POWER CONNECTOR ROTATABLE INCREMENTAL ENCODER SIN/COS 1VPP;2048 S/R W. C-AND D-SPUR (ENCODER IC2048S/R) SHAFT WITH FITTED KEY, TOLERANCE N; W/O HOLDING BRAKE PROTECTION CLASS IP64; | 2106 | TEM | 1 | MC | 10.301 | 1
1FK70802AH711AA1 | SIMOTICS S SYNCHRONOUS MOTOR 1FK7-CT PN=2,1 KW; UZK=600V M0=8NM (100K); NN=4500RPM; NATURAL COOLING, FRAME SIZE IMB 5 (IM V1, IM V3) FLANGE 1, WITH KTY TEMPERATURESENSOR POWER CONNECTOR ROTATABLE INCREMENTAL ENCODER SIN/COS 1VPP;2048 S/R W. C-AND D-SPUR (ENCODER IC2048S/R) SHAFT WITH FITTED KEY, TOLERANCE N; W/O HOLDING BRAKE PROTECTION CLASS IP65, | 2199 | TEM | 1 | MC | 10.301 | 1
1FK70802AH711AA2 | SIMOTICS S SYNCHRONOUS MOTOR 1FK7-CT PN=2,1 KW; UZK=600V M0=8NM (100K); NN=4500RPM; NATURAL COOLING, FRAME SIZE IMB 5 (IM V1, IM V3) FLANGE 1, WITH KTY TEMPERATURESENSOR POWER CONNECTOR ROTATABLE INCREMENTAL ENCODER SIN/COS 1VPP;2048 S/R W. C-AND D-SPUR (ENCODER IC2048S/R) SHAFT WITH FITTED KEY, TOLERANCE N; W/O HOLDING BRAKE PROTECTION CLASS IP65, FLANGE ON DRIVE END IP67; | 2199 | TEM | 1 | MC | 10.301 | 1
1FK70802AH711AB0 | SIMOTICS S SYNCHRONOUS MOTOR 1FK7-CT PN=2,1 KW; UZK=600V M0=8NM (100K); NN=4500RPM; NATURAL COOLING, FRAME SIZE IMB 5 (IM V1, IM V3) FLANGE 1, WITH KTY TEMPERATURESENSOR POWER CONNECTOR ROTATABLE INCREMENTAL ENCODER SIN/COS 1VPP;2048 S/R W. C-AND D-SPUR (ENCODER IC2048S/R) SHAFT WITH FITTED KEY, TOLERANCE N; WITH HOLDING BRAKE PROTECTION CLASS IP64; | 2517 | TEM | 1 | MC | 10.6 | 1
1FK70802AH711AB1 | SIMOTICS S SYNCHRONOUS MOTOR 1FK7-CT PN=2,1 KW; UZK=600V M0=8NM (100K); NN=4500RPM; NATURAL COOLING, FRAME SIZE IMB 5 (IM V1, IM V3) FLANGE 1, WITH KTY TEMPERATURESENSOR POWER CONNECTOR ROTATABLE INCREMENTAL ENCODER SIN/COS 1VPP;2048 S/R W. C-AND D-SPUR (ENCODER IC2048S/R) SHAFT WITH FITTED KEY, TOLERANCE N; WITH HOLDING BRAKE PROTECTION CLASS IP65, | 2610 | TEM | 1 | MC | 10.6 | 1
1FK70802AH711AB2 | SIMOTICS S SYNCHRONOUS MOTOR 1FK7-CT PN=2,1 KW; UZK=600V M0=8NM (100K); NN=4500RPM; NATURAL COOLING, FRAME SIZE IMB 5 (IM V1, IM V3) FLANGE 1, WITH KTY TEMPERATURESENSOR POWER CONNECTOR ROTATABLE INCREMENTAL ENCODER SIN/COS 1VPP;2048 S/R W. C-AND D-SPUR (ENCODER IC2048S/R) SHAFT WITH FITTED KEY, TOLERANCE N; WITH HOLDING BRAKE PROTECTION CLASS IP65, FLANGE ON DRIVE END IP67; | 2610 | TEM | 1 | MC | 10.6 | 1
1FK70802AH711AG0 | SIMOTICS S SYNCHRONOUS MOTOR 1FK7-CT PN=2,1 KW; UZK=600V M0=8NM (100K); NN=4500RPM; NATURAL COOLING, FRAME SIZE IMB 5 (IM V1, IM V3) FLANGE 1, WITH KTY TEMPERATURESENSOR POWER CONNECTOR ROTATABLE INCREMENTAL ENCODER SIN/COS 1VPP;2048 S/R W. C-AND D-SPUR (ENCODER IC2048S/R) PLAIN SHAFT, TOLERANCE N; W/O HOLDING BRAKE PROTECTION CLASS IP64; | 2019 | TEM | 1 | MC | 10.301 | 1
1FK70802AH711AG1 | SIMOTICS S SYNCHRONOUS MOTOR 1FK7-CT PN=2,1 KW; UZK=600V M0=8NM (100K); NN=4500RPM; NATURAL COOLING, FRAME SIZE IMB 5 (IM V1, IM V3) FLANGE 1, WITH KTY TEMPERATURESENSOR POWER CONNECTOR ROTATABLE INCREMENTAL ENCODER SIN/COS 1VPP;2048 S/R W. C-AND D-SPUR (ENCODER IC2048S/R) PLAIN SHAFT, TOLERANCE N; W/O HOLDING BRAKE PROTECTION CLASS IP65, | 2113 | TEM | 1 | MC | 10.301 | 1
1FK70802AH711AG2 | SIMOTICS S SYNCHRONOUS MOTOR 1FK7-CT PN=2,1 KW; UZK=600V M0=8NM (100K); NN=4500RPM; NATURAL COOLING, FRAME SIZE IMB 5 (IM V1, IM V3) FLANGE 1, WITH KTY TEMPERATURESENSOR POWER CONNECTOR ROTATABLE INCREMENTAL ENCODER SIN/COS 1VPP;2048 S/R W. C-AND D-SPUR (ENCODER IC2048S/R) PLAIN SHAFT, TOLERANCE N; W/O HOLDING BRAKE PROTECTION CLASS IP65, FLANGE ON DRIVE END IP67; | 2113 | TEM | 1 | MC | 10.301 | 1
1FK70802AH711AH0 | SIMOTICS S SYNCHRONOUS MOTOR 1FK7-CT PN=2,1 KW; UZK=600V M0=8NM (100K); NN=4500RPM; NATURAL COOLING, FRAME SIZE IMB 5 (IM V1, IM V3) FLANGE 1, WITH KTY TEMPERATURESENSOR POWER CONNECTOR ROTATABLE INCREMENTAL ENCODER SIN/COS 1VPP;2048 S/R W. C-AND D-SPUR (ENCODER IC2048S/R) PLAIN SHAFT, TOLERANCE N; WITH HOLDING BRAKE PROTECTION CLASS IP64; | 2431 | TEM | 1 | MC | 10.6 | 1
1FK70802AH711AH1 | SIMOTICS S SYNCHRONOUS MOTOR 1FK7-CT PN=2,1 KW; UZK=600V M0=8NM (100K); NN=4500RPM; NATURAL COOLING, FRAME SIZE IMB 5 (IM V1, IM V3) FLANGE 1, WITH KTY TEMPERATURESENSOR POWER CONNECTOR ROTATABLE INCREMENTAL ENCODER SIN/COS 1VPP;2048 S/R W. C-AND D-SPUR (ENCODER IC2048S/R) PLAIN SHAFT, TOLERANCE N; WITH HOLDING BRAKE PROTECTION CLASS IP65, | 2524 | TEM | 1 | MC | 10.6 | 1
1FK70802AH711AH2 | SIMOTICS S SYNCHRONOUS MOTOR 1FK7-CT PN=2,1 KW; UZK=600V M0=8NM (100K); NN=4500RPM; NATURAL COOLING, FRAME SIZE IMB 5 (IM V1, IM V3) FLANGE 1, WITH KTY TEMPERATURESENSOR POWER CONNECTOR ROTATABLE INCREMENTAL ENCODER SIN/COS 1VPP;2048 S/R W. C-AND D-SPUR (ENCODER IC2048S/R) PLAIN SHAFT, TOLERANCE N; WITH HOLDING BRAKE PROTECTION CLASS IP65, FLANGE ON DRIVE END IP67; | 2524 | TEM | 1 | MC | 10.6 | 1
1FK70802AH711BA0 | SIMOTICS S SYNCHRONOUS MOTOR 1FK7-CT PN=2,1 KW; UZK=600V M0=8NM (100K); NN=4500RPM; NATURAL COOLING, FRAME SIZE IMB 5 (IM V1, IM V3) FLANGE 1 POWER CONNECTOR ROTATABLE ABSOLUTE ENCODER SINGLETURN 24 BIT WITH DRIVE CLIQ INTERFACE (ENCODER AS24DQI) SHAFT WITH FITTED KEY, TOLERANCE N; W/O HOLDING BRAKE PROTECTION CLASS IP64; | 2347 | TEM | 1 | MC | 10.301 | 1
1FK70802AH711BA1 | SIMOTICS S SYNCHRONOUS MOTOR 1FK7-CT PN=2,1 KW; UZK=600V M0=8NM (100K); NN=4500RPM; NATURAL COOLING, FRAME SIZE IMB 5 (IM V1, IM V3) FLANGE 1 POWER CONNECTOR ROTATABLE ABSOLUTE ENCODER SINGLETURN 24 BIT WITH DRIVE CLIQ INTERFACE (ENCODER AS24DQI) SHAFT WITH FITTED KEY, TOLERANCE N; W/O HOLDING BRAKE PROTECTION CLASS IP65, | 2440 | TEM | 1 | MC | 10.301 | 1
1FK70802AH711BA2 | SIMOTICS S SYNCHRONOUS MOTOR 1FK7-CT PN=2,1 KW; UZK=600V M0=8NM (100K); NN=4500RPM; NATURAL COOLING, FRAME SIZE IMB 5 (IM V1, IM V3) FLANGE 1 POWER CONNECTOR ROTATABLE ABSOLUTE ENCODER SINGLETURN 24 BIT WITH DRIVE CLIQ INTERFACE (ENCODER AS24DQI) SHAFT WITH FITTED KEY, TOLERANCE N; W/O HOLDING BRAKE PROTECTION CLASS IP65, FLANGE ON DRIVE END IP67; | 2440 | TEM | 1 | MC | 10.301 | 1
1FK70802AH711BB0 | SIMOTICS S SYNCHRONOUS MOTOR 1FK7-CT PN=2,1 KW; UZK=600V M0=8NM (100K); NN=4500RPM; NATURAL COOLING, FRAME SIZE IMB 5 (IM V1, IM V3) FLANGE 1 POWER CONNECTOR ROTATABLE ABSOLUTE ENCODER SINGLETURN 24 BIT WITH DRIVE CLIQ INTERFACE (ENCODER AS24DQI) SHAFT WITH FITTED KEY, TOLERANCE N; WITH HOLDING BRAKE PROTECTION CLASS IP64; | 2758 | TEM | 1 | MC | 10.6 | 1
1FK70802AH711BB1 | SIMOTICS S SYNCHRONOUS MOTOR 1FK7-CT PN=2,1 KW; UZK=600V M0=8NM (100K); NN=4500RPM; NATURAL COOLING, FRAME SIZE IMB 5 (IM V1, IM V3) FLANGE 1 POWER CONNECTOR ROTATABLE ABSOLUTE ENCODER SINGLETURN 24 BIT WITH DRIVE CLIQ INTERFACE (ENCODER AS24DQI) SHAFT WITH FITTED KEY, TOLERANCE N; WITH HOLDING BRAKE PROTECTION CLASS IP65, | 2851 | TEM | 1 | MC | 10.6 | 1
1FK70802AH711BB2 | SIMOTICS S SYNCHRONOUS MOTOR 1FK7-CT PN=2,1 KW; UZK=600V M0=8NM (100K); NN=4500RPM; NATURAL COOLING, FRAME SIZE IMB 5 (IM V1, IM V3) FLANGE 1 POWER CONNECTOR ROTATABLE ABSOLUTE ENCODER SINGLETURN 24 BIT WITH DRIVE CLIQ INTERFACE (ENCODER AS24DQI) SHAFT WITH FITTED KEY, TOLERANCE N; WITH HOLDING BRAKE PROTECTION CLASS IP65, FLANGE ON DRIVE END IP67; | 2851 | TEM | 1 | MC | 10.6 | 1
1FK70802AH711BG0 | SIMOTICS S SYNCHRONOUS MOTOR 1FK7-CT PN=2,1 KW; UZK=600V M0=8NM (100K); NN=4500RPM; NATURAL COOLING, FRAME SIZE IMB 5 (IM V1, IM V3) FLANGE 1 POWER CONNECTOR ROTATABLE ABSOLUTE ENCODER SINGLETURN 24 BIT WITH DRIVE CLIQ INTERFACE (ENCODER AS24DQI) PLAIN SHAFT, TOLERANCE N; W/O HOLDING BRAKE PROTECTION CLASS IP64; | 2260 | TEM | 1 | MC | 10.301 | 1
1FK70802AH711BG1 | SIMOTICS S SYNCHRONOUS MOTOR 1FK7-CT PN=2,1 KW; UZK=600V M0=8NM (100K); NN=4500RPM; NATURAL COOLING, FRAME SIZE IMB 5 (IM V1, IM V3) FLANGE 1 POWER CONNECTOR ROTATABLE ABSOLUTE ENCODER SINGLETURN 24 BIT WITH DRIVE CLIQ INTERFACE (ENCODER AS24DQI) PLAIN SHAFT, TOLERANCE N; W/O HOLDING BRAKE PROTECTION CLASS IP65, | 2354 | TEM | 1 | MC | 10.301 | 1
1FK70802AH711BG2 | SIMOTICS S SYNCHRONOUS MOTOR 1FK7-CT PN=2,1 KW; UZK=600V M0=8NM (100K); NN=4500RPM; NATURAL COOLING, FRAME SIZE IMB 5 (IM V1, IM V3) FLANGE 1 POWER CONNECTOR ROTATABLE ABSOLUTE ENCODER SINGLETURN 24 BIT WITH DRIVE CLIQ INTERFACE (ENCODER AS24DQI) PLAIN SHAFT, TOLERANCE N; W/O HOLDING BRAKE PROTECTION CLASS IP65, FLANGE ON DRIVE END IP67; | 2354 | TEM | 1 | MC | 10.301 | 1
1FK70802AH711BH0 | SIMOTICS S SYNCHRONOUS MOTOR 1FK7-CT PN=2,1 KW; UZK=600V M0=8NM (100K); NN=4500RPM; NATURAL COOLING, FRAME SIZE IMB 5 (IM V1, IM V3) FLANGE 1 POWER CONNECTOR ROTATABLE ABSOLUTE ENCODER SINGLETURN 24 BIT WITH DRIVE CLIQ INTERFACE (ENCODER AS24DQI) PLAIN SHAFT, TOLERANCE N; WITH HOLDING BRAKE PROTECTION CLASS IP64; | 2672 | TEM | 1 | MC | 10.6 | 1
1FK70802AH711BH1 | SIMOTICS S SYNCHRONOUS MOTOR 1FK7-CT PN=2,1 KW; UZK=600V M0=8NM (100K); NN=4500RPM; NATURAL COOLING, FRAME SIZE IMB 5 (IM V1, IM V3) FLANGE 1 POWER CONNECTOR ROTATABLE ABSOLUTE ENCODER SINGLETURN 24 BIT WITH DRIVE CLIQ INTERFACE (ENCODER AS24DQI) PLAIN SHAFT, TOLERANCE N; WITH HOLDING BRAKE PROTECTION CLASS IP65, | 2765 | TEM | 1 | MC | 10.6 | 1
1FK70802AH711BH2 | SIMOTICS S SYNCHRONOUS MOTOR 1FK7-CT PN=2,1 KW; UZK=600V M0=8NM (100K); NN=4500RPM; NATURAL COOLING, FRAME SIZE IMB 5 (IM V1, IM V3) FLANGE 1 POWER CONNECTOR ROTATABLE ABSOLUTE ENCODER SINGLETURN 24 BIT WITH DRIVE CLIQ INTERFACE (ENCODER AS24DQI) PLAIN SHAFT, TOLERANCE N; WITH HOLDING BRAKE PROTECTION CLASS IP65, FLANGE ON DRIVE END IP67; | 2765 | TEM | 1 | MC | 10.6 | 1
1FK70802AH711CA0 | SIMOTICS S SYNCHRONOUS MOTOR 1FK7-CT PN=2,1 KW; UZK=600V M0=8NM (100K); NN=4500RPM; NATURAL COOLING, FRAME SIZE IMB 5 (IM V1, IM V3) FLANGE 1 POWER CONNECTOR ROTATABLE ABSOLUTE ENCODER 24 BIT + 12 BIT MULTITURN WITH DRIVE-CLIQ INTERFACE (ENCODER AM24DQI) SHAFT WITH FITTED KEY, TOLERANCE N; W/O HOLDING BRAKE PROTECTION CLASS IP64; | 2716 | TEM | 1 | MC | 10.301 | 1
1FK70802AH711CA1 | SIMOTICS S SYNCHRONOUS MOTOR 1FK7-CT PN=2,1 KW; UZK=600V M0=8NM (100K); NN=4500RPM; NATURAL COOLING, FRAME SIZE IMB 5 (IM V1, IM V3) FLANGE 1 POWER CONNECTOR ROTATABLE ABSOLUTE ENCODER 24 BIT + 12 BIT MULTITURN WITH DRIVE-CLIQ INTERFACE (ENCODER AM24DQI) SHAFT WITH FITTED KEY, TOLERANCE N; W/O HOLDING BRAKE PROTECTION CLASS IP65, | 2809 | TEM | 1 | MC | 10.301 | 1
1FK70802AH711CA2 | SIMOTICS S SYNCHRONOUS MOTOR 1FK7-CT PN=2,1 KW; UZK=600V M0=8NM (100K); NN=4500RPM; NATURAL COOLING, FRAME SIZE IMB 5 (IM V1, IM V3) FLANGE 1 POWER CONNECTOR ROTATABLE ABSOLUTE ENCODER 24 BIT + 12 BIT MULTITURN WITH DRIVE-CLIQ INTERFACE (ENCODER AM24DQI) SHAFT WITH FITTED KEY, TOLERANCE N; W/O HOLDING BRAKE PROTECTION CLASS IP65, FLANGE ON DRIVE END IP67; | 2809 | TEM | 1 | MC | 10.301 | 1
1FK70802AH711CB0 | SIMOTICS S SYNCHRONOUS MOTOR 1FK7-CT PN=2,1 KW; UZK=600V M0=8NM (100K); NN=4500RPM; NATURAL COOLING, FRAME SIZE IMB 5 (IM V1, IM V3) FLANGE 1 POWER CONNECTOR ROTATABLE ABSOLUTE ENCODER 24 BIT + 12 BIT MULTITURN WITH DRIVE-CLIQ INTERFACE (ENCODER AM24DQI) SHAFT WITH FITTED KEY, TOLERANCE N; WITH HOLDING BRAKE PROTECTION CLASS IP64; | 3127 | TEM | 1 | MC | 10.6 | 1
1FK70802AH711CB1 | SIMOTICS S SYNCHRONOUS MOTOR 1FK7-CT PN=2,1 KW; UZK=600V M0=8NM (100K); NN=4500RPM; NATURAL COOLING, FRAME SIZE IMB 5 (IM V1, IM V3) FLANGE 1 POWER CONNECTOR ROTATABLE ABSOLUTE ENCODER 24 BIT + 12 BIT MULTITURN WITH DRIVE-CLIQ INTERFACE (ENCODER AM24DQI) SHAFT WITH FITTED KEY, TOLERANCE N; WITH HOLDING BRAKE PROTECTION CLASS IP65, | 3221 | TEM | 1 | MC | 10.6 | 1
1FK70802AH711CB2 | SIMOTICS S SYNCHRONOUS MOTOR 1FK7-CT PN=2,1 KW; UZK=600V M0=8NM (100K); NN=4500RPM; NATURAL COOLING, FRAME SIZE IMB 5 (IM V1, IM V3) FLANGE 1 POWER CONNECTOR ROTATABLE ABSOLUTE ENCODER 24 BIT + 12 BIT MULTITURN WITH DRIVE-CLIQ INTERFACE (ENCODER AM24DQI) SHAFT WITH FITTED KEY, TOLERANCE N; WITH HOLDING BRAKE PROTECTION CLASS IP65, FLANGE ON DRIVE END IP67; | 3221 | TEM | 1 | MC | 10.6 | 1
1FK70802AH711CG0 | SIMOTICS S SYNCHRONOUS MOTOR 1FK7-CT PN=2,1 KW; UZK=600V M0=8NM (100K); NN=4500RPM; NATURAL COOLING, FRAME SIZE IMB 5 (IM V1, IM V3) FLANGE 1 POWER CONNECTOR ROTATABLE ABSOLUTE ENCODER 24 BIT + 12 BIT MULTITURN WITH DRIVE-CLIQ INTERFACE (ENCODER AM24DQI) PLAIN SHAFT, TOLERANCE N; W/O HOLDING BRAKE PROTECTION CLASS IP64; | 2630 | TEM | 1 | MC | 10.301 | 1
1FK70802AH711CG1 | SIMOTICS S SYNCHRONOUS MOTOR 1FK7-CT PN=2,1 KW; UZK=600V M0=8NM (100K); NN=4500RPM; NATURAL COOLING, FRAME SIZE IMB 5 (IM V1, IM V3) FLANGE 1 POWER CONNECTOR ROTATABLE ABSOLUTE ENCODER 24 BIT + 12 BIT MULTITURN WITH DRIVE-CLIQ INTERFACE (ENCODER AM24DQI) PLAIN SHAFT, TOLERANCE N; W/O HOLDING BRAKE PROTECTION CLASS IP65, | 2723 | TEM | 1 | MC | 10.301 | 1
1FK70802AH711CG2 | SIMOTICS S SYNCHRONOUS MOTOR 1FK7-CT PN=2,1 KW; UZK=600V M0=8NM (100K); NN=4500RPM; NATURAL COOLING, FRAME SIZE IMB 5 (IM V1, IM V3) FLANGE 1 POWER CONNECTOR ROTATABLE ABSOLUTE ENCODER 24 BIT + 12 BIT MULTITURN WITH DRIVE-CLIQ INTERFACE (ENCODER AM24DQI) PLAIN SHAFT, TOLERANCE N; W/O HOLDING BRAKE PROTECTION CLASS IP65, FLANGE ON DRIVE END IP67; | 2723 | TEM | 1 | MC | 10.301 | 1
1FK70802AH711CH0 | SIMOTICS S SYNCHRONOUS MOTOR 1FK7-CT PN=2,1 KW; UZK=600V M0=8NM (100K); NN=4500RPM; NATURAL COOLING, FRAME SIZE IMB 5 (IM V1, IM V3) FLANGE 1 POWER CONNECTOR ROTATABLE ABSOLUTE ENCODER 24 BIT + 12 BIT MULTITURN WITH DRIVE-CLIQ INTERFACE (ENCODER AM24DQI) PLAIN SHAFT, TOLERANCE N; WITH HOLDING BRAKE PROTECTION CLASS IP64; | 3041 | TEM | 1 | MC | 10.6 | 1
1FK70802AH711CH1 | SIMOTICS S SYNCHRONOUS MOTOR 1FK7-CT PN=2,1 KW; UZK=600V M0=8NM (100K); NN=4500RPM; NATURAL COOLING, FRAME SIZE IMB 5 (IM V1, IM V3) FLANGE 1 POWER CONNECTOR ROTATABLE ABSOLUTE ENCODER 24 BIT + 12 BIT MULTITURN WITH DRIVE-CLIQ INTERFACE (ENCODER AM24DQI) PLAIN SHAFT, TOLERANCE N; WITH HOLDING BRAKE PROTECTION CLASS IP65, | 3134 | TEM | 1 | MC | 10.6 | 1
1FK70802AH711CH2 | SIMOTICS S SYNCHRONOUS MOTOR 1FK7-CT PN=2,1 KW; UZK=600V M0=8NM (100K); NN=4500RPM; NATURAL COOLING, FRAME SIZE IMB 5 (IM V1, IM V3) FLANGE 1 POWER CONNECTOR ROTATABLE ABSOLUTE ENCODER 24 BIT + 12 BIT MULTITURN WITH DRIVE-CLIQ INTERFACE (ENCODER AM24DQI) PLAIN SHAFT, TOLERANCE N; WITH HOLDING BRAKE PROTECTION CLASS IP65, FLANGE ON DRIVE END IP67; | 3134 | TEM | 1 | MC | 10.6 | 1
1FK70802AH711DG0 | SIMOTICS S SYNCHRONOUS MOTOR 1FK7-CT PN=2,1 KW; UZK=600V M0=8NM (100K); NN=4500RPM; NATURAL COOLING, FRAME SIZE IMB 5 (IM V1, IM V3) FLANGE 1 POWER CONNECTOR ROTATABLE INCREMENTAL ENCODER 22 BIT WITH DRIVE-CLIQ INTERFACE (ENCODER IC22DQ) PLAIN SHAFT, TOLERANCE N; W/O HOLDING BRAKE PROTECTION CLASS IP64; | 2341 | TEM | 1 | MC | 10.302 | 1
1FK70802AH711DG1 | SIMOTICS S SYNCHRONOUS MOTOR 1FK7-CT PN=2,1 KW; UZK=600V M0=8NM (100K); NN=4500RPM; NATURAL COOLING, FRAME SIZE IMB 5 (IM V1, IM V3) FLANGE 1 POWER CONNECTOR ROTATABLE INCREMENTAL ENCODER 22 BIT WITH DRIVE-CLIQ INTERFACE (ENCODER IC22DQ) PLAIN SHAFT, TOLERANCE N; W/O HOLDING BRAKE PROTECTION CLASS IP65, | 2434 | TEM | 1 | MC | 10.302 | 1
1FK70802AH711DH0 | SIMOTICS S SYNCHRONOUS MOTOR 1FK7-CT PN=2,1 KW; UZK=600V M0=8NM (100K); NN=4500RPM; NATURAL COOLING, FRAME SIZE IMB 5 (IM V1, IM V3) FLANGE 1 POWER CONNECTOR ROTATABLE INCREMENTAL ENCODER 22 BIT WITH DRIVE-CLIQ INTERFACE (ENCODER IC22DQ) PLAIN SHAFT, TOLERANCE N; WITH HOLDING BRAKE PROTECTION CLASS IP64; | 2752 | TEM | 1 | MC | 10.601 | 1
1FK70802AH711DH1 | SIMOTICS S SYNCHRONOUS MOTOR 1FK7-CT PN=2,1 KW; UZK=600V M0=8NM (100K); NN=4500RPM; NATURAL COOLING, FRAME SIZE IMB 5 (IM V1, IM V3) FLANGE 1 POWER CONNECTOR ROTATABLE INCREMENTAL ENCODER 22 BIT WITH DRIVE-CLIQ INTERFACE (ENCODER IC22DQ) PLAIN SHAFT, TOLERANCE N; WITH HOLDING BRAKE PROTECTION CLASS IP65, | 2845 | TEM | 1 | MC | 10.601 | 1
1FK70802AH711EA0 | SIMOTICS S SYNCHRONOUS MOTOR 1FK7-CT PN=2,1 KW; UZK=600V M0=8NM (100K); NN=4500RPM; NATURAL COOLING, FRAME SIZE IMB 5 (IM V1, IM V3) FLANGE 1, WITH KTY TEMPERATURESENSOR POWER CONNECTOR ROTATABLE ABSOLUTE ENCODERR 2048 S/R + 4096 UMDREHUNGEN MULTITURN, WITH ENDAT-SCHNITTSTELLE (ENCODER AM2048S/R) SHAFT WITH FITTED KEY, TOLERANCE N; W/O HOLDING BRAKE PROTECTION CLASS IP64; | 2477 | TEM | 1 | MC | 10.301 | 1
1FK70802AH711EA1 | SIMOTICS S SYNCHRONOUS MOTOR 1FK7-CT PN=2,1 KW; UZK=600V M0=8NM (100K); NN=4500RPM; NATURAL COOLING, FRAME SIZE IMB 5 (IM V1, IM V3) FLANGE 1, WITH KTY TEMPERATURESENSOR POWER CONNECTOR ROTATABLE ABSOLUTE ENCODERR 2048 S/R + 4096 UMDREHUNGEN MULTITURN, WITH ENDAT-SCHNITTSTELLE (ENCODER AM2048S/R) SHAFT WITH FITTED KEY, TOLERANCE N; W/O HOLDING BRAKE PROTECTION CLASS IP65, | 2571 | TEM | 1 | MC | 10.301 | 1
1FK70802AH711EA2 | SIMOTICS S SYNCHRONOUS MOTOR 1FK7-CT PN=2,1 KW; UZK=600V M0=8NM (100K); NN=4500RPM; NATURAL COOLING, FRAME SIZE IMB 5 (IM V1, IM V3) FLANGE 1, WITH KTY TEMPERATURESENSOR POWER CONNECTOR ROTATABLE ABSOLUTE ENCODERR 2048 S/R + 4096 UMDREHUNGEN MULTITURN, WITH ENDAT-SCHNITTSTELLE (ENCODER AM2048S/R) SHAFT WITH FITTED KEY, TOLERANCE N; W/O HOLDING BRAKE PROTECTION CLASS IP65, FLANGE ON DRIVE END IP67; | 2571 | TEM | 1 | MC | 10.301 | 1
1FK70802AH711EB0 | SIMOTICS S SYNCHRONOUS MOTOR 1FK7-CT PN=2,1 KW; UZK=600V M0=8NM (100K); NN=4500RPM; NATURAL COOLING, FRAME SIZE IMB 5 (IM V1, IM V3) FLANGE 1, WITH KTY TEMPERATURESENSOR POWER CONNECTOR ROTATABLE ABSOLUTE ENCODERR 2048 S/R + 4096 UMDREHUNGEN MULTITURN, WITH ENDAT-SCHNITTSTELLE (ENCODER AM2048S/R) SHAFT WITH FITTED KEY, TOLERANCE N; WITH HOLDING BRAKE PROTECTION CLASS IP64; | 2888 | TEM | 1 | MC | 10.6 | 1
1FK70802AH711EB1 | SIMOTICS S SYNCHRONOUS MOTOR 1FK7-CT PN=2,1 KW; UZK=600V M0=8NM (100K); NN=4500RPM; NATURAL COOLING, FRAME SIZE IMB 5 (IM V1, IM V3) FLANGE 1, WITH KTY TEMPERATURESENSOR POWER CONNECTOR ROTATABLE ABSOLUTE ENCODERR 2048 S/R + 4096 UMDREHUNGEN MULTITURN, WITH ENDAT-SCHNITTSTELLE (ENCODER AM2048S/R) SHAFT WITH FITTED KEY, TOLERANCE N; WITH HOLDING BRAKE PROTECTION CLASS IP65, | 2982 | TEM | 1 | MC | 10.6 | 1
1FK70802AH711EB2 | SIMOTICS S SYNCHRONOUS MOTOR 1FK7-CT PN=2,1 KW; UZK=600V M0=8NM (100K); NN=4500RPM; NATURAL COOLING, FRAME SIZE IMB 5 (IM V1, IM V3) FLANGE 1, WITH KTY TEMPERATURESENSOR POWER CONNECTOR ROTATABLE ABSOLUTE ENCODERR 2048 S/R + 4096 UMDREHUNGEN MULTITURN, WITH ENDAT-SCHNITTSTELLE (ENCODER AM2048S/R) SHAFT WITH FITTED KEY, TOLERANCE N; WITH HOLDING BRAKE PROTECTION CLASS IP65, FLANGE ON DRIVE END IP67; | 2982 | TEM | 1 | MC | 10.6 | 1
1FK70802AH711EG0 | SIMOTICS S SYNCHRONOUS MOTOR 1FK7-CT PN=2,1 KW; UZK=600V M0=8NM (100K); NN=4500RPM; NATURAL COOLING, FRAME SIZE IMB 5 (IM V1, IM V3) FLANGE 1, WITH KTY TEMPERATURESENSOR POWER CONNECTOR ROTATABLE ABSOLUTE ENCODERR 2048 S/R + 4096 UMDREHUNGEN MULTITURN, WITH ENDAT-SCHNITTSTELLE (ENCODER AM2048S/R) PLAIN SHAFT, TOLERANCE N; W/O HOLDING BRAKE PROTECTION CLASS IP64; | 2391 | TEM | 1 | MC | 10.301 | 1
1FK70802AH711EG1 | SIMOTICS S SYNCHRONOUS MOTOR 1FK7-CT PN=2,1 KW; UZK=600V M0=8NM (100K); NN=4500RPM; NATURAL COOLING, FRAME SIZE IMB 5 (IM V1, IM V3) FLANGE 1, WITH KTY TEMPERATURESENSOR POWER CONNECTOR ROTATABLE ABSOLUTE ENCODERR 2048 S/R + 4096 UMDREHUNGEN MULTITURN, WITH ENDAT-SCHNITTSTELLE (ENCODER AM2048S/R) PLAIN SHAFT, TOLERANCE N; W/O HOLDING BRAKE PROTECTION CLASS IP65, | 2484 | TEM | 1 | MC | 10.301 | 1
1FK70802AH711EG2 | SIMOTICS S SYNCHRONOUS MOTOR 1FK7-CT PN=2,1 KW; UZK=600V M0=8NM (100K); NN=4500RPM; NATURAL COOLING, FRAME SIZE IMB 5 (IM V1, IM V3) FLANGE 1, WITH KTY TEMPERATURESENSOR POWER CONNECTOR ROTATABLE ABSOLUTE ENCODERR 2048 S/R + 4096 UMDREHUNGEN MULTITURN, WITH ENDAT-SCHNITTSTELLE (ENCODER AM2048S/R) PLAIN SHAFT, TOLERANCE N; W/O HOLDING BRAKE PROTECTION CLASS IP65, FLANGE ON DRIVE END IP67; | 2484 | TEM | 1 | MC | 10.301 | 1
1FK70802AH711EH0 | SIMOTICS S SYNCHRONOUS MOTOR 1FK7-CT PN=2,1 KW; UZK=600V M0=8NM (100K); NN=4500RPM; NATURAL COOLING, FRAME SIZE IMB 5 (IM V1, IM V3) FLANGE 1, WITH KTY TEMPERATURESENSOR POWER CONNECTOR ROTATABLE ABSOLUTE ENCODERR 2048 S/R + 4096 UMDREHUNGEN MULTITURN, WITH ENDAT-SCHNITTSTELLE (ENCODER AM2048S/R) PLAIN SHAFT, TOLERANCE N; WITH HOLDING BRAKE PROTECTION CLASS IP64; | 2802 | TEM | 1 | MC | 10.6 | 1
1FK70802AH711EH1 | SIMOTICS S SYNCHRONOUS MOTOR 1FK7-CT PN=2,1 KW; UZK=600V M0=8NM (100K); NN=4500RPM; NATURAL COOLING, FRAME SIZE IMB 5 (IM V1, IM V3) FLANGE 1, WITH KTY TEMPERATURESENSOR POWER CONNECTOR ROTATABLE ABSOLUTE ENCODERR 2048 S/R + 4096 UMDREHUNGEN MULTITURN, WITH ENDAT-SCHNITTSTELLE (ENCODER AM2048S/R) PLAIN SHAFT, TOLERANCE N; WITH HOLDING BRAKE PROTECTION CLASS IP65, | 2896 | TEM | 1 | MC | 10.6 | 1
1FK70802AH711EH2 | SIMOTICS S SYNCHRONOUS MOTOR 1FK7-CT PN=2,1 KW; UZK=600V M0=8NM (100K); NN=4500RPM; NATURAL COOLING, FRAME SIZE IMB 5 (IM V1, IM V3) FLANGE 1, WITH KTY TEMPERATURESENSOR POWER CONNECTOR ROTATABLE ABSOLUTE ENCODERR 2048 S/R + 4096 UMDREHUNGEN MULTITURN, WITH ENDAT-SCHNITTSTELLE (ENCODER AM2048S/R) PLAIN SHAFT, TOLERANCE N; WITH HOLDING BRAKE PROTECTION CLASS IP65, FLANGE ON DRIVE END IP67; | 2896 | TEM | 1 | MC | 10.6 | 1
1FK70802AH711PA0 | SIMOTICS S SYNCHRONOUS MOTOR 1FK7-CT PN=2,1 KW; UZK=600V M0=8NM (100K); NN=4500RPM; NATURAL COOLING, FRAME SIZE IMB 5 (IM V1, IM V3) FLANGE 1 POWER CONNECTOR ROTATABLE RESOLVER 2-POLE, WITH DRIVE CLIQ-INTERFACE SHAFT WITH FITTED KEY, TOLERANCE N; W/O HOLDING BRAKE PROTECTION CLASS IP64; | 1761 | TEM | 1 | MC | 10.401 | 1
1FK70802AH711PA1 | SIMOTICS S SYNCHRONOUS MOTOR 1FK7-CT PN=2,1 KW; UZK=600V M0=8NM (100K); NN=4500RPM; NATURAL COOLING, FRAME SIZE IMB 5 (IM V1, IM V3) FLANGE 1 POWER CONNECTOR ROTATABLE RESOLVER 2-POLE, WITH DRIVE CLIQ-INTERFACE SHAFT WITH FITTED KEY, TOLERANCE N; W/O HOLDING BRAKE PROTECTION CLASS IP65, | 1854 | TEM | 1 | MC | 10.401 | 1
1FK70802AH711PA2 | SIMOTICS S SYNCHRONOUS MOTOR 1FK7-CT PN=2,1 KW; UZK=600V M0=8NM (100K); NN=4500RPM; NATURAL COOLING, FRAME SIZE IMB 5 (IM V1, IM V3) FLANGE 1 POWER CONNECTOR ROTATABLE RESOLVER 2-POLE, WITH DRIVE CLIQ-INTERFACE SHAFT WITH FITTED KEY, TOLERANCE N; W/O HOLDING BRAKE PROTECTION CLASS IP65, FLANGE ON DRIVE END IP67; | 1854 | TEM | 1 | MC | 10.401 | 1
1FK70802AH711PB0 | SIMOTICS S SYNCHRONOUS MOTOR 1FK7-CT PN=2,1 KW; UZK=600V M0=8NM (100K); NN=4500RPM; NATURAL COOLING, FRAME SIZE IMB 5 (IM V1, IM V3) FLANGE 1 POWER CONNECTOR ROTATABLE RESOLVER 2-POLE, WITH DRIVE CLIQ-INTERFACE SHAFT WITH FITTED KEY, TOLERANCE N; WITH HOLDING BRAKE PROTECTION CLASS IP64; | 2172 | TEM | 1 | MC | 10.7 | 1
1FK70802AH711PB1 | SIMOTICS S SYNCHRONOUS MOTOR 1FK7-CT PN=2,1 KW; UZK=600V M0=8NM (100K); NN=4500RPM; NATURAL COOLING, FRAME SIZE IMB 5 (IM V1, IM V3) FLANGE 1 POWER CONNECTOR ROTATABLE RESOLVER 2-POLE, WITH DRIVE CLIQ-INTERFACE SHAFT WITH FITTED KEY, TOLERANCE N; WITH HOLDING BRAKE PROTECTION CLASS IP65, | 2266 | TEM | 1 | MC | 10.7 | 1
1FK70802AH711PB2 | SIMOTICS S SYNCHRONOUS MOTOR 1FK7-CT PN=2,1 KW; UZK=600V M0=8NM (100K); NN=4500RPM; NATURAL COOLING, FRAME SIZE IMB 5 (IM V1, IM V3) FLANGE 1 POWER CONNECTOR ROTATABLE RESOLVER 2-POLE, WITH DRIVE CLIQ-INTERFACE SHAFT WITH FITTED KEY, TOLERANCE N; WITH HOLDING BRAKE PROTECTION CLASS IP65, FLANGE ON DRIVE END IP67; | 2266 | TEM | 1 | MC | 10.7 | 1
1FK70802AH711PG0 | SIMOTICS S SYNCHRONOUS MOTOR 1FK7-CT PN=2,1 KW; UZK=600V M0=8NM (100K); NN=4500RPM; NATURAL COOLING, FRAME SIZE IMB 5 (IM V1, IM V3) FLANGE 1 POWER CONNECTOR ROTATABLE RESOLVER 2-POLE, WITH DRIVE CLIQ-INTERFACE PLAIN SHAFT, TOLERANCE N; W/O HOLDING BRAKE PROTECTION CLASS IP64; | 1674 | TEM | 1 | MC | 10.401 | 1
1FK70802AH711PG1 | SIMOTICS S SYNCHRONOUS MOTOR 1FK7-CT PN=2,1 KW; UZK=600V M0=8NM (100K); NN=4500RPM; NATURAL COOLING, FRAME SIZE IMB 5 (IM V1, IM V3) FLANGE 1 POWER CONNECTOR ROTATABLE RESOLVER 2-POLE, WITH DRIVE CLIQ-INTERFACE PLAIN SHAFT, TOLERANCE N; W/O HOLDING BRAKE PROTECTION CLASS IP65, | 1768 | TEM | 1 | MC | 10.401 | 1
1FK70802AH711PG2 | SIMOTICS S SYNCHRONOUS MOTOR 1FK7-CT PN=2,1 KW; UZK=600V M0=8NM (100K); NN=4500RPM; NATURAL COOLING, FRAME SIZE IMB 5 (IM V1, IM V3) FLANGE 1 POWER CONNECTOR ROTATABLE RESOLVER 2-POLE, WITH DRIVE CLIQ-INTERFACE PLAIN SHAFT, TOLERANCE N; W/O HOLDING BRAKE PROTECTION CLASS IP65, FLANGE ON DRIVE END IP67; | 1768 | TEM | 1 | MC | 10.401 | 1
1FK70802AH711PH0 | SIMOTICS S SYNCHRONOUS MOTOR 1FK7-CT PN=2,1 KW; UZK=600V M0=8NM (100K); NN=4500RPM; NATURAL COOLING, FRAME SIZE IMB 5 (IM V1, IM V3) FLANGE 1 POWER CONNECTOR ROTATABLE RESOLVER 2-POLE, WITH DRIVE CLIQ-INTERFACE PLAIN SHAFT, TOLERANCE N; WITH HOLDING BRAKE PROTECTION CLASS IP64; | 2086 | TEM | 1 | MC | 10.7 | 1
1FK70802AH711PH1 | SIMOTICS S SYNCHRONOUS MOTOR 1FK7-CT PN=2,1 KW; UZK=600V M0=8NM (100K); NN=4500RPM; NATURAL COOLING, FRAME SIZE IMB 5 (IM V1, IM V3) FLANGE 1 POWER CONNECTOR ROTATABLE RESOLVER 2-POLE, WITH DRIVE CLIQ-INTERFACE PLAIN SHAFT, TOLERANCE N; WITH HOLDING BRAKE PROTECTION CLASS IP65, | 2179 | TEM | 1 | MC | 10.7 | 1
1FK70802AH711PH2 | SIMOTICS S SYNCHRONOUS MOTOR 1FK7-CT PN=2,1 KW; UZK=600V M0=8NM (100K); NN=4500RPM; NATURAL COOLING, FRAME SIZE IMB 5 (IM V1, IM V3) FLANGE 1 POWER CONNECTOR ROTATABLE RESOLVER 2-POLE, WITH DRIVE CLIQ-INTERFACE PLAIN SHAFT, TOLERANCE N; WITH HOLDING BRAKE PROTECTION CLASS IP65, FLANGE ON DRIVE END IP67; | 2179 | TEM | 1 | MC | 10.7 | 1
1FK70802AH711QA0 | SIMOTICS S SYNCHRONOUS MOTOR 1FK7-CT PN=2,1 KW; UZK=600V M0=8NM (100K); NN=4500RPM; NATURAL COOLING, FRAME SIZE IMB 5 (IM V1, IM V3) FLANGE 1 POWER CONNECTOR ROTATABLE ABSOLUTE ENCODER SINGLETURN 20 BIT WITH DRIVE-CLIQ INTERFACE (ENCODER AS20DQI) SHAFT WITH FITTED KEY, TOLERANCE N; W/O HOLDING BRAKE PROTECTION CLASS IP64; | 1864 | TEM | 1 | MC | 10.301 | 1
1FK70802AH711QA1 | SIMOTICS S SYNCHRONOUS MOTOR 1FK7-CT PN=2,1 KW; UZK=600V M0=8NM (100K); NN=4500RPM; NATURAL COOLING, FRAME SIZE IMB 5 (IM V1, IM V3) FLANGE 1 POWER CONNECTOR ROTATABLE ABSOLUTE ENCODER SINGLETURN 20 BIT WITH DRIVE-CLIQ INTERFACE (ENCODER AS20DQI) SHAFT WITH FITTED KEY, TOLERANCE N; W/O HOLDING BRAKE PROTECTION CLASS IP65, | 1957 | TEM | 1 | MC | 10.301 | 1
1FK70802AH711QA2 | SIMOTICS S SYNCHRONOUS MOTOR 1FK7-CT PN=2,1 KW; UZK=600V M0=8NM (100K); NN=4500RPM; NATURAL COOLING, FRAME SIZE IMB 5 (IM V1, IM V3) FLANGE 1 POWER CONNECTOR ROTATABLE ABSOLUTE ENCODER SINGLETURN 20 BIT WITH DRIVE-CLIQ INTERFACE (ENCODER AS20DQI) SHAFT WITH FITTED KEY, TOLERANCE N; W/O HOLDING BRAKE PROTECTION CLASS IP65, FLANGE ON DRIVE END IP67; | 1957 | TEM | 1 | MC | 10.301 | 1
1FK70802AH711QB0 | SIMOTICS S SYNCHRONOUS MOTOR 1FK7-CT PN=2,1 KW; UZK=600V M0=8NM (100K); NN=4500RPM; NATURAL COOLING, FRAME SIZE IMB 5 (IM V1, IM V3) FLANGE 1 POWER CONNECTOR ROTATABLE ABSOLUTE ENCODER SINGLETURN 20 BIT WITH DRIVE-CLIQ INTERFACE (ENCODER AS20DQI) SHAFT WITH FITTED KEY, TOLERANCE N; WITH HOLDING BRAKE PROTECTION CLASS IP64; | 2275 | TEM | 1 | MC | 10.6 | 1
1FK70802AH711QB1 | SIMOTICS S SYNCHRONOUS MOTOR 1FK7-CT PN=2,1 KW; UZK=600V M0=8NM (100K); NN=4500RPM; NATURAL COOLING, FRAME SIZE IMB 5 (IM V1, IM V3) FLANGE 1 POWER CONNECTOR ROTATABLE ABSOLUTE ENCODER SINGLETURN 20 BIT WITH DRIVE-CLIQ INTERFACE (ENCODER AS20DQI) SHAFT WITH FITTED KEY, TOLERANCE N; WITH HOLDING BRAKE PROTECTION CLASS IP65, | 2369 | TEM | 1 | MC | 10.6 | 1
1FK70802AH711QB2 | SIMOTICS S SYNCHRONOUS MOTOR 1FK7-CT PN=2,1 KW; UZK=600V M0=8NM (100K); NN=4500RPM; NATURAL COOLING, FRAME SIZE IMB 5 (IM V1, IM V3) FLANGE 1 POWER CONNECTOR ROTATABLE ABSOLUTE ENCODER SINGLETURN 20 BIT WITH DRIVE-CLIQ INTERFACE (ENCODER AS20DQI) SHAFT WITH FITTED KEY, TOLERANCE N; WITH HOLDING BRAKE PROTECTION CLASS IP65, FLANGE ON DRIVE END IP67; | 2369 | TEM | 1 | MC | 10.6 | 1
1FK70802AH711QG0 | SIMOTICS S SYNCHRONOUS MOTOR 1FK7-CT PN=2,1 KW; UZK=600V M0=8NM (100K); NN=4500RPM; NATURAL COOLING, FRAME SIZE IMB 5 (IM V1, IM V3) FLANGE 1 POWER CONNECTOR ROTATABLE ABSOLUTE ENCODER SINGLETURN 20 BIT WITH DRIVE-CLIQ INTERFACE (ENCODER AS20DQI) PLAIN SHAFT, TOLERANCE N; W/O HOLDING BRAKE PROTECTION CLASS IP64; | 1778 | TEM | 1 | MC | 10.301 | 1
1FK70802AH711QG1 | SIMOTICS S SYNCHRONOUS MOTOR 1FK7-CT PN=2,1 KW; UZK=600V M0=8NM (100K); NN=4500RPM; NATURAL COOLING, FRAME SIZE IMB 5 (IM V1, IM V3) FLANGE 1 POWER CONNECTOR ROTATABLE ABSOLUTE ENCODER SINGLETURN 20 BIT WITH DRIVE-CLIQ INTERFACE (ENCODER AS20DQI) PLAIN SHAFT, TOLERANCE N; W/O HOLDING BRAKE PROTECTION CLASS IP65, | 1871 | TEM | 1 | MC | 10.301 | 1
1FK70802AH711QG2 | SIMOTICS S SYNCHRONOUS MOTOR 1FK7-CT PN=2,1 KW; UZK=600V M0=8NM (100K); NN=4500RPM; NATURAL COOLING, FRAME SIZE IMB 5 (IM V1, IM V3) FLANGE 1 POWER CONNECTOR ROTATABLE ABSOLUTE ENCODER SINGLETURN 20 BIT WITH DRIVE-CLIQ INTERFACE (ENCODER AS20DQI) PLAIN SHAFT, TOLERANCE N; W/O HOLDING BRAKE PROTECTION CLASS IP65, FLANGE ON DRIVE END IP67; | 1871 | TEM | 1 | MC | 10.301 | 1
1FK70802AH711QH0 | SIMOTICS S SYNCHRONOUS MOTOR 1FK7-CT PN=2,1 KW; UZK=600V M0=8NM (100K); NN=4500RPM; NATURAL COOLING, FRAME SIZE IMB 5 (IM V1, IM V3) FLANGE 1 POWER CONNECTOR ROTATABLE ABSOLUTE ENCODER SINGLETURN 20 BIT WITH DRIVE-CLIQ INTERFACE (ENCODER AS20DQI) PLAIN SHAFT, TOLERANCE N; WITH HOLDING BRAKE PROTECTION CLASS IP64; | 2189 | TEM | 1 | MC | 10.6 | 1
1FK70802AH711QH1 | SIMOTICS S SYNCHRONOUS MOTOR 1FK7-CT PN=2,1 KW; UZK=600V M0=8NM (100K); NN=4500RPM; NATURAL COOLING, FRAME SIZE IMB 5 (IM V1, IM V3) FLANGE 1 POWER CONNECTOR ROTATABLE ABSOLUTE ENCODER SINGLETURN 20 BIT WITH DRIVE-CLIQ INTERFACE (ENCODER AS20DQI) PLAIN SHAFT, TOLERANCE N; WITH HOLDING BRAKE PROTECTION CLASS IP65, | 2282 | TEM | 1 | MC | 10.6 | 1
1FK70802AH711QH2 | SIMOTICS S SYNCHRONOUS MOTOR 1FK7-CT PN=2,1 KW; UZK=600V M0=8NM (100K); NN=4500RPM; NATURAL COOLING, FRAME SIZE IMB 5 (IM V1, IM V3) FLANGE 1 POWER CONNECTOR ROTATABLE ABSOLUTE ENCODER SINGLETURN 20 BIT WITH DRIVE-CLIQ INTERFACE (ENCODER AS20DQI) PLAIN SHAFT, TOLERANCE N; WITH HOLDING BRAKE PROTECTION CLASS IP65, FLANGE ON DRIVE END IP67; | 2282 | TEM | 1 | MC | 10.6 | 1
1FK70802AH711RA0 | SIMOTICS S SYNCHRONOUS MOTOR 1FK7-CT PN=2,1 KW; UZK=600V M0=8NM (100K); NN=4500RPM; NATURAL COOLING, FRAME SIZE IMB 5 (IM V1, IM V3) FLANGE 1 POWER CONNECTOR ROTATABLE ABSOLUTE ENCODER 20 BIT + 12 BIT MULTITURN WITH DRIVE-CLIQ INTERFACE (ENCODER AM20DQI) SHAFT WITH FITTED KEY, TOLERANCE N; W/O HOLDING BRAKE PROTECTION CLASS IP64; | 2238 | TEM | 1 | MC | 10.301 | 1
1FK70802AH711RA1 | SIMOTICS S SYNCHRONOUS MOTOR 1FK7-CT PN=2,1 KW; UZK=600V M0=8NM (100K); NN=4500RPM; NATURAL COOLING, FRAME SIZE IMB 5 (IM V1, IM V3) FLANGE 1 POWER CONNECTOR ROTATABLE ABSOLUTE ENCODER 20 BIT + 12 BIT MULTITURN WITH DRIVE-CLIQ INTERFACE (ENCODER AM20DQI) SHAFT WITH FITTED KEY, TOLERANCE N; W/O HOLDING BRAKE PROTECTION CLASS IP65, | 2331 | TEM | 1 | MC | 10.301 | 1
1FK70802AH711RA2 | SIMOTICS S SYNCHRONOUS MOTOR 1FK7-CT PN=2,1 KW; UZK=600V M0=8NM (100K); NN=4500RPM; NATURAL COOLING, FRAME SIZE IMB 5 (IM V1, IM V3) FLANGE 1 POWER CONNECTOR ROTATABLE ABSOLUTE ENCODER 20 BIT + 12 BIT MULTITURN WITH DRIVE-CLIQ INTERFACE (ENCODER AM20DQI) SHAFT WITH FITTED KEY, TOLERANCE N; W/O HOLDING BRAKE PROTECTION CLASS IP65, FLANGE ON DRIVE END IP67; | 2331 | TEM | 1 | MC | 10.301 | 1
1FK70802AH711RB0 | SIMOTICS S SYNCHRONOUS MOTOR 1FK7-CT PN=2,1 KW; UZK=600V M0=8NM (100K); NN=4500RPM; NATURAL COOLING, FRAME SIZE IMB 5 (IM V1, IM V3) FLANGE 1 POWER CONNECTOR ROTATABLE ABSOLUTE ENCODER 20 BIT + 12 BIT MULTITURN WITH DRIVE-CLIQ INTERFACE (ENCODER AM20DQI) SHAFT WITH FITTED KEY, TOLERANCE N; WITH HOLDING BRAKE PROTECTION CLASS IP64; | 2649 | TEM | 1 | MC | 10.6 | 1
1FK70802AH711RB1 | SIMOTICS S SYNCHRONOUS MOTOR 1FK7-CT PN=2,1 KW; UZK=600V M0=8NM (100K); NN=4500RPM; NATURAL COOLING, FRAME SIZE IMB 5 (IM V1, IM V3) FLANGE 1 POWER CONNECTOR ROTATABLE ABSOLUTE ENCODER 20 BIT + 12 BIT MULTITURN WITH DRIVE-CLIQ INTERFACE (ENCODER AM20DQI) SHAFT WITH FITTED KEY, TOLERANCE N; WITH HOLDING BRAKE PROTECTION CLASS IP65, | 2743 | TEM | 1 | MC | 10.6 | 1
1FK70802AH711RB2 | SIMOTICS S SYNCHRONOUS MOTOR 1FK7-CT PN=2,1 KW; UZK=600V M0=8NM (100K); NN=4500RPM; NATURAL COOLING, FRAME SIZE IMB 5 (IM V1, IM V3) FLANGE 1 POWER CONNECTOR ROTATABLE ABSOLUTE ENCODER 20 BIT + 12 BIT MULTITURN WITH DRIVE-CLIQ INTERFACE (ENCODER AM20DQI) SHAFT WITH FITTED KEY, TOLERANCE N; WITH HOLDING BRAKE PROTECTION CLASS IP65, FLANGE ON DRIVE END IP67; | 2743 | TEM | 1 | MC | 10.6 | 1
1FK70802AH711RG0 | SIMOTICS S SYNCHRONOUS MOTOR 1FK7-CT PN=2,1 KW; UZK=600V M0=8NM (100K); NN=4500RPM; NATURAL COOLING, FRAME SIZE IMB 5 (IM V1, IM V3) FLANGE 1 POWER CONNECTOR ROTATABLE ABSOLUTE ENCODER 20 BIT + 12 BIT MULTITURN WITH DRIVE-CLIQ INTERFACE (ENCODER AM20DQI) PLAIN SHAFT, TOLERANCE N; W/O HOLDING BRAKE PROTECTION CLASS IP64; | 2152 | TEM | 1 | MC | 10.301 | 1
1FK70802AH711RG1 | SIMOTICS S SYNCHRONOUS MOTOR 1FK7-CT PN=2,1 KW; UZK=600V M0=8NM (100K); NN=4500RPM; NATURAL COOLING, FRAME SIZE IMB 5 (IM V1, IM V3) FLANGE 1 POWER CONNECTOR ROTATABLE ABSOLUTE ENCODER 20 BIT + 12 BIT MULTITURN WITH DRIVE-CLIQ INTERFACE (ENCODER AM20DQI) PLAIN SHAFT, TOLERANCE N; W/O HOLDING BRAKE PROTECTION CLASS IP65, | 2245 | TEM | 1 | MC | 10.301 | 1
1FK70802AH711RG2 | SIMOTICS S SYNCHRONOUS MOTOR 1FK7-CT PN=2,1 KW; UZK=600V M0=8NM (100K); NN=4500RPM; NATURAL COOLING, FRAME SIZE IMB 5 (IM V1, IM V3) FLANGE 1 POWER CONNECTOR ROTATABLE ABSOLUTE ENCODER 20 BIT + 12 BIT MULTITURN WITH DRIVE-CLIQ INTERFACE (ENCODER AM20DQI) PLAIN SHAFT, TOLERANCE N; W/O HOLDING BRAKE PROTECTION CLASS IP65, FLANGE ON DRIVE END IP67; | 2245 | TEM | 1 | MC | 10.301 | 1
1FK70802AH711RH0 | SIMOTICS S SYNCHRONOUS MOTOR 1FK7-CT PN=2,1 KW; UZK=600V M0=8NM (100K); NN=4500RPM; NATURAL COOLING, FRAME SIZE IMB 5 (IM V1, IM V3) FLANGE 1 POWER CONNECTOR ROTATABLE ABSOLUTE ENCODER 20 BIT + 12 BIT MULTITURN WITH DRIVE-CLIQ INTERFACE (ENCODER AM20DQI) PLAIN SHAFT, TOLERANCE N; WITH HOLDING BRAKE PROTECTION CLASS IP64; | 2563 | TEM | 1 | MC | 10.6 | 1
1FK70802AH711RH1 | SIMOTICS S SYNCHRONOUS MOTOR 1FK7-CT PN=2,1 KW; UZK=600V M0=8NM (100K); NN=4500RPM; NATURAL COOLING, FRAME SIZE IMB 5 (IM V1, IM V3) FLANGE 1 POWER CONNECTOR ROTATABLE ABSOLUTE ENCODER 20 BIT + 12 BIT MULTITURN WITH DRIVE-CLIQ INTERFACE (ENCODER AM20DQI) PLAIN SHAFT, TOLERANCE N; WITH HOLDING BRAKE PROTECTION CLASS IP65, | 2656 | TEM | 1 | MC | 10.6 | 1
1FK70802AH711RH2 | SIMOTICS S SYNCHRONOUS MOTOR 1FK7-CT PN=2,1 KW; UZK=600V M0=8NM (100K); NN=4500RPM; NATURAL COOLING, FRAME SIZE IMB 5 (IM V1, IM V3) FLANGE 1 POWER CONNECTOR ROTATABLE ABSOLUTE ENCODER 20 BIT + 12 BIT MULTITURN WITH DRIVE-CLIQ INTERFACE (ENCODER AM20DQI) PLAIN SHAFT, TOLERANCE N; WITH HOLDING BRAKE PROTECTION CLASS IP65, FLANGE ON DRIVE END IP67; | 2656 | TEM | 1 | MC | 10.6 | 1
1FK70802AH711SA0 | SIMOTICS S SYNCHRONOUS MOTOR 1FK7-CT PN=2,1 KW; UZK=600V M0=8NM (100K); NN=4500RPM; NATURAL COOLING, FRAME SIZE IMB 5 (IM V1, IM V3) FLANGE 1, WITH KTY TEMPERATURESENSOR POWER CONNECTOR ROTATABLE RESOLVER MULTI-POLE (RESOLVER P=4); SHAFT WITH FITTED KEY, TOLERANCE N; W/O HOLDING BRAKE PROTECTION CLASS IP64; | 1520 | TEM | 1 | MC | 10.302 | 1
1FK70802AH711SA1 | SIMOTICS S SYNCHRONOUS MOTOR 1FK7-CT PN=2,1 KW; UZK=600V M0=8NM (100K); NN=4500RPM; NATURAL COOLING, FRAME SIZE IMB 5 (IM V1, IM V3) FLANGE 1, WITH KTY TEMPERATURESENSOR POWER CONNECTOR ROTATABLE RESOLVER MULTI-POLE (RESOLVER P=4); SHAFT WITH FITTED KEY, TOLERANCE N; W/O HOLDING BRAKE PROTECTION CLASS IP65, | 1613 | TEM | 1 | MC | 10.302 | 1
1FK70802AH711SA2 | SIMOTICS S SYNCHRONOUS MOTOR 1FK7-CT PN=2,1 KW; UZK=600V M0=8NM (100K); NN=4500RPM; NATURAL COOLING, FRAME SIZE IMB 5 (IM V1, IM V3) FLANGE 1, WITH KTY TEMPERATURESENSOR POWER CONNECTOR ROTATABLE RESOLVER MULTI-POLE (RESOLVER P=4); SHAFT WITH FITTED KEY, TOLERANCE N; W/O HOLDING BRAKE PROTECTION CLASS IP65, FLANGE ON DRIVE END IP67; | 1613 | TEM | 1 | MC | 10.302 | 1
1FK70802AH711SB0 | SIMOTICS S SYNCHRONOUS MOTOR 1FK7-CT PN=2,1 KW; UZK=600V M0=8NM (100K); NN=4500RPM; NATURAL COOLING, FRAME SIZE IMB 5 (IM V1, IM V3) FLANGE 1, WITH KTY TEMPERATURESENSOR POWER CONNECTOR ROTATABLE RESOLVER MULTI-POLE (RESOLVER P=4); SHAFT WITH FITTED KEY, TOLERANCE N; WITH HOLDING BRAKE PROTECTION CLASS IP64; | 1931 | TEM | 1 | MC | 10.601 | 1
1FK70802AH711SB1 | SIMOTICS S SYNCHRONOUS MOTOR 1FK7-CT PN=2,1 KW; UZK=600V M0=8NM (100K); NN=4500RPM; NATURAL COOLING, FRAME SIZE IMB 5 (IM V1, IM V3) FLANGE 1, WITH KTY TEMPERATURESENSOR POWER CONNECTOR ROTATABLE RESOLVER MULTI-POLE (RESOLVER P=4); SHAFT WITH FITTED KEY, TOLERANCE N; WITH HOLDING BRAKE PROTECTION CLASS IP65, | 2024 | TEM | 1 | MC | 10.601 | 1
1FK70802AH711SB2 | SIMOTICS S SYNCHRONOUS MOTOR 1FK7-CT PN=2,1 KW; UZK=600V M0=8NM (100K); NN=4500RPM; NATURAL COOLING, FRAME SIZE IMB 5 (IM V1, IM V3) FLANGE 1, WITH KTY TEMPERATURESENSOR POWER CONNECTOR ROTATABLE RESOLVER MULTI-POLE (RESOLVER P=4); SHAFT WITH FITTED KEY, TOLERANCE N; WITH HOLDING BRAKE PROTECTION CLASS IP65, FLANGE ON DRIVE END IP67; | 2024 | TEM | 1 | MC | 10.601 | 1
1FK70802AH711SG0 | SIMOTICS S SYNCHRONOUS MOTOR 1FK7-CT PN=2,1 KW; UZK=600V M0=8NM (100K); NN=4500RPM; NATURAL COOLING, FRAME SIZE IMB 5 (IM V1, IM V3) FLANGE 1, WITH KTY TEMPERATURESENSOR POWER CONNECTOR ROTATABLE RESOLVER MULTI-POLE (RESOLVER P=4); PLAIN SHAFT, TOLERANCE N; W/O HOLDING BRAKE PROTECTION CLASS IP64; | 1433 | TEM | 1 | MC | 10.302 | 1
1FK70802AH711SG1 | SIMOTICS S SYNCHRONOUS MOTOR 1FK7-CT PN=2,1 KW; UZK=600V M0=8NM (100K); NN=4500RPM; NATURAL COOLING, FRAME SIZE IMB 5 (IM V1, IM V3) FLANGE 1, WITH KTY TEMPERATURESENSOR POWER CONNECTOR ROTATABLE RESOLVER MULTI-POLE (RESOLVER P=4); PLAIN SHAFT, TOLERANCE N; W/O HOLDING BRAKE PROTECTION CLASS IP65, | 1527 | TEM | 1 | MC | 10.302 | 1
1FK70802AH711SG2 | SIMOTICS S SYNCHRONOUS MOTOR 1FK7-CT PN=2,1 KW; UZK=600V M0=8NM (100K); NN=4500RPM; NATURAL COOLING, FRAME SIZE IMB 5 (IM V1, IM V3) FLANGE 1, WITH KTY TEMPERATURESENSOR POWER CONNECTOR ROTATABLE RESOLVER MULTI-POLE (RESOLVER P=4); PLAIN SHAFT, TOLERANCE N; W/O HOLDING BRAKE PROTECTION CLASS IP65, FLANGE ON DRIVE END IP67; | 1527 | TEM | 1 | MC | 10.302 | 1
1FK70802AH711SH0 | SIMOTICS S SYNCHRONOUS MOTOR 1FK7-CT PN=2,1 KW; UZK=600V M0=8NM (100K); NN=4500RPM; NATURAL COOLING, FRAME SIZE IMB 5 (IM V1, IM V3) FLANGE 1, WITH KTY TEMPERATURESENSOR POWER CONNECTOR ROTATABLE RESOLVER MULTI-POLE (RESOLVER P=4); PLAIN SHAFT, TOLERANCE N; WITH HOLDING BRAKE PROTECTION CLASS IP64; | 1845 | TEM | 1 | MC | 10.601 | 1
1FK70802AH711SH1 | SIMOTICS S SYNCHRONOUS MOTOR 1FK7-CT PN=2,1 KW; UZK=600V M0=8NM (100K); NN=4500RPM; NATURAL COOLING, FRAME SIZE IMB 5 (IM V1, IM V3) FLANGE 1, WITH KTY TEMPERATURESENSOR POWER CONNECTOR ROTATABLE RESOLVER MULTI-POLE (RESOLVER P=4); PLAIN SHAFT, TOLERANCE N; WITH HOLDING BRAKE PROTECTION CLASS IP65, | 1938 | TEM | 1 | MC | 10.601 | 1
1FK70802AH711SH2 | SIMOTICS S SYNCHRONOUS MOTOR 1FK7-CT PN=2,1 KW; UZK=600V M0=8NM (100K); NN=4500RPM; NATURAL COOLING, FRAME SIZE IMB 5 (IM V1, IM V3) FLANGE 1, WITH KTY TEMPERATURESENSOR POWER CONNECTOR ROTATABLE RESOLVER MULTI-POLE (RESOLVER P=4); PLAIN SHAFT, TOLERANCE N; WITH HOLDING BRAKE PROTECTION CLASS IP65, FLANGE ON DRIVE END IP67; | 1938 | TEM | 1 | MC | 10.601 | 1
1FK70802AH711TA0 | SIMOTICS S SYNCHRONOUS MOTOR 1FK7-CT PN=2,1 KW; UZK=600V M0=8NM (100K); NN=4500RPM; NATURAL COOLING, FRAME SIZE IMB 5 (IM V1, IM V3) FLANGE 1, WITH KTY TEMPERATURESENSOR POWER CONNECTOR ROTATABLE RESOLVER 2-POLE (RESOLVER P=1); SHAFT WITH FITTED KEY, TOLERANCE N; W/O HOLDING BRAKE PROTECTION CLASS IP64; | 1520 | TEM | 1 | MC | 10.302 | 1
1FK70802AH711TA1 | SIMOTICS S SYNCHRONOUS MOTOR 1FK7-CT PN=2,1 KW; UZK=600V M0=8NM (100K); NN=4500RPM; NATURAL COOLING, FRAME SIZE IMB 5 (IM V1, IM V3) FLANGE 1, WITH KTY TEMPERATURESENSOR POWER CONNECTOR ROTATABLE RESOLVER 2-POLE (RESOLVER P=1); SHAFT WITH FITTED KEY, TOLERANCE N; W/O HOLDING BRAKE PROTECTION CLASS IP65, | 1613 | TEM | 1 | MC | 10.302 | 1
1FK70802AH711TA2 | SIMOTICS S SYNCHRONOUS MOTOR 1FK7-CT PN=2,1 KW; UZK=600V M0=8NM (100K); NN=4500RPM; NATURAL COOLING, FRAME SIZE IMB 5 (IM V1, IM V3) FLANGE 1, WITH KTY TEMPERATURESENSOR POWER CONNECTOR ROTATABLE RESOLVER 2-POLE (RESOLVER P=1); SHAFT WITH FITTED KEY, TOLERANCE N; W/O HOLDING BRAKE PROTECTION CLASS IP65, FLANGE ON DRIVE END IP67; | 1613 | TEM | 1 | MC | 10.302 | 1
1FK70802AH711TB0 | SIMOTICS S SYNCHRONOUS MOTOR 1FK7-CT PN=2,1 KW; UZK=600V M0=8NM (100K); NN=4500RPM; NATURAL COOLING, FRAME SIZE IMB 5 (IM V1, IM V3) FLANGE 1, WITH KTY TEMPERATURESENSOR POWER CONNECTOR ROTATABLE RESOLVER 2-POLE (RESOLVER P=1); SHAFT WITH FITTED KEY, TOLERANCE N; WITH HOLDING BRAKE PROTECTION CLASS IP64; | 1931 | TEM | 1 | MC | 10.601 | 1
1FK70802AH711TB1 | SIMOTICS S SYNCHRONOUS MOTOR 1FK7-CT PN=2,1 KW; UZK=600V M0=8NM (100K); NN=4500RPM; NATURAL COOLING, FRAME SIZE IMB 5 (IM V1, IM V3) FLANGE 1, WITH KTY TEMPERATURESENSOR POWER CONNECTOR ROTATABLE RESOLVER 2-POLE (RESOLVER P=1); SHAFT WITH FITTED KEY, TOLERANCE N; WITH HOLDING BRAKE PROTECTION CLASS IP65, | 2024 | TEM | 1 | MC | 10.601 | 1
1FK70802AH711TB2 | SIMOTICS S SYNCHRONOUS MOTOR 1FK7-CT PN=2,1 KW; UZK=600V M0=8NM (100K); NN=4500RPM; NATURAL COOLING, FRAME SIZE IMB 5 (IM V1, IM V3) FLANGE 1, WITH KTY TEMPERATURESENSOR POWER CONNECTOR ROTATABLE RESOLVER 2-POLE (RESOLVER P=1); SHAFT WITH FITTED KEY, TOLERANCE N; WITH HOLDING BRAKE PROTECTION CLASS IP65, FLANGE ON DRIVE END IP67; | 2024 | TEM | 1 | MC | 10.601 | 1
1FK70802AH711TG0 | SIMOTICS S SYNCHRONOUS MOTOR 1FK7-CT PN=2,1 KW; UZK=600V M0=8NM (100K); NN=4500RPM; NATURAL COOLING, FRAME SIZE IMB 5 (IM V1, IM V3) FLANGE 1, WITH KTY TEMPERATURESENSOR POWER CONNECTOR ROTATABLE RESOLVER 2-POLE (RESOLVER P=1); PLAIN SHAFT, TOLERANCE N; W/O HOLDING BRAKE PROTECTION CLASS IP64; | 1433 | TEM | 1 | MC | 10.302 | 1
1FK70802AH711TG1 | SIMOTICS S SYNCHRONOUS MOTOR 1FK7-CT PN=2,1 KW; UZK=600V M0=8NM (100K); NN=4500RPM; NATURAL COOLING, FRAME SIZE IMB 5 (IM V1, IM V3) FLANGE 1, WITH KTY TEMPERATURESENSOR POWER CONNECTOR ROTATABLE RESOLVER 2-POLE (RESOLVER P=1); PLAIN SHAFT, TOLERANCE N; W/O HOLDING BRAKE PROTECTION CLASS IP65, | 1527 | TEM | 1 | MC | 10.302 | 1
1FK70802AH711TG2 | SIMOTICS S SYNCHRONOUS MOTOR 1FK7-CT PN=2,1 KW; UZK=600V M0=8NM (100K); NN=4500RPM; NATURAL COOLING, FRAME SIZE IMB 5 (IM V1, IM V3) FLANGE 1, WITH KTY TEMPERATURESENSOR POWER CONNECTOR ROTATABLE RESOLVER 2-POLE (RESOLVER P=1); PLAIN SHAFT, TOLERANCE N; W/O HOLDING BRAKE PROTECTION CLASS IP65, FLANGE ON DRIVE END IP67; | 1527 | TEM | 1 | MC | 10.302 | 1
1FK70802AH711TH0 | SIMOTICS S SYNCHRONOUS MOTOR 1FK7-CT PN=2,1 KW; UZK=600V M0=8NM (100K); NN=4500RPM; NATURAL COOLING, FRAME SIZE IMB 5 (IM V1, IM V3) FLANGE 1, WITH KTY TEMPERATURESENSOR POWER CONNECTOR ROTATABLE RESOLVER 2-POLE (RESOLVER P=1); PLAIN SHAFT, TOLERANCE N; WITH HOLDING BRAKE PROTECTION CLASS IP64; | 1845 | TEM | 1 | MC | 10.601 | 1
1FK70802AH711TH1 | SIMOTICS S SYNCHRONOUS MOTOR 1FK7-CT PN=2,1 KW; UZK=600V M0=8NM (100K); NN=4500RPM; NATURAL COOLING, FRAME SIZE IMB 5 (IM V1, IM V3) FLANGE 1, WITH KTY TEMPERATURESENSOR POWER CONNECTOR ROTATABLE RESOLVER 2-POLE (RESOLVER P=1); PLAIN SHAFT, TOLERANCE N; WITH HOLDING BRAKE PROTECTION CLASS IP65, | 1938 | TEM | 1 | MC | 10.601 | 1
1FK70802AH711TH2 | SIMOTICS S SYNCHRONOUS MOTOR 1FK7-CT PN=2,1 KW; UZK=600V M0=8NM (100K); NN=4500RPM; NATURAL COOLING, FRAME SIZE IMB 5 (IM V1, IM V3) FLANGE 1, WITH KTY TEMPERATURESENSOR POWER CONNECTOR ROTATABLE RESOLVER 2-POLE (RESOLVER P=1); PLAIN SHAFT, TOLERANCE N; WITH HOLDING BRAKE PROTECTION CLASS IP65, FLANGE ON DRIVE END IP67; | 1938 | TEM | 1 | MC | 10.601 | 1
1FK70802AH711UA0 | SIMOTICS S SYNCHRONOUS MOTOR 1FK7-CT PN=2,1 KW; UZK=600V M0=8NM (100K); NN=4500RPM; NATURAL COOLING, FRAME SIZE IMB 5 (IM V1, IM V3) FLANGE 1 POWER CONNECTOR ROTATABLE RESOLVER MULTI-POLE WITH DRIVE-CLIQ INTERFACE; SHAFT WITH FITTED KEY, TOLERANCE N; W/O HOLDING BRAKE PROTECTION CLASS IP64; | 1761 | TEM | 1 | MC | 10.302 | 1
1FK70802AH711UA1 | SIMOTICS S SYNCHRONOUS MOTOR 1FK7-CT PN=2,1 KW; UZK=600V M0=8NM (100K); NN=4500RPM; NATURAL COOLING, FRAME SIZE IMB 5 (IM V1, IM V3) FLANGE 1 POWER CONNECTOR ROTATABLE RESOLVER MULTI-POLE WITH DRIVE-CLIQ INTERFACE; SHAFT WITH FITTED KEY, TOLERANCE N; W/O HOLDING BRAKE PROTECTION CLASS IP65, | 1854 | TEM | 1 | MC | 10.302 | 1
1FK70802AH711UA2 | SIMOTICS S SYNCHRONOUS MOTOR 1FK7-CT PN=2,1 KW; UZK=600V M0=8NM (100K); NN=4500RPM; NATURAL COOLING, FRAME SIZE IMB 5 (IM V1, IM V3) FLANGE 1 POWER CONNECTOR ROTATABLE RESOLVER MULTI-POLE WITH DRIVE-CLIQ INTERFACE; SHAFT WITH FITTED KEY, TOLERANCE N; W/O HOLDING BRAKE PROTECTION CLASS IP65, FLANGE ON DRIVE END IP67; | 1854 | TEM | 1 | MC | 10.302 | 1
1FK70802AH711UB0 | SIMOTICS S SYNCHRONOUS MOTOR 1FK7-CT PN=2,1 KW; UZK=600V M0=8NM (100K); NN=4500RPM; NATURAL COOLING, FRAME SIZE IMB 5 (IM V1, IM V3) FLANGE 1 POWER CONNECTOR ROTATABLE RESOLVER MULTI-POLE WITH DRIVE-CLIQ INTERFACE; SHAFT WITH FITTED KEY, TOLERANCE N; WITH HOLDING BRAKE PROTECTION CLASS IP64; | 2172 | TEM | 1 | MC | 10.601 | 1
1FK70802AH711UB1 | SIMOTICS S SYNCHRONOUS MOTOR 1FK7-CT PN=2,1 KW; UZK=600V M0=8NM (100K); NN=4500RPM; NATURAL COOLING, FRAME SIZE IMB 5 (IM V1, IM V3) FLANGE 1 POWER CONNECTOR ROTATABLE RESOLVER MULTI-POLE WITH DRIVE-CLIQ INTERFACE; SHAFT WITH FITTED KEY, TOLERANCE N; WITH HOLDING BRAKE PROTECTION CLASS IP65, | 2266 | TEM | 1 | MC | 10.601 | 1
1FK70802AH711UB2 | SIMOTICS S SYNCHRONOUS MOTOR 1FK7-CT PN=2,1 KW; UZK=600V M0=8NM (100K); NN=4500RPM; NATURAL COOLING, FRAME SIZE IMB 5 (IM V1, IM V3) FLANGE 1 POWER CONNECTOR ROTATABLE RESOLVER MULTI-POLE WITH DRIVE-CLIQ INTERFACE; SHAFT WITH FITTED KEY, TOLERANCE N; WITH HOLDING BRAKE PROTECTION CLASS IP65, FLANGE ON DRIVE END IP67; | 2266 | TEM | 1 | MC | 10.601 | 1
1FK70802AH711UG0 | SIMOTICS S SYNCHRONOUS MOTOR 1FK7-CT PN=2,1 KW; UZK=600V M0=8NM (100K); NN=4500RPM; NATURAL COOLING, FRAME SIZE IMB 5 (IM V1, IM V3) FLANGE 1 POWER CONNECTOR ROTATABLE RESOLVER MULTI-POLE WITH DRIVE-CLIQ INTERFACE; PLAIN SHAFT, TOLERANCE N; W/O HOLDING BRAKE PROTECTION CLASS IP64; | 1674 | TEM | 1 | MC | 10.302 | 1
1FK70802AH711UG1 | SIMOTICS S SYNCHRONOUS MOTOR 1FK7-CT PN=2,1 KW; UZK=600V M0=8NM (100K); NN=4500RPM; NATURAL COOLING, FRAME SIZE IMB 5 (IM V1, IM V3) FLANGE 1 POWER CONNECTOR ROTATABLE RESOLVER MULTI-POLE WITH DRIVE-CLIQ INTERFACE; PLAIN SHAFT, TOLERANCE N; W/O HOLDING BRAKE PROTECTION CLASS IP65, | 1768 | TEM | 1 | MC | 10.302 | 1
1FK70802AH711UG2 | SIMOTICS S SYNCHRONOUS MOTOR 1FK7-CT PN=2,1 KW; UZK=600V M0=8NM (100K); NN=4500RPM; NATURAL COOLING, FRAME SIZE IMB 5 (IM V1, IM V3) FLANGE 1 POWER CONNECTOR ROTATABLE RESOLVER MULTI-POLE WITH DRIVE-CLIQ INTERFACE; PLAIN SHAFT, TOLERANCE N; W/O HOLDING BRAKE PROTECTION CLASS IP65, FLANGE ON DRIVE END IP67; | 1768 | TEM | 1 | MC | 10.302 | 1
1FK70802AH711UH0 | SIMOTICS S SYNCHRONOUS MOTOR 1FK7-CT PN=2,1 KW; UZK=600V M0=8NM (100K); NN=4500RPM; NATURAL COOLING, FRAME SIZE IMB 5 (IM V1, IM V3) FLANGE 1 POWER CONNECTOR ROTATABLE RESOLVER MULTI-POLE WITH DRIVE-CLIQ INTERFACE; PLAIN SHAFT, TOLERANCE N; WITH HOLDING BRAKE PROTECTION CLASS IP64; | 2086 | TEM | 1 | MC | 10.601 | 1
1FK70802AH711UH1 | SIMOTICS S SYNCHRONOUS MOTOR 1FK7-CT PN=2,1 KW; UZK=600V M0=8NM (100K); NN=4500RPM; NATURAL COOLING, FRAME SIZE IMB 5 (IM V1, IM V3) FLANGE 1 POWER CONNECTOR ROTATABLE RESOLVER MULTI-POLE WITH DRIVE-CLIQ INTERFACE; PLAIN SHAFT, TOLERANCE N; WITH HOLDING BRAKE PROTECTION CLASS IP65, | 2179 | TEM | 1 | MC | 10.601 | 1
1FK70802AH711UH2 | SIMOTICS S SYNCHRONOUS MOTOR 1FK7-CT PN=2,1 KW; UZK=600V M0=8NM (100K); NN=4500RPM; NATURAL COOLING, FRAME SIZE IMB 5 (IM V1, IM V3) FLANGE 1 POWER CONNECTOR ROTATABLE RESOLVER MULTI-POLE WITH DRIVE-CLIQ INTERFACE; PLAIN SHAFT, TOLERANCE N; WITH HOLDING BRAKE PROTECTION CLASS IP65, FLANGE ON DRIVE END IP67; | 2179 | TEM | 1 | MC | 10.601 | 1
1FK70805AF711AA0 | SIMOTICS S SYNCHRONOUS SERVOMOTORS 1FK7 COMPACT 8 NM, 100 K, 3000 RPM, 2,14KW NATURAL AIR COOLING, IM B5 (IM V1, IM V3) POWER/SIGNAL CONNECTORS CONN. CAN BE ROTATED BY 270 DEGR., INCREM. ENCODER, SIN/COS 1 VPP 2048 P/REV (ENCODER I-2048); SHAFT WITH FITTED KEY, TOLERANCE N, WITHOUT HOLDING BRAKE; DEGREE OF PROTECTION IP64 | 2287 | TEM | 1 | MC | 10.003 | 1
1FK70805AF711AA2 | SIMOTICS S SYNCHRONOUS SERVOMOTORS 1FK7 COMPACT 8 NM, 100 K, 3000 RPM, 2,14KW NATURAL AIR COOLING, IM B5 (IM V1, IM V3) POWER/SIGNAL CONNECTORS CONN. CAN BE ROTATED BY 270 DEGR., INCREM. ENCODER, SIN/COS 1 VPP 2048 P/REV (ENCODER I-2048); SHAFT WITH FITTED KEY, TOLERANCE N, WITHOUT HOLDING BRAKE; DEGREE OF PROTECTION IP65 FLANGE ON DRIVE END IP67 | 2388 | TEM | 1 | MC | 10.003 | 1
1FK70805AF711AA3 | SIMOTICS S SYNCHRONOUS SERVOMOTORS 1FK7 COMPACT 8 NM, 100 K, 3000 RPM, 2,14KW NATURAL AIR COOLING, IM B5 (IM V1, IM V3) POWER/SIGNAL CONNECTORS CONN. CAN BE ROTATED BY 270 DEGR., INCREM. ENCODER, SIN/COS 1 VPP 2048 P/REV (ENCODER I-2048); SHAFT WITH FITTED KEY, TOLERANCE N, WITHOUT HOLDING BRAKE; DEGREE OF PROTECTION IP64; PAINT FINISH RAL7016 | 2336 | TEM | 1 | MC | 10.003 | 1
1FK70805AF711AA5 | SIMOTICS S SYNCHRONOUS SERVOMOTORS 1FK7 COMPACT 8 NM, 100 K, 3000 RPM, 2,14KW NATURAL AIR COOLING, IM B5 (IM V1, IM V3) POWER/SIGNAL CONNECTORS CONN. CAN BE ROTATED BY 270 DEGR., INCREM. ENCODER, SIN/COS 1 VPP 2048 P/REV (ENCODER I-2048); SHAFT WITH FITTED KEY, TOLERANCE N, WITHOUT HOLDING BRAKE; DEGREE OF PROTECTION IP65 AS FLANGE IP67; PAINT FINISH RAL7016 | 2438 | TEM | 1 | MC | 10.003 | 1
1FK70805AF711AA8 | SIMOTICS S SYNCHRONOUS SERVOMOTORS 1FK7 COMPACT 8 NM, 100 K, 3000 RPM, 2,14KW NATURAL AIR COOLING, IM B5 (IM V1, IM V3) POWER/SIGNAL CONNECTORS CONN. CAN BE ROTATED BY 270 DEGR., INCREM. ENCODER, SIN/COS 1 VPP 2048 P/REV (ENCODER I-2048); SHAFT WITH FITTED KEY, TOLERANCE N, WITHOUT HOLDING BRAKE; DEGREE OF PROTECTION IP65 IP67 D-END FLANGE; RAL7016 COATING; METALLIC RATING PLATE AT MOTOR | 2546 | TEM | 1 | MC | 10.003 | 1
1FK70805AF711AB0 | SIMOTICS S SYNCHRONOUS SERVOMOTORS 1FK7 COMPACT 8 NM, 100 K, 3000 RPM, 2,14KW NATURAL AIR COOLING, IM B5 (IM V1, IM V3) POWER/SIGNAL CONNECTORS CONN. CAN BE ROTATED BY 270 DEGR., INCREM. ENCODER, SIN/COS 1 VPP 2048 P/REV (ENCODER I-2048); SHAFT WITH FITTED KEY, TOLERANCE N, WITH HOLDING BRAKE; DEGREE OF PROTECTION IP64 | 2666 | TEM | 1 | MC | 12.502 | 1
1FK70805AF711AB2 | SIMOTICS S SYNCHRONOUS SERVOMOTORS 1FK7 COMPACT 8 NM, 100 K, 3000 RPM, 2,14KW NATURAL AIR COOLING, IM B5 (IM V1, IM V3) POWER/SIGNAL CONNECTORS CONN. CAN BE ROTATED BY 270 DEGR., INCREM. ENCODER, SIN/COS 1 VPP 2048 P/REV (ENCODER I-2048); SHAFT WITH FITTED KEY, TOLERANCE N, WITH HOLDING BRAKE; DEGREE OF PROTECTION IP65 FLANGE ON DRIVE END IP67 | 2768 | TEM | 1 | MC | 12.502 | 1
1FK70805AF711AB3 | SIMOTICS S SYNCHRONOUS SERVOMOTORS 1FK7 COMPACT 8 NM, 100 K, 3000 RPM, 2,14KW NATURAL AIR COOLING, IM B5 (IM V1, IM V3) POWER/SIGNAL CONNECTORS CONN. CAN BE ROTATED BY 270 DEGR., INCREM. ENCODER, SIN/COS 1 VPP 2048 P/REV (ENCODER I-2048); SHAFT WITH FITTED KEY, TOLERANCE N, WITH HOLDING BRAKE; DEGREE OF PROTECTION IP64; PAINT FINISH RAL7016 | 2715 | TEM | 1 | MC | 12.502 | 1
1FK70805AF711AB5 | SIMOTICS S SYNCHRONOUS SERVOMOTORS 1FK7 COMPACT 8 NM, 100 K, 3000 RPM, 2,14KW NATURAL AIR COOLING, IM B5 (IM V1, IM V3) POWER/SIGNAL CONNECTORS CONN. CAN BE ROTATED BY 270 DEGR., INCREM. ENCODER, SIN/COS 1 VPP 2048 P/REV (ENCODER I-2048); SHAFT WITH FITTED KEY, TOLERANCE N, WITH HOLDING BRAKE; DEGREE OF PROTECTION IP65 AS FLANGE IP67; PAINT FINISH RAL7016 | 2817 | TEM | 1 | MC | 12.502 | 1
1FK70805AF711AB8 | SIMOTICS S SYNCHRONOUS SERVOMOTORS 1FK7 COMPACT 8 NM, 100 K, 3000 RPM, 2,14KW NATURAL AIR COOLING, IM B5 (IM V1, IM V3) POWER/SIGNAL CONNECTORS CONN. CAN BE ROTATED BY 270 DEGR., INCREM. ENCODER, SIN/COS 1 VPP 2048 P/REV (ENCODER I-2048); SHAFT WITH FITTED KEY, TOLERANCE N, WITH HOLDING BRAKE; DEGREE OF PROTECTION IP65 IP67 D-END FLANGE; RAL7016 COATING; METALLIC RATING PLATE AT MOTOR | 2926 | TEM | 1 | MC | 12.502 | 1
1FK70805AF711AG0 | SIMOTICS S SYNCHRONOUS SERVOMOTORS 1FK7 COMPACT 8 NM, 100 K, 3000 RPM, 2,14KW NATURAL AIR COOLING, IM B5 (IM V1, IM V3) POWER/SIGNAL CONNECTORS CONN. CAN BE ROTATED BY 270 DEGR., INCREM. ENCODER, SIN/COS 1 VPP 2048 P/REV (ENCODER I-2048); PLAIN SHAFT, TOLERANCE N WITHOUT HOLDING BRAKE; DEGREE OF PROTECTION IP64 | 2193 | TEM | 1 | MC | 10.003 | 1
1FK70805AF711AG2 | SIMOTICS S SYNCHRONOUS SERVOMOTORS 1FK7 COMPACT 8 NM, 100 K, 3000 RPM, 2,14KW NATURAL AIR COOLING, IM B5 (IM V1, IM V3) POWER/SIGNAL CONNECTORS CONN. CAN BE ROTATED BY 270 DEGR., INCREM. ENCODER, SIN/COS 1 VPP 2048 P/REV (ENCODER I-2048); PLAIN SHAFT, TOLERANCE N WITHOUT HOLDING BRAKE; DEGREE OF PROTECTION IP65 FLANGE ON DRIVE END IP67 | 2295 | TEM | 1 | MC | 10.003 | 1
1FK70805AF711AG3 | SIMOTICS S SYNCHRONOUS SERVOMOTORS 1FK7 COMPACT 8 NM, 100 K, 3000 RPM, 2,14KW NATURAL AIR COOLING, IM B5 (IM V1, IM V3) POWER/SIGNAL CONNECTORS CONN. CAN BE ROTATED BY 270 DEGR., INCREM. ENCODER, SIN/COS 1 VPP 2048 P/REV (ENCODER I-2048); PLAIN SHAFT, TOLERANCE N WITHOUT HOLDING BRAKE; DEGREE OF PROTECTION IP64; PAINT FINISH RAL7016 | 2242 | TEM | 1 | MC | 10.003 | 1
1FK70805AF711AG5 | SIMOTICS S SYNCHRONOUS SERVOMOTORS 1FK7 COMPACT 8 NM, 100 K, 3000 RPM, 2,14KW NATURAL AIR COOLING, IM B5 (IM V1, IM V3) POWER/SIGNAL CONNECTORS CONN. CAN BE ROTATED BY 270 DEGR., INCREM. ENCODER, SIN/COS 1 VPP 2048 P/REV (ENCODER I-2048); PLAIN SHAFT, TOLERANCE N WITHOUT HOLDING BRAKE; DEGREE OF PROTECTION IP65 AS FLANGE IP67; PAINT FINISH RAL7016 | 2344 | TEM | 1 | MC | 10.003 | 1
1FK70805AF711AG8 | SIMOTICS S SYNCHRONOUS SERVOMOTORS 1FK7 COMPACT 8 NM, 100 K, 3000 RPM, 2,14KW NATURAL AIR COOLING, IM B5 (IM V1, IM V3) POWER/SIGNAL CONNECTORS CONN. CAN BE ROTATED BY 270 DEGR., INCREM. ENCODER, SIN/COS 1 VPP 2048 P/REV (ENCODER I-2048); PLAIN SHAFT, TOLERANCE N WITHOUT HOLDING BRAKE; DEGREE OF PROTECTION IP65 IP67 D-END FLANGE; RAL7016 COATING; METALLIC RATING PLATE AT MOTOR | 2453 | TEM | 1 | MC | 10.003 | 1
1FK70805AF711AH0 | SIMOTICS S SYNCHRONOUS SERVOMOTORS 1FK7 COMPACT 8 NM, 100 K, 3000 RPM, 2,14KW NATURAL AIR COOLING, IM B5 (IM V1, IM V3) POWER/SIGNAL CONNECTORS CONN. CAN BE ROTATED BY 270 DEGR., INCREM. ENCODER, SIN/COS 1 VPP 2048 P/REV (ENCODER I-2048); PLAIN SHAFT, TOLERANCE N WITH HOLDING BRAKE; DEGREE OF PROTECTION IP64 | 2573 | TEM | 1 | MC | 12.502 | 1
1FK70805AF711AH2 | SIMOTICS S SYNCHRONOUS SERVOMOTORS 1FK7 COMPACT 8 NM, 100 K, 3000 RPM, 2,14KW NATURAL AIR COOLING, IM B5 (IM V1, IM V3) POWER/SIGNAL CONNECTORS CONN. CAN BE ROTATED BY 270 DEGR., INCREM. ENCODER, SIN/COS 1 VPP 2048 P/REV (ENCODER I-2048); PLAIN SHAFT, TOLERANCE N WITH HOLDING BRAKE; DEGREE OF PROTECTION IP65 FLANGE ON DRIVE END IP67 | 2674 | TEM | 1 | MC | 12.502 | 1
1FK70805AF711AH3 | SIMOTICS S SYNCHRONOUS SERVOMOTORS 1FK7 COMPACT 8 NM, 100 K, 3000 RPM, 2,14KW NATURAL AIR COOLING, IM B5 (IM V1, IM V3) POWER/SIGNAL CONNECTORS CONN. CAN BE ROTATED BY 270 DEGR., INCREM. ENCODER, SIN/COS 1 VPP 2048 P/REV (ENCODER I-2048); PLAIN SHAFT, TOLERANCE N WITH HOLDING BRAKE; DEGREE OF PROTECTION IP64; PAINT FINISH RAL7016 | 2622 | TEM | 1 | MC | 12.502 | 1
1FK70805AF711AH5 | SIMOTICS S SYNCHRONOUS SERVOMOTORS 1FK7 COMPACT 8 NM, 100 K, 3000 RPM, 2,14KW NATURAL AIR COOLING, IM B5 (IM V1, IM V3) POWER/SIGNAL CONNECTORS CONN. CAN BE ROTATED BY 270 DEGR., INCREM. ENCODER, SIN/COS 1 VPP 2048 P/REV (ENCODER I-2048); PLAIN SHAFT, TOLERANCE N WITH HOLDING BRAKE; DEGREE OF PROTECTION IP65 AS FLANGE IP67; PAINT FINISH RAL7016 | 2723 | TEM | 1 | MC | 12.502 | 1
1FK70805AF711AH8 | SIMOTICS S SYNCHRONOUS SERVOMOTORS 1FK7 COMPACT 8 NM, 100 K, 3000 RPM, 2,14KW NATURAL AIR COOLING, IM B5 (IM V1, IM V3) POWER/SIGNAL CONNECTORS CONN. CAN BE ROTATED BY 270 DEGR., INCREM. ENCODER, SIN/COS 1 VPP 2048 P/REV (ENCODER I-2048); PLAIN SHAFT, TOLERANCE N WITH HOLDING BRAKE; DEGREE OF PROTECTION IP65 IP67 D-END FLANGE; RAL7016 COATING; METALLIC RATING PLATE AT MOTOR | 2832 | TEM | 1 | MC | 12.502 | 1
1FK70805AF711DA0 | SIMOTICS S SYNCHRONOUS SERVOMOTORS 1FK7 COMPACT 8 NM, 100 K, 3000 RPM, 2,14KW NATURAL AIR COOLING, IM B5 (IM V1, IM V3) POWER/SIGNAL CONNECTORS CONN. CAN BE ROTATED BY 270 DEGR., INCREMENTAL ENCODER 2048 P/REV (ENCODER I-2048) WITH DRIVE-CLIQ INTERFACE; SHAFT WITH FITTED KEY, TOLERANCE N, WITHOUT HOLDING BRAKE; DEGREE OF PROTECTION IP64 | 2549 | TEM | 1 | MC | 10.003 | 1
1FK70805AF711DA2 | SIMOTICS S SYNCHRONOUS SERVOMOTORS 1FK7 COMPACT 8 NM, 100 K, 3000 RPM, 2,14KW NATURAL AIR COOLING, IM B5 (IM V1, IM V3) POWER/SIGNAL CONNECTORS CONN. CAN BE ROTATED BY 270 DEGR., INCREMENTAL ENCODER 2048 P/REV (ENCODER I-2048) WITH DRIVE-CLIQ INTERFACE; SHAFT WITH FITTED KEY, TOLERANCE N, WITHOUT HOLDING BRAKE; DEGREE OF PROTECTION IP65 FLANGE ON DRIVE END IP67 | 2650 | TEM | 1 | MC | 10.003 | 1
1FK70805AF711DA3 | SIMOTICS S SYNCHRONOUS SERVOMOTORS 1FK7 COMPACT 8 NM, 100 K, 3000 RPM, 2,14KW NATURAL AIR COOLING, IM B5 (IM V1, IM V3) POWER/SIGNAL CONNECTORS CONN. CAN BE ROTATED BY 270 DEGR., INCREMENTAL ENCODER 2048 P/REV (ENCODER I-2048) WITH DRIVE-CLIQ INTERFACE; SHAFT WITH FITTED KEY, TOLERANCE N, WITHOUT HOLDING BRAKE; DEGREE OF PROTECTION IP64; PAINT FINISH RAL7016 | 2598 | TEM | 1 | MC | 10.003 | 1
1FK70805AF711DA5 | SIMOTICS S SYNCHRONOUS SERVOMOTORS 1FK7 COMPACT 8 NM, 100 K, 3000 RPM, 2,14KW NATURAL AIR COOLING, IM B5 (IM V1, IM V3) POWER/SIGNAL CONNECTORS CONN. CAN BE ROTATED BY 270 DEGR., INCREMENTAL ENCODER 2048 P/REV (ENCODER I-2048) WITH DRIVE-CLIQ INTERFACE; SHAFT WITH FITTED KEY, TOLERANCE N, WITHOUT HOLDING BRAKE; DEGREE OF PROTECTION IP65 AS FLANGE IP67; PAINT FINISH RAL7016 | 2699 | TEM | 1 | MC | 10.003 | 1
1FK70805AF711DA8 | SIMOTICS S SYNCHRONOUS SERVOMOTORS 1FK7 COMPACT 8 NM, 100 K, 3000 RPM, 2,14KW NATURAL AIR COOLING, IM B5 (IM V1, IM V3) POWER/SIGNAL CONNECTORS CONN. CAN BE ROTATED BY 270 DEGR., INCREMENTAL ENCODER 2048 P/REV (ENCODER I-2048) WITH DRIVE-CLIQ INTERFACE; SHAFT WITH FITTED KEY, TOLERANCE N, WITHOUT HOLDING BRAKE; DEGREE OF PROTECTION IP65 IP67 D-END FLANGE; RAL7016 COATING; METALLIC RATING PLATE AT MOTOR | 2808 | TEM | 1 | MC | 10.003 | 1
1FK70805AF711DB0 | SIMOTICS S SYNCHRONOUS SERVOMOTORS 1FK7 COMPACT 8 NM, 100 K, 3000 RPM, 2,14KW NATURAL AIR COOLING, IM B5 (IM V1, IM V3) POWER/SIGNAL CONNECTORS CONN. CAN BE ROTATED BY 270 DEGR., INCREMENTAL ENCODER 2048 P/REV (ENCODER I-2048) WITH DRIVE-CLIQ INTERFACE; SHAFT WITH FITTED KEY, TOLERANCE N, WITH HOLDING BRAKE; DEGREE OF PROTECTION IP64 | 2928 | TEM | 1 | MC | 12.502 | 1
1FK70805AF711DB2 | SIMOTICS S SYNCHRONOUS SERVOMOTORS 1FK7 COMPACT 8 NM, 100 K, 3000 RPM, 2,14KW NATURAL AIR COOLING, IM B5 (IM V1, IM V3) POWER/SIGNAL CONNECTORS CONN. CAN BE ROTATED BY 270 DEGR., INCREMENTAL ENCODER 2048 P/REV (ENCODER I-2048) WITH DRIVE-CLIQ INTERFACE; SHAFT WITH FITTED KEY, TOLERANCE N, WITH HOLDING BRAKE; DEGREE OF PROTECTION IP65 FLANGE ON DRIVE END IP67 | 3030 | TEM | 1 | MC | 12.502 | 1
1FK70805AF711DB3 | SIMOTICS S SYNCHRONOUS SERVOMOTORS 1FK7 COMPACT 8 NM, 100 K, 3000 RPM, 2,14KW NATURAL AIR COOLING, IM B5 (IM V1, IM V3) POWER/SIGNAL CONNECTORS CONN. CAN BE ROTATED BY 270 DEGR., INCREMENTAL ENCODER 2048 P/REV (ENCODER I-2048) WITH DRIVE-CLIQ INTERFACE; SHAFT WITH FITTED KEY, TOLERANCE N, WITH HOLDING BRAKE; DEGREE OF PROTECTION IP64; PAINT FINISH RAL7016 | 2977 | TEM | 1 | MC | 12.502 | 1
1FK70805AF711DB5 | SIMOTICS S SYNCHRONOUS SERVOMOTORS 1FK7 COMPACT 8 NM, 100 K, 3000 RPM, 2,14KW NATURAL AIR COOLING, IM B5 (IM V1, IM V3) POWER/SIGNAL CONNECTORS CONN. CAN BE ROTATED BY 270 DEGR., INCREMENTAL ENCODER 2048 P/REV (ENCODER I-2048) WITH DRIVE-CLIQ INTERFACE; SHAFT WITH FITTED KEY, TOLERANCE N, WITH HOLDING BRAKE; DEGREE OF PROTECTION IP65 AS FLANGE IP67; PAINT FINISH RAL7016 | 3079 | TEM | 1 | MC | 12.502 | 1
1FK70805AF711DB8 | SIMOTICS S SYNCHRONOUS SERVOMOTORS 1FK7 COMPACT 8 NM, 100 K, 3000 RPM, 2,14KW NATURAL AIR COOLING, IM B5 (IM V1, IM V3) POWER/SIGNAL CONNECTORS CONN. CAN BE ROTATED BY 270 DEGR., INCREMENTAL ENCODER 2048 P/REV (ENCODER I-2048) WITH DRIVE-CLIQ INTERFACE; SHAFT WITH FITTED KEY, TOLERANCE N, WITH HOLDING BRAKE; DEGREE OF PROTECTION IP65 IP67 D-END FLANGE; RAL7016 COATING; METALLIC RATING PLATE AT MOTOR | 3187 | TEM | 1 | MC | 12.502 | 1
1FK70805AF711DG0 | SIMOTICS S SYNCHRONOUS SERVOMOTORS 1FK7 COMPACT 8 NM, 100 K, 3000 RPM, 2,14KW NATURAL AIR COOLING, IM B5 (IM V1, IM V3) POWER/SIGNAL CONNECTORS CONN. CAN BE ROTATED BY 270 DEGR., INCREMENTAL ENCODER 2048 P/REV (ENCODER I-2048) WITH DRIVE-CLIQ INTERFACE; PLAIN SHAFT, TOLERANCE N WITHOUT HOLDING BRAKE; DEGREE OF PROTECTION IP64 | 2455 | TEM | 1 | MC | 10.003 | 1
1FK70805AF711DG2 | SIMOTICS S SYNCHRONOUS SERVOMOTORS 1FK7 COMPACT 8 NM, 100 K, 3000 RPM, 2,14KW NATURAL AIR COOLING, IM B5 (IM V1, IM V3) POWER/SIGNAL CONNECTORS CONN. CAN BE ROTATED BY 270 DEGR., INCREMENTAL ENCODER 2048 P/REV (ENCODER I-2048) WITH DRIVE-CLIQ INTERFACE; PLAIN SHAFT, TOLERANCE N WITHOUT HOLDING BRAKE; DEGREE OF PROTECTION IP65 FLANGE ON DRIVE END IP67 | 2557 | TEM | 1 | MC | 10.003 | 1
1FK70805AF711DG3 | SIMOTICS S SYNCHRONOUS SERVOMOTORS 1FK7 COMPACT 8 NM, 100 K, 3000 RPM, 2,14KW NATURAL AIR COOLING, IM B5 (IM V1, IM V3) POWER/SIGNAL CONNECTORS CONN. CAN BE ROTATED BY 270 DEGR., INCREMENTAL ENCODER 2048 P/REV (ENCODER I-2048) WITH DRIVE-CLIQ INTERFACE; PLAIN SHAFT, TOLERANCE N WITHOUT HOLDING BRAKE; DEGREE OF PROTECTION IP64; PAINT FINISH RAL7016 | 2504 | TEM | 1 | MC | 10.003 | 1
1FK70805AF711DG5 | SIMOTICS S SYNCHRONOUS SERVOMOTORS 1FK7 COMPACT 8 NM, 100 K, 3000 RPM, 2,14KW NATURAL AIR COOLING, IM B5 (IM V1, IM V3) POWER/SIGNAL CONNECTORS CONN. CAN BE ROTATED BY 270 DEGR., INCREMENTAL ENCODER 2048 P/REV (ENCODER I-2048) WITH DRIVE-CLIQ INTERFACE; PLAIN SHAFT, TOLERANCE N WITHOUT HOLDING BRAKE; DEGREE OF PROTECTION IP65 AS FLANGE IP67; PAINT FINISH RAL7016 | 2606 | TEM | 1 | MC | 10.003 | 1
1FK70805AF711DG8 | SIMOTICS S SYNCHRONOUS SERVOMOTORS 1FK7 COMPACT 8 NM, 100 K, 3000 RPM, 2,14KW NATURAL AIR COOLING, IM B5 (IM V1, IM V3) POWER/SIGNAL CONNECTORS CONN. CAN BE ROTATED BY 270 DEGR., INCREMENTAL ENCODER 2048 P/REV (ENCODER I-2048) WITH DRIVE-CLIQ INTERFACE; PLAIN SHAFT, TOLERANCE N WITHOUT HOLDING BRAKE; DEGREE OF PROTECTION IP65 IP67 D-END FLANGE; RAL7016 COATING; METALLIC RATING PLATE AT MOTOR | 2714 | TEM | 1 | MC | 10.003 | 1
1FK70805AF711DH0 | SIMOTICS S SYNCHRONOUS SERVOMOTORS 1FK7 COMPACT 8 NM, 100 K, 3000 RPM, 2,14KW NATURAL AIR COOLING, IM B5 (IM V1, IM V3) POWER/SIGNAL CONNECTORS CONN. CAN BE ROTATED BY 270 DEGR., INCREMENTAL ENCODER 2048 P/REV (ENCODER I-2048) WITH DRIVE-CLIQ INTERFACE; PLAIN SHAFT, TOLERANCE N WITH HOLDING BRAKE; DEGREE OF PROTECTION IP64 | 2834 | TEM | 1 | MC | 12.502 | 1
1FK70805AF711DH2 | SIMOTICS S SYNCHRONOUS SERVOMOTORS 1FK7 COMPACT 8 NM, 100 K, 3000 RPM, 2,14KW NATURAL AIR COOLING, IM B5 (IM V1, IM V3) POWER/SIGNAL CONNECTORS CONN. CAN BE ROTATED BY 270 DEGR., INCREMENTAL ENCODER 2048 P/REV (ENCODER I-2048) WITH DRIVE-CLIQ INTERFACE; PLAIN SHAFT, TOLERANCE N WITH HOLDING BRAKE; DEGREE OF PROTECTION IP65 FLANGE ON DRIVE END IP67 | 2936 | TEM | 1 | MC | 12.502 | 1
1FK70805AF711DH3 | SIMOTICS S SYNCHRONOUS SERVOMOTORS 1FK7 COMPACT 8 NM, 100 K, 3000 RPM, 2,14KW NATURAL AIR COOLING, IM B5 (IM V1, IM V3) POWER/SIGNAL CONNECTORS CONN. CAN BE ROTATED BY 270 DEGR., INCREMENTAL ENCODER 2048 P/REV (ENCODER I-2048) WITH DRIVE-CLIQ INTERFACE; PLAIN SHAFT, TOLERANCE N WITH HOLDING BRAKE; DEGREE OF PROTECTION IP64; PAINT FINISH RAL7016 | 2884 | TEM | 1 | MC | 12.502 | 1
1FK70805AF711DH5 | SIMOTICS S SYNCHRONOUS SERVOMOTORS 1FK7 COMPACT 8 NM, 100 K, 3000 RPM, 2,14KW NATURAL AIR COOLING, IM B5 (IM V1, IM V3) POWER/SIGNAL CONNECTORS CONN. CAN BE ROTATED BY 270 DEGR., INCREMENTAL ENCODER 2048 P/REV (ENCODER I-2048) WITH DRIVE-CLIQ INTERFACE; PLAIN SHAFT, TOLERANCE N WITH HOLDING BRAKE; DEGREE OF PROTECTION IP65 AS FLANGE IP67; PAINT FINISH RAL7016 | 2985 | TEM | 1 | MC | 12.502 | 1
1FK70805AF711DH8 | SIMOTICS S SYNCHRONOUS SERVOMOTORS 1FK7 COMPACT 8 NM, 100 K, 3000 RPM, 2,14KW NATURAL AIR COOLING, IM B5 (IM V1, IM V3) POWER/SIGNAL CONNECTORS CONN. CAN BE ROTATED BY 270 DEGR., INCREMENTAL ENCODER 2048 P/REV (ENCODER I-2048) WITH DRIVE-CLIQ INTERFACE; PLAIN SHAFT, TOLERANCE N WITH HOLDING BRAKE; DEGREE OF PROTECTION IP65 IP67 D-END FLANGE; RAL7016 COATING; METALLIC RATING PLATE AT MOTOR | 3094 | TEM | 1 | MC | 12.502 | 1
1FK70805AF711EA0 | SIMOTICS S SYNCHRONOUS SERVOMOTORS 1FK7 COMPACT 8 NM, 100 K, 3000 RPM, 2,14KW NATURAL AIR COOLING, IM B5 (IM V1, IM V3) POWER/SIGNAL CONNECTORS CONN. CAN BE ROTATED BY 270 DEGR., ABSOLUTE ENCODER ENDAT 2048 P/REV (ENCODER A-2048); PERFORMANCE REDUCTION BY 10% DUE TO ABSOLUTE ENCODER; SHAFT WITH FITTED KEY, TOLERANCE N, WITHOUT HOLDING BRAKE; DEGREE OF PROTECTION IP64 | 2690 | TEM | 1 | MC | 10.003 | 1
1FK70805AF711EA2 | SIMOTICS S SYNCHRONOUS SERVOMOTORS 1FK7 COMPACT 8 NM, 100 K, 3000 RPM, 2,14KW NATURAL AIR COOLING, IM B5 (IM V1, IM V3) POWER/SIGNAL CONNECTORS CONN. CAN BE ROTATED BY 270 DEGR., ABSOLUTE ENCODER ENDAT 2048 P/REV (ENCODER A-2048); PERFORMANCE REDUCTION BY 10% DUE TO ABSOLUTE ENCODER; SHAFT WITH FITTED KEY, TOLERANCE N, WITHOUT HOLDING BRAKE; DEGREE OF PROTECTION IP65 FLANGE ON DRIVE END IP67 | 2792 | TEM | 1 | MC | 10.003 | 1
1FK70805AF711EA3 | SIMOTICS S SYNCHRONOUS SERVOMOTORS 1FK7 COMPACT 8 NM, 100 K, 3000 RPM, 2,14KW NATURAL AIR COOLING, IM B5 (IM V1, IM V3) POWER/SIGNAL CONNECTORS CONN. CAN BE ROTATED BY 270 DEGR., ABSOLUTE ENCODER ENDAT 2048 P/REV (ENCODER A-2048); PERFORMANCE REDUCTION BY 10% DUE TO ABSOLUTE ENCODER; SHAFT WITH FITTED KEY, TOLERANCE N, WITHOUT HOLDING BRAKE; DEGREE OF PROTECTION IP64; PAINT FINISH RAL7016 | 2740 | TEM | 1 | MC | 10.003 | 1
1FK70805AF711EA5 | SIMOTICS S SYNCHRONOUS SERVOMOTORS 1FK7 COMPACT 8 NM, 100 K, 3000 RPM, 2,14KW NATURAL AIR COOLING, IM B5 (IM V1, IM V3) POWER/SIGNAL CONNECTORS CONN. CAN BE ROTATED BY 270 DEGR., ABSOLUTE ENCODER ENDAT 2048 P/REV (ENCODER A-2048); PERFORMANCE REDUCTION BY 10% DUE TO ABSOLUTE ENCODER; SHAFT WITH FITTED KEY, TOLERANCE N, WITHOUT HOLDING BRAKE; DEGREE OF PROTECTION IP65 AS FLANGE IP67; PAINT FINISH RAL7016 | 2841 | TEM | 1 | MC | 10.003 | 1
1FK70805AF711EA8 | SIMOTICS S SYNCHRONOUS SERVOMOTORS 1FK7 COMPACT 8 NM, 100 K, 3000 RPM, 2,14KW NATURAL AIR COOLING, IM B5 (IM V1, IM V3) POWER/SIGNAL CONNECTORS CONN. CAN BE ROTATED BY 270 DEGR., ABSOLUTE ENCODER ENDAT 2048 P/REV (ENCODER A-2048); PERFORMANCE REDUCTION BY 10% DUE TO ABSOLUTE ENCODER; SHAFT WITH FITTED KEY, TOLERANCE N, WITHOUT HOLDING BRAKE; DEGREE OF PROTECTION IP65 IP67 D-END FLANGE; RAL7016 COATING; METALLIC RATING PLATE AT MOTOR | 2950 | TEM | 1 | MC | 10.003 | 1
1FK70805AF711EB0 | SIMOTICS S SYNCHRONOUS SERVOMOTORS 1FK7 COMPACT 8 NM, 100 K, 3000 RPM, 2,14KW NATURAL AIR COOLING, IM B5 (IM V1, IM V3) POWER/SIGNAL CONNECTORS CONN. CAN BE ROTATED BY 270 DEGR., ABSOLUTE ENCODER ENDAT 2048 P/REV (ENCODER A-2048); PERFORMANCE REDUCTION BY 10% DUE TO ABSOLUTE ENCODER; SHAFT WITH FITTED KEY, TOLERANCE N, WITH HOLDING BRAKE; DEGREE OF PROTECTION IP64 | 3070 | TEM | 1 | MC | 12.502 | 1
1FK70805AF711EB2 | SIMOTICS S SYNCHRONOUS SERVOMOTORS 1FK7 COMPACT 8 NM, 100 K, 3000 RPM, 2,14KW NATURAL AIR COOLING, IM B5 (IM V1, IM V3) POWER/SIGNAL CONNECTORS CONN. CAN BE ROTATED BY 270 DEGR., ABSOLUTE ENCODER ENDAT 2048 P/REV (ENCODER A-2048); PERFORMANCE REDUCTION BY 10% DUE TO ABSOLUTE ENCODER; SHAFT WITH FITTED KEY, TOLERANCE N, WITH HOLDING BRAKE; DEGREE OF PROTECTION IP65 FLANGE ON DRIVE END IP67 | 3171 | TEM | 1 | MC | 12.502 | 1
1FK70805AF711EB3 | SIMOTICS S SYNCHRONOUS SERVOMOTORS 1FK7 COMPACT 8 NM, 100 K, 3000 RPM, 2,14KW NATURAL AIR COOLING, IM B5 (IM V1, IM V3) POWER/SIGNAL CONNECTORS CONN. CAN BE ROTATED BY 270 DEGR., ABSOLUTE ENCODER ENDAT 2048 P/REV (ENCODER A-2048); PERFORMANCE REDUCTION BY 10% DUE TO ABSOLUTE ENCODER; SHAFT WITH FITTED KEY, TOLERANCE N, WITH HOLDING BRAKE; DEGREE OF PROTECTION IP64; PAINT FINISH RAL7016 | 3119 | TEM | 1 | MC | 12.502 | 1
1FK70805AF711EB5 | SIMOTICS S SYNCHRONOUS SERVOMOTORS 1FK7 COMPACT 8 NM, 100 K, 3000 RPM, 2,14KW NATURAL AIR COOLING, IM B5 (IM V1, IM V3) POWER/SIGNAL CONNECTORS CONN. CAN BE ROTATED BY 270 DEGR., ABSOLUTE ENCODER ENDAT 2048 P/REV (ENCODER A-2048); PERFORMANCE REDUCTION BY 10% DUE TO ABSOLUTE ENCODER; SHAFT WITH FITTED KEY, TOLERANCE N, WITH HOLDING BRAKE; DEGREE OF PROTECTION IP65 AS FLANGE IP67; PAINT FINISH RAL7016 | 3221 | TEM | 1 | MC | 12.502 | 1
1FK70805AF711EB8 | SIMOTICS S SYNCHRONOUS SERVOMOTORS 1FK7 COMPACT 8 NM, 100 K, 3000 RPM, 2,14KW NATURAL AIR COOLING, IM B5 (IM V1, IM V3) POWER/SIGNAL CONNECTORS CONN. CAN BE ROTATED BY 270 DEGR., ABSOLUTE ENCODER ENDAT 2048 P/REV (ENCODER A-2048); PERFORMANCE REDUCTION BY 10% DUE TO ABSOLUTE ENCODER; SHAFT WITH FITTED KEY, TOLERANCE N, WITH HOLDING BRAKE; DEGREE OF PROTECTION IP65 IP67 D-END FLANGE; RAL7016 COATING; METALLIC RATING PLATE AT MOTOR | 3329 | TEM | 1 | MC | 12.502 | 1
1FK70805AF711EG0 | SIMOTICS S SYNCHRONOUS SERVOMOTORS 1FK7 COMPACT 8 NM, 100 K, 3000 RPM, 2,14KW NATURAL AIR COOLING, IM B5 (IM V1, IM V3) POWER/SIGNAL CONNECTORS CONN. CAN BE ROTATED BY 270 DEGR., ABSOLUTE ENCODER ENDAT 2048 P/REV (ENCODER A-2048); PERFORMANCE REDUCTION BY 10% DUE TO ABSOLUTE ENCODER; PLAIN SHAFT, TOLERANCE N WITHOUT HOLDING BRAKE; DEGREE OF PROTECTION IP64 | 2597 | TEM | 1 | MC | 10.003 | 1
1FK70805AF711EG2 | SIMOTICS S SYNCHRONOUS SERVOMOTORS 1FK7 COMPACT 8 NM, 100 K, 3000 RPM, 2,14KW NATURAL AIR COOLING, IM B5 (IM V1, IM V3) POWER/SIGNAL CONNECTORS CONN. CAN BE ROTATED BY 270 DEGR., ABSOLUTE ENCODER ENDAT 2048 P/REV (ENCODER A-2048); PERFORMANCE REDUCTION BY 10% DUE TO ABSOLUTE ENCODER; PLAIN SHAFT, TOLERANCE N WITHOUT HOLDING BRAKE; DEGREE OF PROTECTION IP65 FLANGE ON DRIVE END IP67 | 2698 | TEM | 1 | MC | 10.003 | 1
1FK70805AF711EG3 | SIMOTICS S SYNCHRONOUS SERVOMOTORS 1FK7 COMPACT 8 NM, 100 K, 3000 RPM, 2,14KW NATURAL AIR COOLING, IM B5 (IM V1, IM V3) POWER/SIGNAL CONNECTORS CONN. CAN BE ROTATED BY 270 DEGR., ABSOLUTE ENCODER ENDAT 2048 P/REV (ENCODER A-2048); PERFORMANCE REDUCTION BY 10% DUE TO ABSOLUTE ENCODER; PLAIN SHAFT, TOLERANCE N WITHOUT HOLDING BRAKE; DEGREE OF PROTECTION IP64; PAINT FINISH RAL7016 | 2646 | TEM | 1 | MC | 10.003 | 1
1FK70805AF711EG5 | SIMOTICS S SYNCHRONOUS SERVOMOTORS 1FK7 COMPACT 8 NM, 100 K, 3000 RPM, 2,14KW NATURAL AIR COOLING, IM B5 (IM V1, IM V3) POWER/SIGNAL CONNECTORS CONN. CAN BE ROTATED BY 270 DEGR., ABSOLUTE ENCODER ENDAT 2048 P/REV (ENCODER A-2048); PERFORMANCE REDUCTION BY 10% DUE TO ABSOLUTE ENCODER; PLAIN SHAFT, TOLERANCE N WITHOUT HOLDING BRAKE; DEGREE OF PROTECTION IP65 AS FLANGE IP67; PAINT FINISH RAL7016 | 2747 | TEM | 1 | MC | 10.003 | 1
1FK70805AF711EG8 | SIMOTICS S SYNCHRONOUS SERVOMOTORS 1FK7 COMPACT 8 NM, 100 K, 3000 RPM, 2,14KW NATURAL AIR COOLING, IM B5 (IM V1, IM V3) POWER/SIGNAL CONNECTORS CONN. CAN BE ROTATED BY 270 DEGR., ABSOLUTE ENCODER ENDAT 2048 P/REV (ENCODER A-2048); PERFORMANCE REDUCTION BY 10% DUE TO ABSOLUTE ENCODER; PLAIN SHAFT, TOLERANCE N WITHOUT HOLDING BRAKE; DEGREE OF PROTECTION IP65 IP67 D-END FLANGE; RAL7016 COATING; METALLIC RATING PLATE AT MOTOR | 2856 | TEM | 1 | MC | 10.003 | 1
1FK70805AF711EH0 | SIMOTICS S SYNCHRONOUS SERVOMOTORS 1FK7 COMPACT 8 NM, 100 K, 3000 RPM, 2,14KW NATURAL AIR COOLING, IM B5 (IM V1, IM V3) POWER/SIGNAL CONNECTORS CONN. CAN BE ROTATED BY 270 DEGR., ABSOLUTE ENCODER ENDAT 2048 P/REV (ENCODER A-2048); PERFORMANCE REDUCTION BY 10% DUE TO ABSOLUTE ENCODER; PLAIN SHAFT, TOLERANCE N WITH HOLDING BRAKE; DEGREE OF PROTECTION IP64 | 2976 | TEM | 1 | MC | 12.502 | 1
1FK70805AF711EH2 | SIMOTICS S SYNCHRONOUS SERVOMOTORS 1FK7 COMPACT 8 NM, 100 K, 3000 RPM, 2,14KW NATURAL AIR COOLING, IM B5 (IM V1, IM V3) POWER/SIGNAL CONNECTORS CONN. CAN BE ROTATED BY 270 DEGR., ABSOLUTE ENCODER ENDAT 2048 P/REV (ENCODER A-2048); PERFORMANCE REDUCTION BY 10% DUE TO ABSOLUTE ENCODER; PLAIN SHAFT, TOLERANCE N WITH HOLDING BRAKE; DEGREE OF PROTECTION IP65 FLANGE ON DRIVE END IP67 | 3078 | TEM | 1 | MC | 12.502 | 1
1FK70805AF711EH3 | SIMOTICS S SYNCHRONOUS SERVOMOTORS 1FK7 COMPACT 8 NM, 100 K, 3000 RPM, 2,14KW NATURAL AIR COOLING, IM B5 (IM V1, IM V3) POWER/SIGNAL CONNECTORS CONN. CAN BE ROTATED BY 270 DEGR., ABSOLUTE ENCODER ENDAT 2048 P/REV (ENCODER A-2048); PERFORMANCE REDUCTION BY 10% DUE TO ABSOLUTE ENCODER; PLAIN SHAFT, TOLERANCE N WITH HOLDING BRAKE; DEGREE OF PROTECTION IP64; PAINT FINISH RAL7016 | 3025 | TEM | 1 | MC | 12.502 | 1
1FK70805AF711EH5 | SIMOTICS S SYNCHRONOUS SERVOMOTORS 1FK7 COMPACT 8 NM, 100 K, 3000 RPM, 2,14KW NATURAL AIR COOLING, IM B5 (IM V1, IM V3) POWER/SIGNAL CONNECTORS CONN. CAN BE ROTATED BY 270 DEGR., ABSOLUTE ENCODER ENDAT 2048 P/REV (ENCODER A-2048); PERFORMANCE REDUCTION BY 10% DUE TO ABSOLUTE ENCODER; PLAIN SHAFT, TOLERANCE N WITH HOLDING BRAKE; DEGREE OF PROTECTION IP65 AS FLANGE IP67; PAINT FINISH RAL7016 | 3127 | TEM | 1 | MC | 12.502 | 1
1FK70805AF711EH8 | SIMOTICS S SYNCHRONOUS SERVOMOTORS 1FK7 COMPACT 8 NM, 100 K, 3000 RPM, 2,14KW NATURAL AIR COOLING, IM B5 (IM V1, IM V3) POWER/SIGNAL CONNECTORS CONN. CAN BE ROTATED BY 270 DEGR., ABSOLUTE ENCODER ENDAT 2048 P/REV (ENCODER A-2048); PERFORMANCE REDUCTION BY 10% DUE TO ABSOLUTE ENCODER; PLAIN SHAFT, TOLERANCE N WITH HOLDING BRAKE; DEGREE OF PROTECTION IP65 IP67 D-END FLANGE; RAL7016 COATING; METALLIC RATING PLATE AT MOTOR | 3236 | TEM | 1 | MC | 12.502 | 1
1FK70805AF711FA0 | SIMOTICS S SYNCHRONOUS SERVOMOTORS 1FK7 COMPACT 8 NM, 100 K, 3000 RPM, 2,14KW NATURAL AIR COOLING, IM B5 (IM V1, IM V3) POWER/SIGNAL CONNECTORS CONN. CAN BE ROTATED BY 270 DEGR., ABSOLUTE ENCODER 2048 P/REV (ENCODER A-2048) WITH DRIVE-CLIQ INTERFACE; PERFORMANCE REDUCTION BY 10% DUE TO ABSOLUTE ENCODER; SHAFT WITH FITTED KEY, TOLERANCE N, WITHOUT HOLDING BRAKE; DEGREE OF PROTECTION IP64 | 2950 | TEM | 1 | MC | 10.003 | 1
1FK70805AF711FA2 | SIMOTICS S SYNCHRONOUS SERVOMOTORS 1FK7 COMPACT 8 NM, 100 K, 3000 RPM, 2,14KW NATURAL AIR COOLING, IM B5 (IM V1, IM V3) POWER/SIGNAL CONNECTORS CONN. CAN BE ROTATED BY 270 DEGR., ABSOLUTE ENCODER 2048 P/REV (ENCODER A-2048) WITH DRIVE-CLIQ INTERFACE; PERFORMANCE REDUCTION BY 10% DUE TO ABSOLUTE ENCODER; SHAFT WITH FITTED KEY, TOLERANCE N, WITHOUT HOLDING BRAKE; DEGREE OF PROTECTION IP65 FLANGE ON DRIVE END IP67 | 3051 | TEM | 1 | MC | 10.003 | 1
1FK70805AF711FA3 | SIMOTICS S SYNCHRONOUS SERVOMOTORS 1FK7 COMPACT 8 NM, 100 K, 3000 RPM, 2,14KW NATURAL AIR COOLING, IM B5 (IM V1, IM V3) POWER/SIGNAL CONNECTORS CONN. CAN BE ROTATED BY 270 DEGR., ABSOLUTE ENCODER 2048 P/REV (ENCODER A-2048) WITH DRIVE-CLIQ INTERFACE; PERFORMANCE REDUCTION BY 10% DUE TO ABSOLUTE ENCODER; SHAFT WITH FITTED KEY, TOLERANCE N, WITHOUT HOLDING BRAKE; DEGREE OF PROTECTION IP64; PAINT FINISH RAL7016 | 2999 | TEM | 1 | MC | 10.003 | 1
1FK70805AF711FA5 | SIMOTICS S SYNCHRONOUS SERVOMOTORS 1FK7 COMPACT 8 NM, 100 K, 3000 RPM, 2,14KW NATURAL AIR COOLING, IM B5 (IM V1, IM V3) POWER/SIGNAL CONNECTORS CONN. CAN BE ROTATED BY 270 DEGR., ABSOLUTE ENCODER 2048 P/REV (ENCODER A-2048) WITH DRIVE-CLIQ INTERFACE; PERFORMANCE REDUCTION BY 10% DUE TO ABSOLUTE ENCODER; SHAFT WITH FITTED KEY, TOLERANCE N, WITHOUT HOLDING BRAKE; DEGREE OF PROTECTION IP65 AS FLANGE IP67; PAINT FINISH RAL7016 | 3101 | TEM | 1 | MC | 10.003 | 1
1FK70805AF711FA8 | SIMOTICS S SYNCHRONOUS SERVOMOTORS 1FK7 COMPACT 8 NM, 100 K, 3000 RPM, 2,14KW NATURAL AIR COOLING, IM B5 (IM V1, IM V3) POWER/SIGNAL CONNECTORS CONN. CAN BE ROTATED BY 270 DEGR., ABSOLUTE ENCODER 2048 P/REV (ENCODER A-2048) WITH DRIVE-CLIQ INTERFACE; PERFORMANCE REDUCTION BY 10% DUE TO ABSOLUTE ENCODER; SHAFT WITH FITTED KEY, TOLERANCE N, WITHOUT HOLDING BRAKE; DEGREE OF PROTECTION IP65 IP67 D-END FLANGE; RAL7016 COATING; METALLIC RATING PLATE AT MOTOR | 3209 | TEM | 1 | MC | 10.003 | 1
1FK70805AF711FB0 | SIMOTICS S SYNCHRONOUS SERVOMOTORS 1FK7 COMPACT 8 NM, 100 K, 3000 RPM, 2,14KW NATURAL AIR COOLING, IM B5 (IM V1, IM V3) POWER/SIGNAL CONNECTORS CONN. CAN BE ROTATED BY 270 DEGR., ABSOLUTE ENCODER 2048 P/REV (ENCODER A-2048) WITH DRIVE-CLIQ INTERFACE; PERFORMANCE REDUCTION BY 10% DUE TO ABSOLUTE ENCODER; SHAFT WITH FITTED KEY, TOLERANCE N, WITH HOLDING BRAKE; DEGREE OF PROTECTION IP64 | 3329 | TEM | 1 | MC | 12.502 | 1
1FK70805AF711FB2 | SIMOTICS S SYNCHRONOUS SERVOMOTORS 1FK7 COMPACT 8 NM, 100 K, 3000 RPM, 2,14KW NATURAL AIR COOLING, IM B5 (IM V1, IM V3) POWER/SIGNAL CONNECTORS CONN. CAN BE ROTATED BY 270 DEGR., ABSOLUTE ENCODER 2048 P/REV (ENCODER A-2048) WITH DRIVE-CLIQ INTERFACE; PERFORMANCE REDUCTION BY 10% DUE TO ABSOLUTE ENCODER; SHAFT WITH FITTED KEY, TOLERANCE N, WITH HOLDING BRAKE; DEGREE OF PROTECTION IP65 FLANGE ON DRIVE END IP67 | 3431 | TEM | 1 | MC | 12.502 | 1
1FK70805AF711FB3 | SIMOTICS S SYNCHRONOUS SERVOMOTORS 1FK7 COMPACT 8 NM, 100 K, 3000 RPM, 2,14KW NATURAL AIR COOLING, IM B5 (IM V1, IM V3) POWER/SIGNAL CONNECTORS CONN. CAN BE ROTATED BY 270 DEGR., ABSOLUTE ENCODER 2048 P/REV (ENCODER A-2048) WITH DRIVE-CLIQ INTERFACE; PERFORMANCE REDUCTION BY 10% DUE TO ABSOLUTE ENCODER; SHAFT WITH FITTED KEY, TOLERANCE N, WITH HOLDING BRAKE; DEGREE OF PROTECTION IP64; PAINT FINISH RAL7016 | 3378 | TEM | 1 | MC | 12.502 | 1
1FK70805AF711FB5 | SIMOTICS S SYNCHRONOUS SERVOMOTORS 1FK7 COMPACT 8 NM, 100 K, 3000 RPM, 2,14KW NATURAL AIR COOLING, IM B5 (IM V1, IM V3) POWER/SIGNAL CONNECTORS CONN. CAN BE ROTATED BY 270 DEGR., ABSOLUTE ENCODER 2048 P/REV (ENCODER A-2048) WITH DRIVE-CLIQ INTERFACE; PERFORMANCE REDUCTION BY 10% DUE TO ABSOLUTE ENCODER; SHAFT WITH FITTED KEY, TOLERANCE N, WITH HOLDING BRAKE; DEGREE OF PROTECTION IP65 AS FLANGE IP67; PAINT FINISH RAL7016 | 3480 | TEM | 1 | MC | 12.502 | 1
1FK70805AF711FB8 | SIMOTICS S SYNCHRONOUS SERVOMOTORS 1FK7 COMPACT 8 NM, 100 K, 3000 RPM, 2,14KW NATURAL AIR COOLING, IM B5 (IM V1, IM V3) POWER/SIGNAL CONNECTORS CONN. CAN BE ROTATED BY 270 DEGR., ABSOLUTE ENCODER 2048 P/REV (ENCODER A-2048) WITH DRIVE-CLIQ INTERFACE; PERFORMANCE REDUCTION BY 10% DUE TO ABSOLUTE ENCODER; SHAFT WITH FITTED KEY, TOLERANCE N, WITH HOLDING BRAKE; DEGREE OF PROTECTION IP65 IP67 D-END FLANGE; RAL7016 COATING; METALLIC RATING PLATE AT MOTOR | 3589 | TEM | 1 | MC | 12.502 | 1
1FK70805AF711FG0 | SIMOTICS S SYNCHRONOUS SERVOMOTORS 1FK7 COMPACT 8 NM, 100 K, 3000 RPM, 2,14KW NATURAL AIR COOLING, IM B5 (IM V1, IM V3) POWER/SIGNAL CONNECTORS CONN. CAN BE ROTATED BY 270 DEGR., ABSOLUTE ENCODER 2048 P/REV (ENCODER A-2048) WITH DRIVE-CLIQ INTERFACE; PERFORMANCE REDUCTION BY 10% DUE TO ABSOLUTE ENCODER; PLAIN SHAFT, TOLERANCE N WITHOUT HOLDING BRAKE; DEGREE OF PROTECTION IP64 | 2856 | TEM | 1 | MC | 10.003 | 1
1FK70805AF711FG2 | SIMOTICS S SYNCHRONOUS SERVOMOTORS 1FK7 COMPACT 8 NM, 100 K, 3000 RPM, 2,14KW NATURAL AIR COOLING, IM B5 (IM V1, IM V3) POWER/SIGNAL CONNECTORS CONN. CAN BE ROTATED BY 270 DEGR., ABSOLUTE ENCODER 2048 P/REV (ENCODER A-2048) WITH DRIVE-CLIQ INTERFACE; PERFORMANCE REDUCTION BY 10% DUE TO ABSOLUTE ENCODER; PLAIN SHAFT, TOLERANCE N WITHOUT HOLDING BRAKE; DEGREE OF PROTECTION IP65 FLANGE ON DRIVE END IP67 | 2958 | TEM | 1 | MC | 10.003 | 1
1FK70805AF711FG3 | SIMOTICS S SYNCHRONOUS SERVOMOTORS 1FK7 COMPACT 8 NM, 100 K, 3000 RPM, 2,14KW NATURAL AIR COOLING, IM B5 (IM V1, IM V3) POWER/SIGNAL CONNECTORS CONN. CAN BE ROTATED BY 270 DEGR., ABSOLUTE ENCODER 2048 P/REV (ENCODER A-2048) WITH DRIVE-CLIQ INTERFACE; PERFORMANCE REDUCTION BY 10% DUE TO ABSOLUTE ENCODER; PLAIN SHAFT, TOLERANCE N WITHOUT HOLDING BRAKE; DEGREE OF PROTECTION IP64; PAINT FINISH RAL7016 | 2905 | TEM | 1 | MC | 10.003 | 1
1FK70805AF711FG5 | SIMOTICS S SYNCHRONOUS SERVOMOTORS 1FK7 COMPACT 8 NM, 100 K, 3000 RPM, 2,14KW NATURAL AIR COOLING, IM B5 (IM V1, IM V3) POWER/SIGNAL CONNECTORS CONN. CAN BE ROTATED BY 270 DEGR., ABSOLUTE ENCODER 2048 P/REV (ENCODER A-2048) WITH DRIVE-CLIQ INTERFACE; PERFORMANCE REDUCTION BY 10% DUE TO ABSOLUTE ENCODER; PLAIN SHAFT, TOLERANCE N WITHOUT HOLDING BRAKE; DEGREE OF PROTECTION IP65 AS FLANGE IP67; PAINT FINISH RAL7016 | 3007 | TEM | 1 | MC | 10.003 | 1
1FK70805AF711FG8 | SIMOTICS S SYNCHRONOUS SERVOMOTORS 1FK7 COMPACT 8 NM, 100 K, 3000 RPM, 2,14KW NATURAL AIR COOLING, IM B5 (IM V1, IM V3) POWER/SIGNAL CONNECTORS CONN. CAN BE ROTATED BY 270 DEGR., ABSOLUTE ENCODER 2048 P/REV (ENCODER A-2048) WITH DRIVE-CLIQ INTERFACE; PERFORMANCE REDUCTION BY 10% DUE TO ABSOLUTE ENCODER; PLAIN SHAFT, TOLERANCE N WITHOUT HOLDING BRAKE; DEGREE OF PROTECTION IP65 IP67 D-END FLANGE; RAL7016 COATING; METALLIC RATING PLATE AT MOTOR | 3115 | TEM | 1 | MC | 10.003 | 1
1FK70805AF711FH0 | SIMOTICS S SYNCHRONOUS SERVOMOTORS 1FK7 COMPACT 8 NM, 100 K, 3000 RPM, 2,14KW NATURAL AIR COOLING, IM B5 (IM V1, IM V3) POWER/SIGNAL CONNECTORS CONN. CAN BE ROTATED BY 270 DEGR., ABSOLUTE ENCODER 2048 P/REV (ENCODER A-2048) WITH DRIVE-CLIQ INTERFACE; PERFORMANCE REDUCTION BY 10% DUE TO ABSOLUTE ENCODER; PLAIN SHAFT, TOLERANCE N WITH HOLDING BRAKE; DEGREE OF PROTECTION IP64 | 3236 | TEM | 1 | MC | 12.502 | 1
1FK70805AF711FH2 | SIMOTICS S SYNCHRONOUS SERVOMOTORS 1FK7 COMPACT 8 NM, 100 K, 3000 RPM, 2,14KW NATURAL AIR COOLING, IM B5 (IM V1, IM V3) POWER/SIGNAL CONNECTORS CONN. CAN BE ROTATED BY 270 DEGR., ABSOLUTE ENCODER 2048 P/REV (ENCODER A-2048) WITH DRIVE-CLIQ INTERFACE; PERFORMANCE REDUCTION BY 10% DUE TO ABSOLUTE ENCODER; PLAIN SHAFT, TOLERANCE N WITH HOLDING BRAKE; DEGREE OF PROTECTION IP65 FLANGE ON DRIVE END IP67 | 3337 | TEM | 1 | MC | 12.502 | 1
1FK70805AF711FH3 | SIMOTICS S SYNCHRONOUS SERVOMOTORS 1FK7 COMPACT 8 NM, 100 K, 3000 RPM, 2,14KW NATURAL AIR COOLING, IM B5 (IM V1, IM V3) POWER/SIGNAL CONNECTORS CONN. CAN BE ROTATED BY 270 DEGR., ABSOLUTE ENCODER 2048 P/REV (ENCODER A-2048) WITH DRIVE-CLIQ INTERFACE; PERFORMANCE REDUCTION BY 10% DUE TO ABSOLUTE ENCODER; PLAIN SHAFT, TOLERANCE N WITH HOLDING BRAKE; DEGREE OF PROTECTION IP64; PAINT FINISH RAL7016 | 3285 | TEM | 1 | MC | 12.502 | 1
1FK70805AF711FH5 | SIMOTICS S SYNCHRONOUS SERVOMOTORS 1FK7 COMPACT 8 NM, 100 K, 3000 RPM, 2,14KW NATURAL AIR COOLING, IM B5 (IM V1, IM V3) POWER/SIGNAL CONNECTORS CONN. CAN BE ROTATED BY 270 DEGR., ABSOLUTE ENCODER 2048 P/REV (ENCODER A-2048) WITH DRIVE-CLIQ INTERFACE; PERFORMANCE REDUCTION BY 10% DUE TO ABSOLUTE ENCODER; PLAIN SHAFT, TOLERANCE N WITH HOLDING BRAKE; DEGREE OF PROTECTION IP65 AS FLANGE IP67; PAINT FINISH RAL7016 | 3386 | TEM | 1 | MC | 12.502 | 1
1FK70805AF711FH7 | SIMOTICS S SYNCHRONOUS SERVOMOTOR 1FK7 COMPACT 8 NM, 100 K, 3000 U/MIN, 2,14KW NATURAL COOLING IM B5 (IM V1, IM V3) POWER/SIGNAL CONNECTORS CONNECTOR ROTAT. BY 270 DEG., ABSOLUTE ENCODER 2048 S/R (ENCODER A-2048) WITH DRIVE-CLIQ INTERFACE PERFORMANCE REDUCTION BY 10% DUE TO ABSOLUTE ENCODER PLAIN SHAFT TOLERANCE N WITH HOLDING BRAKE SPECIAL PAINT FINISH CLIMATIC GROUP WORLDWIDE PAINT FINISH RAL 7016; DEGREE OF PROTECTION IP65; | 3653 | TEM | 1 | MC | 10 | 1
1FK70805AF711FH8 | SIMOTICS S SYNCHRONOUS SERVOMOTORS 1FK7 COMPACT 8 NM, 100 K, 3000 RPM, 2,14KW NATURAL AIR COOLING, IM B5 (IM V1, IM V3) POWER/SIGNAL CONNECTORS CONN. CAN BE ROTATED BY 270 DEGR., ABSOLUTE ENCODER 2048 P/REV (ENCODER A-2048) WITH DRIVE-CLIQ INTERFACE; PERFORMANCE REDUCTION BY 10% DUE TO ABSOLUTE ENCODER; PLAIN SHAFT, TOLERANCE N WITH HOLDING BRAKE; DEGREE OF PROTECTION IP65 IP67 D-END FLANGE; RAL7016 COATING; METALLIC RATING PLATE AT MOTOR | 3495 | TEM | 1 | MC | 12.502 | 1
1FK70805AF711GA0 | SIMOTICS S SYNCHRONOUS SERVOMOTORS 1FK7 COMPACT 8 NM, 100 K, 3000 RPM, 2,14KW NATURAL AIR COOLING, IM B5 (IM V1, IM V3) POWER/SIGNAL CONNECTORS CONN. CAN BE ROTATED BY 270 DEGR., BASIC ABSOLUTE ENCODER 32 P/REV (ENCODER A-32); PERFORMANCE REDUCTION BY 10% DUE TO ABSOLUTE ENCODER; SHAFT WITH FITTED KEY, TOLERANCE N, WITHOUT HOLDING BRAKE; DEGREE OF PROTECTION IP64 | 2128 | TEM | 1 | MC | 10.003 | 1
1FK70805AF711GA2 | SIMOTICS S SYNCHRONOUS SERVOMOTORS 1FK7 COMPACT 8 NM, 100 K, 3000 RPM, 2,14KW NATURAL AIR COOLING, IM B5 (IM V1, IM V3) POWER/SIGNAL CONNECTORS CONN. CAN BE ROTATED BY 270 DEGR., BASIC ABSOLUTE ENCODER 32 P/REV (ENCODER A-32); PERFORMANCE REDUCTION BY 10% DUE TO ABSOLUTE ENCODER; SHAFT WITH FITTED KEY, TOLERANCE N, WITHOUT HOLDING BRAKE; DEGREE OF PROTECTION IP65 FLANGE ON DRIVE END IP67 | 2230 | TEM | 1 | MC | 10.003 | 1
1FK70805AF711GA3 | SIMOTICS S SYNCHRONOUS SERVOMOTORS 1FK7 COMPACT 8 NM, 100 K, 3000 RPM, 2,14KW NATURAL AIR COOLING, IM B5 (IM V1, IM V3) POWER/SIGNAL CONNECTORS CONN. CAN BE ROTATED BY 270 DEGR., BASIC ABSOLUTE ENCODER 32 P/REV (ENCODER A-32); PERFORMANCE REDUCTION BY 10% DUE TO ABSOLUTE ENCODER; SHAFT WITH FITTED KEY, TOLERANCE N, WITHOUT HOLDING BRAKE; DEGREE OF PROTECTION IP64; PAINT FINISH RAL7016 | 2178 | TEM | 1 | MC | 10.003 | 1
1FK70805AF711GA5 | SIMOTICS S SYNCHRONOUS SERVOMOTORS 1FK7 COMPACT 8 NM, 100 K, 3000 RPM, 2,14KW NATURAL AIR COOLING, IM B5 (IM V1, IM V3) POWER/SIGNAL CONNECTORS CONN. CAN BE ROTATED BY 270 DEGR., BASIC ABSOLUTE ENCODER 32 P/REV (ENCODER A-32); PERFORMANCE REDUCTION BY 10% DUE TO ABSOLUTE ENCODER; SHAFT WITH FITTED KEY, TOLERANCE N, WITHOUT HOLDING BRAKE; DEGREE OF PROTECTION IP65 AS FLANGE IP67; PAINT FINISH RAL7016 | 2279 | TEM | 1 | MC | 10.003 | 1
1FK70805AF711GA8 | SIMOTICS S SYNCHRONOUS SERVOMOTORS 1FK7 COMPACT 8 NM, 100 K, 3000 RPM, 2,14KW NATURAL AIR COOLING, IM B5 (IM V1, IM V3) POWER/SIGNAL CONNECTORS CONN. CAN BE ROTATED BY 270 DEGR., BASIC ABSOLUTE ENCODER 32 P/REV (ENCODER A-32); PERFORMANCE REDUCTION BY 10% DUE TO ABSOLUTE ENCODER; SHAFT WITH FITTED KEY, TOLERANCE N, WITHOUT HOLDING BRAKE; DEGREE OF PROTECTION IP65 IP67 D-END FLANGE; RAL7016 COATING; METALLIC RATING PLATE AT MOTOR | 2388 | TEM | 1 | MC | 10.003 | 1
1FK70805AF711GB0 | SIMOTICS S SYNCHRONOUS SERVOMOTORS 1FK7 COMPACT 8 NM, 100 K, 3000 RPM, 2,14KW NATURAL AIR COOLING, IM B5 (IM V1, IM V3) POWER/SIGNAL CONNECTORS CONN. CAN BE ROTATED BY 270 DEGR., BASIC ABSOLUTE ENCODER 32 P/REV (ENCODER A-32); PERFORMANCE REDUCTION BY 10% DUE TO ABSOLUTE ENCODER; SHAFT WITH FITTED KEY, TOLERANCE N, WITH HOLDING BRAKE; DEGREE OF PROTECTION IP64 | 2508 | TEM | 1 | MC | 12.502 | 1
1FK70805AF711GB2 | SIMOTICS S SYNCHRONOUS SERVOMOTORS 1FK7 COMPACT 8 NM, 100 K, 3000 RPM, 2,14KW NATURAL AIR COOLING, IM B5 (IM V1, IM V3) POWER/SIGNAL CONNECTORS CONN. CAN BE ROTATED BY 270 DEGR., BASIC ABSOLUTE ENCODER 32 P/REV (ENCODER A-32); PERFORMANCE REDUCTION BY 10% DUE TO ABSOLUTE ENCODER; SHAFT WITH FITTED KEY, TOLERANCE N, WITH HOLDING BRAKE; DEGREE OF PROTECTION IP65 FLANGE ON DRIVE END IP67 | 2609 | TEM | 1 | MC | 12.502 | 1
1FK70805AF711GB3 | SIMOTICS S SYNCHRONOUS SERVOMOTORS 1FK7 COMPACT 8 NM, 100 K, 3000 RPM, 2,14KW NATURAL AIR COOLING, IM B5 (IM V1, IM V3) POWER/SIGNAL CONNECTORS CONN. CAN BE ROTATED BY 270 DEGR., BASIC ABSOLUTE ENCODER 32 P/REV (ENCODER A-32); PERFORMANCE REDUCTION BY 10% DUE TO ABSOLUTE ENCODER; SHAFT WITH FITTED KEY, TOLERANCE N, WITH HOLDING BRAKE; DEGREE OF PROTECTION IP64; PAINT FINISH RAL7016 | 2557 | TEM | 1 | MC | 12.502 | 1
1FK70805AF711GB5 | SIMOTICS S SYNCHRONOUS SERVOMOTORS 1FK7 COMPACT 8 NM, 100 K, 3000 RPM, 2,14KW NATURAL AIR COOLING, IM B5 (IM V1, IM V3) POWER/SIGNAL CONNECTORS CONN. CAN BE ROTATED BY 270 DEGR., BASIC ABSOLUTE ENCODER 32 P/REV (ENCODER A-32); PERFORMANCE REDUCTION BY 10% DUE TO ABSOLUTE ENCODER; SHAFT WITH FITTED KEY, TOLERANCE N, WITH HOLDING BRAKE; DEGREE OF PROTECTION IP65 AS FLANGE IP67; PAINT FINISH RAL7016 | 2659 | TEM | 1 | MC | 12.502 | 1
1FK70805AF711GB8 | SIMOTICS S SYNCHRONOUS SERVOMOTORS 1FK7 COMPACT 8 NM, 100 K, 3000 RPM, 2,14KW NATURAL AIR COOLING, IM B5 (IM V1, IM V3) POWER/SIGNAL CONNECTORS CONN. CAN BE ROTATED BY 270 DEGR., BASIC ABSOLUTE ENCODER 32 P/REV (ENCODER A-32); PERFORMANCE REDUCTION BY 10% DUE TO ABSOLUTE ENCODER; SHAFT WITH FITTED KEY, TOLERANCE N, WITH HOLDING BRAKE; DEGREE OF PROTECTION IP65 IP67 D-END FLANGE; RAL7016 COATING; METALLIC RATING PLATE AT MOTOR | 2767 | TEM | 1 | MC | 12.502 | 1
1FK70805AF711GG0 | SIMOTICS S SYNCHRONOUS SERVOMOTORS 1FK7 COMPACT 8 NM, 100 K, 3000 RPM, 2,14KW NATURAL AIR COOLING, IM B5 (IM V1, IM V3) POWER/SIGNAL CONNECTORS CONN. CAN BE ROTATED BY 270 DEGR., BASIC ABSOLUTE ENCODER 32 P/REV (ENCODER A-32); PERFORMANCE REDUCTION BY 10% DUE TO ABSOLUTE ENCODER; PLAIN SHAFT, TOLERANCE N WITHOUT HOLDING BRAKE; DEGREE OF PROTECTION IP64 | 2035 | TEM | 1 | MC | 10.003 | 1
1FK70805AF711GG2 | SIMOTICS S SYNCHRONOUS SERVOMOTORS 1FK7 COMPACT 8 NM, 100 K, 3000 RPM, 2,14KW NATURAL AIR COOLING, IM B5 (IM V1, IM V3) POWER/SIGNAL CONNECTORS CONN. CAN BE ROTATED BY 270 DEGR., BASIC ABSOLUTE ENCODER 32 P/REV (ENCODER A-32); PERFORMANCE REDUCTION BY 10% DUE TO ABSOLUTE ENCODER; PLAIN SHAFT, TOLERANCE N WITHOUT HOLDING BRAKE; DEGREE OF PROTECTION IP65 FLANGE ON DRIVE END IP67 | 2136 | TEM | 1 | MC | 10.003 | 1
1FK70805AF711GG3 | SIMOTICS S SYNCHRONOUS SERVOMOTORS 1FK7 COMPACT 8 NM, 100 K, 3000 RPM, 2,14KW NATURAL AIR COOLING, IM B5 (IM V1, IM V3) POWER/SIGNAL CONNECTORS CONN. CAN BE ROTATED BY 270 DEGR., BASIC ABSOLUTE ENCODER 32 P/REV (ENCODER A-32); PERFORMANCE REDUCTION BY 10% DUE TO ABSOLUTE ENCODER; PLAIN SHAFT, TOLERANCE N WITHOUT HOLDING BRAKE; DEGREE OF PROTECTION IP64; PAINT FINISH RAL7016 | 2084 | TEM | 1 | MC | 10.003 | 1
1FK70805AF711GG5 | SIMOTICS S SYNCHRONOUS SERVOMOTORS 1FK7 COMPACT 8 NM, 100 K, 3000 RPM, 2,14KW NATURAL AIR COOLING, IM B5 (IM V1, IM V3) POWER/SIGNAL CONNECTORS CONN. CAN BE ROTATED BY 270 DEGR., BASIC ABSOLUTE ENCODER 32 P/REV (ENCODER A-32); PERFORMANCE REDUCTION BY 10% DUE TO ABSOLUTE ENCODER; PLAIN SHAFT, TOLERANCE N WITHOUT HOLDING BRAKE; DEGREE OF PROTECTION IP65 AS FLANGE IP67; PAINT FINISH RAL7016 | 2186 | TEM | 1 | MC | 10.003 | 1
1FK70805AF711GG8 | SIMOTICS S SYNCHRONOUS SERVOMOTORS 1FK7 COMPACT 8 NM, 100 K, 3000 RPM, 2,14KW NATURAL AIR COOLING, IM B5 (IM V1, IM V3) POWER/SIGNAL CONNECTORS CONN. CAN BE ROTATED BY 270 DEGR., BASIC ABSOLUTE ENCODER 32 P/REV (ENCODER A-32); PERFORMANCE REDUCTION BY 10% DUE TO ABSOLUTE ENCODER; PLAIN SHAFT, TOLERANCE N WITHOUT HOLDING BRAKE; DEGREE OF PROTECTION IP65 IP67 D-END FLANGE; RAL7016 COATING; METALLIC RATING PLATE AT MOTOR | 2294 | TEM | 1 | MC | 10.003 | 1
1FK70805AF711GH0 | SIMOTICS S SYNCHRONOUS SERVOMOTORS 1FK7 COMPACT 8 NM, 100 K, 3000 RPM, 2,14KW NATURAL AIR COOLING, IM B5 (IM V1, IM V3) POWER/SIGNAL CONNECTORS CONN. CAN BE ROTATED BY 270 DEGR., BASIC ABSOLUTE ENCODER 32 P/REV (ENCODER A-32); PERFORMANCE REDUCTION BY 10% DUE TO ABSOLUTE ENCODER; PLAIN SHAFT, TOLERANCE N WITH HOLDING BRAKE; DEGREE OF PROTECTION IP64 | 2414 | TEM | 1 | MC | 12.502 | 1
1FK70805AF711GH2 | SIMOTICS S SYNCHRONOUS SERVOMOTORS 1FK7 COMPACT 8 NM, 100 K, 3000 RPM, 2,14KW NATURAL AIR COOLING, IM B5 (IM V1, IM V3) POWER/SIGNAL CONNECTORS CONN. CAN BE ROTATED BY 270 DEGR., BASIC ABSOLUTE ENCODER 32 P/REV (ENCODER A-32); PERFORMANCE REDUCTION BY 10% DUE TO ABSOLUTE ENCODER; PLAIN SHAFT, TOLERANCE N WITH HOLDING BRAKE; DEGREE OF PROTECTION IP65 FLANGE ON DRIVE END IP67 | 2516 | TEM | 1 | MC | 12.502 | 1
1FK70805AF711GH3 | SIMOTICS S SYNCHRONOUS SERVOMOTORS 1FK7 COMPACT 8 NM, 100 K, 3000 RPM, 2,14KW NATURAL AIR COOLING, IM B5 (IM V1, IM V3) POWER/SIGNAL CONNECTORS CONN. CAN BE ROTATED BY 270 DEGR., BASIC ABSOLUTE ENCODER 32 P/REV (ENCODER A-32); PERFORMANCE REDUCTION BY 10% DUE TO ABSOLUTE ENCODER; PLAIN SHAFT, TOLERANCE N WITH HOLDING BRAKE; DEGREE OF PROTECTION IP64; PAINT FINISH RAL7016 | 2463 | TEM | 1 | MC | 12.502 | 1
1FK70805AF711GH5 | SIMOTICS S SYNCHRONOUS SERVOMOTORS 1FK7 COMPACT 8 NM, 100 K, 3000 RPM, 2,14KW NATURAL AIR COOLING, IM B5 (IM V1, IM V3) POWER/SIGNAL CONNECTORS CONN. CAN BE ROTATED BY 270 DEGR., BASIC ABSOLUTE ENCODER 32 P/REV (ENCODER A-32); PERFORMANCE REDUCTION BY 10% DUE TO ABSOLUTE ENCODER; PLAIN SHAFT, TOLERANCE N WITH HOLDING BRAKE; DEGREE OF PROTECTION IP65 AS FLANGE IP67; PAINT FINISH RAL7016 | 2565 | TEM | 1 | MC | 12.502 | 1
1FK70805AF711GH8 | SIMOTICS S SYNCHRONOUS SERVOMOTORS 1FK7 COMPACT 8 NM, 100 K, 3000 RPM, 2,14KW NATURAL AIR COOLING, IM B5 (IM V1, IM V3) POWER/SIGNAL CONNECTORS CONN. CAN BE ROTATED BY 270 DEGR., BASIC ABSOLUTE ENCODER 32 P/REV (ENCODER A-32); PERFORMANCE REDUCTION BY 10% DUE TO ABSOLUTE ENCODER; PLAIN SHAFT, TOLERANCE N WITH HOLDING BRAKE; DEGREE OF PROTECTION IP65 IP67 D-END FLANGE; RAL7016 COATING; METALLIC RATING PLATE AT MOTOR | 2674 | TEM | 1 | MC | 12.502 | 1
1FK70805AF711KA0 | SIMOTICS S SYNCHRONOUS SERVOMOTORS 1FK7 COMPACT 8 NM, 100 K, 3000 RPM, 2,14KW NATURAL AIR COOLING, IM B5 (IM V1, IM V3) POWER/SIGNAL CONNECTORS CONN. CAN BE ROTATED BY 270 DEGR., BASIC ABSOLUTE ENCODER 32 P/REV (ENCODER A-32) WITH DRIVE-CLIQ INTERFACE; PERFORMANCE REDUCTION BY 10% DUE TO ABSOLUTE ENCODER; SHAFT WITH FITTED KEY, TOLERANCE N, WITHOUT HOLDING BRAKE; DEGREE OF PROTECTION IP64 | 2388 | TEM | 1 | MC | 10.003 | 1
1FK70805AF711KA2 | SIMOTICS S SYNCHRONOUS SERVOMOTORS 1FK7 COMPACT 8 NM, 100 K, 3000 RPM, 2,14KW NATURAL AIR COOLING, IM B5 (IM V1, IM V3) POWER/SIGNAL CONNECTORS CONN. CAN BE ROTATED BY 270 DEGR., BASIC ABSOLUTE ENCODER 32 P/REV (ENCODER A-32) WITH DRIVE-CLIQ INTERFACE; PERFORMANCE REDUCTION BY 10% DUE TO ABSOLUTE ENCODER; SHAFT WITH FITTED KEY, TOLERANCE N, WITHOUT HOLDING BRAKE; DEGREE OF PROTECTION IP65 FLANGE ON DRIVE END IP67 | 2489 | TEM | 1 | MC | 10.003 | 1
1FK70805AF711KA3 | SIMOTICS S SYNCHRONOUS SERVOMOTORS 1FK7 COMPACT 8 NM, 100 K, 3000 RPM, 2,14KW NATURAL AIR COOLING, IM B5 (IM V1, IM V3) POWER/SIGNAL CONNECTORS CONN. CAN BE ROTATED BY 270 DEGR., BASIC ABSOLUTE ENCODER 32 P/REV (ENCODER A-32) WITH DRIVE-CLIQ INTERFACE; PERFORMANCE REDUCTION BY 10% DUE TO ABSOLUTE ENCODER; SHAFT WITH FITTED KEY, TOLERANCE N, WITHOUT HOLDING BRAKE; DEGREE OF PROTECTION IP64; PAINT FINISH RAL7016 | 2437 | TEM | 1 | MC | 10.003 | 1
1FK70805AF711KA5 | SIMOTICS S SYNCHRONOUS SERVOMOTORS 1FK7 COMPACT 8 NM, 100 K, 3000 RPM, 2,14KW NATURAL AIR COOLING, IM B5 (IM V1, IM V3) POWER/SIGNAL CONNECTORS CONN. CAN BE ROTATED BY 270 DEGR., BASIC ABSOLUTE ENCODER 32 P/REV (ENCODER A-32) WITH DRIVE-CLIQ INTERFACE; PERFORMANCE REDUCTION BY 10% DUE TO ABSOLUTE ENCODER; SHAFT WITH FITTED KEY, TOLERANCE N, WITHOUT HOLDING BRAKE; DEGREE OF PROTECTION IP65 AS FLANGE IP67; PAINT FINISH RAL7016 | 2539 | TEM | 1 | MC | 10.003 | 1
1FK70805AF711KA8 | SIMOTICS S SYNCHRONOUS SERVOMOTORS 1FK7 COMPACT 8 NM, 100 K, 3000 RPM, 2,14KW NATURAL AIR COOLING, IM B5 (IM V1, IM V3) POWER/SIGNAL CONNECTORS CONN. CAN BE ROTATED BY 270 DEGR., BASIC ABSOLUTE ENCODER 32 P/REV (ENCODER A-32) WITH DRIVE-CLIQ INTERFACE; PERFORMANCE REDUCTION BY 10% DUE TO ABSOLUTE ENCODER; SHAFT WITH FITTED KEY, TOLERANCE N, WITHOUT HOLDING BRAKE; DEGREE OF PROTECTION IP65 IP67 D-END FLANGE; RAL7016 COATING; METALLIC RATING PLATE AT MOTOR | 2647 | TEM | 1 | MC | 10.003 | 1
1FK70805AF711KB0 | SIMOTICS S SYNCHRONOUS SERVOMOTORS 1FK7 COMPACT 8 NM, 100 K, 3000 RPM, 2,14KW NATURAL AIR COOLING, IM B5 (IM V1, IM V3) POWER/SIGNAL CONNECTORS CONN. CAN BE ROTATED BY 270 DEGR., BASIC ABSOLUTE ENCODER 32 P/REV (ENCODER A-32) WITH DRIVE-CLIQ INTERFACE; PERFORMANCE REDUCTION BY 10% DUE TO ABSOLUTE ENCODER; SHAFT WITH FITTED KEY, TOLERANCE N, WITH HOLDING BRAKE; DEGREE OF PROTECTION IP64 | 2767 | TEM | 1 | MC | 12.502 | 1
1FK70805AF711KB2 | SIMOTICS S SYNCHRONOUS SERVOMOTORS 1FK7 COMPACT 8 NM, 100 K, 3000 RPM, 2,14KW NATURAL AIR COOLING, IM B5 (IM V1, IM V3) POWER/SIGNAL CONNECTORS CONN. CAN BE ROTATED BY 270 DEGR., BASIC ABSOLUTE ENCODER 32 P/REV (ENCODER A-32) WITH DRIVE-CLIQ INTERFACE; PERFORMANCE REDUCTION BY 10% DUE TO ABSOLUTE ENCODER; SHAFT WITH FITTED KEY, TOLERANCE N, WITH HOLDING BRAKE; DEGREE OF PROTECTION IP65 FLANGE ON DRIVE END IP67 | 2869 | TEM | 1 | MC | 12.502 | 1
1FK70805AF711KB3 | SIMOTICS S SYNCHRONOUS SERVOMOTORS 1FK7 COMPACT 8 NM, 100 K, 3000 RPM, 2,14KW NATURAL AIR COOLING, IM B5 (IM V1, IM V3) POWER/SIGNAL CONNECTORS CONN. CAN BE ROTATED BY 270 DEGR., BASIC ABSOLUTE ENCODER 32 P/REV (ENCODER A-32) WITH DRIVE-CLIQ INTERFACE; PERFORMANCE REDUCTION BY 10% DUE TO ABSOLUTE ENCODER; SHAFT WITH FITTED KEY, TOLERANCE N, WITH HOLDING BRAKE; DEGREE OF PROTECTION IP64; PAINT FINISH RAL7016 | 2816 | TEM | 1 | MC | 12.502 | 1
1FK70805AF711KB5 | SIMOTICS S SYNCHRONOUS SERVOMOTORS 1FK7 COMPACT 8 NM, 100 K, 3000 RPM, 2,14KW NATURAL AIR COOLING, IM B5 (IM V1, IM V3) POWER/SIGNAL CONNECTORS CONN. CAN BE ROTATED BY 270 DEGR., BASIC ABSOLUTE ENCODER 32 P/REV (ENCODER A-32) WITH DRIVE-CLIQ INTERFACE; PERFORMANCE REDUCTION BY 10% DUE TO ABSOLUTE ENCODER; SHAFT WITH FITTED KEY, TOLERANCE N, WITH HOLDING BRAKE; DEGREE OF PROTECTION IP65 AS FLANGE IP67; PAINT FINISH RAL7016 | 2918 | TEM | 1 | MC | 12.502 | 1
1FK70805AF711KB8 | SIMOTICS S SYNCHRONOUS SERVOMOTORS 1FK7 COMPACT 8 NM, 100 K, 3000 RPM, 2,14KW NATURAL AIR COOLING, IM B5 (IM V1, IM V3) POWER/SIGNAL CONNECTORS CONN. CAN BE ROTATED BY 270 DEGR., BASIC ABSOLUTE ENCODER 32 P/REV (ENCODER A-32) WITH DRIVE-CLIQ INTERFACE; PERFORMANCE REDUCTION BY 10% DUE TO ABSOLUTE ENCODER; SHAFT WITH FITTED KEY, TOLERANCE N, WITH HOLDING BRAKE; DEGREE OF PROTECTION IP65 IP67 D-END FLANGE; RAL7016 COATING; METALLIC RATING PLATE AT MOTOR | 3027 | TEM | 1 | MC | 12.502 | 1
1FK70805AF711KG0 | SIMOTICS S SYNCHRONOUS SERVOMOTORS 1FK7 COMPACT 8 NM, 100 K, 3000 RPM, 2,14KW NATURAL AIR COOLING, IM B5 (IM V1, IM V3) POWER/SIGNAL CONNECTORS CONN. CAN BE ROTATED BY 270 DEGR., BASIC ABSOLUTE ENCODER 32 P/REV (ENCODER A-32) WITH DRIVE-CLIQ INTERFACE; PERFORMANCE REDUCTION BY 10% DUE TO ABSOLUTE ENCODER; PLAIN SHAFT, TOLERANCE N WITHOUT HOLDING BRAKE; DEGREE OF PROTECTION IP64 | 2294 | TEM | 1 | MC | 10.003 | 1
1FK70805AF711KG2 | SIMOTICS S SYNCHRONOUS SERVOMOTORS 1FK7 COMPACT 8 NM, 100 K, 3000 RPM, 2,14KW NATURAL AIR COOLING, IM B5 (IM V1, IM V3) POWER/SIGNAL CONNECTORS CONN. CAN BE ROTATED BY 270 DEGR., BASIC ABSOLUTE ENCODER 32 P/REV (ENCODER A-32) WITH DRIVE-CLIQ INTERFACE; PERFORMANCE REDUCTION BY 10% DUE TO ABSOLUTE ENCODER; PLAIN SHAFT, TOLERANCE N WITHOUT HOLDING BRAKE; DEGREE OF PROTECTION IP65 FLANGE ON DRIVE END IP67 | 2396 | TEM | 1 | MC | 10.003 | 1
1FK70805AF711KG3 | SIMOTICS S SYNCHRONOUS SERVOMOTORS 1FK7 COMPACT 8 NM, 100 K, 3000 RPM, 2,14KW NATURAL AIR COOLING, IM B5 (IM V1, IM V3) POWER/SIGNAL CONNECTORS CONN. CAN BE ROTATED BY 270 DEGR., BASIC ABSOLUTE ENCODER 32 P/REV (ENCODER A-32) WITH DRIVE-CLIQ INTERFACE; PERFORMANCE REDUCTION BY 10% DUE TO ABSOLUTE ENCODER; PLAIN SHAFT, TOLERANCE N WITHOUT HOLDING BRAKE; DEGREE OF PROTECTION IP64; PAINT FINISH RAL7016 | 2343 | TEM | 1 | MC | 10.003 | 1
1FK70805AF711KG5 | SIMOTICS S SYNCHRONOUS SERVOMOTORS 1FK7 COMPACT 8 NM, 100 K, 3000 RPM, 2,14KW NATURAL AIR COOLING, IM B5 (IM V1, IM V3) POWER/SIGNAL CONNECTORS CONN. CAN BE ROTATED BY 270 DEGR., BASIC ABSOLUTE ENCODER 32 P/REV (ENCODER A-32) WITH DRIVE-CLIQ INTERFACE; PERFORMANCE REDUCTION BY 10% DUE TO ABSOLUTE ENCODER; PLAIN SHAFT, TOLERANCE N WITHOUT HOLDING BRAKE; DEGREE OF PROTECTION IP65 AS FLANGE IP67; PAINT FINISH RAL7016 | 2445 | TEM | 1 | MC | 10.003 | 1
1FK70805AF711KG8 | SIMOTICS S SYNCHRONOUS SERVOMOTORS 1FK7 COMPACT 8 NM, 100 K, 3000 RPM, 2,14KW NATURAL AIR COOLING, IM B5 (IM V1, IM V3) POWER/SIGNAL CONNECTORS CONN. CAN BE ROTATED BY 270 DEGR., BASIC ABSOLUTE ENCODER 32 P/REV (ENCODER A-32) WITH DRIVE-CLIQ INTERFACE; PERFORMANCE REDUCTION BY 10% DUE TO ABSOLUTE ENCODER; PLAIN SHAFT, TOLERANCE N WITHOUT HOLDING BRAKE; DEGREE OF PROTECTION IP65 IP67 D-END FLANGE; RAL7016 COATING; METALLIC RATING PLATE AT MOTOR | 2553 | TEM | 1 | MC | 10.003 | 1
1FK70805AF711KH0 | SIMOTICS S SYNCHRONOUS SERVOMOTORS 1FK7 COMPACT 8 NM, 100 K, 3000 RPM, 2,14KW NATURAL AIR COOLING, IM B5 (IM V1, IM V3) POWER/SIGNAL CONNECTORS CONN. CAN BE ROTATED BY 270 DEGR., BASIC ABSOLUTE ENCODER 32 P/REV (ENCODER A-32) WITH DRIVE-CLIQ INTERFACE; PERFORMANCE REDUCTION BY 10% DUE TO ABSOLUTE ENCODER; PLAIN SHAFT, TOLERANCE N WITH HOLDING BRAKE; DEGREE OF PROTECTION IP64 | 2674 | TEM | 1 | MC | 12.502 | 1
1FK70805AF711KH2 | SIMOTICS S SYNCHRONOUS SERVOMOTORS 1FK7 COMPACT 8 NM, 100 K, 3000 RPM, 2,14KW NATURAL AIR COOLING, IM B5 (IM V1, IM V3) POWER/SIGNAL CONNECTORS CONN. CAN BE ROTATED BY 270 DEGR., BASIC ABSOLUTE ENCODER 32 P/REV (ENCODER A-32) WITH DRIVE-CLIQ INTERFACE; PERFORMANCE REDUCTION BY 10% DUE TO ABSOLUTE ENCODER; PLAIN SHAFT, TOLERANCE N WITH HOLDING BRAKE; DEGREE OF PROTECTION IP65 FLANGE ON DRIVE END IP67 | 2775 | TEM | 1 | MC | 12.502 | 1
1FK70805AF711KH3 | SIMOTICS S SYNCHRONOUS SERVOMOTORS 1FK7 COMPACT 8 NM, 100 K, 3000 RPM, 2,14KW NATURAL AIR COOLING, IM B5 (IM V1, IM V3) POWER/SIGNAL CONNECTORS CONN. CAN BE ROTATED BY 270 DEGR., BASIC ABSOLUTE ENCODER 32 P/REV (ENCODER A-32) WITH DRIVE-CLIQ INTERFACE; PERFORMANCE REDUCTION BY 10% DUE TO ABSOLUTE ENCODER; PLAIN SHAFT, TOLERANCE N WITH HOLDING BRAKE; DEGREE OF PROTECTION IP64; PAINT FINISH RAL7016 | 2723 | TEM | 1 | MC | 12.502 | 1
1FK70805AF711KH5 | SIMOTICS S SYNCHRONOUS SERVOMOTORS 1FK7 COMPACT 8 NM, 100 K, 3000 RPM, 2,14KW NATURAL AIR COOLING, IM B5 (IM V1, IM V3) POWER/SIGNAL CONNECTORS CONN. CAN BE ROTATED BY 270 DEGR., BASIC ABSOLUTE ENCODER 32 P/REV (ENCODER A-32) WITH DRIVE-CLIQ INTERFACE; PERFORMANCE REDUCTION BY 10% DUE TO ABSOLUTE ENCODER; PLAIN SHAFT, TOLERANCE N WITH HOLDING BRAKE; DEGREE OF PROTECTION IP65 AS FLANGE IP67; PAINT FINISH RAL7016 | 2824 | TEM | 1 | MC | 12.502 | 1
1FK70805AF711KH8 | SIMOTICS S SYNCHRONOUS SERVOMOTORS 1FK7 COMPACT 8 NM, 100 K, 3000 RPM, 2,14KW NATURAL AIR COOLING, IM B5 (IM V1, IM V3) POWER/SIGNAL CONNECTORS CONN. CAN BE ROTATED BY 270 DEGR., BASIC ABSOLUTE ENCODER 32 P/REV (ENCODER A-32) WITH DRIVE-CLIQ INTERFACE; PERFORMANCE REDUCTION BY 10% DUE TO ABSOLUTE ENCODER; PLAIN SHAFT, TOLERANCE N WITH HOLDING BRAKE; DEGREE OF PROTECTION IP65 IP67 D-END FLANGE; RAL7016 COATING; METALLIC RATING PLATE AT MOTOR | 2933 | TEM | 1 | MC | 12.502 | 1
1FK70805AF711KU5 | SIMOTICS S SYNCHRONOUS SERVO GEARMOTOR 1FK7 COMPACT, 2,15KW NATURAL COOLING, POWER/ SIGNAL CONNECTOR CONNECTOR CAN BE ROTATED BY 270 DEGR. MOTOR WITHOUT HOLDING BRAKE, GEAR DIRECT MOUNTING BASIC ABSOLUTE ENCODER 32 P/REV (ENCODER A-32) WITH DRIVE-CLIQ INTERFACE; PERFORMANCE REDUCTION BY 10% DUE TO ABSOLUTE ENCODER; RADIAL SHAFT SEAL, DEGREE OF PROTECTION IP65, PAINT FINISH RAL 7016 | 2378 | TEM | 1 | MC | 10.1 | 1
1FK70805AF711PA0 | SIMOTICS S SYNCHRONOUS SERVOMOTORS 1FK7 COMPACT 8 NM, 100 K, 3000 RPM, 2,14KW NATURAL AIR COOLING, IM B5 (IM V1, IM V3) POWER/SIGNAL CONNECTORS CONN. CAN BE ROTATED BY 270 DEGR., RESOLVER 2-POLE (RESOLVER P=1) WITH DRIVE-CLIQ INTERFACE; SHAFT WITH FITTED KEY, TOLERANCE N, WITHOUT HOLDING BRAKE; DEGREE OF PROTECTION IP64 | 1912 | TEM | 1 | MC | 10.003 | 1
1FK70805AF711PA2 | SIMOTICS S SYNCHRONOUS SERVOMOTORS 1FK7 COMPACT 8 NM, 100 K, 3000 RPM, 2,14KW NATURAL AIR COOLING, IM B5 (IM V1, IM V3) POWER/SIGNAL CONNECTORS CONN. CAN BE ROTATED BY 270 DEGR., RESOLVER 2-POLE (RESOLVER P=1) WITH DRIVE-CLIQ INTERFACE; SHAFT WITH FITTED KEY, TOLERANCE N, WITHOUT HOLDING BRAKE; DEGREE OF PROTECTION IP65 FLANGE ON DRIVE END IP67 | 2014 | TEM | 1 | MC | 10.003 | 1
1FK70805AF711PA3 | SIMOTICS S SYNCHRONOUS SERVOMOTORS 1FK7 COMPACT 8 NM, 100 K, 3000 RPM, 2,14KW NATURAL AIR COOLING, IM B5 (IM V1, IM V3) POWER/SIGNAL CONNECTORS CONN. CAN BE ROTATED BY 270 DEGR., RESOLVER 2-POLE (RESOLVER P=1) WITH DRIVE-CLIQ INTERFACE; SHAFT WITH FITTED KEY, TOLERANCE N, WITHOUT HOLDING BRAKE; DEGREE OF PROTECTION IP64; PAINT FINISH RAL7016 | 1961 | TEM | 1 | MC | 10.003 | 1
1FK70805AF711PA5 | SIMOTICS S SYNCHRONOUS SERVOMOTORS 1FK7 COMPACT 8 NM, 100 K, 3000 RPM, 2,14KW NATURAL AIR COOLING, IM B5 (IM V1, IM V3) POWER/SIGNAL CONNECTORS CONN. CAN BE ROTATED BY 270 DEGR., RESOLVER 2-POLE (RESOLVER P=1) WITH DRIVE-CLIQ INTERFACE; SHAFT WITH FITTED KEY, TOLERANCE N, WITHOUT HOLDING BRAKE; DEGREE OF PROTECTION IP65 AS FLANGE IP67; PAINT FINISH RAL7016 | 2063 | TEM | 1 | MC | 10.003 | 1
1FK70805AF711PA8 | SIMOTICS S SYNCHRONOUS SERVOMOTORS 1FK7 COMPACT 8 NM, 100 K, 3000 RPM, 2,14KW NATURAL AIR COOLING, IM B5 (IM V1, IM V3) POWER/SIGNAL CONNECTORS CONN. CAN BE ROTATED BY 270 DEGR., RESOLVER 2-POLE (RESOLVER P=1) WITH DRIVE-CLIQ INTERFACE; SHAFT WITH FITTED KEY, TOLERANCE N, WITHOUT HOLDING BRAKE; DEGREE OF PROTECTION IP65 IP67 D-END FLANGE; RAL7016 COATING; METALLIC RATING PLATE AT MOTOR | 2172 | TEM | 1 | MC | 10.003 | 1
1FK70805AF711PB0 | SIMOTICS S SYNCHRONOUS SERVOMOTORS 1FK7 COMPACT 8 NM, 100 K, 3000 RPM, 2,14KW NATURAL AIR COOLING, IM B5 (IM V1, IM V3) POWER/SIGNAL CONNECTORS CONN. CAN BE ROTATED BY 270 DEGR., RESOLVER 2-POLE (RESOLVER P=1) WITH DRIVE-CLIQ INTERFACE; SHAFT WITH FITTED KEY, TOLERANCE N, WITH HOLDING BRAKE; DEGREE OF PROTECTION IP64 | 2292 | TEM | 1 | MC | 12.502 | 1
1FK70805AF711PB2 | SIMOTICS S SYNCHRONOUS SERVOMOTORS 1FK7 COMPACT 8 NM, 100 K, 3000 RPM, 2,14KW NATURAL AIR COOLING, IM B5 (IM V1, IM V3) POWER/SIGNAL CONNECTORS CONN. CAN BE ROTATED BY 270 DEGR., RESOLVER 2-POLE (RESOLVER P=1) WITH DRIVE-CLIQ INTERFACE; SHAFT WITH FITTED KEY, TOLERANCE N, WITH HOLDING BRAKE; DEGREE OF PROTECTION IP65 FLANGE ON DRIVE END IP67 | 2393 | TEM | 1 | MC | 12.502 | 1
1FK70805AF711PB3 | SIMOTICS S SYNCHRONOUS SERVOMOTORS 1FK7 COMPACT 8 NM, 100 K, 3000 RPM, 2,14KW NATURAL AIR COOLING, IM B5 (IM V1, IM V3) POWER/SIGNAL CONNECTORS CONN. CAN BE ROTATED BY 270 DEGR., RESOLVER 2-POLE (RESOLVER P=1) WITH DRIVE-CLIQ INTERFACE; SHAFT WITH FITTED KEY, TOLERANCE N, WITH HOLDING BRAKE; DEGREE OF PROTECTION IP64; PAINT FINISH RAL7016 | 2341 | TEM | 1 | MC | 12.502 | 1
1FK70805AF711PB5 | SIMOTICS S SYNCHRONOUS SERVOMOTORS 1FK7 COMPACT 8 NM, 100 K, 3000 RPM, 2,14KW NATURAL AIR COOLING, IM B5 (IM V1, IM V3) POWER/SIGNAL CONNECTORS CONN. CAN BE ROTATED BY 270 DEGR., RESOLVER 2-POLE (RESOLVER P=1) WITH DRIVE-CLIQ INTERFACE; SHAFT WITH FITTED KEY, TOLERANCE N, WITH HOLDING BRAKE; DEGREE OF PROTECTION IP65 AS FLANGE IP67; PAINT FINISH RAL7016 | 2442 | TEM | 1 | MC | 12.502 | 1
1FK70805AF711PB8 | SIMOTICS S SYNCHRONOUS SERVOMOTORS 1FK7 COMPACT 8 NM, 100 K, 3000 RPM, 2,14KW NATURAL AIR COOLING, IM B5 (IM V1, IM V3) POWER/SIGNAL CONNECTORS CONN. CAN BE ROTATED BY 270 DEGR., RESOLVER 2-POLE (RESOLVER P=1) WITH DRIVE-CLIQ INTERFACE; SHAFT WITH FITTED KEY, TOLERANCE N, WITH HOLDING BRAKE; DEGREE OF PROTECTION IP65 IP67 D-END FLANGE; RAL7016 COATING; METALLIC RATING PLATE AT MOTOR | 2551 | TEM | 1 | MC | 12.502 | 1
1FK70805AF711PG0 | SIMOTICS S SYNCHRONOUS SERVOMOTORS 1FK7 COMPACT 8 NM, 100 K, 3000 RPM, 2,14KW NATURAL AIR COOLING, IM B5 (IM V1, IM V3) POWER/SIGNAL CONNECTORS CONN. CAN BE ROTATED BY 270 DEGR., RESOLVER 2-POLE (RESOLVER P=1) WITH DRIVE-CLIQ INTERFACE; PLAIN SHAFT, TOLERANCE N WITHOUT HOLDING BRAKE; DEGREE OF PROTECTION IP64 | 1819 | TEM | 1 | MC | 10.003 | 1
1FK70805AF711PG2 | SIMOTICS S SYNCHRONOUS SERVOMOTORS 1FK7 COMPACT 8 NM, 100 K, 3000 RPM, 2,14KW NATURAL AIR COOLING, IM B5 (IM V1, IM V3) POWER/SIGNAL CONNECTORS CONN. CAN BE ROTATED BY 270 DEGR., RESOLVER 2-POLE (RESOLVER P=1) WITH DRIVE-CLIQ INTERFACE; PLAIN SHAFT, TOLERANCE N WITHOUT HOLDING BRAKE; DEGREE OF PROTECTION IP65 FLANGE ON DRIVE END IP67 | 1920 | TEM | 1 | MC | 10.003 | 1
1FK70805AF711PG3 | SIMOTICS S SYNCHRONOUS SERVOMOTORS 1FK7 COMPACT 8 NM, 100 K, 3000 RPM, 2,14KW NATURAL AIR COOLING, IM B5 (IM V1, IM V3) POWER/SIGNAL CONNECTORS CONN. CAN BE ROTATED BY 270 DEGR., RESOLVER 2-POLE (RESOLVER P=1) WITH DRIVE-CLIQ INTERFACE; PLAIN SHAFT, TOLERANCE N WITHOUT HOLDING BRAKE; DEGREE OF PROTECTION IP64; PAINT FINISH RAL7016 | 1868 | TEM | 1 | MC | 10.003 | 1
1FK70805AF711PG5 | SIMOTICS S SYNCHRONOUS SERVOMOTORS 1FK7 COMPACT 8 NM, 100 K, 3000 RPM, 2,14KW NATURAL AIR COOLING, IM B5 (IM V1, IM V3) POWER/SIGNAL CONNECTORS CONN. CAN BE ROTATED BY 270 DEGR., RESOLVER 2-POLE (RESOLVER P=1) WITH DRIVE-CLIQ INTERFACE; PLAIN SHAFT, TOLERANCE N WITHOUT HOLDING BRAKE; DEGREE OF PROTECTION IP65 AS FLANGE IP67; PAINT FINISH RAL7016 | 1969 | TEM | 1 | MC | 10.003 | 1
1FK70805AF711PG8 | SIMOTICS S SYNCHRONOUS SERVOMOTORS 1FK7 COMPACT 8 NM, 100 K, 3000 RPM, 2,14KW NATURAL AIR COOLING, IM B5 (IM V1, IM V3) POWER/SIGNAL CONNECTORS CONN. CAN BE ROTATED BY 270 DEGR., RESOLVER 2-POLE (RESOLVER P=1) WITH DRIVE-CLIQ INTERFACE; PLAIN SHAFT, TOLERANCE N WITHOUT HOLDING BRAKE; DEGREE OF PROTECTION IP65 IP67 D-END FLANGE; RAL7016 COATING; METALLIC RATING PLATE AT MOTOR | 2078 | TEM | 1 | MC | 10.003 | 1
1FK70805AF711PH0 | SIMOTICS S SYNCHRONOUS SERVOMOTORS 1FK7 COMPACT 8 NM, 100 K, 3000 RPM, 2,14KW NATURAL AIR COOLING, IM B5 (IM V1, IM V3) POWER/SIGNAL CONNECTORS CONN. CAN BE ROTATED BY 270 DEGR., RESOLVER 2-POLE (RESOLVER P=1) WITH DRIVE-CLIQ INTERFACE; PLAIN SHAFT, TOLERANCE N WITH HOLDING BRAKE; DEGREE OF PROTECTION IP64 | 2198 | TEM | 1 | MC | 12.502 | 1
1FK70805AF711PH2 | SIMOTICS S SYNCHRONOUS SERVOMOTORS 1FK7 COMPACT 8 NM, 100 K, 3000 RPM, 2,14KW NATURAL AIR COOLING, IM B5 (IM V1, IM V3) POWER/SIGNAL CONNECTORS CONN. CAN BE ROTATED BY 270 DEGR., RESOLVER 2-POLE (RESOLVER P=1) WITH DRIVE-CLIQ INTERFACE; PLAIN SHAFT, TOLERANCE N WITH HOLDING BRAKE; DEGREE OF PROTECTION IP65 FLANGE ON DRIVE END IP67 | 2300 | TEM | 1 | MC | 12.502 | 1
1FK70805AF711PH3 | SIMOTICS S SYNCHRONOUS SERVOMOTORS 1FK7 COMPACT 8 NM, 100 K, 3000 RPM, 2,14KW NATURAL AIR COOLING, IM B5 (IM V1, IM V3) POWER/SIGNAL CONNECTORS CONN. CAN BE ROTATED BY 270 DEGR., RESOLVER 2-POLE (RESOLVER P=1) WITH DRIVE-CLIQ INTERFACE; PLAIN SHAFT, TOLERANCE N WITH HOLDING BRAKE; DEGREE OF PROTECTION IP64; PAINT FINISH RAL7016 | 2247 | TEM | 1 | MC | 12.502 | 1
1FK70805AF711PH5 | SIMOTICS S SYNCHRONOUS SERVOMOTORS 1FK7 COMPACT 8 NM, 100 K, 3000 RPM, 2,14KW NATURAL AIR COOLING, IM B5 (IM V1, IM V3) POWER/SIGNAL CONNECTORS CONN. CAN BE ROTATED BY 270 DEGR., RESOLVER 2-POLE (RESOLVER P=1) WITH DRIVE-CLIQ INTERFACE; PLAIN SHAFT, TOLERANCE N WITH HOLDING BRAKE; DEGREE OF PROTECTION IP65 AS FLANGE IP67; PAINT FINISH RAL7016 | 2349 | TEM | 1 | MC | 12.502 | 1
1FK70805AF711PH8 | SIMOTICS S SYNCHRONOUS SERVOMOTORS 1FK7 COMPACT 8 NM, 100 K, 3000 RPM, 2,14KW NATURAL AIR COOLING, IM B5 (IM V1, IM V3) POWER/SIGNAL CONNECTORS CONN. CAN BE ROTATED BY 270 DEGR., RESOLVER 2-POLE (RESOLVER P=1) WITH DRIVE-CLIQ INTERFACE; PLAIN SHAFT, TOLERANCE N WITH HOLDING BRAKE; DEGREE OF PROTECTION IP65 IP67 D-END FLANGE; RAL7016 COATING; METALLIC RATING PLATE AT MOTOR | 2457 | TEM | 1 | MC | 12.502 | 1
1FK70805AF711SA0 | SIMOTICS S SYNCHRONOUS SERVOMOTORS 1FK7 COMPACT 8 NM, 100 K, 3000 RPM, 2,14KW NATURAL AIR COOLING, IM B5 (IM V1, IM V3) POWER/SIGNAL CONNECTORS CONN. CAN BE ROTATED BY 270 DEGR., RESOLVER MULTI-POLE (RESOLVER P=4); SHAFT WITH FITTED KEY, TOLERANCE N, WITHOUT HOLDING BRAKE; DEGREE OF PROTECTION IP64 | 1650 | TEM | 1 | MC | 10.003 | 1
1FK70805AF711SA2 | SIMOTICS S SYNCHRONOUS SERVOMOTORS 1FK7 COMPACT 8 NM, 100 K, 3000 RPM, 2,14KW NATURAL AIR COOLING, IM B5 (IM V1, IM V3) POWER/SIGNAL CONNECTORS CONN. CAN BE ROTATED BY 270 DEGR., RESOLVER MULTI-POLE (RESOLVER P=4); SHAFT WITH FITTED KEY, TOLERANCE N, WITHOUT HOLDING BRAKE; DEGREE OF PROTECTION IP65 FLANGE ON DRIVE END IP67 | 1752 | TEM | 1 | MC | 10.003 | 1
1FK70805AF711SA3 | SIMOTICS S SYNCHRONOUS SERVOMOTORS 1FK7 COMPACT 8 NM, 100 K, 3000 RPM, 2,14KW NATURAL AIR COOLING, IM B5 (IM V1, IM V3) POWER/SIGNAL CONNECTORS CONN. CAN BE ROTATED BY 270 DEGR., RESOLVER MULTI-POLE (RESOLVER P=4); SHAFT WITH FITTED KEY, TOLERANCE N, WITHOUT HOLDING BRAKE; DEGREE OF PROTECTION IP64; PAINT FINISH RAL7016 | 1700 | TEM | 1 | MC | 10.003 | 1
1FK70805AF711SA5 | SIMOTICS S SYNCHRONOUS SERVOMOTORS 1FK7 COMPACT 8 NM, 100 K, 3000 RPM, 2,14KW NATURAL AIR COOLING, IM B5 (IM V1, IM V3) POWER/SIGNAL CONNECTORS CONN. CAN BE ROTATED BY 270 DEGR., RESOLVER MULTI-POLE (RESOLVER P=4); SHAFT WITH FITTED KEY, TOLERANCE N, WITHOUT HOLDING BRAKE; DEGREE OF PROTECTION IP65 AS FLANGE IP67; PAINT FINISH RAL7016 | 1801 | TEM | 1 | MC | 10.003 | 1
1FK70805AF711SA8 | SIMOTICS S SYNCHRONOUS SERVOMOTORS 1FK7 COMPACT 8 NM, 100 K, 3000 RPM, 2,14KW NATURAL AIR COOLING, IM B5 (IM V1, IM V3) POWER/SIGNAL CONNECTORS CONN. CAN BE ROTATED BY 270 DEGR., RESOLVER MULTI-POLE (RESOLVER P=4); SHAFT WITH FITTED KEY, TOLERANCE N, WITHOUT HOLDING BRAKE; DEGREE OF PROTECTION IP65 IP67 D-END FLANGE; RAL7016 COATING; METALLIC RATING PLATE AT MOTOR | 1910 | TEM | 1 | MC | 10.003 | 1
1FK70805AF711SB0 | SIMOTICS S SYNCHRONOUS SERVOMOTORS 1FK7 COMPACT 8 NM, 100 K, 3000 RPM, 2,14KW NATURAL AIR COOLING, IM B5 (IM V1, IM V3) POWER/SIGNAL CONNECTORS CONN. CAN BE ROTATED BY 270 DEGR., RESOLVER MULTI-POLE (RESOLVER P=4); SHAFT WITH FITTED KEY, TOLERANCE N, WITH HOLDING BRAKE; DEGREE OF PROTECTION IP64 | 2030 | TEM | 1 | MC | 12.502 | 1
1FK70805AF711SB2 | SIMOTICS S SYNCHRONOUS SERVOMOTORS 1FK7 COMPACT 8 NM, 100 K, 3000 RPM, 2,14KW NATURAL AIR COOLING, IM B5 (IM V1, IM V3) POWER/SIGNAL CONNECTORS CONN. CAN BE ROTATED BY 270 DEGR., RESOLVER MULTI-POLE (RESOLVER P=4); SHAFT WITH FITTED KEY, TOLERANCE N, WITH HOLDING BRAKE; DEGREE OF PROTECTION IP65 FLANGE ON DRIVE END IP67 | 2131 | TEM | 1 | MC | 12.502 | 1
1FK70805AF711SB3 | SIMOTICS S SYNCHRONOUS SERVOMOTORS 1FK7 COMPACT 8 NM, 100 K, 3000 RPM, 2,14KW NATURAL AIR COOLING, IM B5 (IM V1, IM V3) POWER/SIGNAL CONNECTORS CONN. CAN BE ROTATED BY 270 DEGR., RESOLVER MULTI-POLE (RESOLVER P=4); SHAFT WITH FITTED KEY, TOLERANCE N, WITH HOLDING BRAKE; DEGREE OF PROTECTION IP64; PAINT FINISH RAL7016 | 2079 | TEM | 1 | MC | 12.502 | 1
1FK70805AF711SB5 | SIMOTICS S SYNCHRONOUS SERVOMOTORS 1FK7 COMPACT 8 NM, 100 K, 3000 RPM, 2,14KW NATURAL AIR COOLING, IM B5 (IM V1, IM V3) POWER/SIGNAL CONNECTORS CONN. CAN BE ROTATED BY 270 DEGR., RESOLVER MULTI-POLE (RESOLVER P=4); SHAFT WITH FITTED KEY, TOLERANCE N, WITH HOLDING BRAKE; DEGREE OF PROTECTION IP65 AS FLANGE IP67; PAINT FINISH RAL7016 | 2181 | TEM | 1 | MC | 12.502 | 1
1FK70805AF711SB8 | SIMOTICS S SYNCHRONOUS SERVOMOTORS 1FK7 COMPACT 8 NM, 100 K, 3000 RPM, 2,14KW NATURAL AIR COOLING, IM B5 (IM V1, IM V3) POWER/SIGNAL CONNECTORS CONN. CAN BE ROTATED BY 270 DEGR., RESOLVER MULTI-POLE (RESOLVER P=4); SHAFT WITH FITTED KEY, TOLERANCE N, WITH HOLDING BRAKE; DEGREE OF PROTECTION IP65 IP67 D-END FLANGE; RAL7016 COATING; METALLIC RATING PLATE AT MOTOR | 2289 | TEM | 1 | MC | 12.502 | 1
1FK70805AF711SG0 | SIMOTICS S SYNCHRONOUS SERVOMOTORS 1FK7 COMPACT 8 NM, 100 K, 3000 RPM, 2,14KW NATURAL AIR COOLING, IM B5 (IM V1, IM V3) POWER/SIGNAL CONNECTORS CONN. CAN BE ROTATED BY 270 DEGR., RESOLVER MULTI-POLE (RESOLVER P=4); PLAIN SHAFT, TOLERANCE N WITHOUT HOLDING BRAKE; DEGREE OF PROTECTION IP64 | 1557 | TEM | 1 | MC | 10.003 | 1
1FK70805AF711SG2 | SIMOTICS S SYNCHRONOUS SERVOMOTORS 1FK7 COMPACT 8 NM, 100 K, 3000 RPM, 2,14KW NATURAL AIR COOLING, IM B5 (IM V1, IM V3) POWER/SIGNAL CONNECTORS CONN. CAN BE ROTATED BY 270 DEGR., RESOLVER MULTI-POLE (RESOLVER P=4); PLAIN SHAFT, TOLERANCE N WITHOUT HOLDING BRAKE; DEGREE OF PROTECTION IP65 FLANGE ON DRIVE END IP67 | 1658 | TEM | 1 | MC | 10.003 | 1
1FK70805AF711SG3 | SIMOTICS S SYNCHRONOUS SERVOMOTORS 1FK7 COMPACT 8 NM, 100 K, 3000 RPM, 2,14KW NATURAL AIR COOLING, IM B5 (IM V1, IM V3) POWER/SIGNAL CONNECTORS CONN. CAN BE ROTATED BY 270 DEGR., RESOLVER MULTI-POLE (RESOLVER P=4); PLAIN SHAFT, TOLERANCE N WITHOUT HOLDING BRAKE; DEGREE OF PROTECTION IP64; PAINT FINISH RAL7016 | 1606 | TEM | 1 | MC | 10.003 | 1
1FK70805AF711SG5 | SIMOTICS S SYNCHRONOUS SERVOMOTORS 1FK7 COMPACT 8 NM, 100 K, 3000 RPM, 2,14KW NATURAL AIR COOLING, IM B5 (IM V1, IM V3) POWER/SIGNAL CONNECTORS CONN. CAN BE ROTATED BY 270 DEGR., RESOLVER MULTI-POLE (RESOLVER P=4); PLAIN SHAFT, TOLERANCE N WITHOUT HOLDING BRAKE; DEGREE OF PROTECTION IP65 AS FLANGE IP67; PAINT FINISH RAL7016 | 1708 | TEM | 1 | MC | 10.003 | 1
1FK70805AF711SG8 | SIMOTICS S SYNCHRONOUS SERVOMOTORS 1FK7 COMPACT 8 NM, 100 K, 3000 RPM, 2,14KW NATURAL AIR COOLING, IM B5 (IM V1, IM V3) POWER/SIGNAL CONNECTORS CONN. CAN BE ROTATED BY 270 DEGR., RESOLVER MULTI-POLE (RESOLVER P=4); PLAIN SHAFT, TOLERANCE N WITHOUT HOLDING BRAKE; DEGREE OF PROTECTION IP65 IP67 D-END FLANGE; RAL7016 COATING; METALLIC RATING PLATE AT MOTOR | 1816 | TEM | 1 | MC | 10.003 | 1
1FK70805AF711SH0 | SIMOTICS S SYNCHRONOUS SERVOMOTORS 1FK7 COMPACT 8 NM, 100 K, 3000 RPM, 2,14KW NATURAL AIR COOLING, IM B5 (IM V1, IM V3) POWER/SIGNAL CONNECTORS CONN. CAN BE ROTATED BY 270 DEGR., RESOLVER MULTI-POLE (RESOLVER P=4); PLAIN SHAFT, TOLERANCE N WITH HOLDING BRAKE; DEGREE OF PROTECTION IP64 | 1936 | TEM | 1 | MC | 12.502 | 1
1FK70805AF711SH2 | SIMOTICS S SYNCHRONOUS SERVOMOTORS 1FK7 COMPACT 8 NM, 100 K, 3000 RPM, 2,14KW NATURAL AIR COOLING, IM B5 (IM V1, IM V3) POWER/SIGNAL CONNECTORS CONN. CAN BE ROTATED BY 270 DEGR., RESOLVER MULTI-POLE (RESOLVER P=4); PLAIN SHAFT, TOLERANCE N WITH HOLDING BRAKE; DEGREE OF PROTECTION IP65 FLANGE ON DRIVE END IP67 | 2038 | TEM | 1 | MC | 12.502 | 1
1FK70805AF711SH3 | SIMOTICS S SYNCHRONOUS SERVOMOTORS 1FK7 COMPACT 8 NM, 100 K, 3000 RPM, 2,14KW NATURAL AIR COOLING, IM B5 (IM V1, IM V3) POWER/SIGNAL CONNECTORS CONN. CAN BE ROTATED BY 270 DEGR., RESOLVER MULTI-POLE (RESOLVER P=4); PLAIN SHAFT, TOLERANCE N WITH HOLDING BRAKE; DEGREE OF PROTECTION IP64; PAINT FINISH RAL7016 | 1985 | TEM | 1 | MC | 12.502 | 1
1FK70805AF711SH5 | SIMOTICS S SYNCHRONOUS SERVOMOTORS 1FK7 COMPACT 8 NM, 100 K, 3000 RPM, 2,14KW NATURAL AIR COOLING, IM B5 (IM V1, IM V3) POWER/SIGNAL CONNECTORS CONN. CAN BE ROTATED BY 270 DEGR., RESOLVER MULTI-POLE (RESOLVER P=4); PLAIN SHAFT, TOLERANCE N WITH HOLDING BRAKE; DEGREE OF PROTECTION IP65 AS FLANGE IP67; PAINT FINISH RAL7016 | 2087 | TEM | 1 | MC | 12.502 | 1
1FK70805AF711SH8 | SIMOTICS S SYNCHRONOUS SERVOMOTORS 1FK7 COMPACT 8 NM, 100 K, 3000 RPM, 2,14KW NATURAL AIR COOLING, IM B5 (IM V1, IM V3) POWER/SIGNAL CONNECTORS CONN. CAN BE ROTATED BY 270 DEGR., RESOLVER MULTI-POLE (RESOLVER P=4); PLAIN SHAFT, TOLERANCE N WITH HOLDING BRAKE; DEGREE OF PROTECTION IP65 IP67 D-END FLANGE; RAL7016 COATING; METALLIC RATING PLATE AT MOTOR | 2196 | TEM | 1 | MC | 12.502 | 1
1FK70805AF711TA0 | SIMOTICS S SYNCHRONOUS SERVOMOTORS 1FK7 COMPACT 8 NM, 100 K, 3000 RPM, 2,14KW NATURAL AIR COOLING, IM B5 (IM V1, IM V3) POWER/SIGNAL CONNECTORS CONN. CAN BE ROTATED BY 270 DEGR., RESOLVER 2-POLE (RESOLVER P=1); SHAFT WITH FITTED KEY, TOLERANCE N, WITHOUT HOLDING BRAKE; DEGREE OF PROTECTION IP64 | 1650 | TEM | 1 | MC | 10.003 | 1
1FK70805AF711TA2 | SIMOTICS S SYNCHRONOUS SERVOMOTORS 1FK7 COMPACT 8 NM, 100 K, 3000 RPM, 2,14KW NATURAL AIR COOLING, IM B5 (IM V1, IM V3) POWER/SIGNAL CONNECTORS CONN. CAN BE ROTATED BY 270 DEGR., RESOLVER 2-POLE (RESOLVER P=1); SHAFT WITH FITTED KEY, TOLERANCE N, WITHOUT HOLDING BRAKE; DEGREE OF PROTECTION IP65 FLANGE ON DRIVE END IP67 | 1752 | TEM | 1 | MC | 10.003 | 1
1FK70805AF711TA3 | SIMOTICS S SYNCHRONOUS SERVOMOTORS 1FK7 COMPACT 8 NM, 100 K, 3000 RPM, 2,14KW NATURAL AIR COOLING, IM B5 (IM V1, IM V3) POWER/SIGNAL CONNECTORS CONN. CAN BE ROTATED BY 270 DEGR., RESOLVER 2-POLE (RESOLVER P=1); SHAFT WITH FITTED KEY, TOLERANCE N, WITHOUT HOLDING BRAKE; DEGREE OF PROTECTION IP64; PAINT FINISH RAL7016 | 1700 | TEM | 1 | MC | 10.003 | 1
1FK70805AF711TA5 | SIMOTICS S SYNCHRONOUS SERVOMOTORS 1FK7 COMPACT 8 NM, 100 K, 3000 RPM, 2,14KW NATURAL AIR COOLING, IM B5 (IM V1, IM V3) POWER/SIGNAL CONNECTORS CONN. CAN BE ROTATED BY 270 DEGR., RESOLVER 2-POLE (RESOLVER P=1); SHAFT WITH FITTED KEY, TOLERANCE N, WITHOUT HOLDING BRAKE; DEGREE OF PROTECTION IP65 AS FLANGE IP67; PAINT FINISH RAL7016 | 1801 | TEM | 1 | MC | 10.003 | 1
1FK70805AF711TA8 | SIMOTICS S SYNCHRONOUS SERVOMOTORS 1FK7 COMPACT 8 NM, 100 K, 3000 RPM, 2,14KW NATURAL AIR COOLING, IM B5 (IM V1, IM V3) POWER/SIGNAL CONNECTORS CONN. CAN BE ROTATED BY 270 DEGR., RESOLVER 2-POLE (RESOLVER P=1); SHAFT WITH FITTED KEY, TOLERANCE N, WITHOUT HOLDING BRAKE; DEGREE OF PROTECTION IP65 IP67 D-END FLANGE; RAL7016 COATING; METALLIC RATING PLATE AT MOTOR | 1910 | TEM | 1 | MC | 10.003 | 1
1FK70805AF711TB0 | SIMOTICS S SYNCHRONOUS SERVOMOTORS 1FK7 COMPACT 8 NM, 100 K, 3000 RPM, 2,14KW NATURAL AIR COOLING, IM B5 (IM V1, IM V3) POWER/SIGNAL CONNECTORS CONN. CAN BE ROTATED BY 270 DEGR., RESOLVER 2-POLE (RESOLVER P=1); SHAFT WITH FITTED KEY, TOLERANCE N, WITH HOLDING BRAKE; DEGREE OF PROTECTION IP64 | 2030 | TEM | 1 | MC | 12.502 | 1
1FK70805AF711TB2 | SIMOTICS S SYNCHRONOUS SERVOMOTORS 1FK7 COMPACT 8 NM, 100 K, 3000 RPM, 2,14KW NATURAL AIR COOLING, IM B5 (IM V1, IM V3) POWER/SIGNAL CONNECTORS CONN. CAN BE ROTATED BY 270 DEGR., RESOLVER 2-POLE (RESOLVER P=1); SHAFT WITH FITTED KEY, TOLERANCE N, WITH HOLDING BRAKE; DEGREE OF PROTECTION IP65 FLANGE ON DRIVE END IP67 | 2131 | TEM | 1 | MC | 12.502 | 1
1FK70805AF711TB3 | SIMOTICS S SYNCHRONOUS SERVOMOTORS 1FK7 COMPACT 8 NM, 100 K, 3000 RPM, 2,14KW NATURAL AIR COOLING, IM B5 (IM V1, IM V3) POWER/SIGNAL CONNECTORS CONN. CAN BE ROTATED BY 270 DEGR., RESOLVER 2-POLE (RESOLVER P=1); SHAFT WITH FITTED KEY, TOLERANCE N, WITH HOLDING BRAKE; DEGREE OF PROTECTION IP64; PAINT FINISH RAL7016 | 2079 | TEM | 1 | MC | 12.502 | 1
1FK70805AF711TB5 | SIMOTICS S SYNCHRONOUS SERVOMOTORS 1FK7 COMPACT 8 NM, 100 K, 3000 RPM, 2,14KW NATURAL AIR COOLING, IM B5 (IM V1, IM V3) POWER/SIGNAL CONNECTORS CONN. CAN BE ROTATED BY 270 DEGR., RESOLVER 2-POLE (RESOLVER P=1); SHAFT WITH FITTED KEY, TOLERANCE N, WITH HOLDING BRAKE; DEGREE OF PROTECTION IP65 AS FLANGE IP67; PAINT FINISH RAL7016 | 2181 | TEM | 1 | MC | 12.502 | 1
1FK70805AF711TB8 | SIMOTICS S SYNCHRONOUS SERVOMOTORS 1FK7 COMPACT 8 NM, 100 K, 3000 RPM, 2,14KW NATURAL AIR COOLING, IM B5 (IM V1, IM V3) POWER/SIGNAL CONNECTORS CONN. CAN BE ROTATED BY 270 DEGR., RESOLVER 2-POLE (RESOLVER P=1); SHAFT WITH FITTED KEY, TOLERANCE N, WITH HOLDING BRAKE; DEGREE OF PROTECTION IP65 IP67 D-END FLANGE; RAL7016 COATING; METALLIC RATING PLATE AT MOTOR | 2289 | TEM | 1 | MC | 12.502 | 1
1FK70805AF711TG0 | SIMOTICS S SYNCHRONOUS SERVOMOTORS 1FK7 COMPACT 8 NM, 100 K, 3000 RPM, 2,14KW NATURAL AIR COOLING, IM B5 (IM V1, IM V3) POWER/SIGNAL CONNECTORS CONN. CAN BE ROTATED BY 270 DEGR., RESOLVER 2-POLE (RESOLVER P=1); PLAIN SHAFT, TOLERANCE N WITHOUT HOLDING BRAKE; DEGREE OF PROTECTION IP64 | 1557 | TEM | 1 | MC | 10.003 | 1
1FK70805AF711TG2 | SIMOTICS S SYNCHRONOUS SERVOMOTORS 1FK7 COMPACT 8 NM, 100 K, 3000 RPM, 2,14KW NATURAL AIR COOLING, IM B5 (IM V1, IM V3) POWER/SIGNAL CONNECTORS CONN. CAN BE ROTATED BY 270 DEGR., RESOLVER 2-POLE (RESOLVER P=1); PLAIN SHAFT, TOLERANCE N WITHOUT HOLDING BRAKE; DEGREE OF PROTECTION IP65 FLANGE ON DRIVE END IP67 | 1658 | TEM | 1 | MC | 10.003 | 1
1FK70805AF711TG3 | SIMOTICS S SYNCHRONOUS SERVOMOTORS 1FK7 COMPACT 8 NM, 100 K, 3000 RPM, 2,14KW NATURAL AIR COOLING, IM B5 (IM V1, IM V3) POWER/SIGNAL CONNECTORS CONN. CAN BE ROTATED BY 270 DEGR., RESOLVER 2-POLE (RESOLVER P=1); PLAIN SHAFT, TOLERANCE N WITHOUT HOLDING BRAKE; DEGREE OF PROTECTION IP64; PAINT FINISH RAL7016 | 1606 | TEM | 1 | MC | 10.003 | 1
1FK70805AF711TG5 | SIMOTICS S SYNCHRONOUS SERVOMOTORS 1FK7 COMPACT 8 NM, 100 K, 3000 RPM, 2,14KW NATURAL AIR COOLING, IM B5 (IM V1, IM V3) POWER/SIGNAL CONNECTORS CONN. CAN BE ROTATED BY 270 DEGR., RESOLVER 2-POLE (RESOLVER P=1); PLAIN SHAFT, TOLERANCE N WITHOUT HOLDING BRAKE; DEGREE OF PROTECTION IP65 AS FLANGE IP67; PAINT FINISH RAL7016 | 1708 | TEM | 1 | MC | 10.003 | 1
1FK70805AF711TG8 | SIMOTICS S SYNCHRONOUS SERVOMOTORS 1FK7 COMPACT 8 NM, 100 K, 3000 RPM, 2,14KW NATURAL AIR COOLING, IM B5 (IM V1, IM V3) POWER/SIGNAL CONNECTORS CONN. CAN BE ROTATED BY 270 DEGR., RESOLVER 2-POLE (RESOLVER P=1); PLAIN SHAFT, TOLERANCE N WITHOUT HOLDING BRAKE; DEGREE OF PROTECTION IP65 IP67 D-END FLANGE; RAL7016 COATING; METALLIC RATING PLATE AT MOTOR | 1816 | TEM | 1 | MC | 10.003 | 1
1FK70805AF711TH0 | SIMOTICS S SYNCHRONOUS SERVOMOTORS 1FK7 COMPACT 8 NM, 100 K, 3000 RPM, 2,14KW NATURAL AIR COOLING, IM B5 (IM V1, IM V3) POWER/SIGNAL CONNECTORS CONN. CAN BE ROTATED BY 270 DEGR., RESOLVER 2-POLE (RESOLVER P=1); PLAIN SHAFT, TOLERANCE N WITH HOLDING BRAKE; DEGREE OF PROTECTION IP64 | 1936 | TEM | 1 | MC | 12.502 | 1
1FK70805AF711TH2 | SIMOTICS S SYNCHRONOUS SERVOMOTORS 1FK7 COMPACT 8 NM, 100 K, 3000 RPM, 2,14KW NATURAL AIR COOLING, IM B5 (IM V1, IM V3) POWER/SIGNAL CONNECTORS CONN. CAN BE ROTATED BY 270 DEGR., RESOLVER 2-POLE (RESOLVER P=1); PLAIN SHAFT, TOLERANCE N WITH HOLDING BRAKE; DEGREE OF PROTECTION IP65 FLANGE ON DRIVE END IP67 | 2038 | TEM | 1 | MC | 12.502 | 1
1FK70805AF711TH3 | SIMOTICS S SYNCHRONOUS SERVOMOTORS 1FK7 COMPACT 8 NM, 100 K, 3000 RPM, 2,14KW NATURAL AIR COOLING, IM B5 (IM V1, IM V3) POWER/SIGNAL CONNECTORS CONN. CAN BE ROTATED BY 270 DEGR., RESOLVER 2-POLE (RESOLVER P=1); PLAIN SHAFT, TOLERANCE N WITH HOLDING BRAKE; DEGREE OF PROTECTION IP64; PAINT FINISH RAL7016 | 1985 | TEM | 1 | MC | 12.502 | 1
1FK70805AF711TH5 | SIMOTICS S SYNCHRONOUS SERVOMOTORS 1FK7 COMPACT 8 NM, 100 K, 3000 RPM, 2,14KW NATURAL AIR COOLING, IM B5 (IM V1, IM V3) POWER/SIGNAL CONNECTORS CONN. CAN BE ROTATED BY 270 DEGR., RESOLVER 2-POLE (RESOLVER P=1); PLAIN SHAFT, TOLERANCE N WITH HOLDING BRAKE; DEGREE OF PROTECTION IP65 AS FLANGE IP67; PAINT FINISH RAL7016 | 2087 | TEM | 1 | MC | 12.502 | 1
1FK70805AF711TH8 | SIMOTICS S SYNCHRONOUS SERVOMOTORS 1FK7 COMPACT 8 NM, 100 K, 3000 RPM, 2,14KW NATURAL AIR COOLING, IM B5 (IM V1, IM V3) POWER/SIGNAL CONNECTORS CONN. CAN BE ROTATED BY 270 DEGR., RESOLVER 2-POLE (RESOLVER P=1); PLAIN SHAFT, TOLERANCE N WITH HOLDING BRAKE; DEGREE OF PROTECTION IP65 IP67 D-END FLANGE; RAL7016 COATING; METALLIC RATING PLATE AT MOTOR | 2196 | TEM | 1 | MC | 12.502 | 1
1FK70805AF711UA0 | SIMOTICS S SYNCHRONOUS SERVOMOTORS 1FK7 COMPACT 8 NM, 100 K, 3000 RPM, 2,14KW NATURAL AIR COOLING, IM B5 (IM V1, IM V3) POWER/SIGNAL CONNECTORS CONN. CAN BE ROTATED BY 270 DEGR., RESOLVER MULTI-POLE (RESOLVER P=4) WITH DRIVE-CLIQ INTERFACE; SHAFT WITH FITTED KEY, TOLERANCE N, WITHOUT HOLDING BRAKE; DEGREE OF PROTECTION IP64 | 1912 | TEM | 1 | MC | 10.003 | 1
1FK70805AF711UA2 | SIMOTICS S SYNCHRONOUS SERVOMOTORS 1FK7 COMPACT 8 NM, 100 K, 3000 RPM, 2,14KW NATURAL AIR COOLING, IM B5 (IM V1, IM V3) POWER/SIGNAL CONNECTORS CONN. CAN BE ROTATED BY 270 DEGR., RESOLVER MULTI-POLE (RESOLVER P=4) WITH DRIVE-CLIQ INTERFACE; SHAFT WITH FITTED KEY, TOLERANCE N, WITHOUT HOLDING BRAKE; DEGREE OF PROTECTION IP65 FLANGE ON DRIVE END IP67 | 2014 | TEM | 1 | MC | 10.003 | 1
1FK70805AF711UA3 | SIMOTICS S SYNCHRONOUS SERVOMOTORS 1FK7 COMPACT 8 NM, 100 K, 3000 RPM, 2,14KW NATURAL AIR COOLING, IM B5 (IM V1, IM V3) POWER/SIGNAL CONNECTORS CONN. CAN BE ROTATED BY 270 DEGR., RESOLVER MULTI-POLE (RESOLVER P=4) WITH DRIVE-CLIQ INTERFACE; SHAFT WITH FITTED KEY, TOLERANCE N, WITHOUT HOLDING BRAKE; DEGREE OF PROTECTION IP64; PAINT FINISH RAL7016 | 1961 | TEM | 1 | MC | 10.003 | 1
1FK70805AF711UA5 | SIMOTICS S SYNCHRONOUS SERVOMOTORS 1FK7 COMPACT 8 NM, 100 K, 3000 RPM, 2,14KW NATURAL AIR COOLING, IM B5 (IM V1, IM V3) POWER/SIGNAL CONNECTORS CONN. CAN BE ROTATED BY 270 DEGR., RESOLVER MULTI-POLE (RESOLVER P=4) WITH DRIVE-CLIQ INTERFACE; SHAFT WITH FITTED KEY, TOLERANCE N, WITHOUT HOLDING BRAKE; DEGREE OF PROTECTION IP65 AS FLANGE IP67; PAINT FINISH RAL7016 | 2063 | TEM | 1 | MC | 10.003 | 1
1FK70805AF711UA8 | SIMOTICS S SYNCHRONOUS SERVOMOTORS 1FK7 COMPACT 8 NM, 100 K, 3000 RPM, 2,14KW NATURAL AIR COOLING, IM B5 (IM V1, IM V3) POWER/SIGNAL CONNECTORS CONN. CAN BE ROTATED BY 270 DEGR., RESOLVER MULTI-POLE (RESOLVER P=4) WITH DRIVE-CLIQ INTERFACE; SHAFT WITH FITTED KEY, TOLERANCE N, WITHOUT HOLDING BRAKE; DEGREE OF PROTECTION IP65 IP67 D-END FLANGE; RAL7016 COATING; METALLIC RATING PLATE AT MOTOR | 2172 | TEM | 1 | MC | 10.003 | 1
1FK70805AF711UB0 | SIMOTICS S SYNCHRONOUS SERVOMOTORS 1FK7 COMPACT 8 NM, 100 K, 3000 RPM, 2,14KW NATURAL AIR COOLING, IM B5 (IM V1, IM V3) POWER/SIGNAL CONNECTORS CONN. CAN BE ROTATED BY 270 DEGR., RESOLVER MULTI-POLE (RESOLVER P=4) WITH DRIVE-CLIQ INTERFACE; SHAFT WITH FITTED KEY, TOLERANCE N, WITH HOLDING BRAKE; DEGREE OF PROTECTION IP64 | 2292 | TEM | 1 | MC | 12.502 | 1
1FK70805AF711UB2 | SIMOTICS S SYNCHRONOUS SERVOMOTORS 1FK7 COMPACT 8 NM, 100 K, 3000 RPM, 2,14KW NATURAL AIR COOLING, IM B5 (IM V1, IM V3) POWER/SIGNAL CONNECTORS CONN. CAN BE ROTATED BY 270 DEGR., RESOLVER MULTI-POLE (RESOLVER P=4) WITH DRIVE-CLIQ INTERFACE; SHAFT WITH FITTED KEY, TOLERANCE N, WITH HOLDING BRAKE; DEGREE OF PROTECTION IP65 FLANGE ON DRIVE END IP67 | 2393 | TEM | 1 | MC | 12.502 | 1
1FK70805AF711UB3 | SIMOTICS S SYNCHRONOUS SERVOMOTORS 1FK7 COMPACT 8 NM, 100 K, 3000 RPM, 2,14KW NATURAL AIR COOLING, IM B5 (IM V1, IM V3) POWER/SIGNAL CONNECTORS CONN. CAN BE ROTATED BY 270 DEGR., RESOLVER MULTI-POLE (RESOLVER P=4) WITH DRIVE-CLIQ INTERFACE; SHAFT WITH FITTED KEY, TOLERANCE N, WITH HOLDING BRAKE; DEGREE OF PROTECTION IP64; PAINT FINISH RAL7016 | 2341 | TEM | 1 | MC | 12.502 | 1
1FK70805AF711UB5 | SIMOTICS S SYNCHRONOUS SERVOMOTORS 1FK7 COMPACT 8 NM, 100 K, 3000 RPM, 2,14KW NATURAL AIR COOLING, IM B5 (IM V1, IM V3) POWER/SIGNAL CONNECTORS CONN. CAN BE ROTATED BY 270 DEGR., RESOLVER MULTI-POLE (RESOLVER P=4) WITH DRIVE-CLIQ INTERFACE; SHAFT WITH FITTED KEY, TOLERANCE N, WITH HOLDING BRAKE; DEGREE OF PROTECTION IP65 AS FLANGE IP67; PAINT FINISH RAL7016 | 2442 | TEM | 1 | MC | 12.502 | 1
1FK70805AF711UB8 | SIMOTICS S SYNCHRONOUS SERVOMOTORS 1FK7 COMPACT 8 NM, 100 K, 3000 RPM, 2,14KW NATURAL AIR COOLING, IM B5 (IM V1, IM V3) POWER/SIGNAL CONNECTORS CONN. CAN BE ROTATED BY 270 DEGR., RESOLVER MULTI-POLE (RESOLVER P=4) WITH DRIVE-CLIQ INTERFACE; SHAFT WITH FITTED KEY, TOLERANCE N, WITH HOLDING BRAKE; DEGREE OF PROTECTION IP65 IP67 D-END FLANGE; RAL7016 COATING; METALLIC RATING PLATE AT MOTOR | 2551 | TEM | 1 | MC | 12.502 | 1
1FK70805AF711UG0 | SIMOTICS S SYNCHRONOUS SERVOMOTORS 1FK7 COMPACT 8 NM, 100 K, 3000 RPM, 2,14KW NATURAL AIR COOLING, IM B5 (IM V1, IM V3) POWER/SIGNAL CONNECTORS CONN. CAN BE ROTATED BY 270 DEGR., RESOLVER MULTI-POLE (RESOLVER P=4) WITH DRIVE-CLIQ INTERFACE; PLAIN SHAFT, TOLERANCE N WITHOUT HOLDING BRAKE; DEGREE OF PROTECTION IP64 | 1819 | TEM | 1 | MC | 10.003 | 1
1FK70805AF711UG2 | SIMOTICS S SYNCHRONOUS SERVOMOTORS 1FK7 COMPACT 8 NM, 100 K, 3000 RPM, 2,14KW NATURAL AIR COOLING, IM B5 (IM V1, IM V3) POWER/SIGNAL CONNECTORS CONN. CAN BE ROTATED BY 270 DEGR., RESOLVER MULTI-POLE (RESOLVER P=4) WITH DRIVE-CLIQ INTERFACE; PLAIN SHAFT, TOLERANCE N WITHOUT HOLDING BRAKE; DEGREE OF PROTECTION IP65 FLANGE ON DRIVE END IP67 | 1920 | TEM | 1 | MC | 10.003 | 1
1FK70805AF711UG3 | SIMOTICS S SYNCHRONOUS SERVOMOTORS 1FK7 COMPACT 8 NM, 100 K, 3000 RPM, 2,14KW NATURAL AIR COOLING, IM B5 (IM V1, IM V3) POWER/SIGNAL CONNECTORS CONN. CAN BE ROTATED BY 270 DEGR., RESOLVER MULTI-POLE (RESOLVER P=4) WITH DRIVE-CLIQ INTERFACE; PLAIN SHAFT, TOLERANCE N WITHOUT HOLDING BRAKE; DEGREE OF PROTECTION IP64; PAINT FINISH RAL7016 | 1868 | TEM | 1 | MC | 10.003 | 1
1FK70805AF711UG5 | SIMOTICS S SYNCHRONOUS SERVOMOTORS 1FK7 COMPACT 8 NM, 100 K, 3000 RPM, 2,14KW NATURAL AIR COOLING, IM B5 (IM V1, IM V3) POWER/SIGNAL CONNECTORS CONN. CAN BE ROTATED BY 270 DEGR., RESOLVER MULTI-POLE (RESOLVER P=4) WITH DRIVE-CLIQ INTERFACE; PLAIN SHAFT, TOLERANCE N WITHOUT HOLDING BRAKE; DEGREE OF PROTECTION IP65 AS FLANGE IP67; PAINT FINISH RAL7016 | 1969 | TEM | 1 | MC | 10.003 | 1
1FK70805AF711UG8 | SIMOTICS S SYNCHRONOUS SERVOMOTORS 1FK7 COMPACT 8 NM, 100 K, 3000 RPM, 2,14KW NATURAL AIR COOLING, IM B5 (IM V1, IM V3) POWER/SIGNAL CONNECTORS CONN. CAN BE ROTATED BY 270 DEGR., RESOLVER MULTI-POLE (RESOLVER P=4) WITH DRIVE-CLIQ INTERFACE; PLAIN SHAFT, TOLERANCE N WITHOUT HOLDING BRAKE; DEGREE OF PROTECTION IP65 IP67 D-END FLANGE; RAL7016 COATING; METALLIC RATING PLATE AT MOTOR | 2078 | TEM | 1 | MC | 10.003 | 1
1FK70805AF711UH0 | SIMOTICS S SYNCHRONOUS SERVOMOTORS 1FK7 COMPACT 8 NM, 100 K, 3000 RPM, 2,14KW NATURAL AIR COOLING, IM B5 (IM V1, IM V3) POWER/SIGNAL CONNECTORS CONN. CAN BE ROTATED BY 270 DEGR., RESOLVER MULTI-POLE (RESOLVER P=4) WITH DRIVE-CLIQ INTERFACE; PLAIN SHAFT, TOLERANCE N WITH HOLDING BRAKE; DEGREE OF PROTECTION IP64 | 2198 | TEM | 1 | MC | 12.502 | 1
1FK70805AF711UH2 | SIMOTICS S SYNCHRONOUS SERVOMOTORS 1FK7 COMPACT 8 NM, 100 K, 3000 RPM, 2,14KW NATURAL AIR COOLING, IM B5 (IM V1, IM V3) POWER/SIGNAL CONNECTORS CONN. CAN BE ROTATED BY 270 DEGR., RESOLVER MULTI-POLE (RESOLVER P=4) WITH DRIVE-CLIQ INTERFACE; PLAIN SHAFT, TOLERANCE N WITH HOLDING BRAKE; DEGREE OF PROTECTION IP65 FLANGE ON DRIVE END IP67 | 2300 | TEM | 1 | MC | 12.502 | 1
1FK70805AF711UH3 | SIMOTICS S SYNCHRONOUS SERVOMOTORS 1FK7 COMPACT 8 NM, 100 K, 3000 RPM, 2,14KW NATURAL AIR COOLING, IM B5 (IM V1, IM V3) POWER/SIGNAL CONNECTORS CONN. CAN BE ROTATED BY 270 DEGR., RESOLVER MULTI-POLE (RESOLVER P=4) WITH DRIVE-CLIQ INTERFACE; PLAIN SHAFT, TOLERANCE N WITH HOLDING BRAKE; DEGREE OF PROTECTION IP64; PAINT FINISH RAL7016 | 2247 | TEM | 1 | MC | 12.502 | 1
1FK70805AF711UH5 | SIMOTICS S SYNCHRONOUS SERVOMOTORS 1FK7 COMPACT 8 NM, 100 K, 3000 RPM, 2,14KW NATURAL AIR COOLING, IM B5 (IM V1, IM V3) POWER/SIGNAL CONNECTORS CONN. CAN BE ROTATED BY 270 DEGR., RESOLVER MULTI-POLE (RESOLVER P=4) WITH DRIVE-CLIQ INTERFACE; PLAIN SHAFT, TOLERANCE N WITH HOLDING BRAKE; DEGREE OF PROTECTION IP65 AS FLANGE IP67; PAINT FINISH RAL7016 | 2349 | TEM | 1 | MC | 12.502 | 1
1FK70805AF711UH8 | SIMOTICS S SYNCHRONOUS SERVOMOTORS 1FK7 COMPACT 8 NM, 100 K, 3000 RPM, 2,14KW NATURAL AIR COOLING, IM B5 (IM V1, IM V3) POWER/SIGNAL CONNECTORS CONN. CAN BE ROTATED BY 270 DEGR., RESOLVER MULTI-POLE (RESOLVER P=4) WITH DRIVE-CLIQ INTERFACE; PLAIN SHAFT, TOLERANCE N WITH HOLDING BRAKE; DEGREE OF PROTECTION IP65 IP67 D-END FLANGE; RAL7016 COATING; METALLIC RATING PLATE AT MOTOR | 2457 | TEM | 1 | MC | 12.502 | 1
1FK70805AH711AA0 | SIMOTICS S SYNCHRONOUS SERVOMOTORS 1FK7 COMPACT, 8 NM, 100 K, 4500 RPM, 2,10KW NATURAL AIR COOLING, IM B5 (IM V1, IM V3) POWER/SIGNAL CONNECTORS CONN. CAN BE ROTATED BY 270 DEGR., INCREM. ENCODER, SIN/COS 1 VPP 2048 P/REV (ENCODER I-2048); SHAFT WITH FITTED KEY, TOLERANCE N, WITHOUT HOLDING BRAKE; DEGREE OF PROTECTION IP64 | 2287 | TEM | 1 | MC | 10.003 | 1
1FK70805AH711AA2 | SIMOTICS S SYNCHRONOUS SERVOMOTORS 1FK7 COMPACT, 8 NM, 100 K, 4500 RPM, 2,10KW NATURAL AIR COOLING, IM B5 (IM V1, IM V3) POWER/SIGNAL CONNECTORS CONN. CAN BE ROTATED BY 270 DEGR., INCREM. ENCODER, SIN/COS 1 VPP 2048 P/REV (ENCODER I-2048); SHAFT WITH FITTED KEY, TOLERANCE N, WITHOUT HOLDING BRAKE; DEGREE OF PROTECTION IP65 FLANGE ON DRIVE END IP67 | 2388 | TEM | 1 | MC | 10.003 | 1
1FK70805AH711AA3 | SIMOTICS S SYNCHRONOUS SERVOMOTORS 1FK7 COMPACT, 8 NM, 100 K, 4500 RPM, 2,10KW NATURAL AIR COOLING, IM B5 (IM V1, IM V3) POWER/SIGNAL CONNECTORS CONN. CAN BE ROTATED BY 270 DEGR., INCREM. ENCODER, SIN/COS 1 VPP 2048 P/REV (ENCODER I-2048); SHAFT WITH FITTED KEY, TOLERANCE N, WITHOUT HOLDING BRAKE; DEGREE OF PROTECTION IP64; PAINT FINISH RAL7016 | 2336 | TEM | 1 | MC | 10.003 | 1
1FK70805AH711AA5 | SIMOTICS S SYNCHRONOUS SERVOMOTORS 1FK7 COMPACT, 8 NM, 100 K, 4500 RPM, 2,10KW NATURAL AIR COOLING, IM B5 (IM V1, IM V3) POWER/SIGNAL CONNECTORS CONN. CAN BE ROTATED BY 270 DEGR., INCREM. ENCODER, SIN/COS 1 VPP 2048 P/REV (ENCODER I-2048); SHAFT WITH FITTED KEY, TOLERANCE N, WITHOUT HOLDING BRAKE; DEGREE OF PROTECTION IP65 AS FLANGE IP67; PAINT FINISH RAL7016 | 2438 | TEM | 1 | MC | 10.003 | 1
1FK70805AH711AA8 | SIMOTICS S SYNCHRONOUS SERVOMOTORS 1FK7 COMPACT, 8 NM, 100 K, 4500 RPM, 2,10KW NATURAL AIR COOLING, IM B5 (IM V1, IM V3) POWER/SIGNAL CONNECTORS CONN. CAN BE ROTATED BY 270 DEGR., INCREM. ENCODER, SIN/COS 1 VPP 2048 P/REV (ENCODER I-2048); SHAFT WITH FITTED KEY, TOLERANCE N, WITHOUT HOLDING BRAKE; DEGREE OF PROTECTION IP65 IP67 D-END FLANGE; RAL7016 COATING; METALLIC RATING PLATE AT MOTOR | 2546 | TEM | 1 | MC | 10.003 | 1
1FK70805AH711AB0 | SIMOTICS S SYNCHRONOUS SERVOMOTORS 1FK7 COMPACT, 8 NM, 100 K, 4500 RPM, 2,10KW NATURAL AIR COOLING, IM B5 (IM V1, IM V3) POWER/SIGNAL CONNECTORS CONN. CAN BE ROTATED BY 270 DEGR., INCREM. ENCODER, SIN/COS 1 VPP 2048 P/REV (ENCODER I-2048); SHAFT WITH FITTED KEY, TOLERANCE N, WITH HOLDING BRAKE; DEGREE OF PROTECTION IP64 | 2666 | TEM | 1 | MC | 12.502 | 1
1FK70805AH711AB2 | SIMOTICS S SYNCHRONOUS SERVOMOTORS 1FK7 COMPACT, 8 NM, 100 K, 4500 RPM, 2,10KW NATURAL AIR COOLING, IM B5 (IM V1, IM V3) POWER/SIGNAL CONNECTORS CONN. CAN BE ROTATED BY 270 DEGR., INCREM. ENCODER, SIN/COS 1 VPP 2048 P/REV (ENCODER I-2048); SHAFT WITH FITTED KEY, TOLERANCE N, WITH HOLDING BRAKE; DEGREE OF PROTECTION IP65 FLANGE ON DRIVE END IP67 | 2768 | TEM | 1 | MC | 12.502 | 1
1FK70805AH711AB3 | SIMOTICS S SYNCHRONOUS SERVOMOTORS 1FK7 COMPACT, 8 NM, 100 K, 4500 RPM, 2,10KW NATURAL AIR COOLING, IM B5 (IM V1, IM V3) POWER/SIGNAL CONNECTORS CONN. CAN BE ROTATED BY 270 DEGR., INCREM. ENCODER, SIN/COS 1 VPP 2048 P/REV (ENCODER I-2048); SHAFT WITH FITTED KEY, TOLERANCE N, WITH HOLDING BRAKE; DEGREE OF PROTECTION IP64; PAINT FINISH RAL7016 | 2715 | TEM | 1 | MC | 12.502 | 1
1FK70805AH711AB5 | SIMOTICS S SYNCHRONOUS SERVOMOTORS 1FK7 COMPACT, 8 NM, 100 K, 4500 RPM, 2,10KW NATURAL AIR COOLING, IM B5 (IM V1, IM V3) POWER/SIGNAL CONNECTORS CONN. CAN BE ROTATED BY 270 DEGR., INCREM. ENCODER, SIN/COS 1 VPP 2048 P/REV (ENCODER I-2048); SHAFT WITH FITTED KEY, TOLERANCE N, WITH HOLDING BRAKE; DEGREE OF PROTECTION IP65 AS FLANGE IP67; PAINT FINISH RAL7016 | 2817 | TEM | 1 | MC | 12.502 | 1
1FK70805AH711AB8 | SIMOTICS S SYNCHRONOUS SERVOMOTORS 1FK7 COMPACT, 8 NM, 100 K, 4500 RPM, 2,10KW NATURAL AIR COOLING, IM B5 (IM V1, IM V3) POWER/SIGNAL CONNECTORS CONN. CAN BE ROTATED BY 270 DEGR., INCREM. ENCODER, SIN/COS 1 VPP 2048 P/REV (ENCODER I-2048); SHAFT WITH FITTED KEY, TOLERANCE N, WITH HOLDING BRAKE; DEGREE OF PROTECTION IP65 IP67 D-END FLANGE; RAL7016 COATING; METALLIC RATING PLATE AT MOTOR | 2926 | TEM | 1 | MC | 12.502 | 1
1FK70805AH711AG0 | SIMOTICS S SYNCHRONOUS SERVOMOTORS 1FK7 COMPACT, 8 NM, 100 K, 4500 RPM, 2,10KW NATURAL AIR COOLING, IM B5 (IM V1, IM V3) POWER/SIGNAL CONNECTORS CONN. CAN BE ROTATED BY 270 DEGR., INCREM. ENCODER, SIN/COS 1 VPP 2048 P/REV (ENCODER I-2048); PLAIN SHAFT, TOLERANCE N WITHOUT HOLDING BRAKE; DEGREE OF PROTECTION IP64 | 2193 | TEM | 1 | MC | 10.003 | 1
1FK70805AH711AG2 | SIMOTICS S SYNCHRONOUS SERVOMOTORS 1FK7 COMPACT, 8 NM, 100 K, 4500 RPM, 2,10KW NATURAL AIR COOLING, IM B5 (IM V1, IM V3) POWER/SIGNAL CONNECTORS CONN. CAN BE ROTATED BY 270 DEGR., INCREM. ENCODER, SIN/COS 1 VPP 2048 P/REV (ENCODER I-2048); PLAIN SHAFT, TOLERANCE N WITHOUT HOLDING BRAKE; DEGREE OF PROTECTION IP65 FLANGE ON DRIVE END IP67 | 2295 | TEM | 1 | MC | 10.003 | 1
1FK70805AH711AG3 | SIMOTICS S SYNCHRONOUS SERVOMOTORS 1FK7 COMPACT, 8 NM, 100 K, 4500 RPM, 2,10KW NATURAL AIR COOLING, IM B5 (IM V1, IM V3) POWER/SIGNAL CONNECTORS CONN. CAN BE ROTATED BY 270 DEGR., INCREM. ENCODER, SIN/COS 1 VPP 2048 P/REV (ENCODER I-2048); PLAIN SHAFT, TOLERANCE N WITHOUT HOLDING BRAKE; DEGREE OF PROTECTION IP64; PAINT FINISH RAL7016 | 2242 | TEM | 1 | MC | 10.003 | 1
1FK70805AH711AG5 | SIMOTICS S SYNCHRONOUS SERVOMOTORS 1FK7 COMPACT, 8 NM, 100 K, 4500 RPM, 2,10KW NATURAL AIR COOLING, IM B5 (IM V1, IM V3) POWER/SIGNAL CONNECTORS CONN. CAN BE ROTATED BY 270 DEGR., INCREM. ENCODER, SIN/COS 1 VPP 2048 P/REV (ENCODER I-2048); PLAIN SHAFT, TOLERANCE N WITHOUT HOLDING BRAKE; DEGREE OF PROTECTION IP65 AS FLANGE IP67; PAINT FINISH RAL7016 | 2344 | TEM | 1 | MC | 10.003 | 1
1FK70805AH711AG8 | SIMOTICS S SYNCHRONOUS SERVOMOTORS 1FK7 COMPACT, 8 NM, 100 K, 4500 RPM, 2,10KW NATURAL AIR COOLING, IM B5 (IM V1, IM V3) POWER/SIGNAL CONNECTORS CONN. CAN BE ROTATED BY 270 DEGR., INCREM. ENCODER, SIN/COS 1 VPP 2048 P/REV (ENCODER I-2048); PLAIN SHAFT, TOLERANCE N WITHOUT HOLDING BRAKE; DEGREE OF PROTECTION IP65 IP67 D-END FLANGE; RAL7016 COATING; METALLIC RATING PLATE AT MOTOR | 2453 | TEM | 1 | MC | 10.003 | 1
1FK70805AH711AH0 | SIMOTICS S SYNCHRONOUS SERVOMOTORS 1FK7 COMPACT, 8 NM, 100 K, 4500 RPM, 2,10KW NATURAL AIR COOLING, IM B5 (IM V1, IM V3) POWER/SIGNAL CONNECTORS CONN. CAN BE ROTATED BY 270 DEGR., INCREM. ENCODER, SIN/COS 1 VPP 2048 P/REV (ENCODER I-2048); PLAIN SHAFT, TOLERANCE N WITH HOLDING BRAKE; DEGREE OF PROTECTION IP64 | 2573 | TEM | 1 | MC | 12.502 | 1
1FK70805AH711AH2 | SIMOTICS S SYNCHRONOUS SERVOMOTORS 1FK7 COMPACT, 8 NM, 100 K, 4500 RPM, 2,10KW NATURAL AIR COOLING, IM B5 (IM V1, IM V3) POWER/SIGNAL CONNECTORS CONN. CAN BE ROTATED BY 270 DEGR., INCREM. ENCODER, SIN/COS 1 VPP 2048 P/REV (ENCODER I-2048); PLAIN SHAFT, TOLERANCE N WITH HOLDING BRAKE; DEGREE OF PROTECTION IP65 FLANGE ON DRIVE END IP67 | 2674 | TEM | 1 | MC | 12.502 | 1
1FK70805AH711AH3 | SIMOTICS S SYNCHRONOUS SERVOMOTORS 1FK7 COMPACT, 8 NM, 100 K, 4500 RPM, 2,10KW NATURAL AIR COOLING, IM B5 (IM V1, IM V3) POWER/SIGNAL CONNECTORS CONN. CAN BE ROTATED BY 270 DEGR., INCREM. ENCODER, SIN/COS 1 VPP 2048 P/REV (ENCODER I-2048); PLAIN SHAFT, TOLERANCE N WITH HOLDING BRAKE; DEGREE OF PROTECTION IP64; PAINT FINISH RAL7016 | 2622 | TEM | 1 | MC | 12.502 | 1
1FK70805AH711AH5 | SIMOTICS S SYNCHRONOUS SERVOMOTORS 1FK7 COMPACT, 8 NM, 100 K, 4500 RPM, 2,10KW NATURAL AIR COOLING, IM B5 (IM V1, IM V3) POWER/SIGNAL CONNECTORS CONN. CAN BE ROTATED BY 270 DEGR., INCREM. ENCODER, SIN/COS 1 VPP 2048 P/REV (ENCODER I-2048); PLAIN SHAFT, TOLERANCE N WITH HOLDING BRAKE; DEGREE OF PROTECTION IP65 AS FLANGE IP67; PAINT FINISH RAL7016 | 2723 | TEM | 1 | MC | 12.502 | 1
1FK70805AH711AH8 | SIMOTICS S SYNCHRONOUS SERVOMOTORS 1FK7 COMPACT, 8 NM, 100 K, 4500 RPM, 2,10KW NATURAL AIR COOLING, IM B5 (IM V1, IM V3) POWER/SIGNAL CONNECTORS CONN. CAN BE ROTATED BY 270 DEGR., INCREM. ENCODER, SIN/COS 1 VPP 2048 P/REV (ENCODER I-2048); PLAIN SHAFT, TOLERANCE N WITH HOLDING BRAKE; DEGREE OF PROTECTION IP65 IP67 D-END FLANGE; RAL7016 COATING; METALLIC RATING PLATE AT MOTOR | 2832 | TEM | 1 | MC | 12.502 | 1
1FK70805AH711DA0 | SIMOTICS S SYNCHRONOUS SERVOMOTORS 1FK7 COMPACT, 8 NM, 100 K, 4500 RPM, 2,10KW NATURAL AIR COOLING, IM B5 (IM V1, IM V3) POWER/SIGNAL CONNECTORS CONN. CAN BE ROTATED BY 270 DEGR., INCREMENTAL ENCODER 2048 P/REV (ENCODER I-2048) WITH DRIVE-CLIQ INTERFACE; SHAFT WITH FITTED KEY, TOLERANCE N, WITHOUT HOLDING BRAKE; DEGREE OF PROTECTION IP64 | 2549 | TEM | 1 | MC | 10.003 | 1
1FK70805AH711DA2 | SIMOTICS S SYNCHRONOUS SERVOMOTORS 1FK7 COMPACT, 8 NM, 100 K, 4500 RPM, 2,10KW NATURAL AIR COOLING, IM B5 (IM V1, IM V3) POWER/SIGNAL CONNECTORS CONN. CAN BE ROTATED BY 270 DEGR., INCREMENTAL ENCODER 2048 P/REV (ENCODER I-2048) WITH DRIVE-CLIQ INTERFACE; SHAFT WITH FITTED KEY, TOLERANCE N, WITHOUT HOLDING BRAKE; DEGREE OF PROTECTION IP65 FLANGE ON DRIVE END IP67 | 2650 | TEM | 1 | MC | 10.003 | 1
1FK70805AH711DA3 | SIMOTICS S SYNCHRONOUS SERVOMOTORS 1FK7 COMPACT, 8 NM, 100 K, 4500 RPM, 2,10KW NATURAL AIR COOLING, IM B5 (IM V1, IM V3) POWER/SIGNAL CONNECTORS CONN. CAN BE ROTATED BY 270 DEGR., INCREMENTAL ENCODER 2048 P/REV (ENCODER I-2048) WITH DRIVE-CLIQ INTERFACE; SHAFT WITH FITTED KEY, TOLERANCE N, WITHOUT HOLDING BRAKE; DEGREE OF PROTECTION IP64; PAINT FINISH RAL7016 | 2598 | TEM | 1 | MC | 10.003 | 1
1FK70805AH711DA5 | SIMOTICS S SYNCHRONOUS SERVOMOTORS 1FK7 COMPACT, 8 NM, 100 K, 4500 RPM, 2,10KW NATURAL AIR COOLING, IM B5 (IM V1, IM V3) POWER/SIGNAL CONNECTORS CONN. CAN BE ROTATED BY 270 DEGR., INCREMENTAL ENCODER 2048 P/REV (ENCODER I-2048) WITH DRIVE-CLIQ INTERFACE; SHAFT WITH FITTED KEY, TOLERANCE N, WITHOUT HOLDING BRAKE; DEGREE OF PROTECTION IP65 AS FLANGE IP67; PAINT FINISH RAL7016 | 2699 | TEM | 1 | MC | 10.003 | 1
1FK70805AH711DA8 | SIMOTICS S SYNCHRONOUS SERVOMOTORS 1FK7 COMPACT, 8 NM, 100 K, 4500 RPM, 2,10KW NATURAL AIR COOLING, IM B5 (IM V1, IM V3) POWER/SIGNAL CONNECTORS CONN. CAN BE ROTATED BY 270 DEGR., INCREMENTAL ENCODER 2048 P/REV (ENCODER I-2048) WITH DRIVE-CLIQ INTERFACE; SHAFT WITH FITTED KEY, TOLERANCE N, WITHOUT HOLDING BRAKE; DEGREE OF PROTECTION IP65 IP67 D-END FLANGE; RAL7016 COATING; METALLIC RATING PLATE AT MOTOR | 2808 | TEM | 1 | MC | 10.003 | 1
1FK70805AH711DB0 | SIMOTICS S SYNCHRONOUS SERVOMOTORS 1FK7 COMPACT, 8 NM, 100 K, 4500 RPM, 2,10KW NATURAL AIR COOLING, IM B5 (IM V1, IM V3) POWER/SIGNAL CONNECTORS CONN. CAN BE ROTATED BY 270 DEGR., INCREMENTAL ENCODER 2048 P/REV (ENCODER I-2048) WITH DRIVE-CLIQ INTERFACE; SHAFT WITH FITTED KEY, TOLERANCE N, WITH HOLDING BRAKE; DEGREE OF PROTECTION IP64 | 2928 | TEM | 1 | MC | 12.502 | 1
1FK70805AH711DB2 | SIMOTICS S SYNCHRONOUS SERVOMOTORS 1FK7 COMPACT, 8 NM, 100 K, 4500 RPM, 2,10KW NATURAL AIR COOLING, IM B5 (IM V1, IM V3) POWER/SIGNAL CONNECTORS CONN. CAN BE ROTATED BY 270 DEGR., INCREMENTAL ENCODER 2048 P/REV (ENCODER I-2048) WITH DRIVE-CLIQ INTERFACE; SHAFT WITH FITTED KEY, TOLERANCE N, WITH HOLDING BRAKE; DEGREE OF PROTECTION IP65 FLANGE ON DRIVE END IP67 | 3030 | TEM | 1 | MC | 12.502 | 1
1FK70805AH711DB3 | SIMOTICS S SYNCHRONOUS SERVOMOTORS 1FK7 COMPACT, 8 NM, 100 K, 4500 RPM, 2,10KW NATURAL AIR COOLING, IM B5 (IM V1, IM V3) POWER/SIGNAL CONNECTORS CONN. CAN BE ROTATED BY 270 DEGR., INCREMENTAL ENCODER 2048 P/REV (ENCODER I-2048) WITH DRIVE-CLIQ INTERFACE; SHAFT WITH FITTED KEY, TOLERANCE N, WITH HOLDING BRAKE; DEGREE OF PROTECTION IP64; PAINT FINISH RAL7016 | 2977 | TEM | 1 | MC | 12.502 | 1
1FK70805AH711DB5 | SIMOTICS S SYNCHRONOUS SERVOMOTORS 1FK7 COMPACT, 8 NM, 100 K, 4500 RPM, 2,10KW NATURAL AIR COOLING, IM B5 (IM V1, IM V3) POWER/SIGNAL CONNECTORS CONN. CAN BE ROTATED BY 270 DEGR., INCREMENTAL ENCODER 2048 P/REV (ENCODER I-2048) WITH DRIVE-CLIQ INTERFACE; SHAFT WITH FITTED KEY, TOLERANCE N, WITH HOLDING BRAKE; DEGREE OF PROTECTION IP65 AS FLANGE IP67; PAINT FINISH RAL7016 | 3079 | TEM | 1 | MC | 12.502 | 1
1FK70805AH711DB8 | SIMOTICS S SYNCHRONOUS SERVOMOTORS 1FK7 COMPACT, 8 NM, 100 K, 4500 RPM, 2,10KW NATURAL AIR COOLING, IM B5 (IM V1, IM V3) POWER/SIGNAL CONNECTORS CONN. CAN BE ROTATED BY 270 DEGR., INCREMENTAL ENCODER 2048 P/REV (ENCODER I-2048) WITH DRIVE-CLIQ INTERFACE; SHAFT WITH FITTED KEY, TOLERANCE N, WITH HOLDING BRAKE; DEGREE OF PROTECTION IP65 IP67 D-END FLANGE; RAL7016 COATING; METALLIC RATING PLATE AT MOTOR | 3187 | TEM | 1 | MC | 12.502 | 1
1FK70805AH711DG0 | SIMOTICS S SYNCHRONOUS SERVOMOTORS 1FK7 COMPACT, 8 NM, 100 K, 4500 RPM, 2,10KW NATURAL AIR COOLING, IM B5 (IM V1, IM V3) POWER/SIGNAL CONNECTORS CONN. CAN BE ROTATED BY 270 DEGR., INCREMENTAL ENCODER 2048 P/REV (ENCODER I-2048) WITH DRIVE-CLIQ INTERFACE; PLAIN SHAFT, TOLERANCE N WITHOUT HOLDING BRAKE; DEGREE OF PROTECTION IP64 | 2455 | TEM | 1 | MC | 10.003 | 1
1FK70805AH711DG2 | SIMOTICS S SYNCHRONOUS SERVOMOTORS 1FK7 COMPACT, 8 NM, 100 K, 4500 RPM, 2,10KW NATURAL AIR COOLING, IM B5 (IM V1, IM V3) POWER/SIGNAL CONNECTORS CONN. CAN BE ROTATED BY 270 DEGR., INCREMENTAL ENCODER 2048 P/REV (ENCODER I-2048) WITH DRIVE-CLIQ INTERFACE; PLAIN SHAFT, TOLERANCE N WITHOUT HOLDING BRAKE; DEGREE OF PROTECTION IP65 FLANGE ON DRIVE END IP67 | 2557 | TEM | 1 | MC | 10.003 | 1
1FK70805AH711DG3 | SIMOTICS S SYNCHRONOUS SERVOMOTORS 1FK7 COMPACT, 8 NM, 100 K, 4500 RPM, 2,10KW NATURAL AIR COOLING, IM B5 (IM V1, IM V3) POWER/SIGNAL CONNECTORS CONN. CAN BE ROTATED BY 270 DEGR., INCREMENTAL ENCODER 2048 P/REV (ENCODER I-2048) WITH DRIVE-CLIQ INTERFACE; PLAIN SHAFT, TOLERANCE N WITHOUT HOLDING BRAKE; DEGREE OF PROTECTION IP64; PAINT FINISH RAL7016 | 2504 | TEM | 1 | MC | 10.003 | 1
1FK70805AH711DG5 | SIMOTICS S SYNCHRONOUS SERVOMOTORS 1FK7 COMPACT, 8 NM, 100 K, 4500 RPM, 2,10KW NATURAL AIR COOLING, IM B5 (IM V1, IM V3) POWER/SIGNAL CONNECTORS CONN. CAN BE ROTATED BY 270 DEGR., INCREMENTAL ENCODER 2048 P/REV (ENCODER I-2048) WITH DRIVE-CLIQ INTERFACE; PLAIN SHAFT, TOLERANCE N WITHOUT HOLDING BRAKE; DEGREE OF PROTECTION IP65 AS FLANGE IP67; PAINT FINISH RAL7016 | 2606 | TEM | 1 | MC | 10.003 | 1
1FK70805AH711DG8 | SIMOTICS S SYNCHRONOUS SERVOMOTORS 1FK7 COMPACT, 8 NM, 100 K, 4500 RPM, 2,10KW NATURAL AIR COOLING, IM B5 (IM V1, IM V3) POWER/SIGNAL CONNECTORS CONN. CAN BE ROTATED BY 270 DEGR., INCREMENTAL ENCODER 2048 P/REV (ENCODER I-2048) WITH DRIVE-CLIQ INTERFACE; PLAIN SHAFT, TOLERANCE N WITHOUT HOLDING BRAKE; DEGREE OF PROTECTION IP65 IP67 D-END FLANGE; RAL7016 COATING; METALLIC RATING PLATE AT MOTOR | 2714 | TEM | 1 | MC | 10.003 | 1
1FK70805AH711DH0 | SIMOTICS S SYNCHRONOUS SERVOMOTORS 1FK7 COMPACT, 8 NM, 100 K, 4500 RPM, 2,10KW NATURAL AIR COOLING, IM B5 (IM V1, IM V3) POWER/SIGNAL CONNECTORS CONN. CAN BE ROTATED BY 270 DEGR., INCREMENTAL ENCODER 2048 P/REV (ENCODER I-2048) WITH DRIVE-CLIQ INTERFACE; PLAIN SHAFT, TOLERANCE N WITH HOLDING BRAKE; DEGREE OF PROTECTION IP64 | 2834 | TEM | 1 | MC | 12.502 | 1
1FK70805AH711DH2 | SIMOTICS S SYNCHRONOUS SERVOMOTORS 1FK7 COMPACT, 8 NM, 100 K, 4500 RPM, 2,10KW NATURAL AIR COOLING, IM B5 (IM V1, IM V3) POWER/SIGNAL CONNECTORS CONN. CAN BE ROTATED BY 270 DEGR., INCREMENTAL ENCODER 2048 P/REV (ENCODER I-2048) WITH DRIVE-CLIQ INTERFACE; PLAIN SHAFT, TOLERANCE N WITH HOLDING BRAKE; DEGREE OF PROTECTION IP65 FLANGE ON DRIVE END IP67 | 2936 | TEM | 1 | MC | 12.502 | 1
1FK70805AH711DH3 | SIMOTICS S SYNCHRONOUS SERVOMOTORS 1FK7 COMPACT, 8 NM, 100 K, 4500 RPM, 2,10KW NATURAL AIR COOLING, IM B5 (IM V1, IM V3) POWER/SIGNAL CONNECTORS CONN. CAN BE ROTATED BY 270 DEGR., INCREMENTAL ENCODER 2048 P/REV (ENCODER I-2048) WITH DRIVE-CLIQ INTERFACE; PLAIN SHAFT, TOLERANCE N WITH HOLDING BRAKE; DEGREE OF PROTECTION IP64; PAINT FINISH RAL7016 | 2884 | TEM | 1 | MC | 12.502 | 1
1FK70805AH711DH5 | SIMOTICS S SYNCHRONOUS SERVOMOTORS 1FK7 COMPACT, 8 NM, 100 K, 4500 RPM, 2,10KW NATURAL AIR COOLING, IM B5 (IM V1, IM V3) POWER/SIGNAL CONNECTORS CONN. CAN BE ROTATED BY 270 DEGR., INCREMENTAL ENCODER 2048 P/REV (ENCODER I-2048) WITH DRIVE-CLIQ INTERFACE; PLAIN SHAFT, TOLERANCE N WITH HOLDING BRAKE; DEGREE OF PROTECTION IP65 AS FLANGE IP67; PAINT FINISH RAL7016 | 2985 | TEM | 1 | MC | 12.502 | 1
1FK70805AH711DH8 | SIMOTICS S SYNCHRONOUS SERVOMOTORS 1FK7 COMPACT, 8 NM, 100 K, 4500 RPM, 2,10KW NATURAL AIR COOLING, IM B5 (IM V1, IM V3) POWER/SIGNAL CONNECTORS CONN. CAN BE ROTATED BY 270 DEGR., INCREMENTAL ENCODER 2048 P/REV (ENCODER I-2048) WITH DRIVE-CLIQ INTERFACE; PLAIN SHAFT, TOLERANCE N WITH HOLDING BRAKE; DEGREE OF PROTECTION IP65 IP67 D-END FLANGE; RAL7016 COATING; METALLIC RATING PLATE AT MOTOR | 3094 | TEM | 1 | MC | 12.502 | 1
1FK70805AH711EA0 | SIMOTICS S SYNCHRONOUS SERVOMOTORS 1FK7 COMPACT, 8 NM, 100 K, 4500 RPM, 2,10KW NATURAL AIR COOLING, IM B5 (IM V1, IM V3) POWER/SIGNAL CONNECTORS CONN. CAN BE ROTATED BY 270 DEGR., ABSOLUTE ENCODER ENDAT 2048 P/REV (ENCODER A-2048); PERFORMANCE REDUCTION BY 10% DUE TO ABSOLUTE ENCODER; SHAFT WITH FITTED KEY, TOLERANCE N, WITHOUT HOLDING BRAKE; DEGREE OF PROTECTION IP64 | 2690 | TEM | 1 | MC | 10.003 | 1
1FK70805AH711EA2 | SIMOTICS S SYNCHRONOUS SERVOMOTORS 1FK7 COMPACT, 8 NM, 100 K, 4500 RPM, 2,10KW NATURAL AIR COOLING, IM B5 (IM V1, IM V3) POWER/SIGNAL CONNECTORS CONN. CAN BE ROTATED BY 270 DEGR., ABSOLUTE ENCODER ENDAT 2048 P/REV (ENCODER A-2048); PERFORMANCE REDUCTION BY 10% DUE TO ABSOLUTE ENCODER; SHAFT WITH FITTED KEY, TOLERANCE N, WITHOUT HOLDING BRAKE; DEGREE OF PROTECTION IP65 FLANGE ON DRIVE END IP67 | 2792 | TEM | 1 | MC | 10.003 | 1
1FK70805AH711EA3 | SIMOTICS S SYNCHRONOUS SERVOMOTORS 1FK7 COMPACT, 8 NM, 100 K, 4500 RPM, 2,10KW NATURAL AIR COOLING, IM B5 (IM V1, IM V3) POWER/SIGNAL CONNECTORS CONN. CAN BE ROTATED BY 270 DEGR., ABSOLUTE ENCODER ENDAT 2048 P/REV (ENCODER A-2048); PERFORMANCE REDUCTION BY 10% DUE TO ABSOLUTE ENCODER; SHAFT WITH FITTED KEY, TOLERANCE N, WITHOUT HOLDING BRAKE; DEGREE OF PROTECTION IP64; PAINT FINISH RAL7016 | 2740 | TEM | 1 | MC | 10.003 | 1
1FK70805AH711EA5 | SIMOTICS S SYNCHRONOUS SERVOMOTORS 1FK7 COMPACT, 8 NM, 100 K, 4500 RPM, 2,10KW NATURAL AIR COOLING, IM B5 (IM V1, IM V3) POWER/SIGNAL CONNECTORS CONN. CAN BE ROTATED BY 270 DEGR., ABSOLUTE ENCODER ENDAT 2048 P/REV (ENCODER A-2048); PERFORMANCE REDUCTION BY 10% DUE TO ABSOLUTE ENCODER; SHAFT WITH FITTED KEY, TOLERANCE N, WITHOUT HOLDING BRAKE; DEGREE OF PROTECTION IP65 AS FLANGE IP67; PAINT FINISH RAL7016 | 2841 | TEM | 1 | MC | 10.003 | 1
1FK70805AH711EA8 | SIMOTICS S SYNCHRONOUS SERVOMOTORS 1FK7 COMPACT, 8 NM, 100 K, 4500 RPM, 2,10KW NATURAL AIR COOLING, IM B5 (IM V1, IM V3) POWER/SIGNAL CONNECTORS CONN. CAN BE ROTATED BY 270 DEGR., ABSOLUTE ENCODER ENDAT 2048 P/REV (ENCODER A-2048); PERFORMANCE REDUCTION BY 10% DUE TO ABSOLUTE ENCODER; SHAFT WITH FITTED KEY, TOLERANCE N, WITHOUT HOLDING BRAKE; DEGREE OF PROTECTION IP65 IP67 D-END FLANGE; RAL7016 COATING; METALLIC RATING PLATE AT MOTOR | 2950 | TEM | 1 | MC | 10.003 | 1
1FK70805AH711EB0 | SIMOTICS S SYNCHRONOUS SERVOMOTORS 1FK7 COMPACT, 8 NM, 100 K, 4500 RPM, 2,10KW NATURAL AIR COOLING, IM B5 (IM V1, IM V3) POWER/SIGNAL CONNECTORS CONN. CAN BE ROTATED BY 270 DEGR., ABSOLUTE ENCODER ENDAT 2048 P/REV (ENCODER A-2048); PERFORMANCE REDUCTION BY 10% DUE TO ABSOLUTE ENCODER; SHAFT WITH FITTED KEY, TOLERANCE N, WITH HOLDING BRAKE; DEGREE OF PROTECTION IP64 | 3070 | TEM | 1 | MC | 12.502 | 1
1FK70805AH711EB2 | SIMOTICS S SYNCHRONOUS SERVOMOTORS 1FK7 COMPACT, 8 NM, 100 K, 4500 RPM, 2,10KW NATURAL AIR COOLING, IM B5 (IM V1, IM V3) POWER/SIGNAL CONNECTORS CONN. CAN BE ROTATED BY 270 DEGR., ABSOLUTE ENCODER ENDAT 2048 P/REV (ENCODER A-2048); PERFORMANCE REDUCTION BY 10% DUE TO ABSOLUTE ENCODER; SHAFT WITH FITTED KEY, TOLERANCE N, WITH HOLDING BRAKE; DEGREE OF PROTECTION IP65 FLANGE ON DRIVE END IP67 | 3171 | TEM | 1 | MC | 12.502 | 1
1FK70805AH711EB3 | SIMOTICS S SYNCHRONOUS SERVOMOTORS 1FK7 COMPACT, 8 NM, 100 K, 4500 RPM, 2,10KW NATURAL AIR COOLING, IM B5 (IM V1, IM V3) POWER/SIGNAL CONNECTORS CONN. CAN BE ROTATED BY 270 DEGR., ABSOLUTE ENCODER ENDAT 2048 P/REV (ENCODER A-2048); PERFORMANCE REDUCTION BY 10% DUE TO ABSOLUTE ENCODER; SHAFT WITH FITTED KEY, TOLERANCE N, WITH HOLDING BRAKE; DEGREE OF PROTECTION IP64; PAINT FINISH RAL7016 | 3119 | TEM | 1 | MC | 12.502 | 1
1FK70805AH711EB5 | SIMOTICS S SYNCHRONOUS SERVOMOTORS 1FK7 COMPACT, 8 NM, 100 K, 4500 RPM, 2,10KW NATURAL AIR COOLING, IM B5 (IM V1, IM V3) POWER/SIGNAL CONNECTORS CONN. CAN BE ROTATED BY 270 DEGR., ABSOLUTE ENCODER ENDAT 2048 P/REV (ENCODER A-2048); PERFORMANCE REDUCTION BY 10% DUE TO ABSOLUTE ENCODER; SHAFT WITH FITTED KEY, TOLERANCE N, WITH HOLDING BRAKE; DEGREE OF PROTECTION IP65 AS FLANGE IP67; PAINT FINISH RAL7016 | 3221 | TEM | 1 | MC | 12.502 | 1
1FK70805AH711EB8 | SIMOTICS S SYNCHRONOUS SERVOMOTORS 1FK7 COMPACT, 8 NM, 100 K, 4500 RPM, 2,10KW NATURAL AIR COOLING, IM B5 (IM V1, IM V3) POWER/SIGNAL CONNECTORS CONN. CAN BE ROTATED BY 270 DEGR., ABSOLUTE ENCODER ENDAT 2048 P/REV (ENCODER A-2048); PERFORMANCE REDUCTION BY 10% DUE TO ABSOLUTE ENCODER; SHAFT WITH FITTED KEY, TOLERANCE N, WITH HOLDING BRAKE; DEGREE OF PROTECTION IP65 IP67 D-END FLANGE; RAL7016 COATING; METALLIC RATING PLATE AT MOTOR | 3329 | TEM | 1 | MC | 12.502 | 1
1FK70805AH711EG0 | SIMOTICS S SYNCHRONOUS SERVOMOTORS 1FK7 COMPACT, 8 NM, 100 K, 4500 RPM, 2,10KW NATURAL AIR COOLING, IM B5 (IM V1, IM V3) POWER/SIGNAL CONNECTORS CONN. CAN BE ROTATED BY 270 DEGR., ABSOLUTE ENCODER ENDAT 2048 P/REV (ENCODER A-2048); PERFORMANCE REDUCTION BY 10% DUE TO ABSOLUTE ENCODER; PLAIN SHAFT, TOLERANCE N WITHOUT HOLDING BRAKE; DEGREE OF PROTECTION IP64 | 2597 | TEM | 1 | MC | 10.003 | 1
1FK70805AH711EG2 | SIMOTICS S SYNCHRONOUS SERVOMOTORS 1FK7 COMPACT, 8 NM, 100 K, 4500 RPM, 2,10KW NATURAL AIR COOLING, IM B5 (IM V1, IM V3) POWER/SIGNAL CONNECTORS CONN. CAN BE ROTATED BY 270 DEGR., ABSOLUTE ENCODER ENDAT 2048 P/REV (ENCODER A-2048); PERFORMANCE REDUCTION BY 10% DUE TO ABSOLUTE ENCODER; PLAIN SHAFT, TOLERANCE N WITHOUT HOLDING BRAKE; DEGREE OF PROTECTION IP65 FLANGE ON DRIVE END IP67 | 2698 | TEM | 1 | MC | 10.003 | 1
1FK70805AH711EG3 | SIMOTICS S SYNCHRONOUS SERVOMOTORS 1FK7 COMPACT, 8 NM, 100 K, 4500 RPM, 2,10KW NATURAL AIR COOLING, IM B5 (IM V1, IM V3) POWER/SIGNAL CONNECTORS CONN. CAN BE ROTATED BY 270 DEGR., ABSOLUTE ENCODER ENDAT 2048 P/REV (ENCODER A-2048); PERFORMANCE REDUCTION BY 10% DUE TO ABSOLUTE ENCODER; PLAIN SHAFT, TOLERANCE N WITHOUT HOLDING BRAKE; DEGREE OF PROTECTION IP64; PAINT FINISH RAL7016 | 2646 | TEM | 1 | MC | 10.003 | 1
1FK70805AH711EG5 | SIMOTICS S SYNCHRONOUS SERVOMOTORS 1FK7 COMPACT, 8 NM, 100 K, 4500 RPM, 2,10KW NATURAL AIR COOLING, IM B5 (IM V1, IM V3) POWER/SIGNAL CONNECTORS CONN. CAN BE ROTATED BY 270 DEGR., ABSOLUTE ENCODER ENDAT 2048 P/REV (ENCODER A-2048); PERFORMANCE REDUCTION BY 10% DUE TO ABSOLUTE ENCODER; PLAIN SHAFT, TOLERANCE N WITHOUT HOLDING BRAKE; DEGREE OF PROTECTION IP65 AS FLANGE IP67; PAINT FINISH RAL7016 | 2747 | TEM | 1 | MC | 10.003 | 1
1FK70805AH711EG8 | SIMOTICS S SYNCHRONOUS SERVOMOTORS 1FK7 COMPACT, 8 NM, 100 K, 4500 RPM, 2,10KW NATURAL AIR COOLING, IM B5 (IM V1, IM V3) POWER/SIGNAL CONNECTORS CONN. CAN BE ROTATED BY 270 DEGR., ABSOLUTE ENCODER ENDAT 2048 P/REV (ENCODER A-2048); PERFORMANCE REDUCTION BY 10% DUE TO ABSOLUTE ENCODER; PLAIN SHAFT, TOLERANCE N WITHOUT HOLDING BRAKE; DEGREE OF PROTECTION IP65 IP67 D-END FLANGE; RAL7016 COATING; METALLIC RATING PLATE AT MOTOR | 2856 | TEM | 1 | MC | 10.003 | 1
1FK70805AH711EH0 | SIMOTICS S SYNCHRONOUS SERVOMOTORS 1FK7 COMPACT, 8 NM, 100 K, 4500 RPM, 2,10KW NATURAL AIR COOLING, IM B5 (IM V1, IM V3) POWER/SIGNAL CONNECTORS CONN. CAN BE ROTATED BY 270 DEGR., ABSOLUTE ENCODER ENDAT 2048 P/REV (ENCODER A-2048); PERFORMANCE REDUCTION BY 10% DUE TO ABSOLUTE ENCODER; PLAIN SHAFT, TOLERANCE N WITH HOLDING BRAKE; DEGREE OF PROTECTION IP64 | 2976 | TEM | 1 | MC | 12.502 | 1
1FK70805AH711EH2 | SIMOTICS S SYNCHRONOUS SERVOMOTORS 1FK7 COMPACT, 8 NM, 100 K, 4500 RPM, 2,10KW NATURAL AIR COOLING, IM B5 (IM V1, IM V3) POWER/SIGNAL CONNECTORS CONN. CAN BE ROTATED BY 270 DEGR., ABSOLUTE ENCODER ENDAT 2048 P/REV (ENCODER A-2048); PERFORMANCE REDUCTION BY 10% DUE TO ABSOLUTE ENCODER; PLAIN SHAFT, TOLERANCE N WITH HOLDING BRAKE; DEGREE OF PROTECTION IP65 FLANGE ON DRIVE END IP67 | 3078 | TEM | 1 | MC | 12.502 | 1
1FK70805AH711EH3 | SIMOTICS S SYNCHRONOUS SERVOMOTORS 1FK7 COMPACT, 8 NM, 100 K, 4500 RPM, 2,10KW NATURAL AIR COOLING, IM B5 (IM V1, IM V3) POWER/SIGNAL CONNECTORS CONN. CAN BE ROTATED BY 270 DEGR., ABSOLUTE ENCODER ENDAT 2048 P/REV (ENCODER A-2048); PERFORMANCE REDUCTION BY 10% DUE TO ABSOLUTE ENCODER; PLAIN SHAFT, TOLERANCE N WITH HOLDING BRAKE; DEGREE OF PROTECTION IP64; PAINT FINISH RAL7016 | 3025 | TEM | 1 | MC | 12.502 | 1
1FK70805AH711EH5 | SIMOTICS S SYNCHRONOUS SERVOMOTORS 1FK7 COMPACT, 8 NM, 100 K, 4500 RPM, 2,10KW NATURAL AIR COOLING, IM B5 (IM V1, IM V3) POWER/SIGNAL CONNECTORS CONN. CAN BE ROTATED BY 270 DEGR., ABSOLUTE ENCODER ENDAT 2048 P/REV (ENCODER A-2048); PERFORMANCE REDUCTION BY 10% DUE TO ABSOLUTE ENCODER; PLAIN SHAFT, TOLERANCE N WITH HOLDING BRAKE; DEGREE OF PROTECTION IP65 AS FLANGE IP67; PAINT FINISH RAL7016 | 3127 | TEM | 1 | MC | 12.502 | 1
1FK70805AH711EH8 | SIMOTICS S SYNCHRONOUS SERVOMOTORS 1FK7 COMPACT, 8 NM, 100 K, 4500 RPM, 2,10KW NATURAL AIR COOLING, IM B5 (IM V1, IM V3) POWER/SIGNAL CONNECTORS CONN. CAN BE ROTATED BY 270 DEGR., ABSOLUTE ENCODER ENDAT 2048 P/REV (ENCODER A-2048); PERFORMANCE REDUCTION BY 10% DUE TO ABSOLUTE ENCODER; PLAIN SHAFT, TOLERANCE N WITH HOLDING BRAKE; DEGREE OF PROTECTION IP65 IP67 D-END FLANGE; RAL7016 COATING; METALLIC RATING PLATE AT MOTOR | 3236 | TEM | 1 | MC | 12.502 | 1
1FK70805AH711FA0 | SIMOTICS S SYNCHRONOUS SERVOMOTORS 1FK7 COMPACT, 8 NM, 100 K, 4500 RPM, 2,10KW NATURAL AIR COOLING, IM B5 (IM V1, IM V3) POWER/SIGNAL CONNECTORS CONN. CAN BE ROTATED BY 270 DEGR., ABSOLUTE ENCODER 2048 P/REV (ENCODER A-2048) WITH DRIVE-CLIQ INTERFACE; PERFORMANCE REDUCTION BY 10% DUE TO ABSOLUTE ENCODER; SHAFT WITH FITTED KEY, TOLERANCE N, WITHOUT HOLDING BRAKE; DEGREE OF PROTECTION IP64 | 2950 | TEM | 1 | MC | 10.003 | 1
1FK70805AH711FA2 | SIMOTICS S SYNCHRONOUS SERVOMOTORS 1FK7 COMPACT, 8 NM, 100 K, 4500 RPM, 2,10KW NATURAL AIR COOLING, IM B5 (IM V1, IM V3) POWER/SIGNAL CONNECTORS CONN. CAN BE ROTATED BY 270 DEGR., ABSOLUTE ENCODER 2048 P/REV (ENCODER A-2048) WITH DRIVE-CLIQ INTERFACE; PERFORMANCE REDUCTION BY 10% DUE TO ABSOLUTE ENCODER; SHAFT WITH FITTED KEY, TOLERANCE N, WITHOUT HOLDING BRAKE; DEGREE OF PROTECTION IP65 FLANGE ON DRIVE END IP67 | 3051 | TEM | 1 | MC | 10.003 | 1
1FK70805AH711FA3 | SIMOTICS S SYNCHRONOUS SERVOMOTORS 1FK7 COMPACT, 8 NM, 100 K, 4500 RPM, 2,10KW NATURAL AIR COOLING, IM B5 (IM V1, IM V3) POWER/SIGNAL CONNECTORS CONN. CAN BE ROTATED BY 270 DEGR., ABSOLUTE ENCODER 2048 P/REV (ENCODER A-2048) WITH DRIVE-CLIQ INTERFACE; PERFORMANCE REDUCTION BY 10% DUE TO ABSOLUTE ENCODER; SHAFT WITH FITTED KEY, TOLERANCE N, WITHOUT HOLDING BRAKE; DEGREE OF PROTECTION IP64; PAINT FINISH RAL7016 | 2999 | TEM | 1 | MC | 10.003 | 1
1FK70805AH711FA5 | SIMOTICS S SYNCHRONOUS SERVOMOTORS 1FK7 COMPACT, 8 NM, 100 K, 4500 RPM, 2,10KW NATURAL AIR COOLING, IM B5 (IM V1, IM V3) POWER/SIGNAL CONNECTORS CONN. CAN BE ROTATED BY 270 DEGR., ABSOLUTE ENCODER 2048 P/REV (ENCODER A-2048) WITH DRIVE-CLIQ INTERFACE; PERFORMANCE REDUCTION BY 10% DUE TO ABSOLUTE ENCODER; SHAFT WITH FITTED KEY, TOLERANCE N, WITHOUT HOLDING BRAKE; DEGREE OF PROTECTION IP65 AS FLANGE IP67; PAINT FINISH RAL7016 | 3101 | TEM | 1 | MC | 10.003 | 1
1FK70805AH711FA8 | SIMOTICS S SYNCHRONOUS SERVOMOTORS 1FK7 COMPACT, 8 NM, 100 K, 4500 RPM, 2,10KW NATURAL AIR COOLING, IM B5 (IM V1, IM V3) POWER/SIGNAL CONNECTORS CONN. CAN BE ROTATED BY 270 DEGR., ABSOLUTE ENCODER 2048 P/REV (ENCODER A-2048) WITH DRIVE-CLIQ INTERFACE; PERFORMANCE REDUCTION BY 10% DUE TO ABSOLUTE ENCODER; SHAFT WITH FITTED KEY, TOLERANCE N, WITHOUT HOLDING BRAKE; DEGREE OF PROTECTION IP65 IP67 D-END FLANGE; RAL7016 COATING; METALLIC RATING PLATE AT MOTOR | 3209 | TEM | 1 | MC | 10.003 | 1
1FK70805AH711FB0 | SIMOTICS S SYNCHRONOUS SERVOMOTORS 1FK7 COMPACT, 8 NM, 100 K, 4500 RPM, 2,10KW NATURAL AIR COOLING, IM B5 (IM V1, IM V3) POWER/SIGNAL CONNECTORS CONN. CAN BE ROTATED BY 270 DEGR., ABSOLUTE ENCODER 2048 P/REV (ENCODER A-2048) WITH DRIVE-CLIQ INTERFACE; PERFORMANCE REDUCTION BY 10% DUE TO ABSOLUTE ENCODER; SHAFT WITH FITTED KEY, TOLERANCE N, WITH HOLDING BRAKE; DEGREE OF PROTECTION IP64 | 3329 | TEM | 1 | MC | 12.502 | 1
1FK70805AH711FB2 | SIMOTICS S SYNCHRONOUS SERVOMOTORS 1FK7 COMPACT, 8 NM, 100 K, 4500 RPM, 2,10KW NATURAL AIR COOLING, IM B5 (IM V1, IM V3) POWER/SIGNAL CONNECTORS CONN. CAN BE ROTATED BY 270 DEGR., ABSOLUTE ENCODER 2048 P/REV (ENCODER A-2048) WITH DRIVE-CLIQ INTERFACE; PERFORMANCE REDUCTION BY 10% DUE TO ABSOLUTE ENCODER; SHAFT WITH FITTED KEY, TOLERANCE N, WITH HOLDING BRAKE; DEGREE OF PROTECTION IP65 FLANGE ON DRIVE END IP67 | 3431 | TEM | 1 | MC | 12.502 | 1
1FK70805AH711FB3 | SIMOTICS S SYNCHRONOUS SERVOMOTORS 1FK7 COMPACT, 8 NM, 100 K, 4500 RPM, 2,10KW NATURAL AIR COOLING, IM B5 (IM V1, IM V3) POWER/SIGNAL CONNECTORS CONN. CAN BE ROTATED BY 270 DEGR., ABSOLUTE ENCODER 2048 P/REV (ENCODER A-2048) WITH DRIVE-CLIQ INTERFACE; PERFORMANCE REDUCTION BY 10% DUE TO ABSOLUTE ENCODER; SHAFT WITH FITTED KEY, TOLERANCE N, WITH HOLDING BRAKE; DEGREE OF PROTECTION IP64; PAINT FINISH RAL7016 | 3378 | TEM | 1 | MC | 12.502 | 1
1FK70805AH711FB5 | SIMOTICS S SYNCHRONOUS SERVOMOTORS 1FK7 COMPACT, 8 NM, 100 K, 4500 RPM, 2,10KW NATURAL AIR COOLING, IM B5 (IM V1, IM V3) POWER/SIGNAL CONNECTORS CONN. CAN BE ROTATED BY 270 DEGR., ABSOLUTE ENCODER 2048 P/REV (ENCODER A-2048) WITH DRIVE-CLIQ INTERFACE; PERFORMANCE REDUCTION BY 10% DUE TO ABSOLUTE ENCODER; SHAFT WITH FITTED KEY, TOLERANCE N, WITH HOLDING BRAKE; DEGREE OF PROTECTION IP65 AS FLANGE IP67; PAINT FINISH RAL7016 | 3480 | TEM | 1 | MC | 12.502 | 1
1FK70805AH711FB8 | SIMOTICS S SYNCHRONOUS SERVOMOTORS 1FK7 COMPACT, 8 NM, 100 K, 4500 RPM, 2,10KW NATURAL AIR COOLING, IM B5 (IM V1, IM V3) POWER/SIGNAL CONNECTORS CONN. CAN BE ROTATED BY 270 DEGR., ABSOLUTE ENCODER 2048 P/REV (ENCODER A-2048) WITH DRIVE-CLIQ INTERFACE; PERFORMANCE REDUCTION BY 10% DUE TO ABSOLUTE ENCODER; SHAFT WITH FITTED KEY, TOLERANCE N, WITH HOLDING BRAKE; DEGREE OF PROTECTION IP65 IP67 D-END FLANGE; RAL7016 COATING; METALLIC RATING PLATE AT MOTOR | 3589 | TEM | 1 | MC | 12.502 | 1
1FK70805AH711FG0 | SIMOTICS S SYNCHRONOUS SERVOMOTORS 1FK7 COMPACT, 8 NM, 100 K, 4500 RPM, 2,10KW NATURAL AIR COOLING, IM B5 (IM V1, IM V3) POWER/SIGNAL CONNECTORS CONN. CAN BE ROTATED BY 270 DEGR., ABSOLUTE ENCODER 2048 P/REV (ENCODER A-2048) WITH DRIVE-CLIQ INTERFACE; PERFORMANCE REDUCTION BY 10% DUE TO ABSOLUTE ENCODER; PLAIN SHAFT, TOLERANCE N WITHOUT HOLDING BRAKE; DEGREE OF PROTECTION IP64 | 2856 | TEM | 1 | MC | 10.003 | 1
1FK70805AH711FG2 | SIMOTICS S SYNCHRONOUS SERVOMOTORS 1FK7 COMPACT, 8 NM, 100 K, 4500 RPM, 2,10KW NATURAL AIR COOLING, IM B5 (IM V1, IM V3) POWER/SIGNAL CONNECTORS CONN. CAN BE ROTATED BY 270 DEGR., ABSOLUTE ENCODER 2048 P/REV (ENCODER A-2048) WITH DRIVE-CLIQ INTERFACE; PERFORMANCE REDUCTION BY 10% DUE TO ABSOLUTE ENCODER; PLAIN SHAFT, TOLERANCE N WITHOUT HOLDING BRAKE; DEGREE OF PROTECTION IP65 FLANGE ON DRIVE END IP67 | 2958 | TEM | 1 | MC | 10.003 | 1
1FK70805AH711FG3 | SIMOTICS S SYNCHRONOUS SERVOMOTORS 1FK7 COMPACT, 8 NM, 100 K, 4500 RPM, 2,10KW NATURAL AIR COOLING, IM B5 (IM V1, IM V3) POWER/SIGNAL CONNECTORS CONN. CAN BE ROTATED BY 270 DEGR., ABSOLUTE ENCODER 2048 P/REV (ENCODER A-2048) WITH DRIVE-CLIQ INTERFACE; PERFORMANCE REDUCTION BY 10% DUE TO ABSOLUTE ENCODER; PLAIN SHAFT, TOLERANCE N WITHOUT HOLDING BRAKE; DEGREE OF PROTECTION IP64; PAINT FINISH RAL7016 | 2905 | TEM | 1 | MC | 10.003 | 1
1FK70805AH711FG5 | SIMOTICS S SYNCHRONOUS SERVOMOTORS 1FK7 COMPACT, 8 NM, 100 K, 4500 RPM, 2,10KW NATURAL AIR COOLING, IM B5 (IM V1, IM V3) POWER/SIGNAL CONNECTORS CONN. CAN BE ROTATED BY 270 DEGR., ABSOLUTE ENCODER 2048 P/REV (ENCODER A-2048) WITH DRIVE-CLIQ INTERFACE; PERFORMANCE REDUCTION BY 10% DUE TO ABSOLUTE ENCODER; PLAIN SHAFT, TOLERANCE N WITHOUT HOLDING BRAKE; DEGREE OF PROTECTION IP65 AS FLANGE IP67; PAINT FINISH RAL7016 | 3007 | TEM | 1 | MC | 10.003 | 1
1FK70805AH711FG8 | SIMOTICS S SYNCHRONOUS SERVOMOTORS 1FK7 COMPACT, 8 NM, 100 K, 4500 RPM, 2,10KW NATURAL AIR COOLING, IM B5 (IM V1, IM V3) POWER/SIGNAL CONNECTORS CONN. CAN BE ROTATED BY 270 DEGR., ABSOLUTE ENCODER 2048 P/REV (ENCODER A-2048) WITH DRIVE-CLIQ INTERFACE; PERFORMANCE REDUCTION BY 10% DUE TO ABSOLUTE ENCODER; PLAIN SHAFT, TOLERANCE N WITHOUT HOLDING BRAKE; DEGREE OF PROTECTION IP65 IP67 D-END FLANGE; RAL7016 COATING; METALLIC RATING PLATE AT MOTOR | 3115 | TEM | 1 | MC | 10.003 | 1
1FK70805AH711FH0 | SIMOTICS S SYNCHRONOUS SERVOMOTORS 1FK7 COMPACT, 8 NM, 100 K, 4500 RPM, 2,10KW NATURAL AIR COOLING, IM B5 (IM V1, IM V3) POWER/SIGNAL CONNECTORS CONN. CAN BE ROTATED BY 270 DEGR., ABSOLUTE ENCODER 2048 P/REV (ENCODER A-2048) WITH DRIVE-CLIQ INTERFACE; PERFORMANCE REDUCTION BY 10% DUE TO ABSOLUTE ENCODER; PLAIN SHAFT, TOLERANCE N WITH HOLDING BRAKE; DEGREE OF PROTECTION IP64 | 3236 | TEM | 1 | MC | 12.502 | 1
1FK70805AH711FH2 | SIMOTICS S SYNCHRONOUS SERVOMOTORS 1FK7 COMPACT, 8 NM, 100 K, 4500 RPM, 2,10KW NATURAL AIR COOLING, IM B5 (IM V1, IM V3) POWER/SIGNAL CONNECTORS CONN. CAN BE ROTATED BY 270 DEGR., ABSOLUTE ENCODER 2048 P/REV (ENCODER A-2048) WITH DRIVE-CLIQ INTERFACE; PERFORMANCE REDUCTION BY 10% DUE TO ABSOLUTE ENCODER; PLAIN SHAFT, TOLERANCE N WITH HOLDING BRAKE; DEGREE OF PROTECTION IP65 FLANGE ON DRIVE END IP67 | 3337 | TEM | 1 | MC | 12.502 | 1
1FK70805AH711FH3 | SIMOTICS S SYNCHRONOUS SERVOMOTORS 1FK7 COMPACT, 8 NM, 100 K, 4500 RPM, 2,10KW NATURAL AIR COOLING, IM B5 (IM V1, IM V3) POWER/SIGNAL CONNECTORS CONN. CAN BE ROTATED BY 270 DEGR., ABSOLUTE ENCODER 2048 P/REV (ENCODER A-2048) WITH DRIVE-CLIQ INTERFACE; PERFORMANCE REDUCTION BY 10% DUE TO ABSOLUTE ENCODER; PLAIN SHAFT, TOLERANCE N WITH HOLDING BRAKE; DEGREE OF PROTECTION IP64; PAINT FINISH RAL7016 | 3285 | TEM | 1 | MC | 12.502 | 1
1FK70805AH711FH5 | SIMOTICS S SYNCHRONOUS SERVOMOTORS 1FK7 COMPACT, 8 NM, 100 K, 4500 RPM, 2,10KW NATURAL AIR COOLING, IM B5 (IM V1, IM V3) POWER/SIGNAL CONNECTORS CONN. CAN BE ROTATED BY 270 DEGR., ABSOLUTE ENCODER 2048 P/REV (ENCODER A-2048) WITH DRIVE-CLIQ INTERFACE; PERFORMANCE REDUCTION BY 10% DUE TO ABSOLUTE ENCODER; PLAIN SHAFT, TOLERANCE N WITH HOLDING BRAKE; DEGREE OF PROTECTION IP65 AS FLANGE IP67; PAINT FINISH RAL7016 | 3386 | TEM | 1 | MC | 12.502 | 1
1FK70805AH711FH8 | SIMOTICS S SYNCHRONOUS SERVOMOTORS 1FK7 COMPACT, 8 NM, 100 K, 4500 RPM, 2,10KW NATURAL AIR COOLING, IM B5 (IM V1, IM V3) POWER/SIGNAL CONNECTORS CONN. CAN BE ROTATED BY 270 DEGR., ABSOLUTE ENCODER 2048 P/REV (ENCODER A-2048) WITH DRIVE-CLIQ INTERFACE; PERFORMANCE REDUCTION BY 10% DUE TO ABSOLUTE ENCODER; PLAIN SHAFT, TOLERANCE N WITH HOLDING BRAKE; DEGREE OF PROTECTION IP65 IP67 D-END FLANGE; RAL7016 COATING; METALLIC RATING PLATE AT MOTOR | 3495 | TEM | 1 | MC | 12.502 | 1
1FK70805AH711GA0 | SIMOTICS S SYNCHRONOUS SERVOMOTORS 1FK7 COMPACT, 8 NM, 100 K, 4500 RPM, 2,10KW NATURAL AIR COOLING, IM B5 (IM V1, IM V3) POWER/SIGNAL CONNECTORS CONN. CAN BE ROTATED BY 270 DEGR., BASIC ABSOLUTE ENCODER 32 P/REV (ENCODER A-32); PERFORMANCE REDUCTION BY 10% DUE TO ABSOLUTE ENCODER; SHAFT WITH FITTED KEY, TOLERANCE N, WITHOUT HOLDING BRAKE; DEGREE OF PROTECTION IP64 | 2128 | TEM | 1 | MC | 10.003 | 1
1FK70805AH711GA2 | SIMOTICS S SYNCHRONOUS SERVOMOTORS 1FK7 COMPACT, 8 NM, 100 K, 4500 RPM, 2,10KW NATURAL AIR COOLING, IM B5 (IM V1, IM V3) POWER/SIGNAL CONNECTORS CONN. CAN BE ROTATED BY 270 DEGR., BASIC ABSOLUTE ENCODER 32 P/REV (ENCODER A-32); PERFORMANCE REDUCTION BY 10% DUE TO ABSOLUTE ENCODER; SHAFT WITH FITTED KEY, TOLERANCE N, WITHOUT HOLDING BRAKE; DEGREE OF PROTECTION IP65 FLANGE ON DRIVE END IP67 | 2230 | TEM | 1 | MC | 10.003 | 1
1FK70805AH711GA3 | SIMOTICS S SYNCHRONOUS SERVOMOTORS 1FK7 COMPACT, 8 NM, 100 K, 4500 RPM, 2,10KW NATURAL AIR COOLING, IM B5 (IM V1, IM V3) POWER/SIGNAL CONNECTORS CONN. CAN BE ROTATED BY 270 DEGR., BASIC ABSOLUTE ENCODER 32 P/REV (ENCODER A-32); PERFORMANCE REDUCTION BY 10% DUE TO ABSOLUTE ENCODER; SHAFT WITH FITTED KEY, TOLERANCE N, WITHOUT HOLDING BRAKE; DEGREE OF PROTECTION IP64; PAINT FINISH RAL7016 | 2178 | TEM | 1 | MC | 10.003 | 1
1FK70805AH711GA5 | SIMOTICS S SYNCHRONOUS SERVOMOTORS 1FK7 COMPACT, 8 NM, 100 K, 4500 RPM, 2,10KW NATURAL AIR COOLING, IM B5 (IM V1, IM V3) POWER/SIGNAL CONNECTORS CONN. CAN BE ROTATED BY 270 DEGR., BASIC ABSOLUTE ENCODER 32 P/REV (ENCODER A-32); PERFORMANCE REDUCTION BY 10% DUE TO ABSOLUTE ENCODER; SHAFT WITH FITTED KEY, TOLERANCE N, WITHOUT HOLDING BRAKE; DEGREE OF PROTECTION IP65 AS FLANGE IP67; PAINT FINISH RAL7016 | 2279 | TEM | 1 | MC | 10.003 | 1
1FK70805AH711GA8 | SIMOTICS S SYNCHRONOUS SERVOMOTORS 1FK7 COMPACT, 8 NM, 100 K, 4500 RPM, 2,10KW NATURAL AIR COOLING, IM B5 (IM V1, IM V3) POWER/SIGNAL CONNECTORS CONN. CAN BE ROTATED BY 270 DEGR., BASIC ABSOLUTE ENCODER 32 P/REV (ENCODER A-32); PERFORMANCE REDUCTION BY 10% DUE TO ABSOLUTE ENCODER; SHAFT WITH FITTED KEY, TOLERANCE N, WITHOUT HOLDING BRAKE; DEGREE OF PROTECTION IP65 IP67 D-END FLANGE; RAL7016 COATING; METALLIC RATING PLATE AT MOTOR | 2388 | TEM | 1 | MC | 10.003 | 1
1FK70805AH711GB0 | SIMOTICS S SYNCHRONOUS SERVOMOTORS 1FK7 COMPACT, 8 NM, 100 K, 4500 RPM, 2,10KW NATURAL AIR COOLING, IM B5 (IM V1, IM V3) POWER/SIGNAL CONNECTORS CONN. CAN BE ROTATED BY 270 DEGR., BASIC ABSOLUTE ENCODER 32 P/REV (ENCODER A-32); PERFORMANCE REDUCTION BY 10% DUE TO ABSOLUTE ENCODER; SHAFT WITH FITTED KEY, TOLERANCE N, WITH HOLDING BRAKE; DEGREE OF PROTECTION IP64 | 2508 | TEM | 1 | MC | 12.502 | 1
1FK70805AH711GB2 | SIMOTICS S SYNCHRONOUS SERVOMOTORS 1FK7 COMPACT, 8 NM, 100 K, 4500 RPM, 2,10KW NATURAL AIR COOLING, IM B5 (IM V1, IM V3) POWER/SIGNAL CONNECTORS CONN. CAN BE ROTATED BY 270 DEGR., BASIC ABSOLUTE ENCODER 32 P/REV (ENCODER A-32); PERFORMANCE REDUCTION BY 10% DUE TO ABSOLUTE ENCODER; SHAFT WITH FITTED KEY, TOLERANCE N, WITH HOLDING BRAKE; DEGREE OF PROTECTION IP65 FLANGE ON DRIVE END IP67 | 2609 | TEM | 1 | MC | 12.502 | 1
1FK70805AH711GB3 | SIMOTICS S SYNCHRONOUS SERVOMOTORS 1FK7 COMPACT, 8 NM, 100 K, 4500 RPM, 2,10KW NATURAL AIR COOLING, IM B5 (IM V1, IM V3) POWER/SIGNAL CONNECTORS CONN. CAN BE ROTATED BY 270 DEGR., BASIC ABSOLUTE ENCODER 32 P/REV (ENCODER A-32); PERFORMANCE REDUCTION BY 10% DUE TO ABSOLUTE ENCODER; SHAFT WITH FITTED KEY, TOLERANCE N, WITH HOLDING BRAKE; DEGREE OF PROTECTION IP64; PAINT FINISH RAL7016 | 2557 | TEM | 1 | MC | 12.502 | 1
1FK70805AH711GB5 | SIMOTICS S SYNCHRONOUS SERVOMOTORS 1FK7 COMPACT, 8 NM, 100 K, 4500 RPM, 2,10KW NATURAL AIR COOLING, IM B5 (IM V1, IM V3) POWER/SIGNAL CONNECTORS CONN. CAN BE ROTATED BY 270 DEGR., BASIC ABSOLUTE ENCODER 32 P/REV (ENCODER A-32); PERFORMANCE REDUCTION BY 10% DUE TO ABSOLUTE ENCODER; SHAFT WITH FITTED KEY, TOLERANCE N, WITH HOLDING BRAKE; DEGREE OF PROTECTION IP65 AS FLANGE IP67; PAINT FINISH RAL7016 | 2659 | TEM | 1 | MC | 12.502 | 1
1FK70805AH711GB8 | SIMOTICS S SYNCHRONOUS SERVOMOTORS 1FK7 COMPACT, 8 NM, 100 K, 4500 RPM, 2,10KW NATURAL AIR COOLING, IM B5 (IM V1, IM V3) POWER/SIGNAL CONNECTORS CONN. CAN BE ROTATED BY 270 DEGR., BASIC ABSOLUTE ENCODER 32 P/REV (ENCODER A-32); PERFORMANCE REDUCTION BY 10% DUE TO ABSOLUTE ENCODER; SHAFT WITH FITTED KEY, TOLERANCE N, WITH HOLDING BRAKE; DEGREE OF PROTECTION IP65 IP67 D-END FLANGE; RAL7016 COATING; METALLIC RATING PLATE AT MOTOR | 2767 | TEM | 1 | MC | 12.502 | 1
1FK70805AH711GG0 | SIMOTICS S SYNCHRONOUS SERVOMOTORS 1FK7 COMPACT, 8 NM, 100 K, 4500 RPM, 2,10KW NATURAL AIR COOLING, IM B5 (IM V1, IM V3) POWER/SIGNAL CONNECTORS CONN. CAN BE ROTATED BY 270 DEGR., BASIC ABSOLUTE ENCODER 32 P/REV (ENCODER A-32); PERFORMANCE REDUCTION BY 10% DUE TO ABSOLUTE ENCODER; PLAIN SHAFT, TOLERANCE N WITHOUT HOLDING BRAKE; DEGREE OF PROTECTION IP64 | 2035 | TEM | 1 | MC | 10.003 | 1
1FK70805AH711GG2 | SIMOTICS S SYNCHRONOUS SERVOMOTORS 1FK7 COMPACT, 8 NM, 100 K, 4500 RPM, 2,10KW NATURAL AIR COOLING, IM B5 (IM V1, IM V3) POWER/SIGNAL CONNECTORS CONN. CAN BE ROTATED BY 270 DEGR., BASIC ABSOLUTE ENCODER 32 P/REV (ENCODER A-32); PERFORMANCE REDUCTION BY 10% DUE TO ABSOLUTE ENCODER; PLAIN SHAFT, TOLERANCE N WITHOUT HOLDING BRAKE; DEGREE OF PROTECTION IP65 FLANGE ON DRIVE END IP67 | 2136 | TEM | 1 | MC | 10.003 | 1
1FK70805AH711GG3 | SIMOTICS S SYNCHRONOUS SERVOMOTORS 1FK7 COMPACT, 8 NM, 100 K, 4500 RPM, 2,10KW NATURAL AIR COOLING, IM B5 (IM V1, IM V3) POWER/SIGNAL CONNECTORS CONN. CAN BE ROTATED BY 270 DEGR., BASIC ABSOLUTE ENCODER 32 P/REV (ENCODER A-32); PERFORMANCE REDUCTION BY 10% DUE TO ABSOLUTE ENCODER; PLAIN SHAFT, TOLERANCE N WITHOUT HOLDING BRAKE; DEGREE OF PROTECTION IP64; PAINT FINISH RAL7016 | 2084 | TEM | 1 | MC | 10.003 | 1
1FK70805AH711GG5 | SIMOTICS S SYNCHRONOUS SERVOMOTORS 1FK7 COMPACT, 8 NM, 100 K, 4500 RPM, 2,10KW NATURAL AIR COOLING, IM B5 (IM V1, IM V3) POWER/SIGNAL CONNECTORS CONN. CAN BE ROTATED BY 270 DEGR., BASIC ABSOLUTE ENCODER 32 P/REV (ENCODER A-32); PERFORMANCE REDUCTION BY 10% DUE TO ABSOLUTE ENCODER; PLAIN SHAFT, TOLERANCE N WITHOUT HOLDING BRAKE; DEGREE OF PROTECTION IP65 AS FLANGE IP67; PAINT FINISH RAL7016 | 2186 | TEM | 1 | MC | 10.003 | 1
1FK70805AH711GG8 | SIMOTICS S SYNCHRONOUS SERVOMOTORS 1FK7 COMPACT, 8 NM, 100 K, 4500 RPM, 2,10KW NATURAL AIR COOLING, IM B5 (IM V1, IM V3) POWER/SIGNAL CONNECTORS CONN. CAN BE ROTATED BY 270 DEGR., BASIC ABSOLUTE ENCODER 32 P/REV (ENCODER A-32); PERFORMANCE REDUCTION BY 10% DUE TO ABSOLUTE ENCODER; PLAIN SHAFT, TOLERANCE N WITHOUT HOLDING BRAKE; DEGREE OF PROTECTION IP65 IP67 D-END FLANGE; RAL7016 COATING; METALLIC RATING PLATE AT MOTOR | 2294 | TEM | 1 | MC | 10.003 | 1
1FK70805AH711GH0 | SIMOTICS S SYNCHRONOUS SERVOMOTORS 1FK7 COMPACT, 8 NM, 100 K, 4500 RPM, 2,10KW NATURAL AIR COOLING, IM B5 (IM V1, IM V3) POWER/SIGNAL CONNECTORS CONN. CAN BE ROTATED BY 270 DEGR., BASIC ABSOLUTE ENCODER 32 P/REV (ENCODER A-32); PERFORMANCE REDUCTION BY 10% DUE TO ABSOLUTE ENCODER; PLAIN SHAFT, TOLERANCE N WITH HOLDING BRAKE; DEGREE OF PROTECTION IP64 | 2414 | TEM | 1 | MC | 12.502 | 1
1FK70805AH711GH2 | SIMOTICS S SYNCHRONOUS SERVOMOTORS 1FK7 COMPACT, 8 NM, 100 K, 4500 RPM, 2,10KW NATURAL AIR COOLING, IM B5 (IM V1, IM V3) POWER/SIGNAL CONNECTORS CONN. CAN BE ROTATED BY 270 DEGR., BASIC ABSOLUTE ENCODER 32 P/REV (ENCODER A-32); PERFORMANCE REDUCTION BY 10% DUE TO ABSOLUTE ENCODER; PLAIN SHAFT, TOLERANCE N WITH HOLDING BRAKE; DEGREE OF PROTECTION IP65 FLANGE ON DRIVE END IP67 | 2516 | TEM | 1 | MC | 12.502 | 1
1FK70805AH711GH3 | SIMOTICS S SYNCHRONOUS SERVOMOTORS 1FK7 COMPACT, 8 NM, 100 K, 4500 RPM, 2,10KW NATURAL AIR COOLING, IM B5 (IM V1, IM V3) POWER/SIGNAL CONNECTORS CONN. CAN BE ROTATED BY 270 DEGR., BASIC ABSOLUTE ENCODER 32 P/REV (ENCODER A-32); PERFORMANCE REDUCTION BY 10% DUE TO ABSOLUTE ENCODER; PLAIN SHAFT, TOLERANCE N WITH HOLDING BRAKE; DEGREE OF PROTECTION IP64; PAINT FINISH RAL7016 | 2463 | TEM | 1 | MC | 12.502 | 1
1FK70805AH711GH5 | SIMOTICS S SYNCHRONOUS SERVOMOTORS 1FK7 COMPACT, 8 NM, 100 K, 4500 RPM, 2,10KW NATURAL AIR COOLING, IM B5 (IM V1, IM V3) POWER/SIGNAL CONNECTORS CONN. CAN BE ROTATED BY 270 DEGR., BASIC ABSOLUTE ENCODER 32 P/REV (ENCODER A-32); PERFORMANCE REDUCTION BY 10% DUE TO ABSOLUTE ENCODER; PLAIN SHAFT, TOLERANCE N WITH HOLDING BRAKE; DEGREE OF PROTECTION IP65 AS FLANGE IP67; PAINT FINISH RAL7016 | 2565 | TEM | 1 | MC | 12.502 | 1
1FK70805AH711GH8 | SIMOTICS S SYNCHRONOUS SERVOMOTORS 1FK7 COMPACT, 8 NM, 100 K, 4500 RPM, 2,10KW NATURAL AIR COOLING, IM B5 (IM V1, IM V3) POWER/SIGNAL CONNECTORS CONN. CAN BE ROTATED BY 270 DEGR., BASIC ABSOLUTE ENCODER 32 P/REV (ENCODER A-32); PERFORMANCE REDUCTION BY 10% DUE TO ABSOLUTE ENCODER; PLAIN SHAFT, TOLERANCE N WITH HOLDING BRAKE; DEGREE OF PROTECTION IP65 IP67 D-END FLANGE; RAL7016 COATING; METALLIC RATING PLATE AT MOTOR | 2674 | TEM | 1 | MC | 12.502 | 1
1FK70805AH711KA0 | SIMOTICS S SYNCHRONOUS SERVOMOTORS 1FK7 COMPACT, 8 NM, 100 K, 4500 RPM, 2,10KW NATURAL AIR COOLING, IM B5 (IM V1, IM V3) POWER/SIGNAL CONNECTORS CONN. CAN BE ROTATED BY 270 DEGR., BASIC ABSOLUTE ENCODER 32 P/REV (ENCODER A-32) WITH DRIVE-CLIQ INTERFACE; PERFORMANCE REDUCTION BY 10% DUE TO ABSOLUTE ENCODER; SHAFT WITH FITTED KEY, TOLERANCE N, WITHOUT HOLDING BRAKE; DEGREE OF PROTECTION IP64 | 2388 | TEM | 1 | MC | 10.003 | 1
1FK70805AH711KA2 | SIMOTICS S SYNCHRONOUS SERVOMOTORS 1FK7 COMPACT, 8 NM, 100 K, 4500 RPM, 2,10KW NATURAL AIR COOLING, IM B5 (IM V1, IM V3) POWER/SIGNAL CONNECTORS CONN. CAN BE ROTATED BY 270 DEGR., BASIC ABSOLUTE ENCODER 32 P/REV (ENCODER A-32) WITH DRIVE-CLIQ INTERFACE; PERFORMANCE REDUCTION BY 10% DUE TO ABSOLUTE ENCODER; SHAFT WITH FITTED KEY, TOLERANCE N, WITHOUT HOLDING BRAKE; DEGREE OF PROTECTION IP65 FLANGE ON DRIVE END IP67 | 2489 | TEM | 1 | MC | 10.003 | 1
1FK70805AH711KA3 | SIMOTICS S SYNCHRONOUS SERVOMOTORS 1FK7 COMPACT, 8 NM, 100 K, 4500 RPM, 2,10KW NATURAL AIR COOLING, IM B5 (IM V1, IM V3) POWER/SIGNAL CONNECTORS CONN. CAN BE ROTATED BY 270 DEGR., BASIC ABSOLUTE ENCODER 32 P/REV (ENCODER A-32) WITH DRIVE-CLIQ INTERFACE; PERFORMANCE REDUCTION BY 10% DUE TO ABSOLUTE ENCODER; SHAFT WITH FITTED KEY, TOLERANCE N, WITHOUT HOLDING BRAKE; DEGREE OF PROTECTION IP64; PAINT FINISH RAL7016 | 2437 | TEM | 1 | MC | 10.003 | 1
1FK70805AH711KA5 | SIMOTICS S SYNCHRONOUS SERVOMOTORS 1FK7 COMPACT, 8 NM, 100 K, 4500 RPM, 2,10KW NATURAL AIR COOLING, IM B5 (IM V1, IM V3) POWER/SIGNAL CONNECTORS CONN. CAN BE ROTATED BY 270 DEGR., BASIC ABSOLUTE ENCODER 32 P/REV (ENCODER A-32) WITH DRIVE-CLIQ INTERFACE; PERFORMANCE REDUCTION BY 10% DUE TO ABSOLUTE ENCODER; SHAFT WITH FITTED KEY, TOLERANCE N, WITHOUT HOLDING BRAKE; DEGREE OF PROTECTION IP65 AS FLANGE IP67; PAINT FINISH RAL7016 | 2539 | TEM | 1 | MC | 10.003 | 1
1FK70805AH711KA8 | SIMOTICS S SYNCHRONOUS SERVOMOTORS 1FK7 COMPACT, 8 NM, 100 K, 4500 RPM, 2,10KW NATURAL AIR COOLING, IM B5 (IM V1, IM V3) POWER/SIGNAL CONNECTORS CONN. CAN BE ROTATED BY 270 DEGR., BASIC ABSOLUTE ENCODER 32 P/REV (ENCODER A-32) WITH DRIVE-CLIQ INTERFACE; PERFORMANCE REDUCTION BY 10% DUE TO ABSOLUTE ENCODER; SHAFT WITH FITTED KEY, TOLERANCE N, WITHOUT HOLDING BRAKE; DEGREE OF PROTECTION IP65 IP67 D-END FLANGE; RAL7016 COATING; METALLIC RATING PLATE AT MOTOR | 2647 | TEM | 1 | MC | 10.003 | 1
1FK70805AH711KB0 | SIMOTICS S SYNCHRONOUS SERVOMOTORS 1FK7 COMPACT, 8 NM, 100 K, 4500 RPM, 2,10KW NATURAL AIR COOLING, IM B5 (IM V1, IM V3) POWER/SIGNAL CONNECTORS CONN. CAN BE ROTATED BY 270 DEGR., BASIC ABSOLUTE ENCODER 32 P/REV (ENCODER A-32) WITH DRIVE-CLIQ INTERFACE; PERFORMANCE REDUCTION BY 10% DUE TO ABSOLUTE ENCODER; SHAFT WITH FITTED KEY, TOLERANCE N, WITH HOLDING BRAKE; DEGREE OF PROTECTION IP64 | 2767 | TEM | 1 | MC | 12.502 | 1
1FK70805AH711KB2 | SIMOTICS S SYNCHRONOUS SERVOMOTORS 1FK7 COMPACT, 8 NM, 100 K, 4500 RPM, 2,10KW NATURAL AIR COOLING, IM B5 (IM V1, IM V3) POWER/SIGNAL CONNECTORS CONN. CAN BE ROTATED BY 270 DEGR., BASIC ABSOLUTE ENCODER 32 P/REV (ENCODER A-32) WITH DRIVE-CLIQ INTERFACE; PERFORMANCE REDUCTION BY 10% DUE TO ABSOLUTE ENCODER; SHAFT WITH FITTED KEY, TOLERANCE N, WITH HOLDING BRAKE; DEGREE OF PROTECTION IP65 FLANGE ON DRIVE END IP67 | 2869 | TEM | 1 | MC | 12.502 | 1
1FK70805AH711KB3 | SIMOTICS S SYNCHRONOUS SERVOMOTORS 1FK7 COMPACT, 8 NM, 100 K, 4500 RPM, 2,10KW NATURAL AIR COOLING, IM B5 (IM V1, IM V3) POWER/SIGNAL CONNECTORS CONN. CAN BE ROTATED BY 270 DEGR., BASIC ABSOLUTE ENCODER 32 P/REV (ENCODER A-32) WITH DRIVE-CLIQ INTERFACE; PERFORMANCE REDUCTION BY 10% DUE TO ABSOLUTE ENCODER; SHAFT WITH FITTED KEY, TOLERANCE N, WITH HOLDING BRAKE; DEGREE OF PROTECTION IP64; PAINT FINISH RAL7016 | 2816 | TEM | 1 | MC | 12.502 | 1
1FK70805AH711KB5 | SIMOTICS S SYNCHRONOUS SERVOMOTORS 1FK7 COMPACT, 8 NM, 100 K, 4500 RPM, 2,10KW NATURAL AIR COOLING, IM B5 (IM V1, IM V3) POWER/SIGNAL CONNECTORS CONN. CAN BE ROTATED BY 270 DEGR., BASIC ABSOLUTE ENCODER 32 P/REV (ENCODER A-32) WITH DRIVE-CLIQ INTERFACE; PERFORMANCE REDUCTION BY 10% DUE TO ABSOLUTE ENCODER; SHAFT WITH FITTED KEY, TOLERANCE N, WITH HOLDING BRAKE; DEGREE OF PROTECTION IP65 AS FLANGE IP67; PAINT FINISH RAL7016 | 2918 | TEM | 1 | MC | 12.502 | 1
1FK70805AH711KB8 | SIMOTICS S SYNCHRONOUS SERVOMOTORS 1FK7 COMPACT, 8 NM, 100 K, 4500 RPM, 2,10KW NATURAL AIR COOLING, IM B5 (IM V1, IM V3) POWER/SIGNAL CONNECTORS CONN. CAN BE ROTATED BY 270 DEGR., BASIC ABSOLUTE ENCODER 32 P/REV (ENCODER A-32) WITH DRIVE-CLIQ INTERFACE; PERFORMANCE REDUCTION BY 10% DUE TO ABSOLUTE ENCODER; SHAFT WITH FITTED KEY, TOLERANCE N, WITH HOLDING BRAKE; DEGREE OF PROTECTION IP65 IP67 D-END FLANGE; RAL7016 COATING; METALLIC RATING PLATE AT MOTOR | 3027 | TEM | 1 | MC | 12.502 | 1
1FK70805AH711KG0 | SIMOTICS S SYNCHRONOUS SERVOMOTORS 1FK7 COMPACT, 8 NM, 100 K, 4500 RPM, 2,10KW NATURAL AIR COOLING, IM B5 (IM V1, IM V3) POWER/SIGNAL CONNECTORS CONN. CAN BE ROTATED BY 270 DEGR., BASIC ABSOLUTE ENCODER 32 P/REV (ENCODER A-32) WITH DRIVE-CLIQ INTERFACE; PERFORMANCE REDUCTION BY 10% DUE TO ABSOLUTE ENCODER; PLAIN SHAFT, TOLERANCE N WITHOUT HOLDING BRAKE; DEGREE OF PROTECTION IP64 | 2294 | TEM | 1 | MC | 10.003 | 1
1FK70805AH711KG2 | SIMOTICS S SYNCHRONOUS SERVOMOTORS 1FK7 COMPACT, 8 NM, 100 K, 4500 RPM, 2,10KW NATURAL AIR COOLING, IM B5 (IM V1, IM V3) POWER/SIGNAL CONNECTORS CONN. CAN BE ROTATED BY 270 DEGR., BASIC ABSOLUTE ENCODER 32 P/REV (ENCODER A-32) WITH DRIVE-CLIQ INTERFACE; PERFORMANCE REDUCTION BY 10% DUE TO ABSOLUTE ENCODER; PLAIN SHAFT, TOLERANCE N WITHOUT HOLDING BRAKE; DEGREE OF PROTECTION IP65 FLANGE ON DRIVE END IP67 | 2396 | TEM | 1 | MC | 10.003 | 1
1FK70805AH711KG3 | SIMOTICS S SYNCHRONOUS SERVOMOTORS 1FK7 COMPACT, 8 NM, 100 K, 4500 RPM, 2,10KW NATURAL AIR COOLING, IM B5 (IM V1, IM V3) POWER/SIGNAL CONNECTORS CONN. CAN BE ROTATED BY 270 DEGR., BASIC ABSOLUTE ENCODER 32 P/REV (ENCODER A-32) WITH DRIVE-CLIQ INTERFACE; PERFORMANCE REDUCTION BY 10% DUE TO ABSOLUTE ENCODER; PLAIN SHAFT, TOLERANCE N WITHOUT HOLDING BRAKE; DEGREE OF PROTECTION IP64; PAINT FINISH RAL7016 | 2343 | TEM | 1 | MC | 10.003 | 1
1FK70805AH711KG5 | SIMOTICS S SYNCHRONOUS SERVOMOTORS 1FK7 COMPACT, 8 NM, 100 K, 4500 RPM, 2,10KW NATURAL AIR COOLING, IM B5 (IM V1, IM V3) POWER/SIGNAL CONNECTORS CONN. CAN BE ROTATED BY 270 DEGR., BASIC ABSOLUTE ENCODER 32 P/REV (ENCODER A-32) WITH DRIVE-CLIQ INTERFACE; PERFORMANCE REDUCTION BY 10% DUE TO ABSOLUTE ENCODER; PLAIN SHAFT, TOLERANCE N WITHOUT HOLDING BRAKE; DEGREE OF PROTECTION IP65 AS FLANGE IP67; PAINT FINISH RAL7016 | 2445 | TEM | 1 | MC | 10.003 | 1
1FK70805AH711KG8 | SIMOTICS S SYNCHRONOUS SERVOMOTORS 1FK7 COMPACT, 8 NM, 100 K, 4500 RPM, 2,10KW NATURAL AIR COOLING, IM B5 (IM V1, IM V3) POWER/SIGNAL CONNECTORS CONN. CAN BE ROTATED BY 270 DEGR., BASIC ABSOLUTE ENCODER 32 P/REV (ENCODER A-32) WITH DRIVE-CLIQ INTERFACE; PERFORMANCE REDUCTION BY 10% DUE TO ABSOLUTE ENCODER; PLAIN SHAFT, TOLERANCE N WITHOUT HOLDING BRAKE; DEGREE OF PROTECTION IP65 IP67 D-END FLANGE; RAL7016 COATING; METALLIC RATING PLATE AT MOTOR | 2553 | TEM | 1 | MC | 10.003 | 1
1FK70805AH711KH0 | SIMOTICS S SYNCHRONOUS SERVOMOTORS 1FK7 COMPACT, 8 NM, 100 K, 4500 RPM, 2,10KW NATURAL AIR COOLING, IM B5 (IM V1, IM V3) POWER/SIGNAL CONNECTORS CONN. CAN BE ROTATED BY 270 DEGR., BASIC ABSOLUTE ENCODER 32 P/REV (ENCODER A-32) WITH DRIVE-CLIQ INTERFACE; PERFORMANCE REDUCTION BY 10% DUE TO ABSOLUTE ENCODER; PLAIN SHAFT, TOLERANCE N WITH HOLDING BRAKE; DEGREE OF PROTECTION IP64 | 2674 | TEM | 1 | MC | 12.502 | 1
1FK70805AH711KH2 | SIMOTICS S SYNCHRONOUS SERVOMOTORS 1FK7 COMPACT, 8 NM, 100 K, 4500 RPM, 2,10KW NATURAL AIR COOLING, IM B5 (IM V1, IM V3) POWER/SIGNAL CONNECTORS CONN. CAN BE ROTATED BY 270 DEGR., BASIC ABSOLUTE ENCODER 32 P/REV (ENCODER A-32) WITH DRIVE-CLIQ INTERFACE; PERFORMANCE REDUCTION BY 10% DUE TO ABSOLUTE ENCODER; PLAIN SHAFT, TOLERANCE N WITH HOLDING BRAKE; DEGREE OF PROTECTION IP65 FLANGE ON DRIVE END IP67 | 2775 | TEM | 1 | MC | 12.502 | 1
1FK70805AH711KH3 | SIMOTICS S SYNCHRONOUS SERVOMOTORS 1FK7 COMPACT, 8 NM, 100 K, 4500 RPM, 2,10KW NATURAL AIR COOLING, IM B5 (IM V1, IM V3) POWER/SIGNAL CONNECTORS CONN. CAN BE ROTATED BY 270 DEGR., BASIC ABSOLUTE ENCODER 32 P/REV (ENCODER A-32) WITH DRIVE-CLIQ INTERFACE; PERFORMANCE REDUCTION BY 10% DUE TO ABSOLUTE ENCODER; PLAIN SHAFT, TOLERANCE N WITH HOLDING BRAKE; DEGREE OF PROTECTION IP64; PAINT FINISH RAL7016 | 2723 | TEM | 1 | MC | 12.502 | 1
1FK70805AH711KH5 | SIMOTICS S SYNCHRONOUS SERVOMOTORS 1FK7 COMPACT, 8 NM, 100 K, 4500 RPM, 2,10KW NATURAL AIR COOLING, IM B5 (IM V1, IM V3) POWER/SIGNAL CONNECTORS CONN. CAN BE ROTATED BY 270 DEGR., BASIC ABSOLUTE ENCODER 32 P/REV (ENCODER A-32) WITH DRIVE-CLIQ INTERFACE; PERFORMANCE REDUCTION BY 10% DUE TO ABSOLUTE ENCODER; PLAIN SHAFT, TOLERANCE N WITH HOLDING BRAKE; DEGREE OF PROTECTION IP65 AS FLANGE IP67; PAINT FINISH RAL7016 | 2824 | TEM | 1 | MC | 12.502 | 1
1FK70805AH711KH8 | SIMOTICS S SYNCHRONOUS SERVOMOTORS 1FK7 COMPACT, 8 NM, 100 K, 4500 RPM, 2,10KW NATURAL AIR COOLING, IM B5 (IM V1, IM V3) POWER/SIGNAL CONNECTORS CONN. CAN BE ROTATED BY 270 DEGR., BASIC ABSOLUTE ENCODER 32 P/REV (ENCODER A-32) WITH DRIVE-CLIQ INTERFACE; PERFORMANCE REDUCTION BY 10% DUE TO ABSOLUTE ENCODER; PLAIN SHAFT, TOLERANCE N WITH HOLDING BRAKE; DEGREE OF PROTECTION IP65 IP67 D-END FLANGE; RAL7016 COATING; METALLIC RATING PLATE AT MOTOR | 2933 | TEM | 1 | MC | 12.502 | 1
1FK70805AH711PA0 | SIMOTICS S SYNCHRONOUS SERVOMOTORS 1FK7 COMPACT, 8 NM, 100 K, 4500 RPM, 2,10KW NATURAL AIR COOLING, IM B5 (IM V1, IM V3) POWER/SIGNAL CONNECTORS CONN. CAN BE ROTATED BY 270 DEGR., RESOLVER 2-POLE (RESOLVER P=1) WITH DRIVE-CLIQ INTERFACE; SHAFT WITH FITTED KEY, TOLERANCE N, WITHOUT HOLDING BRAKE; DEGREE OF PROTECTION IP64 | 1912 | TEM | 1 | MC | 10.003 | 1
1FK70805AH711PA2 | SIMOTICS S SYNCHRONOUS SERVOMOTORS 1FK7 COMPACT, 8 NM, 100 K, 4500 RPM, 2,10KW NATURAL AIR COOLING, IM B5 (IM V1, IM V3) POWER/SIGNAL CONNECTORS CONN. CAN BE ROTATED BY 270 DEGR., RESOLVER 2-POLE (RESOLVER P=1) WITH DRIVE-CLIQ INTERFACE; SHAFT WITH FITTED KEY, TOLERANCE N, WITHOUT HOLDING BRAKE; DEGREE OF PROTECTION IP65 FLANGE ON DRIVE END IP67 | 2014 | TEM | 1 | MC | 10.003 | 1
1FK70805AH711PA3 | SIMOTICS S SYNCHRONOUS SERVOMOTORS 1FK7 COMPACT, 8 NM, 100 K, 4500 RPM, 2,10KW NATURAL AIR COOLING, IM B5 (IM V1, IM V3) POWER/SIGNAL CONNECTORS CONN. CAN BE ROTATED BY 270 DEGR., RESOLVER 2-POLE (RESOLVER P=1) WITH DRIVE-CLIQ INTERFACE; SHAFT WITH FITTED KEY, TOLERANCE N, WITHOUT HOLDING BRAKE; DEGREE OF PROTECTION IP64; PAINT FINISH RAL7016 | 1961 | TEM | 1 | MC | 10.003 | 1
1FK70805AH711PA5 | SIMOTICS S SYNCHRONOUS SERVOMOTORS 1FK7 COMPACT, 8 NM, 100 K, 4500 RPM, 2,10KW NATURAL AIR COOLING, IM B5 (IM V1, IM V3) POWER/SIGNAL CONNECTORS CONN. CAN BE ROTATED BY 270 DEGR., RESOLVER 2-POLE (RESOLVER P=1) WITH DRIVE-CLIQ INTERFACE; SHAFT WITH FITTED KEY, TOLERANCE N, WITHOUT HOLDING BRAKE; DEGREE OF PROTECTION IP65 AS FLANGE IP67; PAINT FINISH RAL7016 | 2063 | TEM | 1 | MC | 10.003 | 1
1FK70805AH711PA8 | SIMOTICS S SYNCHRONOUS SERVOMOTORS 1FK7 COMPACT, 8 NM, 100 K, 4500 RPM, 2,10KW NATURAL AIR COOLING, IM B5 (IM V1, IM V3) POWER/SIGNAL CONNECTORS CONN. CAN BE ROTATED BY 270 DEGR., RESOLVER 2-POLE (RESOLVER P=1) WITH DRIVE-CLIQ INTERFACE; SHAFT WITH FITTED KEY, TOLERANCE N, WITHOUT HOLDING BRAKE; DEGREE OF PROTECTION IP65 IP67 D-END FLANGE; RAL7016 COATING; METALLIC RATING PLATE AT MOTOR | 2172 | TEM | 1 | MC | 10.003 | 1
1FK70805AH711PB0 | SIMOTICS S SYNCHRONOUS SERVOMOTORS 1FK7 COMPACT, 8 NM, 100 K, 4500 RPM, 2,10KW NATURAL AIR COOLING, IM B5 (IM V1, IM V3) POWER/SIGNAL CONNECTORS CONN. CAN BE ROTATED BY 270 DEGR., RESOLVER 2-POLE (RESOLVER P=1) WITH DRIVE-CLIQ INTERFACE; SHAFT WITH FITTED KEY, TOLERANCE N, WITH HOLDING BRAKE; DEGREE OF PROTECTION IP64 | 2292 | TEM | 1 | MC | 12.502 | 1
1FK70805AH711PB2 | SIMOTICS S SYNCHRONOUS SERVOMOTORS 1FK7 COMPACT, 8 NM, 100 K, 4500 RPM, 2,10KW NATURAL AIR COOLING, IM B5 (IM V1, IM V3) POWER/SIGNAL CONNECTORS CONN. CAN BE ROTATED BY 270 DEGR., RESOLVER 2-POLE (RESOLVER P=1) WITH DRIVE-CLIQ INTERFACE; SHAFT WITH FITTED KEY, TOLERANCE N, WITH HOLDING BRAKE; DEGREE OF PROTECTION IP65 FLANGE ON DRIVE END IP67 | 2393 | TEM | 1 | MC | 12.502 | 1
1FK70805AH711PB3 | SIMOTICS S SYNCHRONOUS SERVOMOTORS 1FK7 COMPACT, 8 NM, 100 K, 4500 RPM, 2,10KW NATURAL AIR COOLING, IM B5 (IM V1, IM V3) POWER/SIGNAL CONNECTORS CONN. CAN BE ROTATED BY 270 DEGR., RESOLVER 2-POLE (RESOLVER P=1) WITH DRIVE-CLIQ INTERFACE; SHAFT WITH FITTED KEY, TOLERANCE N, WITH HOLDING BRAKE; DEGREE OF PROTECTION IP64; PAINT FINISH RAL7016 | 2341 | TEM | 1 | MC | 12.502 | 1
1FK70805AH711PB5 | SIMOTICS S SYNCHRONOUS SERVOMOTORS 1FK7 COMPACT, 8 NM, 100 K, 4500 RPM, 2,10KW NATURAL AIR COOLING, IM B5 (IM V1, IM V3) POWER/SIGNAL CONNECTORS CONN. CAN BE ROTATED BY 270 DEGR., RESOLVER 2-POLE (RESOLVER P=1) WITH DRIVE-CLIQ INTERFACE; SHAFT WITH FITTED KEY, TOLERANCE N, WITH HOLDING BRAKE; DEGREE OF PROTECTION IP65 AS FLANGE IP67; PAINT FINISH RAL7016 | 2442 | TEM | 1 | MC | 12.502 | 1
1FK70805AH711PB8 | SIMOTICS S SYNCHRONOUS SERVOMOTORS 1FK7 COMPACT, 8 NM, 100 K, 4500 RPM, 2,10KW NATURAL AIR COOLING, IM B5 (IM V1, IM V3) POWER/SIGNAL CONNECTORS CONN. CAN BE ROTATED BY 270 DEGR., RESOLVER 2-POLE (RESOLVER P=1) WITH DRIVE-CLIQ INTERFACE; SHAFT WITH FITTED KEY, TOLERANCE N, WITH HOLDING BRAKE; DEGREE OF PROTECTION IP65 IP67 D-END FLANGE; RAL7016 COATING; METALLIC RATING PLATE AT MOTOR | 2551 | TEM | 1 | MC | 12.502 | 1
1FK70805AH711PG0 | SIMOTICS S SYNCHRONOUS SERVOMOTORS 1FK7 COMPACT, 8 NM, 100 K, 4500 RPM, 2,10KW NATURAL AIR COOLING, IM B5 (IM V1, IM V3) POWER/SIGNAL CONNECTORS CONN. CAN BE ROTATED BY 270 DEGR., RESOLVER 2-POLE (RESOLVER P=1) WITH DRIVE-CLIQ INTERFACE; PLAIN SHAFT, TOLERANCE N WITHOUT HOLDING BRAKE; DEGREE OF PROTECTION IP64 | 1819 | TEM | 1 | MC | 10.003 | 1
1FK70805AH711PG2 | SIMOTICS S SYNCHRONOUS SERVOMOTORS 1FK7 COMPACT, 8 NM, 100 K, 4500 RPM, 2,10KW NATURAL AIR COOLING, IM B5 (IM V1, IM V3) POWER/SIGNAL CONNECTORS CONN. CAN BE ROTATED BY 270 DEGR., RESOLVER 2-POLE (RESOLVER P=1) WITH DRIVE-CLIQ INTERFACE; PLAIN SHAFT, TOLERANCE N WITHOUT HOLDING BRAKE; DEGREE OF PROTECTION IP65 FLANGE ON DRIVE END IP67 | 1920 | TEM | 1 | MC | 10.003 | 1
1FK70805AH711PG3 | SIMOTICS S SYNCHRONOUS SERVOMOTORS 1FK7 COMPACT, 8 NM, 100 K, 4500 RPM, 2,10KW NATURAL AIR COOLING, IM B5 (IM V1, IM V3) POWER/SIGNAL CONNECTORS CONN. CAN BE ROTATED BY 270 DEGR., RESOLVER 2-POLE (RESOLVER P=1) WITH DRIVE-CLIQ INTERFACE; PLAIN SHAFT, TOLERANCE N WITHOUT HOLDING BRAKE; DEGREE OF PROTECTION IP64; PAINT FINISH RAL7016 | 1868 | TEM | 1 | MC | 10.003 | 1
1FK70805AH711PG5 | SIMOTICS S SYNCHRONOUS SERVOMOTORS 1FK7 COMPACT, 8 NM, 100 K, 4500 RPM, 2,10KW NATURAL AIR COOLING, IM B5 (IM V1, IM V3) POWER/SIGNAL CONNECTORS CONN. CAN BE ROTATED BY 270 DEGR., RESOLVER 2-POLE (RESOLVER P=1) WITH DRIVE-CLIQ INTERFACE; PLAIN SHAFT, TOLERANCE N WITHOUT HOLDING BRAKE; DEGREE OF PROTECTION IP65 AS FLANGE IP67; PAINT FINISH RAL7016 | 1969 | TEM | 1 | MC | 10.003 | 1
1FK70805AH711PG8 | SIMOTICS S SYNCHRONOUS SERVOMOTORS 1FK7 COMPACT, 8 NM, 100 K, 4500 RPM, 2,10KW NATURAL AIR COOLING, IM B5 (IM V1, IM V3) POWER/SIGNAL CONNECTORS CONN. CAN BE ROTATED BY 270 DEGR., RESOLVER 2-POLE (RESOLVER P=1) WITH DRIVE-CLIQ INTERFACE; PLAIN SHAFT, TOLERANCE N WITHOUT HOLDING BRAKE; DEGREE OF PROTECTION IP65 IP67 D-END FLANGE; RAL7016 COATING; METALLIC RATING PLATE AT MOTOR | 2078 | TEM | 1 | MC | 10.003 | 1
1FK70805AH711PH0 | SIMOTICS S SYNCHRONOUS SERVOMOTORS 1FK7 COMPACT, 8 NM, 100 K, 4500 RPM, 2,10KW NATURAL AIR COOLING, IM B5 (IM V1, IM V3) POWER/SIGNAL CONNECTORS CONN. CAN BE ROTATED BY 270 DEGR., RESOLVER 2-POLE (RESOLVER P=1) WITH DRIVE-CLIQ INTERFACE; PLAIN SHAFT, TOLERANCE N WITH HOLDING BRAKE; DEGREE OF PROTECTION IP64 | 2198 | TEM | 1 | MC | 12.502 | 1
1FK70805AH711PH2 | SIMOTICS S SYNCHRONOUS SERVOMOTORS 1FK7 COMPACT, 8 NM, 100 K, 4500 RPM, 2,10KW NATURAL AIR COOLING, IM B5 (IM V1, IM V3) POWER/SIGNAL CONNECTORS CONN. CAN BE ROTATED BY 270 DEGR., RESOLVER 2-POLE (RESOLVER P=1) WITH DRIVE-CLIQ INTERFACE; PLAIN SHAFT, TOLERANCE N WITH HOLDING BRAKE; DEGREE OF PROTECTION IP65 FLANGE ON DRIVE END IP67 | 2300 | TEM | 1 | MC | 12.502 | 1
1FK70805AH711PH3 | SIMOTICS S SYNCHRONOUS SERVOMOTORS 1FK7 COMPACT, 8 NM, 100 K, 4500 RPM, 2,10KW NATURAL AIR COOLING, IM B5 (IM V1, IM V3) POWER/SIGNAL CONNECTORS CONN. CAN BE ROTATED BY 270 DEGR., RESOLVER 2-POLE (RESOLVER P=1) WITH DRIVE-CLIQ INTERFACE; PLAIN SHAFT, TOLERANCE N WITH HOLDING BRAKE; DEGREE OF PROTECTION IP64; PAINT FINISH RAL7016 | 2247 | TEM | 1 | MC | 12.502 | 1
1FK70805AH711PH5 | SIMOTICS S SYNCHRONOUS SERVOMOTORS 1FK7 COMPACT, 8 NM, 100 K, 4500 RPM, 2,10KW NATURAL AIR COOLING, IM B5 (IM V1, IM V3) POWER/SIGNAL CONNECTORS CONN. CAN BE ROTATED BY 270 DEGR., RESOLVER 2-POLE (RESOLVER P=1) WITH DRIVE-CLIQ INTERFACE; PLAIN SHAFT, TOLERANCE N WITH HOLDING BRAKE; DEGREE OF PROTECTION IP65 AS FLANGE IP67; PAINT FINISH RAL7016 | 2349 | TEM | 1 | MC | 12.502 | 1
1FK70805AH711PH8 | SIMOTICS S SYNCHRONOUS SERVOMOTORS 1FK7 COMPACT, 8 NM, 100 K, 4500 RPM, 2,10KW NATURAL AIR COOLING, IM B5 (IM V1, IM V3) POWER/SIGNAL CONNECTORS CONN. CAN BE ROTATED BY 270 DEGR., RESOLVER 2-POLE (RESOLVER P=1) WITH DRIVE-CLIQ INTERFACE; PLAIN SHAFT, TOLERANCE N WITH HOLDING BRAKE; DEGREE OF PROTECTION IP65 IP67 D-END FLANGE; RAL7016 COATING; METALLIC RATING PLATE AT MOTOR | 2457 | TEM | 1 | MC | 12.502 | 1
1FK70805AH711SA0 | SIMOTICS S SYNCHRONOUS SERVOMOTORS 1FK7 COMPACT, 8 NM, 100 K, 4500 RPM, 2,10KW NATURAL AIR COOLING, IM B5 (IM V1, IM V3) POWER/SIGNAL CONNECTORS CONN. CAN BE ROTATED BY 270 DEGR., RESOLVER MULTI-POLE (RESOLVER P=4); SHAFT WITH FITTED KEY, TOLERANCE N, WITHOUT HOLDING BRAKE; DEGREE OF PROTECTION IP64 | 1650 | TEM | 1 | MC | 10.003 | 1
1FK70805AH711SA2 | SIMOTICS S SYNCHRONOUS SERVOMOTORS 1FK7 COMPACT, 8 NM, 100 K, 4500 RPM, 2,10KW NATURAL AIR COOLING, IM B5 (IM V1, IM V3) POWER/SIGNAL CONNECTORS CONN. CAN BE ROTATED BY 270 DEGR., RESOLVER MULTI-POLE (RESOLVER P=4); SHAFT WITH FITTED KEY, TOLERANCE N, WITHOUT HOLDING BRAKE; DEGREE OF PROTECTION IP65 FLANGE ON DRIVE END IP67 | 1752 | TEM | 1 | MC | 10.003 | 1
1FK70805AH711SA3 | SIMOTICS S SYNCHRONOUS SERVOMOTORS 1FK7 COMPACT, 8 NM, 100 K, 4500 RPM, 2,10KW NATURAL AIR COOLING, IM B5 (IM V1, IM V3) POWER/SIGNAL CONNECTORS CONN. CAN BE ROTATED BY 270 DEGR., RESOLVER MULTI-POLE (RESOLVER P=4); SHAFT WITH FITTED KEY, TOLERANCE N, WITHOUT HOLDING BRAKE; DEGREE OF PROTECTION IP64; PAINT FINISH RAL7016 | 1700 | TEM | 1 | MC | 10.003 | 1
1FK70805AH711SA5 | SIMOTICS S SYNCHRONOUS SERVOMOTORS 1FK7 COMPACT, 8 NM, 100 K, 4500 RPM, 2,10KW NATURAL AIR COOLING, IM B5 (IM V1, IM V3) POWER/SIGNAL CONNECTORS CONN. CAN BE ROTATED BY 270 DEGR., RESOLVER MULTI-POLE (RESOLVER P=4); SHAFT WITH FITTED KEY, TOLERANCE N, WITHOUT HOLDING BRAKE; DEGREE OF PROTECTION IP65 AS FLANGE IP67; PAINT FINISH RAL7016 | 1801 | TEM | 1 | MC | 10.003 | 1
1FK70805AH711SA8 | SIMOTICS S SYNCHRONOUS SERVOMOTORS 1FK7 COMPACT, 8 NM, 100 K, 4500 RPM, 2,10KW NATURAL AIR COOLING, IM B5 (IM V1, IM V3) POWER/SIGNAL CONNECTORS CONN. CAN BE ROTATED BY 270 DEGR., RESOLVER MULTI-POLE (RESOLVER P=4); SHAFT WITH FITTED KEY, TOLERANCE N, WITHOUT HOLDING BRAKE; DEGREE OF PROTECTION IP65 IP67 D-END FLANGE; RAL7016 COATING; METALLIC RATING PLATE AT MOTOR | 1910 | TEM | 1 | MC | 10.003 | 1
1FK70805AH711SB0 | SIMOTICS S SYNCHRONOUS SERVOMOTORS 1FK7 COMPACT, 8 NM, 100 K, 4500 RPM, 2,10KW NATURAL AIR COOLING, IM B5 (IM V1, IM V3) POWER/SIGNAL CONNECTORS CONN. CAN BE ROTATED BY 270 DEGR., RESOLVER MULTI-POLE (RESOLVER P=4); SHAFT WITH FITTED KEY, TOLERANCE N, WITH HOLDING BRAKE; DEGREE OF PROTECTION IP64 | 2030 | TEM | 1 | MC | 12.502 | 1
1FK70805AH711SB2 | SIMOTICS S SYNCHRONOUS SERVOMOTORS 1FK7 COMPACT, 8 NM, 100 K, 4500 RPM, 2,10KW NATURAL AIR COOLING, IM B5 (IM V1, IM V3) POWER/SIGNAL CONNECTORS CONN. CAN BE ROTATED BY 270 DEGR., RESOLVER MULTI-POLE (RESOLVER P=4); SHAFT WITH FITTED KEY, TOLERANCE N, WITH HOLDING BRAKE; DEGREE OF PROTECTION IP65 FLANGE ON DRIVE END IP67 | 2131 | TEM | 1 | MC | 12.502 | 1
1FK70805AH711SB3 | SIMOTICS S SYNCHRONOUS SERVOMOTORS 1FK7 COMPACT, 8 NM, 100 K, 4500 RPM, 2,10KW NATURAL AIR COOLING, IM B5 (IM V1, IM V3) POWER/SIGNAL CONNECTORS CONN. CAN BE ROTATED BY 270 DEGR., RESOLVER MULTI-POLE (RESOLVER P=4); SHAFT WITH FITTED KEY, TOLERANCE N, WITH HOLDING BRAKE; DEGREE OF PROTECTION IP64; PAINT FINISH RAL7016 | 2079 | TEM | 1 | MC | 12.502 | 1
1FK70805AH711SB5 | SIMOTICS S SYNCHRONOUS SERVOMOTORS 1FK7 COMPACT, 8 NM, 100 K, 4500 RPM, 2,10KW NATURAL AIR COOLING, IM B5 (IM V1, IM V3) POWER/SIGNAL CONNECTORS CONN. CAN BE ROTATED BY 270 DEGR., RESOLVER MULTI-POLE (RESOLVER P=4); SHAFT WITH FITTED KEY, TOLERANCE N, WITH HOLDING BRAKE; DEGREE OF PROTECTION IP65 AS FLANGE IP67; PAINT FINISH RAL7016 | 2181 | TEM | 1 | MC | 12.502 | 1
1FK70805AH711SB8 | SIMOTICS S SYNCHRONOUS SERVOMOTORS 1FK7 COMPACT, 8 NM, 100 K, 4500 RPM, 2,10KW NATURAL AIR COOLING, IM B5 (IM V1, IM V3) POWER/SIGNAL CONNECTORS CONN. CAN BE ROTATED BY 270 DEGR., RESOLVER MULTI-POLE (RESOLVER P=4); SHAFT WITH FITTED KEY, TOLERANCE N, WITH HOLDING BRAKE; DEGREE OF PROTECTION IP65 IP67 D-END FLANGE; RAL7016 COATING; METALLIC RATING PLATE AT MOTOR | 2289 | TEM | 1 | MC | 12.502 | 1
1FK70805AH711SG0 | SIMOTICS S SYNCHRONOUS SERVOMOTORS 1FK7 COMPACT, 8 NM, 100 K, 4500 RPM, 2,10KW NATURAL AIR COOLING, IM B5 (IM V1, IM V3) POWER/SIGNAL CONNECTORS CONN. CAN BE ROTATED BY 270 DEGR., RESOLVER MULTI-POLE (RESOLVER P=4); PLAIN SHAFT, TOLERANCE N WITHOUT HOLDING BRAKE; DEGREE OF PROTECTION IP64 | 1557 | TEM | 1 | MC | 10.003 | 1
1FK70805AH711SG2 | SIMOTICS S SYNCHRONOUS SERVOMOTORS 1FK7 COMPACT, 8 NM, 100 K, 4500 RPM, 2,10KW NATURAL AIR COOLING, IM B5 (IM V1, IM V3) POWER/SIGNAL CONNECTORS CONN. CAN BE ROTATED BY 270 DEGR., RESOLVER MULTI-POLE (RESOLVER P=4); PLAIN SHAFT, TOLERANCE N WITHOUT HOLDING BRAKE; DEGREE OF PROTECTION IP65 FLANGE ON DRIVE END IP67 | 1658 | TEM | 1 | MC | 10.003 | 1
1FK70805AH711SG3 | SIMOTICS S SYNCHRONOUS SERVOMOTORS 1FK7 COMPACT, 8 NM, 100 K, 4500 RPM, 2,10KW NATURAL AIR COOLING, IM B5 (IM V1, IM V3) POWER/SIGNAL CONNECTORS CONN. CAN BE ROTATED BY 270 DEGR., RESOLVER MULTI-POLE (RESOLVER P=4); PLAIN SHAFT, TOLERANCE N WITHOUT HOLDING BRAKE; DEGREE OF PROTECTION IP64; PAINT FINISH RAL7016 | 1606 | TEM | 1 | MC | 10.003 | 1
1FK70805AH711SG5 | SIMOTICS S SYNCHRONOUS SERVOMOTORS 1FK7 COMPACT, 8 NM, 100 K, 4500 RPM, 2,10KW NATURAL AIR COOLING, IM B5 (IM V1, IM V3) POWER/SIGNAL CONNECTORS CONN. CAN BE ROTATED BY 270 DEGR., RESOLVER MULTI-POLE (RESOLVER P=4); PLAIN SHAFT, TOLERANCE N WITHOUT HOLDING BRAKE; DEGREE OF PROTECTION IP65 AS FLANGE IP67; PAINT FINISH RAL7016 | 1708 | TEM | 1 | MC | 10.003 | 1
1FK70805AH711SG8 | SIMOTICS S SYNCHRONOUS SERVOMOTORS 1FK7 COMPACT, 8 NM, 100 K, 4500 RPM, 2,10KW NATURAL AIR COOLING, IM B5 (IM V1, IM V3) POWER/SIGNAL CONNECTORS CONN. CAN BE ROTATED BY 270 DEGR., RESOLVER MULTI-POLE (RESOLVER P=4); PLAIN SHAFT, TOLERANCE N WITHOUT HOLDING BRAKE; DEGREE OF PROTECTION IP65 IP67 D-END FLANGE; RAL7016 COATING; METALLIC RATING PLATE AT MOTOR | 1816 | TEM | 1 | MC | 10.003 | 1
1FK70805AH711SH0 | SIMOTICS S SYNCHRONOUS SERVOMOTORS 1FK7 COMPACT, 8 NM, 100 K, 4500 RPM, 2,10KW NATURAL AIR COOLING, IM B5 (IM V1, IM V3) POWER/SIGNAL CONNECTORS CONN. CAN BE ROTATED BY 270 DEGR., RESOLVER MULTI-POLE (RESOLVER P=4); PLAIN SHAFT, TOLERANCE N WITH HOLDING BRAKE; DEGREE OF PROTECTION IP64 | 1936 | TEM | 1 | MC | 12.502 | 1
1FK70805AH711SH2 | SIMOTICS S SYNCHRONOUS SERVOMOTORS 1FK7 COMPACT, 8 NM, 100 K, 4500 RPM, 2,10KW NATURAL AIR COOLING, IM B5 (IM V1, IM V3) POWER/SIGNAL CONNECTORS CONN. CAN BE ROTATED BY 270 DEGR., RESOLVER MULTI-POLE (RESOLVER P=4); PLAIN SHAFT, TOLERANCE N WITH HOLDING BRAKE; DEGREE OF PROTECTION IP65 FLANGE ON DRIVE END IP67 | 2038 | TEM | 1 | MC | 12.502 | 1
1FK70805AH711SH3 | SIMOTICS S SYNCHRONOUS SERVOMOTORS 1FK7 COMPACT, 8 NM, 100 K, 4500 RPM, 2,10KW NATURAL AIR COOLING, IM B5 (IM V1, IM V3) POWER/SIGNAL CONNECTORS CONN. CAN BE ROTATED BY 270 DEGR., RESOLVER MULTI-POLE (RESOLVER P=4); PLAIN SHAFT, TOLERANCE N WITH HOLDING BRAKE; DEGREE OF PROTECTION IP64; PAINT FINISH RAL7016 | 1985 | TEM | 1 | MC | 12.502 | 1
1FK70805AH711SH5 | SIMOTICS S SYNCHRONOUS SERVOMOTORS 1FK7 COMPACT, 8 NM, 100 K, 4500 RPM, 2,10KW NATURAL AIR COOLING, IM B5 (IM V1, IM V3) POWER/SIGNAL CONNECTORS CONN. CAN BE ROTATED BY 270 DEGR., RESOLVER MULTI-POLE (RESOLVER P=4); PLAIN SHAFT, TOLERANCE N WITH HOLDING BRAKE; DEGREE OF PROTECTION IP65 AS FLANGE IP67; PAINT FINISH RAL7016 | 2087 | TEM | 1 | MC | 12.502 | 1
1FK70805AH711SH8 | SIMOTICS S SYNCHRONOUS SERVOMOTORS 1FK7 COMPACT, 8 NM, 100 K, 4500 RPM, 2,10KW NATURAL AIR COOLING, IM B5 (IM V1, IM V3) POWER/SIGNAL CONNECTORS CONN. CAN BE ROTATED BY 270 DEGR., RESOLVER MULTI-POLE (RESOLVER P=4); PLAIN SHAFT, TOLERANCE N WITH HOLDING BRAKE; DEGREE OF PROTECTION IP65 IP67 D-END FLANGE; RAL7016 COATING; METALLIC RATING PLATE AT MOTOR | 2196 | TEM | 1 | MC | 12.502 | 1
1FK70805AH711TA0 | SIMOTICS S SYNCHRONOUS SERVOMOTORS 1FK7 COMPACT, 8 NM, 100 K, 4500 RPM, 2,10KW NATURAL AIR COOLING, IM B5 (IM V1, IM V3) POWER/SIGNAL CONNECTORS CONN. CAN BE ROTATED BY 270 DEGR., RESOLVER 2-POLE (RESOLVER P=1); SHAFT WITH FITTED KEY, TOLERANCE N, WITHOUT HOLDING BRAKE; DEGREE OF PROTECTION IP64 | 1650 | TEM | 1 | MC | 10.003 | 1
1FK70805AH711TA2 | SIMOTICS S SYNCHRONOUS SERVOMOTORS 1FK7 COMPACT, 8 NM, 100 K, 4500 RPM, 2,10KW NATURAL AIR COOLING, IM B5 (IM V1, IM V3) POWER/SIGNAL CONNECTORS CONN. CAN BE ROTATED BY 270 DEGR., RESOLVER 2-POLE (RESOLVER P=1); SHAFT WITH FITTED KEY, TOLERANCE N, WITHOUT HOLDING BRAKE; DEGREE OF PROTECTION IP65 FLANGE ON DRIVE END IP67 | 1752 | TEM | 1 | MC | 10.003 | 1
1FK70805AH711TA3 | SIMOTICS S SYNCHRONOUS SERVOMOTORS 1FK7 COMPACT, 8 NM, 100 K, 4500 RPM, 2,10KW NATURAL AIR COOLING, IM B5 (IM V1, IM V3) POWER/SIGNAL CONNECTORS CONN. CAN BE ROTATED BY 270 DEGR., RESOLVER 2-POLE (RESOLVER P=1); SHAFT WITH FITTED KEY, TOLERANCE N, WITHOUT HOLDING BRAKE; DEGREE OF PROTECTION IP64; PAINT FINISH RAL7016 | 1700 | TEM | 1 | MC | 10.003 | 1
1FK70805AH711TA5 | SIMOTICS S SYNCHRONOUS SERVOMOTORS 1FK7 COMPACT, 8 NM, 100 K, 4500 RPM, 2,10KW NATURAL AIR COOLING, IM B5 (IM V1, IM V3) POWER/SIGNAL CONNECTORS CONN. CAN BE ROTATED BY 270 DEGR., RESOLVER 2-POLE (RESOLVER P=1); SHAFT WITH FITTED KEY, TOLERANCE N, WITHOUT HOLDING BRAKE; DEGREE OF PROTECTION IP65 AS FLANGE IP67; PAINT FINISH RAL7016 | 1801 | TEM | 1 | MC | 10.003 | 1
1FK70805AH711TA8 | SIMOTICS S SYNCHRONOUS SERVOMOTORS 1FK7 COMPACT, 8 NM, 100 K, 4500 RPM, 2,10KW NATURAL AIR COOLING, IM B5 (IM V1, IM V3) POWER/SIGNAL CONNECTORS CONN. CAN BE ROTATED BY 270 DEGR., RESOLVER 2-POLE (RESOLVER P=1); SHAFT WITH FITTED KEY, TOLERANCE N, WITHOUT HOLDING BRAKE; DEGREE OF PROTECTION IP65 IP67 D-END FLANGE; RAL7016 COATING; METALLIC RATING PLATE AT MOTOR | 1910 | TEM | 1 | MC | 10.003 | 1
1FK70805AH711TB0 | SIMOTICS S SYNCHRONOUS SERVOMOTORS 1FK7 COMPACT, 8 NM, 100 K, 4500 RPM, 2,10KW NATURAL AIR COOLING, IM B5 (IM V1, IM V3) POWER/SIGNAL CONNECTORS CONN. CAN BE ROTATED BY 270 DEGR., RESOLVER 2-POLE (RESOLVER P=1); SHAFT WITH FITTED KEY, TOLERANCE N, WITH HOLDING BRAKE; DEGREE OF PROTECTION IP64 | 2030 | TEM | 1 | MC | 12.502 | 1
1FK70805AH711TB2 | SIMOTICS S SYNCHRONOUS SERVOMOTORS 1FK7 COMPACT, 8 NM, 100 K, 4500 RPM, 2,10KW NATURAL AIR COOLING, IM B5 (IM V1, IM V3) POWER/SIGNAL CONNECTORS CONN. CAN BE ROTATED BY 270 DEGR., RESOLVER 2-POLE (RESOLVER P=1); SHAFT WITH FITTED KEY, TOLERANCE N, WITH HOLDING BRAKE; DEGREE OF PROTECTION IP65 FLANGE ON DRIVE END IP67 | 2131 | TEM | 1 | MC | 12.502 | 1
1FK70805AH711TB3 | SIMOTICS S SYNCHRONOUS SERVOMOTORS 1FK7 COMPACT, 8 NM, 100 K, 4500 RPM, 2,10KW NATURAL AIR COOLING, IM B5 (IM V1, IM V3) POWER/SIGNAL CONNECTORS CONN. CAN BE ROTATED BY 270 DEGR., RESOLVER 2-POLE (RESOLVER P=1); SHAFT WITH FITTED KEY, TOLERANCE N, WITH HOLDING BRAKE; DEGREE OF PROTECTION IP64; PAINT FINISH RAL7016 | 2079 | TEM | 1 | MC | 12.502 | 1
1FK70805AH711TB5 | SIMOTICS S SYNCHRONOUS SERVOMOTORS 1FK7 COMPACT, 8 NM, 100 K, 4500 RPM, 2,10KW NATURAL AIR COOLING, IM B5 (IM V1, IM V3) POWER/SIGNAL CONNECTORS CONN. CAN BE ROTATED BY 270 DEGR., RESOLVER 2-POLE (RESOLVER P=1); SHAFT WITH FITTED KEY, TOLERANCE N, WITH HOLDING BRAKE; DEGREE OF PROTECTION IP65 AS FLANGE IP67; PAINT FINISH RAL7016 | 2181 | TEM | 1 | MC | 12.502 | 1
1FK70805AH711TB8 | SIMOTICS S SYNCHRONOUS SERVOMOTORS 1FK7 COMPACT, 8 NM, 100 K, 4500 RPM, 2,10KW NATURAL AIR COOLING, IM B5 (IM V1, IM V3) POWER/SIGNAL CONNECTORS CONN. CAN BE ROTATED BY 270 DEGR., RESOLVER 2-POLE (RESOLVER P=1); SHAFT WITH FITTED KEY, TOLERANCE N, WITH HOLDING BRAKE; DEGREE OF PROTECTION IP65 IP67 D-END FLANGE; RAL7016 COATING; METALLIC RATING PLATE AT MOTOR | 2289 | TEM | 1 | MC | 12.502 | 1
1FK70805AH711TG0 | SIMOTICS S SYNCHRONOUS SERVOMOTORS 1FK7 COMPACT, 8 NM, 100 K, 4500 RPM, 2,10KW NATURAL AIR COOLING, IM B5 (IM V1, IM V3) POWER/SIGNAL CONNECTORS CONN. CAN BE ROTATED BY 270 DEGR., RESOLVER 2-POLE (RESOLVER P=1); PLAIN SHAFT, TOLERANCE N WITHOUT HOLDING BRAKE; DEGREE OF PROTECTION IP64 | 1557 | TEM | 1 | MC | 10.003 | 1
1FK70805AH711TG2 | SIMOTICS S SYNCHRONOUS SERVOMOTORS 1FK7 COMPACT, 8 NM, 100 K, 4500 RPM, 2,10KW NATURAL AIR COOLING, IM B5 (IM V1, IM V3) POWER/SIGNAL CONNECTORS CONN. CAN BE ROTATED BY 270 DEGR., RESOLVER 2-POLE (RESOLVER P=1); PLAIN SHAFT, TOLERANCE N WITHOUT HOLDING BRAKE; DEGREE OF PROTECTION IP65 FLANGE ON DRIVE END IP67 | 1658 | TEM | 1 | MC | 10.003 | 1
1FK70805AH711TG3 | SIMOTICS S SYNCHRONOUS SERVOMOTORS 1FK7 COMPACT, 8 NM, 100 K, 4500 RPM, 2,10KW NATURAL AIR COOLING, IM B5 (IM V1, IM V3) POWER/SIGNAL CONNECTORS CONN. CAN BE ROTATED BY 270 DEGR., RESOLVER 2-POLE (RESOLVER P=1); PLAIN SHAFT, TOLERANCE N WITHOUT HOLDING BRAKE; DEGREE OF PROTECTION IP64; PAINT FINISH RAL7016 | 1606 | TEM | 1 | MC | 10.003 | 1
1FK70805AH711TG5 | SIMOTICS S SYNCHRONOUS SERVOMOTORS 1FK7 COMPACT, 8 NM, 100 K, 4500 RPM, 2,10KW NATURAL AIR COOLING, IM B5 (IM V1, IM V3) POWER/SIGNAL CONNECTORS CONN. CAN BE ROTATED BY 270 DEGR., RESOLVER 2-POLE (RESOLVER P=1); PLAIN SHAFT, TOLERANCE N WITHOUT HOLDING BRAKE; DEGREE OF PROTECTION IP65 AS FLANGE IP67; PAINT FINISH RAL7016 | 1708 | TEM | 1 | MC | 10.003 | 1
1FK70805AH711TG8 | SIMOTICS S SYNCHRONOUS SERVOMOTORS 1FK7 COMPACT, 8 NM, 100 K, 4500 RPM, 2,10KW NATURAL AIR COOLING, IM B5 (IM V1, IM V3) POWER/SIGNAL CONNECTORS CONN. CAN BE ROTATED BY 270 DEGR., RESOLVER 2-POLE (RESOLVER P=1); PLAIN SHAFT, TOLERANCE N WITHOUT HOLDING BRAKE; DEGREE OF PROTECTION IP65 IP67 D-END FLANGE; RAL7016 COATING; METALLIC RATING PLATE AT MOTOR | 1816 | TEM | 1 | MC | 10.003 | 1
1FK70805AH711TH0 | SIMOTICS S SYNCHRONOUS SERVOMOTORS 1FK7 COMPACT, 8 NM, 100 K, 4500 RPM, 2,10KW NATURAL AIR COOLING, IM B5 (IM V1, IM V3) POWER/SIGNAL CONNECTORS CONN. CAN BE ROTATED BY 270 DEGR., RESOLVER 2-POLE (RESOLVER P=1); PLAIN SHAFT, TOLERANCE N WITH HOLDING BRAKE; DEGREE OF PROTECTION IP64 | 1936 | TEM | 1 | MC | 12.502 | 1
1FK70805AH711TH2 | SIMOTICS S SYNCHRONOUS SERVOMOTORS 1FK7 COMPACT, 8 NM, 100 K, 4500 RPM, 2,10KW NATURAL AIR COOLING, IM B5 (IM V1, IM V3) POWER/SIGNAL CONNECTORS CONN. CAN BE ROTATED BY 270 DEGR., RESOLVER 2-POLE (RESOLVER P=1); PLAIN SHAFT, TOLERANCE N WITH HOLDING BRAKE; DEGREE OF PROTECTION IP65 FLANGE ON DRIVE END IP67 | 2038 | TEM | 1 | MC | 12.502 | 1
1FK70805AH711TH3 | SIMOTICS S SYNCHRONOUS SERVOMOTORS 1FK7 COMPACT, 8 NM, 100 K, 4500 RPM, 2,10KW NATURAL AIR COOLING, IM B5 (IM V1, IM V3) POWER/SIGNAL CONNECTORS CONN. CAN BE ROTATED BY 270 DEGR., RESOLVER 2-POLE (RESOLVER P=1); PLAIN SHAFT, TOLERANCE N WITH HOLDING BRAKE; DEGREE OF PROTECTION IP64; PAINT FINISH RAL7016 | 1985 | TEM | 1 | MC | 12.502 | 1
1FK70805AH711TH5 | SIMOTICS S SYNCHRONOUS SERVOMOTORS 1FK7 COMPACT, 8 NM, 100 K, 4500 RPM, 2,10KW NATURAL AIR COOLING, IM B5 (IM V1, IM V3) POWER/SIGNAL CONNECTORS CONN. CAN BE ROTATED BY 270 DEGR., RESOLVER 2-POLE (RESOLVER P=1); PLAIN SHAFT, TOLERANCE N WITH HOLDING BRAKE; DEGREE OF PROTECTION IP65 AS FLANGE IP67; PAINT FINISH RAL7016 | 2087 | TEM | 1 | MC | 12.502 | 1
1FK70805AH711TH8 | SIMOTICS S SYNCHRONOUS SERVOMOTORS 1FK7 COMPACT, 8 NM, 100 K, 4500 RPM, 2,10KW NATURAL AIR COOLING, IM B5 (IM V1, IM V3) POWER/SIGNAL CONNECTORS CONN. CAN BE ROTATED BY 270 DEGR., RESOLVER 2-POLE (RESOLVER P=1); PLAIN SHAFT, TOLERANCE N WITH HOLDING BRAKE; DEGREE OF PROTECTION IP65 IP67 D-END FLANGE; RAL7016 COATING; METALLIC RATING PLATE AT MOTOR | 2196 | TEM | 1 | MC | 12.502 | 1
1FK70805AH711UA0 | SIMOTICS S SYNCHRONOUS SERVOMOTORS 1FK7 COMPACT, 8 NM, 100 K, 4500 RPM, 2,10KW NATURAL AIR COOLING, IM B5 (IM V1, IM V3) POWER/SIGNAL CONNECTORS CONN. CAN BE ROTATED BY 270 DEGR., RESOLVER MULTI-POLE (RESOLVER P=4) WITH DRIVE-CLIQ INTERFACE; SHAFT WITH FITTED KEY, TOLERANCE N, WITHOUT HOLDING BRAKE; DEGREE OF PROTECTION IP64 | 1912 | TEM | 1 | MC | 10.003 | 1
1FK70805AH711UA2 | SIMOTICS S SYNCHRONOUS SERVOMOTORS 1FK7 COMPACT, 8 NM, 100 K, 4500 RPM, 2,10KW NATURAL AIR COOLING, IM B5 (IM V1, IM V3) POWER/SIGNAL CONNECTORS CONN. CAN BE ROTATED BY 270 DEGR., RESOLVER MULTI-POLE (RESOLVER P=4) WITH DRIVE-CLIQ INTERFACE; SHAFT WITH FITTED KEY, TOLERANCE N, WITHOUT HOLDING BRAKE; DEGREE OF PROTECTION IP65 FLANGE ON DRIVE END IP67 | 2014 | TEM | 1 | MC | 10.003 | 1
1FK70805AH711UA3 | SIMOTICS S SYNCHRONOUS SERVOMOTORS 1FK7 COMPACT, 8 NM, 100 K, 4500 RPM, 2,10KW NATURAL AIR COOLING, IM B5 (IM V1, IM V3) POWER/SIGNAL CONNECTORS CONN. CAN BE ROTATED BY 270 DEGR., RESOLVER MULTI-POLE (RESOLVER P=4) WITH DRIVE-CLIQ INTERFACE; SHAFT WITH FITTED KEY, TOLERANCE N, WITHOUT HOLDING BRAKE; DEGREE OF PROTECTION IP64; PAINT FINISH RAL7016 | 1961 | TEM | 1 | MC | 10.003 | 1
1FK70805AH711UA5 | SIMOTICS S SYNCHRONOUS SERVOMOTORS 1FK7 COMPACT, 8 NM, 100 K, 4500 RPM, 2,10KW NATURAL AIR COOLING, IM B5 (IM V1, IM V3) POWER/SIGNAL CONNECTORS CONN. CAN BE ROTATED BY 270 DEGR., RESOLVER MULTI-POLE (RESOLVER P=4) WITH DRIVE-CLIQ INTERFACE; SHAFT WITH FITTED KEY, TOLERANCE N, WITHOUT HOLDING BRAKE; DEGREE OF PROTECTION IP65 AS FLANGE IP67; PAINT FINISH RAL7016 | 2063 | TEM | 1 | MC | 10.003 | 1
1FK70805AH711UA8 | SIMOTICS S SYNCHRONOUS SERVOMOTORS 1FK7 COMPACT, 8 NM, 100 K, 4500 RPM, 2,10KW NATURAL AIR COOLING, IM B5 (IM V1, IM V3) POWER/SIGNAL CONNECTORS CONN. CAN BE ROTATED BY 270 DEGR., RESOLVER MULTI-POLE (RESOLVER P=4) WITH DRIVE-CLIQ INTERFACE; SHAFT WITH FITTED KEY, TOLERANCE N, WITHOUT HOLDING BRAKE; DEGREE OF PROTECTION IP65 IP67 D-END FLANGE; RAL7016 COATING; METALLIC RATING PLATE AT MOTOR | 2172 | TEM | 1 | MC | 10.003 | 1
1FK70805AH711UB0 | SIMOTICS S SYNCHRONOUS SERVOMOTORS 1FK7 COMPACT, 8 NM, 100 K, 4500 RPM, 2,10KW NATURAL AIR COOLING, IM B5 (IM V1, IM V3) POWER/SIGNAL CONNECTORS CONN. CAN BE ROTATED BY 270 DEGR., RESOLVER MULTI-POLE (RESOLVER P=4) WITH DRIVE-CLIQ INTERFACE; SHAFT WITH FITTED KEY, TOLERANCE N, WITH HOLDING BRAKE; DEGREE OF PROTECTION IP64 | 2292 | TEM | 1 | MC | 12.502 | 1
1FK70805AH711UB2 | SIMOTICS S SYNCHRONOUS SERVOMOTORS 1FK7 COMPACT, 8 NM, 100 K, 4500 RPM, 2,10KW NATURAL AIR COOLING, IM B5 (IM V1, IM V3) POWER/SIGNAL CONNECTORS CONN. CAN BE ROTATED BY 270 DEGR., RESOLVER MULTI-POLE (RESOLVER P=4) WITH DRIVE-CLIQ INTERFACE; SHAFT WITH FITTED KEY, TOLERANCE N, WITH HOLDING BRAKE; DEGREE OF PROTECTION IP65 FLANGE ON DRIVE END IP67 | 2393 | TEM | 1 | MC | 12.502 | 1
1FK70805AH711UB3 | SIMOTICS S SYNCHRONOUS SERVOMOTORS 1FK7 COMPACT, 8 NM, 100 K, 4500 RPM, 2,10KW NATURAL AIR COOLING, IM B5 (IM V1, IM V3) POWER/SIGNAL CONNECTORS CONN. CAN BE ROTATED BY 270 DEGR., RESOLVER MULTI-POLE (RESOLVER P=4) WITH DRIVE-CLIQ INTERFACE; SHAFT WITH FITTED KEY, TOLERANCE N, WITH HOLDING BRAKE; DEGREE OF PROTECTION IP64; PAINT FINISH RAL7016 | 2341 | TEM | 1 | MC | 12.502 | 1
1FK70805AH711UB5 | SIMOTICS S SYNCHRONOUS SERVOMOTORS 1FK7 COMPACT, 8 NM, 100 K, 4500 RPM, 2,10KW NATURAL AIR COOLING, IM B5 (IM V1, IM V3) POWER/SIGNAL CONNECTORS CONN. CAN BE ROTATED BY 270 DEGR., RESOLVER MULTI-POLE (RESOLVER P=4) WITH DRIVE-CLIQ INTERFACE; SHAFT WITH FITTED KEY, TOLERANCE N, WITH HOLDING BRAKE; DEGREE OF PROTECTION IP65 AS FLANGE IP67; PAINT FINISH RAL7016 | 2442 | TEM | 1 | MC | 12.502 | 1
1FK70805AH711UB8 | SIMOTICS S SYNCHRONOUS SERVOMOTORS 1FK7 COMPACT, 8 NM, 100 K, 4500 RPM, 2,10KW NATURAL AIR COOLING, IM B5 (IM V1, IM V3) POWER/SIGNAL CONNECTORS CONN. CAN BE ROTATED BY 270 DEGR., RESOLVER MULTI-POLE (RESOLVER P=4) WITH DRIVE-CLIQ INTERFACE; SHAFT WITH FITTED KEY, TOLERANCE N, WITH HOLDING BRAKE; DEGREE OF PROTECTION IP65 IP67 D-END FLANGE; RAL7016 COATING; METALLIC RATING PLATE AT MOTOR | 2551 | TEM | 1 | MC | 12.502 | 1
1FK70805AH711UG0 | SIMOTICS S SYNCHRONOUS SERVOMOTORS 1FK7 COMPACT, 8 NM, 100 K, 4500 RPM, 2,10KW NATURAL AIR COOLING, IM B5 (IM V1, IM V3) POWER/SIGNAL CONNECTORS CONN. CAN BE ROTATED BY 270 DEGR., RESOLVER MULTI-POLE (RESOLVER P=4) WITH DRIVE-CLIQ INTERFACE; PLAIN SHAFT, TOLERANCE N WITHOUT HOLDING BRAKE; DEGREE OF PROTECTION IP64 | 1819 | TEM | 1 | MC | 10.003 | 1
1FK70805AH711UG2 | SIMOTICS S SYNCHRONOUS SERVOMOTORS 1FK7 COMPACT, 8 NM, 100 K, 4500 RPM, 2,10KW NATURAL AIR COOLING, IM B5 (IM V1, IM V3) POWER/SIGNAL CONNECTORS CONN. CAN BE ROTATED BY 270 DEGR., RESOLVER MULTI-POLE (RESOLVER P=4) WITH DRIVE-CLIQ INTERFACE; PLAIN SHAFT, TOLERANCE N WITHOUT HOLDING BRAKE; DEGREE OF PROTECTION IP65 FLANGE ON DRIVE END IP67 | 1920 | TEM | 1 | MC | 10.003 | 1
1FK70805AH711UG3 | SIMOTICS S SYNCHRONOUS SERVOMOTORS 1FK7 COMPACT, 8 NM, 100 K, 4500 RPM, 2,10KW NATURAL AIR COOLING, IM B5 (IM V1, IM V3) POWER/SIGNAL CONNECTORS CONN. CAN BE ROTATED BY 270 DEGR., RESOLVER MULTI-POLE (RESOLVER P=4) WITH DRIVE-CLIQ INTERFACE; PLAIN SHAFT, TOLERANCE N WITHOUT HOLDING BRAKE; DEGREE OF PROTECTION IP64; PAINT FINISH RAL7016 | 1868 | TEM | 1 | MC | 10.003 | 1
1FK70805AH711UG5 | SIMOTICS S SYNCHRONOUS SERVOMOTORS 1FK7 COMPACT, 8 NM, 100 K, 4500 RPM, 2,10KW NATURAL AIR COOLING, IM B5 (IM V1, IM V3) POWER/SIGNAL CONNECTORS CONN. CAN BE ROTATED BY 270 DEGR., RESOLVER MULTI-POLE (RESOLVER P=4) WITH DRIVE-CLIQ INTERFACE; PLAIN SHAFT, TOLERANCE N WITHOUT HOLDING BRAKE; DEGREE OF PROTECTION IP65 AS FLANGE IP67; PAINT FINISH RAL7016 | 1969 | TEM | 1 | MC | 10.003 | 1
1FK70805AH711UG8 | SIMOTICS S SYNCHRONOUS SERVOMOTORS 1FK7 COMPACT, 8 NM, 100 K, 4500 RPM, 2,10KW NATURAL AIR COOLING, IM B5 (IM V1, IM V3) POWER/SIGNAL CONNECTORS CONN. CAN BE ROTATED BY 270 DEGR., RESOLVER MULTI-POLE (RESOLVER P=4) WITH DRIVE-CLIQ INTERFACE; PLAIN SHAFT, TOLERANCE N WITHOUT HOLDING BRAKE; DEGREE OF PROTECTION IP65 IP67 D-END FLANGE; RAL7016 COATING; METALLIC RATING PLATE AT MOTOR | 2078 | TEM | 1 | MC | 10.003 | 1
1FK70805AH711UH0 | SIMOTICS S SYNCHRONOUS SERVOMOTORS 1FK7 COMPACT, 8 NM, 100 K, 4500 RPM, 2,10KW NATURAL AIR COOLING, IM B5 (IM V1, IM V3) POWER/SIGNAL CONNECTORS CONN. CAN BE ROTATED BY 270 DEGR., RESOLVER MULTI-POLE (RESOLVER P=4) WITH DRIVE-CLIQ INTERFACE; PLAIN SHAFT, TOLERANCE N WITH HOLDING BRAKE; DEGREE OF PROTECTION IP64 | 2198 | TEM | 1 | MC | 12.502 | 1
1FK70805AH711UH2 | SIMOTICS S SYNCHRONOUS SERVOMOTORS 1FK7 COMPACT, 8 NM, 100 K, 4500 RPM, 2,10KW NATURAL AIR COOLING, IM B5 (IM V1, IM V3) POWER/SIGNAL CONNECTORS CONN. CAN BE ROTATED BY 270 DEGR., RESOLVER MULTI-POLE (RESOLVER P=4) WITH DRIVE-CLIQ INTERFACE; PLAIN SHAFT, TOLERANCE N WITH HOLDING BRAKE; DEGREE OF PROTECTION IP65 FLANGE ON DRIVE END IP67 | 2300 | TEM | 1 | MC | 12.502 | 1
1FK70805AH711UH3 | SIMOTICS S SYNCHRONOUS SERVOMOTORS 1FK7 COMPACT, 8 NM, 100 K, 4500 RPM, 2,10KW NATURAL AIR COOLING, IM B5 (IM V1, IM V3) POWER/SIGNAL CONNECTORS CONN. CAN BE ROTATED BY 270 DEGR., RESOLVER MULTI-POLE (RESOLVER P=4) WITH DRIVE-CLIQ INTERFACE; PLAIN SHAFT, TOLERANCE N WITH HOLDING BRAKE; DEGREE OF PROTECTION IP64; PAINT FINISH RAL7016 | 2247 | TEM | 1 | MC | 12.502 | 1
1FK70805AH711UH5 | SIMOTICS S SYNCHRONOUS SERVOMOTORS 1FK7 COMPACT, 8 NM, 100 K, 4500 RPM, 2,10KW NATURAL AIR COOLING, IM B5 (IM V1, IM V3) POWER/SIGNAL CONNECTORS CONN. CAN BE ROTATED BY 270 DEGR., RESOLVER MULTI-POLE (RESOLVER P=4) WITH DRIVE-CLIQ INTERFACE; PLAIN SHAFT, TOLERANCE N WITH HOLDING BRAKE; DEGREE OF PROTECTION IP65 AS FLANGE IP67; PAINT FINISH RAL7016 | 2349 | TEM | 1 | MC | 12.502 | 1
1FK70805AH711UH8 | SIMOTICS S SYNCHRONOUS SERVOMOTORS 1FK7 COMPACT, 8 NM, 100 K, 4500 RPM, 2,10KW NATURAL AIR COOLING, IM B5 (IM V1, IM V3) POWER/SIGNAL CONNECTORS CONN. CAN BE ROTATED BY 270 DEGR., RESOLVER MULTI-POLE (RESOLVER P=4) WITH DRIVE-CLIQ INTERFACE; PLAIN SHAFT, TOLERANCE N WITH HOLDING BRAKE; DEGREE OF PROTECTION IP65 IP67 D-END FLANGE; RAL7016 COATING; METALLIC RATING PLATE AT MOTOR | 2457 | TEM | 1 | MC | 12.502 | 1
1FK70812AC711AA0 | SIMOTICS S SYNCHRONOUS MOTOR 1FK7-CT PN=2,1 KW; UZK=600V M0=12NM (100K); NN=2000RPM; NATURAL COOLING; FRAME SIZE IMB 5 (IM V1, IM V3) FLANGE 1, WITH KTY TEMPERATURESENSOR POWER CONNECTOR ROTATABLE INCREMENTAL ENCODER SIN/COS 1VPP;2048 S/R W. C-AND D-SPUR (ENCODER IC2048S/R) SHAFT WITH FITTED KEY, TOLERANCE N; W/O HOLDING BRAKE PROTECTION CLASS IP64; | 2323 | TEM | 1 | MC | 12.901 | 1
1FK70812AC711AA1 | SIMOTICS S SYNCHRONOUS MOTOR 1FK7-CT PN=2,1 KW; UZK=600V M0=12NM (100K); NN=2000RPM; NATURAL COOLING; FRAME SIZE IMB 5 (IM V1, IM V3) FLANGE 1, WITH KTY TEMPERATURESENSOR POWER CONNECTOR ROTATABLE INCREMENTAL ENCODER SIN/COS 1VPP;2048 S/R W. C-AND D-SPUR (ENCODER IC2048S/R) SHAFT WITH FITTED KEY, TOLERANCE N; W/O HOLDING BRAKE PROTECTION CLASS IP65, | 2417 | TEM | 1 | MC | 12.901 | 1
1FK70812AC711AA2 | SIMOTICS S SYNCHRONOUS MOTOR 1FK7-CT PN=2,1 KW; UZK=600V M0=12NM (100K); NN=2000RPM; NATURAL COOLING; FRAME SIZE IMB 5 (IM V1, IM V3) FLANGE 1, WITH KTY TEMPERATURESENSOR POWER CONNECTOR ROTATABLE INCREMENTAL ENCODER SIN/COS 1VPP;2048 S/R W. C-AND D-SPUR (ENCODER IC2048S/R) SHAFT WITH FITTED KEY, TOLERANCE N; W/O HOLDING BRAKE PROTECTION CLASS IP65, FLANGE ON DRIVE END IP67; | 2417 | TEM | 1 | MC | 12.901 | 1
1FK70812AC711AB0 | SIMOTICS S SYNCHRONOUS MOTOR 1FK7-CT PN=2,1 KW; UZK=600V M0=12NM (100K); NN=2000RPM; NATURAL COOLING; FRAME SIZE IMB 5 (IM V1, IM V3) FLANGE 1, WITH KTY TEMPERATURESENSOR POWER CONNECTOR ROTATABLE INCREMENTAL ENCODER SIN/COS 1VPP;2048 S/R W. C-AND D-SPUR (ENCODER IC2048S/R) SHAFT WITH FITTED KEY, TOLERANCE N; WITH HOLDING BRAKE PROTECTION CLASS IP64; | 2734 | TEM | 1 | MC | 13.2 | 1
1FK70812AC711AB1 | SIMOTICS S SYNCHRONOUS MOTOR 1FK7-CT PN=2,1 KW; UZK=600V M0=12NM (100K); NN=2000RPM; NATURAL COOLING; FRAME SIZE IMB 5 (IM V1, IM V3) FLANGE 1, WITH KTY TEMPERATURESENSOR POWER CONNECTOR ROTATABLE INCREMENTAL ENCODER SIN/COS 1VPP;2048 S/R W. C-AND D-SPUR (ENCODER IC2048S/R) SHAFT WITH FITTED KEY, TOLERANCE N; WITH HOLDING BRAKE PROTECTION CLASS IP65, | 2828 | TEM | 1 | MC | 13.2 | 1
1FK70812AC711AB2 | SIMOTICS S SYNCHRONOUS MOTOR 1FK7-CT PN=2,1 KW; UZK=600V M0=12NM (100K); NN=2000RPM; NATURAL COOLING; FRAME SIZE IMB 5 (IM V1, IM V3) FLANGE 1, WITH KTY TEMPERATURESENSOR POWER CONNECTOR ROTATABLE INCREMENTAL ENCODER SIN/COS 1VPP;2048 S/R W. C-AND D-SPUR (ENCODER IC2048S/R) SHAFT WITH FITTED KEY, TOLERANCE N; WITH HOLDING BRAKE PROTECTION CLASS IP65, FLANGE ON DRIVE END IP67; | 2828 | TEM | 1 | MC | 13.2 | 1
1FK70812AC711AG0 | SIMOTICS S SYNCHRONOUS MOTOR 1FK7-CT PN=2,1 KW; UZK=600V M0=12NM (100K); NN=2000RPM; NATURAL COOLING; FRAME SIZE IMB 5 (IM V1, IM V3) FLANGE 1, WITH KTY TEMPERATURESENSOR POWER CONNECTOR ROTATABLE INCREMENTAL ENCODER SIN/COS 1VPP;2048 S/R W. C-AND D-SPUR (ENCODER IC2048S/R) PLAIN SHAFT, TOLERANCE N; W/O HOLDING BRAKE PROTECTION CLASS IP64; | 2237 | TEM | 1 | MC | 12.901 | 1
1FK70812AC711AG1 | SIMOTICS S SYNCHRONOUS MOTOR 1FK7-CT PN=2,1 KW; UZK=600V M0=12NM (100K); NN=2000RPM; NATURAL COOLING; FRAME SIZE IMB 5 (IM V1, IM V3) FLANGE 1, WITH KTY TEMPERATURESENSOR POWER CONNECTOR ROTATABLE INCREMENTAL ENCODER SIN/COS 1VPP;2048 S/R W. C-AND D-SPUR (ENCODER IC2048S/R) PLAIN SHAFT, TOLERANCE N; W/O HOLDING BRAKE PROTECTION CLASS IP65, | 2330 | TEM | 1 | MC | 12.901 | 1
1FK70812AC711AG2 | SIMOTICS S SYNCHRONOUS MOTOR 1FK7-CT PN=2,1 KW; UZK=600V M0=12NM (100K); NN=2000RPM; NATURAL COOLING; FRAME SIZE IMB 5 (IM V1, IM V3) FLANGE 1, WITH KTY TEMPERATURESENSOR POWER CONNECTOR ROTATABLE INCREMENTAL ENCODER SIN/COS 1VPP;2048 S/R W. C-AND D-SPUR (ENCODER IC2048S/R) PLAIN SHAFT, TOLERANCE N; W/O HOLDING BRAKE PROTECTION CLASS IP65, FLANGE ON DRIVE END IP67; | 2330 | TEM | 1 | MC | 12.901 | 1
1FK70812AC711AH0 | SIMOTICS S SYNCHRONOUS MOTOR 1FK7-CT PN=2,1 KW; UZK=600V M0=12NM (100K); NN=2000RPM; NATURAL COOLING; FRAME SIZE IMB 5 (IM V1, IM V3) FLANGE 1, WITH KTY TEMPERATURESENSOR POWER CONNECTOR ROTATABLE INCREMENTAL ENCODER SIN/COS 1VPP;2048 S/R W. C-AND D-SPUR (ENCODER IC2048S/R) PLAIN SHAFT, TOLERANCE N; WITH HOLDING BRAKE PROTECTION CLASS IP64; | 2648 | TEM | 1 | MC | 13.2 | 1
1FK70812AC711AH1 | SIMOTICS S SYNCHRONOUS MOTOR 1FK7-CT PN=2,1 KW; UZK=600V M0=12NM (100K); NN=2000RPM; NATURAL COOLING; FRAME SIZE IMB 5 (IM V1, IM V3) FLANGE 1, WITH KTY TEMPERATURESENSOR POWER CONNECTOR ROTATABLE INCREMENTAL ENCODER SIN/COS 1VPP;2048 S/R W. C-AND D-SPUR (ENCODER IC2048S/R) PLAIN SHAFT, TOLERANCE N; WITH HOLDING BRAKE PROTECTION CLASS IP65, | 2742 | TEM | 1 | MC | 13.2 | 1
1FK70812AC711AH2 | SIMOTICS S SYNCHRONOUS MOTOR 1FK7-CT PN=2,1 KW; UZK=600V M0=12NM (100K); NN=2000RPM; NATURAL COOLING; FRAME SIZE IMB 5 (IM V1, IM V3) FLANGE 1, WITH KTY TEMPERATURESENSOR POWER CONNECTOR ROTATABLE INCREMENTAL ENCODER SIN/COS 1VPP;2048 S/R W. C-AND D-SPUR (ENCODER IC2048S/R) PLAIN SHAFT, TOLERANCE N; WITH HOLDING BRAKE PROTECTION CLASS IP65, FLANGE ON DRIVE END IP67; | 2742 | TEM | 1 | MC | 13.2 | 1
1FK70812AC711BA0 | SIMOTICS S SYNCHRONOUS MOTOR 1FK7-CT PN=2,1 KW; UZK=600V M0=12NM (100K); NN=2000RPM; NATURAL COOLING; FRAME SIZE IMB 5 (IM V1, IM V3) FLANGE 1 POWER CONNECTOR ROTATABLE ABSOLUTE ENCODER SINGLETURN 24 BIT WITH DRIVE CLIQ INTERFACE (ENCODER AS24DQI) SHAFT WITH FITTED KEY, TOLERANCE N; W/O HOLDING BRAKE PROTECTION CLASS IP64; | 2564 | TEM | 1 | MC | 12.901 | 1
1FK70812AC711BA1 | SIMOTICS S SYNCHRONOUS MOTOR 1FK7-CT PN=2,1 KW; UZK=600V M0=12NM (100K); NN=2000RPM; NATURAL COOLING; FRAME SIZE IMB 5 (IM V1, IM V3) FLANGE 1 POWER CONNECTOR ROTATABLE ABSOLUTE ENCODER SINGLETURN 24 BIT WITH DRIVE CLIQ INTERFACE (ENCODER AS24DQI) SHAFT WITH FITTED KEY, TOLERANCE N; W/O HOLDING BRAKE PROTECTION CLASS IP65, | 2658 | TEM | 1 | MC | 12.901 | 1
1FK70812AC711BA2 | SIMOTICS S SYNCHRONOUS MOTOR 1FK7-CT PN=2,1 KW; UZK=600V M0=12NM (100K); NN=2000RPM; NATURAL COOLING; FRAME SIZE IMB 5 (IM V1, IM V3) FLANGE 1 POWER CONNECTOR ROTATABLE ABSOLUTE ENCODER SINGLETURN 24 BIT WITH DRIVE CLIQ INTERFACE (ENCODER AS24DQI) SHAFT WITH FITTED KEY, TOLERANCE N; W/O HOLDING BRAKE PROTECTION CLASS IP65, FLANGE ON DRIVE END IP67; | 2658 | TEM | 1 | MC | 12.901 | 1
1FK70812AC711BB0 | SIMOTICS S SYNCHRONOUS MOTOR 1FK7-CT PN=2,1 KW; UZK=600V M0=12NM (100K); NN=2000RPM; NATURAL COOLING; FRAME SIZE IMB 5 (IM V1, IM V3) FLANGE 1 POWER CONNECTOR ROTATABLE ABSOLUTE ENCODER SINGLETURN 24 BIT WITH DRIVE CLIQ INTERFACE (ENCODER AS24DQI) SHAFT WITH FITTED KEY, TOLERANCE N; WITH HOLDING BRAKE PROTECTION CLASS IP64; | 2975 | TEM | 1 | MC | 13.2 | 1
1FK70812AC711BB1 | SIMOTICS S SYNCHRONOUS MOTOR 1FK7-CT PN=2,1 KW; UZK=600V M0=12NM (100K); NN=2000RPM; NATURAL COOLING; FRAME SIZE IMB 5 (IM V1, IM V3) FLANGE 1 POWER CONNECTOR ROTATABLE ABSOLUTE ENCODER SINGLETURN 24 BIT WITH DRIVE CLIQ INTERFACE (ENCODER AS24DQI) SHAFT WITH FITTED KEY, TOLERANCE N; WITH HOLDING BRAKE PROTECTION CLASS IP65, | 3069 | TEM | 1 | MC | 13.2 | 1
1FK70812AC711BB2 | SIMOTICS S SYNCHRONOUS MOTOR 1FK7-CT PN=2,1 KW; UZK=600V M0=12NM (100K); NN=2000RPM; NATURAL COOLING; FRAME SIZE IMB 5 (IM V1, IM V3) FLANGE 1 POWER CONNECTOR ROTATABLE ABSOLUTE ENCODER SINGLETURN 24 BIT WITH DRIVE CLIQ INTERFACE (ENCODER AS24DQI) SHAFT WITH FITTED KEY, TOLERANCE N; WITH HOLDING BRAKE PROTECTION CLASS IP65, FLANGE ON DRIVE END IP67; | 3069 | TEM | 1 | MC | 13.2 | 1
1FK70812AC711BG0 | SIMOTICS S SYNCHRONOUS MOTOR 1FK7-CT PN=2,1 KW; UZK=600V M0=12NM (100K); NN=2000RPM; NATURAL COOLING; FRAME SIZE IMB 5 (IM V1, IM V3) FLANGE 1 POWER CONNECTOR ROTATABLE ABSOLUTE ENCODER SINGLETURN 24 BIT WITH DRIVE CLIQ INTERFACE (ENCODER AS24DQI) PLAIN SHAFT, TOLERANCE N; W/O HOLDING BRAKE PROTECTION CLASS IP64; | 2478 | TEM | 1 | MC | 12.901 | 1
1FK70812AC711BG1 | SIMOTICS S SYNCHRONOUS MOTOR 1FK7-CT PN=2,1 KW; UZK=600V M0=12NM (100K); NN=2000RPM; NATURAL COOLING; FRAME SIZE IMB 5 (IM V1, IM V3) FLANGE 1 POWER CONNECTOR ROTATABLE ABSOLUTE ENCODER SINGLETURN 24 BIT WITH DRIVE CLIQ INTERFACE (ENCODER AS24DQI) PLAIN SHAFT, TOLERANCE N; W/O HOLDING BRAKE PROTECTION CLASS IP65, | 2571 | TEM | 1 | MC | 12.901 | 1
1FK70812AC711BG2 | SIMOTICS S SYNCHRONOUS MOTOR 1FK7-CT PN=2,1 KW; UZK=600V M0=12NM (100K); NN=2000RPM; NATURAL COOLING; FRAME SIZE IMB 5 (IM V1, IM V3) FLANGE 1 POWER CONNECTOR ROTATABLE ABSOLUTE ENCODER SINGLETURN 24 BIT WITH DRIVE CLIQ INTERFACE (ENCODER AS24DQI) PLAIN SHAFT, TOLERANCE N; W/O HOLDING BRAKE PROTECTION CLASS IP65, FLANGE ON DRIVE END IP67; | 2571 | TEM | 1 | MC | 12.901 | 1
1FK70812AC711BH0 | SIMOTICS S SYNCHRONOUS MOTOR 1FK7-CT PN=2,1 KW; UZK=600V M0=12NM (100K); NN=2000RPM; NATURAL COOLING; FRAME SIZE IMB 5 (IM V1, IM V3) FLANGE 1 POWER CONNECTOR ROTATABLE ABSOLUTE ENCODER SINGLETURN 24 BIT WITH DRIVE CLIQ INTERFACE (ENCODER AS24DQI) PLAIN SHAFT, TOLERANCE N; WITH HOLDING BRAKE PROTECTION CLASS IP64; | 2889 | TEM | 1 | MC | 13.2 | 1
1FK70812AC711BH1 | SIMOTICS S SYNCHRONOUS MOTOR 1FK7-CT PN=2,1 KW; UZK=600V M0=12NM (100K); NN=2000RPM; NATURAL COOLING; FRAME SIZE IMB 5 (IM V1, IM V3) FLANGE 1 POWER CONNECTOR ROTATABLE ABSOLUTE ENCODER SINGLETURN 24 BIT WITH DRIVE CLIQ INTERFACE (ENCODER AS24DQI) PLAIN SHAFT, TOLERANCE N; WITH HOLDING BRAKE PROTECTION CLASS IP65, | 2983 | TEM | 1 | MC | 13.2 | 1
1FK70812AC711BH2 | SIMOTICS S SYNCHRONOUS MOTOR 1FK7-CT PN=2,1 KW; UZK=600V M0=12NM (100K); NN=2000RPM; NATURAL COOLING; FRAME SIZE IMB 5 (IM V1, IM V3) FLANGE 1 POWER CONNECTOR ROTATABLE ABSOLUTE ENCODER SINGLETURN 24 BIT WITH DRIVE CLIQ INTERFACE (ENCODER AS24DQI) PLAIN SHAFT, TOLERANCE N; WITH HOLDING BRAKE PROTECTION CLASS IP65, FLANGE ON DRIVE END IP67; | 2983 | TEM | 1 | MC | 13.2 | 1
1FK70812AC711CA0 | SIMOTICS S SYNCHRONOUS MOTOR 1FK7-CT PN=2,1 KW; UZK=600V M0=12NM (100K); NN=2000RPM; NATURAL COOLING; FRAME SIZE IMB 5 (IM V1, IM V3) FLANGE 1 POWER CONNECTOR ROTATABLE ABSOLUTE ENCODER 24 BIT + 12 BIT MULTITURN WITH DRIVE-CLIQ INTERFACE (ENCODER AM24DQI) SHAFT WITH FITTED KEY, TOLERANCE N; W/O HOLDING BRAKE PROTECTION CLASS IP64; | 2933 | TEM | 1 | MC | 12.901 | 1
1FK70812AC711CA1 | SIMOTICS S SYNCHRONOUS MOTOR 1FK7-CT PN=2,1 KW; UZK=600V M0=12NM (100K); NN=2000RPM; NATURAL COOLING; FRAME SIZE IMB 5 (IM V1, IM V3) FLANGE 1 POWER CONNECTOR ROTATABLE ABSOLUTE ENCODER 24 BIT + 12 BIT MULTITURN WITH DRIVE-CLIQ INTERFACE (ENCODER AM24DQI) SHAFT WITH FITTED KEY, TOLERANCE N; W/O HOLDING BRAKE PROTECTION CLASS IP65, | 3027 | TEM | 1 | MC | 12.901 | 1
1FK70812AC711CA2 | SIMOTICS S SYNCHRONOUS MOTOR 1FK7-CT PN=2,1 KW; UZK=600V M0=12NM (100K); NN=2000RPM; NATURAL COOLING; FRAME SIZE IMB 5 (IM V1, IM V3) FLANGE 1 POWER CONNECTOR ROTATABLE ABSOLUTE ENCODER 24 BIT + 12 BIT MULTITURN WITH DRIVE-CLIQ INTERFACE (ENCODER AM24DQI) SHAFT WITH FITTED KEY, TOLERANCE N; W/O HOLDING BRAKE PROTECTION CLASS IP65, FLANGE ON DRIVE END IP67; | 3027 | TEM | 1 | MC | 12.901 | 1
1FK70812AC711CB0 | SIMOTICS S SYNCHRONOUS MOTOR 1FK7-CT PN=2,1 KW; UZK=600V M0=12NM (100K); NN=2000RPM; NATURAL COOLING; FRAME SIZE IMB 5 (IM V1, IM V3) FLANGE 1 POWER CONNECTOR ROTATABLE ABSOLUTE ENCODER 24 BIT + 12 BIT MULTITURN WITH DRIVE-CLIQ INTERFACE (ENCODER AM24DQI) SHAFT WITH FITTED KEY, TOLERANCE N; WITH HOLDING BRAKE PROTECTION CLASS IP64; | 3345 | TEM | 1 | MC | 13.2 | 1
1FK70812AC711CB1 | SIMOTICS S SYNCHRONOUS MOTOR 1FK7-CT PN=2,1 KW; UZK=600V M0=12NM (100K); NN=2000RPM; NATURAL COOLING; FRAME SIZE IMB 5 (IM V1, IM V3) FLANGE 1 POWER CONNECTOR ROTATABLE ABSOLUTE ENCODER 24 BIT + 12 BIT MULTITURN WITH DRIVE-CLIQ INTERFACE (ENCODER AM24DQI) SHAFT WITH FITTED KEY, TOLERANCE N; WITH HOLDING BRAKE PROTECTION CLASS IP65, | 3438 | TEM | 1 | MC | 13.2 | 1
1FK70812AC711CB2 | SIMOTICS S SYNCHRONOUS MOTOR 1FK7-CT PN=2,1 KW; UZK=600V M0=12NM (100K); NN=2000RPM; NATURAL COOLING; FRAME SIZE IMB 5 (IM V1, IM V3) FLANGE 1 POWER CONNECTOR ROTATABLE ABSOLUTE ENCODER 24 BIT + 12 BIT MULTITURN WITH DRIVE-CLIQ INTERFACE (ENCODER AM24DQI) SHAFT WITH FITTED KEY, TOLERANCE N; WITH HOLDING BRAKE PROTECTION CLASS IP65, FLANGE ON DRIVE END IP67; | 3438 | TEM | 1 | MC | 13.2 | 1
1FK70812AC711CG0 | SIMOTICS S SYNCHRONOUS MOTOR 1FK7-CT PN=2,1 KW; UZK=600V M0=12NM (100K); NN=2000RPM; NATURAL COOLING; FRAME SIZE IMB 5 (IM V1, IM V3) FLANGE 1 POWER CONNECTOR ROTATABLE ABSOLUTE ENCODER 24 BIT + 12 BIT MULTITURN WITH DRIVE-CLIQ INTERFACE (ENCODER AM24DQI) PLAIN SHAFT, TOLERANCE N; W/O HOLDING BRAKE PROTECTION CLASS IP64; | 2847 | TEM | 1 | MC | 12.901 | 1
1FK70812AC711CG1 | SIMOTICS S SYNCHRONOUS MOTOR 1FK7-CT PN=2,1 KW; UZK=600V M0=12NM (100K); NN=2000RPM; NATURAL COOLING; FRAME SIZE IMB 5 (IM V1, IM V3) FLANGE 1 POWER CONNECTOR ROTATABLE ABSOLUTE ENCODER 24 BIT + 12 BIT MULTITURN WITH DRIVE-CLIQ INTERFACE (ENCODER AM24DQI) PLAIN SHAFT, TOLERANCE N; W/O HOLDING BRAKE PROTECTION CLASS IP65, | 2941 | TEM | 1 | MC | 12.901 | 1
1FK70812AC711CG2 | SIMOTICS S SYNCHRONOUS MOTOR 1FK7-CT PN=2,1 KW; UZK=600V M0=12NM (100K); NN=2000RPM; NATURAL COOLING; FRAME SIZE IMB 5 (IM V1, IM V3) FLANGE 1 POWER CONNECTOR ROTATABLE ABSOLUTE ENCODER 24 BIT + 12 BIT MULTITURN WITH DRIVE-CLIQ INTERFACE (ENCODER AM24DQI) PLAIN SHAFT, TOLERANCE N; W/O HOLDING BRAKE PROTECTION CLASS IP65, FLANGE ON DRIVE END IP67; | 2941 | TEM | 1 | MC | 12.901 | 1
1FK70812AC711CH0 | SIMOTICS S SYNCHRONOUS MOTOR 1FK7-CT PN=2,1 KW; UZK=600V M0=12NM (100K); NN=2000RPM; NATURAL COOLING; FRAME SIZE IMB 5 (IM V1, IM V3) FLANGE 1 POWER CONNECTOR ROTATABLE ABSOLUTE ENCODER 24 BIT + 12 BIT MULTITURN WITH DRIVE-CLIQ INTERFACE (ENCODER AM24DQI) PLAIN SHAFT, TOLERANCE N; WITH HOLDING BRAKE PROTECTION CLASS IP64; | 3258 | TEM | 1 | MC | 13.2 | 1
1FK70812AC711CH1 | SIMOTICS S SYNCHRONOUS MOTOR 1FK7-CT PN=2,1 KW; UZK=600V M0=12NM (100K); NN=2000RPM; NATURAL COOLING; FRAME SIZE IMB 5 (IM V1, IM V3) FLANGE 1 POWER CONNECTOR ROTATABLE ABSOLUTE ENCODER 24 BIT + 12 BIT MULTITURN WITH DRIVE-CLIQ INTERFACE (ENCODER AM24DQI) PLAIN SHAFT, TOLERANCE N; WITH HOLDING BRAKE PROTECTION CLASS IP65, | 3352 | TEM | 1 | MC | 13.2 | 1
1FK70812AC711CH2 | SIMOTICS S SYNCHRONOUS MOTOR 1FK7-CT PN=2,1 KW; UZK=600V M0=12NM (100K); NN=2000RPM; NATURAL COOLING; FRAME SIZE IMB 5 (IM V1, IM V3) FLANGE 1 POWER CONNECTOR ROTATABLE ABSOLUTE ENCODER 24 BIT + 12 BIT MULTITURN WITH DRIVE-CLIQ INTERFACE (ENCODER AM24DQI) PLAIN SHAFT, TOLERANCE N; WITH HOLDING BRAKE PROTECTION CLASS IP65, FLANGE ON DRIVE END IP67; | 3352 | TEM | 1 | MC | 13.2 | 1
1FK70812AC711DA0 | SIMOTICS S SYNCHRONOUS MOTOR 1FK7-CT PN=2,1 KW; UZK=600V M0=12NM (100K); NN=2000RPM; NATURAL COOLING; FRAME SIZE IMB 5 (IM V1, IM V3) FLANGE 1 POWER CONNECTOR ROTATABLE INCREMENTAL ENCODER 22 BIT WITH DRIVE-CLIQ INTERFACE (ENCODER IC22DQ) SHAFT WITH FITTED KEY, TOLERANCE N; W/O HOLDING BRAKE PROTECTION CLASS IP64; | 2644 | TEM | 1 | MC | 12.902 | 1
1FK70812AC711DG0 | SIMOTICS S SYNCHRONOUS MOTOR 1FK7-CT PN=2,1 KW; UZK=600V M0=12NM (100K); NN=2000RPM; NATURAL COOLING; FRAME SIZE IMB 5 (IM V1, IM V3) FLANGE 1 POWER CONNECTOR ROTATABLE INCREMENTAL ENCODER 22 BIT WITH DRIVE-CLIQ INTERFACE (ENCODER IC22DQ) PLAIN SHAFT, TOLERANCE N; W/O HOLDING BRAKE PROTECTION CLASS IP64; | 2558 | TEM | 1 | MC | 12.902 | 1
1FK70812AC711DG2 | SIMOTICS S SYNCHRONOUS MOTOR 1FK7-CT PN=2,1 KW; UZK=600V M0=12NM (100K); NN=2000RPM; NATURAL COOLING; FRAME SIZE IMB 5 (IM V1, IM V3) FLANGE 1 POWER CONNECTOR ROTATABLE INCREMENTAL ENCODER 22 BIT WITH DRIVE-CLIQ INTERFACE (ENCODER IC22DQ) PLAIN SHAFT, TOLERANCE N; W/O HOLDING BRAKE PROTECTION CLASS IP65, FLANGE ON DRIVE END IP67; | 2651 | TEM | 1 | MC | 12.902 | 1
1FK70812AC711DH0 | SIMOTICS S SYNCHRONOUS MOTOR 1FK7-CT PN=2,1 KW; UZK=600V M0=12NM (100K); NN=2000RPM; NATURAL COOLING; FRAME SIZE IMB 5 (IM V1, IM V3) FLANGE 1 POWER CONNECTOR ROTATABLE INCREMENTAL ENCODER 22 BIT WITH DRIVE-CLIQ INTERFACE (ENCODER IC22DQ) PLAIN SHAFT, TOLERANCE N; WITH HOLDING BRAKE PROTECTION CLASS IP64; | 2969 | TEM | 1 | MC | 13.201 | 1
1FK70812AC711DH2 | SIMOTICS S SYNCHRONOUS MOTOR 1FK7-CT PN=2,1 KW; UZK=600V M0=12NM (100K); NN=2000RPM; NATURAL COOLING; FRAME SIZE IMB 5 (IM V1, IM V3) FLANGE 1 POWER CONNECTOR ROTATABLE INCREMENTAL ENCODER 22 BIT WITH DRIVE-CLIQ INTERFACE (ENCODER IC22DQ) PLAIN SHAFT, TOLERANCE N; WITH HOLDING BRAKE PROTECTION CLASS IP65, FLANGE ON DRIVE END IP67; | 3063 | TEM | 1 | MC | 13.201 | 1
1FK70812AC711EA0 | SIMOTICS S SYNCHRONOUS MOTOR 1FK7-CT PN=2,1 KW; UZK=600V M0=12NM (100K); NN=2000RPM; NATURAL COOLING; FRAME SIZE IMB 5 (IM V1, IM V3) FLANGE 1, WITH KTY TEMPERATURESENSOR POWER CONNECTOR ROTATABLE ABSOLUTE ENCODERR 2048 S/R + 4096 UMDREHUNGEN MULTITURN, WITH ENDAT-SCHNITTSTELLE (ENCODER AM2048S/R) SHAFT WITH FITTED KEY, TOLERANCE N; W/O HOLDING BRAKE PROTECTION CLASS IP64; | 2695 | TEM | 1 | MC | 12.901 | 1
1FK70812AC711EA1 | SIMOTICS S SYNCHRONOUS MOTOR 1FK7-CT PN=2,1 KW; UZK=600V M0=12NM (100K); NN=2000RPM; NATURAL COOLING; FRAME SIZE IMB 5 (IM V1, IM V3) FLANGE 1, WITH KTY TEMPERATURESENSOR POWER CONNECTOR ROTATABLE ABSOLUTE ENCODERR 2048 S/R + 4096 UMDREHUNGEN MULTITURN, WITH ENDAT-SCHNITTSTELLE (ENCODER AM2048S/R) SHAFT WITH FITTED KEY, TOLERANCE N; W/O HOLDING BRAKE PROTECTION CLASS IP65, | 2788 | TEM | 1 | MC | 12.901 | 1
1FK70812AC711EA2 | SIMOTICS S SYNCHRONOUS MOTOR 1FK7-CT PN=2,1 KW; UZK=600V M0=12NM (100K); NN=2000RPM; NATURAL COOLING; FRAME SIZE IMB 5 (IM V1, IM V3) FLANGE 1, WITH KTY TEMPERATURESENSOR POWER CONNECTOR ROTATABLE ABSOLUTE ENCODERR 2048 S/R + 4096 UMDREHUNGEN MULTITURN, WITH ENDAT-SCHNITTSTELLE (ENCODER AM2048S/R) SHAFT WITH FITTED KEY, TOLERANCE N; W/O HOLDING BRAKE PROTECTION CLASS IP65, FLANGE ON DRIVE END IP67; | 2788 | TEM | 1 | MC | 12.901 | 1
1FK70812AC711EB0 | SIMOTICS S SYNCHRONOUS MOTOR 1FK7-CT PN=2,1 KW; UZK=600V M0=12NM (100K); NN=2000RPM; NATURAL COOLING; FRAME SIZE IMB 5 (IM V1, IM V3) FLANGE 1, WITH KTY TEMPERATURESENSOR POWER CONNECTOR ROTATABLE ABSOLUTE ENCODERR 2048 S/R + 4096 UMDREHUNGEN MULTITURN, WITH ENDAT-SCHNITTSTELLE (ENCODER AM2048S/R) SHAFT WITH FITTED KEY, TOLERANCE N; WITH HOLDING BRAKE PROTECTION CLASS IP64; | 3106 | TEM | 1 | MC | 13.2 | 1
1FK70812AC711EB1 | SIMOTICS S SYNCHRONOUS MOTOR 1FK7-CT PN=2,1 KW; UZK=600V M0=12NM (100K); NN=2000RPM; NATURAL COOLING; FRAME SIZE IMB 5 (IM V1, IM V3) FLANGE 1, WITH KTY TEMPERATURESENSOR POWER CONNECTOR ROTATABLE ABSOLUTE ENCODERR 2048 S/R + 4096 UMDREHUNGEN MULTITURN, WITH ENDAT-SCHNITTSTELLE (ENCODER AM2048S/R) SHAFT WITH FITTED KEY, TOLERANCE N; WITH HOLDING BRAKE PROTECTION CLASS IP65, | 3199 | TEM | 1 | MC | 13.2 | 1
1FK70812AC711EB2 | SIMOTICS S SYNCHRONOUS MOTOR 1FK7-CT PN=2,1 KW; UZK=600V M0=12NM (100K); NN=2000RPM; NATURAL COOLING; FRAME SIZE IMB 5 (IM V1, IM V3) FLANGE 1, WITH KTY TEMPERATURESENSOR POWER CONNECTOR ROTATABLE ABSOLUTE ENCODERR 2048 S/R + 4096 UMDREHUNGEN MULTITURN, WITH ENDAT-SCHNITTSTELLE (ENCODER AM2048S/R) SHAFT WITH FITTED KEY, TOLERANCE N; WITH HOLDING BRAKE PROTECTION CLASS IP65, FLANGE ON DRIVE END IP67; | 3199 | TEM | 1 | MC | 13.2 | 1
1FK70812AC711EG0 | SIMOTICS S SYNCHRONOUS MOTOR 1FK7-CT PN=2,1 KW; UZK=600V M0=12NM (100K); NN=2000RPM; NATURAL COOLING; FRAME SIZE IMB 5 (IM V1, IM V3) FLANGE 1, WITH KTY TEMPERATURESENSOR POWER CONNECTOR ROTATABLE ABSOLUTE ENCODERR 2048 S/R + 4096 UMDREHUNGEN MULTITURN, WITH ENDAT-SCHNITTSTELLE (ENCODER AM2048S/R) PLAIN SHAFT, TOLERANCE N; W/O HOLDING BRAKE PROTECTION CLASS IP64; | 2608 | TEM | 1 | MC | 12.901 | 1
1FK70812AC711EG1 | SIMOTICS S SYNCHRONOUS MOTOR 1FK7-CT PN=2,1 KW; UZK=600V M0=12NM (100K); NN=2000RPM; NATURAL COOLING; FRAME SIZE IMB 5 (IM V1, IM V3) FLANGE 1, WITH KTY TEMPERATURESENSOR POWER CONNECTOR ROTATABLE ABSOLUTE ENCODERR 2048 S/R + 4096 UMDREHUNGEN MULTITURN, WITH ENDAT-SCHNITTSTELLE (ENCODER AM2048S/R) PLAIN SHAFT, TOLERANCE N; W/O HOLDING BRAKE PROTECTION CLASS IP65, | 2702 | TEM | 1 | MC | 12.901 | 1
1FK70812AC711EG2 | SIMOTICS S SYNCHRONOUS MOTOR 1FK7-CT PN=2,1 KW; UZK=600V M0=12NM (100K); NN=2000RPM; NATURAL COOLING; FRAME SIZE IMB 5 (IM V1, IM V3) FLANGE 1, WITH KTY TEMPERATURESENSOR POWER CONNECTOR ROTATABLE ABSOLUTE ENCODERR 2048 S/R + 4096 UMDREHUNGEN MULTITURN, WITH ENDAT-SCHNITTSTELLE (ENCODER AM2048S/R) PLAIN SHAFT, TOLERANCE N; W/O HOLDING BRAKE PROTECTION CLASS IP65, FLANGE ON DRIVE END IP67; | 2702 | TEM | 1 | MC | 12.901 | 1
1FK70812AC711EH0 | SIMOTICS S SYNCHRONOUS MOTOR 1FK7-CT PN=2,1 KW; UZK=600V M0=12NM (100K); NN=2000RPM; NATURAL COOLING; FRAME SIZE IMB 5 (IM V1, IM V3) FLANGE 1, WITH KTY TEMPERATURESENSOR POWER CONNECTOR ROTATABLE ABSOLUTE ENCODERR 2048 S/R + 4096 UMDREHUNGEN MULTITURN, WITH ENDAT-SCHNITTSTELLE (ENCODER AM2048S/R) PLAIN SHAFT, TOLERANCE N; WITH HOLDING BRAKE PROTECTION CLASS IP64; | 3020 | TEM | 1 | MC | 13.2 | 1
1FK70812AC711EH1 | SIMOTICS S SYNCHRONOUS MOTOR 1FK7-CT PN=2,1 KW; UZK=600V M0=12NM (100K); NN=2000RPM; NATURAL COOLING; FRAME SIZE IMB 5 (IM V1, IM V3) FLANGE 1, WITH KTY TEMPERATURESENSOR POWER CONNECTOR ROTATABLE ABSOLUTE ENCODERR 2048 S/R + 4096 UMDREHUNGEN MULTITURN, WITH ENDAT-SCHNITTSTELLE (ENCODER AM2048S/R) PLAIN SHAFT, TOLERANCE N; WITH HOLDING BRAKE PROTECTION CLASS IP65, | 3113 | TEM | 1 | MC | 13.2 | 1
1FK70812AC711EH2 | SIMOTICS S SYNCHRONOUS MOTOR 1FK7-CT PN=2,1 KW; UZK=600V M0=12NM (100K); NN=2000RPM; NATURAL COOLING; FRAME SIZE IMB 5 (IM V1, IM V3) FLANGE 1, WITH KTY TEMPERATURESENSOR POWER CONNECTOR ROTATABLE ABSOLUTE ENCODERR 2048 S/R + 4096 UMDREHUNGEN MULTITURN, WITH ENDAT-SCHNITTSTELLE (ENCODER AM2048S/R) PLAIN SHAFT, TOLERANCE N; WITH HOLDING BRAKE PROTECTION CLASS IP65, FLANGE ON DRIVE END IP67; | 3113 | TEM | 1 | MC | 13.2 | 1
1FK70812AC711FA1 | SIMOTICS S SYNCHRONOUS MOTOR 1FK7-CT PN=2,1 KW; UZK=600V M0=12NM (100K); NN=2000RPM; NATURAL COOLING; FRAME SIZE IMB 5 (IM V1, IM V3) FLANGE 1 POWER CONNECTOR ROTATABLE ABSOLUTE ENCODER 22BIT + 12 BIT MULTITURN, WITH DRIVE-CLIQ INTERFACE (ENCODER AM22DQ) SHAFT WITH FITTED KEY, TOLERANCE N; W/O HOLDING BRAKE PROTECTION CLASS IP65, | 3107 | TEM | 1 | MC | 12.901 | 1
1FK70812AC711FB1 | SIMOTICS S SYNCHRONOUS MOTOR 1FK7-CT PN=2,1 KW; UZK=600V M0=12NM (100K); NN=2000RPM; NATURAL COOLING; FRAME SIZE IMB 5 (IM V1, IM V3) FLANGE 1 POWER CONNECTOR ROTATABLE ABSOLUTE ENCODER 22BIT + 12 BIT MULTITURN, WITH DRIVE-CLIQ INTERFACE (ENCODER AM22DQ) SHAFT WITH FITTED KEY, TOLERANCE N; WITH HOLDING BRAKE PROTECTION CLASS IP65, | 3518 | TEM | 1 | MC | 13.2 | 1
1FK70812AC711GB0 | SIMOTICS S SYNCHRONOUS MOTOR 1FK7-CT PN=2,1 KW; UZK=600V M0=12NM (100K); NN=2000RPM; NATURAL COOLING; FRAME SIZE IMB 5 (IM V1, IM V3) FLANGE 1, WITH KTY TEMPERATURESENSOR POWER CONNECTOR ROTATABLE ABSOLUTE ENCODER 32 S/R SINGLETURN, 4096 ROTATION MULTITURN, WITH ENDAT- INTERFACE (ENCODER AM32S/R) SHAFT WITH FITTED KEY, TOLERANCE N; WITH HOLDING BRAKE PROTECTION CLASS IP64; | 2588 | TEM | 1 | MC | 13.2 | 1
1FK70812AC711KA0 | SIMOTICS S SYNCHRONOUS MOTOR 1FK7-CT PN=2,1 KW; UZK=600V M0=12NM (100K); NN=2000RPM; NATURAL COOLING; FRAME SIZE IMB 5 (IM V1, IM V3) FLANGE 1 POWER CONNECTOR ROTATABLE ABSOLUTE ENCODER 16BIT + 12BIT MULTITURN, WITH DRIVE-CLIQ INTERFACE (ENCODER AM16DQ) SHAFT WITH FITTED KEY, TOLERANCE N; W/O HOLDING BRAKE PROTECTION CLASS IP64; | 2496 | TEM | 1 | MC | 12.901 | 1
1FK70812AC711KA1 | SIMOTICS S SYNCHRONOUS MOTOR 1FK7-CT PN=2,1 KW; UZK=600V M0=12NM (100K); NN=2000RPM; NATURAL COOLING; FRAME SIZE IMB 5 (IM V1, IM V3) FLANGE 1 POWER CONNECTOR ROTATABLE ABSOLUTE ENCODER 16BIT + 12BIT MULTITURN, WITH DRIVE-CLIQ INTERFACE (ENCODER AM16DQ) SHAFT WITH FITTED KEY, TOLERANCE N; W/O HOLDING BRAKE PROTECTION CLASS IP65, | 2590 | TEM | 1 | MC | 12.901 | 1
1FK70812AC711KA2 | SIMOTICS S SYNCHRONOUS MOTOR 1FK7-CT PN=2,1 KW; UZK=600V M0=12NM (100K); NN=2000RPM; NATURAL COOLING; FRAME SIZE IMB 5 (IM V1, IM V3) FLANGE 1 POWER CONNECTOR ROTATABLE ABSOLUTE ENCODER 16BIT + 12BIT MULTITURN, WITH DRIVE-CLIQ INTERFACE (ENCODER AM16DQ) SHAFT WITH FITTED KEY, TOLERANCE N; W/O HOLDING BRAKE PROTECTION CLASS IP65, FLANGE ON DRIVE END IP67; | 2590 | TEM | 1 | MC | 12.901 | 1
1FK70812AC711KB0 | SIMOTICS S SYNCHRONOUS MOTOR 1FK7-CT PN=2,1 KW; UZK=600V M0=12NM (100K); NN=2000RPM; NATURAL COOLING; FRAME SIZE IMB 5 (IM V1, IM V3) FLANGE 1 POWER CONNECTOR ROTATABLE ABSOLUTE ENCODER 16BIT + 12BIT MULTITURN, WITH DRIVE-CLIQ INTERFACE (ENCODER AM16DQ) SHAFT WITH FITTED KEY, TOLERANCE N; WITH HOLDING BRAKE PROTECTION CLASS IP64; | 2907 | TEM | 1 | MC | 13.2 | 1
1FK70812AC711KB1 | SIMOTICS S SYNCHRONOUS MOTOR 1FK7-CT PN=2,1 KW; UZK=600V M0=12NM (100K); NN=2000RPM; NATURAL COOLING; FRAME SIZE IMB 5 (IM V1, IM V3) FLANGE 1 POWER CONNECTOR ROTATABLE ABSOLUTE ENCODER 16BIT + 12BIT MULTITURN, WITH DRIVE-CLIQ INTERFACE (ENCODER AM16DQ) SHAFT WITH FITTED KEY, TOLERANCE N; WITH HOLDING BRAKE PROTECTION CLASS IP65, | 3001 | TEM | 1 | MC | 13.2 | 1
1FK70812AC711KB2 | SIMOTICS S SYNCHRONOUS MOTOR 1FK7-CT PN=2,1 KW; UZK=600V M0=12NM (100K); NN=2000RPM; NATURAL COOLING; FRAME SIZE IMB 5 (IM V1, IM V3) FLANGE 1 POWER CONNECTOR ROTATABLE ABSOLUTE ENCODER 16BIT + 12BIT MULTITURN, WITH DRIVE-CLIQ INTERFACE (ENCODER AM16DQ) SHAFT WITH FITTED KEY, TOLERANCE N; WITH HOLDING BRAKE PROTECTION CLASS IP65, FLANGE ON DRIVE END IP67; | 3001 | TEM | 1 | MC | 13.2 | 1
1FK70812AC711KG0 | SIMOTICS S SYNCHRONOUS MOTOR 1FK7-CT PN=2,1 KW; UZK=600V M0=12NM (100K); NN=2000RPM; NATURAL COOLING; FRAME SIZE IMB 5 (IM V1, IM V3) FLANGE 1 POWER CONNECTOR ROTATABLE ABSOLUTE ENCODER 16BIT + 12BIT MULTITURN, WITH DRIVE-CLIQ INTERFACE (ENCODER AM16DQ) PLAIN SHAFT, TOLERANCE N; W/O HOLDING BRAKE PROTECTION CLASS IP64; | 2410 | TEM | 1 | MC | 12.901 | 1
1FK70812AC711KG1 | SIMOTICS S SYNCHRONOUS MOTOR 1FK7-CT PN=2,1 KW; UZK=600V M0=12NM (100K); NN=2000RPM; NATURAL COOLING; FRAME SIZE IMB 5 (IM V1, IM V3) FLANGE 1 POWER CONNECTOR ROTATABLE ABSOLUTE ENCODER 16BIT + 12BIT MULTITURN, WITH DRIVE-CLIQ INTERFACE (ENCODER AM16DQ) PLAIN SHAFT, TOLERANCE N; W/O HOLDING BRAKE PROTECTION CLASS IP65, | 2503 | TEM | 1 | MC | 12.901 | 1
1FK70812AC711KG2 | SIMOTICS S SYNCHRONOUS MOTOR 1FK7-CT PN=2,1 KW; UZK=600V M0=12NM (100K); NN=2000RPM; NATURAL COOLING; FRAME SIZE IMB 5 (IM V1, IM V3) FLANGE 1 POWER CONNECTOR ROTATABLE ABSOLUTE ENCODER 16BIT + 12BIT MULTITURN, WITH DRIVE-CLIQ INTERFACE (ENCODER AM16DQ) PLAIN SHAFT, TOLERANCE N; W/O HOLDING BRAKE PROTECTION CLASS IP65, FLANGE ON DRIVE END IP67; | 2503 | TEM | 1 | MC | 12.901 | 1
1FK70812AC711KH0 | SIMOTICS S SYNCHRONOUS MOTOR 1FK7-CT PN=2,1 KW; UZK=600V M0=12NM (100K); NN=2000RPM; NATURAL COOLING; FRAME SIZE IMB 5 (IM V1, IM V3) FLANGE 1 POWER CONNECTOR ROTATABLE ABSOLUTE ENCODER 16BIT + 12BIT MULTITURN, WITH DRIVE-CLIQ INTERFACE (ENCODER AM16DQ) PLAIN SHAFT, TOLERANCE N; WITH HOLDING BRAKE PROTECTION CLASS IP64; | 2821 | TEM | 1 | MC | 13.2 | 1
1FK70812AC711KH1 | SIMOTICS S SYNCHRONOUS MOTOR 1FK7-CT PN=2,1 KW; UZK=600V M0=12NM (100K); NN=2000RPM; NATURAL COOLING; FRAME SIZE IMB 5 (IM V1, IM V3) FLANGE 1 POWER CONNECTOR ROTATABLE ABSOLUTE ENCODER 16BIT + 12BIT MULTITURN, WITH DRIVE-CLIQ INTERFACE (ENCODER AM16DQ) PLAIN SHAFT, TOLERANCE N; WITH HOLDING BRAKE PROTECTION CLASS IP65, | 2915 | TEM | 1 | MC | 13.2 | 1
1FK70812AC711KH2 | SIMOTICS S SYNCHRONOUS MOTOR 1FK7-CT PN=2,1 KW; UZK=600V M0=12NM (100K); NN=2000RPM; NATURAL COOLING; FRAME SIZE IMB 5 (IM V1, IM V3) FLANGE 1 POWER CONNECTOR ROTATABLE ABSOLUTE ENCODER 16BIT + 12BIT MULTITURN, WITH DRIVE-CLIQ INTERFACE (ENCODER AM16DQ) PLAIN SHAFT, TOLERANCE N; WITH HOLDING BRAKE PROTECTION CLASS IP65, FLANGE ON DRIVE END IP67; | 2915 | TEM | 1 | MC | 13.2 | 1
1FK70812AC711PA0 | SIMOTICS S SYNCHRONOUS MOTOR 1FK7-CT PN=2,1 KW; UZK=600V M0=12NM (100K); NN=2000RPM; NATURAL COOLING; FRAME SIZE IMB 5 (IM V1, IM V3) FLANGE 1 POWER CONNECTOR ROTATABLE RESOLVER 2-POLE, WITH DRIVE CLIQ-INTERFACE SHAFT WITH FITTED KEY, TOLERANCE N; W/O HOLDING BRAKE PROTECTION CLASS IP64; | 1978 | TEM | 1 | MC | 13.001 | 1
1FK70812AC711PA1 | SIMOTICS S SYNCHRONOUS MOTOR 1FK7-CT PN=2,1 KW; UZK=600V M0=12NM (100K); NN=2000RPM; NATURAL COOLING; FRAME SIZE IMB 5 (IM V1, IM V3) FLANGE 1 POWER CONNECTOR ROTATABLE RESOLVER 2-POLE, WITH DRIVE CLIQ-INTERFACE SHAFT WITH FITTED KEY, TOLERANCE N; W/O HOLDING BRAKE PROTECTION CLASS IP65, | 2072 | TEM | 1 | MC | 13.001 | 1
1FK70812AC711PA2 | SIMOTICS S SYNCHRONOUS MOTOR 1FK7-CT PN=2,1 KW; UZK=600V M0=12NM (100K); NN=2000RPM; NATURAL COOLING; FRAME SIZE IMB 5 (IM V1, IM V3) FLANGE 1 POWER CONNECTOR ROTATABLE RESOLVER 2-POLE, WITH DRIVE CLIQ-INTERFACE SHAFT WITH FITTED KEY, TOLERANCE N; W/O HOLDING BRAKE PROTECTION CLASS IP65, FLANGE ON DRIVE END IP67; | 2072 | TEM | 1 | MC | 13.001 | 1
1FK70812AC711PB0 | SIMOTICS S SYNCHRONOUS MOTOR 1FK7-CT PN=2,1 KW; UZK=600V M0=12NM (100K); NN=2000RPM; NATURAL COOLING; FRAME SIZE IMB 5 (IM V1, IM V3) FLANGE 1 POWER CONNECTOR ROTATABLE RESOLVER 2-POLE, WITH DRIVE CLIQ-INTERFACE SHAFT WITH FITTED KEY, TOLERANCE N; WITH HOLDING BRAKE PROTECTION CLASS IP64; | 2389 | TEM | 1 | MC | 13.3 | 1
1FK70812AC711PB1 | SIMOTICS S SYNCHRONOUS MOTOR 1FK7-CT PN=2,1 KW; UZK=600V M0=12NM (100K); NN=2000RPM; NATURAL COOLING; FRAME SIZE IMB 5 (IM V1, IM V3) FLANGE 1 POWER CONNECTOR ROTATABLE RESOLVER 2-POLE, WITH DRIVE CLIQ-INTERFACE SHAFT WITH FITTED KEY, TOLERANCE N; WITH HOLDING BRAKE PROTECTION CLASS IP65, | 2483 | TEM | 1 | MC | 13.3 | 1
1FK70812AC711PB2 | SIMOTICS S SYNCHRONOUS MOTOR 1FK7-CT PN=2,1 KW; UZK=600V M0=12NM (100K); NN=2000RPM; NATURAL COOLING; FRAME SIZE IMB 5 (IM V1, IM V3) FLANGE 1 POWER CONNECTOR ROTATABLE RESOLVER 2-POLE, WITH DRIVE CLIQ-INTERFACE SHAFT WITH FITTED KEY, TOLERANCE N; WITH HOLDING BRAKE PROTECTION CLASS IP65, FLANGE ON DRIVE END IP67; | 2483 | TEM | 1 | MC | 13.3 | 1
1FK70812AC711PG0 | SIMOTICS S SYNCHRONOUS MOTOR 1FK7-CT PN=2,1 KW; UZK=600V M0=12NM (100K); NN=2000RPM; NATURAL COOLING; FRAME SIZE IMB 5 (IM V1, IM V3) FLANGE 1 POWER CONNECTOR ROTATABLE RESOLVER 2-POLE, WITH DRIVE CLIQ-INTERFACE PLAIN SHAFT, TOLERANCE N; W/O HOLDING BRAKE PROTECTION CLASS IP64; | 1892 | TEM | 1 | MC | 13.001 | 1
1FK70812AC711PG1 | SIMOTICS S SYNCHRONOUS MOTOR 1FK7-CT PN=2,1 KW; UZK=600V M0=12NM (100K); NN=2000RPM; NATURAL COOLING; FRAME SIZE IMB 5 (IM V1, IM V3) FLANGE 1 POWER CONNECTOR ROTATABLE RESOLVER 2-POLE, WITH DRIVE CLIQ-INTERFACE PLAIN SHAFT, TOLERANCE N; W/O HOLDING BRAKE PROTECTION CLASS IP65, | 1985 | TEM | 1 | MC | 13.001 | 1
1FK70812AC711PG2 | SIMOTICS S SYNCHRONOUS MOTOR 1FK7-CT PN=2,1 KW; UZK=600V M0=12NM (100K); NN=2000RPM; NATURAL COOLING; FRAME SIZE IMB 5 (IM V1, IM V3) FLANGE 1 POWER CONNECTOR ROTATABLE RESOLVER 2-POLE, WITH DRIVE CLIQ-INTERFACE PLAIN SHAFT, TOLERANCE N; W/O HOLDING BRAKE PROTECTION CLASS IP65, FLANGE ON DRIVE END IP67; | 1985 | TEM | 1 | MC | 13.001 | 1
1FK70812AC711PH0 | SIMOTICS S SYNCHRONOUS MOTOR 1FK7-CT PN=2,1 KW; UZK=600V M0=12NM (100K); NN=2000RPM; NATURAL COOLING; FRAME SIZE IMB 5 (IM V1, IM V3) FLANGE 1 POWER CONNECTOR ROTATABLE RESOLVER 2-POLE, WITH DRIVE CLIQ-INTERFACE PLAIN SHAFT, TOLERANCE N; WITH HOLDING BRAKE PROTECTION CLASS IP64; | 2303 | TEM | 1 | MC | 13.3 | 1
1FK70812AC711PH1 | SIMOTICS S SYNCHRONOUS MOTOR 1FK7-CT PN=2,1 KW; UZK=600V M0=12NM (100K); NN=2000RPM; NATURAL COOLING; FRAME SIZE IMB 5 (IM V1, IM V3) FLANGE 1 POWER CONNECTOR ROTATABLE RESOLVER 2-POLE, WITH DRIVE CLIQ-INTERFACE PLAIN SHAFT, TOLERANCE N; WITH HOLDING BRAKE PROTECTION CLASS IP65, | 2397 | TEM | 1 | MC | 13.3 | 1
1FK70812AC711PH2 | SIMOTICS S SYNCHRONOUS MOTOR 1FK7-CT PN=2,1 KW; UZK=600V M0=12NM (100K); NN=2000RPM; NATURAL COOLING; FRAME SIZE IMB 5 (IM V1, IM V3) FLANGE 1 POWER CONNECTOR ROTATABLE RESOLVER 2-POLE, WITH DRIVE CLIQ-INTERFACE PLAIN SHAFT, TOLERANCE N; WITH HOLDING BRAKE PROTECTION CLASS IP65, FLANGE ON DRIVE END IP67; | 2397 | TEM | 1 | MC | 13.3 | 1
1FK70812AC711QA0 | SIMOTICS S SYNCHRONOUS MOTOR 1FK7-CT PN=2,1 KW; UZK=600V M0=12NM (100K); NN=2000RPM; NATURAL COOLING; FRAME SIZE IMB 5 (IM V1, IM V3) FLANGE 1 POWER CONNECTOR ROTATABLE ABSOLUTE ENCODER SINGLETURN 20 BIT WITH DRIVE-CLIQ INTERFACE (ENCODER AS20DQI) SHAFT WITH FITTED KEY, TOLERANCE N; W/O HOLDING BRAKE PROTECTION CLASS IP64; | 2081 | TEM | 1 | MC | 12.901 | 1
1FK70812AC711QA1 | SIMOTICS S SYNCHRONOUS MOTOR 1FK7-CT PN=2,1 KW; UZK=600V M0=12NM (100K); NN=2000RPM; NATURAL COOLING; FRAME SIZE IMB 5 (IM V1, IM V3) FLANGE 1 POWER CONNECTOR ROTATABLE ABSOLUTE ENCODER SINGLETURN 20 BIT WITH DRIVE-CLIQ INTERFACE (ENCODER AS20DQI) SHAFT WITH FITTED KEY, TOLERANCE N; W/O HOLDING BRAKE PROTECTION CLASS IP65, | 2175 | TEM | 1 | MC | 12.901 | 1
1FK70812AC711QA2 | SIMOTICS S SYNCHRONOUS MOTOR 1FK7-CT PN=2,1 KW; UZK=600V M0=12NM (100K); NN=2000RPM; NATURAL COOLING; FRAME SIZE IMB 5 (IM V1, IM V3) FLANGE 1 POWER CONNECTOR ROTATABLE ABSOLUTE ENCODER SINGLETURN 20 BIT WITH DRIVE-CLIQ INTERFACE (ENCODER AS20DQI) SHAFT WITH FITTED KEY, TOLERANCE N; W/O HOLDING BRAKE PROTECTION CLASS IP65, FLANGE ON DRIVE END IP67; | 2175 | TEM | 1 | MC | 12.901 | 1
1FK70812AC711QB0 | SIMOTICS S SYNCHRONOUS MOTOR 1FK7-CT PN=2,1 KW; UZK=600V M0=12NM (100K); NN=2000RPM; NATURAL COOLING; FRAME SIZE IMB 5 (IM V1, IM V3) FLANGE 1 POWER CONNECTOR ROTATABLE ABSOLUTE ENCODER SINGLETURN 20 BIT WITH DRIVE-CLIQ INTERFACE (ENCODER AS20DQI) SHAFT WITH FITTED KEY, TOLERANCE N; WITH HOLDING BRAKE PROTECTION CLASS IP64; | 2492 | TEM | 1 | MC | 13.2 | 1
1FK70812AC711QB1 | SIMOTICS S SYNCHRONOUS MOTOR 1FK7-CT PN=2,1 KW; UZK=600V M0=12NM (100K); NN=2000RPM; NATURAL COOLING; FRAME SIZE IMB 5 (IM V1, IM V3) FLANGE 1 POWER CONNECTOR ROTATABLE ABSOLUTE ENCODER SINGLETURN 20 BIT WITH DRIVE-CLIQ INTERFACE (ENCODER AS20DQI) SHAFT WITH FITTED KEY, TOLERANCE N; WITH HOLDING BRAKE PROTECTION CLASS IP65, | 2586 | TEM | 1 | MC | 13.2 | 1
1FK70812AC711QB2 | SIMOTICS S SYNCHRONOUS MOTOR 1FK7-CT PN=2,1 KW; UZK=600V M0=12NM (100K); NN=2000RPM; NATURAL COOLING; FRAME SIZE IMB 5 (IM V1, IM V3) FLANGE 1 POWER CONNECTOR ROTATABLE ABSOLUTE ENCODER SINGLETURN 20 BIT WITH DRIVE-CLIQ INTERFACE (ENCODER AS20DQI) SHAFT WITH FITTED KEY, TOLERANCE N; WITH HOLDING BRAKE PROTECTION CLASS IP65, FLANGE ON DRIVE END IP67; | 2586 | TEM | 1 | MC | 13.2 | 1
1FK70812AC711QG0 | SIMOTICS S SYNCHRONOUS MOTOR 1FK7-CT PN=2,1 KW; UZK=600V M0=12NM (100K); NN=2000RPM; NATURAL COOLING; FRAME SIZE IMB 5 (IM V1, IM V3) FLANGE 1 POWER CONNECTOR ROTATABLE ABSOLUTE ENCODER SINGLETURN 20 BIT WITH DRIVE-CLIQ INTERFACE (ENCODER AS20DQI) PLAIN SHAFT, TOLERANCE N; W/O HOLDING BRAKE PROTECTION CLASS IP64; | 1995 | TEM | 1 | MC | 12.901 | 1
1FK70812AC711QG1 | SIMOTICS S SYNCHRONOUS MOTOR 1FK7-CT PN=2,1 KW; UZK=600V M0=12NM (100K); NN=2000RPM; NATURAL COOLING; FRAME SIZE IMB 5 (IM V1, IM V3) FLANGE 1 POWER CONNECTOR ROTATABLE ABSOLUTE ENCODER SINGLETURN 20 BIT WITH DRIVE-CLIQ INTERFACE (ENCODER AS20DQI) PLAIN SHAFT, TOLERANCE N; W/O HOLDING BRAKE PROTECTION CLASS IP65, | 2088 | TEM | 1 | MC | 12.901 | 1
1FK70812AC711QG2 | SIMOTICS S SYNCHRONOUS MOTOR 1FK7-CT PN=2,1 KW; UZK=600V M0=12NM (100K); NN=2000RPM; NATURAL COOLING; FRAME SIZE IMB 5 (IM V1, IM V3) FLANGE 1 POWER CONNECTOR ROTATABLE ABSOLUTE ENCODER SINGLETURN 20 BIT WITH DRIVE-CLIQ INTERFACE (ENCODER AS20DQI) PLAIN SHAFT, TOLERANCE N; W/O HOLDING BRAKE PROTECTION CLASS IP65, FLANGE ON DRIVE END IP67; | 2088 | TEM | 1 | MC | 12.901 | 1
1FK70812AC711QH0 | SIMOTICS S SYNCHRONOUS MOTOR 1FK7-CT PN=2,1 KW; UZK=600V M0=12NM (100K); NN=2000RPM; NATURAL COOLING; FRAME SIZE IMB 5 (IM V1, IM V3) FLANGE 1 POWER CONNECTOR ROTATABLE ABSOLUTE ENCODER SINGLETURN 20 BIT WITH DRIVE-CLIQ INTERFACE (ENCODER AS20DQI) PLAIN SHAFT, TOLERANCE N; WITH HOLDING BRAKE PROTECTION CLASS IP64; | 2406 | TEM | 1 | MC | 13.2 | 1
1FK70812AC711QH1 | SIMOTICS S SYNCHRONOUS MOTOR 1FK7-CT PN=2,1 KW; UZK=600V M0=12NM (100K); NN=2000RPM; NATURAL COOLING; FRAME SIZE IMB 5 (IM V1, IM V3) FLANGE 1 POWER CONNECTOR ROTATABLE ABSOLUTE ENCODER SINGLETURN 20 BIT WITH DRIVE-CLIQ INTERFACE (ENCODER AS20DQI) PLAIN SHAFT, TOLERANCE N; WITH HOLDING BRAKE PROTECTION CLASS IP65, | 2500 | TEM | 1 | MC | 13.2 | 1
1FK70812AC711QH2 | SIMOTICS S SYNCHRONOUS MOTOR 1FK7-CT PN=2,1 KW; UZK=600V M0=12NM (100K); NN=2000RPM; NATURAL COOLING; FRAME SIZE IMB 5 (IM V1, IM V3) FLANGE 1 POWER CONNECTOR ROTATABLE ABSOLUTE ENCODER SINGLETURN 20 BIT WITH DRIVE-CLIQ INTERFACE (ENCODER AS20DQI) PLAIN SHAFT, TOLERANCE N; WITH HOLDING BRAKE PROTECTION CLASS IP65, FLANGE ON DRIVE END IP67; | 2500 | TEM | 1 | MC | 13.2 | 1
1FK70812AC711RA0 | SIMOTICS S SYNCHRONOUS MOTOR 1FK7-CT PN=2,1 KW; UZK=600V M0=12NM (100K); NN=2000RPM; NATURAL COOLING; FRAME SIZE IMB 5 (IM V1, IM V3) FLANGE 1 POWER CONNECTOR ROTATABLE ABSOLUTE ENCODER 20 BIT + 12 BIT MULTITURN WITH DRIVE-CLIQ INTERFACE (ENCODER AM20DQI) SHAFT WITH FITTED KEY, TOLERANCE N; W/O HOLDING BRAKE PROTECTION CLASS IP64; | 2455 | TEM | 1 | MC | 12.901 | 1
1FK70812AC711RA1 | SIMOTICS S SYNCHRONOUS MOTOR 1FK7-CT PN=2,1 KW; UZK=600V M0=12NM (100K); NN=2000RPM; NATURAL COOLING; FRAME SIZE IMB 5 (IM V1, IM V3) FLANGE 1 POWER CONNECTOR ROTATABLE ABSOLUTE ENCODER 20 BIT + 12 BIT MULTITURN WITH DRIVE-CLIQ INTERFACE (ENCODER AM20DQI) SHAFT WITH FITTED KEY, TOLERANCE N; W/O HOLDING BRAKE PROTECTION CLASS IP65, | 2549 | TEM | 1 | MC | 12.901 | 1
1FK70812AC711RA2 | SIMOTICS S SYNCHRONOUS MOTOR 1FK7-CT PN=2,1 KW; UZK=600V M0=12NM (100K); NN=2000RPM; NATURAL COOLING; FRAME SIZE IMB 5 (IM V1, IM V3) FLANGE 1 POWER CONNECTOR ROTATABLE ABSOLUTE ENCODER 20 BIT + 12 BIT MULTITURN WITH DRIVE-CLIQ INTERFACE (ENCODER AM20DQI) SHAFT WITH FITTED KEY, TOLERANCE N; W/O HOLDING BRAKE PROTECTION CLASS IP65, FLANGE ON DRIVE END IP67; | 2549 | TEM | 1 | MC | 12.901 | 1
1FK70812AC711RB0 | SIMOTICS S SYNCHRONOUS MOTOR 1FK7-CT PN=2,1 KW; UZK=600V M0=12NM (100K); NN=2000RPM; NATURAL COOLING; FRAME SIZE IMB 5 (IM V1, IM V3) FLANGE 1 POWER CONNECTOR ROTATABLE ABSOLUTE ENCODER 20 BIT + 12 BIT MULTITURN WITH DRIVE-CLIQ INTERFACE (ENCODER AM20DQI) SHAFT WITH FITTED KEY, TOLERANCE N; WITH HOLDING BRAKE PROTECTION CLASS IP64; | 2867 | TEM | 1 | MC | 13.2 | 1
1FK70812AC711RB1 | SIMOTICS S SYNCHRONOUS MOTOR 1FK7-CT PN=2,1 KW; UZK=600V M0=12NM (100K); NN=2000RPM; NATURAL COOLING; FRAME SIZE IMB 5 (IM V1, IM V3) FLANGE 1 POWER CONNECTOR ROTATABLE ABSOLUTE ENCODER 20 BIT + 12 BIT MULTITURN WITH DRIVE-CLIQ INTERFACE (ENCODER AM20DQI) SHAFT WITH FITTED KEY, TOLERANCE N; WITH HOLDING BRAKE PROTECTION CLASS IP65, | 2960 | TEM | 1 | MC | 13.2 | 1
1FK70812AC711RB2 | SIMOTICS S SYNCHRONOUS MOTOR 1FK7-CT PN=2,1 KW; UZK=600V M0=12NM (100K); NN=2000RPM; NATURAL COOLING; FRAME SIZE IMB 5 (IM V1, IM V3) FLANGE 1 POWER CONNECTOR ROTATABLE ABSOLUTE ENCODER 20 BIT + 12 BIT MULTITURN WITH DRIVE-CLIQ INTERFACE (ENCODER AM20DQI) SHAFT WITH FITTED KEY, TOLERANCE N; WITH HOLDING BRAKE PROTECTION CLASS IP65, FLANGE ON DRIVE END IP67; | 2960 | TEM | 1 | MC | 13.2 | 1
1FK70812AC711RG0 | SIMOTICS S SYNCHRONOUS MOTOR 1FK7-CT PN=2,1 KW; UZK=600V M0=12NM (100K); NN=2000RPM; NATURAL COOLING; FRAME SIZE IMB 5 (IM V1, IM V3) FLANGE 1 POWER CONNECTOR ROTATABLE ABSOLUTE ENCODER 20 BIT + 12 BIT MULTITURN WITH DRIVE-CLIQ INTERFACE (ENCODER AM20DQI) PLAIN SHAFT, TOLERANCE N; W/O HOLDING BRAKE PROTECTION CLASS IP64; | 2369 | TEM | 1 | MC | 12.901 | 1
1FK70812AC711RG1 | SIMOTICS S SYNCHRONOUS MOTOR 1FK7-CT PN=2,1 KW; UZK=600V M0=12NM (100K); NN=2000RPM; NATURAL COOLING; FRAME SIZE IMB 5 (IM V1, IM V3) FLANGE 1 POWER CONNECTOR ROTATABLE ABSOLUTE ENCODER 20 BIT + 12 BIT MULTITURN WITH DRIVE-CLIQ INTERFACE (ENCODER AM20DQI) PLAIN SHAFT, TOLERANCE N; W/O HOLDING BRAKE PROTECTION CLASS IP65, | 2462 | TEM | 1 | MC | 12.901 | 1
1FK70812AC711RG2 | SIMOTICS S SYNCHRONOUS MOTOR 1FK7-CT PN=2,1 KW; UZK=600V M0=12NM (100K); NN=2000RPM; NATURAL COOLING; FRAME SIZE IMB 5 (IM V1, IM V3) FLANGE 1 POWER CONNECTOR ROTATABLE ABSOLUTE ENCODER 20 BIT + 12 BIT MULTITURN WITH DRIVE-CLIQ INTERFACE (ENCODER AM20DQI) PLAIN SHAFT, TOLERANCE N; W/O HOLDING BRAKE PROTECTION CLASS IP65, FLANGE ON DRIVE END IP67; | 2462 | TEM | 1 | MC | 12.901 | 1
1FK70812AC711RH0 | SIMOTICS S SYNCHRONOUS MOTOR 1FK7-CT PN=2,1 KW; UZK=600V M0=12NM (100K); NN=2000RPM; NATURAL COOLING; FRAME SIZE IMB 5 (IM V1, IM V3) FLANGE 1 POWER CONNECTOR ROTATABLE ABSOLUTE ENCODER 20 BIT + 12 BIT MULTITURN WITH DRIVE-CLIQ INTERFACE (ENCODER AM20DQI) PLAIN SHAFT, TOLERANCE N; WITH HOLDING BRAKE PROTECTION CLASS IP64; | 2780 | TEM | 1 | MC | 13.2 | 1
1FK70812AC711RH1 | SIMOTICS S SYNCHRONOUS MOTOR 1FK7-CT PN=2,1 KW; UZK=600V M0=12NM (100K); NN=2000RPM; NATURAL COOLING; FRAME SIZE IMB 5 (IM V1, IM V3) FLANGE 1 POWER CONNECTOR ROTATABLE ABSOLUTE ENCODER 20 BIT + 12 BIT MULTITURN WITH DRIVE-CLIQ INTERFACE (ENCODER AM20DQI) PLAIN SHAFT, TOLERANCE N; WITH HOLDING BRAKE PROTECTION CLASS IP65, | 2874 | TEM | 1 | MC | 13.2 | 1
1FK70812AC711RH2 | SIMOTICS S SYNCHRONOUS MOTOR 1FK7-CT PN=2,1 KW; UZK=600V M0=12NM (100K); NN=2000RPM; NATURAL COOLING; FRAME SIZE IMB 5 (IM V1, IM V3) FLANGE 1 POWER CONNECTOR ROTATABLE ABSOLUTE ENCODER 20 BIT + 12 BIT MULTITURN WITH DRIVE-CLIQ INTERFACE (ENCODER AM20DQI) PLAIN SHAFT, TOLERANCE N; WITH HOLDING BRAKE PROTECTION CLASS IP65, FLANGE ON DRIVE END IP67; | 2874 | TEM | 1 | MC | 13.2 | 1
1FK70812AC711SA0 | SIMOTICS S SYNCHRONOUS MOTOR 1FK7-CT PN=2,1 KW; UZK=600V M0=12NM (100K); NN=2000RPM; NATURAL COOLING; FRAME SIZE IMB 5 (IM V1, IM V3) FLANGE 1, WITH KTY TEMPERATURESENSOR POWER CONNECTOR ROTATABLE RESOLVER MULTI-POLE (RESOLVER P=4); SHAFT WITH FITTED KEY, TOLERANCE N; W/O HOLDING BRAKE PROTECTION CLASS IP64; | 1737 | TEM | 1 | MC | 12.902 | 1
1FK70812AC711SA1 | SIMOTICS S SYNCHRONOUS MOTOR 1FK7-CT PN=2,1 KW; UZK=600V M0=12NM (100K); NN=2000RPM; NATURAL COOLING; FRAME SIZE IMB 5 (IM V1, IM V3) FLANGE 1, WITH KTY TEMPERATURESENSOR POWER CONNECTOR ROTATABLE RESOLVER MULTI-POLE (RESOLVER P=4); SHAFT WITH FITTED KEY, TOLERANCE N; W/O HOLDING BRAKE PROTECTION CLASS IP65, | 1831 | TEM | 1 | MC | 12.902 | 1
1FK70812AC711SA2 | SIMOTICS S SYNCHRONOUS MOTOR 1FK7-CT PN=2,1 KW; UZK=600V M0=12NM (100K); NN=2000RPM; NATURAL COOLING; FRAME SIZE IMB 5 (IM V1, IM V3) FLANGE 1, WITH KTY TEMPERATURESENSOR POWER CONNECTOR ROTATABLE RESOLVER MULTI-POLE (RESOLVER P=4); SHAFT WITH FITTED KEY, TOLERANCE N; W/O HOLDING BRAKE PROTECTION CLASS IP65, FLANGE ON DRIVE END IP67; | 1831 | TEM | 1 | MC | 12.902 | 1
1FK70812AC711SB0 | SIMOTICS S SYNCHRONOUS MOTOR 1FK7-CT PN=2,1 KW; UZK=600V M0=12NM (100K); NN=2000RPM; NATURAL COOLING; FRAME SIZE IMB 5 (IM V1, IM V3) FLANGE 1, WITH KTY TEMPERATURESENSOR POWER CONNECTOR ROTATABLE RESOLVER MULTI-POLE (RESOLVER P=4); SHAFT WITH FITTED KEY, TOLERANCE N; WITH HOLDING BRAKE PROTECTION CLASS IP64; | 2148 | TEM | 1 | MC | 13.201 | 1
1FK70812AC711SB1 | SIMOTICS S SYNCHRONOUS MOTOR 1FK7-CT PN=2,1 KW; UZK=600V M0=12NM (100K); NN=2000RPM; NATURAL COOLING; FRAME SIZE IMB 5 (IM V1, IM V3) FLANGE 1, WITH KTY TEMPERATURESENSOR POWER CONNECTOR ROTATABLE RESOLVER MULTI-POLE (RESOLVER P=4); SHAFT WITH FITTED KEY, TOLERANCE N; WITH HOLDING BRAKE PROTECTION CLASS IP65, | 2242 | TEM | 1 | MC | 13.201 | 1
1FK70812AC711SB2 | SIMOTICS S SYNCHRONOUS MOTOR 1FK7-CT PN=2,1 KW; UZK=600V M0=12NM (100K); NN=2000RPM; NATURAL COOLING; FRAME SIZE IMB 5 (IM V1, IM V3) FLANGE 1, WITH KTY TEMPERATURESENSOR POWER CONNECTOR ROTATABLE RESOLVER MULTI-POLE (RESOLVER P=4); SHAFT WITH FITTED KEY, TOLERANCE N; WITH HOLDING BRAKE PROTECTION CLASS IP65, FLANGE ON DRIVE END IP67; | 2242 | TEM | 1 | MC | 13.201 | 1
1FK70812AC711SG0 | SIMOTICS S SYNCHRONOUS MOTOR 1FK7-CT PN=2,1 KW; UZK=600V M0=12NM (100K); NN=2000RPM; NATURAL COOLING; FRAME SIZE IMB 5 (IM V1, IM V3) FLANGE 1, WITH KTY TEMPERATURESENSOR POWER CONNECTOR ROTATABLE RESOLVER MULTI-POLE (RESOLVER P=4); PLAIN SHAFT, TOLERANCE N; W/O HOLDING BRAKE PROTECTION CLASS IP64; | 1651 | TEM | 1 | MC | 12.902 | 1
1FK70812AC711SG1 | SIMOTICS S SYNCHRONOUS MOTOR 1FK7-CT PN=2,1 KW; UZK=600V M0=12NM (100K); NN=2000RPM; NATURAL COOLING; FRAME SIZE IMB 5 (IM V1, IM V3) FLANGE 1, WITH KTY TEMPERATURESENSOR POWER CONNECTOR ROTATABLE RESOLVER MULTI-POLE (RESOLVER P=4); PLAIN SHAFT, TOLERANCE N; W/O HOLDING BRAKE PROTECTION CLASS IP65, | 1744 | TEM | 1 | MC | 12.902 | 1
1FK70812AC711SG2 | SIMOTICS S SYNCHRONOUS MOTOR 1FK7-CT PN=2,1 KW; UZK=600V M0=12NM (100K); NN=2000RPM; NATURAL COOLING; FRAME SIZE IMB 5 (IM V1, IM V3) FLANGE 1, WITH KTY TEMPERATURESENSOR POWER CONNECTOR ROTATABLE RESOLVER MULTI-POLE (RESOLVER P=4); PLAIN SHAFT, TOLERANCE N; W/O HOLDING BRAKE PROTECTION CLASS IP65, FLANGE ON DRIVE END IP67; | 1744 | TEM | 1 | MC | 12.902 | 1
1FK70812AC711SH0 | SIMOTICS S SYNCHRONOUS MOTOR 1FK7-CT PN=2,1 KW; UZK=600V M0=12NM (100K); NN=2000RPM; NATURAL COOLING; FRAME SIZE IMB 5 (IM V1, IM V3) FLANGE 1, WITH KTY TEMPERATURESENSOR POWER CONNECTOR ROTATABLE RESOLVER MULTI-POLE (RESOLVER P=4); PLAIN SHAFT, TOLERANCE N; WITH HOLDING BRAKE PROTECTION CLASS IP64; | 2062 | TEM | 1 | MC | 13.201 | 1
1FK70812AC711SH1 | SIMOTICS S SYNCHRONOUS MOTOR 1FK7-CT PN=2,1 KW; UZK=600V M0=12NM (100K); NN=2000RPM; NATURAL COOLING; FRAME SIZE IMB 5 (IM V1, IM V3) FLANGE 1, WITH KTY TEMPERATURESENSOR POWER CONNECTOR ROTATABLE RESOLVER MULTI-POLE (RESOLVER P=4); PLAIN SHAFT, TOLERANCE N; WITH HOLDING BRAKE PROTECTION CLASS IP65, | 2156 | TEM | 1 | MC | 13.201 | 1
1FK70812AC711SH2 | SIMOTICS S SYNCHRONOUS MOTOR 1FK7-CT PN=2,1 KW; UZK=600V M0=12NM (100K); NN=2000RPM; NATURAL COOLING; FRAME SIZE IMB 5 (IM V1, IM V3) FLANGE 1, WITH KTY TEMPERATURESENSOR POWER CONNECTOR ROTATABLE RESOLVER MULTI-POLE (RESOLVER P=4); PLAIN SHAFT, TOLERANCE N; WITH HOLDING BRAKE PROTECTION CLASS IP65, FLANGE ON DRIVE END IP67; | 2156 | TEM | 1 | MC | 13.201 | 1
1FK70812AC711TA0 | SIMOTICS S SYNCHRONOUS MOTOR 1FK7-CT PN=2,1 KW; UZK=600V M0=12NM (100K); NN=2000RPM; NATURAL COOLING; FRAME SIZE IMB 5 (IM V1, IM V3) FLANGE 1, WITH KTY TEMPERATURESENSOR POWER CONNECTOR ROTATABLE RESOLVER 2-POLE (RESOLVER P=1); SHAFT WITH FITTED KEY, TOLERANCE N; W/O HOLDING BRAKE PROTECTION CLASS IP64; | 1737 | TEM | 1 | MC | 12.902 | 1
1FK70812AC711TA1 | SIMOTICS S SYNCHRONOUS MOTOR 1FK7-CT PN=2,1 KW; UZK=600V M0=12NM (100K); NN=2000RPM; NATURAL COOLING; FRAME SIZE IMB 5 (IM V1, IM V3) FLANGE 1, WITH KTY TEMPERATURESENSOR POWER CONNECTOR ROTATABLE RESOLVER 2-POLE (RESOLVER P=1); SHAFT WITH FITTED KEY, TOLERANCE N; W/O HOLDING BRAKE PROTECTION CLASS IP65, | 1831 | TEM | 1 | MC | 12.902 | 1
1FK70812AC711TA2 | SIMOTICS S SYNCHRONOUS MOTOR 1FK7-CT PN=2,1 KW; UZK=600V M0=12NM (100K); NN=2000RPM; NATURAL COOLING; FRAME SIZE IMB 5 (IM V1, IM V3) FLANGE 1, WITH KTY TEMPERATURESENSOR POWER CONNECTOR ROTATABLE RESOLVER 2-POLE (RESOLVER P=1); SHAFT WITH FITTED KEY, TOLERANCE N; W/O HOLDING BRAKE PROTECTION CLASS IP65, FLANGE ON DRIVE END IP67; | 1831 | TEM | 1 | MC | 12.902 | 1
1FK70812AC711TB0 | SIMOTICS S SYNCHRONOUS MOTOR 1FK7-CT PN=2,1 KW; UZK=600V M0=12NM (100K); NN=2000RPM; NATURAL COOLING; FRAME SIZE IMB 5 (IM V1, IM V3) FLANGE 1, WITH KTY TEMPERATURESENSOR POWER CONNECTOR ROTATABLE RESOLVER 2-POLE (RESOLVER P=1); SHAFT WITH FITTED KEY, TOLERANCE N; WITH HOLDING BRAKE PROTECTION CLASS IP64; | 2148 | TEM | 1 | MC | 13.201 | 1
1FK70812AC711TB1 | SIMOTICS S SYNCHRONOUS MOTOR 1FK7-CT PN=2,1 KW; UZK=600V M0=12NM (100K); NN=2000RPM; NATURAL COOLING; FRAME SIZE IMB 5 (IM V1, IM V3) FLANGE 1, WITH KTY TEMPERATURESENSOR POWER CONNECTOR ROTATABLE RESOLVER 2-POLE (RESOLVER P=1); SHAFT WITH FITTED KEY, TOLERANCE N; WITH HOLDING BRAKE PROTECTION CLASS IP65, | 2242 | TEM | 1 | MC | 13.201 | 1
1FK70812AC711TB2 | SIMOTICS S SYNCHRONOUS MOTOR 1FK7-CT PN=2,1 KW; UZK=600V M0=12NM (100K); NN=2000RPM; NATURAL COOLING; FRAME SIZE IMB 5 (IM V1, IM V3) FLANGE 1, WITH KTY TEMPERATURESENSOR POWER CONNECTOR ROTATABLE RESOLVER 2-POLE (RESOLVER P=1); SHAFT WITH FITTED KEY, TOLERANCE N; WITH HOLDING BRAKE PROTECTION CLASS IP65, FLANGE ON DRIVE END IP67; | 2242 | TEM | 1 | MC | 13.201 | 1
1FK70812AC711TG0 | SIMOTICS S SYNCHRONOUS MOTOR 1FK7-CT PN=2,1 KW; UZK=600V M0=12NM (100K); NN=2000RPM; NATURAL COOLING; FRAME SIZE IMB 5 (IM V1, IM V3) FLANGE 1, WITH KTY TEMPERATURESENSOR POWER CONNECTOR ROTATABLE RESOLVER 2-POLE (RESOLVER P=1); PLAIN SHAFT, TOLERANCE N; W/O HOLDING BRAKE PROTECTION CLASS IP64; | 1651 | TEM | 1 | MC | 12.902 | 1
1FK70812AC711TG1 | SIMOTICS S SYNCHRONOUS MOTOR 1FK7-CT PN=2,1 KW; UZK=600V M0=12NM (100K); NN=2000RPM; NATURAL COOLING; FRAME SIZE IMB 5 (IM V1, IM V3) FLANGE 1, WITH KTY TEMPERATURESENSOR POWER CONNECTOR ROTATABLE RESOLVER 2-POLE (RESOLVER P=1); PLAIN SHAFT, TOLERANCE N; W/O HOLDING BRAKE PROTECTION CLASS IP65, | 1744 | TEM | 1 | MC | 12.902 | 1
1FK70812AC711TG2 | SIMOTICS S SYNCHRONOUS MOTOR 1FK7-CT PN=2,1 KW; UZK=600V M0=12NM (100K); NN=2000RPM; NATURAL COOLING; FRAME SIZE IMB 5 (IM V1, IM V3) FLANGE 1, WITH KTY TEMPERATURESENSOR POWER CONNECTOR ROTATABLE RESOLVER 2-POLE (RESOLVER P=1); PLAIN SHAFT, TOLERANCE N; W/O HOLDING BRAKE PROTECTION CLASS IP65, FLANGE ON DRIVE END IP67; | 1744 | TEM | 1 | MC | 12.902 | 1
1FK70812AC711TH0 | SIMOTICS S SYNCHRONOUS MOTOR 1FK7-CT PN=2,1 KW; UZK=600V M0=12NM (100K); NN=2000RPM; NATURAL COOLING; FRAME SIZE IMB 5 (IM V1, IM V3) FLANGE 1, WITH KTY TEMPERATURESENSOR POWER CONNECTOR ROTATABLE RESOLVER 2-POLE (RESOLVER P=1); PLAIN SHAFT, TOLERANCE N; WITH HOLDING BRAKE PROTECTION CLASS IP64; | 2062 | TEM | 1 | MC | 13.201 | 1
1FK70812AC711TH1 | SIMOTICS S SYNCHRONOUS MOTOR 1FK7-CT PN=2,1 KW; UZK=600V M0=12NM (100K); NN=2000RPM; NATURAL COOLING; FRAME SIZE IMB 5 (IM V1, IM V3) FLANGE 1, WITH KTY TEMPERATURESENSOR POWER CONNECTOR ROTATABLE RESOLVER 2-POLE (RESOLVER P=1); PLAIN SHAFT, TOLERANCE N; WITH HOLDING BRAKE PROTECTION CLASS IP65, | 2156 | TEM | 1 | MC | 13.201 | 1
1FK70812AC711TH2 | SIMOTICS S SYNCHRONOUS MOTOR 1FK7-CT PN=2,1 KW; UZK=600V M0=12NM (100K); NN=2000RPM; NATURAL COOLING; FRAME SIZE IMB 5 (IM V1, IM V3) FLANGE 1, WITH KTY TEMPERATURESENSOR POWER CONNECTOR ROTATABLE RESOLVER 2-POLE (RESOLVER P=1); PLAIN SHAFT, TOLERANCE N; WITH HOLDING BRAKE PROTECTION CLASS IP65, FLANGE ON DRIVE END IP67; | 2156 | TEM | 1 | MC | 13.201 | 1
1FK70812AC711UA0 | SIMOTICS S SYNCHRONOUS MOTOR 1FK7-CT PN=2,1 KW; UZK=600V M0=12NM (100K); NN=2000RPM; NATURAL COOLING; FRAME SIZE IMB 5 (IM V1, IM V3) FLANGE 1 POWER CONNECTOR ROTATABLE RESOLVER MULTI-POLE WITH DRIVE-CLIQ INTERFACE; SHAFT WITH FITTED KEY, TOLERANCE N; W/O HOLDING BRAKE PROTECTION CLASS IP64; | 1978 | TEM | 1 | MC | 12.902 | 1
1FK70812AC711UA1 | SIMOTICS S SYNCHRONOUS MOTOR 1FK7-CT PN=2,1 KW; UZK=600V M0=12NM (100K); NN=2000RPM; NATURAL COOLING; FRAME SIZE IMB 5 (IM V1, IM V3) FLANGE 1 POWER CONNECTOR ROTATABLE RESOLVER MULTI-POLE WITH DRIVE-CLIQ INTERFACE; SHAFT WITH FITTED KEY, TOLERANCE N; W/O HOLDING BRAKE PROTECTION CLASS IP65, | 2072 | TEM | 1 | MC | 12.902 | 1
1FK70812AC711UA2 | SIMOTICS S SYNCHRONOUS MOTOR 1FK7-CT PN=2,1 KW; UZK=600V M0=12NM (100K); NN=2000RPM; NATURAL COOLING; FRAME SIZE IMB 5 (IM V1, IM V3) FLANGE 1 POWER CONNECTOR ROTATABLE RESOLVER MULTI-POLE WITH DRIVE-CLIQ INTERFACE; SHAFT WITH FITTED KEY, TOLERANCE N; W/O HOLDING BRAKE PROTECTION CLASS IP65, FLANGE ON DRIVE END IP67; | 2072 | TEM | 1 | MC | 12.902 | 1
1FK70812AC711UB0 | SIMOTICS S SYNCHRONOUS MOTOR 1FK7-CT PN=2,1 KW; UZK=600V M0=12NM (100K); NN=2000RPM; NATURAL COOLING; FRAME SIZE IMB 5 (IM V1, IM V3) FLANGE 1 POWER CONNECTOR ROTATABLE RESOLVER MULTI-POLE WITH DRIVE-CLIQ INTERFACE; SHAFT WITH FITTED KEY, TOLERANCE N; WITH HOLDING BRAKE PROTECTION CLASS IP64; | 2389 | TEM | 1 | MC | 13.201 | 1
1FK70812AC711UB1 | SIMOTICS S SYNCHRONOUS MOTOR 1FK7-CT PN=2,1 KW; UZK=600V M0=12NM (100K); NN=2000RPM; NATURAL COOLING; FRAME SIZE IMB 5 (IM V1, IM V3) FLANGE 1 POWER CONNECTOR ROTATABLE RESOLVER MULTI-POLE WITH DRIVE-CLIQ INTERFACE; SHAFT WITH FITTED KEY, TOLERANCE N; WITH HOLDING BRAKE PROTECTION CLASS IP65, | 2483 | TEM | 1 | MC | 13.201 | 1
1FK70812AC711UB2 | SIMOTICS S SYNCHRONOUS MOTOR 1FK7-CT PN=2,1 KW; UZK=600V M0=12NM (100K); NN=2000RPM; NATURAL COOLING; FRAME SIZE IMB 5 (IM V1, IM V3) FLANGE 1 POWER CONNECTOR ROTATABLE RESOLVER MULTI-POLE WITH DRIVE-CLIQ INTERFACE; SHAFT WITH FITTED KEY, TOLERANCE N; WITH HOLDING BRAKE PROTECTION CLASS IP65, FLANGE ON DRIVE END IP67; | 2483 | TEM | 1 | MC | 13.201 | 1
1FK70812AC711UG0 | SIMOTICS S SYNCHRONOUS MOTOR 1FK7-CT PN=2,1 KW; UZK=600V M0=12NM (100K); NN=2000RPM; NATURAL COOLING; FRAME SIZE IMB 5 (IM V1, IM V3) FLANGE 1 POWER CONNECTOR ROTATABLE RESOLVER MULTI-POLE WITH DRIVE-CLIQ INTERFACE; PLAIN SHAFT, TOLERANCE N; W/O HOLDING BRAKE PROTECTION CLASS IP64; | 1892 | TEM | 1 | MC | 12.902 | 1
1FK70812AC711UG1 | SIMOTICS S SYNCHRONOUS MOTOR 1FK7-CT PN=2,1 KW; UZK=600V M0=12NM (100K); NN=2000RPM; NATURAL COOLING; FRAME SIZE IMB 5 (IM V1, IM V3) FLANGE 1 POWER CONNECTOR ROTATABLE RESOLVER MULTI-POLE WITH DRIVE-CLIQ INTERFACE; PLAIN SHAFT, TOLERANCE N; W/O HOLDING BRAKE PROTECTION CLASS IP65, | 1985 | TEM | 1 | MC | 12.902 | 1
1FK70812AC711UG2 | SIMOTICS S SYNCHRONOUS MOTOR 1FK7-CT PN=2,1 KW; UZK=600V M0=12NM (100K); NN=2000RPM; NATURAL COOLING; FRAME SIZE IMB 5 (IM V1, IM V3) FLANGE 1 POWER CONNECTOR ROTATABLE RESOLVER MULTI-POLE WITH DRIVE-CLIQ INTERFACE; PLAIN SHAFT, TOLERANCE N; W/O HOLDING BRAKE PROTECTION CLASS IP65, FLANGE ON DRIVE END IP67; | 1985 | TEM | 1 | MC | 12.902 | 1
1FK70812AC711UH0 | SIMOTICS S SYNCHRONOUS MOTOR 1FK7-CT PN=2,1 KW; UZK=600V M0=12NM (100K); NN=2000RPM; NATURAL COOLING; FRAME SIZE IMB 5 (IM V1, IM V3) FLANGE 1 POWER CONNECTOR ROTATABLE RESOLVER MULTI-POLE WITH DRIVE-CLIQ INTERFACE; PLAIN SHAFT, TOLERANCE N; WITH HOLDING BRAKE PROTECTION CLASS IP64; | 2303 | TEM | 1 | MC | 13.201 | 1
1FK70812AC711UH1 | SIMOTICS S SYNCHRONOUS MOTOR 1FK7-CT PN=2,1 KW; UZK=600V M0=12NM (100K); NN=2000RPM; NATURAL COOLING; FRAME SIZE IMB 5 (IM V1, IM V3) FLANGE 1 POWER CONNECTOR ROTATABLE RESOLVER MULTI-POLE WITH DRIVE-CLIQ INTERFACE; PLAIN SHAFT, TOLERANCE N; WITH HOLDING BRAKE PROTECTION CLASS IP65, | 2397 | TEM | 1 | MC | 13.201 | 1
1FK70812AC711UH2 | SIMOTICS S SYNCHRONOUS MOTOR 1FK7-CT PN=2,1 KW; UZK=600V M0=12NM (100K); NN=2000RPM; NATURAL COOLING; FRAME SIZE IMB 5 (IM V1, IM V3) FLANGE 1 POWER CONNECTOR ROTATABLE RESOLVER MULTI-POLE WITH DRIVE-CLIQ INTERFACE; PLAIN SHAFT, TOLERANCE N; WITH HOLDING BRAKE PROTECTION CLASS IP65, FLANGE ON DRIVE END IP67; | 2397 | TEM | 1 | MC | 13.201 | 1
1FK70812AF711AA0 | SIMOTICS S SYNCHRONMOTOR 1FK7-CT PN=2,7 KW; UZK=600V M0=12NM (100K); NN=3000RPM; NATURAL COOLING; FRAME SIZE IMB 5 (IM V1, IM V3) FLANGE 1, WITH KTY TEMPERATURESENSOR POWER CONNECTOR ROTATABLE INCREMENTAL ENCODER SIN/COS 1VPP;2048 S/R W. C-AND D-SPUR (ENCODER IC2048S/R) SHAFT WITH FITTED KEY, TOLERANCE N; W/O HOLDING BRAKE PROTECTION CLASS IP64; | 2323 | TEM | 1 | MC | 12.901 | 1
1FK70812AF711AA1 | SIMOTICS S SYNCHRONMOTOR 1FK7-CT PN=2,7 KW; UZK=600V M0=12NM (100K); NN=3000RPM; NATURAL COOLING; FRAME SIZE IMB 5 (IM V1, IM V3) FLANGE 1, WITH KTY TEMPERATURESENSOR POWER CONNECTOR ROTATABLE INCREMENTAL ENCODER SIN/COS 1VPP;2048 S/R W. C-AND D-SPUR (ENCODER IC2048S/R) SHAFT WITH FITTED KEY, TOLERANCE N; W/O HOLDING BRAKE PROTECTION CLASS IP65, | 2417 | TEM | 1 | MC | 12.901 | 1
1FK70812AF711AA2 | SIMOTICS S SYNCHRONMOTOR 1FK7-CT PN=2,7 KW; UZK=600V M0=12NM (100K); NN=3000RPM; NATURAL COOLING; FRAME SIZE IMB 5 (IM V1, IM V3) FLANGE 1, WITH KTY TEMPERATURESENSOR POWER CONNECTOR ROTATABLE INCREMENTAL ENCODER SIN/COS 1VPP;2048 S/R W. C-AND D-SPUR (ENCODER IC2048S/R) SHAFT WITH FITTED KEY, TOLERANCE N; W/O HOLDING BRAKE PROTECTION CLASS IP65, FLANGE ON DRIVE END IP67; | 2417 | TEM | 1 | MC | 12.901 | 1
1FK70812AF711AB0 | SIMOTICS S SYNCHRONMOTOR 1FK7-CT PN=2,7 KW; UZK=600V M0=12NM (100K); NN=3000RPM; NATURAL COOLING; FRAME SIZE IMB 5 (IM V1, IM V3) FLANGE 1, WITH KTY TEMPERATURESENSOR POWER CONNECTOR ROTATABLE INCREMENTAL ENCODER SIN/COS 1VPP;2048 S/R W. C-AND D-SPUR (ENCODER IC2048S/R) SHAFT WITH FITTED KEY, TOLERANCE N; WITH HOLDING BRAKE PROTECTION CLASS IP64; | 2734 | TEM | 1 | MC | 13.2 | 1
1FK70812AF711AB1 | SIMOTICS S SYNCHRONMOTOR 1FK7-CT PN=2,7 KW; UZK=600V M0=12NM (100K); NN=3000RPM; NATURAL COOLING; FRAME SIZE IMB 5 (IM V1, IM V3) FLANGE 1, WITH KTY TEMPERATURESENSOR POWER CONNECTOR ROTATABLE INCREMENTAL ENCODER SIN/COS 1VPP;2048 S/R W. C-AND D-SPUR (ENCODER IC2048S/R) SHAFT WITH FITTED KEY, TOLERANCE N; WITH HOLDING BRAKE PROTECTION CLASS IP65, | 2828 | TEM | 1 | MC | 13.2 | 1
1FK70812AF711AB2 | SIMOTICS S SYNCHRONMOTOR 1FK7-CT PN=2,7 KW; UZK=600V M0=12NM (100K); NN=3000RPM; NATURAL COOLING; FRAME SIZE IMB 5 (IM V1, IM V3) FLANGE 1, WITH KTY TEMPERATURESENSOR POWER CONNECTOR ROTATABLE INCREMENTAL ENCODER SIN/COS 1VPP;2048 S/R W. C-AND D-SPUR (ENCODER IC2048S/R) SHAFT WITH FITTED KEY, TOLERANCE N; WITH HOLDING BRAKE PROTECTION CLASS IP65, FLANGE ON DRIVE END IP67; | 2828 | TEM | 1 | MC | 13.2 | 1
1FK70812AF711AG0 | SIMOTICS S SYNCHRONMOTOR 1FK7-CT PN=2,7 KW; UZK=600V M0=12NM (100K); NN=3000RPM; NATURAL COOLING; FRAME SIZE IMB 5 (IM V1, IM V3) FLANGE 1, WITH KTY TEMPERATURESENSOR POWER CONNECTOR ROTATABLE INCREMENTAL ENCODER SIN/COS 1VPP;2048 S/R W. C-AND D-SPUR (ENCODER IC2048S/R) PLAIN SHAFT, TOLERANCE N; W/O HOLDING BRAKE PROTECTION CLASS IP64; | 2237 | TEM | 1 | MC | 12.901 | 1
1FK70812AF711AG1 | SIMOTICS S SYNCHRONMOTOR 1FK7-CT PN=2,7 KW; UZK=600V M0=12NM (100K); NN=3000RPM; NATURAL COOLING; FRAME SIZE IMB 5 (IM V1, IM V3) FLANGE 1, WITH KTY TEMPERATURESENSOR POWER CONNECTOR ROTATABLE INCREMENTAL ENCODER SIN/COS 1VPP;2048 S/R W. C-AND D-SPUR (ENCODER IC2048S/R) PLAIN SHAFT, TOLERANCE N; W/O HOLDING BRAKE PROTECTION CLASS IP65, | 2330 | TEM | 1 | MC | 12.901 | 1
1FK70812AF711AG2 | SIMOTICS S SYNCHRONMOTOR 1FK7-CT PN=2,7 KW; UZK=600V M0=12NM (100K); NN=3000RPM; NATURAL COOLING; FRAME SIZE IMB 5 (IM V1, IM V3) FLANGE 1, WITH KTY TEMPERATURESENSOR POWER CONNECTOR ROTATABLE INCREMENTAL ENCODER SIN/COS 1VPP;2048 S/R W. C-AND D-SPUR (ENCODER IC2048S/R) PLAIN SHAFT, TOLERANCE N; W/O HOLDING BRAKE PROTECTION CLASS IP65, FLANGE ON DRIVE END IP67; | 2330 | TEM | 1 | MC | 12.901 | 1
1FK70812AF711AH0 | SIMOTICS S SYNCHRONMOTOR 1FK7-CT PN=2,7 KW; UZK=600V M0=12NM (100K); NN=3000RPM; NATURAL COOLING; FRAME SIZE IMB 5 (IM V1, IM V3) FLANGE 1, WITH KTY TEMPERATURESENSOR POWER CONNECTOR ROTATABLE INCREMENTAL ENCODER SIN/COS 1VPP;2048 S/R W. C-AND D-SPUR (ENCODER IC2048S/R) PLAIN SHAFT, TOLERANCE N; WITH HOLDING BRAKE PROTECTION CLASS IP64; | 2648 | TEM | 1 | MC | 13.2 | 1
1FK70812AF711AH1 | SIMOTICS S SYNCHRONMOTOR 1FK7-CT PN=2,7 KW; UZK=600V M0=12NM (100K); NN=3000RPM; NATURAL COOLING; FRAME SIZE IMB 5 (IM V1, IM V3) FLANGE 1, WITH KTY TEMPERATURESENSOR POWER CONNECTOR ROTATABLE INCREMENTAL ENCODER SIN/COS 1VPP;2048 S/R W. C-AND D-SPUR (ENCODER IC2048S/R) PLAIN SHAFT, TOLERANCE N; WITH HOLDING BRAKE PROTECTION CLASS IP65, | 2742 | TEM | 1 | MC | 13.2 | 1
1FK70812AF711AH2 | SIMOTICS S SYNCHRONMOTOR 1FK7-CT PN=2,7 KW; UZK=600V M0=12NM (100K); NN=3000RPM; NATURAL COOLING; FRAME SIZE IMB 5 (IM V1, IM V3) FLANGE 1, WITH KTY TEMPERATURESENSOR POWER CONNECTOR ROTATABLE INCREMENTAL ENCODER SIN/COS 1VPP;2048 S/R W. C-AND D-SPUR (ENCODER IC2048S/R) PLAIN SHAFT, TOLERANCE N; WITH HOLDING BRAKE PROTECTION CLASS IP65, FLANGE ON DRIVE END IP67; | 2742 | TEM | 1 | MC | 13.2 | 1
1FK70812AF711BA0 | SIMOTICS S SYNCHRONMOTOR 1FK7-CT PN=2,7 KW; UZK=600V M0=12NM (100K); NN=3000RPM; NATURAL COOLING; FRAME SIZE IMB 5 (IM V1, IM V3) FLANGE 1 POWER CONNECTOR ROTATABLE ABSOLUTE ENCODER SINGLETURN 24 BIT WITH DRIVE CLIQ INTERFACE (ENCODER AS24DQI) SHAFT WITH FITTED KEY, TOLERANCE N; W/O HOLDING BRAKE PROTECTION CLASS IP64; | 2564 | TEM | 1 | MC | 12.901 | 1
1FK70812AF711BA1 | SIMOTICS S SYNCHRONMOTOR 1FK7-CT PN=2,7 KW; UZK=600V M0=12NM (100K); NN=3000RPM; NATURAL COOLING; FRAME SIZE IMB 5 (IM V1, IM V3) FLANGE 1 POWER CONNECTOR ROTATABLE ABSOLUTE ENCODER SINGLETURN 24 BIT WITH DRIVE CLIQ INTERFACE (ENCODER AS24DQI) SHAFT WITH FITTED KEY, TOLERANCE N; W/O HOLDING BRAKE PROTECTION CLASS IP65, | 2658 | TEM | 1 | MC | 12.901 | 1
1FK70812AF711BA2 | SIMOTICS S SYNCHRONMOTOR 1FK7-CT PN=2,7 KW; UZK=600V M0=12NM (100K); NN=3000RPM; NATURAL COOLING; FRAME SIZE IMB 5 (IM V1, IM V3) FLANGE 1 POWER CONNECTOR ROTATABLE ABSOLUTE ENCODER SINGLETURN 24 BIT WITH DRIVE CLIQ INTERFACE (ENCODER AS24DQI) SHAFT WITH FITTED KEY, TOLERANCE N; W/O HOLDING BRAKE PROTECTION CLASS IP65, FLANGE ON DRIVE END IP67; | 2658 | TEM | 1 | MC | 12.901 | 1
1FK70812AF711BB0 | SIMOTICS S SYNCHRONMOTOR 1FK7-CT PN=2,7 KW; UZK=600V M0=12NM (100K); NN=3000RPM; NATURAL COOLING; FRAME SIZE IMB 5 (IM V1, IM V3) FLANGE 1 POWER CONNECTOR ROTATABLE ABSOLUTE ENCODER SINGLETURN 24 BIT WITH DRIVE CLIQ INTERFACE (ENCODER AS24DQI) SHAFT WITH FITTED KEY, TOLERANCE N; WITH HOLDING BRAKE PROTECTION CLASS IP64; | 2975 | TEM | 1 | MC | 13.2 | 1
1FK70812AF711BB1 | SIMOTICS S SYNCHRONMOTOR 1FK7-CT PN=2,7 KW; UZK=600V M0=12NM (100K); NN=3000RPM; NATURAL COOLING; FRAME SIZE IMB 5 (IM V1, IM V3) FLANGE 1 POWER CONNECTOR ROTATABLE ABSOLUTE ENCODER SINGLETURN 24 BIT WITH DRIVE CLIQ INTERFACE (ENCODER AS24DQI) SHAFT WITH FITTED KEY, TOLERANCE N; WITH HOLDING BRAKE PROTECTION CLASS IP65, | 3069 | TEM | 1 | MC | 13.2 | 1
1FK70812AF711BB2 | SIMOTICS S SYNCHRONMOTOR 1FK7-CT PN=2,7 KW; UZK=600V M0=12NM (100K); NN=3000RPM; NATURAL COOLING; FRAME SIZE IMB 5 (IM V1, IM V3) FLANGE 1 POWER CONNECTOR ROTATABLE ABSOLUTE ENCODER SINGLETURN 24 BIT WITH DRIVE CLIQ INTERFACE (ENCODER AS24DQI) SHAFT WITH FITTED KEY, TOLERANCE N; WITH HOLDING BRAKE PROTECTION CLASS IP65, FLANGE ON DRIVE END IP67; | 3069 | TEM | 1 | MC | 13.2 | 1
1FK70812AF711BG0 | SIMOTICS S SYNCHRONMOTOR 1FK7-CT PN=2,7 KW; UZK=600V M0=12NM (100K); NN=3000RPM; NATURAL COOLING; FRAME SIZE IMB 5 (IM V1, IM V3) FLANGE 1 POWER CONNECTOR ROTATABLE ABSOLUTE ENCODER SINGLETURN 24 BIT WITH DRIVE CLIQ INTERFACE (ENCODER AS24DQI) PLAIN SHAFT, TOLERANCE N; W/O HOLDING BRAKE PROTECTION CLASS IP64; | 2478 | TEM | 1 | MC | 12.901 | 1
1FK70812AF711BG1 | SIMOTICS S SYNCHRONMOTOR 1FK7-CT PN=2,7 KW; UZK=600V M0=12NM (100K); NN=3000RPM; NATURAL COOLING; FRAME SIZE IMB 5 (IM V1, IM V3) FLANGE 1 POWER CONNECTOR ROTATABLE ABSOLUTE ENCODER SINGLETURN 24 BIT WITH DRIVE CLIQ INTERFACE (ENCODER AS24DQI) PLAIN SHAFT, TOLERANCE N; W/O HOLDING BRAKE PROTECTION CLASS IP65, | 2571 | TEM | 1 | MC | 12.901 | 1
1FK70812AF711BG2 | SIMOTICS S SYNCHRONMOTOR 1FK7-CT PN=2,7 KW; UZK=600V M0=12NM (100K); NN=3000RPM; NATURAL COOLING; FRAME SIZE IMB 5 (IM V1, IM V3) FLANGE 1 POWER CONNECTOR ROTATABLE ABSOLUTE ENCODER SINGLETURN 24 BIT WITH DRIVE CLIQ INTERFACE (ENCODER AS24DQI) PLAIN SHAFT, TOLERANCE N; W/O HOLDING BRAKE PROTECTION CLASS IP65, FLANGE ON DRIVE END IP67; | 2571 | TEM | 1 | MC | 12.901 | 1
1FK70812AF711BH0 | SIMOTICS S SYNCHRONMOTOR 1FK7-CT PN=2,7 KW; UZK=600V M0=12NM (100K); NN=3000RPM; NATURAL COOLING; FRAME SIZE IMB 5 (IM V1, IM V3) FLANGE 1 POWER CONNECTOR ROTATABLE ABSOLUTE ENCODER SINGLETURN 24 BIT WITH DRIVE CLIQ INTERFACE (ENCODER AS24DQI) PLAIN SHAFT, TOLERANCE N; WITH HOLDING BRAKE PROTECTION CLASS IP64; | 2889 | TEM | 1 | MC | 13.2 | 1
1FK70812AF711BH1 | SIMOTICS S SYNCHRONMOTOR 1FK7-CT PN=2,7 KW; UZK=600V M0=12NM (100K); NN=3000RPM; NATURAL COOLING; FRAME SIZE IMB 5 (IM V1, IM V3) FLANGE 1 POWER CONNECTOR ROTATABLE ABSOLUTE ENCODER SINGLETURN 24 BIT WITH DRIVE CLIQ INTERFACE (ENCODER AS24DQI) PLAIN SHAFT, TOLERANCE N; WITH HOLDING BRAKE PROTECTION CLASS IP65, | 2983 | TEM | 1 | MC | 13.2 | 1
1FK70812AF711BH2 | SIMOTICS S SYNCHRONMOTOR 1FK7-CT PN=2,7 KW; UZK=600V M0=12NM (100K); NN=3000RPM; NATURAL COOLING; FRAME SIZE IMB 5 (IM V1, IM V3) FLANGE 1 POWER CONNECTOR ROTATABLE ABSOLUTE ENCODER SINGLETURN 24 BIT WITH DRIVE CLIQ INTERFACE (ENCODER AS24DQI) PLAIN SHAFT, TOLERANCE N; WITH HOLDING BRAKE PROTECTION CLASS IP65, FLANGE ON DRIVE END IP67; | 2983 | TEM | 1 | MC | 13.2 | 1
1FK70812AF711CA0 | SIMOTICS S SYNCHRONMOTOR 1FK7-CT PN=2,7 KW; UZK=600V M0=12NM (100K); NN=3000RPM; NATURAL COOLING; FRAME SIZE IMB 5 (IM V1, IM V3) FLANGE 1 POWER CONNECTOR ROTATABLE ABSOLUTE ENCODER 24 BIT + 12 BIT MULTITURN WITH DRIVE-CLIQ INTERFACE (ENCODER AM24DQI) SHAFT WITH FITTED KEY, TOLERANCE N; W/O HOLDING BRAKE PROTECTION CLASS IP64; | 2933 | TEM | 1 | MC | 12.901 | 1
1FK70812AF711CA1 | SIMOTICS S SYNCHRONMOTOR 1FK7-CT PN=2,7 KW; UZK=600V M0=12NM (100K); NN=3000RPM; NATURAL COOLING; FRAME SIZE IMB 5 (IM V1, IM V3) FLANGE 1 POWER CONNECTOR ROTATABLE ABSOLUTE ENCODER 24 BIT + 12 BIT MULTITURN WITH DRIVE-CLIQ INTERFACE (ENCODER AM24DQI) SHAFT WITH FITTED KEY, TOLERANCE N; W/O HOLDING BRAKE PROTECTION CLASS IP65, | 3027 | TEM | 1 | MC | 12.901 | 1
1FK70812AF711CA2 | SIMOTICS S SYNCHRONMOTOR 1FK7-CT PN=2,7 KW; UZK=600V M0=12NM (100K); NN=3000RPM; NATURAL COOLING; FRAME SIZE IMB 5 (IM V1, IM V3) FLANGE 1 POWER CONNECTOR ROTATABLE ABSOLUTE ENCODER 24 BIT + 12 BIT MULTITURN WITH DRIVE-CLIQ INTERFACE (ENCODER AM24DQI) SHAFT WITH FITTED KEY, TOLERANCE N; W/O HOLDING BRAKE PROTECTION CLASS IP65, FLANGE ON DRIVE END IP67; | 3027 | TEM | 1 | MC | 12.901 | 1
1FK70812AF711CB0 | SIMOTICS S SYNCHRONMOTOR 1FK7-CT PN=2,7 KW; UZK=600V M0=12NM (100K); NN=3000RPM; NATURAL COOLING; FRAME SIZE IMB 5 (IM V1, IM V3) FLANGE 1 POWER CONNECTOR ROTATABLE ABSOLUTE ENCODER 24 BIT + 12 BIT MULTITURN WITH DRIVE-CLIQ INTERFACE (ENCODER AM24DQI) SHAFT WITH FITTED KEY, TOLERANCE N; WITH HOLDING BRAKE PROTECTION CLASS IP64; | 3345 | TEM | 1 | MC | 13.2 | 1
1FK70812AF711CB1 | SIMOTICS S SYNCHRONMOTOR 1FK7-CT PN=2,7 KW; UZK=600V M0=12NM (100K); NN=3000RPM; NATURAL COOLING; FRAME SIZE IMB 5 (IM V1, IM V3) FLANGE 1 POWER CONNECTOR ROTATABLE ABSOLUTE ENCODER 24 BIT + 12 BIT MULTITURN WITH DRIVE-CLIQ INTERFACE (ENCODER AM24DQI) SHAFT WITH FITTED KEY, TOLERANCE N; WITH HOLDING BRAKE PROTECTION CLASS IP65, | 3438 | TEM | 1 | MC | 13.2 | 1
1FK70812AF711CB2 | SIMOTICS S SYNCHRONMOTOR 1FK7-CT PN=2,7 KW; UZK=600V M0=12NM (100K); NN=3000RPM; NATURAL COOLING; FRAME SIZE IMB 5 (IM V1, IM V3) FLANGE 1 POWER CONNECTOR ROTATABLE ABSOLUTE ENCODER 24 BIT + 12 BIT MULTITURN WITH DRIVE-CLIQ INTERFACE (ENCODER AM24DQI) SHAFT WITH FITTED KEY, TOLERANCE N; WITH HOLDING BRAKE PROTECTION CLASS IP65, FLANGE ON DRIVE END IP67; | 3438 | TEM | 1 | MC | 13.2 | 1
1FK70812AF711CG0 | SIMOTICS S SYNCHRONMOTOR 1FK7-CT PN=2,7 KW; UZK=600V M0=12NM (100K); NN=3000RPM; NATURAL COOLING; FRAME SIZE IMB 5 (IM V1, IM V3) FLANGE 1 POWER CONNECTOR ROTATABLE ABSOLUTE ENCODER 24 BIT + 12 BIT MULTITURN WITH DRIVE-CLIQ INTERFACE (ENCODER AM24DQI) PLAIN SHAFT, TOLERANCE N; W/O HOLDING BRAKE PROTECTION CLASS IP64; | 2847 | TEM | 1 | MC | 12.901 | 1
1FK70812AF711CG1 | SIMOTICS S SYNCHRONMOTOR 1FK7-CT PN=2,7 KW; UZK=600V M0=12NM (100K); NN=3000RPM; NATURAL COOLING; FRAME SIZE IMB 5 (IM V1, IM V3) FLANGE 1 POWER CONNECTOR ROTATABLE ABSOLUTE ENCODER 24 BIT + 12 BIT MULTITURN WITH DRIVE-CLIQ INTERFACE (ENCODER AM24DQI) PLAIN SHAFT, TOLERANCE N; W/O HOLDING BRAKE PROTECTION CLASS IP65, | 2941 | TEM | 1 | MC | 12.901 | 1
1FK70812AF711CG2 | SIMOTICS S SYNCHRONMOTOR 1FK7-CT PN=2,7 KW; UZK=600V M0=12NM (100K); NN=3000RPM; NATURAL COOLING; FRAME SIZE IMB 5 (IM V1, IM V3) FLANGE 1 POWER CONNECTOR ROTATABLE ABSOLUTE ENCODER 24 BIT + 12 BIT MULTITURN WITH DRIVE-CLIQ INTERFACE (ENCODER AM24DQI) PLAIN SHAFT, TOLERANCE N; W/O HOLDING BRAKE PROTECTION CLASS IP65, FLANGE ON DRIVE END IP67; | 2941 | TEM | 1 | MC | 12.901 | 1
1FK70812AF711CH0 | SIMOTICS S SYNCHRONMOTOR 1FK7-CT PN=2,7 KW; UZK=600V M0=12NM (100K); NN=3000RPM; NATURAL COOLING; FRAME SIZE IMB 5 (IM V1, IM V3) FLANGE 1 POWER CONNECTOR ROTATABLE ABSOLUTE ENCODER 24 BIT + 12 BIT MULTITURN WITH DRIVE-CLIQ INTERFACE (ENCODER AM24DQI) PLAIN SHAFT, TOLERANCE N; WITH HOLDING BRAKE PROTECTION CLASS IP64; | 3258 | TEM | 1 | MC | 13.2 | 1
1FK70812AF711CH1 | SIMOTICS S SYNCHRONMOTOR 1FK7-CT PN=2,7 KW; UZK=600V M0=12NM (100K); NN=3000RPM; NATURAL COOLING; FRAME SIZE IMB 5 (IM V1, IM V3) FLANGE 1 POWER CONNECTOR ROTATABLE ABSOLUTE ENCODER 24 BIT + 12 BIT MULTITURN WITH DRIVE-CLIQ INTERFACE (ENCODER AM24DQI) PLAIN SHAFT, TOLERANCE N; WITH HOLDING BRAKE PROTECTION CLASS IP65, | 3352 | TEM | 1 | MC | 13.2 | 1
1FK70812AF711CH2 | SIMOTICS S SYNCHRONMOTOR 1FK7-CT PN=2,7 KW; UZK=600V M0=12NM (100K); NN=3000RPM; NATURAL COOLING; FRAME SIZE IMB 5 (IM V1, IM V3) FLANGE 1 POWER CONNECTOR ROTATABLE ABSOLUTE ENCODER 24 BIT + 12 BIT MULTITURN WITH DRIVE-CLIQ INTERFACE (ENCODER AM24DQI) PLAIN SHAFT, TOLERANCE N; WITH HOLDING BRAKE PROTECTION CLASS IP65, FLANGE ON DRIVE END IP67; | 3352 | TEM | 1 | MC | 13.2 | 1
1FK70812AF711DG0 | SIMOTICS S SYNCHRONMOTOR 1FK7-CT PN=2,7 KW; UZK=600V M0=12NM (100K); NN=3000RPM; NATURAL COOLING; FRAME SIZE IMB 5 (IM V1, IM V3) FLANGE 1 POWER CONNECTOR ROTATABLE INCREMENTAL ENCODER 22 BIT WITH DRIVE-CLIQ INTERFACE (ENCODER IC22DQ) PLAIN SHAFT, TOLERANCE N; W/O HOLDING BRAKE PROTECTION CLASS IP64; | 2558 | TEM | 1 | MC | 12.902 | 1
1FK70812AF711DG1 | SIMOTICS S SYNCHRONMOTOR 1FK7-CT PN=2,7 KW; UZK=600V M0=12NM (100K); NN=3000RPM; NATURAL COOLING; FRAME SIZE IMB 5 (IM V1, IM V3) FLANGE 1 POWER CONNECTOR ROTATABLE INCREMENTAL ENCODER 22 BIT WITH DRIVE-CLIQ INTERFACE (ENCODER IC22DQ) PLAIN SHAFT, TOLERANCE N; W/O HOLDING BRAKE PROTECTION CLASS IP65, | 2651 | TEM | 1 | MC | 12.902 | 1
1FK70812AF711DH0 | SIMOTICS S SYNCHRONMOTOR 1FK7-CT PN=2,7 KW; UZK=600V M0=12NM (100K); NN=3000RPM; NATURAL COOLING; FRAME SIZE IMB 5 (IM V1, IM V3) FLANGE 1 POWER CONNECTOR ROTATABLE INCREMENTAL ENCODER 22 BIT WITH DRIVE-CLIQ INTERFACE (ENCODER IC22DQ) PLAIN SHAFT, TOLERANCE N; WITH HOLDING BRAKE PROTECTION CLASS IP64; | 2969 | TEM | 1 | MC | 13.201 | 1
1FK70812AF711EA0 | SIMOTICS S SYNCHRONMOTOR 1FK7-CT PN=2,7 KW; UZK=600V M0=12NM (100K); NN=3000RPM; NATURAL COOLING; FRAME SIZE IMB 5 (IM V1, IM V3) FLANGE 1, WITH KTY TEMPERATURESENSOR POWER CONNECTOR ROTATABLE ABSOLUTE ENCODERR 2048 S/R + 4096 UMDREHUNGEN MULTITURN, WITH ENDAT-SCHNITTSTELLE (ENCODER AM2048S/R) SHAFT WITH FITTED KEY, TOLERANCE N; W/O HOLDING BRAKE PROTECTION CLASS IP64; | 2695 | TEM | 1 | MC | 12.901 | 1
1FK70812AF711EA1 | SIMOTICS S SYNCHRONMOTOR 1FK7-CT PN=2,7 KW; UZK=600V M0=12NM (100K); NN=3000RPM; NATURAL COOLING; FRAME SIZE IMB 5 (IM V1, IM V3) FLANGE 1, WITH KTY TEMPERATURESENSOR POWER CONNECTOR ROTATABLE ABSOLUTE ENCODERR 2048 S/R + 4096 UMDREHUNGEN MULTITURN, WITH ENDAT-SCHNITTSTELLE (ENCODER AM2048S/R) SHAFT WITH FITTED KEY, TOLERANCE N; W/O HOLDING BRAKE PROTECTION CLASS IP65, | 2788 | TEM | 1 | MC | 12.901 | 1
1FK70812AF711EA2 | SIMOTICS S SYNCHRONMOTOR 1FK7-CT PN=2,7 KW; UZK=600V M0=12NM (100K); NN=3000RPM; NATURAL COOLING; FRAME SIZE IMB 5 (IM V1, IM V3) FLANGE 1, WITH KTY TEMPERATURESENSOR POWER CONNECTOR ROTATABLE ABSOLUTE ENCODERR 2048 S/R + 4096 UMDREHUNGEN MULTITURN, WITH ENDAT-SCHNITTSTELLE (ENCODER AM2048S/R) SHAFT WITH FITTED KEY, TOLERANCE N; W/O HOLDING BRAKE PROTECTION CLASS IP65, FLANGE ON DRIVE END IP67; | 2788 | TEM | 1 | MC | 12.901 | 1
1FK70812AF711EB0 | SIMOTICS S SYNCHRONMOTOR 1FK7-CT PN=2,7 KW; UZK=600V M0=12NM (100K); NN=3000RPM; NATURAL COOLING; FRAME SIZE IMB 5 (IM V1, IM V3) FLANGE 1, WITH KTY TEMPERATURESENSOR POWER CONNECTOR ROTATABLE ABSOLUTE ENCODERR 2048 S/R + 4096 UMDREHUNGEN MULTITURN, WITH ENDAT-SCHNITTSTELLE (ENCODER AM2048S/R) SHAFT WITH FITTED KEY, TOLERANCE N; WITH HOLDING BRAKE PROTECTION CLASS IP64; | 3106 | TEM | 1 | MC | 13.2 | 1
1FK70812AF711EB1 | SIMOTICS S SYNCHRONMOTOR 1FK7-CT PN=2,7 KW; UZK=600V M0=12NM (100K); NN=3000RPM; NATURAL COOLING; FRAME SIZE IMB 5 (IM V1, IM V3) FLANGE 1, WITH KTY TEMPERATURESENSOR POWER CONNECTOR ROTATABLE ABSOLUTE ENCODERR 2048 S/R + 4096 UMDREHUNGEN MULTITURN, WITH ENDAT-SCHNITTSTELLE (ENCODER AM2048S/R) SHAFT WITH FITTED KEY, TOLERANCE N; WITH HOLDING BRAKE PROTECTION CLASS IP65, | 3199 | TEM | 1 | MC | 13.2 | 1
1FK70812AF711EB2 | SIMOTICS S SYNCHRONMOTOR 1FK7-CT PN=2,7 KW; UZK=600V M0=12NM (100K); NN=3000RPM; NATURAL COOLING; FRAME SIZE IMB 5 (IM V1, IM V3) FLANGE 1, WITH KTY TEMPERATURESENSOR POWER CONNECTOR ROTATABLE ABSOLUTE ENCODERR 2048 S/R + 4096 UMDREHUNGEN MULTITURN, WITH ENDAT-SCHNITTSTELLE (ENCODER AM2048S/R) SHAFT WITH FITTED KEY, TOLERANCE N; WITH HOLDING BRAKE PROTECTION CLASS IP65, FLANGE ON DRIVE END IP67; | 3199 | TEM | 1 | MC | 13.2 | 1
1FK70812AF711EG0 | SIMOTICS S SYNCHRONMOTOR 1FK7-CT PN=2,7 KW; UZK=600V M0=12NM (100K); NN=3000RPM; NATURAL COOLING; FRAME SIZE IMB 5 (IM V1, IM V3) FLANGE 1, WITH KTY TEMPERATURESENSOR POWER CONNECTOR ROTATABLE ABSOLUTE ENCODERR 2048 S/R + 4096 UMDREHUNGEN MULTITURN, WITH ENDAT-SCHNITTSTELLE (ENCODER AM2048S/R) PLAIN SHAFT, TOLERANCE N; W/O HOLDING BRAKE PROTECTION CLASS IP64; | 2608 | TEM | 1 | MC | 12.901 | 1
1FK70812AF711EG1 | SIMOTICS S SYNCHRONMOTOR 1FK7-CT PN=2,7 KW; UZK=600V M0=12NM (100K); NN=3000RPM; NATURAL COOLING; FRAME SIZE IMB 5 (IM V1, IM V3) FLANGE 1, WITH KTY TEMPERATURESENSOR POWER CONNECTOR ROTATABLE ABSOLUTE ENCODERR 2048 S/R + 4096 UMDREHUNGEN MULTITURN, WITH ENDAT-SCHNITTSTELLE (ENCODER AM2048S/R) PLAIN SHAFT, TOLERANCE N; W/O HOLDING BRAKE PROTECTION CLASS IP65, | 2702 | TEM | 1 | MC | 12.901 | 1
1FK70812AF711EG2 | SIMOTICS S SYNCHRONMOTOR 1FK7-CT PN=2,7 KW; UZK=600V M0=12NM (100K); NN=3000RPM; NATURAL COOLING; FRAME SIZE IMB 5 (IM V1, IM V3) FLANGE 1, WITH KTY TEMPERATURESENSOR POWER CONNECTOR ROTATABLE ABSOLUTE ENCODERR 2048 S/R + 4096 UMDREHUNGEN MULTITURN, WITH ENDAT-SCHNITTSTELLE (ENCODER AM2048S/R) PLAIN SHAFT, TOLERANCE N; W/O HOLDING BRAKE PROTECTION CLASS IP65, FLANGE ON DRIVE END IP67; | 2702 | TEM | 1 | MC | 12.901 | 1
1FK70812AF711EH0 | SIMOTICS S SYNCHRONMOTOR 1FK7-CT PN=2,7 KW; UZK=600V M0=12NM (100K); NN=3000RPM; NATURAL COOLING; FRAME SIZE IMB 5 (IM V1, IM V3) FLANGE 1, WITH KTY TEMPERATURESENSOR POWER CONNECTOR ROTATABLE ABSOLUTE ENCODERR 2048 S/R + 4096 UMDREHUNGEN MULTITURN, WITH ENDAT-SCHNITTSTELLE (ENCODER AM2048S/R) PLAIN SHAFT, TOLERANCE N; WITH HOLDING BRAKE PROTECTION CLASS IP64; | 3020 | TEM | 1 | MC | 13.2 | 1
1FK70812AF711EH1 | SIMOTICS S SYNCHRONMOTOR 1FK7-CT PN=2,7 KW; UZK=600V M0=12NM (100K); NN=3000RPM; NATURAL COOLING; FRAME SIZE IMB 5 (IM V1, IM V3) FLANGE 1, WITH KTY TEMPERATURESENSOR POWER CONNECTOR ROTATABLE ABSOLUTE ENCODERR 2048 S/R + 4096 UMDREHUNGEN MULTITURN, WITH ENDAT-SCHNITTSTELLE (ENCODER AM2048S/R) PLAIN SHAFT, TOLERANCE N; WITH HOLDING BRAKE PROTECTION CLASS IP65, | 3113 | TEM | 1 | MC | 13.2 | 1
1FK70812AF711EH2 | SIMOTICS S SYNCHRONMOTOR 1FK7-CT PN=2,7 KW; UZK=600V M0=12NM (100K); NN=3000RPM; NATURAL COOLING; FRAME SIZE IMB 5 (IM V1, IM V3) FLANGE 1, WITH KTY TEMPERATURESENSOR POWER CONNECTOR ROTATABLE ABSOLUTE ENCODERR 2048 S/R + 4096 UMDREHUNGEN MULTITURN, WITH ENDAT-SCHNITTSTELLE (ENCODER AM2048S/R) PLAIN SHAFT, TOLERANCE N; WITH HOLDING BRAKE PROTECTION CLASS IP65, FLANGE ON DRIVE END IP67; | 3113 | TEM | 1 | MC | 13.2 | 1
1FK70812AF711FA0 | SIMOTICS S SYNCHRONMOTOR 1FK7-CT PN=2,7 KW; UZK=600V M0=12NM (100K); NN=3000RPM; NATURAL COOLING; FRAME SIZE IMB 5 (IM V1, IM V3) FLANGE 1 POWER CONNECTOR ROTATABLE ABSOLUTE ENCODER 22BIT + 12 BIT MULTITURN, WITH DRIVE-CLIQ INTERFACE (ENCODER AM22DQ) SHAFT WITH FITTED KEY, TOLERANCE N; W/O HOLDING BRAKE PROTECTION CLASS IP64; | 3013 | TEM | 1 | MC | 12.901 | 1
1FK70812AF711FA1 | SIMOTICS S SYNCHRONMOTOR 1FK7-CT PN=2,7 KW; UZK=600V M0=12NM (100K); NN=3000RPM; NATURAL COOLING; FRAME SIZE IMB 5 (IM V1, IM V3) FLANGE 1 POWER CONNECTOR ROTATABLE ABSOLUTE ENCODER 22BIT + 12 BIT MULTITURN, WITH DRIVE-CLIQ INTERFACE (ENCODER AM22DQ) SHAFT WITH FITTED KEY, TOLERANCE N; W/O HOLDING BRAKE PROTECTION CLASS IP65, | 3107 | TEM | 1 | MC | 12.901 | 1
1FK70812AF711FH0 | SIMOTICS S SYNCHRONMOTOR 1FK7-CT PN=2,7 KW; UZK=600V M0=12NM (100K); NN=3000RPM; NATURAL COOLING; FRAME SIZE IMB 5 (IM V1, IM V3) FLANGE 1 POWER CONNECTOR ROTATABLE ABSOLUTE ENCODER 22BIT + 12 BIT MULTITURN, WITH DRIVE-CLIQ INTERFACE (ENCODER AM22DQ) PLAIN SHAFT, TOLERANCE N; WITH HOLDING BRAKE PROTECTION CLASS IP64; | 3339 | TEM | 1 | MC | 13.2 | 1
1FK70812AF711KA0 | SIMOTICS S SYNCHRONMOTOR 1FK7-CT PN=2,7 KW; UZK=600V M0=12NM (100K); NN=3000RPM; NATURAL COOLING; FRAME SIZE IMB 5 (IM V1, IM V3) FLANGE 1 POWER CONNECTOR ROTATABLE ABSOLUTE ENCODER 16BIT + 12BIT MULTITURN, WITH DRIVE-CLIQ INTERFACE (ENCODER AM16DQ) SHAFT WITH FITTED KEY, TOLERANCE N; W/O HOLDING BRAKE PROTECTION CLASS IP64; | 2496 | TEM | 1 | MC | 12.901 | 1
1FK70812AF711KA1 | SIMOTICS S SYNCHRONMOTOR 1FK7-CT PN=2,7 KW; UZK=600V M0=12NM (100K); NN=3000RPM; NATURAL COOLING; FRAME SIZE IMB 5 (IM V1, IM V3) FLANGE 1 POWER CONNECTOR ROTATABLE ABSOLUTE ENCODER 16BIT + 12BIT MULTITURN, WITH DRIVE-CLIQ INTERFACE (ENCODER AM16DQ) SHAFT WITH FITTED KEY, TOLERANCE N; W/O HOLDING BRAKE PROTECTION CLASS IP65, | 2590 | TEM | 1 | MC | 12.901 | 1
1FK70812AF711KA2 | SIMOTICS S SYNCHRONMOTOR 1FK7-CT PN=2,7 KW; UZK=600V M0=12NM (100K); NN=3000RPM; NATURAL COOLING; FRAME SIZE IMB 5 (IM V1, IM V3) FLANGE 1 POWER CONNECTOR ROTATABLE ABSOLUTE ENCODER 16BIT + 12BIT MULTITURN, WITH DRIVE-CLIQ INTERFACE (ENCODER AM16DQ) SHAFT WITH FITTED KEY, TOLERANCE N; W/O HOLDING BRAKE PROTECTION CLASS IP65, FLANGE ON DRIVE END IP67; | 2590 | TEM | 1 | MC | 12.901 | 1
1FK70812AF711KB0 | SIMOTICS S SYNCHRONMOTOR 1FK7-CT PN=2,7 KW; UZK=600V M0=12NM (100K); NN=3000RPM; NATURAL COOLING; FRAME SIZE IMB 5 (IM V1, IM V3) FLANGE 1 POWER CONNECTOR ROTATABLE ABSOLUTE ENCODER 16BIT + 12BIT MULTITURN, WITH DRIVE-CLIQ INTERFACE (ENCODER AM16DQ) SHAFT WITH FITTED KEY, TOLERANCE N; WITH HOLDING BRAKE PROTECTION CLASS IP64; | 2907 | TEM | 1 | MC | 13.2 | 1
1FK70812AF711KB1 | SIMOTICS S SYNCHRONMOTOR 1FK7-CT PN=2,7 KW; UZK=600V M0=12NM (100K); NN=3000RPM; NATURAL COOLING; FRAME SIZE IMB 5 (IM V1, IM V3) FLANGE 1 POWER CONNECTOR ROTATABLE ABSOLUTE ENCODER 16BIT + 12BIT MULTITURN, WITH DRIVE-CLIQ INTERFACE (ENCODER AM16DQ) SHAFT WITH FITTED KEY, TOLERANCE N; WITH HOLDING BRAKE PROTECTION CLASS IP65, | 3001 | TEM | 1 | MC | 13.2 | 1
1FK70812AF711KB2 | SIMOTICS S SYNCHRONMOTOR 1FK7-CT PN=2,7 KW; UZK=600V M0=12NM (100K); NN=3000RPM; NATURAL COOLING; FRAME SIZE IMB 5 (IM V1, IM V3) FLANGE 1 POWER CONNECTOR ROTATABLE ABSOLUTE ENCODER 16BIT + 12BIT MULTITURN, WITH DRIVE-CLIQ INTERFACE (ENCODER AM16DQ) SHAFT WITH FITTED KEY, TOLERANCE N; WITH HOLDING BRAKE PROTECTION CLASS IP65, FLANGE ON DRIVE END IP67; | 3001 | TEM | 1 | MC | 13.2 | 1
1FK70812AF711KG0 | SIMOTICS S SYNCHRONMOTOR 1FK7-CT PN=2,7 KW; UZK=600V M0=12NM (100K); NN=3000RPM; NATURAL COOLING; FRAME SIZE IMB 5 (IM V1, IM V3) FLANGE 1 POWER CONNECTOR ROTATABLE ABSOLUTE ENCODER 16BIT + 12BIT MULTITURN, WITH DRIVE-CLIQ INTERFACE (ENCODER AM16DQ) PLAIN SHAFT, TOLERANCE N; W/O HOLDING BRAKE PROTECTION CLASS IP64; | 2410 | TEM | 1 | MC | 12.901 | 1
1FK70812AF711KG1 | SIMOTICS S SYNCHRONMOTOR 1FK7-CT PN=2,7 KW; UZK=600V M0=12NM (100K); NN=3000RPM; NATURAL COOLING; FRAME SIZE IMB 5 (IM V1, IM V3) FLANGE 1 POWER CONNECTOR ROTATABLE ABSOLUTE ENCODER 16BIT + 12BIT MULTITURN, WITH DRIVE-CLIQ INTERFACE (ENCODER AM16DQ) PLAIN SHAFT, TOLERANCE N; W/O HOLDING BRAKE PROTECTION CLASS IP65, | 2503 | TEM | 1 | MC | 12.901 | 1
1FK70812AF711KG2 | SIMOTICS S SYNCHRONMOTOR 1FK7-CT PN=2,7 KW; UZK=600V M0=12NM (100K); NN=3000RPM; NATURAL COOLING; FRAME SIZE IMB 5 (IM V1, IM V3) FLANGE 1 POWER CONNECTOR ROTATABLE ABSOLUTE ENCODER 16BIT + 12BIT MULTITURN, WITH DRIVE-CLIQ INTERFACE (ENCODER AM16DQ) PLAIN SHAFT, TOLERANCE N; W/O HOLDING BRAKE PROTECTION CLASS IP65, FLANGE ON DRIVE END IP67; | 2503 | TEM | 1 | MC | 12.901 | 1
1FK70812AF711KH0 | SIMOTICS S SYNCHRONMOTOR 1FK7-CT PN=2,7 KW; UZK=600V M0=12NM (100K); NN=3000RPM; NATURAL COOLING; FRAME SIZE IMB 5 (IM V1, IM V3) FLANGE 1 POWER CONNECTOR ROTATABLE ABSOLUTE ENCODER 16BIT + 12BIT MULTITURN, WITH DRIVE-CLIQ INTERFACE (ENCODER AM16DQ) PLAIN SHAFT, TOLERANCE N; WITH HOLDING BRAKE PROTECTION CLASS IP64; | 2821 | TEM | 1 | MC | 13.2 | 1
1FK70812AF711KH1 | SIMOTICS S SYNCHRONMOTOR 1FK7-CT PN=2,7 KW; UZK=600V M0=12NM (100K); NN=3000RPM; NATURAL COOLING; FRAME SIZE IMB 5 (IM V1, IM V3) FLANGE 1 POWER CONNECTOR ROTATABLE ABSOLUTE ENCODER 16BIT + 12BIT MULTITURN, WITH DRIVE-CLIQ INTERFACE (ENCODER AM16DQ) PLAIN SHAFT, TOLERANCE N; WITH HOLDING BRAKE PROTECTION CLASS IP65, | 2915 | TEM | 1 | MC | 13.2 | 1
1FK70812AF711KH2 | SIMOTICS S SYNCHRONMOTOR 1FK7-CT PN=2,7 KW; UZK=600V M0=12NM (100K); NN=3000RPM; NATURAL COOLING; FRAME SIZE IMB 5 (IM V1, IM V3) FLANGE 1 POWER CONNECTOR ROTATABLE ABSOLUTE ENCODER 16BIT + 12BIT MULTITURN, WITH DRIVE-CLIQ INTERFACE (ENCODER AM16DQ) PLAIN SHAFT, TOLERANCE N; WITH HOLDING BRAKE PROTECTION CLASS IP65, FLANGE ON DRIVE END IP67; | 2915 | TEM | 1 | MC | 13.2 | 1
1FK70812AF711PA0 | SIMOTICS S SYNCHRONMOTOR 1FK7-CT PN=2,7 KW; UZK=600V M0=12NM (100K); NN=3000RPM; NATURAL COOLING; FRAME SIZE IMB 5 (IM V1, IM V3) FLANGE 1 POWER CONNECTOR ROTATABLE RESOLVER 2-POLE, WITH DRIVE CLIQ-INTERFACE SHAFT WITH FITTED KEY, TOLERANCE N; W/O HOLDING BRAKE PROTECTION CLASS IP64; | 1978 | TEM | 1 | MC | 13.001 | 1
1FK70812AF711PA1 | SIMOTICS S SYNCHRONMOTOR 1FK7-CT PN=2,7 KW; UZK=600V M0=12NM (100K); NN=3000RPM; NATURAL COOLING; FRAME SIZE IMB 5 (IM V1, IM V3) FLANGE 1 POWER CONNECTOR ROTATABLE RESOLVER 2-POLE, WITH DRIVE CLIQ-INTERFACE SHAFT WITH FITTED KEY, TOLERANCE N; W/O HOLDING BRAKE PROTECTION CLASS IP65, | 2072 | TEM | 1 | MC | 13.001 | 1
1FK70812AF711PA2 | SIMOTICS S SYNCHRONMOTOR 1FK7-CT PN=2,7 KW; UZK=600V M0=12NM (100K); NN=3000RPM; NATURAL COOLING; FRAME SIZE IMB 5 (IM V1, IM V3) FLANGE 1 POWER CONNECTOR ROTATABLE RESOLVER 2-POLE, WITH DRIVE CLIQ-INTERFACE SHAFT WITH FITTED KEY, TOLERANCE N; W/O HOLDING BRAKE PROTECTION CLASS IP65, FLANGE ON DRIVE END IP67; | 2072 | TEM | 1 | MC | 13.001 | 1
1FK70812AF711PB0 | SIMOTICS S SYNCHRONMOTOR 1FK7-CT PN=2,7 KW; UZK=600V M0=12NM (100K); NN=3000RPM; NATURAL COOLING; FRAME SIZE IMB 5 (IM V1, IM V3) FLANGE 1 POWER CONNECTOR ROTATABLE RESOLVER 2-POLE, WITH DRIVE CLIQ-INTERFACE SHAFT WITH FITTED KEY, TOLERANCE N; WITH HOLDING BRAKE PROTECTION CLASS IP64; | 2389 | TEM | 1 | MC | 13.3 | 1
1FK70812AF711PB1 | SIMOTICS S SYNCHRONMOTOR 1FK7-CT PN=2,7 KW; UZK=600V M0=12NM (100K); NN=3000RPM; NATURAL COOLING; FRAME SIZE IMB 5 (IM V1, IM V3) FLANGE 1 POWER CONNECTOR ROTATABLE RESOLVER 2-POLE, WITH DRIVE CLIQ-INTERFACE SHAFT WITH FITTED KEY, TOLERANCE N; WITH HOLDING BRAKE PROTECTION CLASS IP65, | 2483 | TEM | 1 | MC | 13.3 | 1
1FK70812AF711PB2 | SIMOTICS S SYNCHRONMOTOR 1FK7-CT PN=2,7 KW; UZK=600V M0=12NM (100K); NN=3000RPM; NATURAL COOLING; FRAME SIZE IMB 5 (IM V1, IM V3) FLANGE 1 POWER CONNECTOR ROTATABLE RESOLVER 2-POLE, WITH DRIVE CLIQ-INTERFACE SHAFT WITH FITTED KEY, TOLERANCE N; WITH HOLDING BRAKE PROTECTION CLASS IP65, FLANGE ON DRIVE END IP67; | 2483 | TEM | 1 | MC | 13.3 | 1
1FK70812AF711PG0 | SIMOTICS S SYNCHRONMOTOR 1FK7-CT PN=2,7 KW; UZK=600V M0=12NM (100K); NN=3000RPM; NATURAL COOLING; FRAME SIZE IMB 5 (IM V1, IM V3) FLANGE 1 POWER CONNECTOR ROTATABLE RESOLVER 2-POLE, WITH DRIVE CLIQ-INTERFACE PLAIN SHAFT, TOLERANCE N; W/O HOLDING BRAKE PROTECTION CLASS IP64; | 1892 | TEM | 1 | MC | 13.001 | 1
1FK70812AF711PG1 | SIMOTICS S SYNCHRONMOTOR 1FK7-CT PN=2,7 KW; UZK=600V M0=12NM (100K); NN=3000RPM; NATURAL COOLING; FRAME SIZE IMB 5 (IM V1, IM V3) FLANGE 1 POWER CONNECTOR ROTATABLE RESOLVER 2-POLE, WITH DRIVE CLIQ-INTERFACE PLAIN SHAFT, TOLERANCE N; W/O HOLDING BRAKE PROTECTION CLASS IP65, | 1985 | TEM | 1 | MC | 13.001 | 1
1FK70812AF711PG2 | SIMOTICS S SYNCHRONMOTOR 1FK7-CT PN=2,7 KW; UZK=600V M0=12NM (100K); NN=3000RPM; NATURAL COOLING; FRAME SIZE IMB 5 (IM V1, IM V3) FLANGE 1 POWER CONNECTOR ROTATABLE RESOLVER 2-POLE, WITH DRIVE CLIQ-INTERFACE PLAIN SHAFT, TOLERANCE N; W/O HOLDING BRAKE PROTECTION CLASS IP65, FLANGE ON DRIVE END IP67; | 1985 | TEM | 1 | MC | 13.001 | 1
1FK70812AF711PH0 | SIMOTICS S SYNCHRONMOTOR 1FK7-CT PN=2,7 KW; UZK=600V M0=12NM (100K); NN=3000RPM; NATURAL COOLING; FRAME SIZE IMB 5 (IM V1, IM V3) FLANGE 1 POWER CONNECTOR ROTATABLE RESOLVER 2-POLE, WITH DRIVE CLIQ-INTERFACE PLAIN SHAFT, TOLERANCE N; WITH HOLDING BRAKE PROTECTION CLASS IP64; | 2303 | TEM | 1 | MC | 13.3 | 1
1FK70812AF711PH1 | SIMOTICS S SYNCHRONMOTOR 1FK7-CT PN=2,7 KW; UZK=600V M0=12NM (100K); NN=3000RPM; NATURAL COOLING; FRAME SIZE IMB 5 (IM V1, IM V3) FLANGE 1 POWER CONNECTOR ROTATABLE RESOLVER 2-POLE, WITH DRIVE CLIQ-INTERFACE PLAIN SHAFT, TOLERANCE N; WITH HOLDING BRAKE PROTECTION CLASS IP65, | 2397 | TEM | 1 | MC | 13.3 | 1
1FK70812AF711PH2 | SIMOTICS S SYNCHRONMOTOR 1FK7-CT PN=2,7 KW; UZK=600V M0=12NM (100K); NN=3000RPM; NATURAL COOLING; FRAME SIZE IMB 5 (IM V1, IM V3) FLANGE 1 POWER CONNECTOR ROTATABLE RESOLVER 2-POLE, WITH DRIVE CLIQ-INTERFACE PLAIN SHAFT, TOLERANCE N; WITH HOLDING BRAKE PROTECTION CLASS IP65, FLANGE ON DRIVE END IP67; | 2397 | TEM | 1 | MC | 13.3 | 1
1FK70812AF711QA0 | SIMOTICS S SYNCHRONMOTOR 1FK7-CT PN=2,7 KW; UZK=600V M0=12NM (100K); NN=3000RPM; NATURAL COOLING; FRAME SIZE IMB 5 (IM V1, IM V3) FLANGE 1 POWER CONNECTOR ROTATABLE ABSOLUTE ENCODER SINGLETURN 20 BIT WITH DRIVE-CLIQ INTERFACE (ENCODER AS20DQI) SHAFT WITH FITTED KEY, TOLERANCE N; W/O HOLDING BRAKE PROTECTION CLASS IP64; | 2081 | TEM | 1 | MC | 12.901 | 1
1FK70812AF711QA1 | SIMOTICS S SYNCHRONMOTOR 1FK7-CT PN=2,7 KW; UZK=600V M0=12NM (100K); NN=3000RPM; NATURAL COOLING; FRAME SIZE IMB 5 (IM V1, IM V3) FLANGE 1 POWER CONNECTOR ROTATABLE ABSOLUTE ENCODER SINGLETURN 20 BIT WITH DRIVE-CLIQ INTERFACE (ENCODER AS20DQI) SHAFT WITH FITTED KEY, TOLERANCE N; W/O HOLDING BRAKE PROTECTION CLASS IP65, | 2175 | TEM | 1 | MC | 12.901 | 1
1FK70812AF711QA2 | SIMOTICS S SYNCHRONMOTOR 1FK7-CT PN=2,7 KW; UZK=600V M0=12NM (100K); NN=3000RPM; NATURAL COOLING; FRAME SIZE IMB 5 (IM V1, IM V3) FLANGE 1 POWER CONNECTOR ROTATABLE ABSOLUTE ENCODER SINGLETURN 20 BIT WITH DRIVE-CLIQ INTERFACE (ENCODER AS20DQI) SHAFT WITH FITTED KEY, TOLERANCE N; W/O HOLDING BRAKE PROTECTION CLASS IP65, FLANGE ON DRIVE END IP67; | 2175 | TEM | 1 | MC | 12.901 | 1
1FK70812AF711QB0 | SIMOTICS S SYNCHRONMOTOR 1FK7-CT PN=2,7 KW; UZK=600V M0=12NM (100K); NN=3000RPM; NATURAL COOLING; FRAME SIZE IMB 5 (IM V1, IM V3) FLANGE 1 POWER CONNECTOR ROTATABLE ABSOLUTE ENCODER SINGLETURN 20 BIT WITH DRIVE-CLIQ INTERFACE (ENCODER AS20DQI) SHAFT WITH FITTED KEY, TOLERANCE N; WITH HOLDING BRAKE PROTECTION CLASS IP64; | 2492 | TEM | 1 | MC | 13.2 | 1
1FK70812AF711QB1 | SIMOTICS S SYNCHRONMOTOR 1FK7-CT PN=2,7 KW; UZK=600V M0=12NM (100K); NN=3000RPM; NATURAL COOLING; FRAME SIZE IMB 5 (IM V1, IM V3) FLANGE 1 POWER CONNECTOR ROTATABLE ABSOLUTE ENCODER SINGLETURN 20 BIT WITH DRIVE-CLIQ INTERFACE (ENCODER AS20DQI) SHAFT WITH FITTED KEY, TOLERANCE N; WITH HOLDING BRAKE PROTECTION CLASS IP65, | 2586 | TEM | 1 | MC | 13.2 | 1
1FK70812AF711QB2 | SIMOTICS S SYNCHRONMOTOR 1FK7-CT PN=2,7 KW; UZK=600V M0=12NM (100K); NN=3000RPM; NATURAL COOLING; FRAME SIZE IMB 5 (IM V1, IM V3) FLANGE 1 POWER CONNECTOR ROTATABLE ABSOLUTE ENCODER SINGLETURN 20 BIT WITH DRIVE-CLIQ INTERFACE (ENCODER AS20DQI) SHAFT WITH FITTED KEY, TOLERANCE N; WITH HOLDING BRAKE PROTECTION CLASS IP65, FLANGE ON DRIVE END IP67; | 2586 | TEM | 1 | MC | 13.2 | 1
1FK70812AF711QG0 | SIMOTICS S SYNCHRONMOTOR 1FK7-CT PN=2,7 KW; UZK=600V M0=12NM (100K); NN=3000RPM; NATURAL COOLING; FRAME SIZE IMB 5 (IM V1, IM V3) FLANGE 1 POWER CONNECTOR ROTATABLE ABSOLUTE ENCODER SINGLETURN 20 BIT WITH DRIVE-CLIQ INTERFACE (ENCODER AS20DQI) PLAIN SHAFT, TOLERANCE N; W/O HOLDING BRAKE PROTECTION CLASS IP64; | 1995 | TEM | 1 | MC | 12.901 | 1
1FK70812AF711QG1 | SIMOTICS S SYNCHRONMOTOR 1FK7-CT PN=2,7 KW; UZK=600V M0=12NM (100K); NN=3000RPM; NATURAL COOLING; FRAME SIZE IMB 5 (IM V1, IM V3) FLANGE 1 POWER CONNECTOR ROTATABLE ABSOLUTE ENCODER SINGLETURN 20 BIT WITH DRIVE-CLIQ INTERFACE (ENCODER AS20DQI) PLAIN SHAFT, TOLERANCE N; W/O HOLDING BRAKE PROTECTION CLASS IP65, | 2088 | TEM | 1 | MC | 12.901 | 1
1FK70812AF711QG2 | SIMOTICS S SYNCHRONMOTOR 1FK7-CT PN=2,7 KW; UZK=600V M0=12NM (100K); NN=3000RPM; NATURAL COOLING; FRAME SIZE IMB 5 (IM V1, IM V3) FLANGE 1 POWER CONNECTOR ROTATABLE ABSOLUTE ENCODER SINGLETURN 20 BIT WITH DRIVE-CLIQ INTERFACE (ENCODER AS20DQI) PLAIN SHAFT, TOLERANCE N; W/O HOLDING BRAKE PROTECTION CLASS IP65, FLANGE ON DRIVE END IP67; | 2088 | TEM | 1 | MC | 12.901 | 1
1FK70812AF711QH0 | SIMOTICS S SYNCHRONMOTOR 1FK7-CT PN=2,7 KW; UZK=600V M0=12NM (100K); NN=3000RPM; NATURAL COOLING; FRAME SIZE IMB 5 (IM V1, IM V3) FLANGE 1 POWER CONNECTOR ROTATABLE ABSOLUTE ENCODER SINGLETURN 20 BIT WITH DRIVE-CLIQ INTERFACE (ENCODER AS20DQI) PLAIN SHAFT, TOLERANCE N; WITH HOLDING BRAKE PROTECTION CLASS IP64; | 2406 | TEM | 1 | MC | 13.2 | 1
1FK70812AF711QH1 | SIMOTICS S SYNCHRONMOTOR 1FK7-CT PN=2,7 KW; UZK=600V M0=12NM (100K); NN=3000RPM; NATURAL COOLING; FRAME SIZE IMB 5 (IM V1, IM V3) FLANGE 1 POWER CONNECTOR ROTATABLE ABSOLUTE ENCODER SINGLETURN 20 BIT WITH DRIVE-CLIQ INTERFACE (ENCODER AS20DQI) PLAIN SHAFT, TOLERANCE N; WITH HOLDING BRAKE PROTECTION CLASS IP65, | 2500 | TEM | 1 | MC | 13.2 | 1
1FK70812AF711QH2 | SIMOTICS S SYNCHRONMOTOR 1FK7-CT PN=2,7 KW; UZK=600V M0=12NM (100K); NN=3000RPM; NATURAL COOLING; FRAME SIZE IMB 5 (IM V1, IM V3) FLANGE 1 POWER CONNECTOR ROTATABLE ABSOLUTE ENCODER SINGLETURN 20 BIT WITH DRIVE-CLIQ INTERFACE (ENCODER AS20DQI) PLAIN SHAFT, TOLERANCE N; WITH HOLDING BRAKE PROTECTION CLASS IP65, FLANGE ON DRIVE END IP67; | 2500 | TEM | 1 | MC | 13.2 | 1
1FK70812AF711RA0 | SIMOTICS S SYNCHRONMOTOR 1FK7-CT PN=2,7 KW; UZK=600V M0=12NM (100K); NN=3000RPM; NATURAL COOLING; FRAME SIZE IMB 5 (IM V1, IM V3) FLANGE 1 POWER CONNECTOR ROTATABLE ABSOLUTE ENCODER 20 BIT + 12 BIT MULTITURN WITH DRIVE-CLIQ INTERFACE (ENCODER AM20DQI) SHAFT WITH FITTED KEY, TOLERANCE N; W/O HOLDING BRAKE PROTECTION CLASS IP64; | 2455 | TEM | 1 | MC | 12.901 | 1
1FK70812AF711RA1 | SIMOTICS S SYNCHRONMOTOR 1FK7-CT PN=2,7 KW; UZK=600V M0=12NM (100K); NN=3000RPM; NATURAL COOLING; FRAME SIZE IMB 5 (IM V1, IM V3) FLANGE 1 POWER CONNECTOR ROTATABLE ABSOLUTE ENCODER 20 BIT + 12 BIT MULTITURN WITH DRIVE-CLIQ INTERFACE (ENCODER AM20DQI) SHAFT WITH FITTED KEY, TOLERANCE N; W/O HOLDING BRAKE PROTECTION CLASS IP65, | 2549 | TEM | 1 | MC | 12.901 | 1
1FK70812AF711RA2 | SIMOTICS S SYNCHRONMOTOR 1FK7-CT PN=2,7 KW; UZK=600V M0=12NM (100K); NN=3000RPM; NATURAL COOLING; FRAME SIZE IMB 5 (IM V1, IM V3) FLANGE 1 POWER CONNECTOR ROTATABLE ABSOLUTE ENCODER 20 BIT + 12 BIT MULTITURN WITH DRIVE-CLIQ INTERFACE (ENCODER AM20DQI) SHAFT WITH FITTED KEY, TOLERANCE N; W/O HOLDING BRAKE PROTECTION CLASS IP65, FLANGE ON DRIVE END IP67; | 2549 | TEM | 1 | MC | 12.901 | 1
1FK70812AF711RB0 | SIMOTICS S SYNCHRONMOTOR 1FK7-CT PN=2,7 KW; UZK=600V M0=12NM (100K); NN=3000RPM; NATURAL COOLING; FRAME SIZE IMB 5 (IM V1, IM V3) FLANGE 1 POWER CONNECTOR ROTATABLE ABSOLUTE ENCODER 20 BIT + 12 BIT MULTITURN WITH DRIVE-CLIQ INTERFACE (ENCODER AM20DQI) SHAFT WITH FITTED KEY, TOLERANCE N; WITH HOLDING BRAKE PROTECTION CLASS IP64; | 2867 | TEM | 1 | MC | 13.2 | 1
1FK70812AF711RB1 | SIMOTICS S SYNCHRONMOTOR 1FK7-CT PN=2,7 KW; UZK=600V M0=12NM (100K); NN=3000RPM; NATURAL COOLING; FRAME SIZE IMB 5 (IM V1, IM V3) FLANGE 1 POWER CONNECTOR ROTATABLE ABSOLUTE ENCODER 20 BIT + 12 BIT MULTITURN WITH DRIVE-CLIQ INTERFACE (ENCODER AM20DQI) SHAFT WITH FITTED KEY, TOLERANCE N; WITH HOLDING BRAKE PROTECTION CLASS IP65, | 2960 | TEM | 1 | MC | 13.2 | 1
1FK70812AF711RB2 | SIMOTICS S SYNCHRONMOTOR 1FK7-CT PN=2,7 KW; UZK=600V M0=12NM (100K); NN=3000RPM; NATURAL COOLING; FRAME SIZE IMB 5 (IM V1, IM V3) FLANGE 1 POWER CONNECTOR ROTATABLE ABSOLUTE ENCODER 20 BIT + 12 BIT MULTITURN WITH DRIVE-CLIQ INTERFACE (ENCODER AM20DQI) SHAFT WITH FITTED KEY, TOLERANCE N; WITH HOLDING BRAKE PROTECTION CLASS IP65, FLANGE ON DRIVE END IP67; | 2960 | TEM | 1 | MC | 13.2 | 1
1FK70812AF711RG0 | SIMOTICS S SYNCHRONMOTOR 1FK7-CT PN=2,7 KW; UZK=600V M0=12NM (100K); NN=3000RPM; NATURAL COOLING; FRAME SIZE IMB 5 (IM V1, IM V3) FLANGE 1 POWER CONNECTOR ROTATABLE ABSOLUTE ENCODER 20 BIT + 12 BIT MULTITURN WITH DRIVE-CLIQ INTERFACE (ENCODER AM20DQI) PLAIN SHAFT, TOLERANCE N; W/O HOLDING BRAKE PROTECTION CLASS IP64; | 2369 | TEM | 1 | MC | 12.901 | 1
1FK70812AF711RG1 | SIMOTICS S SYNCHRONMOTOR 1FK7-CT PN=2,7 KW; UZK=600V M0=12NM (100K); NN=3000RPM; NATURAL COOLING; FRAME SIZE IMB 5 (IM V1, IM V3) FLANGE 1 POWER CONNECTOR ROTATABLE ABSOLUTE ENCODER 20 BIT + 12 BIT MULTITURN WITH DRIVE-CLIQ INTERFACE (ENCODER AM20DQI) PLAIN SHAFT, TOLERANCE N; W/O HOLDING BRAKE PROTECTION CLASS IP65, | 2462 | TEM | 1 | MC | 12.901 | 1
1FK70812AF711RG2 | SIMOTICS S SYNCHRONMOTOR 1FK7-CT PN=2,7 KW; UZK=600V M0=12NM (100K); NN=3000RPM; NATURAL COOLING; FRAME SIZE IMB 5 (IM V1, IM V3) FLANGE 1 POWER CONNECTOR ROTATABLE ABSOLUTE ENCODER 20 BIT + 12 BIT MULTITURN WITH DRIVE-CLIQ INTERFACE (ENCODER AM20DQI) PLAIN SHAFT, TOLERANCE N; W/O HOLDING BRAKE PROTECTION CLASS IP65, FLANGE ON DRIVE END IP67; | 2462 | TEM | 1 | MC | 12.901 | 1
1FK70812AF711RH0 | SIMOTICS S SYNCHRONMOTOR 1FK7-CT PN=2,7 KW; UZK=600V M0=12NM (100K); NN=3000RPM; NATURAL COOLING; FRAME SIZE IMB 5 (IM V1, IM V3) FLANGE 1 POWER CONNECTOR ROTATABLE ABSOLUTE ENCODER 20 BIT + 12 BIT MULTITURN WITH DRIVE-CLIQ INTERFACE (ENCODER AM20DQI) PLAIN SHAFT, TOLERANCE N; WITH HOLDING BRAKE PROTECTION CLASS IP64; | 2780 | TEM | 1 | MC | 13.2 | 1
1FK70812AF711RH1 | SIMOTICS S SYNCHRONMOTOR 1FK7-CT PN=2,7 KW; UZK=600V M0=12NM (100K); NN=3000RPM; NATURAL COOLING; FRAME SIZE IMB 5 (IM V1, IM V3) FLANGE 1 POWER CONNECTOR ROTATABLE ABSOLUTE ENCODER 20 BIT + 12 BIT MULTITURN WITH DRIVE-CLIQ INTERFACE (ENCODER AM20DQI) PLAIN SHAFT, TOLERANCE N; WITH HOLDING BRAKE PROTECTION CLASS IP65, | 2874 | TEM | 1 | MC | 13.2 | 1
1FK70812AF711RH2 | SIMOTICS S SYNCHRONMOTOR 1FK7-CT PN=2,7 KW; UZK=600V M0=12NM (100K); NN=3000RPM; NATURAL COOLING; FRAME SIZE IMB 5 (IM V1, IM V3) FLANGE 1 POWER CONNECTOR ROTATABLE ABSOLUTE ENCODER 20 BIT + 12 BIT MULTITURN WITH DRIVE-CLIQ INTERFACE (ENCODER AM20DQI) PLAIN SHAFT, TOLERANCE N; WITH HOLDING BRAKE PROTECTION CLASS IP65, FLANGE ON DRIVE END IP67; | 2874 | TEM | 1 | MC | 13.2 | 1
1FK70812AF711SA0 | SIMOTICS S SYNCHRONMOTOR 1FK7-CT PN=2,7 KW; UZK=600V M0=12NM (100K); NN=3000RPM; NATURAL COOLING; FRAME SIZE IMB 5 (IM V1, IM V3) FLANGE 1, WITH KTY TEMPERATURESENSOR POWER CONNECTOR ROTATABLE RESOLVER MULTI-POLE (RESOLVER P=4); SHAFT WITH FITTED KEY, TOLERANCE N; W/O HOLDING BRAKE PROTECTION CLASS IP64; | 1737 | TEM | 1 | MC | 12.902 | 1
1FK70812AF711SA1 | SIMOTICS S SYNCHRONMOTOR 1FK7-CT PN=2,7 KW; UZK=600V M0=12NM (100K); NN=3000RPM; NATURAL COOLING; FRAME SIZE IMB 5 (IM V1, IM V3) FLANGE 1, WITH KTY TEMPERATURESENSOR POWER CONNECTOR ROTATABLE RESOLVER MULTI-POLE (RESOLVER P=4); SHAFT WITH FITTED KEY, TOLERANCE N; W/O HOLDING BRAKE PROTECTION CLASS IP65, | 1831 | TEM | 1 | MC | 12.902 | 1
1FK70812AF711SA2 | SIMOTICS S SYNCHRONMOTOR 1FK7-CT PN=2,7 KW; UZK=600V M0=12NM (100K); NN=3000RPM; NATURAL COOLING; FRAME SIZE IMB 5 (IM V1, IM V3) FLANGE 1, WITH KTY TEMPERATURESENSOR POWER CONNECTOR ROTATABLE RESOLVER MULTI-POLE (RESOLVER P=4); SHAFT WITH FITTED KEY, TOLERANCE N; W/O HOLDING BRAKE PROTECTION CLASS IP65, FLANGE ON DRIVE END IP67; | 1831 | TEM | 1 | MC | 12.902 | 1
1FK70812AF711SB0 | SIMOTICS S SYNCHRONMOTOR 1FK7-CT PN=2,7 KW; UZK=600V M0=12NM (100K); NN=3000RPM; NATURAL COOLING; FRAME SIZE IMB 5 (IM V1, IM V3) FLANGE 1, WITH KTY TEMPERATURESENSOR POWER CONNECTOR ROTATABLE RESOLVER MULTI-POLE (RESOLVER P=4); SHAFT WITH FITTED KEY, TOLERANCE N; WITH HOLDING BRAKE PROTECTION CLASS IP64; | 2148 | TEM | 1 | MC | 13.201 | 1
1FK70812AF711SB1 | SIMOTICS S SYNCHRONMOTOR 1FK7-CT PN=2,7 KW; UZK=600V M0=12NM (100K); NN=3000RPM; NATURAL COOLING; FRAME SIZE IMB 5 (IM V1, IM V3) FLANGE 1, WITH KTY TEMPERATURESENSOR POWER CONNECTOR ROTATABLE RESOLVER MULTI-POLE (RESOLVER P=4); SHAFT WITH FITTED KEY, TOLERANCE N; WITH HOLDING BRAKE PROTECTION CLASS IP65, | 2242 | TEM | 1 | MC | 13.201 | 1
1FK70812AF711SB2 | SIMOTICS S SYNCHRONMOTOR 1FK7-CT PN=2,7 KW; UZK=600V M0=12NM (100K); NN=3000RPM; NATURAL COOLING; FRAME SIZE IMB 5 (IM V1, IM V3) FLANGE 1, WITH KTY TEMPERATURESENSOR POWER CONNECTOR ROTATABLE RESOLVER MULTI-POLE (RESOLVER P=4); SHAFT WITH FITTED KEY, TOLERANCE N; WITH HOLDING BRAKE PROTECTION CLASS IP65, FLANGE ON DRIVE END IP67; | 2242 | TEM | 1 | MC | 13.201 | 1
1FK70812AF711SG0 | SIMOTICS S SYNCHRONMOTOR 1FK7-CT PN=2,7 KW; UZK=600V M0=12NM (100K); NN=3000RPM; NATURAL COOLING; FRAME SIZE IMB 5 (IM V1, IM V3) FLANGE 1, WITH KTY TEMPERATURESENSOR POWER CONNECTOR ROTATABLE RESOLVER MULTI-POLE (RESOLVER P=4); PLAIN SHAFT, TOLERANCE N; W/O HOLDING BRAKE PROTECTION CLASS IP64; | 1651 | TEM | 1 | MC | 12.902 | 1
1FK70812AF711SG1 | SIMOTICS S SYNCHRONMOTOR 1FK7-CT PN=2,7 KW; UZK=600V M0=12NM (100K); NN=3000RPM; NATURAL COOLING; FRAME SIZE IMB 5 (IM V1, IM V3) FLANGE 1, WITH KTY TEMPERATURESENSOR POWER CONNECTOR ROTATABLE RESOLVER MULTI-POLE (RESOLVER P=4); PLAIN SHAFT, TOLERANCE N; W/O HOLDING BRAKE PROTECTION CLASS IP65, | 1744 | TEM | 1 | MC | 12.902 | 1
1FK70812AF711SG2 | SIMOTICS S SYNCHRONMOTOR 1FK7-CT PN=2,7 KW; UZK=600V M0=12NM (100K); NN=3000RPM; NATURAL COOLING; FRAME SIZE IMB 5 (IM V1, IM V3) FLANGE 1, WITH KTY TEMPERATURESENSOR POWER CONNECTOR ROTATABLE RESOLVER MULTI-POLE (RESOLVER P=4); PLAIN SHAFT, TOLERANCE N; W/O HOLDING BRAKE PROTECTION CLASS IP65, FLANGE ON DRIVE END IP67; | 1744 | TEM | 1 | MC | 12.902 | 1
1FK70812AF711SH0 | SIMOTICS S SYNCHRONMOTOR 1FK7-CT PN=2,7 KW; UZK=600V M0=12NM (100K); NN=3000RPM; NATURAL COOLING; FRAME SIZE IMB 5 (IM V1, IM V3) FLANGE 1, WITH KTY TEMPERATURESENSOR POWER CONNECTOR ROTATABLE RESOLVER MULTI-POLE (RESOLVER P=4); PLAIN SHAFT, TOLERANCE N; WITH HOLDING BRAKE PROTECTION CLASS IP64; | 2062 | TEM | 1 | MC | 13.201 | 1
1FK70812AF711SH1 | SIMOTICS S SYNCHRONMOTOR 1FK7-CT PN=2,7 KW; UZK=600V M0=12NM (100K); NN=3000RPM; NATURAL COOLING; FRAME SIZE IMB 5 (IM V1, IM V3) FLANGE 1, WITH KTY TEMPERATURESENSOR POWER CONNECTOR ROTATABLE RESOLVER MULTI-POLE (RESOLVER P=4); PLAIN SHAFT, TOLERANCE N; WITH HOLDING BRAKE PROTECTION CLASS IP65, | 2156 | TEM | 1 | MC | 13.201 | 1
1FK70812AF711SH2 | SIMOTICS S SYNCHRONMOTOR 1FK7-CT PN=2,7 KW; UZK=600V M0=12NM (100K); NN=3000RPM; NATURAL COOLING; FRAME SIZE IMB 5 (IM V1, IM V3) FLANGE 1, WITH KTY TEMPERATURESENSOR POWER CONNECTOR ROTATABLE RESOLVER MULTI-POLE (RESOLVER P=4); PLAIN SHAFT, TOLERANCE N; WITH HOLDING BRAKE PROTECTION CLASS IP65, FLANGE ON DRIVE END IP67; | 2156 | TEM | 1 | MC | 13.201 | 1
1FK70812AF711TA0 | SIMOTICS S SYNCHRONMOTOR 1FK7-CT PN=2,7 KW; UZK=600V M0=12NM (100K); NN=3000RPM; NATURAL COOLING; FRAME SIZE IMB 5 (IM V1, IM V3) FLANGE 1, WITH KTY TEMPERATURESENSOR POWER CONNECTOR ROTATABLE RESOLVER 2-POLE (RESOLVER P=1); SHAFT WITH FITTED KEY, TOLERANCE N; W/O HOLDING BRAKE PROTECTION CLASS IP64; | 1737 | TEM | 1 | MC | 12.902 | 1
1FK70812AF711TA1 | SIMOTICS S SYNCHRONMOTOR 1FK7-CT PN=2,7 KW; UZK=600V M0=12NM (100K); NN=3000RPM; NATURAL COOLING; FRAME SIZE IMB 5 (IM V1, IM V3) FLANGE 1, WITH KTY TEMPERATURESENSOR POWER CONNECTOR ROTATABLE RESOLVER 2-POLE (RESOLVER P=1); SHAFT WITH FITTED KEY, TOLERANCE N; W/O HOLDING BRAKE PROTECTION CLASS IP65, | 1831 | TEM | 1 | MC | 12.902 | 1
1FK70812AF711TA2 | SIMOTICS S SYNCHRONMOTOR 1FK7-CT PN=2,7 KW; UZK=600V M0=12NM (100K); NN=3000RPM; NATURAL COOLING; FRAME SIZE IMB 5 (IM V1, IM V3) FLANGE 1, WITH KTY TEMPERATURESENSOR POWER CONNECTOR ROTATABLE RESOLVER 2-POLE (RESOLVER P=1); SHAFT WITH FITTED KEY, TOLERANCE N; W/O HOLDING BRAKE PROTECTION CLASS IP65, FLANGE ON DRIVE END IP67; | 1831 | TEM | 1 | MC | 12.902 | 1
1FK70812AF711TB0 | SIMOTICS S SYNCHRONMOTOR 1FK7-CT PN=2,7 KW; UZK=600V M0=12NM (100K); NN=3000RPM; NATURAL COOLING; FRAME SIZE IMB 5 (IM V1, IM V3) FLANGE 1, WITH KTY TEMPERATURESENSOR POWER CONNECTOR ROTATABLE RESOLVER 2-POLE (RESOLVER P=1); SHAFT WITH FITTED KEY, TOLERANCE N; WITH HOLDING BRAKE PROTECTION CLASS IP64; | 2148 | TEM | 1 | MC | 13.201 | 1
1FK70812AF711TB1 | SIMOTICS S SYNCHRONMOTOR 1FK7-CT PN=2,7 KW; UZK=600V M0=12NM (100K); NN=3000RPM; NATURAL COOLING; FRAME SIZE IMB 5 (IM V1, IM V3) FLANGE 1, WITH KTY TEMPERATURESENSOR POWER CONNECTOR ROTATABLE RESOLVER 2-POLE (RESOLVER P=1); SHAFT WITH FITTED KEY, TOLERANCE N; WITH HOLDING BRAKE PROTECTION CLASS IP65, | 2242 | TEM | 1 | MC | 13.201 | 1
1FK70812AF711TB2 | SIMOTICS S SYNCHRONMOTOR 1FK7-CT PN=2,7 KW; UZK=600V M0=12NM (100K); NN=3000RPM; NATURAL COOLING; FRAME SIZE IMB 5 (IM V1, IM V3) FLANGE 1, WITH KTY TEMPERATURESENSOR POWER CONNECTOR ROTATABLE RESOLVER 2-POLE (RESOLVER P=1); SHAFT WITH FITTED KEY, TOLERANCE N; WITH HOLDING BRAKE PROTECTION CLASS IP65, FLANGE ON DRIVE END IP67; | 2242 | TEM | 1 | MC | 13.201 | 1
1FK70812AF711TG0 | SIMOTICS S SYNCHRONMOTOR 1FK7-CT PN=2,7 KW; UZK=600V M0=12NM (100K); NN=3000RPM; NATURAL COOLING; FRAME SIZE IMB 5 (IM V1, IM V3) FLANGE 1, WITH KTY TEMPERATURESENSOR POWER CONNECTOR ROTATABLE RESOLVER 2-POLE (RESOLVER P=1); PLAIN SHAFT, TOLERANCE N; W/O HOLDING BRAKE PROTECTION CLASS IP64; | 1651 | TEM | 1 | MC | 12.902 | 1
1FK70812AF711TG1 | SIMOTICS S SYNCHRONMOTOR 1FK7-CT PN=2,7 KW; UZK=600V M0=12NM (100K); NN=3000RPM; NATURAL COOLING; FRAME SIZE IMB 5 (IM V1, IM V3) FLANGE 1, WITH KTY TEMPERATURESENSOR POWER CONNECTOR ROTATABLE RESOLVER 2-POLE (RESOLVER P=1); PLAIN SHAFT, TOLERANCE N; W/O HOLDING BRAKE PROTECTION CLASS IP65, | 1744 | TEM | 1 | MC | 12.902 | 1
1FK70812AF711TG2 | SIMOTICS S SYNCHRONMOTOR 1FK7-CT PN=2,7 KW; UZK=600V M0=12NM (100K); NN=3000RPM; NATURAL COOLING; FRAME SIZE IMB 5 (IM V1, IM V3) FLANGE 1, WITH KTY TEMPERATURESENSOR POWER CONNECTOR ROTATABLE RESOLVER 2-POLE (RESOLVER P=1); PLAIN SHAFT, TOLERANCE N; W/O HOLDING BRAKE PROTECTION CLASS IP65, FLANGE ON DRIVE END IP67; | 1744 | TEM | 1 | MC | 12.902 | 1
1FK70812AF711TH0 | SIMOTICS S SYNCHRONMOTOR 1FK7-CT PN=2,7 KW; UZK=600V M0=12NM (100K); NN=3000RPM; NATURAL COOLING; FRAME SIZE IMB 5 (IM V1, IM V3) FLANGE 1, WITH KTY TEMPERATURESENSOR POWER CONNECTOR ROTATABLE RESOLVER 2-POLE (RESOLVER P=1); PLAIN SHAFT, TOLERANCE N; WITH HOLDING BRAKE PROTECTION CLASS IP64; | 2062 | TEM | 1 | MC | 13.201 | 1
1FK70812AF711TH1 | SIMOTICS S SYNCHRONMOTOR 1FK7-CT PN=2,7 KW; UZK=600V M0=12NM (100K); NN=3000RPM; NATURAL COOLING; FRAME SIZE IMB 5 (IM V1, IM V3) FLANGE 1, WITH KTY TEMPERATURESENSOR POWER CONNECTOR ROTATABLE RESOLVER 2-POLE (RESOLVER P=1); PLAIN SHAFT, TOLERANCE N; WITH HOLDING BRAKE PROTECTION CLASS IP65, | 2156 | TEM | 1 | MC | 13.201 | 1
1FK70812AF711TH2 | SIMOTICS S SYNCHRONMOTOR 1FK7-CT PN=2,7 KW; UZK=600V M0=12NM (100K); NN=3000RPM; NATURAL COOLING; FRAME SIZE IMB 5 (IM V1, IM V3) FLANGE 1, WITH KTY TEMPERATURESENSOR POWER CONNECTOR ROTATABLE RESOLVER 2-POLE (RESOLVER P=1); PLAIN SHAFT, TOLERANCE N; WITH HOLDING BRAKE PROTECTION CLASS IP65, FLANGE ON DRIVE END IP67; | 2156 | TEM | 1 | MC | 13.201 | 1
1FK70812AF711UA0 | SIMOTICS S SYNCHRONMOTOR 1FK7-CT PN=2,7 KW; UZK=600V M0=12NM (100K); NN=3000RPM; NATURAL COOLING; FRAME SIZE IMB 5 (IM V1, IM V3) FLANGE 1 POWER CONNECTOR ROTATABLE RESOLVER MULTI-POLE WITH DRIVE-CLIQ INTERFACE; SHAFT WITH FITTED KEY, TOLERANCE N; W/O HOLDING BRAKE PROTECTION CLASS IP64; | 1978 | TEM | 1 | MC | 12.902 | 1
1FK70812AF711UA1 | SIMOTICS S SYNCHRONMOTOR 1FK7-CT PN=2,7 KW; UZK=600V M0=12NM (100K); NN=3000RPM; NATURAL COOLING; FRAME SIZE IMB 5 (IM V1, IM V3) FLANGE 1 POWER CONNECTOR ROTATABLE RESOLVER MULTI-POLE WITH DRIVE-CLIQ INTERFACE; SHAFT WITH FITTED KEY, TOLERANCE N; W/O HOLDING BRAKE PROTECTION CLASS IP65, | 2072 | TEM | 1 | MC | 12.902 | 1
1FK70812AF711UA2 | SIMOTICS S SYNCHRONMOTOR 1FK7-CT PN=2,7 KW; UZK=600V M0=12NM (100K); NN=3000RPM; NATURAL COOLING; FRAME SIZE IMB 5 (IM V1, IM V3) FLANGE 1 POWER CONNECTOR ROTATABLE RESOLVER MULTI-POLE WITH DRIVE-CLIQ INTERFACE; SHAFT WITH FITTED KEY, TOLERANCE N; W/O HOLDING BRAKE PROTECTION CLASS IP65, FLANGE ON DRIVE END IP67; | 2072 | TEM | 1 | MC | 12.902 | 1
1FK70812AF711UB0 | SIMOTICS S SYNCHRONMOTOR 1FK7-CT PN=2,7 KW; UZK=600V M0=12NM (100K); NN=3000RPM; NATURAL COOLING; FRAME SIZE IMB 5 (IM V1, IM V3) FLANGE 1 POWER CONNECTOR ROTATABLE RESOLVER MULTI-POLE WITH DRIVE-CLIQ INTERFACE; SHAFT WITH FITTED KEY, TOLERANCE N; WITH HOLDING BRAKE PROTECTION CLASS IP64; | 2389 | TEM | 1 | MC | 13.201 | 1
1FK70812AF711UB1 | SIMOTICS S SYNCHRONMOTOR 1FK7-CT PN=2,7 KW; UZK=600V M0=12NM (100K); NN=3000RPM; NATURAL COOLING; FRAME SIZE IMB 5 (IM V1, IM V3) FLANGE 1 POWER CONNECTOR ROTATABLE RESOLVER MULTI-POLE WITH DRIVE-CLIQ INTERFACE; SHAFT WITH FITTED KEY, TOLERANCE N; WITH HOLDING BRAKE PROTECTION CLASS IP65, | 2483 | TEM | 1 | MC | 13.201 | 1
1FK70812AF711UB2 | SIMOTICS S SYNCHRONMOTOR 1FK7-CT PN=2,7 KW; UZK=600V M0=12NM (100K); NN=3000RPM; NATURAL COOLING; FRAME SIZE IMB 5 (IM V1, IM V3) FLANGE 1 POWER CONNECTOR ROTATABLE RESOLVER MULTI-POLE WITH DRIVE-CLIQ INTERFACE; SHAFT WITH FITTED KEY, TOLERANCE N; WITH HOLDING BRAKE PROTECTION CLASS IP65, FLANGE ON DRIVE END IP67; | 2483 | TEM | 1 | MC | 13.201 | 1
1FK70812AF711UG0 | SIMOTICS S SYNCHRONMOTOR 1FK7-CT PN=2,7 KW; UZK=600V M0=12NM (100K); NN=3000RPM; NATURAL COOLING; FRAME SIZE IMB 5 (IM V1, IM V3) FLANGE 1 POWER CONNECTOR ROTATABLE RESOLVER MULTI-POLE WITH DRIVE-CLIQ INTERFACE; PLAIN SHAFT, TOLERANCE N; W/O HOLDING BRAKE PROTECTION CLASS IP64; | 1892 | TEM | 1 | MC | 12.902 | 1
1FK70812AF711UG1 | SIMOTICS S SYNCHRONMOTOR 1FK7-CT PN=2,7 KW; UZK=600V M0=12NM (100K); NN=3000RPM; NATURAL COOLING; FRAME SIZE IMB 5 (IM V1, IM V3) FLANGE 1 POWER CONNECTOR ROTATABLE RESOLVER MULTI-POLE WITH DRIVE-CLIQ INTERFACE; PLAIN SHAFT, TOLERANCE N; W/O HOLDING BRAKE PROTECTION CLASS IP65, | 1985 | TEM | 1 | MC | 12.902 | 1
1FK70812AF711UG2 | SIMOTICS S SYNCHRONMOTOR 1FK7-CT PN=2,7 KW; UZK=600V M0=12NM (100K); NN=3000RPM; NATURAL COOLING; FRAME SIZE IMB 5 (IM V1, IM V3) FLANGE 1 POWER CONNECTOR ROTATABLE RESOLVER MULTI-POLE WITH DRIVE-CLIQ INTERFACE; PLAIN SHAFT, TOLERANCE N; W/O HOLDING BRAKE PROTECTION CLASS IP65, FLANGE ON DRIVE END IP67; | 1985 | TEM | 1 | MC | 12.902 | 1
1FK70812AF711UH0 | SIMOTICS S SYNCHRONMOTOR 1FK7-CT PN=2,7 KW; UZK=600V M0=12NM (100K); NN=3000RPM; NATURAL COOLING; FRAME SIZE IMB 5 (IM V1, IM V3) FLANGE 1 POWER CONNECTOR ROTATABLE RESOLVER MULTI-POLE WITH DRIVE-CLIQ INTERFACE; PLAIN SHAFT, TOLERANCE N; WITH HOLDING BRAKE PROTECTION CLASS IP64; | 2303 | TEM | 1 | MC | 13.201 | 1
1FK70812AF711UH1 | SIMOTICS S SYNCHRONMOTOR 1FK7-CT PN=2,7 KW; UZK=600V M0=12NM (100K); NN=3000RPM; NATURAL COOLING; FRAME SIZE IMB 5 (IM V1, IM V3) FLANGE 1 POWER CONNECTOR ROTATABLE RESOLVER MULTI-POLE WITH DRIVE-CLIQ INTERFACE; PLAIN SHAFT, TOLERANCE N; WITH HOLDING BRAKE PROTECTION CLASS IP65, | 2397 | TEM | 1 | MC | 13.201 | 1
1FK70812AF711UH2 | SIMOTICS S SYNCHRONMOTOR 1FK7-CT PN=2,7 KW; UZK=600V M0=12NM (100K); NN=3000RPM; NATURAL COOLING; FRAME SIZE IMB 5 (IM V1, IM V3) FLANGE 1 POWER CONNECTOR ROTATABLE RESOLVER MULTI-POLE WITH DRIVE-CLIQ INTERFACE; PLAIN SHAFT, TOLERANCE N; WITH HOLDING BRAKE PROTECTION CLASS IP65, FLANGE ON DRIVE END IP67; | 2397 | TEM | 1 | MC | 13.201 | 1
1FK70812AH711AA0 | SIMOTICS S SYNCHRONOUS MOTOR 1FK7-CT PN=1,8 KW; UZK=600V M0=12NM (100K); NN=4500RPM; NATURAL COOLING; FRAME SIZE IMB 5 (IM V1, IM V3) FLANGE 1, WITH KTY TEMPERATURESENSOR POWER CONNECTOR ROTATABLE INCREMENTAL ENCODER SIN/COS 1VPP;2048 S/R W. C-AND D-SPUR (ENCODER IC2048S/R) SHAFT WITH FITTED KEY, TOLERANCE N; W/O HOLDING BRAKE PROTECTION CLASS IP64; | 2323 | TEM | 1 | MC | 12.901 | 1
1FK70812AH711AA1 | SIMOTICS S SYNCHRONOUS MOTOR 1FK7-CT PN=1,8 KW; UZK=600V M0=12NM (100K); NN=4500RPM; NATURAL COOLING; FRAME SIZE IMB 5 (IM V1, IM V3) FLANGE 1, WITH KTY TEMPERATURESENSOR POWER CONNECTOR ROTATABLE INCREMENTAL ENCODER SIN/COS 1VPP;2048 S/R W. C-AND D-SPUR (ENCODER IC2048S/R) SHAFT WITH FITTED KEY, TOLERANCE N; W/O HOLDING BRAKE PROTECTION CLASS IP65, | 2417 | TEM | 1 | MC | 12.901 | 1
1FK70812AH711AA2 | SIMOTICS S SYNCHRONOUS MOTOR 1FK7-CT PN=1,8 KW; UZK=600V M0=12NM (100K); NN=4500RPM; NATURAL COOLING; FRAME SIZE IMB 5 (IM V1, IM V3) FLANGE 1, WITH KTY TEMPERATURESENSOR POWER CONNECTOR ROTATABLE INCREMENTAL ENCODER SIN/COS 1VPP;2048 S/R W. C-AND D-SPUR (ENCODER IC2048S/R) SHAFT WITH FITTED KEY, TOLERANCE N; W/O HOLDING BRAKE PROTECTION CLASS IP65, FLANGE ON DRIVE END IP67; | 2417 | TEM | 1 | MC | 12.901 | 1
1FK70812AH711AB0 | SIMOTICS S SYNCHRONOUS MOTOR 1FK7-CT PN=1,8 KW; UZK=600V M0=12NM (100K); NN=4500RPM; NATURAL COOLING; FRAME SIZE IMB 5 (IM V1, IM V3) FLANGE 1, WITH KTY TEMPERATURESENSOR POWER CONNECTOR ROTATABLE INCREMENTAL ENCODER SIN/COS 1VPP;2048 S/R W. C-AND D-SPUR (ENCODER IC2048S/R) SHAFT WITH FITTED KEY, TOLERANCE N; WITH HOLDING BRAKE PROTECTION CLASS IP64; | 2734 | TEM | 1 | MC | 13.2 | 1
1FK70812AH711AB1 | SIMOTICS S SYNCHRONOUS MOTOR 1FK7-CT PN=1,8 KW; UZK=600V M0=12NM (100K); NN=4500RPM; NATURAL COOLING; FRAME SIZE IMB 5 (IM V1, IM V3) FLANGE 1, WITH KTY TEMPERATURESENSOR POWER CONNECTOR ROTATABLE INCREMENTAL ENCODER SIN/COS 1VPP;2048 S/R W. C-AND D-SPUR (ENCODER IC2048S/R) SHAFT WITH FITTED KEY, TOLERANCE N; WITH HOLDING BRAKE PROTECTION CLASS IP65, | 2828 | TEM | 1 | MC | 13.2 | 1
1FK70812AH711AB2 | SIMOTICS S SYNCHRONOUS MOTOR 1FK7-CT PN=1,8 KW; UZK=600V M0=12NM (100K); NN=4500RPM; NATURAL COOLING; FRAME SIZE IMB 5 (IM V1, IM V3) FLANGE 1, WITH KTY TEMPERATURESENSOR POWER CONNECTOR ROTATABLE INCREMENTAL ENCODER SIN/COS 1VPP;2048 S/R W. C-AND D-SPUR (ENCODER IC2048S/R) SHAFT WITH FITTED KEY, TOLERANCE N; WITH HOLDING BRAKE PROTECTION CLASS IP65, FLANGE ON DRIVE END IP67; | 2828 | TEM | 1 | MC | 13.2 | 1
1FK70812AH711AG0 | SIMOTICS S SYNCHRONOUS MOTOR 1FK7-CT PN=1,8 KW; UZK=600V M0=12NM (100K); NN=4500RPM; NATURAL COOLING; FRAME SIZE IMB 5 (IM V1, IM V3) FLANGE 1, WITH KTY TEMPERATURESENSOR POWER CONNECTOR ROTATABLE INCREMENTAL ENCODER SIN/COS 1VPP;2048 S/R W. C-AND D-SPUR (ENCODER IC2048S/R) PLAIN SHAFT, TOLERANCE N; W/O HOLDING BRAKE PROTECTION CLASS IP64; | 2237 | TEM | 1 | MC | 12.901 | 1
1FK70812AH711AG1 | SIMOTICS S SYNCHRONOUS MOTOR 1FK7-CT PN=1,8 KW; UZK=600V M0=12NM (100K); NN=4500RPM; NATURAL COOLING; FRAME SIZE IMB 5 (IM V1, IM V3) FLANGE 1, WITH KTY TEMPERATURESENSOR POWER CONNECTOR ROTATABLE INCREMENTAL ENCODER SIN/COS 1VPP;2048 S/R W. C-AND D-SPUR (ENCODER IC2048S/R) PLAIN SHAFT, TOLERANCE N; W/O HOLDING BRAKE PROTECTION CLASS IP65, | 2330 | TEM | 1 | MC | 12.901 | 1
1FK70812AH711AG2 | SIMOTICS S SYNCHRONOUS MOTOR 1FK7-CT PN=1,8 KW; UZK=600V M0=12NM (100K); NN=4500RPM; NATURAL COOLING; FRAME SIZE IMB 5 (IM V1, IM V3) FLANGE 1, WITH KTY TEMPERATURESENSOR POWER CONNECTOR ROTATABLE INCREMENTAL ENCODER SIN/COS 1VPP;2048 S/R W. C-AND D-SPUR (ENCODER IC2048S/R) PLAIN SHAFT, TOLERANCE N; W/O HOLDING BRAKE PROTECTION CLASS IP65, FLANGE ON DRIVE END IP67; | 2330 | TEM | 1 | MC | 12.901 | 1
1FK70812AH711AH0 | SIMOTICS S SYNCHRONOUS MOTOR 1FK7-CT PN=1,8 KW; UZK=600V M0=12NM (100K); NN=4500RPM; NATURAL COOLING; FRAME SIZE IMB 5 (IM V1, IM V3) FLANGE 1, WITH KTY TEMPERATURESENSOR POWER CONNECTOR ROTATABLE INCREMENTAL ENCODER SIN/COS 1VPP;2048 S/R W. C-AND D-SPUR (ENCODER IC2048S/R) PLAIN SHAFT, TOLERANCE N; WITH HOLDING BRAKE PROTECTION CLASS IP64; | 2648 | TEM | 1 | MC | 13.2 | 1
1FK70812AH711AH1 | SIMOTICS S SYNCHRONOUS MOTOR 1FK7-CT PN=1,8 KW; UZK=600V M0=12NM (100K); NN=4500RPM; NATURAL COOLING; FRAME SIZE IMB 5 (IM V1, IM V3) FLANGE 1, WITH KTY TEMPERATURESENSOR POWER CONNECTOR ROTATABLE INCREMENTAL ENCODER SIN/COS 1VPP;2048 S/R W. C-AND D-SPUR (ENCODER IC2048S/R) PLAIN SHAFT, TOLERANCE N; WITH HOLDING BRAKE PROTECTION CLASS IP65, | 2742 | TEM | 1 | MC | 13.2 | 1
1FK70812AH711AH2 | SIMOTICS S SYNCHRONOUS MOTOR 1FK7-CT PN=1,8 KW; UZK=600V M0=12NM (100K); NN=4500RPM; NATURAL COOLING; FRAME SIZE IMB 5 (IM V1, IM V3) FLANGE 1, WITH KTY TEMPERATURESENSOR POWER CONNECTOR ROTATABLE INCREMENTAL ENCODER SIN/COS 1VPP;2048 S/R W. C-AND D-SPUR (ENCODER IC2048S/R) PLAIN SHAFT, TOLERANCE N; WITH HOLDING BRAKE PROTECTION CLASS IP65, FLANGE ON DRIVE END IP67; | 2742 | TEM | 1 | MC | 13.2 | 1
1FK70812AH711BA0 | SIMOTICS S SYNCHRONOUS MOTOR 1FK7-CT PN=1,8 KW; UZK=600V M0=12NM (100K); NN=4500RPM; NATURAL COOLING; FRAME SIZE IMB 5 (IM V1, IM V3) FLANGE 1 POWER CONNECTOR ROTATABLE ABSOLUTE ENCODER SINGLETURN 24 BIT WITH DRIVE CLIQ INTERFACE (ENCODER AS24DQI) SHAFT WITH FITTED KEY, TOLERANCE N; W/O HOLDING BRAKE PROTECTION CLASS IP64; | 2564 | TEM | 1 | MC | 12.901 | 1
1FK70812AH711BA1 | SIMOTICS S SYNCHRONOUS MOTOR 1FK7-CT PN=1,8 KW; UZK=600V M0=12NM (100K); NN=4500RPM; NATURAL COOLING; FRAME SIZE IMB 5 (IM V1, IM V3) FLANGE 1 POWER CONNECTOR ROTATABLE ABSOLUTE ENCODER SINGLETURN 24 BIT WITH DRIVE CLIQ INTERFACE (ENCODER AS24DQI) SHAFT WITH FITTED KEY, TOLERANCE N; W/O HOLDING BRAKE PROTECTION CLASS IP65, | 2658 | TEM | 1 | MC | 12.901 | 1
1FK70812AH711BA2 | SIMOTICS S SYNCHRONOUS MOTOR 1FK7-CT PN=1,8 KW; UZK=600V M0=12NM (100K); NN=4500RPM; NATURAL COOLING; FRAME SIZE IMB 5 (IM V1, IM V3) FLANGE 1 POWER CONNECTOR ROTATABLE ABSOLUTE ENCODER SINGLETURN 24 BIT WITH DRIVE CLIQ INTERFACE (ENCODER AS24DQI) SHAFT WITH FITTED KEY, TOLERANCE N; W/O HOLDING BRAKE PROTECTION CLASS IP65, FLANGE ON DRIVE END IP67; | 2658 | TEM | 1 | MC | 12.901 | 1
1FK70812AH711BB0 | SIMOTICS S SYNCHRONOUS MOTOR 1FK7-CT PN=1,8 KW; UZK=600V M0=12NM (100K); NN=4500RPM; NATURAL COOLING; FRAME SIZE IMB 5 (IM V1, IM V3) FLANGE 1 POWER CONNECTOR ROTATABLE ABSOLUTE ENCODER SINGLETURN 24 BIT WITH DRIVE CLIQ INTERFACE (ENCODER AS24DQI) SHAFT WITH FITTED KEY, TOLERANCE N; WITH HOLDING BRAKE PROTECTION CLASS IP64; | 2975 | TEM | 1 | MC | 13.2 | 1
1FK70812AH711BB1 | SIMOTICS S SYNCHRONOUS MOTOR 1FK7-CT PN=1,8 KW; UZK=600V M0=12NM (100K); NN=4500RPM; NATURAL COOLING; FRAME SIZE IMB 5 (IM V1, IM V3) FLANGE 1 POWER CONNECTOR ROTATABLE ABSOLUTE ENCODER SINGLETURN 24 BIT WITH DRIVE CLIQ INTERFACE (ENCODER AS24DQI) SHAFT WITH FITTED KEY, TOLERANCE N; WITH HOLDING BRAKE PROTECTION CLASS IP65, | 3069 | TEM | 1 | MC | 13.2 | 1
1FK70812AH711BB2 | SIMOTICS S SYNCHRONOUS MOTOR 1FK7-CT PN=1,8 KW; UZK=600V M0=12NM (100K); NN=4500RPM; NATURAL COOLING; FRAME SIZE IMB 5 (IM V1, IM V3) FLANGE 1 POWER CONNECTOR ROTATABLE ABSOLUTE ENCODER SINGLETURN 24 BIT WITH DRIVE CLIQ INTERFACE (ENCODER AS24DQI) SHAFT WITH FITTED KEY, TOLERANCE N; WITH HOLDING BRAKE PROTECTION CLASS IP65, FLANGE ON DRIVE END IP67; | 3069 | TEM | 1 | MC | 13.2 | 1
1FK70812AH711BG0 | SIMOTICS S SYNCHRONOUS MOTOR 1FK7-CT PN=1,8 KW; UZK=600V M0=12NM (100K); NN=4500RPM; NATURAL COOLING; FRAME SIZE IMB 5 (IM V1, IM V3) FLANGE 1 POWER CONNECTOR ROTATABLE ABSOLUTE ENCODER SINGLETURN 24 BIT WITH DRIVE CLIQ INTERFACE (ENCODER AS24DQI) PLAIN SHAFT, TOLERANCE N; W/O HOLDING BRAKE PROTECTION CLASS IP64; | 2478 | TEM | 1 | MC | 12.901 | 1
1FK70812AH711BG1 | SIMOTICS S SYNCHRONOUS MOTOR 1FK7-CT PN=1,8 KW; UZK=600V M0=12NM (100K); NN=4500RPM; NATURAL COOLING; FRAME SIZE IMB 5 (IM V1, IM V3) FLANGE 1 POWER CONNECTOR ROTATABLE ABSOLUTE ENCODER SINGLETURN 24 BIT WITH DRIVE CLIQ INTERFACE (ENCODER AS24DQI) PLAIN SHAFT, TOLERANCE N; W/O HOLDING BRAKE PROTECTION CLASS IP65, | 2571 | TEM | 1 | MC | 12.901 | 1
1FK70812AH711BG2 | SIMOTICS S SYNCHRONOUS MOTOR 1FK7-CT PN=1,8 KW; UZK=600V M0=12NM (100K); NN=4500RPM; NATURAL COOLING; FRAME SIZE IMB 5 (IM V1, IM V3) FLANGE 1 POWER CONNECTOR ROTATABLE ABSOLUTE ENCODER SINGLETURN 24 BIT WITH DRIVE CLIQ INTERFACE (ENCODER AS24DQI) PLAIN SHAFT, TOLERANCE N; W/O HOLDING BRAKE PROTECTION CLASS IP65, FLANGE ON DRIVE END IP67; | 2571 | TEM | 1 | MC | 12.901 | 1
1FK70812AH711BH0 | SIMOTICS S SYNCHRONOUS MOTOR 1FK7-CT PN=1,8 KW; UZK=600V M0=12NM (100K); NN=4500RPM; NATURAL COOLING; FRAME SIZE IMB 5 (IM V1, IM V3) FLANGE 1 POWER CONNECTOR ROTATABLE ABSOLUTE ENCODER SINGLETURN 24 BIT WITH DRIVE CLIQ INTERFACE (ENCODER AS24DQI) PLAIN SHAFT, TOLERANCE N; WITH HOLDING BRAKE PROTECTION CLASS IP64; | 2889 | TEM | 1 | MC | 13.2 | 1
1FK70812AH711BH1 | SIMOTICS S SYNCHRONOUS MOTOR 1FK7-CT PN=1,8 KW; UZK=600V M0=12NM (100K); NN=4500RPM; NATURAL COOLING; FRAME SIZE IMB 5 (IM V1, IM V3) FLANGE 1 POWER CONNECTOR ROTATABLE ABSOLUTE ENCODER SINGLETURN 24 BIT WITH DRIVE CLIQ INTERFACE (ENCODER AS24DQI) PLAIN SHAFT, TOLERANCE N; WITH HOLDING BRAKE PROTECTION CLASS IP65, | 2983 | TEM | 1 | MC | 13.2 | 1
1FK70812AH711BH2 | SIMOTICS S SYNCHRONOUS MOTOR 1FK7-CT PN=1,8 KW; UZK=600V M0=12NM (100K); NN=4500RPM; NATURAL COOLING; FRAME SIZE IMB 5 (IM V1, IM V3) FLANGE 1 POWER CONNECTOR ROTATABLE ABSOLUTE ENCODER SINGLETURN 24 BIT WITH DRIVE CLIQ INTERFACE (ENCODER AS24DQI) PLAIN SHAFT, TOLERANCE N; WITH HOLDING BRAKE PROTECTION CLASS IP65, FLANGE ON DRIVE END IP67; | 2983 | TEM | 1 | MC | 13.2 | 1
1FK70812AH711CA0 | SIMOTICS S SYNCHRONOUS MOTOR 1FK7-CT PN=1,8 KW; UZK=600V M0=12NM (100K); NN=4500RPM; NATURAL COOLING; FRAME SIZE IMB 5 (IM V1, IM V3) FLANGE 1 POWER CONNECTOR ROTATABLE ABSOLUTE ENCODER 24 BIT + 12 BIT MULTITURN WITH DRIVE-CLIQ INTERFACE (ENCODER AM24DQI) SHAFT WITH FITTED KEY, TOLERANCE N; W/O HOLDING BRAKE PROTECTION CLASS IP64; | 2933 | TEM | 1 | MC | 12.901 | 1
1FK70812AH711CA1 | SIMOTICS S SYNCHRONOUS MOTOR 1FK7-CT PN=1,8 KW; UZK=600V M0=12NM (100K); NN=4500RPM; NATURAL COOLING; FRAME SIZE IMB 5 (IM V1, IM V3) FLANGE 1 POWER CONNECTOR ROTATABLE ABSOLUTE ENCODER 24 BIT + 12 BIT MULTITURN WITH DRIVE-CLIQ INTERFACE (ENCODER AM24DQI) SHAFT WITH FITTED KEY, TOLERANCE N; W/O HOLDING BRAKE PROTECTION CLASS IP65, | 3027 | TEM | 1 | MC | 12.901 | 1
1FK70812AH711CA2 | SIMOTICS S SYNCHRONOUS MOTOR 1FK7-CT PN=1,8 KW; UZK=600V M0=12NM (100K); NN=4500RPM; NATURAL COOLING; FRAME SIZE IMB 5 (IM V1, IM V3) FLANGE 1 POWER CONNECTOR ROTATABLE ABSOLUTE ENCODER 24 BIT + 12 BIT MULTITURN WITH DRIVE-CLIQ INTERFACE (ENCODER AM24DQI) SHAFT WITH FITTED KEY, TOLERANCE N; W/O HOLDING BRAKE PROTECTION CLASS IP65, FLANGE ON DRIVE END IP67; | 3027 | TEM | 1 | MC | 12.901 | 1
1FK70812AH711CB0 | SIMOTICS S SYNCHRONOUS MOTOR 1FK7-CT PN=1,8 KW; UZK=600V M0=12NM (100K); NN=4500RPM; NATURAL COOLING; FRAME SIZE IMB 5 (IM V1, IM V3) FLANGE 1 POWER CONNECTOR ROTATABLE ABSOLUTE ENCODER 24 BIT + 12 BIT MULTITURN WITH DRIVE-CLIQ INTERFACE (ENCODER AM24DQI) SHAFT WITH FITTED KEY, TOLERANCE N; WITH HOLDING BRAKE PROTECTION CLASS IP64; | 3345 | TEM | 1 | MC | 13.2 | 1
1FK70812AH711CB1 | SIMOTICS S SYNCHRONOUS MOTOR 1FK7-CT PN=1,8 KW; UZK=600V M0=12NM (100K); NN=4500RPM; NATURAL COOLING; FRAME SIZE IMB 5 (IM V1, IM V3) FLANGE 1 POWER CONNECTOR ROTATABLE ABSOLUTE ENCODER 24 BIT + 12 BIT MULTITURN WITH DRIVE-CLIQ INTERFACE (ENCODER AM24DQI) SHAFT WITH FITTED KEY, TOLERANCE N; WITH HOLDING BRAKE PROTECTION CLASS IP65, | 3438 | TEM | 1 | MC | 13.2 | 1
1FK70812AH711CB2 | SIMOTICS S SYNCHRONOUS MOTOR 1FK7-CT PN=1,8 KW; UZK=600V M0=12NM (100K); NN=4500RPM; NATURAL COOLING; FRAME SIZE IMB 5 (IM V1, IM V3) FLANGE 1 POWER CONNECTOR ROTATABLE ABSOLUTE ENCODER 24 BIT + 12 BIT MULTITURN WITH DRIVE-CLIQ INTERFACE (ENCODER AM24DQI) SHAFT WITH FITTED KEY, TOLERANCE N; WITH HOLDING BRAKE PROTECTION CLASS IP65, FLANGE ON DRIVE END IP67; | 3438 | TEM | 1 | MC | 13.2 | 1
1FK70812AH711CG0 | SIMOTICS S SYNCHRONOUS MOTOR 1FK7-CT PN=1,8 KW; UZK=600V M0=12NM (100K); NN=4500RPM; NATURAL COOLING; FRAME SIZE IMB 5 (IM V1, IM V3) FLANGE 1 POWER CONNECTOR ROTATABLE ABSOLUTE ENCODER 24 BIT + 12 BIT MULTITURN WITH DRIVE-CLIQ INTERFACE (ENCODER AM24DQI) PLAIN SHAFT, TOLERANCE N; W/O HOLDING BRAKE PROTECTION CLASS IP64; | 2847 | TEM | 1 | MC | 12.901 | 1
1FK70812AH711CG1 | SIMOTICS S SYNCHRONOUS MOTOR 1FK7-CT PN=1,8 KW; UZK=600V M0=12NM (100K); NN=4500RPM; NATURAL COOLING; FRAME SIZE IMB 5 (IM V1, IM V3) FLANGE 1 POWER CONNECTOR ROTATABLE ABSOLUTE ENCODER 24 BIT + 12 BIT MULTITURN WITH DRIVE-CLIQ INTERFACE (ENCODER AM24DQI) PLAIN SHAFT, TOLERANCE N; W/O HOLDING BRAKE PROTECTION CLASS IP65, | 2941 | TEM | 1 | MC | 12.901 | 1
1FK70812AH711CG2 | SIMOTICS S SYNCHRONOUS MOTOR 1FK7-CT PN=1,8 KW; UZK=600V M0=12NM (100K); NN=4500RPM; NATURAL COOLING; FRAME SIZE IMB 5 (IM V1, IM V3) FLANGE 1 POWER CONNECTOR ROTATABLE ABSOLUTE ENCODER 24 BIT + 12 BIT MULTITURN WITH DRIVE-CLIQ INTERFACE (ENCODER AM24DQI) PLAIN SHAFT, TOLERANCE N; W/O HOLDING BRAKE PROTECTION CLASS IP65, FLANGE ON DRIVE END IP67; | 2941 | TEM | 1 | MC | 12.901 | 1
1FK70812AH711CH0 | SIMOTICS S SYNCHRONOUS MOTOR 1FK7-CT PN=1,8 KW; UZK=600V M0=12NM (100K); NN=4500RPM; NATURAL COOLING; FRAME SIZE IMB 5 (IM V1, IM V3) FLANGE 1 POWER CONNECTOR ROTATABLE ABSOLUTE ENCODER 24 BIT + 12 BIT MULTITURN WITH DRIVE-CLIQ INTERFACE (ENCODER AM24DQI) PLAIN SHAFT, TOLERANCE N; WITH HOLDING BRAKE PROTECTION CLASS IP64; | 3258 | TEM | 1 | MC | 13.2 | 1
1FK70812AH711CH1 | SIMOTICS S SYNCHRONOUS MOTOR 1FK7-CT PN=1,8 KW; UZK=600V M0=12NM (100K); NN=4500RPM; NATURAL COOLING; FRAME SIZE IMB 5 (IM V1, IM V3) FLANGE 1 POWER CONNECTOR ROTATABLE ABSOLUTE ENCODER 24 BIT + 12 BIT MULTITURN WITH DRIVE-CLIQ INTERFACE (ENCODER AM24DQI) PLAIN SHAFT, TOLERANCE N; WITH HOLDING BRAKE PROTECTION CLASS IP65, | 3352 | TEM | 1 | MC | 13.2 | 1
1FK70812AH711CH2 | SIMOTICS S SYNCHRONOUS MOTOR 1FK7-CT PN=1,8 KW; UZK=600V M0=12NM (100K); NN=4500RPM; NATURAL COOLING; FRAME SIZE IMB 5 (IM V1, IM V3) FLANGE 1 POWER CONNECTOR ROTATABLE ABSOLUTE ENCODER 24 BIT + 12 BIT MULTITURN WITH DRIVE-CLIQ INTERFACE (ENCODER AM24DQI) PLAIN SHAFT, TOLERANCE N; WITH HOLDING BRAKE PROTECTION CLASS IP65, FLANGE ON DRIVE END IP67; | 3352 | TEM | 1 | MC | 13.2 | 1
1FK70812AH711DG0 | SIMOTICS S SYNCHRONOUS MOTOR 1FK7-CT PN=1,8 KW; UZK=600V M0=12NM (100K); NN=4500RPM; NATURAL COOLING; FRAME SIZE IMB 5 (IM V1, IM V3) FLANGE 1 POWER CONNECTOR ROTATABLE INCREMENTAL ENCODER 22 BIT WITH DRIVE-CLIQ INTERFACE (ENCODER IC22DQ) PLAIN SHAFT, TOLERANCE N; W/O HOLDING BRAKE PROTECTION CLASS IP64; | 2558 | TEM | 1 | MC | 12.902 | 1
1FK70812AH711DH0 | SIMOTICS S SYNCHRONOUS MOTOR 1FK7-CT PN=1,8 KW; UZK=600V M0=12NM (100K); NN=4500RPM; NATURAL COOLING; FRAME SIZE IMB 5 (IM V1, IM V3) FLANGE 1 POWER CONNECTOR ROTATABLE INCREMENTAL ENCODER 22 BIT WITH DRIVE-CLIQ INTERFACE (ENCODER IC22DQ) PLAIN SHAFT, TOLERANCE N; WITH HOLDING BRAKE PROTECTION CLASS IP64; | 2969 | TEM | 1 | MC | 13.201 | 1
1FK70812AH711EA0 | SIMOTICS S SYNCHRONOUS MOTOR 1FK7-CT PN=1,8 KW; UZK=600V M0=12NM (100K); NN=4500RPM; NATURAL COOLING; FRAME SIZE IMB 5 (IM V1, IM V3) FLANGE 1, WITH KTY TEMPERATURESENSOR POWER CONNECTOR ROTATABLE ABSOLUTE ENCODERR 2048 S/R + 4096 UMDREHUNGEN MULTITURN, WITH ENDAT-SCHNITTSTELLE (ENCODER AM2048S/R) SHAFT WITH FITTED KEY, TOLERANCE N; W/O HOLDING BRAKE PROTECTION CLASS IP64; | 2695 | TEM | 1 | MC | 12.901 | 1
1FK70812AH711EA1 | SIMOTICS S SYNCHRONOUS MOTOR 1FK7-CT PN=1,8 KW; UZK=600V M0=12NM (100K); NN=4500RPM; NATURAL COOLING; FRAME SIZE IMB 5 (IM V1, IM V3) FLANGE 1, WITH KTY TEMPERATURESENSOR POWER CONNECTOR ROTATABLE ABSOLUTE ENCODERR 2048 S/R + 4096 UMDREHUNGEN MULTITURN, WITH ENDAT-SCHNITTSTELLE (ENCODER AM2048S/R) SHAFT WITH FITTED KEY, TOLERANCE N; W/O HOLDING BRAKE PROTECTION CLASS IP65, | 2788 | TEM | 1 | MC | 12.901 | 1
1FK70812AH711EA2 | SIMOTICS S SYNCHRONOUS MOTOR 1FK7-CT PN=1,8 KW; UZK=600V M0=12NM (100K); NN=4500RPM; NATURAL COOLING; FRAME SIZE IMB 5 (IM V1, IM V3) FLANGE 1, WITH KTY TEMPERATURESENSOR POWER CONNECTOR ROTATABLE ABSOLUTE ENCODERR 2048 S/R + 4096 UMDREHUNGEN MULTITURN, WITH ENDAT-SCHNITTSTELLE (ENCODER AM2048S/R) SHAFT WITH FITTED KEY, TOLERANCE N; W/O HOLDING BRAKE PROTECTION CLASS IP65, FLANGE ON DRIVE END IP67; | 2788 | TEM | 1 | MC | 12.901 | 1
1FK70812AH711EB0 | SIMOTICS S SYNCHRONOUS MOTOR 1FK7-CT PN=1,8 KW; UZK=600V M0=12NM (100K); NN=4500RPM; NATURAL COOLING; FRAME SIZE IMB 5 (IM V1, IM V3) FLANGE 1, WITH KTY TEMPERATURESENSOR POWER CONNECTOR ROTATABLE ABSOLUTE ENCODERR 2048 S/R + 4096 UMDREHUNGEN MULTITURN, WITH ENDAT-SCHNITTSTELLE (ENCODER AM2048S/R) SHAFT WITH FITTED KEY, TOLERANCE N; WITH HOLDING BRAKE PROTECTION CLASS IP64; | 3106 | TEM | 1 | MC | 13.2 | 1
1FK70812AH711EB1 | SIMOTICS S SYNCHRONOUS MOTOR 1FK7-CT PN=1,8 KW; UZK=600V M0=12NM (100K); NN=4500RPM; NATURAL COOLING; FRAME SIZE IMB 5 (IM V1, IM V3) FLANGE 1, WITH KTY TEMPERATURESENSOR POWER CONNECTOR ROTATABLE ABSOLUTE ENCODERR 2048 S/R + 4096 UMDREHUNGEN MULTITURN, WITH ENDAT-SCHNITTSTELLE (ENCODER AM2048S/R) SHAFT WITH FITTED KEY, TOLERANCE N; WITH HOLDING BRAKE PROTECTION CLASS IP65, | 3199 | TEM | 1 | MC | 13.2 | 1
1FK70812AH711EB2 | SIMOTICS S SYNCHRONOUS MOTOR 1FK7-CT PN=1,8 KW; UZK=600V M0=12NM (100K); NN=4500RPM; NATURAL COOLING; FRAME SIZE IMB 5 (IM V1, IM V3) FLANGE 1, WITH KTY TEMPERATURESENSOR POWER CONNECTOR ROTATABLE ABSOLUTE ENCODERR 2048 S/R + 4096 UMDREHUNGEN MULTITURN, WITH ENDAT-SCHNITTSTELLE (ENCODER AM2048S/R) SHAFT WITH FITTED KEY, TOLERANCE N; WITH HOLDING BRAKE PROTECTION CLASS IP65, FLANGE ON DRIVE END IP67; | 3199 | TEM | 1 | MC | 13.2 | 1
1FK70812AH711EG0 | SIMOTICS S SYNCHRONOUS MOTOR 1FK7-CT PN=1,8 KW; UZK=600V M0=12NM (100K); NN=4500RPM; NATURAL COOLING; FRAME SIZE IMB 5 (IM V1, IM V3) FLANGE 1, WITH KTY TEMPERATURESENSOR POWER CONNECTOR ROTATABLE ABSOLUTE ENCODERR 2048 S/R + 4096 UMDREHUNGEN MULTITURN, WITH ENDAT-SCHNITTSTELLE (ENCODER AM2048S/R) PLAIN SHAFT, TOLERANCE N; W/O HOLDING BRAKE PROTECTION CLASS IP64; | 2608 | TEM | 1 | MC | 12.901 | 1
1FK70812AH711EG1 | SIMOTICS S SYNCHRONOUS MOTOR 1FK7-CT PN=1,8 KW; UZK=600V M0=12NM (100K); NN=4500RPM; NATURAL COOLING; FRAME SIZE IMB 5 (IM V1, IM V3) FLANGE 1, WITH KTY TEMPERATURESENSOR POWER CONNECTOR ROTATABLE ABSOLUTE ENCODERR 2048 S/R + 4096 UMDREHUNGEN MULTITURN, WITH ENDAT-SCHNITTSTELLE (ENCODER AM2048S/R) PLAIN SHAFT, TOLERANCE N; W/O HOLDING BRAKE PROTECTION CLASS IP65, | 2702 | TEM | 1 | MC | 12.901 | 1
1FK70812AH711EG2 | SIMOTICS S SYNCHRONOUS MOTOR 1FK7-CT PN=1,8 KW; UZK=600V M0=12NM (100K); NN=4500RPM; NATURAL COOLING; FRAME SIZE IMB 5 (IM V1, IM V3) FLANGE 1, WITH KTY TEMPERATURESENSOR POWER CONNECTOR ROTATABLE ABSOLUTE ENCODERR 2048 S/R + 4096 UMDREHUNGEN MULTITURN, WITH ENDAT-SCHNITTSTELLE (ENCODER AM2048S/R) PLAIN SHAFT, TOLERANCE N; W/O HOLDING BRAKE PROTECTION CLASS IP65, FLANGE ON DRIVE END IP67; | 2702 | TEM | 1 | MC | 12.901 | 1
1FK70812AH711EH0 | SIMOTICS S SYNCHRONOUS MOTOR 1FK7-CT PN=1,8 KW; UZK=600V M0=12NM (100K); NN=4500RPM; NATURAL COOLING; FRAME SIZE IMB 5 (IM V1, IM V3) FLANGE 1, WITH KTY TEMPERATURESENSOR POWER CONNECTOR ROTATABLE ABSOLUTE ENCODERR 2048 S/R + 4096 UMDREHUNGEN MULTITURN, WITH ENDAT-SCHNITTSTELLE (ENCODER AM2048S/R) PLAIN SHAFT, TOLERANCE N; WITH HOLDING BRAKE PROTECTION CLASS IP64; | 3020 | TEM | 1 | MC | 13.2 | 1
1FK70812AH711EH1 | SIMOTICS S SYNCHRONOUS MOTOR 1FK7-CT PN=1,8 KW; UZK=600V M0=12NM (100K); NN=4500RPM; NATURAL COOLING; FRAME SIZE IMB 5 (IM V1, IM V3) FLANGE 1, WITH KTY TEMPERATURESENSOR POWER CONNECTOR ROTATABLE ABSOLUTE ENCODERR 2048 S/R + 4096 UMDREHUNGEN MULTITURN, WITH ENDAT-SCHNITTSTELLE (ENCODER AM2048S/R) PLAIN SHAFT, TOLERANCE N; WITH HOLDING BRAKE PROTECTION CLASS IP65, | 3113 | TEM | 1 | MC | 13.2 | 1
1FK70812AH711EH2 | SIMOTICS S SYNCHRONOUS MOTOR 1FK7-CT PN=1,8 KW; UZK=600V M0=12NM (100K); NN=4500RPM; NATURAL COOLING; FRAME SIZE IMB 5 (IM V1, IM V3) FLANGE 1, WITH KTY TEMPERATURESENSOR POWER CONNECTOR ROTATABLE ABSOLUTE ENCODERR 2048 S/R + 4096 UMDREHUNGEN MULTITURN, WITH ENDAT-SCHNITTSTELLE (ENCODER AM2048S/R) PLAIN SHAFT, TOLERANCE N; WITH HOLDING BRAKE PROTECTION CLASS IP65, FLANGE ON DRIVE END IP67; | 3113 | TEM | 1 | MC | 13.2 | 1
1FK70812AH711PA0 | SIMOTICS S SYNCHRONOUS MOTOR 1FK7-CT PN=1,8 KW; UZK=600V M0=12NM (100K); NN=4500RPM; NATURAL COOLING; FRAME SIZE IMB 5 (IM V1, IM V3) FLANGE 1 POWER CONNECTOR ROTATABLE RESOLVER 2-POLE, WITH DRIVE CLIQ-INTERFACE SHAFT WITH FITTED KEY, TOLERANCE N; W/O HOLDING BRAKE PROTECTION CLASS IP64; | 1978 | TEM | 1 | MC | 13.001 | 1
1FK70812AH711PA1 | SIMOTICS S SYNCHRONOUS MOTOR 1FK7-CT PN=1,8 KW; UZK=600V M0=12NM (100K); NN=4500RPM; NATURAL COOLING; FRAME SIZE IMB 5 (IM V1, IM V3) FLANGE 1 POWER CONNECTOR ROTATABLE RESOLVER 2-POLE, WITH DRIVE CLIQ-INTERFACE SHAFT WITH FITTED KEY, TOLERANCE N; W/O HOLDING BRAKE PROTECTION CLASS IP65, | 2072 | TEM | 1 | MC | 13.001 | 1
1FK70812AH711PA2 | SIMOTICS S SYNCHRONOUS MOTOR 1FK7-CT PN=1,8 KW; UZK=600V M0=12NM (100K); NN=4500RPM; NATURAL COOLING; FRAME SIZE IMB 5 (IM V1, IM V3) FLANGE 1 POWER CONNECTOR ROTATABLE RESOLVER 2-POLE, WITH DRIVE CLIQ-INTERFACE SHAFT WITH FITTED KEY, TOLERANCE N; W/O HOLDING BRAKE PROTECTION CLASS IP65, FLANGE ON DRIVE END IP67; | 2072 | TEM | 1 | MC | 13.001 | 1
1FK70812AH711PB0 | SIMOTICS S SYNCHRONOUS MOTOR 1FK7-CT PN=1,8 KW; UZK=600V M0=12NM (100K); NN=4500RPM; NATURAL COOLING; FRAME SIZE IMB 5 (IM V1, IM V3) FLANGE 1 POWER CONNECTOR ROTATABLE RESOLVER 2-POLE, WITH DRIVE CLIQ-INTERFACE SHAFT WITH FITTED KEY, TOLERANCE N; WITH HOLDING BRAKE PROTECTION CLASS IP64; | 2389 | TEM | 1 | MC | 13.3 | 1
1FK70812AH711PB1 | SIMOTICS S SYNCHRONOUS MOTOR 1FK7-CT PN=1,8 KW; UZK=600V M0=12NM (100K); NN=4500RPM; NATURAL COOLING; FRAME SIZE IMB 5 (IM V1, IM V3) FLANGE 1 POWER CONNECTOR ROTATABLE RESOLVER 2-POLE, WITH DRIVE CLIQ-INTERFACE SHAFT WITH FITTED KEY, TOLERANCE N; WITH HOLDING BRAKE PROTECTION CLASS IP65, | 2483 | TEM | 1 | MC | 13.3 | 1
1FK70812AH711PB2 | SIMOTICS S SYNCHRONOUS MOTOR 1FK7-CT PN=1,8 KW; UZK=600V M0=12NM (100K); NN=4500RPM; NATURAL COOLING; FRAME SIZE IMB 5 (IM V1, IM V3) FLANGE 1 POWER CONNECTOR ROTATABLE RESOLVER 2-POLE, WITH DRIVE CLIQ-INTERFACE SHAFT WITH FITTED KEY, TOLERANCE N; WITH HOLDING BRAKE PROTECTION CLASS IP65, FLANGE ON DRIVE END IP67; | 2483 | TEM | 1 | MC | 13.3 | 1
1FK70812AH711PG0 | SIMOTICS S SYNCHRONOUS MOTOR 1FK7-CT PN=1,8 KW; UZK=600V M0=12NM (100K); NN=4500RPM; NATURAL COOLING; FRAME SIZE IMB 5 (IM V1, IM V3) FLANGE 1 POWER CONNECTOR ROTATABLE RESOLVER 2-POLE, WITH DRIVE CLIQ-INTERFACE PLAIN SHAFT, TOLERANCE N; W/O HOLDING BRAKE PROTECTION CLASS IP64; | 1892 | TEM | 1 | MC | 13.001 | 1
1FK70812AH711PG1 | SIMOTICS S SYNCHRONOUS MOTOR 1FK7-CT PN=1,8 KW; UZK=600V M0=12NM (100K); NN=4500RPM; NATURAL COOLING; FRAME SIZE IMB 5 (IM V1, IM V3) FLANGE 1 POWER CONNECTOR ROTATABLE RESOLVER 2-POLE, WITH DRIVE CLIQ-INTERFACE PLAIN SHAFT, TOLERANCE N; W/O HOLDING BRAKE PROTECTION CLASS IP65, | 1985 | TEM | 1 | MC | 13.001 | 1
1FK70812AH711PG2 | SIMOTICS S SYNCHRONOUS MOTOR 1FK7-CT PN=1,8 KW; UZK=600V M0=12NM (100K); NN=4500RPM; NATURAL COOLING; FRAME SIZE IMB 5 (IM V1, IM V3) FLANGE 1 POWER CONNECTOR ROTATABLE RESOLVER 2-POLE, WITH DRIVE CLIQ-INTERFACE PLAIN SHAFT, TOLERANCE N; W/O HOLDING BRAKE PROTECTION CLASS IP65, FLANGE ON DRIVE END IP67; | 1985 | TEM | 1 | MC | 13.001 | 1
1FK70812AH711PH0 | SIMOTICS S SYNCHRONOUS MOTOR 1FK7-CT PN=1,8 KW; UZK=600V M0=12NM (100K); NN=4500RPM; NATURAL COOLING; FRAME SIZE IMB 5 (IM V1, IM V3) FLANGE 1 POWER CONNECTOR ROTATABLE RESOLVER 2-POLE, WITH DRIVE CLIQ-INTERFACE PLAIN SHAFT, TOLERANCE N; WITH HOLDING BRAKE PROTECTION CLASS IP64; | 2303 | TEM | 1 | MC | 13.3 | 1
1FK70812AH711PH1 | SIMOTICS S SYNCHRONOUS MOTOR 1FK7-CT PN=1,8 KW; UZK=600V M0=12NM (100K); NN=4500RPM; NATURAL COOLING; FRAME SIZE IMB 5 (IM V1, IM V3) FLANGE 1 POWER CONNECTOR ROTATABLE RESOLVER 2-POLE, WITH DRIVE CLIQ-INTERFACE PLAIN SHAFT, TOLERANCE N; WITH HOLDING BRAKE PROTECTION CLASS IP65, | 2397 | TEM | 1 | MC | 13.3 | 1
1FK70812AH711PH2 | SIMOTICS S SYNCHRONOUS MOTOR 1FK7-CT PN=1,8 KW; UZK=600V M0=12NM (100K); NN=4500RPM; NATURAL COOLING; FRAME SIZE IMB 5 (IM V1, IM V3) FLANGE 1 POWER CONNECTOR ROTATABLE RESOLVER 2-POLE, WITH DRIVE CLIQ-INTERFACE PLAIN SHAFT, TOLERANCE N; WITH HOLDING BRAKE PROTECTION CLASS IP65, FLANGE ON DRIVE END IP67; | 2397 | TEM | 1 | MC | 13.3 | 1
1FK70812AH711QA0 | SIMOTICS S SYNCHRONOUS MOTOR 1FK7-CT PN=1,8 KW; UZK=600V M0=12NM (100K); NN=4500RPM; NATURAL COOLING; FRAME SIZE IMB 5 (IM V1, IM V3) FLANGE 1 POWER CONNECTOR ROTATABLE ABSOLUTE ENCODER SINGLETURN 20 BIT WITH DRIVE-CLIQ INTERFACE (ENCODER AS20DQI) SHAFT WITH FITTED KEY, TOLERANCE N; W/O HOLDING BRAKE PROTECTION CLASS IP64; | 2081 | TEM | 1 | MC | 12.901 | 1
1FK70812AH711QA1 | SIMOTICS S SYNCHRONOUS MOTOR 1FK7-CT PN=1,8 KW; UZK=600V M0=12NM (100K); NN=4500RPM; NATURAL COOLING; FRAME SIZE IMB 5 (IM V1, IM V3) FLANGE 1 POWER CONNECTOR ROTATABLE ABSOLUTE ENCODER SINGLETURN 20 BIT WITH DRIVE-CLIQ INTERFACE (ENCODER AS20DQI) SHAFT WITH FITTED KEY, TOLERANCE N; W/O HOLDING BRAKE PROTECTION CLASS IP65, | 2175 | TEM | 1 | MC | 12.901 | 1
1FK70812AH711QA2 | SIMOTICS S SYNCHRONOUS MOTOR 1FK7-CT PN=1,8 KW; UZK=600V M0=12NM (100K); NN=4500RPM; NATURAL COOLING; FRAME SIZE IMB 5 (IM V1, IM V3) FLANGE 1 POWER CONNECTOR ROTATABLE ABSOLUTE ENCODER SINGLETURN 20 BIT WITH DRIVE-CLIQ INTERFACE (ENCODER AS20DQI) SHAFT WITH FITTED KEY, TOLERANCE N; W/O HOLDING BRAKE PROTECTION CLASS IP65, FLANGE ON DRIVE END IP67; | 2175 | TEM | 1 | MC | 12.901 | 1
1FK70812AH711QB0 | SIMOTICS S SYNCHRONOUS MOTOR 1FK7-CT PN=1,8 KW; UZK=600V M0=12NM (100K); NN=4500RPM; NATURAL COOLING; FRAME SIZE IMB 5 (IM V1, IM V3) FLANGE 1 POWER CONNECTOR ROTATABLE ABSOLUTE ENCODER SINGLETURN 20 BIT WITH DRIVE-CLIQ INTERFACE (ENCODER AS20DQI) SHAFT WITH FITTED KEY, TOLERANCE N; WITH HOLDING BRAKE PROTECTION CLASS IP64; | 2492 | TEM | 1 | MC | 13.2 | 1
1FK70812AH711QB1 | SIMOTICS S SYNCHRONOUS MOTOR 1FK7-CT PN=1,8 KW; UZK=600V M0=12NM (100K); NN=4500RPM; NATURAL COOLING; FRAME SIZE IMB 5 (IM V1, IM V3) FLANGE 1 POWER CONNECTOR ROTATABLE ABSOLUTE ENCODER SINGLETURN 20 BIT WITH DRIVE-CLIQ INTERFACE (ENCODER AS20DQI) SHAFT WITH FITTED KEY, TOLERANCE N; WITH HOLDING BRAKE PROTECTION CLASS IP65, | 2586 | TEM | 1 | MC | 13.2 | 1
1FK70812AH711QB2 | SIMOTICS S SYNCHRONOUS MOTOR 1FK7-CT PN=1,8 KW; UZK=600V M0=12NM (100K); NN=4500RPM; NATURAL COOLING; FRAME SIZE IMB 5 (IM V1, IM V3) FLANGE 1 POWER CONNECTOR ROTATABLE ABSOLUTE ENCODER SINGLETURN 20 BIT WITH DRIVE-CLIQ INTERFACE (ENCODER AS20DQI) SHAFT WITH FITTED KEY, TOLERANCE N; WITH HOLDING BRAKE PROTECTION CLASS IP65, FLANGE ON DRIVE END IP67; | 2586 | TEM | 1 | MC | 13.2 | 1
1FK70812AH711QG0 | SIMOTICS S SYNCHRONOUS MOTOR 1FK7-CT PN=1,8 KW; UZK=600V M0=12NM (100K); NN=4500RPM; NATURAL COOLING; FRAME SIZE IMB 5 (IM V1, IM V3) FLANGE 1 POWER CONNECTOR ROTATABLE ABSOLUTE ENCODER SINGLETURN 20 BIT WITH DRIVE-CLIQ INTERFACE (ENCODER AS20DQI) PLAIN SHAFT, TOLERANCE N; W/O HOLDING BRAKE PROTECTION CLASS IP64; | 1995 | TEM | 1 | MC | 12.901 | 1
1FK70812AH711QG1 | SIMOTICS S SYNCHRONOUS MOTOR 1FK7-CT PN=1,8 KW; UZK=600V M0=12NM (100K); NN=4500RPM; NATURAL COOLING; FRAME SIZE IMB 5 (IM V1, IM V3) FLANGE 1 POWER CONNECTOR ROTATABLE ABSOLUTE ENCODER SINGLETURN 20 BIT WITH DRIVE-CLIQ INTERFACE (ENCODER AS20DQI) PLAIN SHAFT, TOLERANCE N; W/O HOLDING BRAKE PROTECTION CLASS IP65, | 2088 | TEM | 1 | MC | 12.901 | 1
1FK70812AH711QG2 | SIMOTICS S SYNCHRONOUS MOTOR 1FK7-CT PN=1,8 KW; UZK=600V M0=12NM (100K); NN=4500RPM; NATURAL COOLING; FRAME SIZE IMB 5 (IM V1, IM V3) FLANGE 1 POWER CONNECTOR ROTATABLE ABSOLUTE ENCODER SINGLETURN 20 BIT WITH DRIVE-CLIQ INTERFACE (ENCODER AS20DQI) PLAIN SHAFT, TOLERANCE N; W/O HOLDING BRAKE PROTECTION CLASS IP65, FLANGE ON DRIVE END IP67; | 2088 | TEM | 1 | MC | 12.901 | 1
1FK70812AH711QH0 | SIMOTICS S SYNCHRONOUS MOTOR 1FK7-CT PN=1,8 KW; UZK=600V M0=12NM (100K); NN=4500RPM; NATURAL COOLING; FRAME SIZE IMB 5 (IM V1, IM V3) FLANGE 1 POWER CONNECTOR ROTATABLE ABSOLUTE ENCODER SINGLETURN 20 BIT WITH DRIVE-CLIQ INTERFACE (ENCODER AS20DQI) PLAIN SHAFT, TOLERANCE N; WITH HOLDING BRAKE PROTECTION CLASS IP64; | 2406 | TEM | 1 | MC | 13.2 | 1
1FK70812AH711QH1 | SIMOTICS S SYNCHRONOUS MOTOR 1FK7-CT PN=1,8 KW; UZK=600V M0=12NM (100K); NN=4500RPM; NATURAL COOLING; FRAME SIZE IMB 5 (IM V1, IM V3) FLANGE 1 POWER CONNECTOR ROTATABLE ABSOLUTE ENCODER SINGLETURN 20 BIT WITH DRIVE-CLIQ INTERFACE (ENCODER AS20DQI) PLAIN SHAFT, TOLERANCE N; WITH HOLDING BRAKE PROTECTION CLASS IP65, | 2500 | TEM | 1 | MC | 13.2 | 1
1FK70812AH711QH2 | SIMOTICS S SYNCHRONOUS MOTOR 1FK7-CT PN=1,8 KW; UZK=600V M0=12NM (100K); NN=4500RPM; NATURAL COOLING; FRAME SIZE IMB 5 (IM V1, IM V3) FLANGE 1 POWER CONNECTOR ROTATABLE ABSOLUTE ENCODER SINGLETURN 20 BIT WITH DRIVE-CLIQ INTERFACE (ENCODER AS20DQI) PLAIN SHAFT, TOLERANCE N; WITH HOLDING BRAKE PROTECTION CLASS IP65, FLANGE ON DRIVE END IP67; | 2500 | TEM | 1 | MC | 13.2 | 1
1FK70812AH711RA0 | SIMOTICS S SYNCHRONOUS MOTOR 1FK7-CT PN=1,8 KW; UZK=600V M0=12NM (100K); NN=4500RPM; NATURAL COOLING; FRAME SIZE IMB 5 (IM V1, IM V3) FLANGE 1 POWER CONNECTOR ROTATABLE ABSOLUTE ENCODER 20 BIT + 12 BIT MULTITURN WITH DRIVE-CLIQ INTERFACE (ENCODER AM20DQI) SHAFT WITH FITTED KEY, TOLERANCE N; W/O HOLDING BRAKE PROTECTION CLASS IP64; | 2455 | TEM | 1 | MC | 12.901 | 1
1FK70812AH711RA1 | SIMOTICS S SYNCHRONOUS MOTOR 1FK7-CT PN=1,8 KW; UZK=600V M0=12NM (100K); NN=4500RPM; NATURAL COOLING; FRAME SIZE IMB 5 (IM V1, IM V3) FLANGE 1 POWER CONNECTOR ROTATABLE ABSOLUTE ENCODER 20 BIT + 12 BIT MULTITURN WITH DRIVE-CLIQ INTERFACE (ENCODER AM20DQI) SHAFT WITH FITTED KEY, TOLERANCE N; W/O HOLDING BRAKE PROTECTION CLASS IP65, | 2549 | TEM | 1 | MC | 12.901 | 1
1FK70812AH711RA2 | SIMOTICS S SYNCHRONOUS MOTOR 1FK7-CT PN=1,8 KW; UZK=600V M0=12NM (100K); NN=4500RPM; NATURAL COOLING; FRAME SIZE IMB 5 (IM V1, IM V3) FLANGE 1 POWER CONNECTOR ROTATABLE ABSOLUTE ENCODER 20 BIT + 12 BIT MULTITURN WITH DRIVE-CLIQ INTERFACE (ENCODER AM20DQI) SHAFT WITH FITTED KEY, TOLERANCE N; W/O HOLDING BRAKE PROTECTION CLASS IP65, FLANGE ON DRIVE END IP67; | 2549 | TEM | 1 | MC | 12.901 | 1
1FK70812AH711RB0 | SIMOTICS S SYNCHRONOUS MOTOR 1FK7-CT PN=1,8 KW; UZK=600V M0=12NM (100K); NN=4500RPM; NATURAL COOLING; FRAME SIZE IMB 5 (IM V1, IM V3) FLANGE 1 POWER CONNECTOR ROTATABLE ABSOLUTE ENCODER 20 BIT + 12 BIT MULTITURN WITH DRIVE-CLIQ INTERFACE (ENCODER AM20DQI) SHAFT WITH FITTED KEY, TOLERANCE N; WITH HOLDING BRAKE PROTECTION CLASS IP64; | 2867 | TEM | 1 | MC | 13.2 | 1
1FK70812AH711RB1 | SIMOTICS S SYNCHRONOUS MOTOR 1FK7-CT PN=1,8 KW; UZK=600V M0=12NM (100K); NN=4500RPM; NATURAL COOLING; FRAME SIZE IMB 5 (IM V1, IM V3) FLANGE 1 POWER CONNECTOR ROTATABLE ABSOLUTE ENCODER 20 BIT + 12 BIT MULTITURN WITH DRIVE-CLIQ INTERFACE (ENCODER AM20DQI) SHAFT WITH FITTED KEY, TOLERANCE N; WITH HOLDING BRAKE PROTECTION CLASS IP65, | 2960 | TEM | 1 | MC | 13.2 | 1
1FK70812AH711RB2 | SIMOTICS S SYNCHRONOUS MOTOR 1FK7-CT PN=1,8 KW; UZK=600V M0=12NM (100K); NN=4500RPM; NATURAL COOLING; FRAME SIZE IMB 5 (IM V1, IM V3) FLANGE 1 POWER CONNECTOR ROTATABLE ABSOLUTE ENCODER 20 BIT + 12 BIT MULTITURN WITH DRIVE-CLIQ INTERFACE (ENCODER AM20DQI) SHAFT WITH FITTED KEY, TOLERANCE N; WITH HOLDING BRAKE PROTECTION CLASS IP65, FLANGE ON DRIVE END IP67; | 2960 | TEM | 1 | MC | 13.2 | 1
1FK70812AH711RG0 | SIMOTICS S SYNCHRONOUS MOTOR 1FK7-CT PN=1,8 KW; UZK=600V M0=12NM (100K); NN=4500RPM; NATURAL COOLING; FRAME SIZE IMB 5 (IM V1, IM V3) FLANGE 1 POWER CONNECTOR ROTATABLE ABSOLUTE ENCODER 20 BIT + 12 BIT MULTITURN WITH DRIVE-CLIQ INTERFACE (ENCODER AM20DQI) PLAIN SHAFT, TOLERANCE N; W/O HOLDING BRAKE PROTECTION CLASS IP64; | 2369 | TEM | 1 | MC | 12.901 | 1
1FK70812AH711RG1 | SIMOTICS S SYNCHRONOUS MOTOR 1FK7-CT PN=1,8 KW; UZK=600V M0=12NM (100K); NN=4500RPM; NATURAL COOLING; FRAME SIZE IMB 5 (IM V1, IM V3) FLANGE 1 POWER CONNECTOR ROTATABLE ABSOLUTE ENCODER 20 BIT + 12 BIT MULTITURN WITH DRIVE-CLIQ INTERFACE (ENCODER AM20DQI) PLAIN SHAFT, TOLERANCE N; W/O HOLDING BRAKE PROTECTION CLASS IP65, | 2462 | TEM | 1 | MC | 12.901 | 1
1FK70812AH711RG2 | SIMOTICS S SYNCHRONOUS MOTOR 1FK7-CT PN=1,8 KW; UZK=600V M0=12NM (100K); NN=4500RPM; NATURAL COOLING; FRAME SIZE IMB 5 (IM V1, IM V3) FLANGE 1 POWER CONNECTOR ROTATABLE ABSOLUTE ENCODER 20 BIT + 12 BIT MULTITURN WITH DRIVE-CLIQ INTERFACE (ENCODER AM20DQI) PLAIN SHAFT, TOLERANCE N; W/O HOLDING BRAKE PROTECTION CLASS IP65, FLANGE ON DRIVE END IP67; | 2462 | TEM | 1 | MC | 12.901 | 1
1FK70812AH711RH0 | SIMOTICS S SYNCHRONOUS MOTOR 1FK7-CT PN=1,8 KW; UZK=600V M0=12NM (100K); NN=4500RPM; NATURAL COOLING; FRAME SIZE IMB 5 (IM V1, IM V3) FLANGE 1 POWER CONNECTOR ROTATABLE ABSOLUTE ENCODER 20 BIT + 12 BIT MULTITURN WITH DRIVE-CLIQ INTERFACE (ENCODER AM20DQI) PLAIN SHAFT, TOLERANCE N; WITH HOLDING BRAKE PROTECTION CLASS IP64; | 2780 | TEM | 1 | MC | 13.2 | 1
1FK70812AH711RH1 | SIMOTICS S SYNCHRONOUS MOTOR 1FK7-CT PN=1,8 KW; UZK=600V M0=12NM (100K); NN=4500RPM; NATURAL COOLING; FRAME SIZE IMB 5 (IM V1, IM V3) FLANGE 1 POWER CONNECTOR ROTATABLE ABSOLUTE ENCODER 20 BIT + 12 BIT MULTITURN WITH DRIVE-CLIQ INTERFACE (ENCODER AM20DQI) PLAIN SHAFT, TOLERANCE N; WITH HOLDING BRAKE PROTECTION CLASS IP65, | 2874 | TEM | 1 | MC | 13.2 | 1
1FK70812AH711RH2 | SIMOTICS S SYNCHRONOUS MOTOR 1FK7-CT PN=1,8 KW; UZK=600V M0=12NM (100K); NN=4500RPM; NATURAL COOLING; FRAME SIZE IMB 5 (IM V1, IM V3) FLANGE 1 POWER CONNECTOR ROTATABLE ABSOLUTE ENCODER 20 BIT + 12 BIT MULTITURN WITH DRIVE-CLIQ INTERFACE (ENCODER AM20DQI) PLAIN SHAFT, TOLERANCE N; WITH HOLDING BRAKE PROTECTION CLASS IP65, FLANGE ON DRIVE END IP67; | 2874 | TEM | 1 | MC | 13.2 | 1
1FK70812AH711SA0 | SIMOTICS S SYNCHRONOUS MOTOR 1FK7-CT PN=1,8 KW; UZK=600V M0=12NM (100K); NN=4500RPM; NATURAL COOLING; FRAME SIZE IMB 5 (IM V1, IM V3) FLANGE 1, WITH KTY TEMPERATURESENSOR POWER CONNECTOR ROTATABLE RESOLVER MULTI-POLE (RESOLVER P=4); SHAFT WITH FITTED KEY, TOLERANCE N; W/O HOLDING BRAKE PROTECTION CLASS IP64; | 1737 | TEM | 1 | MC | 12.902 | 1
1FK70812AH711SA1 | SIMOTICS S SYNCHRONOUS MOTOR 1FK7-CT PN=1,8 KW; UZK=600V M0=12NM (100K); NN=4500RPM; NATURAL COOLING; FRAME SIZE IMB 5 (IM V1, IM V3) FLANGE 1, WITH KTY TEMPERATURESENSOR POWER CONNECTOR ROTATABLE RESOLVER MULTI-POLE (RESOLVER P=4); SHAFT WITH FITTED KEY, TOLERANCE N; W/O HOLDING BRAKE PROTECTION CLASS IP65, | 1831 | TEM | 1 | MC | 12.902 | 1
1FK70812AH711SA2 | SIMOTICS S SYNCHRONOUS MOTOR 1FK7-CT PN=1,8 KW; UZK=600V M0=12NM (100K); NN=4500RPM; NATURAL COOLING; FRAME SIZE IMB 5 (IM V1, IM V3) FLANGE 1, WITH KTY TEMPERATURESENSOR POWER CONNECTOR ROTATABLE RESOLVER MULTI-POLE (RESOLVER P=4); SHAFT WITH FITTED KEY, TOLERANCE N; W/O HOLDING BRAKE PROTECTION CLASS IP65, FLANGE ON DRIVE END IP67; | 1831 | TEM | 1 | MC | 12.902 | 1
1FK70812AH711SB0 | SIMOTICS S SYNCHRONOUS MOTOR 1FK7-CT PN=1,8 KW; UZK=600V M0=12NM (100K); NN=4500RPM; NATURAL COOLING; FRAME SIZE IMB 5 (IM V1, IM V3) FLANGE 1, WITH KTY TEMPERATURESENSOR POWER CONNECTOR ROTATABLE RESOLVER MULTI-POLE (RESOLVER P=4); SHAFT WITH FITTED KEY, TOLERANCE N; WITH HOLDING BRAKE PROTECTION CLASS IP64; | 2148 | TEM | 1 | MC | 13.201 | 1
1FK70812AH711SB1 | SIMOTICS S SYNCHRONOUS MOTOR 1FK7-CT PN=1,8 KW; UZK=600V M0=12NM (100K); NN=4500RPM; NATURAL COOLING; FRAME SIZE IMB 5 (IM V1, IM V3) FLANGE 1, WITH KTY TEMPERATURESENSOR POWER CONNECTOR ROTATABLE RESOLVER MULTI-POLE (RESOLVER P=4); SHAFT WITH FITTED KEY, TOLERANCE N; WITH HOLDING BRAKE PROTECTION CLASS IP65, | 2242 | TEM | 1 | MC | 13.201 | 1
1FK70812AH711SB2 | SIMOTICS S SYNCHRONOUS MOTOR 1FK7-CT PN=1,8 KW; UZK=600V M0=12NM (100K); NN=4500RPM; NATURAL COOLING; FRAME SIZE IMB 5 (IM V1, IM V3) FLANGE 1, WITH KTY TEMPERATURESENSOR POWER CONNECTOR ROTATABLE RESOLVER MULTI-POLE (RESOLVER P=4); SHAFT WITH FITTED KEY, TOLERANCE N; WITH HOLDING BRAKE PROTECTION CLASS IP65, FLANGE ON DRIVE END IP67; | 2242 | TEM | 1 | MC | 13.201 | 1
1FK70812AH711SG0 | SIMOTICS S SYNCHRONOUS MOTOR 1FK7-CT PN=1,8 KW; UZK=600V M0=12NM (100K); NN=4500RPM; NATURAL COOLING; FRAME SIZE IMB 5 (IM V1, IM V3) FLANGE 1, WITH KTY TEMPERATURESENSOR POWER CONNECTOR ROTATABLE RESOLVER MULTI-POLE (RESOLVER P=4); PLAIN SHAFT, TOLERANCE N; W/O HOLDING BRAKE PROTECTION CLASS IP64; | 1651 | TEM | 1 | MC | 12.902 | 1
1FK70812AH711SG1 | SIMOTICS S SYNCHRONOUS MOTOR 1FK7-CT PN=1,8 KW; UZK=600V M0=12NM (100K); NN=4500RPM; NATURAL COOLING; FRAME SIZE IMB 5 (IM V1, IM V3) FLANGE 1, WITH KTY TEMPERATURESENSOR POWER CONNECTOR ROTATABLE RESOLVER MULTI-POLE (RESOLVER P=4); PLAIN SHAFT, TOLERANCE N; W/O HOLDING BRAKE PROTECTION CLASS IP65, | 1744 | TEM | 1 | MC | 12.902 | 1
1FK70812AH711SG2 | SIMOTICS S SYNCHRONOUS MOTOR 1FK7-CT PN=1,8 KW; UZK=600V M0=12NM (100K); NN=4500RPM; NATURAL COOLING; FRAME SIZE IMB 5 (IM V1, IM V3) FLANGE 1, WITH KTY TEMPERATURESENSOR POWER CONNECTOR ROTATABLE RESOLVER MULTI-POLE (RESOLVER P=4); PLAIN SHAFT, TOLERANCE N; W/O HOLDING BRAKE PROTECTION CLASS IP65, FLANGE ON DRIVE END IP67; | 1744 | TEM | 1 | MC | 12.902 | 1
1FK70812AH711SH0 | SIMOTICS S SYNCHRONOUS MOTOR 1FK7-CT PN=1,8 KW; UZK=600V M0=12NM (100K); NN=4500RPM; NATURAL COOLING; FRAME SIZE IMB 5 (IM V1, IM V3) FLANGE 1, WITH KTY TEMPERATURESENSOR POWER CONNECTOR ROTATABLE RESOLVER MULTI-POLE (RESOLVER P=4); PLAIN SHAFT, TOLERANCE N; WITH HOLDING BRAKE PROTECTION CLASS IP64; | 2062 | TEM | 1 | MC | 13.201 | 1
1FK70812AH711SH1 | SIMOTICS S SYNCHRONOUS MOTOR 1FK7-CT PN=1,8 KW; UZK=600V M0=12NM (100K); NN=4500RPM; NATURAL COOLING; FRAME SIZE IMB 5 (IM V1, IM V3) FLANGE 1, WITH KTY TEMPERATURESENSOR POWER CONNECTOR ROTATABLE RESOLVER MULTI-POLE (RESOLVER P=4); PLAIN SHAFT, TOLERANCE N; WITH HOLDING BRAKE PROTECTION CLASS IP65, | 2156 | TEM | 1 | MC | 13.201 | 1
1FK70812AH711SH2 | SIMOTICS S SYNCHRONOUS MOTOR 1FK7-CT PN=1,8 KW; UZK=600V M0=12NM (100K); NN=4500RPM; NATURAL COOLING; FRAME SIZE IMB 5 (IM V1, IM V3) FLANGE 1, WITH KTY TEMPERATURESENSOR POWER CONNECTOR ROTATABLE RESOLVER MULTI-POLE (RESOLVER P=4); PLAIN SHAFT, TOLERANCE N; WITH HOLDING BRAKE PROTECTION CLASS IP65, FLANGE ON DRIVE END IP67; | 2156 | TEM | 1 | MC | 13.201 | 1
1FK70812AH711TA0 | SIMOTICS S SYNCHRONOUS MOTOR 1FK7-CT PN=1,8 KW; UZK=600V M0=12NM (100K); NN=4500RPM; NATURAL COOLING; FRAME SIZE IMB 5 (IM V1, IM V3) FLANGE 1, WITH KTY TEMPERATURESENSOR POWER CONNECTOR ROTATABLE RESOLVER 2-POLE (RESOLVER P=1); SHAFT WITH FITTED KEY, TOLERANCE N; W/O HOLDING BRAKE PROTECTION CLASS IP64; | 1737 | TEM | 1 | MC | 12.902 | 1
1FK70812AH711TA1 | SIMOTICS S SYNCHRONOUS MOTOR 1FK7-CT PN=1,8 KW; UZK=600V M0=12NM (100K); NN=4500RPM; NATURAL COOLING; FRAME SIZE IMB 5 (IM V1, IM V3) FLANGE 1, WITH KTY TEMPERATURESENSOR POWER CONNECTOR ROTATABLE RESOLVER 2-POLE (RESOLVER P=1); SHAFT WITH FITTED KEY, TOLERANCE N; W/O HOLDING BRAKE PROTECTION CLASS IP65, | 1831 | TEM | 1 | MC | 12.902 | 1
1FK70812AH711TA2 | SIMOTICS S SYNCHRONOUS MOTOR 1FK7-CT PN=1,8 KW; UZK=600V M0=12NM (100K); NN=4500RPM; NATURAL COOLING; FRAME SIZE IMB 5 (IM V1, IM V3) FLANGE 1, WITH KTY TEMPERATURESENSOR POWER CONNECTOR ROTATABLE RESOLVER 2-POLE (RESOLVER P=1); SHAFT WITH FITTED KEY, TOLERANCE N; W/O HOLDING BRAKE PROTECTION CLASS IP65, FLANGE ON DRIVE END IP67; | 1831 | TEM | 1 | MC | 12.902 | 1
1FK70812AH711TB0 | SIMOTICS S SYNCHRONOUS MOTOR 1FK7-CT PN=1,8 KW; UZK=600V M0=12NM (100K); NN=4500RPM; NATURAL COOLING; FRAME SIZE IMB 5 (IM V1, IM V3) FLANGE 1, WITH KTY TEMPERATURESENSOR POWER CONNECTOR ROTATABLE RESOLVER 2-POLE (RESOLVER P=1); SHAFT WITH FITTED KEY, TOLERANCE N; WITH HOLDING BRAKE PROTECTION CLASS IP64; | 2148 | TEM | 1 | MC | 13.201 | 1
1FK70812AH711TB1 | SIMOTICS S SYNCHRONOUS MOTOR 1FK7-CT PN=1,8 KW; UZK=600V M0=12NM (100K); NN=4500RPM; NATURAL COOLING; FRAME SIZE IMB 5 (IM V1, IM V3) FLANGE 1, WITH KTY TEMPERATURESENSOR POWER CONNECTOR ROTATABLE RESOLVER 2-POLE (RESOLVER P=1); SHAFT WITH FITTED KEY, TOLERANCE N; WITH HOLDING BRAKE PROTECTION CLASS IP65, | 2242 | TEM | 1 | MC | 13.201 | 1
1FK70812AH711TB2 | SIMOTICS S SYNCHRONOUS MOTOR 1FK7-CT PN=1,8 KW; UZK=600V M0=12NM (100K); NN=4500RPM; NATURAL COOLING; FRAME SIZE IMB 5 (IM V1, IM V3) FLANGE 1, WITH KTY TEMPERATURESENSOR POWER CONNECTOR ROTATABLE RESOLVER 2-POLE (RESOLVER P=1); SHAFT WITH FITTED KEY, TOLERANCE N; WITH HOLDING BRAKE PROTECTION CLASS IP65, FLANGE ON DRIVE END IP67; | 2242 | TEM | 1 | MC | 13.201 | 1
1FK70812AH711TG0 | SIMOTICS S SYNCHRONOUS MOTOR 1FK7-CT PN=1,8 KW; UZK=600V M0=12NM (100K); NN=4500RPM; NATURAL COOLING; FRAME SIZE IMB 5 (IM V1, IM V3) FLANGE 1, WITH KTY TEMPERATURESENSOR POWER CONNECTOR ROTATABLE RESOLVER 2-POLE (RESOLVER P=1); PLAIN SHAFT, TOLERANCE N; W/O HOLDING BRAKE PROTECTION CLASS IP64; | 1651 | TEM | 1 | MC | 12.902 | 1
1FK70812AH711TG1 | SIMOTICS S SYNCHRONOUS MOTOR 1FK7-CT PN=1,8 KW; UZK=600V M0=12NM (100K); NN=4500RPM; NATURAL COOLING; FRAME SIZE IMB 5 (IM V1, IM V3) FLANGE 1, WITH KTY TEMPERATURESENSOR POWER CONNECTOR ROTATABLE RESOLVER 2-POLE (RESOLVER P=1); PLAIN SHAFT, TOLERANCE N; W/O HOLDING BRAKE PROTECTION CLASS IP65, | 1744 | TEM | 1 | MC | 12.902 | 1
1FK70812AH711TG2 | SIMOTICS S SYNCHRONOUS MOTOR 1FK7-CT PN=1,8 KW; UZK=600V M0=12NM (100K); NN=4500RPM; NATURAL COOLING; FRAME SIZE IMB 5 (IM V1, IM V3) FLANGE 1, WITH KTY TEMPERATURESENSOR POWER CONNECTOR ROTATABLE RESOLVER 2-POLE (RESOLVER P=1); PLAIN SHAFT, TOLERANCE N; W/O HOLDING BRAKE PROTECTION CLASS IP65, FLANGE ON DRIVE END IP67; | 1744 | TEM | 1 | MC | 12.902 | 1
1FK70812AH711TH0 | SIMOTICS S SYNCHRONOUS MOTOR 1FK7-CT PN=1,8 KW; UZK=600V M0=12NM (100K); NN=4500RPM; NATURAL COOLING; FRAME SIZE IMB 5 (IM V1, IM V3) FLANGE 1, WITH KTY TEMPERATURESENSOR POWER CONNECTOR ROTATABLE RESOLVER 2-POLE (RESOLVER P=1); PLAIN SHAFT, TOLERANCE N; WITH HOLDING BRAKE PROTECTION CLASS IP64; | 2062 | TEM | 1 | MC | 13.201 | 1
1FK70812AH711TH1 | SIMOTICS S SYNCHRONOUS MOTOR 1FK7-CT PN=1,8 KW; UZK=600V M0=12NM (100K); NN=4500RPM; NATURAL COOLING; FRAME SIZE IMB 5 (IM V1, IM V3) FLANGE 1, WITH KTY TEMPERATURESENSOR POWER CONNECTOR ROTATABLE RESOLVER 2-POLE (RESOLVER P=1); PLAIN SHAFT, TOLERANCE N; WITH HOLDING BRAKE PROTECTION CLASS IP65, | 2156 | TEM | 1 | MC | 13.201 | 1
1FK70812AH711TH2 | SIMOTICS S SYNCHRONOUS MOTOR 1FK7-CT PN=1,8 KW; UZK=600V M0=12NM (100K); NN=4500RPM; NATURAL COOLING; FRAME SIZE IMB 5 (IM V1, IM V3) FLANGE 1, WITH KTY TEMPERATURESENSOR POWER CONNECTOR ROTATABLE RESOLVER 2-POLE (RESOLVER P=1); PLAIN SHAFT, TOLERANCE N; WITH HOLDING BRAKE PROTECTION CLASS IP65, FLANGE ON DRIVE END IP67; | 2156 | TEM | 1 | MC | 13.201 | 1
1FK70812AH711UA0 | SIMOTICS S SYNCHRONOUS MOTOR 1FK7-CT PN=1,8 KW; UZK=600V M0=12NM (100K); NN=4500RPM; NATURAL COOLING; FRAME SIZE IMB 5 (IM V1, IM V3) FLANGE 1 POWER CONNECTOR ROTATABLE RESOLVER MULTI-POLE WITH DRIVE-CLIQ INTERFACE; SHAFT WITH FITTED KEY, TOLERANCE N; W/O HOLDING BRAKE PROTECTION CLASS IP64; | 1978 | TEM | 1 | MC | 12.902 | 1
1FK70812AH711UA1 | SIMOTICS S SYNCHRONOUS MOTOR 1FK7-CT PN=1,8 KW; UZK=600V M0=12NM (100K); NN=4500RPM; NATURAL COOLING; FRAME SIZE IMB 5 (IM V1, IM V3) FLANGE 1 POWER CONNECTOR ROTATABLE RESOLVER MULTI-POLE WITH DRIVE-CLIQ INTERFACE; SHAFT WITH FITTED KEY, TOLERANCE N; W/O HOLDING BRAKE PROTECTION CLASS IP65, | 2072 | TEM | 1 | MC | 12.902 | 1
1FK70812AH711UA2 | SIMOTICS S SYNCHRONOUS MOTOR 1FK7-CT PN=1,8 KW; UZK=600V M0=12NM (100K); NN=4500RPM; NATURAL COOLING; FRAME SIZE IMB 5 (IM V1, IM V3) FLANGE 1 POWER CONNECTOR ROTATABLE RESOLVER MULTI-POLE WITH DRIVE-CLIQ INTERFACE; SHAFT WITH FITTED KEY, TOLERANCE N; W/O HOLDING BRAKE PROTECTION CLASS IP65, FLANGE ON DRIVE END IP67; | 2072 | TEM | 1 | MC | 12.902 | 1
1FK70812AH711UB0 | SIMOTICS S SYNCHRONOUS MOTOR 1FK7-CT PN=1,8 KW; UZK=600V M0=12NM (100K); NN=4500RPM; NATURAL COOLING; FRAME SIZE IMB 5 (IM V1, IM V3) FLANGE 1 POWER CONNECTOR ROTATABLE RESOLVER MULTI-POLE WITH DRIVE-CLIQ INTERFACE; SHAFT WITH FITTED KEY, TOLERANCE N; WITH HOLDING BRAKE PROTECTION CLASS IP64; | 2389 | TEM | 1 | MC | 13.201 | 1
1FK70812AH711UB1 | SIMOTICS S SYNCHRONOUS MOTOR 1FK7-CT PN=1,8 KW; UZK=600V M0=12NM (100K); NN=4500RPM; NATURAL COOLING; FRAME SIZE IMB 5 (IM V1, IM V3) FLANGE 1 POWER CONNECTOR ROTATABLE RESOLVER MULTI-POLE WITH DRIVE-CLIQ INTERFACE; SHAFT WITH FITTED KEY, TOLERANCE N; WITH HOLDING BRAKE PROTECTION CLASS IP65, | 2483 | TEM | 1 | MC | 13.201 | 1
1FK70812AH711UB2 | SIMOTICS S SYNCHRONOUS MOTOR 1FK7-CT PN=1,8 KW; UZK=600V M0=12NM (100K); NN=4500RPM; NATURAL COOLING; FRAME SIZE IMB 5 (IM V1, IM V3) FLANGE 1 POWER CONNECTOR ROTATABLE RESOLVER MULTI-POLE WITH DRIVE-CLIQ INTERFACE; SHAFT WITH FITTED KEY, TOLERANCE N; WITH HOLDING BRAKE PROTECTION CLASS IP65, FLANGE ON DRIVE END IP67; | 2483 | TEM | 1 | MC | 13.201 | 1
1FK70812AH711UG0 | SIMOTICS S SYNCHRONOUS MOTOR 1FK7-CT PN=1,8 KW; UZK=600V M0=12NM (100K); NN=4500RPM; NATURAL COOLING; FRAME SIZE IMB 5 (IM V1, IM V3) FLANGE 1 POWER CONNECTOR ROTATABLE RESOLVER MULTI-POLE WITH DRIVE-CLIQ INTERFACE; PLAIN SHAFT, TOLERANCE N; W/O HOLDING BRAKE PROTECTION CLASS IP64; | 1892 | TEM | 1 | MC | 12.902 | 1
1FK70812AH711UG1 | SIMOTICS S SYNCHRONOUS MOTOR 1FK7-CT PN=1,8 KW; UZK=600V M0=12NM (100K); NN=4500RPM; NATURAL COOLING; FRAME SIZE IMB 5 (IM V1, IM V3) FLANGE 1 POWER CONNECTOR ROTATABLE RESOLVER MULTI-POLE WITH DRIVE-CLIQ INTERFACE; PLAIN SHAFT, TOLERANCE N; W/O HOLDING BRAKE PROTECTION CLASS IP65, | 1985 | TEM | 1 | MC | 12.902 | 1
1FK70812AH711UG2 | SIMOTICS S SYNCHRONOUS MOTOR 1FK7-CT PN=1,8 KW; UZK=600V M0=12NM (100K); NN=4500RPM; NATURAL COOLING; FRAME SIZE IMB 5 (IM V1, IM V3) FLANGE 1 POWER CONNECTOR ROTATABLE RESOLVER MULTI-POLE WITH DRIVE-CLIQ INTERFACE; PLAIN SHAFT, TOLERANCE N; W/O HOLDING BRAKE PROTECTION CLASS IP65, FLANGE ON DRIVE END IP67; | 1985 | TEM | 1 | MC | 12.902 | 1
1FK70812AH711UH0 | SIMOTICS S SYNCHRONOUS MOTOR 1FK7-CT PN=1,8 KW; UZK=600V M0=12NM (100K); NN=4500RPM; NATURAL COOLING; FRAME SIZE IMB 5 (IM V1, IM V3) FLANGE 1 POWER CONNECTOR ROTATABLE RESOLVER MULTI-POLE WITH DRIVE-CLIQ INTERFACE; PLAIN SHAFT, TOLERANCE N; WITH HOLDING BRAKE PROTECTION CLASS IP64; | 2303 | TEM | 1 | MC | 13.201 | 1
1FK70812AH711UH1 | SIMOTICS S SYNCHRONOUS MOTOR 1FK7-CT PN=1,8 KW; UZK=600V M0=12NM (100K); NN=4500RPM; NATURAL COOLING; FRAME SIZE IMB 5 (IM V1, IM V3) FLANGE 1 POWER CONNECTOR ROTATABLE RESOLVER MULTI-POLE WITH DRIVE-CLIQ INTERFACE; PLAIN SHAFT, TOLERANCE N; WITH HOLDING BRAKE PROTECTION CLASS IP65, | 2397 | TEM | 1 | MC | 13.201 | 1
1FK70812AH711UH2 | SIMOTICS S SYNCHRONOUS MOTOR 1FK7-CT PN=1,8 KW; UZK=600V M0=12NM (100K); NN=4500RPM; NATURAL COOLING; FRAME SIZE IMB 5 (IM V1, IM V3) FLANGE 1 POWER CONNECTOR ROTATABLE RESOLVER MULTI-POLE WITH DRIVE-CLIQ INTERFACE; PLAIN SHAFT, TOLERANCE N; WITH HOLDING BRAKE PROTECTION CLASS IP65, FLANGE ON DRIVE END IP67; | 2397 | TEM | 1 | MC | 13.201 | 1
1FK70813BF711AA0 | SIMOTICS S SYNCHRONOUS MOTOR 1FK7-HI; PN=2,7 KW; UZK=600V M0=12NM (100K); NN=3000RPM; NATURAL COOLING; FRAME SIZE IMB 5 (IM V1, IM V3) FLANGE 1, WITH KTY TEMPERATURESENSOR POWER CONNECTOR ROTATABLE INCREMENTAL ENCODER SIN/COS 1VP 2048 S/R WITH C- AND D-SPUR (ENCODER IC2048S/R) SHAFT WITH FITTED KEY, TOLERANCE N; W/O HOLDING BRAKE PROTECTION CLASS IP64; | 2323 | TEM | 1 | MC | 15.201 | 1
1FK70813BF711AA1 | SIMOTICS S SYNCHRONOUS MOTOR 1FK7-HI; PN=2,7 KW; UZK=600V M0=12NM (100K); NN=3000RPM; NATURAL COOLING; FRAME SIZE IMB 5 (IM V1, IM V3) FLANGE 1, WITH KTY TEMPERATURESENSOR POWER CONNECTOR ROTATABLE INCREMENTAL ENCODER SIN/COS 1VP 2048 S/R WITH C- AND D-SPUR (ENCODER IC2048S/R) SHAFT WITH FITTED KEY, TOLERANCE N; W/O HOLDING BRAKE PROTECTION CLASS IP65, | 2417 | TEM | 1 | MC | 15.201 | 1
1FK70813BF711AA2 | SIMOTICS S SYNCHRONOUS MOTOR 1FK7-HI; PN=2,7 KW; UZK=600V M0=12NM (100K); NN=3000RPM; NATURAL COOLING; FRAME SIZE IMB 5 (IM V1, IM V3) FLANGE 1, WITH KTY TEMPERATURESENSOR POWER CONNECTOR ROTATABLE INCREMENTAL ENCODER SIN/COS 1VP 2048 S/R WITH C- AND D-SPUR (ENCODER IC2048S/R) SHAFT WITH FITTED KEY, TOLERANCE N; W/O HOLDING BRAKE PROTECTION CLASS IP65, FLANGE ON DRIVE END IP67; | 2417 | TEM | 1 | MC | 15.201 | 1
1FK70813BF711AB0 | SIMOTICS S SYNCHRONOUS MOTOR 1FK7-HI; PN=2,7 KW; UZK=600V M0=12NM (100K); NN=3000RPM; NATURAL COOLING; FRAME SIZE IMB 5 (IM V1, IM V3) FLANGE 1, WITH KTY TEMPERATURESENSOR POWER CONNECTOR ROTATABLE INCREMENTAL ENCODER SIN/COS 1VP 2048 S/R WITH C- AND D-SPUR (ENCODER IC2048S/R) SHAFT WITH FITTED KEY, TOLERANCE N; WITH HOLDING BRAKE PROTECTION CLASS IP64; | 2734 | TEM | 1 | MC | 15.5 | 1
1FK70813BF711AB1 | SIMOTICS S SYNCHRONOUS MOTOR 1FK7-HI; PN=2,7 KW; UZK=600V M0=12NM (100K); NN=3000RPM; NATURAL COOLING; FRAME SIZE IMB 5 (IM V1, IM V3) FLANGE 1, WITH KTY TEMPERATURESENSOR POWER CONNECTOR ROTATABLE INCREMENTAL ENCODER SIN/COS 1VP 2048 S/R WITH C- AND D-SPUR (ENCODER IC2048S/R) SHAFT WITH FITTED KEY, TOLERANCE N; WITH HOLDING BRAKE PROTECTION CLASS IP65, | 2828 | TEM | 1 | MC | 15.5 | 1
1FK70813BF711AB2 | SIMOTICS S SYNCHRONOUS MOTOR 1FK7-HI; PN=2,7 KW; UZK=600V M0=12NM (100K); NN=3000RPM; NATURAL COOLING; FRAME SIZE IMB 5 (IM V1, IM V3) FLANGE 1, WITH KTY TEMPERATURESENSOR POWER CONNECTOR ROTATABLE INCREMENTAL ENCODER SIN/COS 1VP 2048 S/R WITH C- AND D-SPUR (ENCODER IC2048S/R) SHAFT WITH FITTED KEY, TOLERANCE N; WITH HOLDING BRAKE PROTECTION CLASS IP65, FLANGE ON DRIVE END IP67; | 2828 | TEM | 1 | MC | 15.5 | 1
1FK70813BF711AG0 | SIMOTICS S SYNCHRONOUS MOTOR 1FK7-HI; PN=2,7 KW; UZK=600V M0=12NM (100K); NN=3000RPM; NATURAL COOLING; FRAME SIZE IMB 5 (IM V1, IM V3) FLANGE 1, WITH KTY TEMPERATURESENSOR POWER CONNECTOR ROTATABLE INCREMENTAL ENCODER SIN/COS 1VP 2048 S/R WITH C- AND D-SPUR (ENCODER IC2048S/R) PLAIN SHAFT, TOLERANCE N; W/O HOLDING BRAKE PROTECTION CLASS IP64; | 2237 | TEM | 1 | MC | 15.201 | 1
1FK70813BF711AG1 | SIMOTICS S SYNCHRONOUS MOTOR 1FK7-HI; PN=2,7 KW; UZK=600V M0=12NM (100K); NN=3000RPM; NATURAL COOLING; FRAME SIZE IMB 5 (IM V1, IM V3) FLANGE 1, WITH KTY TEMPERATURESENSOR POWER CONNECTOR ROTATABLE INCREMENTAL ENCODER SIN/COS 1VP 2048 S/R WITH C- AND D-SPUR (ENCODER IC2048S/R) PLAIN SHAFT, TOLERANCE N; W/O HOLDING BRAKE PROTECTION CLASS IP65, | 2330 | TEM | 1 | MC | 15.201 | 1
1FK70813BF711AG2 | SIMOTICS S SYNCHRONOUS MOTOR 1FK7-HI; PN=2,7 KW; UZK=600V M0=12NM (100K); NN=3000RPM; NATURAL COOLING; FRAME SIZE IMB 5 (IM V1, IM V3) FLANGE 1, WITH KTY TEMPERATURESENSOR POWER CONNECTOR ROTATABLE INCREMENTAL ENCODER SIN/COS 1VP 2048 S/R WITH C- AND D-SPUR (ENCODER IC2048S/R) PLAIN SHAFT, TOLERANCE N; W/O HOLDING BRAKE PROTECTION CLASS IP65, FLANGE ON DRIVE END IP67; | 2330 | TEM | 1 | MC | 15.201 | 1
1FK70813BF711AH0 | SIMOTICS S SYNCHRONOUS MOTOR 1FK7-HI; PN=2,7 KW; UZK=600V M0=12NM (100K); NN=3000RPM; NATURAL COOLING; FRAME SIZE IMB 5 (IM V1, IM V3) FLANGE 1, WITH KTY TEMPERATURESENSOR POWER CONNECTOR ROTATABLE INCREMENTAL ENCODER SIN/COS 1VP 2048 S/R WITH C- AND D-SPUR (ENCODER IC2048S/R) PLAIN SHAFT, TOLERANCE N; WITH HOLDING BRAKE PROTECTION CLASS IP64; | 2648 | TEM | 1 | MC | 15.5 | 1
1FK70813BF711AH1 | SIMOTICS S SYNCHRONOUS MOTOR 1FK7-HI; PN=2,7 KW; UZK=600V M0=12NM (100K); NN=3000RPM; NATURAL COOLING; FRAME SIZE IMB 5 (IM V1, IM V3) FLANGE 1, WITH KTY TEMPERATURESENSOR POWER CONNECTOR ROTATABLE INCREMENTAL ENCODER SIN/COS 1VP 2048 S/R WITH C- AND D-SPUR (ENCODER IC2048S/R) PLAIN SHAFT, TOLERANCE N; WITH HOLDING BRAKE PROTECTION CLASS IP65, | 2742 | TEM | 1 | MC | 15.5 | 1
1FK70813BF711AH2 | SIMOTICS S SYNCHRONOUS MOTOR 1FK7-HI; PN=2,7 KW; UZK=600V M0=12NM (100K); NN=3000RPM; NATURAL COOLING; FRAME SIZE IMB 5 (IM V1, IM V3) FLANGE 1, WITH KTY TEMPERATURESENSOR POWER CONNECTOR ROTATABLE INCREMENTAL ENCODER SIN/COS 1VP 2048 S/R WITH C- AND D-SPUR (ENCODER IC2048S/R) PLAIN SHAFT, TOLERANCE N; WITH HOLDING BRAKE PROTECTION CLASS IP65, FLANGE ON DRIVE END IP67; | 2742 | TEM | 1 | MC | 15.5 | 1
1FK70813BF711BA0 | SIMOTICS S SYNCHRONOUS MOTOR 1FK7-HI; PN=2,7 KW; UZK=600V M0=12NM (100K); NN=3000RPM; NATURAL COOLING; FRAME SIZE IMB 5 (IM V1, IM V3) FLANGE 1 POWER CONNECTOR ROTATABLE ABSOLUTE ENCODER SINGLETURN 24 BIT WITH DRIVE CLIQ INTERFACE (ENCODER AS24DQI) SHAFT WITH FITTED KEY, TOLERANCE N; W/O HOLDING BRAKE PROTECTION CLASS IP64; | 2564 | TEM | 1 | MC | 15.201 | 1
1FK70813BF711BA1 | SIMOTICS S SYNCHRONOUS MOTOR 1FK7-HI; PN=2,7 KW; UZK=600V M0=12NM (100K); NN=3000RPM; NATURAL COOLING; FRAME SIZE IMB 5 (IM V1, IM V3) FLANGE 1 POWER CONNECTOR ROTATABLE ABSOLUTE ENCODER SINGLETURN 24 BIT WITH DRIVE CLIQ INTERFACE (ENCODER AS24DQI) SHAFT WITH FITTED KEY, TOLERANCE N; W/O HOLDING BRAKE PROTECTION CLASS IP65, | 2658 | TEM | 1 | MC | 15.201 | 1
1FK70813BF711BA2 | SIMOTICS S SYNCHRONOUS MOTOR 1FK7-HI; PN=2,7 KW; UZK=600V M0=12NM (100K); NN=3000RPM; NATURAL COOLING; FRAME SIZE IMB 5 (IM V1, IM V3) FLANGE 1 POWER CONNECTOR ROTATABLE ABSOLUTE ENCODER SINGLETURN 24 BIT WITH DRIVE CLIQ INTERFACE (ENCODER AS24DQI) SHAFT WITH FITTED KEY, TOLERANCE N; W/O HOLDING BRAKE PROTECTION CLASS IP65, FLANGE ON DRIVE END IP67; | 2658 | TEM | 1 | MC | 15.201 | 1
1FK70813BF711BB0 | SIMOTICS S SYNCHRONOUS MOTOR 1FK7-HI; PN=2,7 KW; UZK=600V M0=12NM (100K); NN=3000RPM; NATURAL COOLING; FRAME SIZE IMB 5 (IM V1, IM V3) FLANGE 1 POWER CONNECTOR ROTATABLE ABSOLUTE ENCODER SINGLETURN 24 BIT WITH DRIVE CLIQ INTERFACE (ENCODER AS24DQI) SHAFT WITH FITTED KEY, TOLERANCE N; WITH HOLDING BRAKE PROTECTION CLASS IP64; | 2975 | TEM | 1 | MC | 15.5 | 1
1FK70813BF711BB1 | SIMOTICS S SYNCHRONOUS MOTOR 1FK7-HI; PN=2,7 KW; UZK=600V M0=12NM (100K); NN=3000RPM; NATURAL COOLING; FRAME SIZE IMB 5 (IM V1, IM V3) FLANGE 1 POWER CONNECTOR ROTATABLE ABSOLUTE ENCODER SINGLETURN 24 BIT WITH DRIVE CLIQ INTERFACE (ENCODER AS24DQI) SHAFT WITH FITTED KEY, TOLERANCE N; WITH HOLDING BRAKE PROTECTION CLASS IP65, | 3069 | TEM | 1 | MC | 15.5 | 1
1FK70813BF711BB2 | SIMOTICS S SYNCHRONOUS MOTOR 1FK7-HI; PN=2,7 KW; UZK=600V M0=12NM (100K); NN=3000RPM; NATURAL COOLING; FRAME SIZE IMB 5 (IM V1, IM V3) FLANGE 1 POWER CONNECTOR ROTATABLE ABSOLUTE ENCODER SINGLETURN 24 BIT WITH DRIVE CLIQ INTERFACE (ENCODER AS24DQI) SHAFT WITH FITTED KEY, TOLERANCE N; WITH HOLDING BRAKE PROTECTION CLASS IP65, FLANGE ON DRIVE END IP67; | 3069 | TEM | 1 | MC | 15.5 | 1
1FK70813BF711BG0 | SIMOTICS S SYNCHRONOUS MOTOR 1FK7-HI; PN=2,7 KW; UZK=600V M0=12NM (100K); NN=3000RPM; NATURAL COOLING; FRAME SIZE IMB 5 (IM V1, IM V3) FLANGE 1 POWER CONNECTOR ROTATABLE ABSOLUTE ENCODER SINGLETURN 24 BIT WITH DRIVE CLIQ INTERFACE (ENCODER AS24DQI) PLAIN SHAFT, TOLERANCE N; W/O HOLDING BRAKE PROTECTION CLASS IP64; | 2478 | TEM | 1 | MC | 15.201 | 1
1FK70813BF711BG1 | SIMOTICS S SYNCHRONOUS MOTOR 1FK7-HI; PN=2,7 KW; UZK=600V M0=12NM (100K); NN=3000RPM; NATURAL COOLING; FRAME SIZE IMB 5 (IM V1, IM V3) FLANGE 1 POWER CONNECTOR ROTATABLE ABSOLUTE ENCODER SINGLETURN 24 BIT WITH DRIVE CLIQ INTERFACE (ENCODER AS24DQI) PLAIN SHAFT, TOLERANCE N; W/O HOLDING BRAKE PROTECTION CLASS IP65, | 2571 | TEM | 1 | MC | 15.201 | 1
1FK70813BF711BG2 | SIMOTICS S SYNCHRONOUS MOTOR 1FK7-HI; PN=2,7 KW; UZK=600V M0=12NM (100K); NN=3000RPM; NATURAL COOLING; FRAME SIZE IMB 5 (IM V1, IM V3) FLANGE 1 POWER CONNECTOR ROTATABLE ABSOLUTE ENCODER SINGLETURN 24 BIT WITH DRIVE CLIQ INTERFACE (ENCODER AS24DQI) PLAIN SHAFT, TOLERANCE N; W/O HOLDING BRAKE PROTECTION CLASS IP65, FLANGE ON DRIVE END IP67; | 2571 | TEM | 1 | MC | 15.201 | 1
1FK70813BF711BH0 | SIMOTICS S SYNCHRONOUS MOTOR 1FK7-HI; PN=2,7 KW; UZK=600V M0=12NM (100K); NN=3000RPM; NATURAL COOLING; FRAME SIZE IMB 5 (IM V1, IM V3) FLANGE 1 POWER CONNECTOR ROTATABLE ABSOLUTE ENCODER SINGLETURN 24 BIT WITH DRIVE CLIQ INTERFACE (ENCODER AS24DQI) PLAIN SHAFT, TOLERANCE N; WITH HOLDING BRAKE PROTECTION CLASS IP64; | 2889 | TEM | 1 | MC | 15.5 | 1
1FK70813BF711BH1 | SIMOTICS S SYNCHRONOUS MOTOR 1FK7-HI; PN=2,7 KW; UZK=600V M0=12NM (100K); NN=3000RPM; NATURAL COOLING; FRAME SIZE IMB 5 (IM V1, IM V3) FLANGE 1 POWER CONNECTOR ROTATABLE ABSOLUTE ENCODER SINGLETURN 24 BIT WITH DRIVE CLIQ INTERFACE (ENCODER AS24DQI) PLAIN SHAFT, TOLERANCE N; WITH HOLDING BRAKE PROTECTION CLASS IP65, | 2983 | TEM | 1 | MC | 15.5 | 1
1FK70813BF711BH2 | SIMOTICS S SYNCHRONOUS MOTOR 1FK7-HI; PN=2,7 KW; UZK=600V M0=12NM (100K); NN=3000RPM; NATURAL COOLING; FRAME SIZE IMB 5 (IM V1, IM V3) FLANGE 1 POWER CONNECTOR ROTATABLE ABSOLUTE ENCODER SINGLETURN 24 BIT WITH DRIVE CLIQ INTERFACE (ENCODER AS24DQI) PLAIN SHAFT, TOLERANCE N; WITH HOLDING BRAKE PROTECTION CLASS IP65, FLANGE ON DRIVE END IP67; | 2983 | TEM | 1 | MC | 15.5 | 1
1FK70813BF711CA0 | SIMOTICS S SYNCHRONOUS MOTOR 1FK7-HI; PN=2,7 KW; UZK=600V M0=12NM (100K); NN=3000RPM; NATURAL COOLING; FRAME SIZE IMB 5 (IM V1, IM V3) FLANGE 1 POWER CONNECTOR ROTATABLE ABSOLUTE ENCODER 24 BIT + 12 BIT MULTITURN WITH DRIVE-CLIQ INTERFACE (ENCODER AM24DQI) SHAFT WITH FITTED KEY, TOLERANCE N; W/O HOLDING BRAKE PROTECTION CLASS IP64; | 2933 | TEM | 1 | MC | 15.201 | 1
1FK70813BF711CA1 | SIMOTICS S SYNCHRONOUS MOTOR 1FK7-HI; PN=2,7 KW; UZK=600V M0=12NM (100K); NN=3000RPM; NATURAL COOLING; FRAME SIZE IMB 5 (IM V1, IM V3) FLANGE 1 POWER CONNECTOR ROTATABLE ABSOLUTE ENCODER 24 BIT + 12 BIT MULTITURN WITH DRIVE-CLIQ INTERFACE (ENCODER AM24DQI) SHAFT WITH FITTED KEY, TOLERANCE N; W/O HOLDING BRAKE PROTECTION CLASS IP65, | 3027 | TEM | 1 | MC | 15.201 | 1
1FK70813BF711CA2 | SIMOTICS S SYNCHRONOUS MOTOR 1FK7-HI; PN=2,7 KW; UZK=600V M0=12NM (100K); NN=3000RPM; NATURAL COOLING; FRAME SIZE IMB 5 (IM V1, IM V3) FLANGE 1 POWER CONNECTOR ROTATABLE ABSOLUTE ENCODER 24 BIT + 12 BIT MULTITURN WITH DRIVE-CLIQ INTERFACE (ENCODER AM24DQI) SHAFT WITH FITTED KEY, TOLERANCE N; W/O HOLDING BRAKE PROTECTION CLASS IP65, FLANGE ON DRIVE END IP67; | 3027 | TEM | 1 | MC | 15.201 | 1
1FK70813BF711CB0 | SIMOTICS S SYNCHRONOUS MOTOR 1FK7-HI; PN=2,7 KW; UZK=600V M0=12NM (100K); NN=3000RPM; NATURAL COOLING; FRAME SIZE IMB 5 (IM V1, IM V3) FLANGE 1 POWER CONNECTOR ROTATABLE ABSOLUTE ENCODER 24 BIT + 12 BIT MULTITURN WITH DRIVE-CLIQ INTERFACE (ENCODER AM24DQI) SHAFT WITH FITTED KEY, TOLERANCE N; WITH HOLDING BRAKE PROTECTION CLASS IP64; | 3345 | TEM | 1 | MC | 15.5 | 1
1FK70813BF711CB1 | SIMOTICS S SYNCHRONOUS MOTOR 1FK7-HI; PN=2,7 KW; UZK=600V M0=12NM (100K); NN=3000RPM; NATURAL COOLING; FRAME SIZE IMB 5 (IM V1, IM V3) FLANGE 1 POWER CONNECTOR ROTATABLE ABSOLUTE ENCODER 24 BIT + 12 BIT MULTITURN WITH DRIVE-CLIQ INTERFACE (ENCODER AM24DQI) SHAFT WITH FITTED KEY, TOLERANCE N; WITH HOLDING BRAKE PROTECTION CLASS IP65, | 3438 | TEM | 1 | MC | 15.5 | 1
1FK70813BF711CB2 | SIMOTICS S SYNCHRONOUS MOTOR 1FK7-HI; PN=2,7 KW; UZK=600V M0=12NM (100K); NN=3000RPM; NATURAL COOLING; FRAME SIZE IMB 5 (IM V1, IM V3) FLANGE 1 POWER CONNECTOR ROTATABLE ABSOLUTE ENCODER 24 BIT + 12 BIT MULTITURN WITH DRIVE-CLIQ INTERFACE (ENCODER AM24DQI) SHAFT WITH FITTED KEY, TOLERANCE N; WITH HOLDING BRAKE PROTECTION CLASS IP65, FLANGE ON DRIVE END IP67; | 3438 | TEM | 1 | MC | 15.5 | 1
1FK70813BF711CG0 | SIMOTICS S SYNCHRONOUS MOTOR 1FK7-HI; PN=2,7 KW; UZK=600V M0=12NM (100K); NN=3000RPM; NATURAL COOLING; FRAME SIZE IMB 5 (IM V1, IM V3) FLANGE 1 POWER CONNECTOR ROTATABLE ABSOLUTE ENCODER 24 BIT + 12 BIT MULTITURN WITH DRIVE-CLIQ INTERFACE (ENCODER AM24DQI) PLAIN SHAFT, TOLERANCE N; W/O HOLDING BRAKE PROTECTION CLASS IP64; | 2847 | TEM | 1 | MC | 15.201 | 1
1FK70813BF711CG1 | SIMOTICS S SYNCHRONOUS MOTOR 1FK7-HI; PN=2,7 KW; UZK=600V M0=12NM (100K); NN=3000RPM; NATURAL COOLING; FRAME SIZE IMB 5 (IM V1, IM V3) FLANGE 1 POWER CONNECTOR ROTATABLE ABSOLUTE ENCODER 24 BIT + 12 BIT MULTITURN WITH DRIVE-CLIQ INTERFACE (ENCODER AM24DQI) PLAIN SHAFT, TOLERANCE N; W/O HOLDING BRAKE PROTECTION CLASS IP65, | 2941 | TEM | 1 | MC | 15.201 | 1
1FK70813BF711CG2 | SIMOTICS S SYNCHRONOUS MOTOR 1FK7-HI; PN=2,7 KW; UZK=600V M0=12NM (100K); NN=3000RPM; NATURAL COOLING; FRAME SIZE IMB 5 (IM V1, IM V3) FLANGE 1 POWER CONNECTOR ROTATABLE ABSOLUTE ENCODER 24 BIT + 12 BIT MULTITURN WITH DRIVE-CLIQ INTERFACE (ENCODER AM24DQI) PLAIN SHAFT, TOLERANCE N; W/O HOLDING BRAKE PROTECTION CLASS IP65, FLANGE ON DRIVE END IP67; | 2941 | TEM | 1 | MC | 15.201 | 1
1FK70813BF711CH0 | SIMOTICS S SYNCHRONOUS MOTOR 1FK7-HI; PN=2,7 KW; UZK=600V M0=12NM (100K); NN=3000RPM; NATURAL COOLING; FRAME SIZE IMB 5 (IM V1, IM V3) FLANGE 1 POWER CONNECTOR ROTATABLE ABSOLUTE ENCODER 24 BIT + 12 BIT MULTITURN WITH DRIVE-CLIQ INTERFACE (ENCODER AM24DQI) PLAIN SHAFT, TOLERANCE N; WITH HOLDING BRAKE PROTECTION CLASS IP64; | 3258 | TEM | 1 | MC | 15.5 | 1
1FK70813BF711CH1 | SIMOTICS S SYNCHRONOUS MOTOR 1FK7-HI; PN=2,7 KW; UZK=600V M0=12NM (100K); NN=3000RPM; NATURAL COOLING; FRAME SIZE IMB 5 (IM V1, IM V3) FLANGE 1 POWER CONNECTOR ROTATABLE ABSOLUTE ENCODER 24 BIT + 12 BIT MULTITURN WITH DRIVE-CLIQ INTERFACE (ENCODER AM24DQI) PLAIN SHAFT, TOLERANCE N; WITH HOLDING BRAKE PROTECTION CLASS IP65, | 3352 | TEM | 1 | MC | 15.5 | 1
1FK70813BF711CH2 | SIMOTICS S SYNCHRONOUS MOTOR 1FK7-HI; PN=2,7 KW; UZK=600V M0=12NM (100K); NN=3000RPM; NATURAL COOLING; FRAME SIZE IMB 5 (IM V1, IM V3) FLANGE 1 POWER CONNECTOR ROTATABLE ABSOLUTE ENCODER 24 BIT + 12 BIT MULTITURN WITH DRIVE-CLIQ INTERFACE (ENCODER AM24DQI) PLAIN SHAFT, TOLERANCE N; WITH HOLDING BRAKE PROTECTION CLASS IP65, FLANGE ON DRIVE END IP67; | 3352 | TEM | 1 | MC | 15.5 | 1
1FK70813BF711DA0 | SIMOTICS S SYNCHRONOUS MOTOR 1FK7-HI; PN=2,7 KW; UZK=600V M0=12NM (100K); NN=3000RPM; NATURAL COOLING; FRAME SIZE IMB 5 (IM V1, IM V3) FLANGE 1 POWER CONNECTOR ROTATABLE INCREMENTAL ENCODER 22 BIT WITH DRIVE-CLIQ INTERFACE (ENCODER IC22DQ) SHAFT WITH FITTED KEY, TOLERANCE N; W/O HOLDING BRAKE PROTECTION CLASS IP64; | 2644 | TEM | 1 | MC | 15.202 | 1
1FK70813BF711DA1 | SIMOTICS S SYNCHRONOUS MOTOR 1FK7-HI; PN=2,7 KW; UZK=600V M0=12NM (100K); NN=3000RPM; NATURAL COOLING; FRAME SIZE IMB 5 (IM V1, IM V3) FLANGE 1 POWER CONNECTOR ROTATABLE INCREMENTAL ENCODER 22 BIT WITH DRIVE-CLIQ INTERFACE (ENCODER IC22DQ) SHAFT WITH FITTED KEY, TOLERANCE N; W/O HOLDING BRAKE PROTECTION CLASS IP65, | 2738 | TEM | 1 | MC | 15.202 | 1
1FK70813BF711DA2 | SIMOTICS S SYNCHRONOUS MOTOR 1FK7-HI; PN=2,7 KW; UZK=600V M0=12NM (100K); NN=3000RPM; NATURAL COOLING; FRAME SIZE IMB 5 (IM V1, IM V3) FLANGE 1 POWER CONNECTOR ROTATABLE INCREMENTAL ENCODER 22 BIT WITH DRIVE-CLIQ INTERFACE (ENCODER IC22DQ) SHAFT WITH FITTED KEY, TOLERANCE N; W/O HOLDING BRAKE PROTECTION CLASS IP65, FLANGE ON DRIVE END IP67; | 2738 | TEM | 1 | MC | 15.202 | 1
1FK70813BF711DB0 | SIMOTICS S SYNCHRONOUS MOTOR 1FK7-HI; PN=2,7 KW; UZK=600V M0=12NM (100K); NN=3000RPM; NATURAL COOLING; FRAME SIZE IMB 5 (IM V1, IM V3) FLANGE 1 POWER CONNECTOR ROTATABLE INCREMENTAL ENCODER 22 BIT WITH DRIVE-CLIQ INTERFACE (ENCODER IC22DQ) SHAFT WITH FITTED KEY, TOLERANCE N; WITH HOLDING BRAKE PROTECTION CLASS IP64; | 3056 | TEM | 1 | MC | 15.501 | 1
1FK70813BF711DB1 | SIMOTICS S SYNCHRONOUS MOTOR 1FK7-HI; PN=2,7 KW; UZK=600V M0=12NM (100K); NN=3000RPM; NATURAL COOLING; FRAME SIZE IMB 5 (IM V1, IM V3) FLANGE 1 POWER CONNECTOR ROTATABLE INCREMENTAL ENCODER 22 BIT WITH DRIVE-CLIQ INTERFACE (ENCODER IC22DQ) SHAFT WITH FITTED KEY, TOLERANCE N; WITH HOLDING BRAKE PROTECTION CLASS IP65, | 3149 | TEM | 1 | MC | 15.501 | 1
1FK70813BF711DG0 | SIMOTICS S SYNCHRONOUS MOTOR 1FK7-HI; PN=2,7 KW; UZK=600V M0=12NM (100K); NN=3000RPM; NATURAL COOLING; FRAME SIZE IMB 5 (IM V1, IM V3) FLANGE 1 POWER CONNECTOR ROTATABLE INCREMENTAL ENCODER 22 BIT WITH DRIVE-CLIQ INTERFACE (ENCODER IC22DQ) PLAIN SHAFT, TOLERANCE N; W/O HOLDING BRAKE PROTECTION CLASS IP64; | 2558 | TEM | 1 | MC | 15.202 | 1
1FK70813BF711DG1 | SIMOTICS S SYNCHRONOUS MOTOR 1FK7-HI; PN=2,7 KW; UZK=600V M0=12NM (100K); NN=3000RPM; NATURAL COOLING; FRAME SIZE IMB 5 (IM V1, IM V3) FLANGE 1 POWER CONNECTOR ROTATABLE INCREMENTAL ENCODER 22 BIT WITH DRIVE-CLIQ INTERFACE (ENCODER IC22DQ) PLAIN SHAFT, TOLERANCE N; W/O HOLDING BRAKE PROTECTION CLASS IP65, | 2651 | TEM | 1 | MC | 15.202 | 1
1FK70813BF711DH0 | SIMOTICS S SYNCHRONOUS MOTOR 1FK7-HI; PN=2,7 KW; UZK=600V M0=12NM (100K); NN=3000RPM; NATURAL COOLING; FRAME SIZE IMB 5 (IM V1, IM V3) FLANGE 1 POWER CONNECTOR ROTATABLE INCREMENTAL ENCODER 22 BIT WITH DRIVE-CLIQ INTERFACE (ENCODER IC22DQ) PLAIN SHAFT, TOLERANCE N; WITH HOLDING BRAKE PROTECTION CLASS IP64; | 2969 | TEM | 1 | MC | 15.501 | 1
1FK70813BF711DH1 | SIMOTICS S SYNCHRONOUS MOTOR 1FK7-HI; PN=2,7 KW; UZK=600V M0=12NM (100K); NN=3000RPM; NATURAL COOLING; FRAME SIZE IMB 5 (IM V1, IM V3) FLANGE 1 POWER CONNECTOR ROTATABLE INCREMENTAL ENCODER 22 BIT WITH DRIVE-CLIQ INTERFACE (ENCODER IC22DQ) PLAIN SHAFT, TOLERANCE N; WITH HOLDING BRAKE PROTECTION CLASS IP65, | 3063 | TEM | 1 | MC | 15.501 | 1
1FK70813BF711EA0 | SIMOTICS S SYNCHRONOUS MOTOR 1FK7-HI; PN=2,7 KW; UZK=600V M0=12NM (100K); NN=3000RPM; NATURAL COOLING; FRAME SIZE IMB 5 (IM V1, IM V3) FLANGE 1, WITH KTY TEMPERATURESENSOR POWER CONNECTOR ROTATABLE ABSOLUTE ENCODERR 2048S/R + 4096 UMDREHUNGEN MULTITURN, WITH ENDAT-SCHNITTSTELLE (ENCODER AM2048S/R) SHAFT WITH FITTED KEY, TOLERANCE N; W/O HOLDING BRAKE PROTECTION CLASS IP64; | 2695 | TEM | 1 | MC | 15.201 | 1
1FK70813BF711EA1 | SIMOTICS S SYNCHRONOUS MOTOR 1FK7-HI; PN=2,7 KW; UZK=600V M0=12NM (100K); NN=3000RPM; NATURAL COOLING; FRAME SIZE IMB 5 (IM V1, IM V3) FLANGE 1, WITH KTY TEMPERATURESENSOR POWER CONNECTOR ROTATABLE ABSOLUTE ENCODERR 2048S/R + 4096 UMDREHUNGEN MULTITURN, WITH ENDAT-SCHNITTSTELLE (ENCODER AM2048S/R) SHAFT WITH FITTED KEY, TOLERANCE N; W/O HOLDING BRAKE PROTECTION CLASS IP65, | 2788 | TEM | 1 | MC | 15.201 | 1
1FK70813BF711EA2 | SIMOTICS S SYNCHRONOUS MOTOR 1FK7-HI; PN=2,7 KW; UZK=600V M0=12NM (100K); NN=3000RPM; NATURAL COOLING; FRAME SIZE IMB 5 (IM V1, IM V3) FLANGE 1, WITH KTY TEMPERATURESENSOR POWER CONNECTOR ROTATABLE ABSOLUTE ENCODERR 2048S/R + 4096 UMDREHUNGEN MULTITURN, WITH ENDAT-SCHNITTSTELLE (ENCODER AM2048S/R) SHAFT WITH FITTED KEY, TOLERANCE N; W/O HOLDING BRAKE PROTECTION CLASS IP65, FLANGE ON DRIVE END IP67; | 2788 | TEM | 1 | MC | 15.201 | 1
1FK70813BF711EB0 | SIMOTICS S SYNCHRONOUS MOTOR 1FK7-HI; PN=2,7 KW; UZK=600V M0=12NM (100K); NN=3000RPM; NATURAL COOLING; FRAME SIZE IMB 5 (IM V1, IM V3) FLANGE 1, WITH KTY TEMPERATURESENSOR POWER CONNECTOR ROTATABLE ABSOLUTE ENCODERR 2048S/R + 4096 UMDREHUNGEN MULTITURN, WITH ENDAT-SCHNITTSTELLE (ENCODER AM2048S/R) SHAFT WITH FITTED KEY, TOLERANCE N; WITH HOLDING BRAKE PROTECTION CLASS IP64; | 3106 | TEM | 1 | MC | 15.5 | 1
1FK70813BF711EB1 | SIMOTICS S SYNCHRONOUS MOTOR 1FK7-HI; PN=2,7 KW; UZK=600V M0=12NM (100K); NN=3000RPM; NATURAL COOLING; FRAME SIZE IMB 5 (IM V1, IM V3) FLANGE 1, WITH KTY TEMPERATURESENSOR POWER CONNECTOR ROTATABLE ABSOLUTE ENCODERR 2048S/R + 4096 UMDREHUNGEN MULTITURN, WITH ENDAT-SCHNITTSTELLE (ENCODER AM2048S/R) SHAFT WITH FITTED KEY, TOLERANCE N; WITH HOLDING BRAKE PROTECTION CLASS IP65, | 3199 | TEM | 1 | MC | 15.5 | 1
1FK70813BF711EB2 | SIMOTICS S SYNCHRONOUS MOTOR 1FK7-HI; PN=2,7 KW; UZK=600V M0=12NM (100K); NN=3000RPM; NATURAL COOLING; FRAME SIZE IMB 5 (IM V1, IM V3) FLANGE 1, WITH KTY TEMPERATURESENSOR POWER CONNECTOR ROTATABLE ABSOLUTE ENCODERR 2048S/R + 4096 UMDREHUNGEN MULTITURN, WITH ENDAT-SCHNITTSTELLE (ENCODER AM2048S/R) SHAFT WITH FITTED KEY, TOLERANCE N; WITH HOLDING BRAKE PROTECTION CLASS IP65, FLANGE ON DRIVE END IP67; | 3199 | TEM | 1 | MC | 15.5 | 1
1FK70813BF711EG0 | SIMOTICS S SYNCHRONOUS MOTOR 1FK7-HI; PN=2,7 KW; UZK=600V M0=12NM (100K); NN=3000RPM; NATURAL COOLING; FRAME SIZE IMB 5 (IM V1, IM V3) FLANGE 1, WITH KTY TEMPERATURESENSOR POWER CONNECTOR ROTATABLE ABSOLUTE ENCODERR 2048S/R + 4096 UMDREHUNGEN MULTITURN, WITH ENDAT-SCHNITTSTELLE (ENCODER AM2048S/R) PLAIN SHAFT, TOLERANCE N; W/O HOLDING BRAKE PROTECTION CLASS IP64; | 2608 | TEM | 1 | MC | 15.201 | 1
1FK70813BF711EG1 | SIMOTICS S SYNCHRONOUS MOTOR 1FK7-HI; PN=2,7 KW; UZK=600V M0=12NM (100K); NN=3000RPM; NATURAL COOLING; FRAME SIZE IMB 5 (IM V1, IM V3) FLANGE 1, WITH KTY TEMPERATURESENSOR POWER CONNECTOR ROTATABLE ABSOLUTE ENCODERR 2048S/R + 4096 UMDREHUNGEN MULTITURN, WITH ENDAT-SCHNITTSTELLE (ENCODER AM2048S/R) PLAIN SHAFT, TOLERANCE N; W/O HOLDING BRAKE PROTECTION CLASS IP65, | 2702 | TEM | 1 | MC | 15.201 | 1
1FK70813BF711EG2 | SIMOTICS S SYNCHRONOUS MOTOR 1FK7-HI; PN=2,7 KW; UZK=600V M0=12NM (100K); NN=3000RPM; NATURAL COOLING; FRAME SIZE IMB 5 (IM V1, IM V3) FLANGE 1, WITH KTY TEMPERATURESENSOR POWER CONNECTOR ROTATABLE ABSOLUTE ENCODERR 2048S/R + 4096 UMDREHUNGEN MULTITURN, WITH ENDAT-SCHNITTSTELLE (ENCODER AM2048S/R) PLAIN SHAFT, TOLERANCE N; W/O HOLDING BRAKE PROTECTION CLASS IP65, FLANGE ON DRIVE END IP67; | 2702 | TEM | 1 | MC | 15.201 | 1
1FK70813BF711EH0 | SIMOTICS S SYNCHRONOUS MOTOR 1FK7-HI; PN=2,7 KW; UZK=600V M0=12NM (100K); NN=3000RPM; NATURAL COOLING; FRAME SIZE IMB 5 (IM V1, IM V3) FLANGE 1, WITH KTY TEMPERATURESENSOR POWER CONNECTOR ROTATABLE ABSOLUTE ENCODERR 2048S/R + 4096 UMDREHUNGEN MULTITURN, WITH ENDAT-SCHNITTSTELLE (ENCODER AM2048S/R) PLAIN SHAFT, TOLERANCE N; WITH HOLDING BRAKE PROTECTION CLASS IP64; | 3020 | TEM | 1 | MC | 15.5 | 1
1FK70813BF711EH1 | SIMOTICS S SYNCHRONOUS MOTOR 1FK7-HI; PN=2,7 KW; UZK=600V M0=12NM (100K); NN=3000RPM; NATURAL COOLING; FRAME SIZE IMB 5 (IM V1, IM V3) FLANGE 1, WITH KTY TEMPERATURESENSOR POWER CONNECTOR ROTATABLE ABSOLUTE ENCODERR 2048S/R + 4096 UMDREHUNGEN MULTITURN, WITH ENDAT-SCHNITTSTELLE (ENCODER AM2048S/R) PLAIN SHAFT, TOLERANCE N; WITH HOLDING BRAKE PROTECTION CLASS IP65, | 3113 | TEM | 1 | MC | 15.5 | 1
1FK70813BF711EH2 | SIMOTICS S SYNCHRONOUS MOTOR 1FK7-HI; PN=2,7 KW; UZK=600V M0=12NM (100K); NN=3000RPM; NATURAL COOLING; FRAME SIZE IMB 5 (IM V1, IM V3) FLANGE 1, WITH KTY TEMPERATURESENSOR POWER CONNECTOR ROTATABLE ABSOLUTE ENCODERR 2048S/R + 4096 UMDREHUNGEN MULTITURN, WITH ENDAT-SCHNITTSTELLE (ENCODER AM2048S/R) PLAIN SHAFT, TOLERANCE N; WITH HOLDING BRAKE PROTECTION CLASS IP65, FLANGE ON DRIVE END IP67; | 3113 | TEM | 1 | MC | 15.5 | 1
1FK70813BF711FA0 | SIMOTICS S SYNCHRONOUS MOTOR 1FK7-HI; PN=2,7 KW; UZK=600V M0=12NM (100K); NN=3000RPM; NATURAL COOLING; FRAME SIZE IMB 5 (IM V1, IM V3) FLANGE 1 POWER CONNECTOR ROTATABLE ABSOLUTE ENCODER 22BIT + 12BIT MULTITURN, WITH DRIVE-CLIQ INTERFACE (ENCODER AM22DQ) SHAFT WITH FITTED KEY, TOLERANCE N; W/O HOLDING BRAKE PROTECTION CLASS IP64; | 3013 | TEM | 1 | MC | 15.201 | 1
1FK70813BF711FA1 | SIMOTICS S SYNCHRONOUS MOTOR 1FK7-HI; PN=2,7 KW; UZK=600V M0=12NM (100K); NN=3000RPM; NATURAL COOLING; FRAME SIZE IMB 5 (IM V1, IM V3) FLANGE 1 POWER CONNECTOR ROTATABLE ABSOLUTE ENCODER 22BIT + 12BIT MULTITURN, WITH DRIVE-CLIQ INTERFACE (ENCODER AM22DQ) SHAFT WITH FITTED KEY, TOLERANCE N; W/O HOLDING BRAKE PROTECTION CLASS IP65, | 3107 | TEM | 1 | MC | 15.201 | 1
1FK70813BF711FB0 | SIMOTICS S SYNCHRONOUS MOTOR 1FK7-HI; PN=2,7 KW; UZK=600V M0=12NM (100K); NN=3000RPM; NATURAL COOLING; FRAME SIZE IMB 5 (IM V1, IM V3) FLANGE 1 POWER CONNECTOR ROTATABLE ABSOLUTE ENCODER 22BIT + 12BIT MULTITURN, WITH DRIVE-CLIQ INTERFACE (ENCODER AM22DQ) SHAFT WITH FITTED KEY, TOLERANCE N; WITH HOLDING BRAKE PROTECTION CLASS IP64; | 3425 | TEM | 1 | MC | 15.5 | 1
1FK70813BF711FG0 | SIMOTICS S SYNCHRONOUS MOTOR 1FK7-HI; PN=2,7 KW; UZK=600V M0=12NM (100K); NN=3000RPM; NATURAL COOLING; FRAME SIZE IMB 5 (IM V1, IM V3) FLANGE 1 POWER CONNECTOR ROTATABLE ABSOLUTE ENCODER 22BIT + 12BIT MULTITURN, WITH DRIVE-CLIQ INTERFACE (ENCODER AM22DQ) PLAIN SHAFT, TOLERANCE N; W/O HOLDING BRAKE PROTECTION CLASS IP64; | 2927 | TEM | 1 | MC | 15.201 | 1
1FK70813BF711FG1 | SIMOTICS S SYNCHRONOUS MOTOR 1FK7-HI; PN=2,7 KW; UZK=600V M0=12NM (100K); NN=3000RPM; NATURAL COOLING; FRAME SIZE IMB 5 (IM V1, IM V3) FLANGE 1 POWER CONNECTOR ROTATABLE ABSOLUTE ENCODER 22BIT + 12BIT MULTITURN, WITH DRIVE-CLIQ INTERFACE (ENCODER AM22DQ) PLAIN SHAFT, TOLERANCE N; W/O HOLDING BRAKE PROTECTION CLASS IP65, | 3021 | TEM | 1 | MC | 15.201 | 1
1FK70813BF711FG2 | SIMOTICS S SYNCHRONOUS MOTOR 1FK7-HI; PN=2,7 KW; UZK=600V M0=12NM (100K); NN=3000RPM; NATURAL COOLING; FRAME SIZE IMB 5 (IM V1, IM V3) FLANGE 1 POWER CONNECTOR ROTATABLE ABSOLUTE ENCODER 22BIT + 12BIT MULTITURN, WITH DRIVE-CLIQ INTERFACE (ENCODER AM22DQ) PLAIN SHAFT, TOLERANCE N; W/O HOLDING BRAKE PROTECTION CLASS IP65, FLANGE ON DRIVE END IP67; | 3021 | TEM | 1 | MC | 15.201 | 1
1FK70813BF711FH0 | SIMOTICS S SYNCHRONOUS MOTOR 1FK7-HI; PN=2,7 KW; UZK=600V M0=12NM (100K); NN=3000RPM; NATURAL COOLING; FRAME SIZE IMB 5 (IM V1, IM V3) FLANGE 1 POWER CONNECTOR ROTATABLE ABSOLUTE ENCODER 22BIT + 12BIT MULTITURN, WITH DRIVE-CLIQ INTERFACE (ENCODER AM22DQ) PLAIN SHAFT, TOLERANCE N; WITH HOLDING BRAKE PROTECTION CLASS IP64; | 3339 | TEM | 1 | MC | 15.5 | 1
1FK70813BF711LG0 | SIMOTICS S SYNCHRONOUS MOTOR 1FK7-HI; PN=2,7 KW; UZK=600V M0=12NM (100K); NN=3000RPM; NATURAL COOLING; FRAME SIZE IMB 5 (IM V1, IM V3) FLANGE 1 POWER CONNECTOR ROTATABLE ABSOLUTE ENCODER 20BIT + 12 BIT MULTITURN WITH DRIVE-CLIQ INTERFACE (ENCODER AM20DQ) PLAIN SHAFT, TOLERANCE N; W/O HOLDING BRAKE PROTECTION CLASS IP64; | 2449 | TEM | 1 | MC | 15.201 | 1
1FK70813BF711LG1 | SIMOTICS S SYNCHRONOUS MOTOR 1FK7-HI; PN=2,7 KW; UZK=600V M0=12NM (100K); NN=3000RPM; NATURAL COOLING; FRAME SIZE IMB 5 (IM V1, IM V3) FLANGE 1 POWER CONNECTOR ROTATABLE ABSOLUTE ENCODER 20BIT + 12 BIT MULTITURN WITH DRIVE-CLIQ INTERFACE (ENCODER AM20DQ) PLAIN SHAFT, TOLERANCE N; W/O HOLDING BRAKE PROTECTION CLASS IP65, | 2542 | TEM | 1 | MC | 15.201 | 1
1FK70813BF711QA0 | SIMOTICS S SYNCHRONOUS MOTOR 1FK7-HI; PN=2,7 KW; UZK=600V M0=12NM (100K); NN=3000RPM; NATURAL COOLING; FRAME SIZE IMB 5 (IM V1, IM V3) FLANGE 1 POWER CONNECTOR ROTATABLE ABSOLUTE ENCODER SINGLETURN 20 BIT WITH DRIVE-CLIQ INTERFACE (ENCODER AS20DQI) SHAFT WITH FITTED KEY, TOLERANCE N; W/O HOLDING BRAKE PROTECTION CLASS IP64; | 2081 | TEM | 1 | MC | 15.201 | 1
1FK70813BF711QA1 | SIMOTICS S SYNCHRONOUS MOTOR 1FK7-HI; PN=2,7 KW; UZK=600V M0=12NM (100K); NN=3000RPM; NATURAL COOLING; FRAME SIZE IMB 5 (IM V1, IM V3) FLANGE 1 POWER CONNECTOR ROTATABLE ABSOLUTE ENCODER SINGLETURN 20 BIT WITH DRIVE-CLIQ INTERFACE (ENCODER AS20DQI) SHAFT WITH FITTED KEY, TOLERANCE N; W/O HOLDING BRAKE PROTECTION CLASS IP65, | 2175 | TEM | 1 | MC | 15.201 | 1
1FK70813BF711QA2 | SIMOTICS S SYNCHRONOUS MOTOR 1FK7-HI; PN=2,7 KW; UZK=600V M0=12NM (100K); NN=3000RPM; NATURAL COOLING; FRAME SIZE IMB 5 (IM V1, IM V3) FLANGE 1 POWER CONNECTOR ROTATABLE ABSOLUTE ENCODER SINGLETURN 20 BIT WITH DRIVE-CLIQ INTERFACE (ENCODER AS20DQI) SHAFT WITH FITTED KEY, TOLERANCE N; W/O HOLDING BRAKE PROTECTION CLASS IP65, FLANGE ON DRIVE END IP67; | 2175 | TEM | 1 | MC | 15.201 | 1
1FK70813BF711QB0 | SIMOTICS S SYNCHRONOUS MOTOR 1FK7-HI; PN=2,7 KW; UZK=600V M0=12NM (100K); NN=3000RPM; NATURAL COOLING; FRAME SIZE IMB 5 (IM V1, IM V3) FLANGE 1 POWER CONNECTOR ROTATABLE ABSOLUTE ENCODER SINGLETURN 20 BIT WITH DRIVE-CLIQ INTERFACE (ENCODER AS20DQI) SHAFT WITH FITTED KEY, TOLERANCE N; WITH HOLDING BRAKE PROTECTION CLASS IP64; | 2492 | TEM | 1 | MC | 15.5 | 1
1FK70813BF711QB1 | SIMOTICS S SYNCHRONOUS MOTOR 1FK7-HI; PN=2,7 KW; UZK=600V M0=12NM (100K); NN=3000RPM; NATURAL COOLING; FRAME SIZE IMB 5 (IM V1, IM V3) FLANGE 1 POWER CONNECTOR ROTATABLE ABSOLUTE ENCODER SINGLETURN 20 BIT WITH DRIVE-CLIQ INTERFACE (ENCODER AS20DQI) SHAFT WITH FITTED KEY, TOLERANCE N; WITH HOLDING BRAKE PROTECTION CLASS IP65, | 2586 | TEM | 1 | MC | 15.5 | 1
1FK70813BF711QB2 | SIMOTICS S SYNCHRONOUS MOTOR 1FK7-HI; PN=2,7 KW; UZK=600V M0=12NM (100K); NN=3000RPM; NATURAL COOLING; FRAME SIZE IMB 5 (IM V1, IM V3) FLANGE 1 POWER CONNECTOR ROTATABLE ABSOLUTE ENCODER SINGLETURN 20 BIT WITH DRIVE-CLIQ INTERFACE (ENCODER AS20DQI) SHAFT WITH FITTED KEY, TOLERANCE N; WITH HOLDING BRAKE PROTECTION CLASS IP65, FLANGE ON DRIVE END IP67; | 2586 | TEM | 1 | MC | 15.5 | 1
1FK70813BF711QG0 | SIMOTICS S SYNCHRONOUS MOTOR 1FK7-HI; PN=2,7 KW; UZK=600V M0=12NM (100K); NN=3000RPM; NATURAL COOLING; FRAME SIZE IMB 5 (IM V1, IM V3) FLANGE 1 POWER CONNECTOR ROTATABLE ABSOLUTE ENCODER SINGLETURN 20 BIT WITH DRIVE-CLIQ INTERFACE (ENCODER AS20DQI) PLAIN SHAFT, TOLERANCE N; W/O HOLDING BRAKE PROTECTION CLASS IP64; | 1995 | TEM | 1 | MC | 15.201 | 1
1FK70813BF711QG1 | SIMOTICS S SYNCHRONOUS MOTOR 1FK7-HI; PN=2,7 KW; UZK=600V M0=12NM (100K); NN=3000RPM; NATURAL COOLING; FRAME SIZE IMB 5 (IM V1, IM V3) FLANGE 1 POWER CONNECTOR ROTATABLE ABSOLUTE ENCODER SINGLETURN 20 BIT WITH DRIVE-CLIQ INTERFACE (ENCODER AS20DQI) PLAIN SHAFT, TOLERANCE N; W/O HOLDING BRAKE PROTECTION CLASS IP65, | 2088 | TEM | 1 | MC | 15.201 | 1
1FK70813BF711QG2 | SIMOTICS S SYNCHRONOUS MOTOR 1FK7-HI; PN=2,7 KW; UZK=600V M0=12NM (100K); NN=3000RPM; NATURAL COOLING; FRAME SIZE IMB 5 (IM V1, IM V3) FLANGE 1 POWER CONNECTOR ROTATABLE ABSOLUTE ENCODER SINGLETURN 20 BIT WITH DRIVE-CLIQ INTERFACE (ENCODER AS20DQI) PLAIN SHAFT, TOLERANCE N; W/O HOLDING BRAKE PROTECTION CLASS IP65, FLANGE ON DRIVE END IP67; | 2088 | TEM | 1 | MC | 15.201 | 1
1FK70813BF711QH0 | SIMOTICS S SYNCHRONOUS MOTOR 1FK7-HI; PN=2,7 KW; UZK=600V M0=12NM (100K); NN=3000RPM; NATURAL COOLING; FRAME SIZE IMB 5 (IM V1, IM V3) FLANGE 1 POWER CONNECTOR ROTATABLE ABSOLUTE ENCODER SINGLETURN 20 BIT WITH DRIVE-CLIQ INTERFACE (ENCODER AS20DQI) PLAIN SHAFT, TOLERANCE N; WITH HOLDING BRAKE PROTECTION CLASS IP64; | 2406 | TEM | 1 | MC | 15.5 | 1
1FK70813BF711QH1 | SIMOTICS S SYNCHRONOUS MOTOR 1FK7-HI; PN=2,7 KW; UZK=600V M0=12NM (100K); NN=3000RPM; NATURAL COOLING; FRAME SIZE IMB 5 (IM V1, IM V3) FLANGE 1 POWER CONNECTOR ROTATABLE ABSOLUTE ENCODER SINGLETURN 20 BIT WITH DRIVE-CLIQ INTERFACE (ENCODER AS20DQI) PLAIN SHAFT, TOLERANCE N; WITH HOLDING BRAKE PROTECTION CLASS IP65, | 2500 | TEM | 1 | MC | 15.5 | 1
1FK70813BF711QH2 | SIMOTICS S SYNCHRONOUS MOTOR 1FK7-HI; PN=2,7 KW; UZK=600V M0=12NM (100K); NN=3000RPM; NATURAL COOLING; FRAME SIZE IMB 5 (IM V1, IM V3) FLANGE 1 POWER CONNECTOR ROTATABLE ABSOLUTE ENCODER SINGLETURN 20 BIT WITH DRIVE-CLIQ INTERFACE (ENCODER AS20DQI) PLAIN SHAFT, TOLERANCE N; WITH HOLDING BRAKE PROTECTION CLASS IP65, FLANGE ON DRIVE END IP67; | 2500 | TEM | 1 | MC | 15.5 | 1
1FK70813BF711RA0 | SIMOTICS S SYNCHRONOUS MOTOR 1FK7-HI; PN=2,7 KW; UZK=600V M0=12NM (100K); NN=3000RPM; NATURAL COOLING; FRAME SIZE IMB 5 (IM V1, IM V3) FLANGE 1 POWER CONNECTOR ROTATABLE ABSOLUTE ENCODER 20 BIT + 12 BIT MULTITURN WITH DRIVE-CLIQ INTERFACE (ENCODER AM20DQI) SHAFT WITH FITTED KEY, TOLERANCE N; W/O HOLDING BRAKE PROTECTION CLASS IP64; | 2455 | TEM | 1 | MC | 15.201 | 1
1FK70813BF711RA1 | SIMOTICS S SYNCHRONOUS MOTOR 1FK7-HI; PN=2,7 KW; UZK=600V M0=12NM (100K); NN=3000RPM; NATURAL COOLING; FRAME SIZE IMB 5 (IM V1, IM V3) FLANGE 1 POWER CONNECTOR ROTATABLE ABSOLUTE ENCODER 20 BIT + 12 BIT MULTITURN WITH DRIVE-CLIQ INTERFACE (ENCODER AM20DQI) SHAFT WITH FITTED KEY, TOLERANCE N; W/O HOLDING BRAKE PROTECTION CLASS IP65, | 2549 | TEM | 1 | MC | 15.201 | 1
1FK70813BF711RA2 | SIMOTICS S SYNCHRONOUS MOTOR 1FK7-HI; PN=2,7 KW; UZK=600V M0=12NM (100K); NN=3000RPM; NATURAL COOLING; FRAME SIZE IMB 5 (IM V1, IM V3) FLANGE 1 POWER CONNECTOR ROTATABLE ABSOLUTE ENCODER 20 BIT + 12 BIT MULTITURN WITH DRIVE-CLIQ INTERFACE (ENCODER AM20DQI) SHAFT WITH FITTED KEY, TOLERANCE N; W/O HOLDING BRAKE PROTECTION CLASS IP65, FLANGE ON DRIVE END IP67; | 2549 | TEM | 1 | MC | 15.201 | 1
1FK70813BF711RB0 | SIMOTICS S SYNCHRONOUS MOTOR 1FK7-HI; PN=2,7 KW; UZK=600V M0=12NM (100K); NN=3000RPM; NATURAL COOLING; FRAME SIZE IMB 5 (IM V1, IM V3) FLANGE 1 POWER CONNECTOR ROTATABLE ABSOLUTE ENCODER 20 BIT + 12 BIT MULTITURN WITH DRIVE-CLIQ INTERFACE (ENCODER AM20DQI) SHAFT WITH FITTED KEY, TOLERANCE N; WITH HOLDING BRAKE PROTECTION CLASS IP64; | 2867 | TEM | 1 | MC | 15.5 | 1
1FK70813BF711RB1 | SIMOTICS S SYNCHRONOUS MOTOR 1FK7-HI; PN=2,7 KW; UZK=600V M0=12NM (100K); NN=3000RPM; NATURAL COOLING; FRAME SIZE IMB 5 (IM V1, IM V3) FLANGE 1 POWER CONNECTOR ROTATABLE ABSOLUTE ENCODER 20 BIT + 12 BIT MULTITURN WITH DRIVE-CLIQ INTERFACE (ENCODER AM20DQI) SHAFT WITH FITTED KEY, TOLERANCE N; WITH HOLDING BRAKE PROTECTION CLASS IP65, | 2960 | TEM | 1 | MC | 15.5 | 1
1FK70813BF711RB2 | SIMOTICS S SYNCHRONOUS MOTOR 1FK7-HI; PN=2,7 KW; UZK=600V M0=12NM (100K); NN=3000RPM; NATURAL COOLING; FRAME SIZE IMB 5 (IM V1, IM V3) FLANGE 1 POWER CONNECTOR ROTATABLE ABSOLUTE ENCODER 20 BIT + 12 BIT MULTITURN WITH DRIVE-CLIQ INTERFACE (ENCODER AM20DQI) SHAFT WITH FITTED KEY, TOLERANCE N; WITH HOLDING BRAKE PROTECTION CLASS IP65, FLANGE ON DRIVE END IP67; | 2960 | TEM | 1 | MC | 15.5 | 1
1FK70813BF711RG0 | SIMOTICS S SYNCHRONOUS MOTOR 1FK7-HI; PN=2,7 KW; UZK=600V M0=12NM (100K); NN=3000RPM; NATURAL COOLING; FRAME SIZE IMB 5 (IM V1, IM V3) FLANGE 1 POWER CONNECTOR ROTATABLE ABSOLUTE ENCODER 20 BIT + 12 BIT MULTITURN WITH DRIVE-CLIQ INTERFACE (ENCODER AM20DQI) PLAIN SHAFT, TOLERANCE N; W/O HOLDING BRAKE PROTECTION CLASS IP64; | 2369 | TEM | 1 | MC | 15.201 | 1
1FK70813BF711RG1 | SIMOTICS S SYNCHRONOUS MOTOR 1FK7-HI; PN=2,7 KW; UZK=600V M0=12NM (100K); NN=3000RPM; NATURAL COOLING; FRAME SIZE IMB 5 (IM V1, IM V3) FLANGE 1 POWER CONNECTOR ROTATABLE ABSOLUTE ENCODER 20 BIT + 12 BIT MULTITURN WITH DRIVE-CLIQ INTERFACE (ENCODER AM20DQI) PLAIN SHAFT, TOLERANCE N; W/O HOLDING BRAKE PROTECTION CLASS IP65, | 2462 | TEM | 1 | MC | 15.201 | 1
1FK70813BF711RG2 | SIMOTICS S SYNCHRONOUS MOTOR 1FK7-HI; PN=2,7 KW; UZK=600V M0=12NM (100K); NN=3000RPM; NATURAL COOLING; FRAME SIZE IMB 5 (IM V1, IM V3) FLANGE 1 POWER CONNECTOR ROTATABLE ABSOLUTE ENCODER 20 BIT + 12 BIT MULTITURN WITH DRIVE-CLIQ INTERFACE (ENCODER AM20DQI) PLAIN SHAFT, TOLERANCE N; W/O HOLDING BRAKE PROTECTION CLASS IP65, FLANGE ON DRIVE END IP67; | 2462 | TEM | 1 | MC | 15.201 | 1
1FK70813BF711RH0 | SIMOTICS S SYNCHRONOUS MOTOR 1FK7-HI; PN=2,7 KW; UZK=600V M0=12NM (100K); NN=3000RPM; NATURAL COOLING; FRAME SIZE IMB 5 (IM V1, IM V3) FLANGE 1 POWER CONNECTOR ROTATABLE ABSOLUTE ENCODER 20 BIT + 12 BIT MULTITURN WITH DRIVE-CLIQ INTERFACE (ENCODER AM20DQI) PLAIN SHAFT, TOLERANCE N; WITH HOLDING BRAKE PROTECTION CLASS IP64; | 2780 | TEM | 1 | MC | 15.5 | 1
1FK70813BF711RH1 | SIMOTICS S SYNCHRONOUS MOTOR 1FK7-HI; PN=2,7 KW; UZK=600V M0=12NM (100K); NN=3000RPM; NATURAL COOLING; FRAME SIZE IMB 5 (IM V1, IM V3) FLANGE 1 POWER CONNECTOR ROTATABLE ABSOLUTE ENCODER 20 BIT + 12 BIT MULTITURN WITH DRIVE-CLIQ INTERFACE (ENCODER AM20DQI) PLAIN SHAFT, TOLERANCE N; WITH HOLDING BRAKE PROTECTION CLASS IP65, | 2874 | TEM | 1 | MC | 15.5 | 1
1FK70813BF711RH2 | SIMOTICS S SYNCHRONOUS MOTOR 1FK7-HI; PN=2,7 KW; UZK=600V M0=12NM (100K); NN=3000RPM; NATURAL COOLING; FRAME SIZE IMB 5 (IM V1, IM V3) FLANGE 1 POWER CONNECTOR ROTATABLE ABSOLUTE ENCODER 20 BIT + 12 BIT MULTITURN WITH DRIVE-CLIQ INTERFACE (ENCODER AM20DQI) PLAIN SHAFT, TOLERANCE N; WITH HOLDING BRAKE PROTECTION CLASS IP65, FLANGE ON DRIVE END IP67; | 2874 | TEM | 1 | MC | 15.5 | 1
1FK70827AF711AA0 | SIMOTICS S SYNCHRONOUS SERVOMOTOR, 1FK7 HIGH DYNAMIC, 14 NM, 100 K, 3000 RPM, 2,51KW NATURAL COOLING, IM B5 (V1, V3) POWER/SIGNAL CONNECTORS CONNECTOR CAN BE ROTATED BY 270 DEGR. INCREM. ENCODER, SIN/COS 1 VPP 2048 P/REV (ENCODER I-2048); SHAFT WITH FITTED KEY, TOLERANCE N; W/O HOLDING BRAKE DEGREE OF PROTECTION IP64 | 2741 | TEM | 1 | MC | 17.203 | 1
1FK70827AF711AA2 | SIMOTICS S SYNCHRONOUS SERVOMOTOR, 1FK7 HIGH DYNAMIC, 14 NM, 100 K, 3000 RPM, 2,51KW NATURAL COOLING, IM B5 (V1, V3) POWER/SIGNAL CONNECTORS CONNECTOR CAN BE ROTATED BY 270 DEGR. INCREM. ENCODER, SIN/COS 1 VPP 2048 P/REV (ENCODER I-2048); SHAFT WITH FITTED KEY, TOLERANCE N; W/O HOLDING BRAKE DEGREE OF PROTECTION IP65 FLANGE ON DRIVE END IP67 | 2842 | TEM | 1 | MC | 17.203 | 1
1FK70827AF711AB0 | SIMOTICS S SYNCHRONOUS SERVOMOTOR, 1FK7 HIGH DYNAMIC, 14 NM, 100 K, 3000 RPM, 2,51KW NATURAL COOLING, IM B5 (V1, V3) POWER/SIGNAL CONNECTORS CONNECTOR CAN BE ROTATED BY 270 DEGR. INCREM. ENCODER, SIN/COS 1 VPP 2048 P/REV (ENCODER I-2048); SHAFT WITH FITTED KEY, TOLERANCE N; WITH HOLDING BRAKE DEGREE OF PROTECTION IP64 | 3187 | TEM | 1 | MC | 19.702 | 1
1FK70827AF711AB3 | SIMOTICS S SYNCHRONOUS SERVOMOTOR, 1FK7 HIGH DYNAMIC, 14 NM, 100 K, 3000 RPM, 2,51KW NATURAL COOLING, IM B5 (V1, V3) POWER/SIGNAL CONNECTORS CONNECTOR CAN BE ROTATED BY 270 DEGR. INCREM. ENCODER, SIN/COS 1 VPP 2048 P/REV (ENCODER I-2048); SHAFT WITH FITTED KEY, TOLERANCE N; WITH HOLDING BRAKE DEGREE OF PROTECTION IP64; PAINT FINISH RAL7016 | 3237 | TEM | 1 | MC | 19.702 | 1
1FK70827AF711AG0 | SIMOTICS S SYNCHRONOUS SERVOMOTOR, 1FK7 HIGH DYNAMIC, 14 NM, 100 K, 3000 RPM, 2,51KW NATURAL COOLING, IM B5 (V1, V3) POWER/SIGNAL CONNECTORS CONNECTOR CAN BE ROTATED BY 270 DEGR. INCREM. ENCODER, SIN/COS 1 VPP 2048 P/REV (ENCODER I-2048); PLAIN SHAFT, TOLERANCE N; W/O HOLDING BRAKE DEGREE OF PROTECTION IP64 | 2647 | TEM | 1 | MC | 17.203 | 1
1FK70827AF711AG2 | SIMOTICS S SYNCHRONOUS SERVOMOTOR, 1FK7 HIGH DYNAMIC, 14 NM, 100 K, 3000 RPM, 2,51KW NATURAL COOLING, IM B5 (V1, V3) POWER/SIGNAL CONNECTORS CONNECTOR CAN BE ROTATED BY 270 DEGR. INCREM. ENCODER, SIN/COS 1 VPP 2048 P/REV (ENCODER I-2048); PLAIN SHAFT, TOLERANCE N; W/O HOLDING BRAKE DEGREE OF PROTECTION IP65 FLANGE ON DRIVE END IP67 | 2749 | TEM | 1 | MC | 17.203 | 1
1FK70827AF711AG3 | SIMOTICS S SYNCHRONOUS SERVOMOTOR, 1FK7 HIGH DYNAMIC, 14 NM, 100 K, 3000 RPM, 2,51KW NATURAL COOLING, IM B5 (V1, V3) POWER/SIGNAL CONNECTORS CONNECTOR CAN BE ROTATED BY 270 DEGR. INCREM. ENCODER, SIN/COS 1 VPP 2048 P/REV (ENCODER I-2048); PLAIN SHAFT, TOLERANCE N; W/O HOLDING BRAKE DEGREE OF PROTECTION IP64; PAINT FINISH RAL7016 | 2696 | TEM | 1 | MC | 17.203 | 1
1FK70827AF711AH0 | SIMOTICS S SYNCHRONOUS SERVOMOTOR, 1FK7 HIGH DYNAMIC, 14 NM, 100 K, 3000 RPM, 2,51KW NATURAL COOLING, IM B5 (V1, V3) POWER/SIGNAL CONNECTORS CONNECTOR CAN BE ROTATED BY 270 DEGR. INCREM. ENCODER, SIN/COS 1 VPP 2048 P/REV (ENCODER I-2048); PLAIN SHAFT, TOLERANCE N; WITH HOLDING BRAKE DEGREE OF PROTECTION IP64 | 3094 | TEM | 1 | MC | 19.702 | 1
1FK70827AF711AH2 | SIMOTICS S SYNCHRONOUS SERVOMOTOR, 1FK7 HIGH DYNAMIC, 14 NM, 100 K, 3000 RPM, 2,51KW NATURAL COOLING, IM B5 (V1, V3) POWER/SIGNAL CONNECTORS CONNECTOR CAN BE ROTATED BY 270 DEGR. INCREM. ENCODER, SIN/COS 1 VPP 2048 P/REV (ENCODER I-2048); PLAIN SHAFT, TOLERANCE N; WITH HOLDING BRAKE DEGREE OF PROTECTION IP65 FLANGE ON DRIVE END IP67 | 3195 | TEM | 1 | MC | 19.702 | 1
1FK70827AF711DA0 | SIMOTICS S SYNCHRONOUS SERVOMOTOR, 1FK7 HIGH DYNAMIC, 14 NM, 100 K, 3000 RPM, 2,51KW NATURAL COOLING, IM B5 (V1, V3) POWER/SIGNAL CONNECTORS CONNECTOR CAN BE ROTATED BY 270 DEGR. INCREMENTAL ENCODER 2048 P/REV (ENCODER I-2048) WITH DRIVE-CLIQ INTERFACE; SHAFT WITH FITTED KEY, TOLERANCE N; W/O HOLDING BRAKE DEGREE OF PROTECTION IP64 | 3003 | TEM | 1 | MC | 17.203 | 1
1FK70827AF711DB0 | SIMOTICS S SYNCHRONOUS SERVOMOTOR, 1FK7 HIGH DYNAMIC, 14 NM, 100 K, 3000 RPM, 2,51KW NATURAL COOLING, IM B5 (V1, V3) POWER/SIGNAL CONNECTORS CONNECTOR CAN BE ROTATED BY 270 DEGR. INCREMENTAL ENCODER 2048 P/REV (ENCODER I-2048) WITH DRIVE-CLIQ INTERFACE; SHAFT WITH FITTED KEY, TOLERANCE N; WITH HOLDING BRAKE DEGREE OF PROTECTION IP64 | 3449 | TEM | 1 | MC | 19.702 | 1
1FK70827AF711DB3 | SIMOTICS S SYNCHRONOUS SERVOMOTOR, 1FK7 HIGH DYNAMIC, 14 NM, 100 K, 3000 RPM, 2,51KW NATURAL COOLING, IM B5 (V1, V3) POWER/SIGNAL CONNECTORS CONNECTOR CAN BE ROTATED BY 270 DEGR. INCREMENTAL ENCODER 2048 P/REV (ENCODER I-2048) WITH DRIVE-CLIQ INTERFACE; SHAFT WITH FITTED KEY, TOLERANCE N; WITH HOLDING BRAKE DEGREE OF PROTECTION IP64; PAINT FINISH RAL7016 | 3498 | TEM | 1 | MC | 19.702 | 1
1FK70827AF711DG0 | SIMOTICS S SYNCHRONOUS SERVOMOTOR, 1FK7 HIGH DYNAMIC, 14 NM, 100 K, 3000 RPM, 2,51KW NATURAL COOLING, IM B5 (V1, V3) POWER/SIGNAL CONNECTORS CONNECTOR CAN BE ROTATED BY 270 DEGR. INCREMENTAL ENCODER 2048 P/REV (ENCODER I-2048) WITH DRIVE-CLIQ INTERFACE; PLAIN SHAFT, TOLERANCE N; W/O HOLDING BRAKE DEGREE OF PROTECTION IP64 | 2909 | TEM | 1 | MC | 17.203 | 1
1FK70827AF711DG2 | SIMOTICS S SYNCHRONOUS SERVOMOTOR, 1FK7 HIGH DYNAMIC, 14 NM, 100 K, 3000 RPM, 2,51KW NATURAL COOLING, IM B5 (V1, V3) POWER/SIGNAL CONNECTORS CONNECTOR CAN BE ROTATED BY 270 DEGR. INCREMENTAL ENCODER 2048 P/REV (ENCODER I-2048) WITH DRIVE-CLIQ INTERFACE; PLAIN SHAFT, TOLERANCE N; W/O HOLDING BRAKE DEGREE OF PROTECTION IP65 FLANGE ON DRIVE END IP67 | 3010 | TEM | 1 | MC | 17.203 | 1
1FK70827AF711DG3 | SIMOTICS S SYNCHRONOUS SERVOMOTOR, 1FK7 HIGH DYNAMIC, 14 NM, 100 K, 3000 RPM, 2,51KW NATURAL COOLING, IM B5 (V1, V3) POWER/SIGNAL CONNECTORS CONNECTOR CAN BE ROTATED BY 270 DEGR. INCREMENTAL ENCODER 2048 P/REV (ENCODER I-2048) WITH DRIVE-CLIQ INTERFACE; PLAIN SHAFT, TOLERANCE N; W/O HOLDING BRAKE DEGREE OF PROTECTION IP64; PAINT FINISH RAL7016 | 2958 | TEM | 1 | MC | 17.203 | 1
1FK70827AF711DH0 | SIMOTICS S SYNCHRONOUS SERVOMOTOR, 1FK7 HIGH DYNAMIC, 14 NM, 100 K, 3000 RPM, 2,51KW NATURAL COOLING, IM B5 (V1, V3) POWER/SIGNAL CONNECTORS CONNECTOR CAN BE ROTATED BY 270 DEGR. INCREMENTAL ENCODER 2048 P/REV (ENCODER I-2048) WITH DRIVE-CLIQ INTERFACE; PLAIN SHAFT, TOLERANCE N; WITH HOLDING BRAKE DEGREE OF PROTECTION IP64 | 3356 | TEM | 1 | MC | 19.702 | 1
1FK70827AF711EA0 | SIMOTICS S SYNCHRONOUS SERVOMOTOR, 1FK7 HIGH DYNAMIC, 14 NM, 100 K, 3000 RPM, 2,51KW NATURAL COOLING, IM B5 (V1, V3) POWER/SIGNAL CONNECTORS CONNECTOR CAN BE ROTATED BY 270 DEGR. ABSOLUTE ENCODER ENDAT 2048 P/REV (ENCODER A-2048); PERFORMANCE REDUCTION BY 10% DUE TO ABSOLUTE ENCODER; SHAFT WITH FITTED KEY, TOLERANCE N; W/O HOLDING BRAKE DEGREE OF PROTECTION IP64 | 3144 | TEM | 1 | MC | 17.203 | 1
1FK70827AF711EA2 | SIMOTICS S SYNCHRONOUS SERVOMOTOR, 1FK7 HIGH DYNAMIC, 14 NM, 100 K, 3000 RPM, 2,51KW NATURAL COOLING, IM B5 (V1, V3) POWER/SIGNAL CONNECTORS CONNECTOR CAN BE ROTATED BY 270 DEGR. ABSOLUTE ENCODER ENDAT 2048 P/REV (ENCODER A-2048); PERFORMANCE REDUCTION BY 10% DUE TO ABSOLUTE ENCODER; SHAFT WITH FITTED KEY, TOLERANCE N; W/O HOLDING BRAKE DEGREE OF PROTECTION IP65 FLANGE ON DRIVE END IP67 | 3246 | TEM | 1 | MC | 17.203 | 1
1FK70827AF711EA3 | SIMOTICS S SYNCHRONOUS SERVOMOTOR, 1FK7 HIGH DYNAMIC, 14 NM, 100 K, 3000 RPM, 2,51KW NATURAL COOLING, IM B5 (V1, V3) POWER/SIGNAL CONNECTORS CONNECTOR CAN BE ROTATED BY 270 DEGR. ABSOLUTE ENCODER ENDAT 2048 P/REV (ENCODER A-2048); PERFORMANCE REDUCTION BY 10% DUE TO ABSOLUTE ENCODER; SHAFT WITH FITTED KEY, TOLERANCE N; W/O HOLDING BRAKE DEGREE OF PROTECTION IP64; PAINT FINISH RAL7016 | 3193 | TEM | 1 | MC | 17.203 | 1
1FK70827AF711EA5 | SIMOTICS S SYNCHRONOUS SERVOMOTOR, 1FK7 HIGH DYNAMIC, 14 NM, 100 K, 3000 RPM, 2,51KW NATURAL COOLING, IM B5 (V1, V3) POWER/SIGNAL CONNECTORS CONNECTOR CAN BE ROTATED BY 270 DEGR. ABSOLUTE ENCODER ENDAT 2048 P/REV (ENCODER A-2048); PERFORMANCE REDUCTION BY 10% DUE TO ABSOLUTE ENCODER; SHAFT WITH FITTED KEY, TOLERANCE N; W/O HOLDING BRAKE DEGREE OF PROTECTION IP65 AS FLANGE IP67; PAINT FINISH RAL7016 | 3295 | TEM | 1 | MC | 17.203 | 1
1FK70827AF711EB0 | SIMOTICS S SYNCHRONOUS SERVOMOTOR, 1FK7 HIGH DYNAMIC, 14 NM, 100 K, 3000 RPM, 2,51KW NATURAL COOLING, IM B5 (V1, V3) POWER/SIGNAL CONNECTORS CONNECTOR CAN BE ROTATED BY 270 DEGR. ABSOLUTE ENCODER ENDAT 2048 P/REV (ENCODER A-2048); PERFORMANCE REDUCTION BY 10% DUE TO ABSOLUTE ENCODER; SHAFT WITH FITTED KEY, TOLERANCE N; WITH HOLDING BRAKE DEGREE OF PROTECTION IP64 | 3591 | TEM | 1 | MC | 19.702 | 1
1FK70827AF711EB2 | SIMOTICS S SYNCHRONOUS SERVOMOTOR, 1FK7 HIGH DYNAMIC, 14 NM, 100 K, 3000 RPM, 2,51KW NATURAL COOLING, IM B5 (V1, V3) POWER/SIGNAL CONNECTORS CONNECTOR CAN BE ROTATED BY 270 DEGR. ABSOLUTE ENCODER ENDAT 2048 P/REV (ENCODER A-2048); PERFORMANCE REDUCTION BY 10% DUE TO ABSOLUTE ENCODER; SHAFT WITH FITTED KEY, TOLERANCE N; WITH HOLDING BRAKE DEGREE OF PROTECTION IP65 FLANGE ON DRIVE END IP67 | 3693 | TEM | 1 | MC | 19.702 | 1
1FK70827AF711EB3 | SIMOTICS S SYNCHRONOUS SERVOMOTOR, 1FK7 HIGH DYNAMIC, 14 NM, 100 K, 3000 RPM, 2,51KW NATURAL COOLING, IM B5 (V1, V3) POWER/SIGNAL CONNECTORS CONNECTOR CAN BE ROTATED BY 270 DEGR. ABSOLUTE ENCODER ENDAT 2048 P/REV (ENCODER A-2048); PERFORMANCE REDUCTION BY 10% DUE TO ABSOLUTE ENCODER; SHAFT WITH FITTED KEY, TOLERANCE N; WITH HOLDING BRAKE DEGREE OF PROTECTION IP64; PAINT FINISH RAL7016 | 3640 | TEM | 1 | MC | 19.702 | 1
1FK70827AF711EG0 | SIMOTICS S SYNCHRONOUS SERVOMOTOR, 1FK7 HIGH DYNAMIC, 14 NM, 100 K, 3000 RPM, 2,51KW NATURAL COOLING, IM B5 (V1, V3) POWER/SIGNAL CONNECTORS CONNECTOR CAN BE ROTATED BY 270 DEGR. ABSOLUTE ENCODER ENDAT 2048 P/REV (ENCODER A-2048); PERFORMANCE REDUCTION BY 10% DUE TO ABSOLUTE ENCODER; PLAIN SHAFT, TOLERANCE N; W/O HOLDING BRAKE DEGREE OF PROTECTION IP64 | 3051 | TEM | 1 | MC | 17.203 | 1
1FK70827AF711EG2 | SIMOTICS S SYNCHRONOUS SERVOMOTOR, 1FK7 HIGH DYNAMIC, 14 NM, 100 K, 3000 RPM, 2,51KW NATURAL COOLING, IM B5 (V1, V3) POWER/SIGNAL CONNECTORS CONNECTOR CAN BE ROTATED BY 270 DEGR. ABSOLUTE ENCODER ENDAT 2048 P/REV (ENCODER A-2048); PERFORMANCE REDUCTION BY 10% DUE TO ABSOLUTE ENCODER; PLAIN SHAFT, TOLERANCE N; W/O HOLDING BRAKE DEGREE OF PROTECTION IP65 FLANGE ON DRIVE END IP67 | 3152 | TEM | 1 | MC | 17.203 | 1
1FK70827AF711EG3 | SIMOTICS S SYNCHRONOUS SERVOMOTOR, 1FK7 HIGH DYNAMIC, 14 NM, 100 K, 3000 RPM, 2,51KW NATURAL COOLING, IM B5 (V1, V3) POWER/SIGNAL CONNECTORS CONNECTOR CAN BE ROTATED BY 270 DEGR. ABSOLUTE ENCODER ENDAT 2048 P/REV (ENCODER A-2048); PERFORMANCE REDUCTION BY 10% DUE TO ABSOLUTE ENCODER; PLAIN SHAFT, TOLERANCE N; W/O HOLDING BRAKE DEGREE OF PROTECTION IP64; PAINT FINISH RAL7016 | 3100 | TEM | 1 | MC | 17.203 | 1
1FK70827AF711EG5 | SIMOTICS S SYNCHRONOUS SERVOMOTOR, 1FK7 HIGH DYNAMIC, 14 NM, 100 K, 3000 RPM, 2,51KW NATURAL COOLING, IM B5 (V1, V3) POWER/SIGNAL CONNECTORS CONNECTOR CAN BE ROTATED BY 270 DEGR. ABSOLUTE ENCODER ENDAT 2048 P/REV (ENCODER A-2048); PERFORMANCE REDUCTION BY 10% DUE TO ABSOLUTE ENCODER; PLAIN SHAFT, TOLERANCE N; W/O HOLDING BRAKE DEGREE OF PROTECTION IP65 AS FLANGE IP67; PAINT FINISH RAL7016 | 3201 | TEM | 1 | MC | 17.203 | 1
1FK70827AF711EH0 | SIMOTICS S SYNCHRONOUS SERVOMOTOR, 1FK7 HIGH DYNAMIC, 14 NM, 100 K, 3000 RPM, 2,51KW NATURAL COOLING, IM B5 (V1, V3) POWER/SIGNAL CONNECTORS CONNECTOR CAN BE ROTATED BY 270 DEGR. ABSOLUTE ENCODER ENDAT 2048 P/REV (ENCODER A-2048); PERFORMANCE REDUCTION BY 10% DUE TO ABSOLUTE ENCODER; PLAIN SHAFT, TOLERANCE N; WITH HOLDING BRAKE DEGREE OF PROTECTION IP64 | 3497 | TEM | 1 | MC | 19.702 | 1
1FK70827AF711EH2 | SIMOTICS S SYNCHRONOUS SERVOMOTOR, 1FK7 HIGH DYNAMIC, 14 NM, 100 K, 3000 RPM, 2,51KW NATURAL COOLING, IM B5 (V1, V3) POWER/SIGNAL CONNECTORS CONNECTOR CAN BE ROTATED BY 270 DEGR. ABSOLUTE ENCODER ENDAT 2048 P/REV (ENCODER A-2048); PERFORMANCE REDUCTION BY 10% DUE TO ABSOLUTE ENCODER; PLAIN SHAFT, TOLERANCE N; WITH HOLDING BRAKE DEGREE OF PROTECTION IP65 FLANGE ON DRIVE END IP67 | 3599 | TEM | 1 | MC | 19.702 | 1
1FK70827AF711EH5 | SIMOTICS S SYNCHRONOUS SERVOMOTOR, 1FK7 HIGH DYNAMIC, 14 NM, 100 K, 3000 RPM, 2,51KW NATURAL COOLING, IM B5 (V1, V3) POWER/SIGNAL CONNECTORS CONNECTOR CAN BE ROTATED BY 270 DEGR. ABSOLUTE ENCODER ENDAT 2048 P/REV (ENCODER A-2048); PERFORMANCE REDUCTION BY 10% DUE TO ABSOLUTE ENCODER; PLAIN SHAFT, TOLERANCE N; WITH HOLDING BRAKE DEGREE OF PROTECTION IP65 AS FLANGE IP67; PAINT FINISH RAL7016 | 3648 | TEM | 1 | MC | 19.702 | 1
1FK70827AF711FA0 | SIMOTICS S SYNCHRONOUS SERVOMOTOR, 1FK7 HIGH DYNAMIC, 14 NM, 100 K, 3000 RPM, 2,51KW NATURAL COOLING, IM B5 (V1, V3) POWER/SIGNAL CONNECTORS CONNECTOR CAN BE ROTATED BY 270 DEGR. ABSOLUTE ENCODER 2048 P/REV (ENCODER A-2048) WITH DRIVE-CLIQ INTERFACE; PERFORMANCE REDUCTION BY 10% DUE TO ABSOLUTE ENCODER; SHAFT WITH FITTED KEY, TOLERANCE N; W/O HOLDING BRAKE DEGREE OF PROTECTION IP64 | 3404 | TEM | 1 | MC | 17.203 | 1
1FK70827AF711FB0 | SIMOTICS S SYNCHRONOUS SERVOMOTOR, 1FK7 HIGH DYNAMIC, 14 NM, 100 K, 3000 RPM, 2,51KW NATURAL COOLING, IM B5 (V1, V3) POWER/SIGNAL CONNECTORS CONNECTOR CAN BE ROTATED BY 270 DEGR. ABSOLUTE ENCODER 2048 P/REV (ENCODER A-2048) WITH DRIVE-CLIQ INTERFACE; PERFORMANCE REDUCTION BY 10% DUE TO ABSOLUTE ENCODER; SHAFT WITH FITTED KEY, TOLERANCE N; WITH HOLDING BRAKE DEGREE OF PROTECTION IP64 | 3850 | TEM | 1 | MC | 19.702 | 1
1FK70827AF711FG0 | SIMOTICS S SYNCHRONOUS SERVOMOTOR, 1FK7 HIGH DYNAMIC, 14 NM, 100 K, 3000 RPM, 2,51KW NATURAL COOLING, IM B5 (V1, V3) POWER/SIGNAL CONNECTORS CONNECTOR CAN BE ROTATED BY 270 DEGR. ABSOLUTE ENCODER 2048 P/REV (ENCODER A-2048) WITH DRIVE-CLIQ INTERFACE; PERFORMANCE REDUCTION BY 10% DUE TO ABSOLUTE ENCODER; PLAIN SHAFT, TOLERANCE N; W/O HOLDING BRAKE DEGREE OF PROTECTION IP64 | 3310 | TEM | 1 | MC | 17.203 | 1
1FK70827AF711FG2 | SIMOTICS S SYNCHRONOUS SERVOMOTOR, 1FK7 HIGH DYNAMIC, 14 NM, 100 K, 3000 RPM, 2,51KW NATURAL COOLING, IM B5 (V1, V3) POWER/SIGNAL CONNECTORS CONNECTOR CAN BE ROTATED BY 270 DEGR. ABSOLUTE ENCODER 2048 P/REV (ENCODER A-2048) WITH DRIVE-CLIQ INTERFACE; PERFORMANCE REDUCTION BY 10% DUE TO ABSOLUTE ENCODER; PLAIN SHAFT, TOLERANCE N; W/O HOLDING BRAKE DEGREE OF PROTECTION IP65 FLANGE ON DRIVE END IP67 | 3412 | TEM | 1 | MC | 17.203 | 1
1FK70827AF711FG3 | SIMOTICS S SYNCHRONOUS SERVOMOTOR, 1FK7 HIGH DYNAMIC, 14 NM, 100 K, 3000 RPM, 2,51KW NATURAL COOLING, IM B5 (V1, V3) POWER/SIGNAL CONNECTORS CONNECTOR CAN BE ROTATED BY 270 DEGR. ABSOLUTE ENCODER 2048 P/REV (ENCODER A-2048) WITH DRIVE-CLIQ INTERFACE; PERFORMANCE REDUCTION BY 10% DUE TO ABSOLUTE ENCODER; PLAIN SHAFT, TOLERANCE N; W/O HOLDING BRAKE DEGREE OF PROTECTION IP64; PAINT FINISH RAL7016 | 3359 | TEM | 1 | MC | 17.203 | 1
1FK70827AF711FG8 | SIMOTICS S SYNCHRONOUS SERVOMOTOR, 1FK7 HIGH DYNAMIC, 14 NM, 100 K, 3000 RPM, 2,51KW NATURAL COOLING, IM B5 (V1, V3) POWER/SIGNAL CONNECTORS CONNECTOR CAN BE ROTATED BY 270 DEGR. ABSOLUTE ENCODER 2048 P/REV (ENCODER A-2048) WITH DRIVE-CLIQ INTERFACE; PERFORMANCE REDUCTION BY 10% DUE TO ABSOLUTE ENCODER; PLAIN SHAFT, TOLERANCE N; W/O HOLDING BRAKE DEGREE OF PROTECTION IP65 IP67 D-END FLANGE; RAL7016 COATING; METALLIC RATING PLATE AT MOTOR | 3569 | TEM | 1 | MC | 17.203 | 1
1FK70827AF711FH0 | SIMOTICS S SYNCHRONOUS SERVOMOTOR, 1FK7 HIGH DYNAMIC, 14 NM, 100 K, 3000 RPM, 2,51KW NATURAL COOLING, IM B5 (V1, V3) POWER/SIGNAL CONNECTORS CONNECTOR CAN BE ROTATED BY 270 DEGR. ABSOLUTE ENCODER 2048 P/REV (ENCODER A-2048) WITH DRIVE-CLIQ INTERFACE; PERFORMANCE REDUCTION BY 10% DUE TO ABSOLUTE ENCODER; PLAIN SHAFT, TOLERANCE N; WITH HOLDING BRAKE DEGREE OF PROTECTION IP64 | 3757 | TEM | 1 | MC | 19.702 | 1
1FK70827AF711FH2 | SIMOTICS S SYNCHRONOUS SERVOMOTOR, 1FK7 HIGH DYNAMIC, 14 NM, 100 K, 3000 RPM, 2,51KW NATURAL COOLING, IM B5 (V1, V3) POWER/SIGNAL CONNECTORS CONNECTOR CAN BE ROTATED BY 270 DEGR. ABSOLUTE ENCODER 2048 P/REV (ENCODER A-2048) WITH DRIVE-CLIQ INTERFACE; PERFORMANCE REDUCTION BY 10% DUE TO ABSOLUTE ENCODER; PLAIN SHAFT, TOLERANCE N; WITH HOLDING BRAKE DEGREE OF PROTECTION IP65 FLANGE ON DRIVE END IP67 | 3858 | TEM | 1 | MC | 19.702 | 1
1FK70827AF711FH8 | SIMOTICS S SYNCHRONOUS SERVOMOTOR, 1FK7 HIGH DYNAMIC, 14 NM, 100 K, 3000 RPM, 2,51KW NATURAL COOLING, IM B5 (V1, V3) POWER/SIGNAL CONNECTORS CONNECTOR CAN BE ROTATED BY 270 DEGR. ABSOLUTE ENCODER 2048 P/REV (ENCODER A-2048) WITH DRIVE-CLIQ INTERFACE; PERFORMANCE REDUCTION BY 10% DUE TO ABSOLUTE ENCODER; PLAIN SHAFT, TOLERANCE N; WITH HOLDING BRAKE DEGREE OF PROTECTION IP65 IP67 D-END FLANGE; RAL7016 COATING; METALLIC RATING PLATE AT MOTOR | 4016 | TEM | 1 | MC | 19.702 | 1
1FK70827AF711GA0 | SIMOTICS S SYNCHRONOUS SERVOMOTOR, 1FK7 HIGH DYNAMIC, 14 NM, 100 K, 3000 RPM, 2,51KW NATURAL COOLING, IM B5 (V1, V3) POWER/SIGNAL CONNECTORS CONNECTOR CAN BE ROTATED BY 270 DEGR. BASIC ABSOLUTE ENCODER 32 P/REV (ENCODER A-32); PERFORMANCE REDUCTION BY 10% DUE TO ABSOLUTE ENCODER; SHAFT WITH FITTED KEY, TOLERANCE N; W/O HOLDING BRAKE DEGREE OF PROTECTION IP64 | 2582 | TEM | 1 | MC | 17.203 | 1
1FK70827AF711GA3 | SIMOTICS S SYNCHRONOUS SERVOMOTOR, 1FK7 HIGH DYNAMIC, 14 NM, 100 K, 3000 RPM, 2,51KW NATURAL COOLING, IM B5 (V1, V3) POWER/SIGNAL CONNECTORS CONNECTOR CAN BE ROTATED BY 270 DEGR. BASIC ABSOLUTE ENCODER 32 P/REV (ENCODER A-32); PERFORMANCE REDUCTION BY 10% DUE TO ABSOLUTE ENCODER; SHAFT WITH FITTED KEY, TOLERANCE N; W/O HOLDING BRAKE DEGREE OF PROTECTION IP64; PAINT FINISH RAL7016 | 2631 | TEM | 1 | MC | 17.203 | 1
1FK70827AF711GB3 | SIMOTICS S SYNCHRONOUS SERVOMOTOR, 1FK7 HIGH DYNAMIC, 14 NM, 100 K, 3000 RPM, 2,51KW NATURAL COOLING, IM B5 (V1, V3) POWER/SIGNAL CONNECTORS CONNECTOR CAN BE ROTATED BY 270 DEGR. BASIC ABSOLUTE ENCODER 32 P/REV (ENCODER A-32); PERFORMANCE REDUCTION BY 10% DUE TO ABSOLUTE ENCODER; SHAFT WITH FITTED KEY, TOLERANCE N; WITH HOLDING BRAKE DEGREE OF PROTECTION IP64; PAINT FINISH RAL7016 | 3078 | TEM | 1 | MC | 19.702 | 1
1FK70827AF711GG0 | SIMOTICS S SYNCHRONOUS SERVOMOTOR, 1FK7 HIGH DYNAMIC, 14 NM, 100 K, 3000 RPM, 2,51KW NATURAL COOLING, IM B5 (V1, V3) POWER/SIGNAL CONNECTORS CONNECTOR CAN BE ROTATED BY 270 DEGR. BASIC ABSOLUTE ENCODER 32 P/REV (ENCODER A-32); PERFORMANCE REDUCTION BY 10% DUE TO ABSOLUTE ENCODER; PLAIN SHAFT, TOLERANCE N; W/O HOLDING BRAKE DEGREE OF PROTECTION IP64 | 2489 | TEM | 1 | MC | 17.203 | 1
1FK70827AF711GH0 | SIMOTICS S SYNCHRONOUS SERVOMOTOR, 1FK7 HIGH DYNAMIC, 14 NM, 100 K, 3000 RPM, 2,51KW NATURAL COOLING, IM B5 (V1, V3) POWER/SIGNAL CONNECTORS CONNECTOR CAN BE ROTATED BY 270 DEGR. BASIC ABSOLUTE ENCODER 32 P/REV (ENCODER A-32); PERFORMANCE REDUCTION BY 10% DUE TO ABSOLUTE ENCODER; PLAIN SHAFT, TOLERANCE N; WITH HOLDING BRAKE DEGREE OF PROTECTION IP64 | 2935 | TEM | 1 | MC | 19.702 | 1
1FK70827AF711KG0 | SIMOTICS S SYNCHRONOUS SERVOMOTOR, 1FK7 HIGH DYNAMIC, 14 NM, 100 K, 3000 RPM, 2,51KW NATURAL COOLING, IM B5 (V1, V3) POWER/SIGNAL CONNECTORS CONNECTOR CAN BE ROTATED BY 270 DEGR. BASIC ABSOLUTE ENCODER 32 P/REV (ENCODER A-32) WITH DRIVE-CLIQ INTERFACE; PERFORMANCE REDUCTION BY 10% DUE TO ABSOLUTE ENCODER; PLAIN SHAFT, TOLERANCE N; W/O HOLDING BRAKE DEGREE OF PROTECTION IP64 | 2748 | TEM | 1 | MC | 17.203 | 1
1FK70827AF711PA0 | SIMOTICS S SYNCHRONOUS SERVOMOTOR, 1FK7 HIGH DYNAMIC, 14 NM, 100 K, 3000 RPM, 2,51KW NATURAL COOLING, IM B5 (V1, V3) POWER/SIGNAL CONNECTORS CONNECTOR CAN BE ROTATED BY 270 DEGR. RESOLVER 2-POLE (RESOLVER P=1) WITH DRIVE-CLIQ INTERFACE; SHAFT WITH FITTED KEY, TOLERANCE N; W/O HOLDING BRAKE DEGREE OF PROTECTION IP64 | 2366 | TEM | 1 | MC | 17.203 | 1
1FK70827AF711PA5 | SIMOTICS S SYNCHRONOUS SERVOMOTOR, 1FK7 HIGH DYNAMIC, 14 NM, 100 K, 3000 RPM, 2,51KW NATURAL COOLING, IM B5 (V1, V3) POWER/SIGNAL CONNECTORS CONNECTOR CAN BE ROTATED BY 270 DEGR. RESOLVER 2-POLE (RESOLVER P=1) WITH DRIVE-CLIQ INTERFACE; SHAFT WITH FITTED KEY, TOLERANCE N; W/O HOLDING BRAKE DEGREE OF PROTECTION IP65 AS FLANGE IP67; PAINT FINISH RAL7016 | 2517 | TEM | 1 | MC | 17.203 | 1
1FK70827AF711PG0 | SIMOTICS S SYNCHRONOUS SERVOMOTOR, 1FK7 HIGH DYNAMIC, 14 NM, 100 K, 3000 RPM, 2,51KW NATURAL COOLING, IM B5 (V1, V3) POWER/SIGNAL CONNECTORS CONNECTOR CAN BE ROTATED BY 270 DEGR. RESOLVER 2-POLE (RESOLVER P=1) WITH DRIVE-CLIQ INTERFACE; PLAIN SHAFT, TOLERANCE N; W/O HOLDING BRAKE DEGREE OF PROTECTION IP64 | 2272 | TEM | 1 | MC | 17.203 | 1
1FK70827AF711SA0 | SIMOTICS S SYNCHRONOUS SERVOMOTOR, 1FK7 HIGH DYNAMIC, 14 NM, 100 K, 3000 RPM, 2,51KW NATURAL COOLING, IM B5 (V1, V3) POWER/SIGNAL CONNECTORS CONNECTOR CAN BE ROTATED BY 270 DEGR. RESOLVER MULTI-POLE (RESOLVER P=4); SHAFT WITH FITTED KEY, TOLERANCE N; W/O HOLDING BRAKE DEGREE OF PROTECTION IP64 | 2104 | TEM | 1 | MC | 17.203 | 1
1FK70827AF711SA3 | SIMOTICS S SYNCHRONOUS SERVOMOTOR, 1FK7 HIGH DYNAMIC, 14 NM, 100 K, 3000 RPM, 2,51KW NATURAL COOLING, IM B5 (V1, V3) POWER/SIGNAL CONNECTORS CONNECTOR CAN BE ROTATED BY 270 DEGR. RESOLVER MULTI-POLE (RESOLVER P=4); SHAFT WITH FITTED KEY, TOLERANCE N; W/O HOLDING BRAKE DEGREE OF PROTECTION IP64; PAINT FINISH RAL7016 | 2154 | TEM | 1 | MC | 17.203 | 1
1FK70827AF711SA5 | SIMOTICS S SYNCHRONOUS SERVOMOTOR, 1FK7 HIGH DYNAMIC, 14 NM, 100 K, 3000 RPM, 2,51KW NATURAL COOLING, IM B5 (V1, V3) POWER/SIGNAL CONNECTORS CONNECTOR CAN BE ROTATED BY 270 DEGR. RESOLVER MULTI-POLE (RESOLVER P=4); SHAFT WITH FITTED KEY, TOLERANCE N; W/O HOLDING BRAKE DEGREE OF PROTECTION IP65 AS FLANGE IP67; PAINT FINISH RAL7016 | 2255 | TEM | 1 | MC | 17.203 | 1
1FK70827AF711SG0 | SIMOTICS S SYNCHRONOUS SERVOMOTOR, 1FK7 HIGH DYNAMIC, 14 NM, 100 K, 3000 RPM, 2,51KW NATURAL COOLING, IM B5 (V1, V3) POWER/SIGNAL CONNECTORS CONNECTOR CAN BE ROTATED BY 270 DEGR. RESOLVER MULTI-POLE (RESOLVER P=4); PLAIN SHAFT, TOLERANCE N; W/O HOLDING BRAKE DEGREE OF PROTECTION IP64 | 2011 | TEM | 1 | MC | 17.203 | 1
1FK70827AF711SG3 | SIMOTICS S SYNCHRONOUS SERVOMOTOR, 1FK7 HIGH DYNAMIC, 14 NM, 100 K, 3000 RPM, 2,51KW NATURAL COOLING, IM B5 (V1, V3) POWER/SIGNAL CONNECTORS CONNECTOR CAN BE ROTATED BY 270 DEGR. RESOLVER MULTI-POLE (RESOLVER P=4); PLAIN SHAFT, TOLERANCE N; W/O HOLDING BRAKE DEGREE OF PROTECTION IP64; PAINT FINISH RAL7016 | 2060 | TEM | 1 | MC | 17.203 | 1
1FK70827AF711SH0 | SIMOTICS S SYNCHRONOUS SERVOMOTOR, 1FK7 HIGH DYNAMIC, 14 NM, 100 K, 3000 RPM, 2,51KW NATURAL COOLING, IM B5 (V1, V3) POWER/SIGNAL CONNECTORS CONNECTOR CAN BE ROTATED BY 270 DEGR. RESOLVER MULTI-POLE (RESOLVER P=4); PLAIN SHAFT, TOLERANCE N; WITH HOLDING BRAKE DEGREE OF PROTECTION IP64 | 2457 | TEM | 1 | MC | 19.702 | 1
1FK70827AF711SH2 | SIMOTICS S SYNCHRONOUS SERVOMOTOR, 1FK7 HIGH DYNAMIC, 14 NM, 100 K, 3000 RPM, 2,51KW NATURAL COOLING, IM B5 (V1, V3) POWER/SIGNAL CONNECTORS CONNECTOR CAN BE ROTATED BY 270 DEGR. RESOLVER MULTI-POLE (RESOLVER P=4); PLAIN SHAFT, TOLERANCE N; WITH HOLDING BRAKE DEGREE OF PROTECTION IP65 FLANGE ON DRIVE END IP67 | 2559 | TEM | 1 | MC | 19.702 | 1
1FK70827AF711TA3 | SIMOTICS S SYNCHRONOUS SERVOMOTOR, 1FK7 HIGH DYNAMIC, 14 NM, 100 K, 3000 RPM, 2,51KW NATURAL COOLING, IM B5 (V1, V3) POWER/SIGNAL CONNECTORS CONNECTOR CAN BE ROTATED BY 270 DEGR. RESOLVER 2-POLE (RESOLVER P=1); SHAFT WITH FITTED KEY, TOLERANCE N; W/O HOLDING BRAKE DEGREE OF PROTECTION IP64; PAINT FINISH RAL7016 | 2154 | TEM | 1 | MC | 17.203 | 1
1FK70827AF711TG0 | SIMOTICS S SYNCHRONOUS SERVOMOTOR, 1FK7 HIGH DYNAMIC, 14 NM, 100 K, 3000 RPM, 2,51KW NATURAL COOLING, IM B5 (V1, V3) POWER/SIGNAL CONNECTORS CONNECTOR CAN BE ROTATED BY 270 DEGR. RESOLVER 2-POLE (RESOLVER P=1); PLAIN SHAFT, TOLERANCE N; W/O HOLDING BRAKE DEGREE OF PROTECTION IP64 | 2011 | TEM | 1 | MC | 17.203 | 1
1FK70827AF711TH0 | SIMOTICS S SYNCHRONOUS SERVOMOTOR, 1FK7 HIGH DYNAMIC, 14 NM, 100 K, 3000 RPM, 2,51KW NATURAL COOLING, IM B5 (V1, V3) POWER/SIGNAL CONNECTORS CONNECTOR CAN BE ROTATED BY 270 DEGR. RESOLVER 2-POLE (RESOLVER P=1); PLAIN SHAFT, TOLERANCE N; WITH HOLDING BRAKE DEGREE OF PROTECTION IP64 | 2457 | TEM | 1 | MC | 19.702 | 1
1FK70827AF711UA0 | SIMOTICS S SYNCHRONOUS SERVOMOTOR, 1FK7 HIGH DYNAMIC, 14 NM, 100 K, 3000 RPM, 2,51KW NATURAL COOLING, IM B5 (V1, V3) POWER/SIGNAL CONNECTORS CONNECTOR CAN BE ROTATED BY 270 DEGR. RESOLVER MULTI-POLE (RESOLVER P=4) WITH DRIVE-CLIQ INTERFACE; SHAFT WITH FITTED KEY, TOLERANCE N; W/O HOLDING BRAKE DEGREE OF PROTECTION IP64 | 2366 | TEM | 1 | MC | 17.203 | 1
1FK70827AF711UA3 | SIMOTICS S SYNCHRONOUS SERVOMOTOR, 1FK7 HIGH DYNAMIC, 14 NM, 100 K, 3000 RPM, 2,51KW NATURAL COOLING, IM B5 (V1, V3) POWER/SIGNAL CONNECTORS CONNECTOR CAN BE ROTATED BY 270 DEGR. RESOLVER MULTI-POLE (RESOLVER P=4) WITH DRIVE-CLIQ INTERFACE; SHAFT WITH FITTED KEY, TOLERANCE N; W/O HOLDING BRAKE DEGREE OF PROTECTION IP64; PAINT FINISH RAL7016 | 2415 | TEM | 1 | MC | 17.203 | 1
1FK70827AF711UG0 | SIMOTICS S SYNCHRONOUS SERVOMOTOR, 1FK7 HIGH DYNAMIC, 14 NM, 100 K, 3000 RPM, 2,51KW NATURAL COOLING, IM B5 (V1, V3) POWER/SIGNAL CONNECTORS CONNECTOR CAN BE ROTATED BY 270 DEGR. RESOLVER MULTI-POLE (RESOLVER P=4) WITH DRIVE-CLIQ INTERFACE; PLAIN SHAFT, TOLERANCE N; W/O HOLDING BRAKE DEGREE OF PROTECTION IP64 | 2272 | TEM | 1 | MC | 17.203 | 1
1FK70827AF711UH0 | SIMOTICS S SYNCHRONOUS SERVOMOTOR, 1FK7 HIGH DYNAMIC, 14 NM, 100 K, 3000 RPM, 2,51KW NATURAL COOLING, IM B5 (V1, V3) POWER/SIGNAL CONNECTORS CONNECTOR CAN BE ROTATED BY 270 DEGR. RESOLVER MULTI-POLE (RESOLVER P=4) WITH DRIVE-CLIQ INTERFACE; PLAIN SHAFT, TOLERANCE N; WITH HOLDING BRAKE DEGREE OF PROTECTION IP64 | 2719 | TEM | 1 | MC | 19.702 | 1
1FK70832AC711AA0 | SIMOTICS S SYNCHRONOUS MOTOR 1FK7-CT PN=2,6 KW; UZK=600V M0=16NM (100K); NN=2000RPM; NATURAL COOLING; FRAME SIZE IMB 5 (IM V1, IM V3) FLANGE 1, WITH KTY TEMPERATURESENSOR POWER CONNECTOR ROTATABLE INCREMENTAL ENCODER SIN/COS 1VPP;2048 S/R W. C-AND D-SPUR (ENCODER IC2048S/R) SHAFT WITH FITTED KEY, TOLERANCE N; W/O HOLDING BRAKE PROTECTION CLASS IP64; | 2431 | TEM | 1 | MC | 15.601 | 1
1FK70832AC711AA1 | SIMOTICS S SYNCHRONOUS MOTOR 1FK7-CT PN=2,6 KW; UZK=600V M0=16NM (100K); NN=2000RPM; NATURAL COOLING; FRAME SIZE IMB 5 (IM V1, IM V3) FLANGE 1, WITH KTY TEMPERATURESENSOR POWER CONNECTOR ROTATABLE INCREMENTAL ENCODER SIN/COS 1VPP;2048 S/R W. C-AND D-SPUR (ENCODER IC2048S/R) SHAFT WITH FITTED KEY, TOLERANCE N; W/O HOLDING BRAKE PROTECTION CLASS IP65, | 2524 | TEM | 1 | MC | 15.601 | 1
1FK70832AC711AA2 | SIMOTICS S SYNCHRONOUS MOTOR 1FK7-CT PN=2,6 KW; UZK=600V M0=16NM (100K); NN=2000RPM; NATURAL COOLING; FRAME SIZE IMB 5 (IM V1, IM V3) FLANGE 1, WITH KTY TEMPERATURESENSOR POWER CONNECTOR ROTATABLE INCREMENTAL ENCODER SIN/COS 1VPP;2048 S/R W. C-AND D-SPUR (ENCODER IC2048S/R) SHAFT WITH FITTED KEY, TOLERANCE N; W/O HOLDING BRAKE PROTECTION CLASS IP65, FLANGE ON DRIVE END IP67; | 2524 | TEM | 1 | MC | 15.601 | 1
1FK70832AC711AB0 | SIMOTICS S SYNCHRONOUS MOTOR 1FK7-CT PN=2,6 KW; UZK=600V M0=16NM (100K); NN=2000RPM; NATURAL COOLING; FRAME SIZE IMB 5 (IM V1, IM V3) FLANGE 1, WITH KTY TEMPERATURESENSOR POWER CONNECTOR ROTATABLE INCREMENTAL ENCODER SIN/COS 1VPP;2048 S/R W. C-AND D-SPUR (ENCODER IC2048S/R) SHAFT WITH FITTED KEY, TOLERANCE N; WITH HOLDING BRAKE PROTECTION CLASS IP64; | 2842 | TEM | 1 | MC | 15.9 | 1
1FK70832AC711AB1 | SIMOTICS S SYNCHRONOUS MOTOR 1FK7-CT PN=2,6 KW; UZK=600V M0=16NM (100K); NN=2000RPM; NATURAL COOLING; FRAME SIZE IMB 5 (IM V1, IM V3) FLANGE 1, WITH KTY TEMPERATURESENSOR POWER CONNECTOR ROTATABLE INCREMENTAL ENCODER SIN/COS 1VPP;2048 S/R W. C-AND D-SPUR (ENCODER IC2048S/R) SHAFT WITH FITTED KEY, TOLERANCE N; WITH HOLDING BRAKE PROTECTION CLASS IP65, | 2935 | TEM | 1 | MC | 15.9 | 1
1FK70832AC711AB2 | SIMOTICS S SYNCHRONOUS MOTOR 1FK7-CT PN=2,6 KW; UZK=600V M0=16NM (100K); NN=2000RPM; NATURAL COOLING; FRAME SIZE IMB 5 (IM V1, IM V3) FLANGE 1, WITH KTY TEMPERATURESENSOR POWER CONNECTOR ROTATABLE INCREMENTAL ENCODER SIN/COS 1VPP;2048 S/R W. C-AND D-SPUR (ENCODER IC2048S/R) SHAFT WITH FITTED KEY, TOLERANCE N; WITH HOLDING BRAKE PROTECTION CLASS IP65, FLANGE ON DRIVE END IP67; | 2935 | TEM | 1 | MC | 15.9 | 1
1FK70832AC711AG0 | SIMOTICS S SYNCHRONOUS MOTOR 1FK7-CT PN=2,6 KW; UZK=600V M0=16NM (100K); NN=2000RPM; NATURAL COOLING; FRAME SIZE IMB 5 (IM V1, IM V3) FLANGE 1, WITH KTY TEMPERATURESENSOR POWER CONNECTOR ROTATABLE INCREMENTAL ENCODER SIN/COS 1VPP;2048 S/R W. C-AND D-SPUR (ENCODER IC2048S/R) PLAIN SHAFT, TOLERANCE N; W/O HOLDING BRAKE PROTECTION CLASS IP64; | 2344 | TEM | 1 | MC | 15.601 | 1
1FK70832AC711AG1 | SIMOTICS S SYNCHRONOUS MOTOR 1FK7-CT PN=2,6 KW; UZK=600V M0=16NM (100K); NN=2000RPM; NATURAL COOLING; FRAME SIZE IMB 5 (IM V1, IM V3) FLANGE 1, WITH KTY TEMPERATURESENSOR POWER CONNECTOR ROTATABLE INCREMENTAL ENCODER SIN/COS 1VPP;2048 S/R W. C-AND D-SPUR (ENCODER IC2048S/R) PLAIN SHAFT, TOLERANCE N; W/O HOLDING BRAKE PROTECTION CLASS IP65, | 2438 | TEM | 1 | MC | 15.601 | 1
1FK70832AC711AG2 | SIMOTICS S SYNCHRONOUS MOTOR 1FK7-CT PN=2,6 KW; UZK=600V M0=16NM (100K); NN=2000RPM; NATURAL COOLING; FRAME SIZE IMB 5 (IM V1, IM V3) FLANGE 1, WITH KTY TEMPERATURESENSOR POWER CONNECTOR ROTATABLE INCREMENTAL ENCODER SIN/COS 1VPP;2048 S/R W. C-AND D-SPUR (ENCODER IC2048S/R) PLAIN SHAFT, TOLERANCE N; W/O HOLDING BRAKE PROTECTION CLASS IP65, FLANGE ON DRIVE END IP67; | 2438 | TEM | 1 | MC | 15.601 | 1
1FK70832AC711AH0 | SIMOTICS S SYNCHRONOUS MOTOR 1FK7-CT PN=2,6 KW; UZK=600V M0=16NM (100K); NN=2000RPM; NATURAL COOLING; FRAME SIZE IMB 5 (IM V1, IM V3) FLANGE 1, WITH KTY TEMPERATURESENSOR POWER CONNECTOR ROTATABLE INCREMENTAL ENCODER SIN/COS 1VPP;2048 S/R W. C-AND D-SPUR (ENCODER IC2048S/R) PLAIN SHAFT, TOLERANCE N; WITH HOLDING BRAKE PROTECTION CLASS IP64; | 2756 | TEM | 1 | MC | 15.9 | 1
1FK70832AC711AH1 | SIMOTICS S SYNCHRONOUS MOTOR 1FK7-CT PN=2,6 KW; UZK=600V M0=16NM (100K); NN=2000RPM; NATURAL COOLING; FRAME SIZE IMB 5 (IM V1, IM V3) FLANGE 1, WITH KTY TEMPERATURESENSOR POWER CONNECTOR ROTATABLE INCREMENTAL ENCODER SIN/COS 1VPP;2048 S/R W. C-AND D-SPUR (ENCODER IC2048S/R) PLAIN SHAFT, TOLERANCE N; WITH HOLDING BRAKE PROTECTION CLASS IP65, | 2849 | TEM | 1 | MC | 15.9 | 1
1FK70832AC711AH2 | SIMOTICS S SYNCHRONOUS MOTOR 1FK7-CT PN=2,6 KW; UZK=600V M0=16NM (100K); NN=2000RPM; NATURAL COOLING; FRAME SIZE IMB 5 (IM V1, IM V3) FLANGE 1, WITH KTY TEMPERATURESENSOR POWER CONNECTOR ROTATABLE INCREMENTAL ENCODER SIN/COS 1VPP;2048 S/R W. C-AND D-SPUR (ENCODER IC2048S/R) PLAIN SHAFT, TOLERANCE N; WITH HOLDING BRAKE PROTECTION CLASS IP65, FLANGE ON DRIVE END IP67; | 2849 | TEM | 1 | MC | 15.9 | 1
1FK70832AC711BA0 | SIMOTICS S SYNCHRONOUS MOTOR 1FK7-CT PN=2,6 KW; UZK=600V M0=16NM (100K); NN=2000RPM; NATURAL COOLING; FRAME SIZE IMB 5 (IM V1, IM V3) FLANGE 1 POWER CONNECTOR ROTATABLE ABSOLUTE ENCODER SINGLETURN 24 BIT WITH DRIVE CLIQ INTERFACE (ENCODER AS24DQI) SHAFT WITH FITTED KEY, TOLERANCE N; W/O HOLDING BRAKE PROTECTION CLASS IP64; | 2672 | TEM | 1 | MC | 15.601 | 1
1FK70832AC711BA1 | SIMOTICS S SYNCHRONOUS MOTOR 1FK7-CT PN=2,6 KW; UZK=600V M0=16NM (100K); NN=2000RPM; NATURAL COOLING; FRAME SIZE IMB 5 (IM V1, IM V3) FLANGE 1 POWER CONNECTOR ROTATABLE ABSOLUTE ENCODER SINGLETURN 24 BIT WITH DRIVE CLIQ INTERFACE (ENCODER AS24DQI) SHAFT WITH FITTED KEY, TOLERANCE N; W/O HOLDING BRAKE PROTECTION CLASS IP65, | 2765 | TEM | 1 | MC | 15.601 | 1
1FK70832AC711BA2 | SIMOTICS S SYNCHRONOUS MOTOR 1FK7-CT PN=2,6 KW; UZK=600V M0=16NM (100K); NN=2000RPM; NATURAL COOLING; FRAME SIZE IMB 5 (IM V1, IM V3) FLANGE 1 POWER CONNECTOR ROTATABLE ABSOLUTE ENCODER SINGLETURN 24 BIT WITH DRIVE CLIQ INTERFACE (ENCODER AS24DQI) SHAFT WITH FITTED KEY, TOLERANCE N; W/O HOLDING BRAKE PROTECTION CLASS IP65, FLANGE ON DRIVE END IP67; | 2765 | TEM | 1 | MC | 15.601 | 1
1FK70832AC711BB0 | SIMOTICS S SYNCHRONOUS MOTOR 1FK7-CT PN=2,6 KW; UZK=600V M0=16NM (100K); NN=2000RPM; NATURAL COOLING; FRAME SIZE IMB 5 (IM V1, IM V3) FLANGE 1 POWER CONNECTOR ROTATABLE ABSOLUTE ENCODER SINGLETURN 24 BIT WITH DRIVE CLIQ INTERFACE (ENCODER AS24DQI) SHAFT WITH FITTED KEY, TOLERANCE N; WITH HOLDING BRAKE PROTECTION CLASS IP64; | 3083 | TEM | 1 | MC | 15.9 | 1
1FK70832AC711BB1 | SIMOTICS S SYNCHRONOUS MOTOR 1FK7-CT PN=2,6 KW; UZK=600V M0=16NM (100K); NN=2000RPM; NATURAL COOLING; FRAME SIZE IMB 5 (IM V1, IM V3) FLANGE 1 POWER CONNECTOR ROTATABLE ABSOLUTE ENCODER SINGLETURN 24 BIT WITH DRIVE CLIQ INTERFACE (ENCODER AS24DQI) SHAFT WITH FITTED KEY, TOLERANCE N; WITH HOLDING BRAKE PROTECTION CLASS IP65, | 3177 | TEM | 1 | MC | 15.9 | 1
1FK70832AC711BB2 | SIMOTICS S SYNCHRONOUS MOTOR 1FK7-CT PN=2,6 KW; UZK=600V M0=16NM (100K); NN=2000RPM; NATURAL COOLING; FRAME SIZE IMB 5 (IM V1, IM V3) FLANGE 1 POWER CONNECTOR ROTATABLE ABSOLUTE ENCODER SINGLETURN 24 BIT WITH DRIVE CLIQ INTERFACE (ENCODER AS24DQI) SHAFT WITH FITTED KEY, TOLERANCE N; WITH HOLDING BRAKE PROTECTION CLASS IP65, FLANGE ON DRIVE END IP67; | 3177 | TEM | 1 | MC | 15.9 | 1
1FK70832AC711BG0 | SIMOTICS S SYNCHRONOUS MOTOR 1FK7-CT PN=2,6 KW; UZK=600V M0=16NM (100K); NN=2000RPM; NATURAL COOLING; FRAME SIZE IMB 5 (IM V1, IM V3) FLANGE 1 POWER CONNECTOR ROTATABLE ABSOLUTE ENCODER SINGLETURN 24 BIT WITH DRIVE CLIQ INTERFACE (ENCODER AS24DQI) PLAIN SHAFT, TOLERANCE N; W/O HOLDING BRAKE PROTECTION CLASS IP64; | 2585 | TEM | 1 | MC | 15.601 | 1
1FK70832AC711BG1 | SIMOTICS S SYNCHRONOUS MOTOR 1FK7-CT PN=2,6 KW; UZK=600V M0=16NM (100K); NN=2000RPM; NATURAL COOLING; FRAME SIZE IMB 5 (IM V1, IM V3) FLANGE 1 POWER CONNECTOR ROTATABLE ABSOLUTE ENCODER SINGLETURN 24 BIT WITH DRIVE CLIQ INTERFACE (ENCODER AS24DQI) PLAIN SHAFT, TOLERANCE N; W/O HOLDING BRAKE PROTECTION CLASS IP65, | 2679 | TEM | 1 | MC | 15.601 | 1
1FK70832AC711BG2 | SIMOTICS S SYNCHRONOUS MOTOR 1FK7-CT PN=2,6 KW; UZK=600V M0=16NM (100K); NN=2000RPM; NATURAL COOLING; FRAME SIZE IMB 5 (IM V1, IM V3) FLANGE 1 POWER CONNECTOR ROTATABLE ABSOLUTE ENCODER SINGLETURN 24 BIT WITH DRIVE CLIQ INTERFACE (ENCODER AS24DQI) PLAIN SHAFT, TOLERANCE N; W/O HOLDING BRAKE PROTECTION CLASS IP65, FLANGE ON DRIVE END IP67; | 2679 | TEM | 1 | MC | 15.601 | 1
1FK70832AC711BH0 | SIMOTICS S SYNCHRONOUS MOTOR 1FK7-CT PN=2,6 KW; UZK=600V M0=16NM (100K); NN=2000RPM; NATURAL COOLING; FRAME SIZE IMB 5 (IM V1, IM V3) FLANGE 1 POWER CONNECTOR ROTATABLE ABSOLUTE ENCODER SINGLETURN 24 BIT WITH DRIVE CLIQ INTERFACE (ENCODER AS24DQI) PLAIN SHAFT, TOLERANCE N; WITH HOLDING BRAKE PROTECTION CLASS IP64; | 2997 | TEM | 1 | MC | 15.9 | 1
1FK70832AC711BH1 | SIMOTICS S SYNCHRONOUS MOTOR 1FK7-CT PN=2,6 KW; UZK=600V M0=16NM (100K); NN=2000RPM; NATURAL COOLING; FRAME SIZE IMB 5 (IM V1, IM V3) FLANGE 1 POWER CONNECTOR ROTATABLE ABSOLUTE ENCODER SINGLETURN 24 BIT WITH DRIVE CLIQ INTERFACE (ENCODER AS24DQI) PLAIN SHAFT, TOLERANCE N; WITH HOLDING BRAKE PROTECTION CLASS IP65, | 3090 | TEM | 1 | MC | 15.9 | 1
1FK70832AC711BH2 | SIMOTICS S SYNCHRONOUS MOTOR 1FK7-CT PN=2,6 KW; UZK=600V M0=16NM (100K); NN=2000RPM; NATURAL COOLING; FRAME SIZE IMB 5 (IM V1, IM V3) FLANGE 1 POWER CONNECTOR ROTATABLE ABSOLUTE ENCODER SINGLETURN 24 BIT WITH DRIVE CLIQ INTERFACE (ENCODER AS24DQI) PLAIN SHAFT, TOLERANCE N; WITH HOLDING BRAKE PROTECTION CLASS IP65, FLANGE ON DRIVE END IP67; | 3090 | TEM | 1 | MC | 15.9 | 1
1FK70832AC711CA0 | SIMOTICS S SYNCHRONOUS MOTOR 1FK7-CT PN=2,6 KW; UZK=600V M0=16NM (100K); NN=2000RPM; NATURAL COOLING; FRAME SIZE IMB 5 (IM V1, IM V3) FLANGE 1 POWER CONNECTOR ROTATABLE ABSOLUTE ENCODER 24 BIT + 12 BIT MULTITURN WITH DRIVE-CLIQ INTERFACE (ENCODER AM24DQI) SHAFT WITH FITTED KEY, TOLERANCE N; W/O HOLDING BRAKE PROTECTION CLASS IP64; | 3041 | TEM | 1 | MC | 15.601 | 1
1FK70832AC711CA1 | SIMOTICS S SYNCHRONOUS MOTOR 1FK7-CT PN=2,6 KW; UZK=600V M0=16NM (100K); NN=2000RPM; NATURAL COOLING; FRAME SIZE IMB 5 (IM V1, IM V3) FLANGE 1 POWER CONNECTOR ROTATABLE ABSOLUTE ENCODER 24 BIT + 12 BIT MULTITURN WITH DRIVE-CLIQ INTERFACE (ENCODER AM24DQI) SHAFT WITH FITTED KEY, TOLERANCE N; W/O HOLDING BRAKE PROTECTION CLASS IP65, | 3134 | TEM | 1 | MC | 15.601 | 1
1FK70832AC711CA2 | SIMOTICS S SYNCHRONOUS MOTOR 1FK7-CT PN=2,6 KW; UZK=600V M0=16NM (100K); NN=2000RPM; NATURAL COOLING; FRAME SIZE IMB 5 (IM V1, IM V3) FLANGE 1 POWER CONNECTOR ROTATABLE ABSOLUTE ENCODER 24 BIT + 12 BIT MULTITURN WITH DRIVE-CLIQ INTERFACE (ENCODER AM24DQI) SHAFT WITH FITTED KEY, TOLERANCE N; W/O HOLDING BRAKE PROTECTION CLASS IP65, FLANGE ON DRIVE END IP67; | 3134 | TEM | 1 | MC | 15.601 | 1
1FK70832AC711CB0 | SIMOTICS S SYNCHRONOUS MOTOR 1FK7-CT PN=2,6 KW; UZK=600V M0=16NM (100K); NN=2000RPM; NATURAL COOLING; FRAME SIZE IMB 5 (IM V1, IM V3) FLANGE 1 POWER CONNECTOR ROTATABLE ABSOLUTE ENCODER 24 BIT + 12 BIT MULTITURN WITH DRIVE-CLIQ INTERFACE (ENCODER AM24DQI) SHAFT WITH FITTED KEY, TOLERANCE N; WITH HOLDING BRAKE PROTECTION CLASS IP64; | 3452 | TEM | 1 | MC | 15.9 | 1
1FK70832AC711CB1 | SIMOTICS S SYNCHRONOUS MOTOR 1FK7-CT PN=2,6 KW; UZK=600V M0=16NM (100K); NN=2000RPM; NATURAL COOLING; FRAME SIZE IMB 5 (IM V1, IM V3) FLANGE 1 POWER CONNECTOR ROTATABLE ABSOLUTE ENCODER 24 BIT + 12 BIT MULTITURN WITH DRIVE-CLIQ INTERFACE (ENCODER AM24DQI) SHAFT WITH FITTED KEY, TOLERANCE N; WITH HOLDING BRAKE PROTECTION CLASS IP65, | 3546 | TEM | 1 | MC | 15.9 | 1
1FK70832AC711CB2 | SIMOTICS S SYNCHRONOUS MOTOR 1FK7-CT PN=2,6 KW; UZK=600V M0=16NM (100K); NN=2000RPM; NATURAL COOLING; FRAME SIZE IMB 5 (IM V1, IM V3) FLANGE 1 POWER CONNECTOR ROTATABLE ABSOLUTE ENCODER 24 BIT + 12 BIT MULTITURN WITH DRIVE-CLIQ INTERFACE (ENCODER AM24DQI) SHAFT WITH FITTED KEY, TOLERANCE N; WITH HOLDING BRAKE PROTECTION CLASS IP65, FLANGE ON DRIVE END IP67; | 3546 | TEM | 1 | MC | 15.9 | 1
1FK70832AC711CG0 | SIMOTICS S SYNCHRONOUS MOTOR 1FK7-CT PN=2,6 KW; UZK=600V M0=16NM (100K); NN=2000RPM; NATURAL COOLING; FRAME SIZE IMB 5 (IM V1, IM V3) FLANGE 1 POWER CONNECTOR ROTATABLE ABSOLUTE ENCODER 24 BIT + 12 BIT MULTITURN WITH DRIVE-CLIQ INTERFACE (ENCODER AM24DQI) PLAIN SHAFT, TOLERANCE N; W/O HOLDING BRAKE PROTECTION CLASS IP64; | 2955 | TEM | 1 | MC | 15.601 | 1
1FK70832AC711CG1 | SIMOTICS S SYNCHRONOUS MOTOR 1FK7-CT PN=2,6 KW; UZK=600V M0=16NM (100K); NN=2000RPM; NATURAL COOLING; FRAME SIZE IMB 5 (IM V1, IM V3) FLANGE 1 POWER CONNECTOR ROTATABLE ABSOLUTE ENCODER 24 BIT + 12 BIT MULTITURN WITH DRIVE-CLIQ INTERFACE (ENCODER AM24DQI) PLAIN SHAFT, TOLERANCE N; W/O HOLDING BRAKE PROTECTION CLASS IP65, | 3048 | TEM | 1 | MC | 15.601 | 1
1FK70832AC711CG2 | SIMOTICS S SYNCHRONOUS MOTOR 1FK7-CT PN=2,6 KW; UZK=600V M0=16NM (100K); NN=2000RPM; NATURAL COOLING; FRAME SIZE IMB 5 (IM V1, IM V3) FLANGE 1 POWER CONNECTOR ROTATABLE ABSOLUTE ENCODER 24 BIT + 12 BIT MULTITURN WITH DRIVE-CLIQ INTERFACE (ENCODER AM24DQI) PLAIN SHAFT, TOLERANCE N; W/O HOLDING BRAKE PROTECTION CLASS IP65, FLANGE ON DRIVE END IP67; | 3048 | TEM | 1 | MC | 15.601 | 1
1FK70832AC711CH0 | SIMOTICS S SYNCHRONOUS MOTOR 1FK7-CT PN=2,6 KW; UZK=600V M0=16NM (100K); NN=2000RPM; NATURAL COOLING; FRAME SIZE IMB 5 (IM V1, IM V3) FLANGE 1 POWER CONNECTOR ROTATABLE ABSOLUTE ENCODER 24 BIT + 12 BIT MULTITURN WITH DRIVE-CLIQ INTERFACE (ENCODER AM24DQI) PLAIN SHAFT, TOLERANCE N; WITH HOLDING BRAKE PROTECTION CLASS IP64; | 3366 | TEM | 1 | MC | 15.9 | 1
1FK70832AC711CH1 | SIMOTICS S SYNCHRONOUS MOTOR 1FK7-CT PN=2,6 KW; UZK=600V M0=16NM (100K); NN=2000RPM; NATURAL COOLING; FRAME SIZE IMB 5 (IM V1, IM V3) FLANGE 1 POWER CONNECTOR ROTATABLE ABSOLUTE ENCODER 24 BIT + 12 BIT MULTITURN WITH DRIVE-CLIQ INTERFACE (ENCODER AM24DQI) PLAIN SHAFT, TOLERANCE N; WITH HOLDING BRAKE PROTECTION CLASS IP65, | 3460 | TEM | 1 | MC | 15.9 | 1
1FK70832AC711CH2 | SIMOTICS S SYNCHRONOUS MOTOR 1FK7-CT PN=2,6 KW; UZK=600V M0=16NM (100K); NN=2000RPM; NATURAL COOLING; FRAME SIZE IMB 5 (IM V1, IM V3) FLANGE 1 POWER CONNECTOR ROTATABLE ABSOLUTE ENCODER 24 BIT + 12 BIT MULTITURN WITH DRIVE-CLIQ INTERFACE (ENCODER AM24DQI) PLAIN SHAFT, TOLERANCE N; WITH HOLDING BRAKE PROTECTION CLASS IP65, FLANGE ON DRIVE END IP67; | 3460 | TEM | 1 | MC | 15.9 | 1
1FK70832AC711DA0 | SIMOTICS S SYNCHRONOUS MOTOR 1FK7-CT PN=2,6 KW; UZK=600V M0=16NM (100K); NN=2000RPM; NATURAL COOLING; FRAME SIZE IMB 5 (IM V1, IM V3) FLANGE 1 POWER CONNECTOR ROTATABLE INCREMENTAL ENCODER 22 BIT WITH DRIVE-CLIQ INTERFACE (ENCODER IC22DQ) SHAFT WITH FITTED KEY, TOLERANCE N; W/O HOLDING BRAKE PROTECTION CLASS IP64; | 2752 | TEM | 1 | MC | 15.602 | 1
1FK70832AC711DA1 | SIMOTICS S SYNCHRONOUS MOTOR 1FK7-CT PN=2,6 KW; UZK=600V M0=16NM (100K); NN=2000RPM; NATURAL COOLING; FRAME SIZE IMB 5 (IM V1, IM V3) FLANGE 1 POWER CONNECTOR ROTATABLE INCREMENTAL ENCODER 22 BIT WITH DRIVE-CLIQ INTERFACE (ENCODER IC22DQ) SHAFT WITH FITTED KEY, TOLERANCE N; W/O HOLDING BRAKE PROTECTION CLASS IP65, | 2845 | TEM | 1 | MC | 15.602 | 1
1FK70832AC711DB0 | SIMOTICS S SYNCHRONOUS MOTOR 1FK7-CT PN=2,6 KW; UZK=600V M0=16NM (100K); NN=2000RPM; NATURAL COOLING; FRAME SIZE IMB 5 (IM V1, IM V3) FLANGE 1 POWER CONNECTOR ROTATABLE INCREMENTAL ENCODER 22 BIT WITH DRIVE-CLIQ INTERFACE (ENCODER IC22DQ) SHAFT WITH FITTED KEY, TOLERANCE N; WITH HOLDING BRAKE PROTECTION CLASS IP64; | 3163 | TEM | 1 | MC | 15.901 | 1
1FK70832AC711DB2 | SIMOTICS S SYNCHRONOUS MOTOR 1FK7-CT PN=2,6 KW; UZK=600V M0=16NM (100K); NN=2000RPM; NATURAL COOLING; FRAME SIZE IMB 5 (IM V1, IM V3) FLANGE 1 POWER CONNECTOR ROTATABLE INCREMENTAL ENCODER 22 BIT WITH DRIVE-CLIQ INTERFACE (ENCODER IC22DQ) SHAFT WITH FITTED KEY, TOLERANCE N; WITH HOLDING BRAKE PROTECTION CLASS IP65, FLANGE ON DRIVE END IP67; | 3257 | TEM | 1 | MC | 15.901 | 1
1FK70832AC711DG0 | SIMOTICS S SYNCHRONOUS MOTOR 1FK7-CT PN=2,6 KW; UZK=600V M0=16NM (100K); NN=2000RPM; NATURAL COOLING; FRAME SIZE IMB 5 (IM V1, IM V3) FLANGE 1 POWER CONNECTOR ROTATABLE INCREMENTAL ENCODER 22 BIT WITH DRIVE-CLIQ INTERFACE (ENCODER IC22DQ) PLAIN SHAFT, TOLERANCE N; W/O HOLDING BRAKE PROTECTION CLASS IP64; | 2666 | TEM | 1 | MC | 15.602 | 1
1FK70832AC711DG1 | SIMOTICS S SYNCHRONOUS MOTOR 1FK7-CT PN=2,6 KW; UZK=600V M0=16NM (100K); NN=2000RPM; NATURAL COOLING; FRAME SIZE IMB 5 (IM V1, IM V3) FLANGE 1 POWER CONNECTOR ROTATABLE INCREMENTAL ENCODER 22 BIT WITH DRIVE-CLIQ INTERFACE (ENCODER IC22DQ) PLAIN SHAFT, TOLERANCE N; W/O HOLDING BRAKE PROTECTION CLASS IP65, | 2759 | TEM | 1 | MC | 15.602 | 1
1FK70832AC711DH0 | SIMOTICS S SYNCHRONOUS MOTOR 1FK7-CT PN=2,6 KW; UZK=600V M0=16NM (100K); NN=2000RPM; NATURAL COOLING; FRAME SIZE IMB 5 (IM V1, IM V3) FLANGE 1 POWER CONNECTOR ROTATABLE INCREMENTAL ENCODER 22 BIT WITH DRIVE-CLIQ INTERFACE (ENCODER IC22DQ) PLAIN SHAFT, TOLERANCE N; WITH HOLDING BRAKE PROTECTION CLASS IP64; | 3077 | TEM | 1 | MC | 15.901 | 1
1FK70832AC711EA0 | SIMOTICS S SYNCHRONOUS MOTOR 1FK7-CT PN=2,6 KW; UZK=600V M0=16NM (100K); NN=2000RPM; NATURAL COOLING; FRAME SIZE IMB 5 (IM V1, IM V3) FLANGE 1, WITH KTY TEMPERATURESENSOR POWER CONNECTOR ROTATABLE ABSOLUTE ENCODERR 2048 S/R + 4096 UMDREHUNGEN MULTITURN, WITH ENDAT-SCHNITTSTELLE (ENCODER AM2048S/R) SHAFT WITH FITTED KEY, TOLERANCE N; W/O HOLDING BRAKE PROTECTION CLASS IP64; | 2802 | TEM | 1 | MC | 15.601 | 1
1FK70832AC711EA1 | SIMOTICS S SYNCHRONOUS MOTOR 1FK7-CT PN=2,6 KW; UZK=600V M0=16NM (100K); NN=2000RPM; NATURAL COOLING; FRAME SIZE IMB 5 (IM V1, IM V3) FLANGE 1, WITH KTY TEMPERATURESENSOR POWER CONNECTOR ROTATABLE ABSOLUTE ENCODERR 2048 S/R + 4096 UMDREHUNGEN MULTITURN, WITH ENDAT-SCHNITTSTELLE (ENCODER AM2048S/R) SHAFT WITH FITTED KEY, TOLERANCE N; W/O HOLDING BRAKE PROTECTION CLASS IP65, | 2896 | TEM | 1 | MC | 15.601 | 1
1FK70832AC711EA2 | SIMOTICS S SYNCHRONOUS MOTOR 1FK7-CT PN=2,6 KW; UZK=600V M0=16NM (100K); NN=2000RPM; NATURAL COOLING; FRAME SIZE IMB 5 (IM V1, IM V3) FLANGE 1, WITH KTY TEMPERATURESENSOR POWER CONNECTOR ROTATABLE ABSOLUTE ENCODERR 2048 S/R + 4096 UMDREHUNGEN MULTITURN, WITH ENDAT-SCHNITTSTELLE (ENCODER AM2048S/R) SHAFT WITH FITTED KEY, TOLERANCE N; W/O HOLDING BRAKE PROTECTION CLASS IP65, FLANGE ON DRIVE END IP67; | 2896 | TEM | 1 | MC | 15.601 | 1
1FK70832AC711EB0 | SIMOTICS S SYNCHRONOUS MOTOR 1FK7-CT PN=2,6 KW; UZK=600V M0=16NM (100K); NN=2000RPM; NATURAL COOLING; FRAME SIZE IMB 5 (IM V1, IM V3) FLANGE 1, WITH KTY TEMPERATURESENSOR POWER CONNECTOR ROTATABLE ABSOLUTE ENCODERR 2048 S/R + 4096 UMDREHUNGEN MULTITURN, WITH ENDAT-SCHNITTSTELLE (ENCODER AM2048S/R) SHAFT WITH FITTED KEY, TOLERANCE N; WITH HOLDING BRAKE PROTECTION CLASS IP64; | 3213 | TEM | 1 | MC | 15.9 | 1
1FK70832AC711EB1 | SIMOTICS S SYNCHRONOUS MOTOR 1FK7-CT PN=2,6 KW; UZK=600V M0=16NM (100K); NN=2000RPM; NATURAL COOLING; FRAME SIZE IMB 5 (IM V1, IM V3) FLANGE 1, WITH KTY TEMPERATURESENSOR POWER CONNECTOR ROTATABLE ABSOLUTE ENCODERR 2048 S/R + 4096 UMDREHUNGEN MULTITURN, WITH ENDAT-SCHNITTSTELLE (ENCODER AM2048S/R) SHAFT WITH FITTED KEY, TOLERANCE N; WITH HOLDING BRAKE PROTECTION CLASS IP65, | 3307 | TEM | 1 | MC | 15.9 | 1
1FK70832AC711EB2 | SIMOTICS S SYNCHRONOUS MOTOR 1FK7-CT PN=2,6 KW; UZK=600V M0=16NM (100K); NN=2000RPM; NATURAL COOLING; FRAME SIZE IMB 5 (IM V1, IM V3) FLANGE 1, WITH KTY TEMPERATURESENSOR POWER CONNECTOR ROTATABLE ABSOLUTE ENCODERR 2048 S/R + 4096 UMDREHUNGEN MULTITURN, WITH ENDAT-SCHNITTSTELLE (ENCODER AM2048S/R) SHAFT WITH FITTED KEY, TOLERANCE N; WITH HOLDING BRAKE PROTECTION CLASS IP65, FLANGE ON DRIVE END IP67; | 3307 | TEM | 1 | MC | 15.9 | 1
1FK70832AC711EG0 | SIMOTICS S SYNCHRONOUS MOTOR 1FK7-CT PN=2,6 KW; UZK=600V M0=16NM (100K); NN=2000RPM; NATURAL COOLING; FRAME SIZE IMB 5 (IM V1, IM V3) FLANGE 1, WITH KTY TEMPERATURESENSOR POWER CONNECTOR ROTATABLE ABSOLUTE ENCODERR 2048 S/R + 4096 UMDREHUNGEN MULTITURN, WITH ENDAT-SCHNITTSTELLE (ENCODER AM2048S/R) PLAIN SHAFT, TOLERANCE N; W/O HOLDING BRAKE PROTECTION CLASS IP64; | 2716 | TEM | 1 | MC | 15.601 | 1
1FK70832AC711EG1 | SIMOTICS S SYNCHRONOUS MOTOR 1FK7-CT PN=2,6 KW; UZK=600V M0=16NM (100K); NN=2000RPM; NATURAL COOLING; FRAME SIZE IMB 5 (IM V1, IM V3) FLANGE 1, WITH KTY TEMPERATURESENSOR POWER CONNECTOR ROTATABLE ABSOLUTE ENCODERR 2048 S/R + 4096 UMDREHUNGEN MULTITURN, WITH ENDAT-SCHNITTSTELLE (ENCODER AM2048S/R) PLAIN SHAFT, TOLERANCE N; W/O HOLDING BRAKE PROTECTION CLASS IP65, | 2809 | TEM | 1 | MC | 15.601 | 1
1FK70832AC711EG2 | SIMOTICS S SYNCHRONOUS MOTOR 1FK7-CT PN=2,6 KW; UZK=600V M0=16NM (100K); NN=2000RPM; NATURAL COOLING; FRAME SIZE IMB 5 (IM V1, IM V3) FLANGE 1, WITH KTY TEMPERATURESENSOR POWER CONNECTOR ROTATABLE ABSOLUTE ENCODERR 2048 S/R + 4096 UMDREHUNGEN MULTITURN, WITH ENDAT-SCHNITTSTELLE (ENCODER AM2048S/R) PLAIN SHAFT, TOLERANCE N; W/O HOLDING BRAKE PROTECTION CLASS IP65, FLANGE ON DRIVE END IP67; | 2809 | TEM | 1 | MC | 15.601 | 1
1FK70832AC711EH0 | SIMOTICS S SYNCHRONOUS MOTOR 1FK7-CT PN=2,6 KW; UZK=600V M0=16NM (100K); NN=2000RPM; NATURAL COOLING; FRAME SIZE IMB 5 (IM V1, IM V3) FLANGE 1, WITH KTY TEMPERATURESENSOR POWER CONNECTOR ROTATABLE ABSOLUTE ENCODERR 2048 S/R + 4096 UMDREHUNGEN MULTITURN, WITH ENDAT-SCHNITTSTELLE (ENCODER AM2048S/R) PLAIN SHAFT, TOLERANCE N; WITH HOLDING BRAKE PROTECTION CLASS IP64; | 3127 | TEM | 1 | MC | 15.9 | 1
1FK70832AC711EH1 | SIMOTICS S SYNCHRONOUS MOTOR 1FK7-CT PN=2,6 KW; UZK=600V M0=16NM (100K); NN=2000RPM; NATURAL COOLING; FRAME SIZE IMB 5 (IM V1, IM V3) FLANGE 1, WITH KTY TEMPERATURESENSOR POWER CONNECTOR ROTATABLE ABSOLUTE ENCODERR 2048 S/R + 4096 UMDREHUNGEN MULTITURN, WITH ENDAT-SCHNITTSTELLE (ENCODER AM2048S/R) PLAIN SHAFT, TOLERANCE N; WITH HOLDING BRAKE PROTECTION CLASS IP65, | 3221 | TEM | 1 | MC | 15.9 | 1
1FK70832AC711EH2 | SIMOTICS S SYNCHRONOUS MOTOR 1FK7-CT PN=2,6 KW; UZK=600V M0=16NM (100K); NN=2000RPM; NATURAL COOLING; FRAME SIZE IMB 5 (IM V1, IM V3) FLANGE 1, WITH KTY TEMPERATURESENSOR POWER CONNECTOR ROTATABLE ABSOLUTE ENCODERR 2048 S/R + 4096 UMDREHUNGEN MULTITURN, WITH ENDAT-SCHNITTSTELLE (ENCODER AM2048S/R) PLAIN SHAFT, TOLERANCE N; WITH HOLDING BRAKE PROTECTION CLASS IP65, FLANGE ON DRIVE END IP67; | 3221 | TEM | 1 | MC | 15.9 | 1
1FK70832AC711FG0 | SIMOTICS S SYNCHRONOUS MOTOR 1FK7-CT PN=2,6 KW; UZK=600V M0=16NM (100K); NN=2000RPM; NATURAL COOLING; FRAME SIZE IMB 5 (IM V1, IM V3) FLANGE 1 POWER CONNECTOR ROTATABLE ABSOLUTE ENCODER 22BIT + 12 BIT MULTITURN, WITH DRIVE-CLIQ INTERFACE (ENCODER AM22DQ) PLAIN SHAFT, TOLERANCE N; W/O HOLDING BRAKE PROTECTION CLASS IP64; | 3035 | TEM | 1 | MC | 15.601 | 1
1FK70832AC711KA0 | SIMOTICS S SYNCHRONOUS MOTOR 1FK7-CT PN=2,6 KW; UZK=600V M0=16NM (100K); NN=2000RPM; NATURAL COOLING; FRAME SIZE IMB 5 (IM V1, IM V3) FLANGE 1 POWER CONNECTOR ROTATABLE ABSOLUTE ENCODER 16BIT + 12BIT MULTITURN, WITH DRIVE-CLIQ INTERFACE (ENCODER AM16DQ) SHAFT WITH FITTED KEY, TOLERANCE N; W/O HOLDING BRAKE PROTECTION CLASS IP64; | 2604 | TEM | 1 | MC | 15.601 | 1
1FK70832AC711KA1 | SIMOTICS S SYNCHRONOUS MOTOR 1FK7-CT PN=2,6 KW; UZK=600V M0=16NM (100K); NN=2000RPM; NATURAL COOLING; FRAME SIZE IMB 5 (IM V1, IM V3) FLANGE 1 POWER CONNECTOR ROTATABLE ABSOLUTE ENCODER 16BIT + 12BIT MULTITURN, WITH DRIVE-CLIQ INTERFACE (ENCODER AM16DQ) SHAFT WITH FITTED KEY, TOLERANCE N; W/O HOLDING BRAKE PROTECTION CLASS IP65, | 2697 | TEM | 1 | MC | 15.601 | 1
1FK70832AC711KA2 | SIMOTICS S SYNCHRONOUS MOTOR 1FK7-CT PN=2,6 KW; UZK=600V M0=16NM (100K); NN=2000RPM; NATURAL COOLING; FRAME SIZE IMB 5 (IM V1, IM V3) FLANGE 1 POWER CONNECTOR ROTATABLE ABSOLUTE ENCODER 16BIT + 12BIT MULTITURN, WITH DRIVE-CLIQ INTERFACE (ENCODER AM16DQ) SHAFT WITH FITTED KEY, TOLERANCE N; W/O HOLDING BRAKE PROTECTION CLASS IP65, FLANGE ON DRIVE END IP67; | 2697 | TEM | 1 | MC | 15.601 | 1
1FK70832AC711KB0 | SIMOTICS S SYNCHRONOUS MOTOR 1FK7-CT PN=2,6 KW; UZK=600V M0=16NM (100K); NN=2000RPM; NATURAL COOLING; FRAME SIZE IMB 5 (IM V1, IM V3) FLANGE 1 POWER CONNECTOR ROTATABLE ABSOLUTE ENCODER 16BIT + 12BIT MULTITURN, WITH DRIVE-CLIQ INTERFACE (ENCODER AM16DQ) SHAFT WITH FITTED KEY, TOLERANCE N; WITH HOLDING BRAKE PROTECTION CLASS IP64; | 3015 | TEM | 1 | MC | 15.9 | 1
1FK70832AC711KB1 | SIMOTICS S SYNCHRONOUS MOTOR 1FK7-CT PN=2,6 KW; UZK=600V M0=16NM (100K); NN=2000RPM; NATURAL COOLING; FRAME SIZE IMB 5 (IM V1, IM V3) FLANGE 1 POWER CONNECTOR ROTATABLE ABSOLUTE ENCODER 16BIT + 12BIT MULTITURN, WITH DRIVE-CLIQ INTERFACE (ENCODER AM16DQ) SHAFT WITH FITTED KEY, TOLERANCE N; WITH HOLDING BRAKE PROTECTION CLASS IP65, | 3109 | TEM | 1 | MC | 15.9 | 1
1FK70832AC711KB2 | SIMOTICS S SYNCHRONOUS MOTOR 1FK7-CT PN=2,6 KW; UZK=600V M0=16NM (100K); NN=2000RPM; NATURAL COOLING; FRAME SIZE IMB 5 (IM V1, IM V3) FLANGE 1 POWER CONNECTOR ROTATABLE ABSOLUTE ENCODER 16BIT + 12BIT MULTITURN, WITH DRIVE-CLIQ INTERFACE (ENCODER AM16DQ) SHAFT WITH FITTED KEY, TOLERANCE N; WITH HOLDING BRAKE PROTECTION CLASS IP65, FLANGE ON DRIVE END IP67; | 3109 | TEM | 1 | MC | 15.9 | 1
1FK70832AC711KG0 | SIMOTICS S SYNCHRONOUS MOTOR 1FK7-CT PN=2,6 KW; UZK=600V M0=16NM (100K); NN=2000RPM; NATURAL COOLING; FRAME SIZE IMB 5 (IM V1, IM V3) FLANGE 1 POWER CONNECTOR ROTATABLE ABSOLUTE ENCODER 16BIT + 12BIT MULTITURN, WITH DRIVE-CLIQ INTERFACE (ENCODER AM16DQ) PLAIN SHAFT, TOLERANCE N; W/O HOLDING BRAKE PROTECTION CLASS IP64; | 2517 | TEM | 1 | MC | 15.601 | 1
1FK70832AC711KG1 | SIMOTICS S SYNCHRONOUS MOTOR 1FK7-CT PN=2,6 KW; UZK=600V M0=16NM (100K); NN=2000RPM; NATURAL COOLING; FRAME SIZE IMB 5 (IM V1, IM V3) FLANGE 1 POWER CONNECTOR ROTATABLE ABSOLUTE ENCODER 16BIT + 12BIT MULTITURN, WITH DRIVE-CLIQ INTERFACE (ENCODER AM16DQ) PLAIN SHAFT, TOLERANCE N; W/O HOLDING BRAKE PROTECTION CLASS IP65, | 2611 | TEM | 1 | MC | 15.601 | 1
1FK70832AC711KG2 | SIMOTICS S SYNCHRONOUS MOTOR 1FK7-CT PN=2,6 KW; UZK=600V M0=16NM (100K); NN=2000RPM; NATURAL COOLING; FRAME SIZE IMB 5 (IM V1, IM V3) FLANGE 1 POWER CONNECTOR ROTATABLE ABSOLUTE ENCODER 16BIT + 12BIT MULTITURN, WITH DRIVE-CLIQ INTERFACE (ENCODER AM16DQ) PLAIN SHAFT, TOLERANCE N; W/O HOLDING BRAKE PROTECTION CLASS IP65, FLANGE ON DRIVE END IP67; | 2611 | TEM | 1 | MC | 15.601 | 1
1FK70832AC711KH0 | SIMOTICS S SYNCHRONOUS MOTOR 1FK7-CT PN=2,6 KW; UZK=600V M0=16NM (100K); NN=2000RPM; NATURAL COOLING; FRAME SIZE IMB 5 (IM V1, IM V3) FLANGE 1 POWER CONNECTOR ROTATABLE ABSOLUTE ENCODER 16BIT + 12BIT MULTITURN, WITH DRIVE-CLIQ INTERFACE (ENCODER AM16DQ) PLAIN SHAFT, TOLERANCE N; WITH HOLDING BRAKE PROTECTION CLASS IP64; | 2929 | TEM | 1 | MC | 15.9 | 1
1FK70832AC711KH1 | SIMOTICS S SYNCHRONOUS MOTOR 1FK7-CT PN=2,6 KW; UZK=600V M0=16NM (100K); NN=2000RPM; NATURAL COOLING; FRAME SIZE IMB 5 (IM V1, IM V3) FLANGE 1 POWER CONNECTOR ROTATABLE ABSOLUTE ENCODER 16BIT + 12BIT MULTITURN, WITH DRIVE-CLIQ INTERFACE (ENCODER AM16DQ) PLAIN SHAFT, TOLERANCE N; WITH HOLDING BRAKE PROTECTION CLASS IP65, | 3022 | TEM | 1 | MC | 15.9 | 1
1FK70832AC711KH2 | SIMOTICS S SYNCHRONOUS MOTOR 1FK7-CT PN=2,6 KW; UZK=600V M0=16NM (100K); NN=2000RPM; NATURAL COOLING; FRAME SIZE IMB 5 (IM V1, IM V3) FLANGE 1 POWER CONNECTOR ROTATABLE ABSOLUTE ENCODER 16BIT + 12BIT MULTITURN, WITH DRIVE-CLIQ INTERFACE (ENCODER AM16DQ) PLAIN SHAFT, TOLERANCE N; WITH HOLDING BRAKE PROTECTION CLASS IP65, FLANGE ON DRIVE END IP67; | 3022 | TEM | 1 | MC | 15.9 | 1
1FK70832AC711PA0 | SIMOTICS S SYNCHRONOUS MOTOR 1FK7-CT PN=2,6 KW; UZK=600V M0=16NM (100K); NN=2000RPM; NATURAL COOLING; FRAME SIZE IMB 5 (IM V1, IM V3) FLANGE 1 POWER CONNECTOR ROTATABLE RESOLVER 2-POLE, WITH DRIVE CLIQ-INTERFACE SHAFT WITH FITTED KEY, TOLERANCE N; W/O HOLDING BRAKE PROTECTION CLASS IP64; | 2086 | TEM | 1 | MC | 15.701 | 1
1FK70832AC711PA1 | SIMOTICS S SYNCHRONOUS MOTOR 1FK7-CT PN=2,6 KW; UZK=600V M0=16NM (100K); NN=2000RPM; NATURAL COOLING; FRAME SIZE IMB 5 (IM V1, IM V3) FLANGE 1 POWER CONNECTOR ROTATABLE RESOLVER 2-POLE, WITH DRIVE CLIQ-INTERFACE SHAFT WITH FITTED KEY, TOLERANCE N; W/O HOLDING BRAKE PROTECTION CLASS IP65, | 2179 | TEM | 1 | MC | 15.701 | 1
1FK70832AC711PA2 | SIMOTICS S SYNCHRONOUS MOTOR 1FK7-CT PN=2,6 KW; UZK=600V M0=16NM (100K); NN=2000RPM; NATURAL COOLING; FRAME SIZE IMB 5 (IM V1, IM V3) FLANGE 1 POWER CONNECTOR ROTATABLE RESOLVER 2-POLE, WITH DRIVE CLIQ-INTERFACE SHAFT WITH FITTED KEY, TOLERANCE N; W/O HOLDING BRAKE PROTECTION CLASS IP65, FLANGE ON DRIVE END IP67; | 2179 | TEM | 1 | MC | 15.701 | 1
1FK70832AC711PB0 | SIMOTICS S SYNCHRONOUS MOTOR 1FK7-CT PN=2,6 KW; UZK=600V M0=16NM (100K); NN=2000RPM; NATURAL COOLING; FRAME SIZE IMB 5 (IM V1, IM V3) FLANGE 1 POWER CONNECTOR ROTATABLE RESOLVER 2-POLE, WITH DRIVE CLIQ-INTERFACE SHAFT WITH FITTED KEY, TOLERANCE N; WITH HOLDING BRAKE PROTECTION CLASS IP64; | 2497 | TEM | 1 | MC | 16 | 1
1FK70832AC711PB1 | SIMOTICS S SYNCHRONOUS MOTOR 1FK7-CT PN=2,6 KW; UZK=600V M0=16NM (100K); NN=2000RPM; NATURAL COOLING; FRAME SIZE IMB 5 (IM V1, IM V3) FLANGE 1 POWER CONNECTOR ROTATABLE RESOLVER 2-POLE, WITH DRIVE CLIQ-INTERFACE SHAFT WITH FITTED KEY, TOLERANCE N; WITH HOLDING BRAKE PROTECTION CLASS IP65, | 2591 | TEM | 1 | MC | 16 | 1
1FK70832AC711PB2 | SIMOTICS S SYNCHRONOUS MOTOR 1FK7-CT PN=2,6 KW; UZK=600V M0=16NM (100K); NN=2000RPM; NATURAL COOLING; FRAME SIZE IMB 5 (IM V1, IM V3) FLANGE 1 POWER CONNECTOR ROTATABLE RESOLVER 2-POLE, WITH DRIVE CLIQ-INTERFACE SHAFT WITH FITTED KEY, TOLERANCE N; WITH HOLDING BRAKE PROTECTION CLASS IP65, FLANGE ON DRIVE END IP67; | 2591 | TEM | 1 | MC | 16 | 1
1FK70832AC711PG0 | SIMOTICS S SYNCHRONOUS MOTOR 1FK7-CT PN=2,6 KW; UZK=600V M0=16NM (100K); NN=2000RPM; NATURAL COOLING; FRAME SIZE IMB 5 (IM V1, IM V3) FLANGE 1 POWER CONNECTOR ROTATABLE RESOLVER 2-POLE, WITH DRIVE CLIQ-INTERFACE PLAIN SHAFT, TOLERANCE N; W/O HOLDING BRAKE PROTECTION CLASS IP64; | 2000 | TEM | 1 | MC | 15.701 | 1
1FK70832AC711PG1 | SIMOTICS S SYNCHRONOUS MOTOR 1FK7-CT PN=2,6 KW; UZK=600V M0=16NM (100K); NN=2000RPM; NATURAL COOLING; FRAME SIZE IMB 5 (IM V1, IM V3) FLANGE 1 POWER CONNECTOR ROTATABLE RESOLVER 2-POLE, WITH DRIVE CLIQ-INTERFACE PLAIN SHAFT, TOLERANCE N; W/O HOLDING BRAKE PROTECTION CLASS IP65, | 2093 | TEM | 1 | MC | 15.701 | 1
1FK70832AC711PG2 | SIMOTICS S SYNCHRONOUS MOTOR 1FK7-CT PN=2,6 KW; UZK=600V M0=16NM (100K); NN=2000RPM; NATURAL COOLING; FRAME SIZE IMB 5 (IM V1, IM V3) FLANGE 1 POWER CONNECTOR ROTATABLE RESOLVER 2-POLE, WITH DRIVE CLIQ-INTERFACE PLAIN SHAFT, TOLERANCE N; W/O HOLDING BRAKE PROTECTION CLASS IP65, FLANGE ON DRIVE END IP67; | 2093 | TEM | 1 | MC | 15.701 | 1
1FK70832AC711PH0 | SIMOTICS S SYNCHRONOUS MOTOR 1FK7-CT PN=2,6 KW; UZK=600V M0=16NM (100K); NN=2000RPM; NATURAL COOLING; FRAME SIZE IMB 5 (IM V1, IM V3) FLANGE 1 POWER CONNECTOR ROTATABLE RESOLVER 2-POLE, WITH DRIVE CLIQ-INTERFACE PLAIN SHAFT, TOLERANCE N; WITH HOLDING BRAKE PROTECTION CLASS IP64; | 2411 | TEM | 1 | MC | 16 | 1
1FK70832AC711PH1 | SIMOTICS S SYNCHRONOUS MOTOR 1FK7-CT PN=2,6 KW; UZK=600V M0=16NM (100K); NN=2000RPM; NATURAL COOLING; FRAME SIZE IMB 5 (IM V1, IM V3) FLANGE 1 POWER CONNECTOR ROTATABLE RESOLVER 2-POLE, WITH DRIVE CLIQ-INTERFACE PLAIN SHAFT, TOLERANCE N; WITH HOLDING BRAKE PROTECTION CLASS IP65, | 2504 | TEM | 1 | MC | 16 | 1
1FK70832AC711PH2 | SIMOTICS S SYNCHRONOUS MOTOR 1FK7-CT PN=2,6 KW; UZK=600V M0=16NM (100K); NN=2000RPM; NATURAL COOLING; FRAME SIZE IMB 5 (IM V1, IM V3) FLANGE 1 POWER CONNECTOR ROTATABLE RESOLVER 2-POLE, WITH DRIVE CLIQ-INTERFACE PLAIN SHAFT, TOLERANCE N; WITH HOLDING BRAKE PROTECTION CLASS IP65, FLANGE ON DRIVE END IP67; | 2504 | TEM | 1 | MC | 16 | 1
1FK70832AC711QA0 | SIMOTICS S SYNCHRONOUS MOTOR 1FK7-CT PN=2,6 KW; UZK=600V M0=16NM (100K); NN=2000RPM; NATURAL COOLING; FRAME SIZE IMB 5 (IM V1, IM V3) FLANGE 1 POWER CONNECTOR ROTATABLE ABSOLUTE ENCODER SINGLETURN 20 BIT WITH DRIVE-CLIQ INTERFACE (ENCODER AS20DQI) SHAFT WITH FITTED KEY, TOLERANCE N; W/O HOLDING BRAKE PROTECTION CLASS IP64; | 2189 | TEM | 1 | MC | 15.601 | 1
1FK70832AC711QA1 | SIMOTICS S SYNCHRONOUS MOTOR 1FK7-CT PN=2,6 KW; UZK=600V M0=16NM (100K); NN=2000RPM; NATURAL COOLING; FRAME SIZE IMB 5 (IM V1, IM V3) FLANGE 1 POWER CONNECTOR ROTATABLE ABSOLUTE ENCODER SINGLETURN 20 BIT WITH DRIVE-CLIQ INTERFACE (ENCODER AS20DQI) SHAFT WITH FITTED KEY, TOLERANCE N; W/O HOLDING BRAKE PROTECTION CLASS IP65, | 2282 | TEM | 1 | MC | 15.601 | 1
1FK70832AC711QA2 | SIMOTICS S SYNCHRONOUS MOTOR 1FK7-CT PN=2,6 KW; UZK=600V M0=16NM (100K); NN=2000RPM; NATURAL COOLING; FRAME SIZE IMB 5 (IM V1, IM V3) FLANGE 1 POWER CONNECTOR ROTATABLE ABSOLUTE ENCODER SINGLETURN 20 BIT WITH DRIVE-CLIQ INTERFACE (ENCODER AS20DQI) SHAFT WITH FITTED KEY, TOLERANCE N; W/O HOLDING BRAKE PROTECTION CLASS IP65, FLANGE ON DRIVE END IP67; | 2282 | TEM | 1 | MC | 15.601 | 1
1FK70832AC711QB0 | SIMOTICS S SYNCHRONOUS MOTOR 1FK7-CT PN=2,6 KW; UZK=600V M0=16NM (100K); NN=2000RPM; NATURAL COOLING; FRAME SIZE IMB 5 (IM V1, IM V3) FLANGE 1 POWER CONNECTOR ROTATABLE ABSOLUTE ENCODER SINGLETURN 20 BIT WITH DRIVE-CLIQ INTERFACE (ENCODER AS20DQI) SHAFT WITH FITTED KEY, TOLERANCE N; WITH HOLDING BRAKE PROTECTION CLASS IP64; | 2600 | TEM | 1 | MC | 15.9 | 1
1FK70832AC711QB1 | SIMOTICS S SYNCHRONOUS MOTOR 1FK7-CT PN=2,6 KW; UZK=600V M0=16NM (100K); NN=2000RPM; NATURAL COOLING; FRAME SIZE IMB 5 (IM V1, IM V3) FLANGE 1 POWER CONNECTOR ROTATABLE ABSOLUTE ENCODER SINGLETURN 20 BIT WITH DRIVE-CLIQ INTERFACE (ENCODER AS20DQI) SHAFT WITH FITTED KEY, TOLERANCE N; WITH HOLDING BRAKE PROTECTION CLASS IP65, | 2694 | TEM | 1 | MC | 15.9 | 1
1FK70832AC711QB2 | SIMOTICS S SYNCHRONOUS MOTOR 1FK7-CT PN=2,6 KW; UZK=600V M0=16NM (100K); NN=2000RPM; NATURAL COOLING; FRAME SIZE IMB 5 (IM V1, IM V3) FLANGE 1 POWER CONNECTOR ROTATABLE ABSOLUTE ENCODER SINGLETURN 20 BIT WITH DRIVE-CLIQ INTERFACE (ENCODER AS20DQI) SHAFT WITH FITTED KEY, TOLERANCE N; WITH HOLDING BRAKE PROTECTION CLASS IP65, FLANGE ON DRIVE END IP67; | 2694 | TEM | 1 | MC | 15.9 | 1
1FK70832AC711QG0 | SIMOTICS S SYNCHRONOUS MOTOR 1FK7-CT PN=2,6 KW; UZK=600V M0=16NM (100K); NN=2000RPM; NATURAL COOLING; FRAME SIZE IMB 5 (IM V1, IM V3) FLANGE 1 POWER CONNECTOR ROTATABLE ABSOLUTE ENCODER SINGLETURN 20 BIT WITH DRIVE-CLIQ INTERFACE (ENCODER AS20DQI) PLAIN SHAFT, TOLERANCE N; W/O HOLDING BRAKE PROTECTION CLASS IP64; | 2103 | TEM | 1 | MC | 15.601 | 1
1FK70832AC711QG1 | SIMOTICS S SYNCHRONOUS MOTOR 1FK7-CT PN=2,6 KW; UZK=600V M0=16NM (100K); NN=2000RPM; NATURAL COOLING; FRAME SIZE IMB 5 (IM V1, IM V3) FLANGE 1 POWER CONNECTOR ROTATABLE ABSOLUTE ENCODER SINGLETURN 20 BIT WITH DRIVE-CLIQ INTERFACE (ENCODER AS20DQI) PLAIN SHAFT, TOLERANCE N; W/O HOLDING BRAKE PROTECTION CLASS IP65, | 2196 | TEM | 1 | MC | 15.601 | 1
1FK70832AC711QG2 | SIMOTICS S SYNCHRONOUS MOTOR 1FK7-CT PN=2,6 KW; UZK=600V M0=16NM (100K); NN=2000RPM; NATURAL COOLING; FRAME SIZE IMB 5 (IM V1, IM V3) FLANGE 1 POWER CONNECTOR ROTATABLE ABSOLUTE ENCODER SINGLETURN 20 BIT WITH DRIVE-CLIQ INTERFACE (ENCODER AS20DQI) PLAIN SHAFT, TOLERANCE N; W/O HOLDING BRAKE PROTECTION CLASS IP65, FLANGE ON DRIVE END IP67; | 2196 | TEM | 1 | MC | 15.601 | 1
1FK70832AC711QH0 | SIMOTICS S SYNCHRONOUS MOTOR 1FK7-CT PN=2,6 KW; UZK=600V M0=16NM (100K); NN=2000RPM; NATURAL COOLING; FRAME SIZE IMB 5 (IM V1, IM V3) FLANGE 1 POWER CONNECTOR ROTATABLE ABSOLUTE ENCODER SINGLETURN 20 BIT WITH DRIVE-CLIQ INTERFACE (ENCODER AS20DQI) PLAIN SHAFT, TOLERANCE N; WITH HOLDING BRAKE PROTECTION CLASS IP64; | 2514 | TEM | 1 | MC | 15.9 | 1
1FK70832AC711QH1 | SIMOTICS S SYNCHRONOUS MOTOR 1FK7-CT PN=2,6 KW; UZK=600V M0=16NM (100K); NN=2000RPM; NATURAL COOLING; FRAME SIZE IMB 5 (IM V1, IM V3) FLANGE 1 POWER CONNECTOR ROTATABLE ABSOLUTE ENCODER SINGLETURN 20 BIT WITH DRIVE-CLIQ INTERFACE (ENCODER AS20DQI) PLAIN SHAFT, TOLERANCE N; WITH HOLDING BRAKE PROTECTION CLASS IP65, | 2607 | TEM | 1 | MC | 15.9 | 1
1FK70832AC711QH2 | SIMOTICS S SYNCHRONOUS MOTOR 1FK7-CT PN=2,6 KW; UZK=600V M0=16NM (100K); NN=2000RPM; NATURAL COOLING; FRAME SIZE IMB 5 (IM V1, IM V3) FLANGE 1 POWER CONNECTOR ROTATABLE ABSOLUTE ENCODER SINGLETURN 20 BIT WITH DRIVE-CLIQ INTERFACE (ENCODER AS20DQI) PLAIN SHAFT, TOLERANCE N; WITH HOLDING BRAKE PROTECTION CLASS IP65, FLANGE ON DRIVE END IP67; | 2607 | TEM | 1 | MC | 15.9 | 1
1FK70832AC711RA0 | SIMOTICS S SYNCHRONOUS MOTOR 1FK7-CT PN=2,6 KW; UZK=600V M0=16NM (100K); NN=2000RPM; NATURAL COOLING; FRAME SIZE IMB 5 (IM V1, IM V3) FLANGE 1 POWER CONNECTOR ROTATABLE ABSOLUTE ENCODER 20 BIT + 12 BIT MULTITURN WITH DRIVE-CLIQ INTERFACE (ENCODER AM20DQI) SHAFT WITH FITTED KEY, TOLERANCE N; W/O HOLDING BRAKE PROTECTION CLASS IP64; | 2563 | TEM | 1 | MC | 15.601 | 1
1FK70832AC711RA1 | SIMOTICS S SYNCHRONOUS MOTOR 1FK7-CT PN=2,6 KW; UZK=600V M0=16NM (100K); NN=2000RPM; NATURAL COOLING; FRAME SIZE IMB 5 (IM V1, IM V3) FLANGE 1 POWER CONNECTOR ROTATABLE ABSOLUTE ENCODER 20 BIT + 12 BIT MULTITURN WITH DRIVE-CLIQ INTERFACE (ENCODER AM20DQI) SHAFT WITH FITTED KEY, TOLERANCE N; W/O HOLDING BRAKE PROTECTION CLASS IP65, | 2656 | TEM | 1 | MC | 15.601 | 1
1FK70832AC711RA2 | SIMOTICS S SYNCHRONOUS MOTOR 1FK7-CT PN=2,6 KW; UZK=600V M0=16NM (100K); NN=2000RPM; NATURAL COOLING; FRAME SIZE IMB 5 (IM V1, IM V3) FLANGE 1 POWER CONNECTOR ROTATABLE ABSOLUTE ENCODER 20 BIT + 12 BIT MULTITURN WITH DRIVE-CLIQ INTERFACE (ENCODER AM20DQI) SHAFT WITH FITTED KEY, TOLERANCE N; W/O HOLDING BRAKE PROTECTION CLASS IP65, FLANGE ON DRIVE END IP67; | 2656 | TEM | 1 | MC | 15.601 | 1
1FK70832AC711RB0 | SIMOTICS S SYNCHRONOUS MOTOR 1FK7-CT PN=2,6 KW; UZK=600V M0=16NM (100K); NN=2000RPM; NATURAL COOLING; FRAME SIZE IMB 5 (IM V1, IM V3) FLANGE 1 POWER CONNECTOR ROTATABLE ABSOLUTE ENCODER 20 BIT + 12 BIT MULTITURN WITH DRIVE-CLIQ INTERFACE (ENCODER AM20DQI) SHAFT WITH FITTED KEY, TOLERANCE N; WITH HOLDING BRAKE PROTECTION CLASS IP64; | 2974 | TEM | 1 | MC | 15.9 | 1
1FK70832AC711RB1 | SIMOTICS S SYNCHRONOUS MOTOR 1FK7-CT PN=2,6 KW; UZK=600V M0=16NM (100K); NN=2000RPM; NATURAL COOLING; FRAME SIZE IMB 5 (IM V1, IM V3) FLANGE 1 POWER CONNECTOR ROTATABLE ABSOLUTE ENCODER 20 BIT + 12 BIT MULTITURN WITH DRIVE-CLIQ INTERFACE (ENCODER AM20DQI) SHAFT WITH FITTED KEY, TOLERANCE N; WITH HOLDING BRAKE PROTECTION CLASS IP65, | 3068 | TEM | 1 | MC | 15.9 | 1
1FK70832AC711RB2 | SIMOTICS S SYNCHRONOUS MOTOR 1FK7-CT PN=2,6 KW; UZK=600V M0=16NM (100K); NN=2000RPM; NATURAL COOLING; FRAME SIZE IMB 5 (IM V1, IM V3) FLANGE 1 POWER CONNECTOR ROTATABLE ABSOLUTE ENCODER 20 BIT + 12 BIT MULTITURN WITH DRIVE-CLIQ INTERFACE (ENCODER AM20DQI) SHAFT WITH FITTED KEY, TOLERANCE N; WITH HOLDING BRAKE PROTECTION CLASS IP65, FLANGE ON DRIVE END IP67; | 3068 | TEM | 1 | MC | 15.9 | 1
1FK70832AC711RG0 | SIMOTICS S SYNCHRONOUS MOTOR 1FK7-CT PN=2,6 KW; UZK=600V M0=16NM (100K); NN=2000RPM; NATURAL COOLING; FRAME SIZE IMB 5 (IM V1, IM V3) FLANGE 1 POWER CONNECTOR ROTATABLE ABSOLUTE ENCODER 20 BIT + 12 BIT MULTITURN WITH DRIVE-CLIQ INTERFACE (ENCODER AM20DQI) PLAIN SHAFT, TOLERANCE N; W/O HOLDING BRAKE PROTECTION CLASS IP64; | 2477 | TEM | 1 | MC | 15.601 | 1
1FK70832AC711RG1 | SIMOTICS S SYNCHRONOUS MOTOR 1FK7-CT PN=2,6 KW; UZK=600V M0=16NM (100K); NN=2000RPM; NATURAL COOLING; FRAME SIZE IMB 5 (IM V1, IM V3) FLANGE 1 POWER CONNECTOR ROTATABLE ABSOLUTE ENCODER 20 BIT + 12 BIT MULTITURN WITH DRIVE-CLIQ INTERFACE (ENCODER AM20DQI) PLAIN SHAFT, TOLERANCE N; W/O HOLDING BRAKE PROTECTION CLASS IP65, | 2570 | TEM | 1 | MC | 15.601 | 1
1FK70832AC711RG2 | SIMOTICS S SYNCHRONOUS MOTOR 1FK7-CT PN=2,6 KW; UZK=600V M0=16NM (100K); NN=2000RPM; NATURAL COOLING; FRAME SIZE IMB 5 (IM V1, IM V3) FLANGE 1 POWER CONNECTOR ROTATABLE ABSOLUTE ENCODER 20 BIT + 12 BIT MULTITURN WITH DRIVE-CLIQ INTERFACE (ENCODER AM20DQI) PLAIN SHAFT, TOLERANCE N; W/O HOLDING BRAKE PROTECTION CLASS IP65, FLANGE ON DRIVE END IP67; | 2570 | TEM | 1 | MC | 15.601 | 1
1FK70832AC711RH0 | SIMOTICS S SYNCHRONOUS MOTOR 1FK7-CT PN=2,6 KW; UZK=600V M0=16NM (100K); NN=2000RPM; NATURAL COOLING; FRAME SIZE IMB 5 (IM V1, IM V3) FLANGE 1 POWER CONNECTOR ROTATABLE ABSOLUTE ENCODER 20 BIT + 12 BIT MULTITURN WITH DRIVE-CLIQ INTERFACE (ENCODER AM20DQI) PLAIN SHAFT, TOLERANCE N; WITH HOLDING BRAKE PROTECTION CLASS IP64; | 2888 | TEM | 1 | MC | 15.9 | 1
1FK70832AC711RH1 | SIMOTICS S SYNCHRONOUS MOTOR 1FK7-CT PN=2,6 KW; UZK=600V M0=16NM (100K); NN=2000RPM; NATURAL COOLING; FRAME SIZE IMB 5 (IM V1, IM V3) FLANGE 1 POWER CONNECTOR ROTATABLE ABSOLUTE ENCODER 20 BIT + 12 BIT MULTITURN WITH DRIVE-CLIQ INTERFACE (ENCODER AM20DQI) PLAIN SHAFT, TOLERANCE N; WITH HOLDING BRAKE PROTECTION CLASS IP65, | 2981 | TEM | 1 | MC | 15.9 | 1
1FK70832AC711RH2 | SIMOTICS S SYNCHRONOUS MOTOR 1FK7-CT PN=2,6 KW; UZK=600V M0=16NM (100K); NN=2000RPM; NATURAL COOLING; FRAME SIZE IMB 5 (IM V1, IM V3) FLANGE 1 POWER CONNECTOR ROTATABLE ABSOLUTE ENCODER 20 BIT + 12 BIT MULTITURN WITH DRIVE-CLIQ INTERFACE (ENCODER AM20DQI) PLAIN SHAFT, TOLERANCE N; WITH HOLDING BRAKE PROTECTION CLASS IP65, FLANGE ON DRIVE END IP67; | 2981 | TEM | 1 | MC | 15.9 | 1
1FK70832AC711SA0 | SIMOTICS S SYNCHRONOUS MOTOR 1FK7-CT PN=2,6 KW; UZK=600V M0=16NM (100K); NN=2000RPM; NATURAL COOLING; FRAME SIZE IMB 5 (IM V1, IM V3) FLANGE 1, WITH KTY TEMPERATURESENSOR POWER CONNECTOR ROTATABLE RESOLVER MULTI-POLE (RESOLVER P=4); SHAFT WITH FITTED KEY, TOLERANCE N; W/O HOLDING BRAKE PROTECTION CLASS IP64; | 1845 | TEM | 1 | MC | 15.602 | 1
1FK70832AC711SA1 | SIMOTICS S SYNCHRONOUS MOTOR 1FK7-CT PN=2,6 KW; UZK=600V M0=16NM (100K); NN=2000RPM; NATURAL COOLING; FRAME SIZE IMB 5 (IM V1, IM V3) FLANGE 1, WITH KTY TEMPERATURESENSOR POWER CONNECTOR ROTATABLE RESOLVER MULTI-POLE (RESOLVER P=4); SHAFT WITH FITTED KEY, TOLERANCE N; W/O HOLDING BRAKE PROTECTION CLASS IP65, | 1938 | TEM | 1 | MC | 15.602 | 1
1FK70832AC711SA2 | SIMOTICS S SYNCHRONOUS MOTOR 1FK7-CT PN=2,6 KW; UZK=600V M0=16NM (100K); NN=2000RPM; NATURAL COOLING; FRAME SIZE IMB 5 (IM V1, IM V3) FLANGE 1, WITH KTY TEMPERATURESENSOR POWER CONNECTOR ROTATABLE RESOLVER MULTI-POLE (RESOLVER P=4); SHAFT WITH FITTED KEY, TOLERANCE N; W/O HOLDING BRAKE PROTECTION CLASS IP65, FLANGE ON DRIVE END IP67; | 1938 | TEM | 1 | MC | 15.602 | 1
1FK70832AC711SB0 | SIMOTICS S SYNCHRONOUS MOTOR 1FK7-CT PN=2,6 KW; UZK=600V M0=16NM (100K); NN=2000RPM; NATURAL COOLING; FRAME SIZE IMB 5 (IM V1, IM V3) FLANGE 1, WITH KTY TEMPERATURESENSOR POWER CONNECTOR ROTATABLE RESOLVER MULTI-POLE (RESOLVER P=4); SHAFT WITH FITTED KEY, TOLERANCE N; WITH HOLDING BRAKE PROTECTION CLASS IP64; | 2256 | TEM | 1 | MC | 15.901 | 1
1FK70832AC711SB1 | SIMOTICS S SYNCHRONOUS MOTOR 1FK7-CT PN=2,6 KW; UZK=600V M0=16NM (100K); NN=2000RPM; NATURAL COOLING; FRAME SIZE IMB 5 (IM V1, IM V3) FLANGE 1, WITH KTY TEMPERATURESENSOR POWER CONNECTOR ROTATABLE RESOLVER MULTI-POLE (RESOLVER P=4); SHAFT WITH FITTED KEY, TOLERANCE N; WITH HOLDING BRAKE PROTECTION CLASS IP65, | 2349 | TEM | 1 | MC | 15.901 | 1
1FK70832AC711SB2 | SIMOTICS S SYNCHRONOUS MOTOR 1FK7-CT PN=2,6 KW; UZK=600V M0=16NM (100K); NN=2000RPM; NATURAL COOLING; FRAME SIZE IMB 5 (IM V1, IM V3) FLANGE 1, WITH KTY TEMPERATURESENSOR POWER CONNECTOR ROTATABLE RESOLVER MULTI-POLE (RESOLVER P=4); SHAFT WITH FITTED KEY, TOLERANCE N; WITH HOLDING BRAKE PROTECTION CLASS IP65, FLANGE ON DRIVE END IP67; | 2349 | TEM | 1 | MC | 15.901 | 1
1FK70832AC711SG0 | SIMOTICS S SYNCHRONOUS MOTOR 1FK7-CT PN=2,6 KW; UZK=600V M0=16NM (100K); NN=2000RPM; NATURAL COOLING; FRAME SIZE IMB 5 (IM V1, IM V3) FLANGE 1, WITH KTY TEMPERATURESENSOR POWER CONNECTOR ROTATABLE RESOLVER MULTI-POLE (RESOLVER P=4); PLAIN SHAFT, TOLERANCE N; W/O HOLDING BRAKE PROTECTION CLASS IP64; | 1758 | TEM | 1 | MC | 15.602 | 1
1FK70832AC711SG1 | SIMOTICS S SYNCHRONOUS MOTOR 1FK7-CT PN=2,6 KW; UZK=600V M0=16NM (100K); NN=2000RPM; NATURAL COOLING; FRAME SIZE IMB 5 (IM V1, IM V3) FLANGE 1, WITH KTY TEMPERATURESENSOR POWER CONNECTOR ROTATABLE RESOLVER MULTI-POLE (RESOLVER P=4); PLAIN SHAFT, TOLERANCE N; W/O HOLDING BRAKE PROTECTION CLASS IP65, | 1852 | TEM | 1 | MC | 15.602 | 1
1FK70832AC711SG2 | SIMOTICS S SYNCHRONOUS MOTOR 1FK7-CT PN=2,6 KW; UZK=600V M0=16NM (100K); NN=2000RPM; NATURAL COOLING; FRAME SIZE IMB 5 (IM V1, IM V3) FLANGE 1, WITH KTY TEMPERATURESENSOR POWER CONNECTOR ROTATABLE RESOLVER MULTI-POLE (RESOLVER P=4); PLAIN SHAFT, TOLERANCE N; W/O HOLDING BRAKE PROTECTION CLASS IP65, FLANGE ON DRIVE END IP67; | 1852 | TEM | 1 | MC | 15.602 | 1
1FK70832AC711SH0 | SIMOTICS S SYNCHRONOUS MOTOR 1FK7-CT PN=2,6 KW; UZK=600V M0=16NM (100K); NN=2000RPM; NATURAL COOLING; FRAME SIZE IMB 5 (IM V1, IM V3) FLANGE 1, WITH KTY TEMPERATURESENSOR POWER CONNECTOR ROTATABLE RESOLVER MULTI-POLE (RESOLVER P=4); PLAIN SHAFT, TOLERANCE N; WITH HOLDING BRAKE PROTECTION CLASS IP64; | 2170 | TEM | 1 | MC | 15.901 | 1
1FK70832AC711SH1 | SIMOTICS S SYNCHRONOUS MOTOR 1FK7-CT PN=2,6 KW; UZK=600V M0=16NM (100K); NN=2000RPM; NATURAL COOLING; FRAME SIZE IMB 5 (IM V1, IM V3) FLANGE 1, WITH KTY TEMPERATURESENSOR POWER CONNECTOR ROTATABLE RESOLVER MULTI-POLE (RESOLVER P=4); PLAIN SHAFT, TOLERANCE N; WITH HOLDING BRAKE PROTECTION CLASS IP65, | 2263 | TEM | 1 | MC | 15.901 | 1
1FK70832AC711SH2 | SIMOTICS S SYNCHRONOUS MOTOR 1FK7-CT PN=2,6 KW; UZK=600V M0=16NM (100K); NN=2000RPM; NATURAL COOLING; FRAME SIZE IMB 5 (IM V1, IM V3) FLANGE 1, WITH KTY TEMPERATURESENSOR POWER CONNECTOR ROTATABLE RESOLVER MULTI-POLE (RESOLVER P=4); PLAIN SHAFT, TOLERANCE N; WITH HOLDING BRAKE PROTECTION CLASS IP65, FLANGE ON DRIVE END IP67; | 2263 | TEM | 1 | MC | 15.901 | 1
1FK70832AC711TA0 | SIMOTICS S SYNCHRONOUS MOTOR 1FK7-CT PN=2,6 KW; UZK=600V M0=16NM (100K); NN=2000RPM; NATURAL COOLING; FRAME SIZE IMB 5 (IM V1, IM V3) FLANGE 1, WITH KTY TEMPERATURESENSOR POWER CONNECTOR ROTATABLE RESOLVER 2-POLE (RESOLVER P=1); SHAFT WITH FITTED KEY, TOLERANCE N; W/O HOLDING BRAKE PROTECTION CLASS IP64; | 1845 | TEM | 1 | MC | 15.602 | 1
1FK70832AC711TA1 | SIMOTICS S SYNCHRONOUS MOTOR 1FK7-CT PN=2,6 KW; UZK=600V M0=16NM (100K); NN=2000RPM; NATURAL COOLING; FRAME SIZE IMB 5 (IM V1, IM V3) FLANGE 1, WITH KTY TEMPERATURESENSOR POWER CONNECTOR ROTATABLE RESOLVER 2-POLE (RESOLVER P=1); SHAFT WITH FITTED KEY, TOLERANCE N; W/O HOLDING BRAKE PROTECTION CLASS IP65, | 1938 | TEM | 1 | MC | 15.602 | 1
1FK70832AC711TA2 | SIMOTICS S SYNCHRONOUS MOTOR 1FK7-CT PN=2,6 KW; UZK=600V M0=16NM (100K); NN=2000RPM; NATURAL COOLING; FRAME SIZE IMB 5 (IM V1, IM V3) FLANGE 1, WITH KTY TEMPERATURESENSOR POWER CONNECTOR ROTATABLE RESOLVER 2-POLE (RESOLVER P=1); SHAFT WITH FITTED KEY, TOLERANCE N; W/O HOLDING BRAKE PROTECTION CLASS IP65, FLANGE ON DRIVE END IP67; | 1938 | TEM | 1 | MC | 15.602 | 1
1FK70832AC711TB0 | SIMOTICS S SYNCHRONOUS MOTOR 1FK7-CT PN=2,6 KW; UZK=600V M0=16NM (100K); NN=2000RPM; NATURAL COOLING; FRAME SIZE IMB 5 (IM V1, IM V3) FLANGE 1, WITH KTY TEMPERATURESENSOR POWER CONNECTOR ROTATABLE RESOLVER 2-POLE (RESOLVER P=1); SHAFT WITH FITTED KEY, TOLERANCE N; WITH HOLDING BRAKE PROTECTION CLASS IP64; | 2256 | TEM | 1 | MC | 15.901 | 1
1FK70832AC711TB1 | SIMOTICS S SYNCHRONOUS MOTOR 1FK7-CT PN=2,6 KW; UZK=600V M0=16NM (100K); NN=2000RPM; NATURAL COOLING; FRAME SIZE IMB 5 (IM V1, IM V3) FLANGE 1, WITH KTY TEMPERATURESENSOR POWER CONNECTOR ROTATABLE RESOLVER 2-POLE (RESOLVER P=1); SHAFT WITH FITTED KEY, TOLERANCE N; WITH HOLDING BRAKE PROTECTION CLASS IP65, | 2349 | TEM | 1 | MC | 15.901 | 1
1FK70832AC711TB2 | SIMOTICS S SYNCHRONOUS MOTOR 1FK7-CT PN=2,6 KW; UZK=600V M0=16NM (100K); NN=2000RPM; NATURAL COOLING; FRAME SIZE IMB 5 (IM V1, IM V3) FLANGE 1, WITH KTY TEMPERATURESENSOR POWER CONNECTOR ROTATABLE RESOLVER 2-POLE (RESOLVER P=1); SHAFT WITH FITTED KEY, TOLERANCE N; WITH HOLDING BRAKE PROTECTION CLASS IP65, FLANGE ON DRIVE END IP67; | 2349 | TEM | 1 | MC | 15.901 | 1
1FK70832AC711TG0 | SIMOTICS S SYNCHRONOUS MOTOR 1FK7-CT PN=2,6 KW; UZK=600V M0=16NM (100K); NN=2000RPM; NATURAL COOLING; FRAME SIZE IMB 5 (IM V1, IM V3) FLANGE 1, WITH KTY TEMPERATURESENSOR POWER CONNECTOR ROTATABLE RESOLVER 2-POLE (RESOLVER P=1); PLAIN SHAFT, TOLERANCE N; W/O HOLDING BRAKE PROTECTION CLASS IP64; | 1758 | TEM | 1 | MC | 15.602 | 1
1FK70832AC711TG1 | SIMOTICS S SYNCHRONOUS MOTOR 1FK7-CT PN=2,6 KW; UZK=600V M0=16NM (100K); NN=2000RPM; NATURAL COOLING; FRAME SIZE IMB 5 (IM V1, IM V3) FLANGE 1, WITH KTY TEMPERATURESENSOR POWER CONNECTOR ROTATABLE RESOLVER 2-POLE (RESOLVER P=1); PLAIN SHAFT, TOLERANCE N; W/O HOLDING BRAKE PROTECTION CLASS IP65, | 1852 | TEM | 1 | MC | 15.602 | 1
1FK70832AC711TG2 | SIMOTICS S SYNCHRONOUS MOTOR 1FK7-CT PN=2,6 KW; UZK=600V M0=16NM (100K); NN=2000RPM; NATURAL COOLING; FRAME SIZE IMB 5 (IM V1, IM V3) FLANGE 1, WITH KTY TEMPERATURESENSOR POWER CONNECTOR ROTATABLE RESOLVER 2-POLE (RESOLVER P=1); PLAIN SHAFT, TOLERANCE N; W/O HOLDING BRAKE PROTECTION CLASS IP65, FLANGE ON DRIVE END IP67; | 1852 | TEM | 1 | MC | 15.602 | 1
1FK70832AC711TH0 | SIMOTICS S SYNCHRONOUS MOTOR 1FK7-CT PN=2,6 KW; UZK=600V M0=16NM (100K); NN=2000RPM; NATURAL COOLING; FRAME SIZE IMB 5 (IM V1, IM V3) FLANGE 1, WITH KTY TEMPERATURESENSOR POWER CONNECTOR ROTATABLE RESOLVER 2-POLE (RESOLVER P=1); PLAIN SHAFT, TOLERANCE N; WITH HOLDING BRAKE PROTECTION CLASS IP64; | 2170 | TEM | 1 | MC | 15.901 | 1
1FK70832AC711TH1 | SIMOTICS S SYNCHRONOUS MOTOR 1FK7-CT PN=2,6 KW; UZK=600V M0=16NM (100K); NN=2000RPM; NATURAL COOLING; FRAME SIZE IMB 5 (IM V1, IM V3) FLANGE 1, WITH KTY TEMPERATURESENSOR POWER CONNECTOR ROTATABLE RESOLVER 2-POLE (RESOLVER P=1); PLAIN SHAFT, TOLERANCE N; WITH HOLDING BRAKE PROTECTION CLASS IP65, | 2263 | TEM | 1 | MC | 15.901 | 1
1FK70832AC711TH2 | SIMOTICS S SYNCHRONOUS MOTOR 1FK7-CT PN=2,6 KW; UZK=600V M0=16NM (100K); NN=2000RPM; NATURAL COOLING; FRAME SIZE IMB 5 (IM V1, IM V3) FLANGE 1, WITH KTY TEMPERATURESENSOR POWER CONNECTOR ROTATABLE RESOLVER 2-POLE (RESOLVER P=1); PLAIN SHAFT, TOLERANCE N; WITH HOLDING BRAKE PROTECTION CLASS IP65, FLANGE ON DRIVE END IP67; | 2263 | TEM | 1 | MC | 15.901 | 1
1FK70832AC711UA0 | SIMOTICS S SYNCHRONOUS MOTOR 1FK7-CT PN=2,6 KW; UZK=600V M0=16NM (100K); NN=2000RPM; NATURAL COOLING; FRAME SIZE IMB 5 (IM V1, IM V3) FLANGE 1 POWER CONNECTOR ROTATABLE RESOLVER MULTI-POLE WITH DRIVE-CLIQ INTERFACE; SHAFT WITH FITTED KEY, TOLERANCE N; W/O HOLDING BRAKE PROTECTION CLASS IP64; | 2086 | TEM | 1 | MC | 15.602 | 1
1FK70832AC711UA1 | SIMOTICS S SYNCHRONOUS MOTOR 1FK7-CT PN=2,6 KW; UZK=600V M0=16NM (100K); NN=2000RPM; NATURAL COOLING; FRAME SIZE IMB 5 (IM V1, IM V3) FLANGE 1 POWER CONNECTOR ROTATABLE RESOLVER MULTI-POLE WITH DRIVE-CLIQ INTERFACE; SHAFT WITH FITTED KEY, TOLERANCE N; W/O HOLDING BRAKE PROTECTION CLASS IP65, | 2179 | TEM | 1 | MC | 15.602 | 1
1FK70832AC711UA2 | SIMOTICS S SYNCHRONOUS MOTOR 1FK7-CT PN=2,6 KW; UZK=600V M0=16NM (100K); NN=2000RPM; NATURAL COOLING; FRAME SIZE IMB 5 (IM V1, IM V3) FLANGE 1 POWER CONNECTOR ROTATABLE RESOLVER MULTI-POLE WITH DRIVE-CLIQ INTERFACE; SHAFT WITH FITTED KEY, TOLERANCE N; W/O HOLDING BRAKE PROTECTION CLASS IP65, FLANGE ON DRIVE END IP67; | 2179 | TEM | 1 | MC | 15.602 | 1
1FK70832AC711UB0 | SIMOTICS S SYNCHRONOUS MOTOR 1FK7-CT PN=2,6 KW; UZK=600V M0=16NM (100K); NN=2000RPM; NATURAL COOLING; FRAME SIZE IMB 5 (IM V1, IM V3) FLANGE 1 POWER CONNECTOR ROTATABLE RESOLVER MULTI-POLE WITH DRIVE-CLIQ INTERFACE; SHAFT WITH FITTED KEY, TOLERANCE N; WITH HOLDING BRAKE PROTECTION CLASS IP64; | 2497 | TEM | 1 | MC | 15.901 | 1
1FK70832AC711UB1 | SIMOTICS S SYNCHRONOUS MOTOR 1FK7-CT PN=2,6 KW; UZK=600V M0=16NM (100K); NN=2000RPM; NATURAL COOLING; FRAME SIZE IMB 5 (IM V1, IM V3) FLANGE 1 POWER CONNECTOR ROTATABLE RESOLVER MULTI-POLE WITH DRIVE-CLIQ INTERFACE; SHAFT WITH FITTED KEY, TOLERANCE N; WITH HOLDING BRAKE PROTECTION CLASS IP65, | 2591 | TEM | 1 | MC | 15.901 | 1
1FK70832AC711UB2 | SIMOTICS S SYNCHRONOUS MOTOR 1FK7-CT PN=2,6 KW; UZK=600V M0=16NM (100K); NN=2000RPM; NATURAL COOLING; FRAME SIZE IMB 5 (IM V1, IM V3) FLANGE 1 POWER CONNECTOR ROTATABLE RESOLVER MULTI-POLE WITH DRIVE-CLIQ INTERFACE; SHAFT WITH FITTED KEY, TOLERANCE N; WITH HOLDING BRAKE PROTECTION CLASS IP65, FLANGE ON DRIVE END IP67; | 2591 | TEM | 1 | MC | 15.901 | 1
1FK70832AC711UG0 | SIMOTICS S SYNCHRONOUS MOTOR 1FK7-CT PN=2,6 KW; UZK=600V M0=16NM (100K); NN=2000RPM; NATURAL COOLING; FRAME SIZE IMB 5 (IM V1, IM V3) FLANGE 1 POWER CONNECTOR ROTATABLE RESOLVER MULTI-POLE WITH DRIVE-CLIQ INTERFACE; PLAIN SHAFT, TOLERANCE N; W/O HOLDING BRAKE PROTECTION CLASS IP64; | 2000 | TEM | 1 | MC | 15.602 | 1
1FK70832AC711UG1 | SIMOTICS S SYNCHRONOUS MOTOR 1FK7-CT PN=2,6 KW; UZK=600V M0=16NM (100K); NN=2000RPM; NATURAL COOLING; FRAME SIZE IMB 5 (IM V1, IM V3) FLANGE 1 POWER CONNECTOR ROTATABLE RESOLVER MULTI-POLE WITH DRIVE-CLIQ INTERFACE; PLAIN SHAFT, TOLERANCE N; W/O HOLDING BRAKE PROTECTION CLASS IP65, | 2093 | TEM | 1 | MC | 15.602 | 1
1FK70832AC711UG2 | SIMOTICS S SYNCHRONOUS MOTOR 1FK7-CT PN=2,6 KW; UZK=600V M0=16NM (100K); NN=2000RPM; NATURAL COOLING; FRAME SIZE IMB 5 (IM V1, IM V3) FLANGE 1 POWER CONNECTOR ROTATABLE RESOLVER MULTI-POLE WITH DRIVE-CLIQ INTERFACE; PLAIN SHAFT, TOLERANCE N; W/O HOLDING BRAKE PROTECTION CLASS IP65, FLANGE ON DRIVE END IP67; | 2093 | TEM | 1 | MC | 15.602 | 1
1FK70832AC711UH0 | SIMOTICS S SYNCHRONOUS MOTOR 1FK7-CT PN=2,6 KW; UZK=600V M0=16NM (100K); NN=2000RPM; NATURAL COOLING; FRAME SIZE IMB 5 (IM V1, IM V3) FLANGE 1 POWER CONNECTOR ROTATABLE RESOLVER MULTI-POLE WITH DRIVE-CLIQ INTERFACE; PLAIN SHAFT, TOLERANCE N; WITH HOLDING BRAKE PROTECTION CLASS IP64; | 2411 | TEM | 1 | MC | 15.901 | 1
1FK70832AC711UH1 | SIMOTICS S SYNCHRONOUS MOTOR 1FK7-CT PN=2,6 KW; UZK=600V M0=16NM (100K); NN=2000RPM; NATURAL COOLING; FRAME SIZE IMB 5 (IM V1, IM V3) FLANGE 1 POWER CONNECTOR ROTATABLE RESOLVER MULTI-POLE WITH DRIVE-CLIQ INTERFACE; PLAIN SHAFT, TOLERANCE N; WITH HOLDING BRAKE PROTECTION CLASS IP65, | 2504 | TEM | 1 | MC | 15.901 | 1
1FK70832AC711UH2 | SIMOTICS S SYNCHRONOUS MOTOR 1FK7-CT PN=2,6 KW; UZK=600V M0=16NM (100K); NN=2000RPM; NATURAL COOLING; FRAME SIZE IMB 5 (IM V1, IM V3) FLANGE 1 POWER CONNECTOR ROTATABLE RESOLVER MULTI-POLE WITH DRIVE-CLIQ INTERFACE; PLAIN SHAFT, TOLERANCE N; WITH HOLDING BRAKE PROTECTION CLASS IP65, FLANGE ON DRIVE END IP67; | 2504 | TEM | 1 | MC | 15.901 | 1
1FK70832AF711AA0 | SIMOTICS S SYNCHRONOUS MOTOR 1FK7-CT PN=3,3 KW; UZK=600V M0=16NM (100K); NN=3000RPM; NATURAL COOLING; FRAME SIZE IMB 5 (IM V1, IM V3) FLANGE 1, WITH KTY TEMPERATURESENSOR POWER CONNECTOR ROTATABLE INCREMENTAL ENCODER SIN/COS 1VPP;2048 S/R W. C-AND D-SPUR (ENCODER IC2048S/R) SHAFT WITH FITTED KEY, TOLERANCE N; W/O HOLDING BRAKE PROTECTION CLASS IP64; | 2431 | TEM | 1 | MC | 15.601 | 1
1FK70832AF711AA1 | SIMOTICS S SYNCHRONOUS MOTOR 1FK7-CT PN=3,3 KW; UZK=600V M0=16NM (100K); NN=3000RPM; NATURAL COOLING; FRAME SIZE IMB 5 (IM V1, IM V3) FLANGE 1, WITH KTY TEMPERATURESENSOR POWER CONNECTOR ROTATABLE INCREMENTAL ENCODER SIN/COS 1VPP;2048 S/R W. C-AND D-SPUR (ENCODER IC2048S/R) SHAFT WITH FITTED KEY, TOLERANCE N; W/O HOLDING BRAKE PROTECTION CLASS IP65, | 2524 | TEM | 1 | MC | 15.601 | 1
1FK70832AF711AA2 | SIMOTICS S SYNCHRONOUS MOTOR 1FK7-CT PN=3,3 KW; UZK=600V M0=16NM (100K); NN=3000RPM; NATURAL COOLING; FRAME SIZE IMB 5 (IM V1, IM V3) FLANGE 1, WITH KTY TEMPERATURESENSOR POWER CONNECTOR ROTATABLE INCREMENTAL ENCODER SIN/COS 1VPP;2048 S/R W. C-AND D-SPUR (ENCODER IC2048S/R) SHAFT WITH FITTED KEY, TOLERANCE N; W/O HOLDING BRAKE PROTECTION CLASS IP65, FLANGE ON DRIVE END IP67; | 2524 | TEM | 1 | MC | 15.601 | 1
1FK70832AF711AB0 | SIMOTICS S SYNCHRONOUS MOTOR 1FK7-CT PN=3,3 KW; UZK=600V M0=16NM (100K); NN=3000RPM; NATURAL COOLING; FRAME SIZE IMB 5 (IM V1, IM V3) FLANGE 1, WITH KTY TEMPERATURESENSOR POWER CONNECTOR ROTATABLE INCREMENTAL ENCODER SIN/COS 1VPP;2048 S/R W. C-AND D-SPUR (ENCODER IC2048S/R) SHAFT WITH FITTED KEY, TOLERANCE N; WITH HOLDING BRAKE PROTECTION CLASS IP64; | 2842 | TEM | 1 | MC | 15.9 | 1
1FK70832AF711AB1 | SIMOTICS S SYNCHRONOUS MOTOR 1FK7-CT PN=3,3 KW; UZK=600V M0=16NM (100K); NN=3000RPM; NATURAL COOLING; FRAME SIZE IMB 5 (IM V1, IM V3) FLANGE 1, WITH KTY TEMPERATURESENSOR POWER CONNECTOR ROTATABLE INCREMENTAL ENCODER SIN/COS 1VPP;2048 S/R W. C-AND D-SPUR (ENCODER IC2048S/R) SHAFT WITH FITTED KEY, TOLERANCE N; WITH HOLDING BRAKE PROTECTION CLASS IP65, | 2935 | TEM | 1 | MC | 15.9 | 1
1FK70832AF711AB2 | SIMOTICS S SYNCHRONOUS MOTOR 1FK7-CT PN=3,3 KW; UZK=600V M0=16NM (100K); NN=3000RPM; NATURAL COOLING; FRAME SIZE IMB 5 (IM V1, IM V3) FLANGE 1, WITH KTY TEMPERATURESENSOR POWER CONNECTOR ROTATABLE INCREMENTAL ENCODER SIN/COS 1VPP;2048 S/R W. C-AND D-SPUR (ENCODER IC2048S/R) SHAFT WITH FITTED KEY, TOLERANCE N; WITH HOLDING BRAKE PROTECTION CLASS IP65, FLANGE ON DRIVE END IP67; | 2935 | TEM | 1 | MC | 15.9 | 1
1FK70832AF711AG0 | SIMOTICS S SYNCHRONOUS MOTOR 1FK7-CT PN=3,3 KW; UZK=600V M0=16NM (100K); NN=3000RPM; NATURAL COOLING; FRAME SIZE IMB 5 (IM V1, IM V3) FLANGE 1, WITH KTY TEMPERATURESENSOR POWER CONNECTOR ROTATABLE INCREMENTAL ENCODER SIN/COS 1VPP;2048 S/R W. C-AND D-SPUR (ENCODER IC2048S/R) PLAIN SHAFT, TOLERANCE N; W/O HOLDING BRAKE PROTECTION CLASS IP64; | 2344 | TEM | 1 | MC | 15.601 | 1
1FK70832AF711AG1 | SIMOTICS S SYNCHRONOUS MOTOR 1FK7-CT PN=3,3 KW; UZK=600V M0=16NM (100K); NN=3000RPM; NATURAL COOLING; FRAME SIZE IMB 5 (IM V1, IM V3) FLANGE 1, WITH KTY TEMPERATURESENSOR POWER CONNECTOR ROTATABLE INCREMENTAL ENCODER SIN/COS 1VPP;2048 S/R W. C-AND D-SPUR (ENCODER IC2048S/R) PLAIN SHAFT, TOLERANCE N; W/O HOLDING BRAKE PROTECTION CLASS IP65, | 2438 | TEM | 1 | MC | 15.601 | 1
1FK70832AF711AG2 | SIMOTICS S SYNCHRONOUS MOTOR 1FK7-CT PN=3,3 KW; UZK=600V M0=16NM (100K); NN=3000RPM; NATURAL COOLING; FRAME SIZE IMB 5 (IM V1, IM V3) FLANGE 1, WITH KTY TEMPERATURESENSOR POWER CONNECTOR ROTATABLE INCREMENTAL ENCODER SIN/COS 1VPP;2048 S/R W. C-AND D-SPUR (ENCODER IC2048S/R) PLAIN SHAFT, TOLERANCE N; W/O HOLDING BRAKE PROTECTION CLASS IP65, FLANGE ON DRIVE END IP67; | 2438 | TEM | 1 | MC | 15.601 | 1
1FK70832AF711AH0 | SIMOTICS S SYNCHRONOUS MOTOR 1FK7-CT PN=3,3 KW; UZK=600V M0=16NM (100K); NN=3000RPM; NATURAL COOLING; FRAME SIZE IMB 5 (IM V1, IM V3) FLANGE 1, WITH KTY TEMPERATURESENSOR POWER CONNECTOR ROTATABLE INCREMENTAL ENCODER SIN/COS 1VPP;2048 S/R W. C-AND D-SPUR (ENCODER IC2048S/R) PLAIN SHAFT, TOLERANCE N; WITH HOLDING BRAKE PROTECTION CLASS IP64; | 2756 | TEM | 1 | MC | 15.9 | 1
1FK70832AF711AH1 | SIMOTICS S SYNCHRONOUS MOTOR 1FK7-CT PN=3,3 KW; UZK=600V M0=16NM (100K); NN=3000RPM; NATURAL COOLING; FRAME SIZE IMB 5 (IM V1, IM V3) FLANGE 1, WITH KTY TEMPERATURESENSOR POWER CONNECTOR ROTATABLE INCREMENTAL ENCODER SIN/COS 1VPP;2048 S/R W. C-AND D-SPUR (ENCODER IC2048S/R) PLAIN SHAFT, TOLERANCE N; WITH HOLDING BRAKE PROTECTION CLASS IP65, | 2849 | TEM | 1 | MC | 15.9 | 1
1FK70832AF711AH2 | SIMOTICS S SYNCHRONOUS MOTOR 1FK7-CT PN=3,3 KW; UZK=600V M0=16NM (100K); NN=3000RPM; NATURAL COOLING; FRAME SIZE IMB 5 (IM V1, IM V3) FLANGE 1, WITH KTY TEMPERATURESENSOR POWER CONNECTOR ROTATABLE INCREMENTAL ENCODER SIN/COS 1VPP;2048 S/R W. C-AND D-SPUR (ENCODER IC2048S/R) PLAIN SHAFT, TOLERANCE N; WITH HOLDING BRAKE PROTECTION CLASS IP65, FLANGE ON DRIVE END IP67; | 2849 | TEM | 1 | MC | 15.9 | 1
1FK70832AF711BA0 | SIMOTICS S SYNCHRONOUS MOTOR 1FK7-CT PN=3,3 KW; UZK=600V M0=16NM (100K); NN=3000RPM; NATURAL COOLING; FRAME SIZE IMB 5 (IM V1, IM V3) FLANGE 1 POWER CONNECTOR ROTATABLE ABSOLUTE ENCODER SINGLETURN 24 BIT WITH DRIVE CLIQ INTERFACE (ENCODER AS24DQI) SHAFT WITH FITTED KEY, TOLERANCE N; W/O HOLDING BRAKE PROTECTION CLASS IP64; | 2672 | TEM | 1 | MC | 15.601 | 1
1FK70832AF711BA1 | SIMOTICS S SYNCHRONOUS MOTOR 1FK7-CT PN=3,3 KW; UZK=600V M0=16NM (100K); NN=3000RPM; NATURAL COOLING; FRAME SIZE IMB 5 (IM V1, IM V3) FLANGE 1 POWER CONNECTOR ROTATABLE ABSOLUTE ENCODER SINGLETURN 24 BIT WITH DRIVE CLIQ INTERFACE (ENCODER AS24DQI) SHAFT WITH FITTED KEY, TOLERANCE N; W/O HOLDING BRAKE PROTECTION CLASS IP65, | 2765 | TEM | 1 | MC | 15.601 | 1
1FK70832AF711BA2 | SIMOTICS S SYNCHRONOUS MOTOR 1FK7-CT PN=3,3 KW; UZK=600V M0=16NM (100K); NN=3000RPM; NATURAL COOLING; FRAME SIZE IMB 5 (IM V1, IM V3) FLANGE 1 POWER CONNECTOR ROTATABLE ABSOLUTE ENCODER SINGLETURN 24 BIT WITH DRIVE CLIQ INTERFACE (ENCODER AS24DQI) SHAFT WITH FITTED KEY, TOLERANCE N; W/O HOLDING BRAKE PROTECTION CLASS IP65, FLANGE ON DRIVE END IP67; | 2765 | TEM | 1 | MC | 15.601 | 1
1FK70832AF711BB0 | SIMOTICS S SYNCHRONOUS MOTOR 1FK7-CT PN=3,3 KW; UZK=600V M0=16NM (100K); NN=3000RPM; NATURAL COOLING; FRAME SIZE IMB 5 (IM V1, IM V3) FLANGE 1 POWER CONNECTOR ROTATABLE ABSOLUTE ENCODER SINGLETURN 24 BIT WITH DRIVE CLIQ INTERFACE (ENCODER AS24DQI) SHAFT WITH FITTED KEY, TOLERANCE N; WITH HOLDING BRAKE PROTECTION CLASS IP64; | 3083 | TEM | 1 | MC | 15.9 | 1
1FK70832AF711BB1 | SIMOTICS S SYNCHRONOUS MOTOR 1FK7-CT PN=3,3 KW; UZK=600V M0=16NM (100K); NN=3000RPM; NATURAL COOLING; FRAME SIZE IMB 5 (IM V1, IM V3) FLANGE 1 POWER CONNECTOR ROTATABLE ABSOLUTE ENCODER SINGLETURN 24 BIT WITH DRIVE CLIQ INTERFACE (ENCODER AS24DQI) SHAFT WITH FITTED KEY, TOLERANCE N; WITH HOLDING BRAKE PROTECTION CLASS IP65, | 3177 | TEM | 1 | MC | 15.9 | 1
1FK70832AF711BB2 | SIMOTICS S SYNCHRONOUS MOTOR 1FK7-CT PN=3,3 KW; UZK=600V M0=16NM (100K); NN=3000RPM; NATURAL COOLING; FRAME SIZE IMB 5 (IM V1, IM V3) FLANGE 1 POWER CONNECTOR ROTATABLE ABSOLUTE ENCODER SINGLETURN 24 BIT WITH DRIVE CLIQ INTERFACE (ENCODER AS24DQI) SHAFT WITH FITTED KEY, TOLERANCE N; WITH HOLDING BRAKE PROTECTION CLASS IP65, FLANGE ON DRIVE END IP67; | 3177 | TEM | 1 | MC | 15.9 | 1
1FK70832AF711BG0 | SIMOTICS S SYNCHRONOUS MOTOR 1FK7-CT PN=3,3 KW; UZK=600V M0=16NM (100K); NN=3000RPM; NATURAL COOLING; FRAME SIZE IMB 5 (IM V1, IM V3) FLANGE 1 POWER CONNECTOR ROTATABLE ABSOLUTE ENCODER SINGLETURN 24 BIT WITH DRIVE CLIQ INTERFACE (ENCODER AS24DQI) PLAIN SHAFT, TOLERANCE N; W/O HOLDING BRAKE PROTECTION CLASS IP64; | 2585 | TEM | 1 | MC | 15.601 | 1
1FK70832AF711BG1 | SIMOTICS S SYNCHRONOUS MOTOR 1FK7-CT PN=3,3 KW; UZK=600V M0=16NM (100K); NN=3000RPM; NATURAL COOLING; FRAME SIZE IMB 5 (IM V1, IM V3) FLANGE 1 POWER CONNECTOR ROTATABLE ABSOLUTE ENCODER SINGLETURN 24 BIT WITH DRIVE CLIQ INTERFACE (ENCODER AS24DQI) PLAIN SHAFT, TOLERANCE N; W/O HOLDING BRAKE PROTECTION CLASS IP65, | 2679 | TEM | 1 | MC | 15.601 | 1
1FK70832AF711BG2 | SIMOTICS S SYNCHRONOUS MOTOR 1FK7-CT PN=3,3 KW; UZK=600V M0=16NM (100K); NN=3000RPM; NATURAL COOLING; FRAME SIZE IMB 5 (IM V1, IM V3) FLANGE 1 POWER CONNECTOR ROTATABLE ABSOLUTE ENCODER SINGLETURN 24 BIT WITH DRIVE CLIQ INTERFACE (ENCODER AS24DQI) PLAIN SHAFT, TOLERANCE N; W/O HOLDING BRAKE PROTECTION CLASS IP65, FLANGE ON DRIVE END IP67; | 2679 | TEM | 1 | MC | 15.601 | 1
1FK70832AF711BH0 | SIMOTICS S SYNCHRONOUS MOTOR 1FK7-CT PN=3,3 KW; UZK=600V M0=16NM (100K); NN=3000RPM; NATURAL COOLING; FRAME SIZE IMB 5 (IM V1, IM V3) FLANGE 1 POWER CONNECTOR ROTATABLE ABSOLUTE ENCODER SINGLETURN 24 BIT WITH DRIVE CLIQ INTERFACE (ENCODER AS24DQI) PLAIN SHAFT, TOLERANCE N; WITH HOLDING BRAKE PROTECTION CLASS IP64; | 2997 | TEM | 1 | MC | 15.9 | 1
1FK70832AF711BH1 | SIMOTICS S SYNCHRONOUS MOTOR 1FK7-CT PN=3,3 KW; UZK=600V M0=16NM (100K); NN=3000RPM; NATURAL COOLING; FRAME SIZE IMB 5 (IM V1, IM V3) FLANGE 1 POWER CONNECTOR ROTATABLE ABSOLUTE ENCODER SINGLETURN 24 BIT WITH DRIVE CLIQ INTERFACE (ENCODER AS24DQI) PLAIN SHAFT, TOLERANCE N; WITH HOLDING BRAKE PROTECTION CLASS IP65, | 3090 | TEM | 1 | MC | 15.9 | 1
1FK70832AF711BH2 | SIMOTICS S SYNCHRONOUS MOTOR 1FK7-CT PN=3,3 KW; UZK=600V M0=16NM (100K); NN=3000RPM; NATURAL COOLING; FRAME SIZE IMB 5 (IM V1, IM V3) FLANGE 1 POWER CONNECTOR ROTATABLE ABSOLUTE ENCODER SINGLETURN 24 BIT WITH DRIVE CLIQ INTERFACE (ENCODER AS24DQI) PLAIN SHAFT, TOLERANCE N; WITH HOLDING BRAKE PROTECTION CLASS IP65, FLANGE ON DRIVE END IP67; | 3090 | TEM | 1 | MC | 15.9 | 1
1FK70832AF711CA0 | SIMOTICS S SYNCHRONOUS MOTOR 1FK7-CT PN=3,3 KW; UZK=600V M0=16NM (100K); NN=3000RPM; NATURAL COOLING; FRAME SIZE IMB 5 (IM V1, IM V3) FLANGE 1 POWER CONNECTOR ROTATABLE ABSOLUTE ENCODER 24 BIT + 12 BIT MULTITURN WITH DRIVE-CLIQ INTERFACE (ENCODER AM24DQI) SHAFT WITH FITTED KEY, TOLERANCE N; W/O HOLDING BRAKE PROTECTION CLASS IP64; | 3041 | TEM | 1 | MC | 15.601 | 1
1FK70832AF711CA1 | SIMOTICS S SYNCHRONOUS MOTOR 1FK7-CT PN=3,3 KW; UZK=600V M0=16NM (100K); NN=3000RPM; NATURAL COOLING; FRAME SIZE IMB 5 (IM V1, IM V3) FLANGE 1 POWER CONNECTOR ROTATABLE ABSOLUTE ENCODER 24 BIT + 12 BIT MULTITURN WITH DRIVE-CLIQ INTERFACE (ENCODER AM24DQI) SHAFT WITH FITTED KEY, TOLERANCE N; W/O HOLDING BRAKE PROTECTION CLASS IP65, | 3134 | TEM | 1 | MC | 15.601 | 1
1FK70832AF711CA2 | SIMOTICS S SYNCHRONOUS MOTOR 1FK7-CT PN=3,3 KW; UZK=600V M0=16NM (100K); NN=3000RPM; NATURAL COOLING; FRAME SIZE IMB 5 (IM V1, IM V3) FLANGE 1 POWER CONNECTOR ROTATABLE ABSOLUTE ENCODER 24 BIT + 12 BIT MULTITURN WITH DRIVE-CLIQ INTERFACE (ENCODER AM24DQI) SHAFT WITH FITTED KEY, TOLERANCE N; W/O HOLDING BRAKE PROTECTION CLASS IP65, FLANGE ON DRIVE END IP67; | 3134 | TEM | 1 | MC | 15.601 | 1
1FK70832AF711CB0 | SIMOTICS S SYNCHRONOUS MOTOR 1FK7-CT PN=3,3 KW; UZK=600V M0=16NM (100K); NN=3000RPM; NATURAL COOLING; FRAME SIZE IMB 5 (IM V1, IM V3) FLANGE 1 POWER CONNECTOR ROTATABLE ABSOLUTE ENCODER 24 BIT + 12 BIT MULTITURN WITH DRIVE-CLIQ INTERFACE (ENCODER AM24DQI) SHAFT WITH FITTED KEY, TOLERANCE N; WITH HOLDING BRAKE PROTECTION CLASS IP64; | 3452 | TEM | 1 | MC | 15.9 | 1
1FK70832AF711CB1 | SIMOTICS S SYNCHRONOUS MOTOR 1FK7-CT PN=3,3 KW; UZK=600V M0=16NM (100K); NN=3000RPM; NATURAL COOLING; FRAME SIZE IMB 5 (IM V1, IM V3) FLANGE 1 POWER CONNECTOR ROTATABLE ABSOLUTE ENCODER 24 BIT + 12 BIT MULTITURN WITH DRIVE-CLIQ INTERFACE (ENCODER AM24DQI) SHAFT WITH FITTED KEY, TOLERANCE N; WITH HOLDING BRAKE PROTECTION CLASS IP65, | 3546 | TEM | 1 | MC | 15.9 | 1
1FK70832AF711CB2 | SIMOTICS S SYNCHRONOUS MOTOR 1FK7-CT PN=3,3 KW; UZK=600V M0=16NM (100K); NN=3000RPM; NATURAL COOLING; FRAME SIZE IMB 5 (IM V1, IM V3) FLANGE 1 POWER CONNECTOR ROTATABLE ABSOLUTE ENCODER 24 BIT + 12 BIT MULTITURN WITH DRIVE-CLIQ INTERFACE (ENCODER AM24DQI) SHAFT WITH FITTED KEY, TOLERANCE N; WITH HOLDING BRAKE PROTECTION CLASS IP65, FLANGE ON DRIVE END IP67; | 3546 | TEM | 1 | MC | 15.9 | 1
1FK70832AF711CG0 | SIMOTICS S SYNCHRONOUS MOTOR 1FK7-CT PN=3,3 KW; UZK=600V M0=16NM (100K); NN=3000RPM; NATURAL COOLING; FRAME SIZE IMB 5 (IM V1, IM V3) FLANGE 1 POWER CONNECTOR ROTATABLE ABSOLUTE ENCODER 24 BIT + 12 BIT MULTITURN WITH DRIVE-CLIQ INTERFACE (ENCODER AM24DQI) PLAIN SHAFT, TOLERANCE N; W/O HOLDING BRAKE PROTECTION CLASS IP64; | 2955 | TEM | 1 | MC | 15.601 | 1
1FK70832AF711CG1 | SIMOTICS S SYNCHRONOUS MOTOR 1FK7-CT PN=3,3 KW; UZK=600V M0=16NM (100K); NN=3000RPM; NATURAL COOLING; FRAME SIZE IMB 5 (IM V1, IM V3) FLANGE 1 POWER CONNECTOR ROTATABLE ABSOLUTE ENCODER 24 BIT + 12 BIT MULTITURN WITH DRIVE-CLIQ INTERFACE (ENCODER AM24DQI) PLAIN SHAFT, TOLERANCE N; W/O HOLDING BRAKE PROTECTION CLASS IP65, | 3048 | TEM | 1 | MC | 15.601 | 1
1FK70832AF711CG2 | SIMOTICS S SYNCHRONOUS MOTOR 1FK7-CT PN=3,3 KW; UZK=600V M0=16NM (100K); NN=3000RPM; NATURAL COOLING; FRAME SIZE IMB 5 (IM V1, IM V3) FLANGE 1 POWER CONNECTOR ROTATABLE ABSOLUTE ENCODER 24 BIT + 12 BIT MULTITURN WITH DRIVE-CLIQ INTERFACE (ENCODER AM24DQI) PLAIN SHAFT, TOLERANCE N; W/O HOLDING BRAKE PROTECTION CLASS IP65, FLANGE ON DRIVE END IP67; | 3048 | TEM | 1 | MC | 15.601 | 1
1FK70832AF711CH0 | SIMOTICS S SYNCHRONOUS MOTOR 1FK7-CT PN=3,3 KW; UZK=600V M0=16NM (100K); NN=3000RPM; NATURAL COOLING; FRAME SIZE IMB 5 (IM V1, IM V3) FLANGE 1 POWER CONNECTOR ROTATABLE ABSOLUTE ENCODER 24 BIT + 12 BIT MULTITURN WITH DRIVE-CLIQ INTERFACE (ENCODER AM24DQI) PLAIN SHAFT, TOLERANCE N; WITH HOLDING BRAKE PROTECTION CLASS IP64; | 3366 | TEM | 1 | MC | 15.9 | 1
1FK70832AF711CH1 | SIMOTICS S SYNCHRONOUS MOTOR 1FK7-CT PN=3,3 KW; UZK=600V M0=16NM (100K); NN=3000RPM; NATURAL COOLING; FRAME SIZE IMB 5 (IM V1, IM V3) FLANGE 1 POWER CONNECTOR ROTATABLE ABSOLUTE ENCODER 24 BIT + 12 BIT MULTITURN WITH DRIVE-CLIQ INTERFACE (ENCODER AM24DQI) PLAIN SHAFT, TOLERANCE N; WITH HOLDING BRAKE PROTECTION CLASS IP65, | 3460 | TEM | 1 | MC | 15.9 | 1
1FK70832AF711CH2 | SIMOTICS S SYNCHRONOUS MOTOR 1FK7-CT PN=3,3 KW; UZK=600V M0=16NM (100K); NN=3000RPM; NATURAL COOLING; FRAME SIZE IMB 5 (IM V1, IM V3) FLANGE 1 POWER CONNECTOR ROTATABLE ABSOLUTE ENCODER 24 BIT + 12 BIT MULTITURN WITH DRIVE-CLIQ INTERFACE (ENCODER AM24DQI) PLAIN SHAFT, TOLERANCE N; WITH HOLDING BRAKE PROTECTION CLASS IP65, FLANGE ON DRIVE END IP67; | 3460 | TEM | 1 | MC | 15.9 | 1
1FK70832AF711DA0 | SIMOTICS S SYNCHRONOUS MOTOR 1FK7-CT PN=3,3 KW; UZK=600V M0=16NM (100K); NN=3000RPM; NATURAL COOLING; FRAME SIZE IMB 5 (IM V1, IM V3) FLANGE 1 POWER CONNECTOR ROTATABLE INCREMENTAL ENCODER 22 BIT WITH DRIVE-CLIQ INTERFACE (ENCODER IC22DQ) SHAFT WITH FITTED KEY, TOLERANCE N; W/O HOLDING BRAKE PROTECTION CLASS IP64; | 2752 | TEM | 1 | MC | 15.602 | 1
1FK70832AF711DA1 | SIMOTICS S SYNCHRONOUS MOTOR 1FK7-CT PN=3,3 KW; UZK=600V M0=16NM (100K); NN=3000RPM; NATURAL COOLING; FRAME SIZE IMB 5 (IM V1, IM V3) FLANGE 1 POWER CONNECTOR ROTATABLE INCREMENTAL ENCODER 22 BIT WITH DRIVE-CLIQ INTERFACE (ENCODER IC22DQ) SHAFT WITH FITTED KEY, TOLERANCE N; W/O HOLDING BRAKE PROTECTION CLASS IP65, | 2845 | TEM | 1 | MC | 15.602 | 1
1FK70832AF711DB0 | SIMOTICS S SYNCHRONOUS MOTOR 1FK7-CT PN=3,3 KW; UZK=600V M0=16NM (100K); NN=3000RPM; NATURAL COOLING; FRAME SIZE IMB 5 (IM V1, IM V3) FLANGE 1 POWER CONNECTOR ROTATABLE INCREMENTAL ENCODER 22 BIT WITH DRIVE-CLIQ INTERFACE (ENCODER IC22DQ) SHAFT WITH FITTED KEY, TOLERANCE N; WITH HOLDING BRAKE PROTECTION CLASS IP64; | 3163 | TEM | 1 | MC | 15.901 | 1
1FK70832AF711DB2 | SIMOTICS S SYNCHRONOUS MOTOR 1FK7-CT PN=3,3 KW; UZK=600V M0=16NM (100K); NN=3000RPM; NATURAL COOLING; FRAME SIZE IMB 5 (IM V1, IM V3) FLANGE 1 POWER CONNECTOR ROTATABLE INCREMENTAL ENCODER 22 BIT WITH DRIVE-CLIQ INTERFACE (ENCODER IC22DQ) SHAFT WITH FITTED KEY, TOLERANCE N; WITH HOLDING BRAKE PROTECTION CLASS IP65, FLANGE ON DRIVE END IP67; | 3257 | TEM | 1 | MC | 15.901 | 1
1FK70832AF711DG0 | SIMOTICS S SYNCHRONOUS MOTOR 1FK7-CT PN=3,3 KW; UZK=600V M0=16NM (100K); NN=3000RPM; NATURAL COOLING; FRAME SIZE IMB 5 (IM V1, IM V3) FLANGE 1 POWER CONNECTOR ROTATABLE INCREMENTAL ENCODER 22 BIT WITH DRIVE-CLIQ INTERFACE (ENCODER IC22DQ) PLAIN SHAFT, TOLERANCE N; W/O HOLDING BRAKE PROTECTION CLASS IP64; | 2666 | TEM | 1 | MC | 15.602 | 1
1FK70832AF711DG1 | SIMOTICS S SYNCHRONOUS MOTOR 1FK7-CT PN=3,3 KW; UZK=600V M0=16NM (100K); NN=3000RPM; NATURAL COOLING; FRAME SIZE IMB 5 (IM V1, IM V3) FLANGE 1 POWER CONNECTOR ROTATABLE INCREMENTAL ENCODER 22 BIT WITH DRIVE-CLIQ INTERFACE (ENCODER IC22DQ) PLAIN SHAFT, TOLERANCE N; W/O HOLDING BRAKE PROTECTION CLASS IP65, | 2759 | TEM | 1 | MC | 15.602 | 1
1FK70832AF711DG2 | SIMOTICS S SYNCHRONOUS MOTOR 1FK7-CT PN=3,3 KW; UZK=600V M0=16NM (100K); NN=3000RPM; NATURAL COOLING; FRAME SIZE IMB 5 (IM V1, IM V3) FLANGE 1 POWER CONNECTOR ROTATABLE INCREMENTAL ENCODER 22 BIT WITH DRIVE-CLIQ INTERFACE (ENCODER IC22DQ) PLAIN SHAFT, TOLERANCE N; W/O HOLDING BRAKE PROTECTION CLASS IP65, FLANGE ON DRIVE END IP67; | 2759 | TEM | 1 | MC | 15.602 | 1
1FK70832AF711DH0 | SIMOTICS S SYNCHRONOUS MOTOR 1FK7-CT PN=3,3 KW; UZK=600V M0=16NM (100K); NN=3000RPM; NATURAL COOLING; FRAME SIZE IMB 5 (IM V1, IM V3) FLANGE 1 POWER CONNECTOR ROTATABLE INCREMENTAL ENCODER 22 BIT WITH DRIVE-CLIQ INTERFACE (ENCODER IC22DQ) PLAIN SHAFT, TOLERANCE N; WITH HOLDING BRAKE PROTECTION CLASS IP64; | 3077 | TEM | 1 | MC | 15.901 | 1
1FK70832AF711EA0 | SIMOTICS S SYNCHRONOUS MOTOR 1FK7-CT PN=3,3 KW; UZK=600V M0=16NM (100K); NN=3000RPM; NATURAL COOLING; FRAME SIZE IMB 5 (IM V1, IM V3) FLANGE 1, WITH KTY TEMPERATURESENSOR POWER CONNECTOR ROTATABLE ABSOLUTE ENCODERR 2048 S/R + 4096 UMDREHUNGEN MULTITURN, WITH ENDAT-SCHNITTSTELLE (ENCODER AM2048S/R) SHAFT WITH FITTED KEY, TOLERANCE N; W/O HOLDING BRAKE PROTECTION CLASS IP64; | 2802 | TEM | 1 | MC | 15.601 | 1
1FK70832AF711EA1 | SIMOTICS S SYNCHRONOUS MOTOR 1FK7-CT PN=3,3 KW; UZK=600V M0=16NM (100K); NN=3000RPM; NATURAL COOLING; FRAME SIZE IMB 5 (IM V1, IM V3) FLANGE 1, WITH KTY TEMPERATURESENSOR POWER CONNECTOR ROTATABLE ABSOLUTE ENCODERR 2048 S/R + 4096 UMDREHUNGEN MULTITURN, WITH ENDAT-SCHNITTSTELLE (ENCODER AM2048S/R) SHAFT WITH FITTED KEY, TOLERANCE N; W/O HOLDING BRAKE PROTECTION CLASS IP65, | 2896 | TEM | 1 | MC | 15.601 | 1
1FK70832AF711EA2 | SIMOTICS S SYNCHRONOUS MOTOR 1FK7-CT PN=3,3 KW; UZK=600V M0=16NM (100K); NN=3000RPM; NATURAL COOLING; FRAME SIZE IMB 5 (IM V1, IM V3) FLANGE 1, WITH KTY TEMPERATURESENSOR POWER CONNECTOR ROTATABLE ABSOLUTE ENCODERR 2048 S/R + 4096 UMDREHUNGEN MULTITURN, WITH ENDAT-SCHNITTSTELLE (ENCODER AM2048S/R) SHAFT WITH FITTED KEY, TOLERANCE N; W/O HOLDING BRAKE PROTECTION CLASS IP65, FLANGE ON DRIVE END IP67; | 2896 | TEM | 1 | MC | 15.601 | 1
1FK70832AF711EB0 | SIMOTICS S SYNCHRONOUS MOTOR 1FK7-CT PN=3,3 KW; UZK=600V M0=16NM (100K); NN=3000RPM; NATURAL COOLING; FRAME SIZE IMB 5 (IM V1, IM V3) FLANGE 1, WITH KTY TEMPERATURESENSOR POWER CONNECTOR ROTATABLE ABSOLUTE ENCODERR 2048 S/R + 4096 UMDREHUNGEN MULTITURN, WITH ENDAT-SCHNITTSTELLE (ENCODER AM2048S/R) SHAFT WITH FITTED KEY, TOLERANCE N; WITH HOLDING BRAKE PROTECTION CLASS IP64; | 3213 | TEM | 1 | MC | 15.9 | 1
1FK70832AF711EB1 | SIMOTICS S SYNCHRONOUS MOTOR 1FK7-CT PN=3,3 KW; UZK=600V M0=16NM (100K); NN=3000RPM; NATURAL COOLING; FRAME SIZE IMB 5 (IM V1, IM V3) FLANGE 1, WITH KTY TEMPERATURESENSOR POWER CONNECTOR ROTATABLE ABSOLUTE ENCODERR 2048 S/R + 4096 UMDREHUNGEN MULTITURN, WITH ENDAT-SCHNITTSTELLE (ENCODER AM2048S/R) SHAFT WITH FITTED KEY, TOLERANCE N; WITH HOLDING BRAKE PROTECTION CLASS IP65, | 3307 | TEM | 1 | MC | 15.9 | 1
1FK70832AF711EB2 | SIMOTICS S SYNCHRONOUS MOTOR 1FK7-CT PN=3,3 KW; UZK=600V M0=16NM (100K); NN=3000RPM; NATURAL COOLING; FRAME SIZE IMB 5 (IM V1, IM V3) FLANGE 1, WITH KTY TEMPERATURESENSOR POWER CONNECTOR ROTATABLE ABSOLUTE ENCODERR 2048 S/R + 4096 UMDREHUNGEN MULTITURN, WITH ENDAT-SCHNITTSTELLE (ENCODER AM2048S/R) SHAFT WITH FITTED KEY, TOLERANCE N; WITH HOLDING BRAKE PROTECTION CLASS IP65, FLANGE ON DRIVE END IP67; | 3307 | TEM | 1 | MC | 15.9 | 1
1FK70832AF711EG0 | SIMOTICS S SYNCHRONOUS MOTOR 1FK7-CT PN=3,3 KW; UZK=600V M0=16NM (100K); NN=3000RPM; NATURAL COOLING; FRAME SIZE IMB 5 (IM V1, IM V3) FLANGE 1, WITH KTY TEMPERATURESENSOR POWER CONNECTOR ROTATABLE ABSOLUTE ENCODERR 2048 S/R + 4096 UMDREHUNGEN MULTITURN, WITH ENDAT-SCHNITTSTELLE (ENCODER AM2048S/R) PLAIN SHAFT, TOLERANCE N; W/O HOLDING BRAKE PROTECTION CLASS IP64; | 2716 | TEM | 1 | MC | 15.601 | 1
1FK70832AF711EG1 | SIMOTICS S SYNCHRONOUS MOTOR 1FK7-CT PN=3,3 KW; UZK=600V M0=16NM (100K); NN=3000RPM; NATURAL COOLING; FRAME SIZE IMB 5 (IM V1, IM V3) FLANGE 1, WITH KTY TEMPERATURESENSOR POWER CONNECTOR ROTATABLE ABSOLUTE ENCODERR 2048 S/R + 4096 UMDREHUNGEN MULTITURN, WITH ENDAT-SCHNITTSTELLE (ENCODER AM2048S/R) PLAIN SHAFT, TOLERANCE N; W/O HOLDING BRAKE PROTECTION CLASS IP65, | 2809 | TEM | 1 | MC | 15.601 | 1
1FK70832AF711EG2 | SIMOTICS S SYNCHRONOUS MOTOR 1FK7-CT PN=3,3 KW; UZK=600V M0=16NM (100K); NN=3000RPM; NATURAL COOLING; FRAME SIZE IMB 5 (IM V1, IM V3) FLANGE 1, WITH KTY TEMPERATURESENSOR POWER CONNECTOR ROTATABLE ABSOLUTE ENCODERR 2048 S/R + 4096 UMDREHUNGEN MULTITURN, WITH ENDAT-SCHNITTSTELLE (ENCODER AM2048S/R) PLAIN SHAFT, TOLERANCE N; W/O HOLDING BRAKE PROTECTION CLASS IP65, FLANGE ON DRIVE END IP67; | 2809 | TEM | 1 | MC | 15.601 | 1
1FK70832AF711EH0 | SIMOTICS S SYNCHRONOUS MOTOR 1FK7-CT PN=3,3 KW; UZK=600V M0=16NM (100K); NN=3000RPM; NATURAL COOLING; FRAME SIZE IMB 5 (IM V1, IM V3) FLANGE 1, WITH KTY TEMPERATURESENSOR POWER CONNECTOR ROTATABLE ABSOLUTE ENCODERR 2048 S/R + 4096 UMDREHUNGEN MULTITURN, WITH ENDAT-SCHNITTSTELLE (ENCODER AM2048S/R) PLAIN SHAFT, TOLERANCE N; WITH HOLDING BRAKE PROTECTION CLASS IP64; | 3127 | TEM | 1 | MC | 15.9 | 1
1FK70832AF711EH1 | SIMOTICS S SYNCHRONOUS MOTOR 1FK7-CT PN=3,3 KW; UZK=600V M0=16NM (100K); NN=3000RPM; NATURAL COOLING; FRAME SIZE IMB 5 (IM V1, IM V3) FLANGE 1, WITH KTY TEMPERATURESENSOR POWER CONNECTOR ROTATABLE ABSOLUTE ENCODERR 2048 S/R + 4096 UMDREHUNGEN MULTITURN, WITH ENDAT-SCHNITTSTELLE (ENCODER AM2048S/R) PLAIN SHAFT, TOLERANCE N; WITH HOLDING BRAKE PROTECTION CLASS IP65, | 3221 | TEM | 1 | MC | 15.9 | 1
1FK70832AF711EH2 | SIMOTICS S SYNCHRONOUS MOTOR 1FK7-CT PN=3,3 KW; UZK=600V M0=16NM (100K); NN=3000RPM; NATURAL COOLING; FRAME SIZE IMB 5 (IM V1, IM V3) FLANGE 1, WITH KTY TEMPERATURESENSOR POWER CONNECTOR ROTATABLE ABSOLUTE ENCODERR 2048 S/R + 4096 UMDREHUNGEN MULTITURN, WITH ENDAT-SCHNITTSTELLE (ENCODER AM2048S/R) PLAIN SHAFT, TOLERANCE N; WITH HOLDING BRAKE PROTECTION CLASS IP65, FLANGE ON DRIVE END IP67; | 3221 | TEM | 1 | MC | 15.9 | 1
1FK70832AF711FA2 | SIMOTICS S SYNCHRONOUS MOTOR 1FK7-CT PN=3,3 KW; UZK=600V M0=16NM (100K); NN=3000RPM; NATURAL COOLING; FRAME SIZE IMB 5 (IM V1, IM V3) FLANGE 1 POWER CONNECTOR ROTATABLE ABSOLUTE ENCODER 22BIT + 12 BIT MULTITURN, WITH DRIVE-CLIQ INTERFACE (ENCODER AM22DQ) SHAFT WITH FITTED KEY, TOLERANCE N; W/O HOLDING BRAKE PROTECTION CLASS IP65, FLANGE ON DRIVE END IP67; | 3215 | TEM | 1 | MC | 15.601 | 1
1FK70832AF711FB0 | SIMOTICS S SYNCHRONOUS MOTOR 1FK7-CT PN=3,3 KW; UZK=600V M0=16NM (100K); NN=3000RPM; NATURAL COOLING; FRAME SIZE IMB 5 (IM V1, IM V3) FLANGE 1 POWER CONNECTOR ROTATABLE ABSOLUTE ENCODER 22BIT + 12 BIT MULTITURN, WITH DRIVE-CLIQ INTERFACE (ENCODER AM22DQ) SHAFT WITH FITTED KEY, TOLERANCE N; WITH HOLDING BRAKE PROTECTION CLASS IP64; | 3532 | TEM | 1 | MC | 15.9 | 1
1FK70832AF711FB1 | SIMOTICS S SYNCHRONOUS MOTOR 1FK7-CT PN=3,3 KW; UZK=600V M0=16NM (100K); NN=3000RPM; NATURAL COOLING; FRAME SIZE IMB 5 (IM V1, IM V3) FLANGE 1 POWER CONNECTOR ROTATABLE ABSOLUTE ENCODER 22BIT + 12 BIT MULTITURN, WITH DRIVE-CLIQ INTERFACE (ENCODER AM22DQ) SHAFT WITH FITTED KEY, TOLERANCE N; WITH HOLDING BRAKE PROTECTION CLASS IP65, | 3626 | TEM | 1 | MC | 15.9 | 1
1FK70832AF711FB2 | SIMOTICS S SYNCHRONOUS MOTOR 1FK7-CT PN=3,3 KW; UZK=600V M0=16NM (100K); NN=3000RPM; NATURAL COOLING; FRAME SIZE IMB 5 (IM V1, IM V3) FLANGE 1 POWER CONNECTOR ROTATABLE ABSOLUTE ENCODER 22BIT + 12 BIT MULTITURN, WITH DRIVE-CLIQ INTERFACE (ENCODER AM22DQ) SHAFT WITH FITTED KEY, TOLERANCE N; WITH HOLDING BRAKE PROTECTION CLASS IP65, FLANGE ON DRIVE END IP67; | 3626 | TEM | 1 | MC | 15.9 | 1
1FK70832AF711FG0 | SIMOTICS S SYNCHRONOUS MOTOR 1FK7-CT PN=3,3 KW; UZK=600V M0=16NM (100K); NN=3000RPM; NATURAL COOLING; FRAME SIZE IMB 5 (IM V1, IM V3) FLANGE 1 POWER CONNECTOR ROTATABLE ABSOLUTE ENCODER 22BIT + 12 BIT MULTITURN, WITH DRIVE-CLIQ INTERFACE (ENCODER AM22DQ) PLAIN SHAFT, TOLERANCE N; W/O HOLDING BRAKE PROTECTION CLASS IP64; | 3035 | TEM | 1 | MC | 15.601 | 1
1FK70832AF711FG1 | SIMOTICS S SYNCHRONOUS MOTOR 1FK7-CT PN=3,3 KW; UZK=600V M0=16NM (100K); NN=3000RPM; NATURAL COOLING; FRAME SIZE IMB 5 (IM V1, IM V3) FLANGE 1 POWER CONNECTOR ROTATABLE ABSOLUTE ENCODER 22BIT + 12 BIT MULTITURN, WITH DRIVE-CLIQ INTERFACE (ENCODER AM22DQ) PLAIN SHAFT, TOLERANCE N; W/O HOLDING BRAKE PROTECTION CLASS IP65, | 3128 | TEM | 1 | MC | 15.601 | 1
1FK70832AF711FH0 | SIMOTICS S SYNCHRONOUS MOTOR 1FK7-CT PN=3,3 KW; UZK=600V M0=16NM (100K); NN=3000RPM; NATURAL COOLING; FRAME SIZE IMB 5 (IM V1, IM V3) FLANGE 1 POWER CONNECTOR ROTATABLE ABSOLUTE ENCODER 22BIT + 12 BIT MULTITURN, WITH DRIVE-CLIQ INTERFACE (ENCODER AM22DQ) PLAIN SHAFT, TOLERANCE N; WITH HOLDING BRAKE PROTECTION CLASS IP64; | 3446 | TEM | 1 | MC | 15.9 | 1
1FK70832AF711GA0 | SIMOTICS S SYNCHRONOUS MOTOR 1FK7-CT PN=3,3 KW; UZK=600V M0=16NM (100K); NN=3000RPM; NATURAL COOLING; FRAME SIZE IMB 5 (IM V1, IM V3) FLANGE 1, WITH KTY TEMPERATURESENSOR POWER CONNECTOR ROTATABLE ABSOLUTE ENCODER 32 S/R SINGLETURN, 4096 ROTATION MULTITURN, WITH ENDAT- INTERFACE (ENCODER AM32S/R) SHAFT WITH FITTED KEY, TOLERANCE N; W/O HOLDING BRAKE PROTECTION CLASS IP64; | 2285 | TEM | 1 | MC | 15.601 | 1
1FK70832AF711KA0 | SIMOTICS S SYNCHRONOUS MOTOR 1FK7-CT PN=3,3 KW; UZK=600V M0=16NM (100K); NN=3000RPM; NATURAL COOLING; FRAME SIZE IMB 5 (IM V1, IM V3) FLANGE 1 POWER CONNECTOR ROTATABLE ABSOLUTE ENCODER 16BIT + 12BIT MULTITURN, WITH DRIVE-CLIQ INTERFACE (ENCODER AM16DQ) SHAFT WITH FITTED KEY, TOLERANCE N; W/O HOLDING BRAKE PROTECTION CLASS IP64; | 2604 | TEM | 1 | MC | 15.601 | 1
1FK70832AF711KA1 | SIMOTICS S SYNCHRONOUS MOTOR 1FK7-CT PN=3,3 KW; UZK=600V M0=16NM (100K); NN=3000RPM; NATURAL COOLING; FRAME SIZE IMB 5 (IM V1, IM V3) FLANGE 1 POWER CONNECTOR ROTATABLE ABSOLUTE ENCODER 16BIT + 12BIT MULTITURN, WITH DRIVE-CLIQ INTERFACE (ENCODER AM16DQ) SHAFT WITH FITTED KEY, TOLERANCE N; W/O HOLDING BRAKE PROTECTION CLASS IP65, | 2697 | TEM | 1 | MC | 15.601 | 1
1FK70832AF711KA2 | SIMOTICS S SYNCHRONOUS MOTOR 1FK7-CT PN=3,3 KW; UZK=600V M0=16NM (100K); NN=3000RPM; NATURAL COOLING; FRAME SIZE IMB 5 (IM V1, IM V3) FLANGE 1 POWER CONNECTOR ROTATABLE ABSOLUTE ENCODER 16BIT + 12BIT MULTITURN, WITH DRIVE-CLIQ INTERFACE (ENCODER AM16DQ) SHAFT WITH FITTED KEY, TOLERANCE N; W/O HOLDING BRAKE PROTECTION CLASS IP65, FLANGE ON DRIVE END IP67; | 2697 | TEM | 1 | MC | 15.601 | 1
1FK70832AF711KB0 | SIMOTICS S SYNCHRONOUS MOTOR 1FK7-CT PN=3,3 KW; UZK=600V M0=16NM (100K); NN=3000RPM; NATURAL COOLING; FRAME SIZE IMB 5 (IM V1, IM V3) FLANGE 1 POWER CONNECTOR ROTATABLE ABSOLUTE ENCODER 16BIT + 12BIT MULTITURN, WITH DRIVE-CLIQ INTERFACE (ENCODER AM16DQ) SHAFT WITH FITTED KEY, TOLERANCE N; WITH HOLDING BRAKE PROTECTION CLASS IP64; | 3015 | TEM | 1 | MC | 15.9 | 1
1FK70832AF711KB1 | SIMOTICS S SYNCHRONOUS MOTOR 1FK7-CT PN=3,3 KW; UZK=600V M0=16NM (100K); NN=3000RPM; NATURAL COOLING; FRAME SIZE IMB 5 (IM V1, IM V3) FLANGE 1 POWER CONNECTOR ROTATABLE ABSOLUTE ENCODER 16BIT + 12BIT MULTITURN, WITH DRIVE-CLIQ INTERFACE (ENCODER AM16DQ) SHAFT WITH FITTED KEY, TOLERANCE N; WITH HOLDING BRAKE PROTECTION CLASS IP65, | 3109 | TEM | 1 | MC | 15.9 | 1
1FK70832AF711KB2 | SIMOTICS S SYNCHRONOUS MOTOR 1FK7-CT PN=3,3 KW; UZK=600V M0=16NM (100K); NN=3000RPM; NATURAL COOLING; FRAME SIZE IMB 5 (IM V1, IM V3) FLANGE 1 POWER CONNECTOR ROTATABLE ABSOLUTE ENCODER 16BIT + 12BIT MULTITURN, WITH DRIVE-CLIQ INTERFACE (ENCODER AM16DQ) SHAFT WITH FITTED KEY, TOLERANCE N; WITH HOLDING BRAKE PROTECTION CLASS IP65, FLANGE ON DRIVE END IP67; | 3109 | TEM | 1 | MC | 15.9 | 1
1FK70832AF711KG0 | SIMOTICS S SYNCHRONOUS MOTOR 1FK7-CT PN=3,3 KW; UZK=600V M0=16NM (100K); NN=3000RPM; NATURAL COOLING; FRAME SIZE IMB 5 (IM V1, IM V3) FLANGE 1 POWER CONNECTOR ROTATABLE ABSOLUTE ENCODER 16BIT + 12BIT MULTITURN, WITH DRIVE-CLIQ INTERFACE (ENCODER AM16DQ) PLAIN SHAFT, TOLERANCE N; W/O HOLDING BRAKE PROTECTION CLASS IP64; | 2517 | TEM | 1 | MC | 15.601 | 1
1FK70832AF711KG1 | SIMOTICS S SYNCHRONOUS MOTOR 1FK7-CT PN=3,3 KW; UZK=600V M0=16NM (100K); NN=3000RPM; NATURAL COOLING; FRAME SIZE IMB 5 (IM V1, IM V3) FLANGE 1 POWER CONNECTOR ROTATABLE ABSOLUTE ENCODER 16BIT + 12BIT MULTITURN, WITH DRIVE-CLIQ INTERFACE (ENCODER AM16DQ) PLAIN SHAFT, TOLERANCE N; W/O HOLDING BRAKE PROTECTION CLASS IP65, | 2611 | TEM | 1 | MC | 15.601 | 1
1FK70832AF711KG2 | SIMOTICS S SYNCHRONOUS MOTOR 1FK7-CT PN=3,3 KW; UZK=600V M0=16NM (100K); NN=3000RPM; NATURAL COOLING; FRAME SIZE IMB 5 (IM V1, IM V3) FLANGE 1 POWER CONNECTOR ROTATABLE ABSOLUTE ENCODER 16BIT + 12BIT MULTITURN, WITH DRIVE-CLIQ INTERFACE (ENCODER AM16DQ) PLAIN SHAFT, TOLERANCE N; W/O HOLDING BRAKE PROTECTION CLASS IP65, FLANGE ON DRIVE END IP67; | 2611 | TEM | 1 | MC | 15.601 | 1
1FK70832AF711KH0 | SIMOTICS S SYNCHRONOUS MOTOR 1FK7-CT PN=3,3 KW; UZK=600V M0=16NM (100K); NN=3000RPM; NATURAL COOLING; FRAME SIZE IMB 5 (IM V1, IM V3) FLANGE 1 POWER CONNECTOR ROTATABLE ABSOLUTE ENCODER 16BIT + 12BIT MULTITURN, WITH DRIVE-CLIQ INTERFACE (ENCODER AM16DQ) PLAIN SHAFT, TOLERANCE N; WITH HOLDING BRAKE PROTECTION CLASS IP64; | 2929 | TEM | 1 | MC | 15.9 | 1
1FK70832AF711KH1 | SIMOTICS S SYNCHRONOUS MOTOR 1FK7-CT PN=3,3 KW; UZK=600V M0=16NM (100K); NN=3000RPM; NATURAL COOLING; FRAME SIZE IMB 5 (IM V1, IM V3) FLANGE 1 POWER CONNECTOR ROTATABLE ABSOLUTE ENCODER 16BIT + 12BIT MULTITURN, WITH DRIVE-CLIQ INTERFACE (ENCODER AM16DQ) PLAIN SHAFT, TOLERANCE N; WITH HOLDING BRAKE PROTECTION CLASS IP65, | 3022 | TEM | 1 | MC | 15.9 | 1
1FK70832AF711KH2 | SIMOTICS S SYNCHRONOUS MOTOR 1FK7-CT PN=3,3 KW; UZK=600V M0=16NM (100K); NN=3000RPM; NATURAL COOLING; FRAME SIZE IMB 5 (IM V1, IM V3) FLANGE 1 POWER CONNECTOR ROTATABLE ABSOLUTE ENCODER 16BIT + 12BIT MULTITURN, WITH DRIVE-CLIQ INTERFACE (ENCODER AM16DQ) PLAIN SHAFT, TOLERANCE N; WITH HOLDING BRAKE PROTECTION CLASS IP65, FLANGE ON DRIVE END IP67; | 3022 | TEM | 1 | MC | 15.9 | 1
1FK70832AF711PA0 | SIMOTICS S SYNCHRONOUS MOTOR 1FK7-CT PN=3,3 KW; UZK=600V M0=16NM (100K); NN=3000RPM; NATURAL COOLING; FRAME SIZE IMB 5 (IM V1, IM V3) FLANGE 1 POWER CONNECTOR ROTATABLE RESOLVER 2-POLE, WITH DRIVE CLIQ-INTERFACE SHAFT WITH FITTED KEY, TOLERANCE N; W/O HOLDING BRAKE PROTECTION CLASS IP64; | 2086 | TEM | 1 | MC | 15.701 | 1
1FK70832AF711PA1 | SIMOTICS S SYNCHRONOUS MOTOR 1FK7-CT PN=3,3 KW; UZK=600V M0=16NM (100K); NN=3000RPM; NATURAL COOLING; FRAME SIZE IMB 5 (IM V1, IM V3) FLANGE 1 POWER CONNECTOR ROTATABLE RESOLVER 2-POLE, WITH DRIVE CLIQ-INTERFACE SHAFT WITH FITTED KEY, TOLERANCE N; W/O HOLDING BRAKE PROTECTION CLASS IP65, | 2179 | TEM | 1 | MC | 15.701 | 1
1FK70832AF711PA2 | SIMOTICS S SYNCHRONOUS MOTOR 1FK7-CT PN=3,3 KW; UZK=600V M0=16NM (100K); NN=3000RPM; NATURAL COOLING; FRAME SIZE IMB 5 (IM V1, IM V3) FLANGE 1 POWER CONNECTOR ROTATABLE RESOLVER 2-POLE, WITH DRIVE CLIQ-INTERFACE SHAFT WITH FITTED KEY, TOLERANCE N; W/O HOLDING BRAKE PROTECTION CLASS IP65, FLANGE ON DRIVE END IP67; | 2179 | TEM | 1 | MC | 15.701 | 1
1FK70832AF711PB0 | SIMOTICS S SYNCHRONOUS MOTOR 1FK7-CT PN=3,3 KW; UZK=600V M0=16NM (100K); NN=3000RPM; NATURAL COOLING; FRAME SIZE IMB 5 (IM V1, IM V3) FLANGE 1 POWER CONNECTOR ROTATABLE RESOLVER 2-POLE, WITH DRIVE CLIQ-INTERFACE SHAFT WITH FITTED KEY, TOLERANCE N; WITH HOLDING BRAKE PROTECTION CLASS IP64; | 2497 | TEM | 1 | MC | 16 | 1
1FK70832AF711PB1 | SIMOTICS S SYNCHRONOUS MOTOR 1FK7-CT PN=3,3 KW; UZK=600V M0=16NM (100K); NN=3000RPM; NATURAL COOLING; FRAME SIZE IMB 5 (IM V1, IM V3) FLANGE 1 POWER CONNECTOR ROTATABLE RESOLVER 2-POLE, WITH DRIVE CLIQ-INTERFACE SHAFT WITH FITTED KEY, TOLERANCE N; WITH HOLDING BRAKE PROTECTION CLASS IP65, | 2591 | TEM | 1 | MC | 16 | 1
1FK70832AF711PB2 | SIMOTICS S SYNCHRONOUS MOTOR 1FK7-CT PN=3,3 KW; UZK=600V M0=16NM (100K); NN=3000RPM; NATURAL COOLING; FRAME SIZE IMB 5 (IM V1, IM V3) FLANGE 1 POWER CONNECTOR ROTATABLE RESOLVER 2-POLE, WITH DRIVE CLIQ-INTERFACE SHAFT WITH FITTED KEY, TOLERANCE N; WITH HOLDING BRAKE PROTECTION CLASS IP65, FLANGE ON DRIVE END IP67; | 2591 | TEM | 1 | MC | 16 | 1
1FK70832AF711PG0 | SIMOTICS S SYNCHRONOUS MOTOR 1FK7-CT PN=3,3 KW; UZK=600V M0=16NM (100K); NN=3000RPM; NATURAL COOLING; FRAME SIZE IMB 5 (IM V1, IM V3) FLANGE 1 POWER CONNECTOR ROTATABLE RESOLVER 2-POLE, WITH DRIVE CLIQ-INTERFACE PLAIN SHAFT, TOLERANCE N; W/O HOLDING BRAKE PROTECTION CLASS IP64; | 2000 | TEM | 1 | MC | 15.701 | 1
1FK70832AF711PG1 | SIMOTICS S SYNCHRONOUS MOTOR 1FK7-CT PN=3,3 KW; UZK=600V M0=16NM (100K); NN=3000RPM; NATURAL COOLING; FRAME SIZE IMB 5 (IM V1, IM V3) FLANGE 1 POWER CONNECTOR ROTATABLE RESOLVER 2-POLE, WITH DRIVE CLIQ-INTERFACE PLAIN SHAFT, TOLERANCE N; W/O HOLDING BRAKE PROTECTION CLASS IP65, | 2093 | TEM | 1 | MC | 15.701 | 1
1FK70832AF711PG2 | SIMOTICS S SYNCHRONOUS MOTOR 1FK7-CT PN=3,3 KW; UZK=600V M0=16NM (100K); NN=3000RPM; NATURAL COOLING; FRAME SIZE IMB 5 (IM V1, IM V3) FLANGE 1 POWER CONNECTOR ROTATABLE RESOLVER 2-POLE, WITH DRIVE CLIQ-INTERFACE PLAIN SHAFT, TOLERANCE N; W/O HOLDING BRAKE PROTECTION CLASS IP65, FLANGE ON DRIVE END IP67; | 2093 | TEM | 1 | MC | 15.701 | 1
1FK70832AF711PH0 | SIMOTICS S SYNCHRONOUS MOTOR 1FK7-CT PN=3,3 KW; UZK=600V M0=16NM (100K); NN=3000RPM; NATURAL COOLING; FRAME SIZE IMB 5 (IM V1, IM V3) FLANGE 1 POWER CONNECTOR ROTATABLE RESOLVER 2-POLE, WITH DRIVE CLIQ-INTERFACE PLAIN SHAFT, TOLERANCE N; WITH HOLDING BRAKE PROTECTION CLASS IP64; | 2411 | TEM | 1 | MC | 16 | 1
1FK70832AF711PH1 | SIMOTICS S SYNCHRONOUS MOTOR 1FK7-CT PN=3,3 KW; UZK=600V M0=16NM (100K); NN=3000RPM; NATURAL COOLING; FRAME SIZE IMB 5 (IM V1, IM V3) FLANGE 1 POWER CONNECTOR ROTATABLE RESOLVER 2-POLE, WITH DRIVE CLIQ-INTERFACE PLAIN SHAFT, TOLERANCE N; WITH HOLDING BRAKE PROTECTION CLASS IP65, | 2504 | TEM | 1 | MC | 16 | 1
1FK70832AF711PH2 | SIMOTICS S SYNCHRONOUS MOTOR 1FK7-CT PN=3,3 KW; UZK=600V M0=16NM (100K); NN=3000RPM; NATURAL COOLING; FRAME SIZE IMB 5 (IM V1, IM V3) FLANGE 1 POWER CONNECTOR ROTATABLE RESOLVER 2-POLE, WITH DRIVE CLIQ-INTERFACE PLAIN SHAFT, TOLERANCE N; WITH HOLDING BRAKE PROTECTION CLASS IP65, FLANGE ON DRIVE END IP67; | 2504 | TEM | 1 | MC | 16 | 1
1FK70832AF711QA0 | SIMOTICS S SYNCHRONOUS MOTOR 1FK7-CT PN=3,3 KW; UZK=600V M0=16NM (100K); NN=3000RPM; NATURAL COOLING; FRAME SIZE IMB 5 (IM V1, IM V3) FLANGE 1 POWER CONNECTOR ROTATABLE ABSOLUTE ENCODER SINGLETURN 20 BIT WITH DRIVE-CLIQ INTERFACE (ENCODER AS20DQI) SHAFT WITH FITTED KEY, TOLERANCE N; W/O HOLDING BRAKE PROTECTION CLASS IP64; | 2189 | TEM | 1 | MC | 15.601 | 1
1FK70832AF711QA1 | SIMOTICS S SYNCHRONOUS MOTOR 1FK7-CT PN=3,3 KW; UZK=600V M0=16NM (100K); NN=3000RPM; NATURAL COOLING; FRAME SIZE IMB 5 (IM V1, IM V3) FLANGE 1 POWER CONNECTOR ROTATABLE ABSOLUTE ENCODER SINGLETURN 20 BIT WITH DRIVE-CLIQ INTERFACE (ENCODER AS20DQI) SHAFT WITH FITTED KEY, TOLERANCE N; W/O HOLDING BRAKE PROTECTION CLASS IP65, | 2282 | TEM | 1 | MC | 15.601 | 1
1FK70832AF711QA2 | SIMOTICS S SYNCHRONOUS MOTOR 1FK7-CT PN=3,3 KW; UZK=600V M0=16NM (100K); NN=3000RPM; NATURAL COOLING; FRAME SIZE IMB 5 (IM V1, IM V3) FLANGE 1 POWER CONNECTOR ROTATABLE ABSOLUTE ENCODER SINGLETURN 20 BIT WITH DRIVE-CLIQ INTERFACE (ENCODER AS20DQI) SHAFT WITH FITTED KEY, TOLERANCE N; W/O HOLDING BRAKE PROTECTION CLASS IP65, FLANGE ON DRIVE END IP67; | 2282 | TEM | 1 | MC | 15.601 | 1
1FK70832AF711QB0 | SIMOTICS S SYNCHRONOUS MOTOR 1FK7-CT PN=3,3 KW; UZK=600V M0=16NM (100K); NN=3000RPM; NATURAL COOLING; FRAME SIZE IMB 5 (IM V1, IM V3) FLANGE 1 POWER CONNECTOR ROTATABLE ABSOLUTE ENCODER SINGLETURN 20 BIT WITH DRIVE-CLIQ INTERFACE (ENCODER AS20DQI) SHAFT WITH FITTED KEY, TOLERANCE N; WITH HOLDING BRAKE PROTECTION CLASS IP64; | 2600 | TEM | 1 | MC | 15.9 | 1
1FK70832AF711QB1 | SIMOTICS S SYNCHRONOUS MOTOR 1FK7-CT PN=3,3 KW; UZK=600V M0=16NM (100K); NN=3000RPM; NATURAL COOLING; FRAME SIZE IMB 5 (IM V1, IM V3) FLANGE 1 POWER CONNECTOR ROTATABLE ABSOLUTE ENCODER SINGLETURN 20 BIT WITH DRIVE-CLIQ INTERFACE (ENCODER AS20DQI) SHAFT WITH FITTED KEY, TOLERANCE N; WITH HOLDING BRAKE PROTECTION CLASS IP65, | 2694 | TEM | 1 | MC | 15.9 | 1
1FK70832AF711QB2 | SIMOTICS S SYNCHRONOUS MOTOR 1FK7-CT PN=3,3 KW; UZK=600V M0=16NM (100K); NN=3000RPM; NATURAL COOLING; FRAME SIZE IMB 5 (IM V1, IM V3) FLANGE 1 POWER CONNECTOR ROTATABLE ABSOLUTE ENCODER SINGLETURN 20 BIT WITH DRIVE-CLIQ INTERFACE (ENCODER AS20DQI) SHAFT WITH FITTED KEY, TOLERANCE N; WITH HOLDING BRAKE PROTECTION CLASS IP65, FLANGE ON DRIVE END IP67; | 2694 | TEM | 1 | MC | 15.9 | 1
1FK70832AF711QG0 | SIMOTICS S SYNCHRONOUS MOTOR 1FK7-CT PN=3,3 KW; UZK=600V M0=16NM (100K); NN=3000RPM; NATURAL COOLING; FRAME SIZE IMB 5 (IM V1, IM V3) FLANGE 1 POWER CONNECTOR ROTATABLE ABSOLUTE ENCODER SINGLETURN 20 BIT WITH DRIVE-CLIQ INTERFACE (ENCODER AS20DQI) PLAIN SHAFT, TOLERANCE N; W/O HOLDING BRAKE PROTECTION CLASS IP64; | 2103 | TEM | 1 | MC | 15.601 | 1
1FK70832AF711QG1 | SIMOTICS S SYNCHRONOUS MOTOR 1FK7-CT PN=3,3 KW; UZK=600V M0=16NM (100K); NN=3000RPM; NATURAL COOLING; FRAME SIZE IMB 5 (IM V1, IM V3) FLANGE 1 POWER CONNECTOR ROTATABLE ABSOLUTE ENCODER SINGLETURN 20 BIT WITH DRIVE-CLIQ INTERFACE (ENCODER AS20DQI) PLAIN SHAFT, TOLERANCE N; W/O HOLDING BRAKE PROTECTION CLASS IP65, | 2196 | TEM | 1 | MC | 15.601 | 1
1FK70832AF711QG2 | SIMOTICS S SYNCHRONOUS MOTOR 1FK7-CT PN=3,3 KW; UZK=600V M0=16NM (100K); NN=3000RPM; NATURAL COOLING; FRAME SIZE IMB 5 (IM V1, IM V3) FLANGE 1 POWER CONNECTOR ROTATABLE ABSOLUTE ENCODER SINGLETURN 20 BIT WITH DRIVE-CLIQ INTERFACE (ENCODER AS20DQI) PLAIN SHAFT, TOLERANCE N; W/O HOLDING BRAKE PROTECTION CLASS IP65, FLANGE ON DRIVE END IP67; | 2196 | TEM | 1 | MC | 15.601 | 1
1FK70832AF711QH0 | SIMOTICS S SYNCHRONOUS MOTOR 1FK7-CT PN=3,3 KW; UZK=600V M0=16NM (100K); NN=3000RPM; NATURAL COOLING; FRAME SIZE IMB 5 (IM V1, IM V3) FLANGE 1 POWER CONNECTOR ROTATABLE ABSOLUTE ENCODER SINGLETURN 20 BIT WITH DRIVE-CLIQ INTERFACE (ENCODER AS20DQI) PLAIN SHAFT, TOLERANCE N; WITH HOLDING BRAKE PROTECTION CLASS IP64; | 2514 | TEM | 1 | MC | 15.9 | 1
1FK70832AF711QH1 | SIMOTICS S SYNCHRONOUS MOTOR 1FK7-CT PN=3,3 KW; UZK=600V M0=16NM (100K); NN=3000RPM; NATURAL COOLING; FRAME SIZE IMB 5 (IM V1, IM V3) FLANGE 1 POWER CONNECTOR ROTATABLE ABSOLUTE ENCODER SINGLETURN 20 BIT WITH DRIVE-CLIQ INTERFACE (ENCODER AS20DQI) PLAIN SHAFT, TOLERANCE N; WITH HOLDING BRAKE PROTECTION CLASS IP65, | 2607 | TEM | 1 | MC | 15.9 | 1
1FK70832AF711QH2 | SIMOTICS S SYNCHRONOUS MOTOR 1FK7-CT PN=3,3 KW; UZK=600V M0=16NM (100K); NN=3000RPM; NATURAL COOLING; FRAME SIZE IMB 5 (IM V1, IM V3) FLANGE 1 POWER CONNECTOR ROTATABLE ABSOLUTE ENCODER SINGLETURN 20 BIT WITH DRIVE-CLIQ INTERFACE (ENCODER AS20DQI) PLAIN SHAFT, TOLERANCE N; WITH HOLDING BRAKE PROTECTION CLASS IP65, FLANGE ON DRIVE END IP67; | 2607 | TEM | 1 | MC | 15.9 | 1
1FK70832AF711RA0 | SIMOTICS S SYNCHRONOUS MOTOR 1FK7-CT PN=3,3 KW; UZK=600V M0=16NM (100K); NN=3000RPM; NATURAL COOLING; FRAME SIZE IMB 5 (IM V1, IM V3) FLANGE 1 POWER CONNECTOR ROTATABLE ABSOLUTE ENCODER 20 BIT + 12 BIT MULTITURN WITH DRIVE-CLIQ INTERFACE (ENCODER AM20DQI) SHAFT WITH FITTED KEY, TOLERANCE N; W/O HOLDING BRAKE PROTECTION CLASS IP64; | 2563 | TEM | 1 | MC | 15.601 | 1
1FK70832AF711RA1 | SIMOTICS S SYNCHRONOUS MOTOR 1FK7-CT PN=3,3 KW; UZK=600V M0=16NM (100K); NN=3000RPM; NATURAL COOLING; FRAME SIZE IMB 5 (IM V1, IM V3) FLANGE 1 POWER CONNECTOR ROTATABLE ABSOLUTE ENCODER 20 BIT + 12 BIT MULTITURN WITH DRIVE-CLIQ INTERFACE (ENCODER AM20DQI) SHAFT WITH FITTED KEY, TOLERANCE N; W/O HOLDING BRAKE PROTECTION CLASS IP65, | 2656 | TEM | 1 | MC | 15.601 | 1
1FK70832AF711RA2 | SIMOTICS S SYNCHRONOUS MOTOR 1FK7-CT PN=3,3 KW; UZK=600V M0=16NM (100K); NN=3000RPM; NATURAL COOLING; FRAME SIZE IMB 5 (IM V1, IM V3) FLANGE 1 POWER CONNECTOR ROTATABLE ABSOLUTE ENCODER 20 BIT + 12 BIT MULTITURN WITH DRIVE-CLIQ INTERFACE (ENCODER AM20DQI) SHAFT WITH FITTED KEY, TOLERANCE N; W/O HOLDING BRAKE PROTECTION CLASS IP65, FLANGE ON DRIVE END IP67; | 2656 | TEM | 1 | MC | 15.601 | 1
1FK70832AF711RB0 | SIMOTICS S SYNCHRONOUS MOTOR 1FK7-CT PN=3,3 KW; UZK=600V M0=16NM (100K); NN=3000RPM; NATURAL COOLING; FRAME SIZE IMB 5 (IM V1, IM V3) FLANGE 1 POWER CONNECTOR ROTATABLE ABSOLUTE ENCODER 20 BIT + 12 BIT MULTITURN WITH DRIVE-CLIQ INTERFACE (ENCODER AM20DQI) SHAFT WITH FITTED KEY, TOLERANCE N; WITH HOLDING BRAKE PROTECTION CLASS IP64; | 2974 | TEM | 1 | MC | 15.9 | 1
1FK70832AF711RB1 | SIMOTICS S SYNCHRONOUS MOTOR 1FK7-CT PN=3,3 KW; UZK=600V M0=16NM (100K); NN=3000RPM; NATURAL COOLING; FRAME SIZE IMB 5 (IM V1, IM V3) FLANGE 1 POWER CONNECTOR ROTATABLE ABSOLUTE ENCODER 20 BIT + 12 BIT MULTITURN WITH DRIVE-CLIQ INTERFACE (ENCODER AM20DQI) SHAFT WITH FITTED KEY, TOLERANCE N; WITH HOLDING BRAKE PROTECTION CLASS IP65, | 3068 | TEM | 1 | MC | 15.9 | 1
1FK70832AF711RB2 | SIMOTICS S SYNCHRONOUS MOTOR 1FK7-CT PN=3,3 KW; UZK=600V M0=16NM (100K); NN=3000RPM; NATURAL COOLING; FRAME SIZE IMB 5 (IM V1, IM V3) FLANGE 1 POWER CONNECTOR ROTATABLE ABSOLUTE ENCODER 20 BIT + 12 BIT MULTITURN WITH DRIVE-CLIQ INTERFACE (ENCODER AM20DQI) SHAFT WITH FITTED KEY, TOLERANCE N; WITH HOLDING BRAKE PROTECTION CLASS IP65, FLANGE ON DRIVE END IP67; | 3068 | TEM | 1 | MC | 15.9 | 1
1FK70832AF711RG0 | SIMOTICS S SYNCHRONOUS MOTOR 1FK7-CT PN=3,3 KW; UZK=600V M0=16NM (100K); NN=3000RPM; NATURAL COOLING; FRAME SIZE IMB 5 (IM V1, IM V3) FLANGE 1 POWER CONNECTOR ROTATABLE ABSOLUTE ENCODER 20 BIT + 12 BIT MULTITURN WITH DRIVE-CLIQ INTERFACE (ENCODER AM20DQI) PLAIN SHAFT, TOLERANCE N; W/O HOLDING BRAKE PROTECTION CLASS IP64; | 2477 | TEM | 1 | MC | 15.601 | 1
1FK70832AF711RG1 | SIMOTICS S SYNCHRONOUS MOTOR 1FK7-CT PN=3,3 KW; UZK=600V M0=16NM (100K); NN=3000RPM; NATURAL COOLING; FRAME SIZE IMB 5 (IM V1, IM V3) FLANGE 1 POWER CONNECTOR ROTATABLE ABSOLUTE ENCODER 20 BIT + 12 BIT MULTITURN WITH DRIVE-CLIQ INTERFACE (ENCODER AM20DQI) PLAIN SHAFT, TOLERANCE N; W/O HOLDING BRAKE PROTECTION CLASS IP65, | 2570 | TEM | 1 | MC | 15.601 | 1
1FK70832AF711RG2 | SIMOTICS S SYNCHRONOUS MOTOR 1FK7-CT PN=3,3 KW; UZK=600V M0=16NM (100K); NN=3000RPM; NATURAL COOLING; FRAME SIZE IMB 5 (IM V1, IM V3) FLANGE 1 POWER CONNECTOR ROTATABLE ABSOLUTE ENCODER 20 BIT + 12 BIT MULTITURN WITH DRIVE-CLIQ INTERFACE (ENCODER AM20DQI) PLAIN SHAFT, TOLERANCE N; W/O HOLDING BRAKE PROTECTION CLASS IP65, FLANGE ON DRIVE END IP67; | 2570 | TEM | 1 | MC | 15.601 | 1
1FK70832AF711RH0 | SIMOTICS S SYNCHRONOUS MOTOR 1FK7-CT PN=3,3 KW; UZK=600V M0=16NM (100K); NN=3000RPM; NATURAL COOLING; FRAME SIZE IMB 5 (IM V1, IM V3) FLANGE 1 POWER CONNECTOR ROTATABLE ABSOLUTE ENCODER 20 BIT + 12 BIT MULTITURN WITH DRIVE-CLIQ INTERFACE (ENCODER AM20DQI) PLAIN SHAFT, TOLERANCE N; WITH HOLDING BRAKE PROTECTION CLASS IP64; | 2888 | TEM | 1 | MC | 15.9 | 1
1FK70832AF711RH1 | SIMOTICS S SYNCHRONOUS MOTOR 1FK7-CT PN=3,3 KW; UZK=600V M0=16NM (100K); NN=3000RPM; NATURAL COOLING; FRAME SIZE IMB 5 (IM V1, IM V3) FLANGE 1 POWER CONNECTOR ROTATABLE ABSOLUTE ENCODER 20 BIT + 12 BIT MULTITURN WITH DRIVE-CLIQ INTERFACE (ENCODER AM20DQI) PLAIN SHAFT, TOLERANCE N; WITH HOLDING BRAKE PROTECTION CLASS IP65, | 2981 | TEM | 1 | MC | 15.9 | 1
1FK70832AF711RH2 | SIMOTICS S SYNCHRONOUS MOTOR 1FK7-CT PN=3,3 KW; UZK=600V M0=16NM (100K); NN=3000RPM; NATURAL COOLING; FRAME SIZE IMB 5 (IM V1, IM V3) FLANGE 1 POWER CONNECTOR ROTATABLE ABSOLUTE ENCODER 20 BIT + 12 BIT MULTITURN WITH DRIVE-CLIQ INTERFACE (ENCODER AM20DQI) PLAIN SHAFT, TOLERANCE N; WITH HOLDING BRAKE PROTECTION CLASS IP65, FLANGE ON DRIVE END IP67; | 2981 | TEM | 1 | MC | 15.9 | 1
1FK70832AF711SA0 | SIMOTICS S SYNCHRONOUS MOTOR 1FK7-CT PN=3,3 KW; UZK=600V M0=16NM (100K); NN=3000RPM; NATURAL COOLING; FRAME SIZE IMB 5 (IM V1, IM V3) FLANGE 1, WITH KTY TEMPERATURESENSOR POWER CONNECTOR ROTATABLE RESOLVER MULTI-POLE (RESOLVER P=4); SHAFT WITH FITTED KEY, TOLERANCE N; W/O HOLDING BRAKE PROTECTION CLASS IP64; | 1845 | TEM | 1 | MC | 15.602 | 1
1FK70832AF711SA1 | SIMOTICS S SYNCHRONOUS MOTOR 1FK7-CT PN=3,3 KW; UZK=600V M0=16NM (100K); NN=3000RPM; NATURAL COOLING; FRAME SIZE IMB 5 (IM V1, IM V3) FLANGE 1, WITH KTY TEMPERATURESENSOR POWER CONNECTOR ROTATABLE RESOLVER MULTI-POLE (RESOLVER P=4); SHAFT WITH FITTED KEY, TOLERANCE N; W/O HOLDING BRAKE PROTECTION CLASS IP65, | 1938 | TEM | 1 | MC | 15.602 | 1
1FK70832AF711SA2 | SIMOTICS S SYNCHRONOUS MOTOR 1FK7-CT PN=3,3 KW; UZK=600V M0=16NM (100K); NN=3000RPM; NATURAL COOLING; FRAME SIZE IMB 5 (IM V1, IM V3) FLANGE 1, WITH KTY TEMPERATURESENSOR POWER CONNECTOR ROTATABLE RESOLVER MULTI-POLE (RESOLVER P=4); SHAFT WITH FITTED KEY, TOLERANCE N; W/O HOLDING BRAKE PROTECTION CLASS IP65, FLANGE ON DRIVE END IP67; | 1938 | TEM | 1 | MC | 15.602 | 1
1FK70832AF711SB0 | SIMOTICS S SYNCHRONOUS MOTOR 1FK7-CT PN=3,3 KW; UZK=600V M0=16NM (100K); NN=3000RPM; NATURAL COOLING; FRAME SIZE IMB 5 (IM V1, IM V3) FLANGE 1, WITH KTY TEMPERATURESENSOR POWER CONNECTOR ROTATABLE RESOLVER MULTI-POLE (RESOLVER P=4); SHAFT WITH FITTED KEY, TOLERANCE N; WITH HOLDING BRAKE PROTECTION CLASS IP64; | 2256 | TEM | 1 | MC | 15.901 | 1
1FK70832AF711SB1 | SIMOTICS S SYNCHRONOUS MOTOR 1FK7-CT PN=3,3 KW; UZK=600V M0=16NM (100K); NN=3000RPM; NATURAL COOLING; FRAME SIZE IMB 5 (IM V1, IM V3) FLANGE 1, WITH KTY TEMPERATURESENSOR POWER CONNECTOR ROTATABLE RESOLVER MULTI-POLE (RESOLVER P=4); SHAFT WITH FITTED KEY, TOLERANCE N; WITH HOLDING BRAKE PROTECTION CLASS IP65, | 2349 | TEM | 1 | MC | 15.901 | 1
1FK70832AF711SB2 | SIMOTICS S SYNCHRONOUS MOTOR 1FK7-CT PN=3,3 KW; UZK=600V M0=16NM (100K); NN=3000RPM; NATURAL COOLING; FRAME SIZE IMB 5 (IM V1, IM V3) FLANGE 1, WITH KTY TEMPERATURESENSOR POWER CONNECTOR ROTATABLE RESOLVER MULTI-POLE (RESOLVER P=4); SHAFT WITH FITTED KEY, TOLERANCE N; WITH HOLDING BRAKE PROTECTION CLASS IP65, FLANGE ON DRIVE END IP67; | 2349 | TEM | 1 | MC | 15.901 | 1
1FK70832AF711SG0 | SIMOTICS S SYNCHRONOUS MOTOR 1FK7-CT PN=3,3 KW; UZK=600V M0=16NM (100K); NN=3000RPM; NATURAL COOLING; FRAME SIZE IMB 5 (IM V1, IM V3) FLANGE 1, WITH KTY TEMPERATURESENSOR POWER CONNECTOR ROTATABLE RESOLVER MULTI-POLE (RESOLVER P=4); PLAIN SHAFT, TOLERANCE N; W/O HOLDING BRAKE PROTECTION CLASS IP64; | 1758 | TEM | 1 | MC | 15.602 | 1
1FK70832AF711SG1 | SIMOTICS S SYNCHRONOUS MOTOR 1FK7-CT PN=3,3 KW; UZK=600V M0=16NM (100K); NN=3000RPM; NATURAL COOLING; FRAME SIZE IMB 5 (IM V1, IM V3) FLANGE 1, WITH KTY TEMPERATURESENSOR POWER CONNECTOR ROTATABLE RESOLVER MULTI-POLE (RESOLVER P=4); PLAIN SHAFT, TOLERANCE N; W/O HOLDING BRAKE PROTECTION CLASS IP65, | 1852 | TEM | 1 | MC | 15.602 | 1
1FK70832AF711SG2 | SIMOTICS S SYNCHRONOUS MOTOR 1FK7-CT PN=3,3 KW; UZK=600V M0=16NM (100K); NN=3000RPM; NATURAL COOLING; FRAME SIZE IMB 5 (IM V1, IM V3) FLANGE 1, WITH KTY TEMPERATURESENSOR POWER CONNECTOR ROTATABLE RESOLVER MULTI-POLE (RESOLVER P=4); PLAIN SHAFT, TOLERANCE N; W/O HOLDING BRAKE PROTECTION CLASS IP65, FLANGE ON DRIVE END IP67; | 1852 | TEM | 1 | MC | 15.602 | 1
1FK70832AF711SH0 | SIMOTICS S SYNCHRONOUS MOTOR 1FK7-CT PN=3,3 KW; UZK=600V M0=16NM (100K); NN=3000RPM; NATURAL COOLING; FRAME SIZE IMB 5 (IM V1, IM V3) FLANGE 1, WITH KTY TEMPERATURESENSOR POWER CONNECTOR ROTATABLE RESOLVER MULTI-POLE (RESOLVER P=4); PLAIN SHAFT, TOLERANCE N; WITH HOLDING BRAKE PROTECTION CLASS IP64; | 2170 | TEM | 1 | MC | 15.901 | 1
1FK70832AF711SH1 | SIMOTICS S SYNCHRONOUS MOTOR 1FK7-CT PN=3,3 KW; UZK=600V M0=16NM (100K); NN=3000RPM; NATURAL COOLING; FRAME SIZE IMB 5 (IM V1, IM V3) FLANGE 1, WITH KTY TEMPERATURESENSOR POWER CONNECTOR ROTATABLE RESOLVER MULTI-POLE (RESOLVER P=4); PLAIN SHAFT, TOLERANCE N; WITH HOLDING BRAKE PROTECTION CLASS IP65, | 2263 | TEM | 1 | MC | 15.901 | 1
1FK70832AF711SH2 | SIMOTICS S SYNCHRONOUS MOTOR 1FK7-CT PN=3,3 KW; UZK=600V M0=16NM (100K); NN=3000RPM; NATURAL COOLING; FRAME SIZE IMB 5 (IM V1, IM V3) FLANGE 1, WITH KTY TEMPERATURESENSOR POWER CONNECTOR ROTATABLE RESOLVER MULTI-POLE (RESOLVER P=4); PLAIN SHAFT, TOLERANCE N; WITH HOLDING BRAKE PROTECTION CLASS IP65, FLANGE ON DRIVE END IP67; | 2263 | TEM | 1 | MC | 15.901 | 1
1FK70832AF711TA0 | SIMOTICS S SYNCHRONOUS MOTOR 1FK7-CT PN=3,3 KW; UZK=600V M0=16NM (100K); NN=3000RPM; NATURAL COOLING; FRAME SIZE IMB 5 (IM V1, IM V3) FLANGE 1, WITH KTY TEMPERATURESENSOR POWER CONNECTOR ROTATABLE RESOLVER 2-POLE (RESOLVER P=1); SHAFT WITH FITTED KEY, TOLERANCE N; W/O HOLDING BRAKE PROTECTION CLASS IP64; | 1845 | TEM | 1 | MC | 15.602 | 1
1FK70832AF711TA1 | SIMOTICS S SYNCHRONOUS MOTOR 1FK7-CT PN=3,3 KW; UZK=600V M0=16NM (100K); NN=3000RPM; NATURAL COOLING; FRAME SIZE IMB 5 (IM V1, IM V3) FLANGE 1, WITH KTY TEMPERATURESENSOR POWER CONNECTOR ROTATABLE RESOLVER 2-POLE (RESOLVER P=1); SHAFT WITH FITTED KEY, TOLERANCE N; W/O HOLDING BRAKE PROTECTION CLASS IP65, | 1938 | TEM | 1 | MC | 15.602 | 1
1FK70832AF711TA2 | SIMOTICS S SYNCHRONOUS MOTOR 1FK7-CT PN=3,3 KW; UZK=600V M0=16NM (100K); NN=3000RPM; NATURAL COOLING; FRAME SIZE IMB 5 (IM V1, IM V3) FLANGE 1, WITH KTY TEMPERATURESENSOR POWER CONNECTOR ROTATABLE RESOLVER 2-POLE (RESOLVER P=1); SHAFT WITH FITTED KEY, TOLERANCE N; W/O HOLDING BRAKE PROTECTION CLASS IP65, FLANGE ON DRIVE END IP67; | 1938 | TEM | 1 | MC | 15.602 | 1
1FK70832AF711TB0 | SIMOTICS S SYNCHRONOUS MOTOR 1FK7-CT PN=3,3 KW; UZK=600V M0=16NM (100K); NN=3000RPM; NATURAL COOLING; FRAME SIZE IMB 5 (IM V1, IM V3) FLANGE 1, WITH KTY TEMPERATURESENSOR POWER CONNECTOR ROTATABLE RESOLVER 2-POLE (RESOLVER P=1); SHAFT WITH FITTED KEY, TOLERANCE N; WITH HOLDING BRAKE PROTECTION CLASS IP64; | 2256 | TEM | 1 | MC | 15.901 | 1
1FK70832AF711TB1 | SIMOTICS S SYNCHRONOUS MOTOR 1FK7-CT PN=3,3 KW; UZK=600V M0=16NM (100K); NN=3000RPM; NATURAL COOLING; FRAME SIZE IMB 5 (IM V1, IM V3) FLANGE 1, WITH KTY TEMPERATURESENSOR POWER CONNECTOR ROTATABLE RESOLVER 2-POLE (RESOLVER P=1); SHAFT WITH FITTED KEY, TOLERANCE N; WITH HOLDING BRAKE PROTECTION CLASS IP65, | 2349 | TEM | 1 | MC | 15.901 | 1
1FK70832AF711TB2 | SIMOTICS S SYNCHRONOUS MOTOR 1FK7-CT PN=3,3 KW; UZK=600V M0=16NM (100K); NN=3000RPM; NATURAL COOLING; FRAME SIZE IMB 5 (IM V1, IM V3) FLANGE 1, WITH KTY TEMPERATURESENSOR POWER CONNECTOR ROTATABLE RESOLVER 2-POLE (RESOLVER P=1); SHAFT WITH FITTED KEY, TOLERANCE N; WITH HOLDING BRAKE PROTECTION CLASS IP65, FLANGE ON DRIVE END IP67; | 2349 | TEM | 1 | MC | 15.901 | 1
1FK70832AF711TG0 | SIMOTICS S SYNCHRONOUS MOTOR 1FK7-CT PN=3,3 KW; UZK=600V M0=16NM (100K); NN=3000RPM; NATURAL COOLING; FRAME SIZE IMB 5 (IM V1, IM V3) FLANGE 1, WITH KTY TEMPERATURESENSOR POWER CONNECTOR ROTATABLE RESOLVER 2-POLE (RESOLVER P=1); PLAIN SHAFT, TOLERANCE N; W/O HOLDING BRAKE PROTECTION CLASS IP64; | 1758 | TEM | 1 | MC | 15.602 | 1
1FK70832AF711TG1 | SIMOTICS S SYNCHRONOUS MOTOR 1FK7-CT PN=3,3 KW; UZK=600V M0=16NM (100K); NN=3000RPM; NATURAL COOLING; FRAME SIZE IMB 5 (IM V1, IM V3) FLANGE 1, WITH KTY TEMPERATURESENSOR POWER CONNECTOR ROTATABLE RESOLVER 2-POLE (RESOLVER P=1); PLAIN SHAFT, TOLERANCE N; W/O HOLDING BRAKE PROTECTION CLASS IP65, | 1852 | TEM | 1 | MC | 15.602 | 1
1FK70832AF711TG2 | SIMOTICS S SYNCHRONOUS MOTOR 1FK7-CT PN=3,3 KW; UZK=600V M0=16NM (100K); NN=3000RPM; NATURAL COOLING; FRAME SIZE IMB 5 (IM V1, IM V3) FLANGE 1, WITH KTY TEMPERATURESENSOR POWER CONNECTOR ROTATABLE RESOLVER 2-POLE (RESOLVER P=1); PLAIN SHAFT, TOLERANCE N; W/O HOLDING BRAKE PROTECTION CLASS IP65, FLANGE ON DRIVE END IP67; | 1852 | TEM | 1 | MC | 15.602 | 1
1FK70832AF711TH0 | SIMOTICS S SYNCHRONOUS MOTOR 1FK7-CT PN=3,3 KW; UZK=600V M0=16NM (100K); NN=3000RPM; NATURAL COOLING; FRAME SIZE IMB 5 (IM V1, IM V3) FLANGE 1, WITH KTY TEMPERATURESENSOR POWER CONNECTOR ROTATABLE RESOLVER 2-POLE (RESOLVER P=1); PLAIN SHAFT, TOLERANCE N; WITH HOLDING BRAKE PROTECTION CLASS IP64; | 2170 | TEM | 1 | MC | 15.901 | 1
1FK70832AF711TH1 | SIMOTICS S SYNCHRONOUS MOTOR 1FK7-CT PN=3,3 KW; UZK=600V M0=16NM (100K); NN=3000RPM; NATURAL COOLING; FRAME SIZE IMB 5 (IM V1, IM V3) FLANGE 1, WITH KTY TEMPERATURESENSOR POWER CONNECTOR ROTATABLE RESOLVER 2-POLE (RESOLVER P=1); PLAIN SHAFT, TOLERANCE N; WITH HOLDING BRAKE PROTECTION CLASS IP65, | 2263 | TEM | 1 | MC | 15.901 | 1
1FK70832AF711TH2 | SIMOTICS S SYNCHRONOUS MOTOR 1FK7-CT PN=3,3 KW; UZK=600V M0=16NM (100K); NN=3000RPM; NATURAL COOLING; FRAME SIZE IMB 5 (IM V1, IM V3) FLANGE 1, WITH KTY TEMPERATURESENSOR POWER CONNECTOR ROTATABLE RESOLVER 2-POLE (RESOLVER P=1); PLAIN SHAFT, TOLERANCE N; WITH HOLDING BRAKE PROTECTION CLASS IP65, FLANGE ON DRIVE END IP67; | 2263 | TEM | 1 | MC | 15.901 | 1
1FK70832AF711UA0 | SIMOTICS S SYNCHRONOUS MOTOR 1FK7-CT PN=3,3 KW; UZK=600V M0=16NM (100K); NN=3000RPM; NATURAL COOLING; FRAME SIZE IMB 5 (IM V1, IM V3) FLANGE 1 POWER CONNECTOR ROTATABLE RESOLVER MULTI-POLE WITH DRIVE-CLIQ INTERFACE; SHAFT WITH FITTED KEY, TOLERANCE N; W/O HOLDING BRAKE PROTECTION CLASS IP64; | 2086 | TEM | 1 | MC | 15.602 | 1
1FK70832AF711UA1 | SIMOTICS S SYNCHRONOUS MOTOR 1FK7-CT PN=3,3 KW; UZK=600V M0=16NM (100K); NN=3000RPM; NATURAL COOLING; FRAME SIZE IMB 5 (IM V1, IM V3) FLANGE 1 POWER CONNECTOR ROTATABLE RESOLVER MULTI-POLE WITH DRIVE-CLIQ INTERFACE; SHAFT WITH FITTED KEY, TOLERANCE N; W/O HOLDING BRAKE PROTECTION CLASS IP65, | 2179 | TEM | 1 | MC | 15.602 | 1
1FK70832AF711UA2 | SIMOTICS S SYNCHRONOUS MOTOR 1FK7-CT PN=3,3 KW; UZK=600V M0=16NM (100K); NN=3000RPM; NATURAL COOLING; FRAME SIZE IMB 5 (IM V1, IM V3) FLANGE 1 POWER CONNECTOR ROTATABLE RESOLVER MULTI-POLE WITH DRIVE-CLIQ INTERFACE; SHAFT WITH FITTED KEY, TOLERANCE N; W/O HOLDING BRAKE PROTECTION CLASS IP65, FLANGE ON DRIVE END IP67; | 2179 | TEM | 1 | MC | 15.602 | 1
1FK70832AF711UB0 | SIMOTICS S SYNCHRONOUS MOTOR 1FK7-CT PN=3,3 KW; UZK=600V M0=16NM (100K); NN=3000RPM; NATURAL COOLING; FRAME SIZE IMB 5 (IM V1, IM V3) FLANGE 1 POWER CONNECTOR ROTATABLE RESOLVER MULTI-POLE WITH DRIVE-CLIQ INTERFACE; SHAFT WITH FITTED KEY, TOLERANCE N; WITH HOLDING BRAKE PROTECTION CLASS IP64; | 2497 | TEM | 1 | MC | 15.901 | 1
1FK70832AF711UB1 | SIMOTICS S SYNCHRONOUS MOTOR 1FK7-CT PN=3,3 KW; UZK=600V M0=16NM (100K); NN=3000RPM; NATURAL COOLING; FRAME SIZE IMB 5 (IM V1, IM V3) FLANGE 1 POWER CONNECTOR ROTATABLE RESOLVER MULTI-POLE WITH DRIVE-CLIQ INTERFACE; SHAFT WITH FITTED KEY, TOLERANCE N; WITH HOLDING BRAKE PROTECTION CLASS IP65, | 2591 | TEM | 1 | MC | 15.901 | 1
1FK70832AF711UB2 | SIMOTICS S SYNCHRONOUS MOTOR 1FK7-CT PN=3,3 KW; UZK=600V M0=16NM (100K); NN=3000RPM; NATURAL COOLING; FRAME SIZE IMB 5 (IM V1, IM V3) FLANGE 1 POWER CONNECTOR ROTATABLE RESOLVER MULTI-POLE WITH DRIVE-CLIQ INTERFACE; SHAFT WITH FITTED KEY, TOLERANCE N; WITH HOLDING BRAKE PROTECTION CLASS IP65, FLANGE ON DRIVE END IP67; | 2591 | TEM | 1 | MC | 15.901 | 1
1FK70832AF711UG0 | SIMOTICS S SYNCHRONOUS MOTOR 1FK7-CT PN=3,3 KW; UZK=600V M0=16NM (100K); NN=3000RPM; NATURAL COOLING; FRAME SIZE IMB 5 (IM V1, IM V3) FLANGE 1 POWER CONNECTOR ROTATABLE RESOLVER MULTI-POLE WITH DRIVE-CLIQ INTERFACE; PLAIN SHAFT, TOLERANCE N; W/O HOLDING BRAKE PROTECTION CLASS IP64; | 2000 | TEM | 1 | MC | 15.602 | 1
1FK70832AF711UG1 | SIMOTICS S SYNCHRONOUS MOTOR 1FK7-CT PN=3,3 KW; UZK=600V M0=16NM (100K); NN=3000RPM; NATURAL COOLING; FRAME SIZE IMB 5 (IM V1, IM V3) FLANGE 1 POWER CONNECTOR ROTATABLE RESOLVER MULTI-POLE WITH DRIVE-CLIQ INTERFACE; PLAIN SHAFT, TOLERANCE N; W/O HOLDING BRAKE PROTECTION CLASS IP65, | 2093 | TEM | 1 | MC | 15.602 | 1
1FK70832AF711UG2 | SIMOTICS S SYNCHRONOUS MOTOR 1FK7-CT PN=3,3 KW; UZK=600V M0=16NM (100K); NN=3000RPM; NATURAL COOLING; FRAME SIZE IMB 5 (IM V1, IM V3) FLANGE 1 POWER CONNECTOR ROTATABLE RESOLVER MULTI-POLE WITH DRIVE-CLIQ INTERFACE; PLAIN SHAFT, TOLERANCE N; W/O HOLDING BRAKE PROTECTION CLASS IP65, FLANGE ON DRIVE END IP67; | 2093 | TEM | 1 | MC | 15.602 | 1
1FK70832AF711UH0 | SIMOTICS S SYNCHRONOUS MOTOR 1FK7-CT PN=3,3 KW; UZK=600V M0=16NM (100K); NN=3000RPM; NATURAL COOLING; FRAME SIZE IMB 5 (IM V1, IM V3) FLANGE 1 POWER CONNECTOR ROTATABLE RESOLVER MULTI-POLE WITH DRIVE-CLIQ INTERFACE; PLAIN SHAFT, TOLERANCE N; WITH HOLDING BRAKE PROTECTION CLASS IP64; | 2411 | TEM | 1 | MC | 15.901 | 1
1FK70832AF711UH1 | SIMOTICS S SYNCHRONOUS MOTOR 1FK7-CT PN=3,3 KW; UZK=600V M0=16NM (100K); NN=3000RPM; NATURAL COOLING; FRAME SIZE IMB 5 (IM V1, IM V3) FLANGE 1 POWER CONNECTOR ROTATABLE RESOLVER MULTI-POLE WITH DRIVE-CLIQ INTERFACE; PLAIN SHAFT, TOLERANCE N; WITH HOLDING BRAKE PROTECTION CLASS IP65, | 2504 | TEM | 1 | MC | 15.901 | 1
1FK70832AF711UH2 | SIMOTICS S SYNCHRONOUS MOTOR 1FK7-CT PN=3,3 KW; UZK=600V M0=16NM (100K); NN=3000RPM; NATURAL COOLING; FRAME SIZE IMB 5 (IM V1, IM V3) FLANGE 1 POWER CONNECTOR ROTATABLE RESOLVER MULTI-POLE WITH DRIVE-CLIQ INTERFACE; PLAIN SHAFT, TOLERANCE N; WITH HOLDING BRAKE PROTECTION CLASS IP65, FLANGE ON DRIVE END IP67; | 2504 | TEM | 1 | MC | 15.901 | 1
1FK70832AF711WH0 | SIMOTICS S SYNCHRONOUS MOTOR 1FK7-CT PN=3,3 KW; UZK=600V M0=16NM (100K); NN=3000RPM; NATURAL COOLING; FRAME SIZE IMB 5 (IM V1, IM V3) FLANGE 1 POWER CONNECTOR ROTATABLE WITHOUT ENCODER ATTENTION: NO GENERAL RELEASE FOR DELIVERY! RELEASE TO BE VERIFIED FOR EACH APPLICATION. PLEASE OBSERVE PRODIS NOTE ID: 98799415. THIS PRODIS NOTE DESCRIBES THE PROCESS FOR INQUIRIES CONCERNING THIS KIND OF MOTOR. PLAIN SHAFT, TOLERANCE N; WITH HOLDING BRAKE PROTECTION CLASS IP64; | 2113 | TEM | 1 | MC | 15.9 | 1
1FK70832AH711AA0 | SIMOTICS S SYNCHRONOUS MOTOR 1FK7-CT PN=1,4 KW; UZK=600V M0=16NM (100K); NN=4500RPM; NATURAL COOLING; FRAME SIZE IMB 5 (IM V1, IM V3) FLANGE 1, WITH KTY TEMPERATURESENSOR POWER CONNECTOR ROTATABLE INCREMENTAL ENCODER SIN/COS 1VPP;2048 S/R W. C-AND D-SPUR (ENCODER IC2048S/R) SHAFT WITH FITTED KEY, TOLERANCE N; W/O HOLDING BRAKE PROTECTION CLASS IP64; | 2431 | TEM | 1 | MC | 15.601 | 1
1FK70832AH711AA1 | SIMOTICS S SYNCHRONOUS MOTOR 1FK7-CT PN=1,4 KW; UZK=600V M0=16NM (100K); NN=4500RPM; NATURAL COOLING; FRAME SIZE IMB 5 (IM V1, IM V3) FLANGE 1, WITH KTY TEMPERATURESENSOR POWER CONNECTOR ROTATABLE INCREMENTAL ENCODER SIN/COS 1VPP;2048 S/R W. C-AND D-SPUR (ENCODER IC2048S/R) SHAFT WITH FITTED KEY, TOLERANCE N; W/O HOLDING BRAKE PROTECTION CLASS IP65, | 2524 | TEM | 1 | MC | 15.601 | 1
1FK70832AH711AA2 | SIMOTICS S SYNCHRONOUS MOTOR 1FK7-CT PN=1,4 KW; UZK=600V M0=16NM (100K); NN=4500RPM; NATURAL COOLING; FRAME SIZE IMB 5 (IM V1, IM V3) FLANGE 1, WITH KTY TEMPERATURESENSOR POWER CONNECTOR ROTATABLE INCREMENTAL ENCODER SIN/COS 1VPP;2048 S/R W. C-AND D-SPUR (ENCODER IC2048S/R) SHAFT WITH FITTED KEY, TOLERANCE N; W/O HOLDING BRAKE PROTECTION CLASS IP65, FLANGE ON DRIVE END IP67; | 2524 | TEM | 1 | MC | 15.601 | 1
1FK70832AH711AB0 | SIMOTICS S SYNCHRONOUS MOTOR 1FK7-CT PN=1,4 KW; UZK=600V M0=16NM (100K); NN=4500RPM; NATURAL COOLING; FRAME SIZE IMB 5 (IM V1, IM V3) FLANGE 1, WITH KTY TEMPERATURESENSOR POWER CONNECTOR ROTATABLE INCREMENTAL ENCODER SIN/COS 1VPP;2048 S/R W. C-AND D-SPUR (ENCODER IC2048S/R) SHAFT WITH FITTED KEY, TOLERANCE N; WITH HOLDING BRAKE PROTECTION CLASS IP64; | 2842 | TEM | 1 | MC | 15.9 | 1
1FK70832AH711AB1 | SIMOTICS S SYNCHRONOUS MOTOR 1FK7-CT PN=1,4 KW; UZK=600V M0=16NM (100K); NN=4500RPM; NATURAL COOLING; FRAME SIZE IMB 5 (IM V1, IM V3) FLANGE 1, WITH KTY TEMPERATURESENSOR POWER CONNECTOR ROTATABLE INCREMENTAL ENCODER SIN/COS 1VPP;2048 S/R W. C-AND D-SPUR (ENCODER IC2048S/R) SHAFT WITH FITTED KEY, TOLERANCE N; WITH HOLDING BRAKE PROTECTION CLASS IP65, | 2935 | TEM | 1 | MC | 15.9 | 1
1FK70832AH711AB2 | SIMOTICS S SYNCHRONOUS MOTOR 1FK7-CT PN=1,4 KW; UZK=600V M0=16NM (100K); NN=4500RPM; NATURAL COOLING; FRAME SIZE IMB 5 (IM V1, IM V3) FLANGE 1, WITH KTY TEMPERATURESENSOR POWER CONNECTOR ROTATABLE INCREMENTAL ENCODER SIN/COS 1VPP;2048 S/R W. C-AND D-SPUR (ENCODER IC2048S/R) SHAFT WITH FITTED KEY, TOLERANCE N; WITH HOLDING BRAKE PROTECTION CLASS IP65, FLANGE ON DRIVE END IP67; | 2935 | TEM | 1 | MC | 15.9 | 1
1FK70832AH711AG0 | SIMOTICS S SYNCHRONOUS MOTOR 1FK7-CT PN=1,4 KW; UZK=600V M0=16NM (100K); NN=4500RPM; NATURAL COOLING; FRAME SIZE IMB 5 (IM V1, IM V3) FLANGE 1, WITH KTY TEMPERATURESENSOR POWER CONNECTOR ROTATABLE INCREMENTAL ENCODER SIN/COS 1VPP;2048 S/R W. C-AND D-SPUR (ENCODER IC2048S/R) PLAIN SHAFT, TOLERANCE N; W/O HOLDING BRAKE PROTECTION CLASS IP64; | 2344 | TEM | 1 | MC | 15.601 | 1
1FK70832AH711AG1 | SIMOTICS S SYNCHRONOUS MOTOR 1FK7-CT PN=1,4 KW; UZK=600V M0=16NM (100K); NN=4500RPM; NATURAL COOLING; FRAME SIZE IMB 5 (IM V1, IM V3) FLANGE 1, WITH KTY TEMPERATURESENSOR POWER CONNECTOR ROTATABLE INCREMENTAL ENCODER SIN/COS 1VPP;2048 S/R W. C-AND D-SPUR (ENCODER IC2048S/R) PLAIN SHAFT, TOLERANCE N; W/O HOLDING BRAKE PROTECTION CLASS IP65, | 2438 | TEM | 1 | MC | 15.601 | 1
1FK70832AH711AG2 | SIMOTICS S SYNCHRONOUS MOTOR 1FK7-CT PN=1,4 KW; UZK=600V M0=16NM (100K); NN=4500RPM; NATURAL COOLING; FRAME SIZE IMB 5 (IM V1, IM V3) FLANGE 1, WITH KTY TEMPERATURESENSOR POWER CONNECTOR ROTATABLE INCREMENTAL ENCODER SIN/COS 1VPP;2048 S/R W. C-AND D-SPUR (ENCODER IC2048S/R) PLAIN SHAFT, TOLERANCE N; W/O HOLDING BRAKE PROTECTION CLASS IP65, FLANGE ON DRIVE END IP67; | 2438 | TEM | 1 | MC | 15.601 | 1
1FK70832AH711AH0 | SIMOTICS S SYNCHRONOUS MOTOR 1FK7-CT PN=1,4 KW; UZK=600V M0=16NM (100K); NN=4500RPM; NATURAL COOLING; FRAME SIZE IMB 5 (IM V1, IM V3) FLANGE 1, WITH KTY TEMPERATURESENSOR POWER CONNECTOR ROTATABLE INCREMENTAL ENCODER SIN/COS 1VPP;2048 S/R W. C-AND D-SPUR (ENCODER IC2048S/R) PLAIN SHAFT, TOLERANCE N; WITH HOLDING BRAKE PROTECTION CLASS IP64; | 2756 | TEM | 1 | MC | 15.9 | 1
1FK70832AH711AH1 | SIMOTICS S SYNCHRONOUS MOTOR 1FK7-CT PN=1,4 KW; UZK=600V M0=16NM (100K); NN=4500RPM; NATURAL COOLING; FRAME SIZE IMB 5 (IM V1, IM V3) FLANGE 1, WITH KTY TEMPERATURESENSOR POWER CONNECTOR ROTATABLE INCREMENTAL ENCODER SIN/COS 1VPP;2048 S/R W. C-AND D-SPUR (ENCODER IC2048S/R) PLAIN SHAFT, TOLERANCE N; WITH HOLDING BRAKE PROTECTION CLASS IP65, | 2849 | TEM | 1 | MC | 15.9 | 1
1FK70832AH711AH2 | SIMOTICS S SYNCHRONOUS MOTOR 1FK7-CT PN=1,4 KW; UZK=600V M0=16NM (100K); NN=4500RPM; NATURAL COOLING; FRAME SIZE IMB 5 (IM V1, IM V3) FLANGE 1, WITH KTY TEMPERATURESENSOR POWER CONNECTOR ROTATABLE INCREMENTAL ENCODER SIN/COS 1VPP;2048 S/R W. C-AND D-SPUR (ENCODER IC2048S/R) PLAIN SHAFT, TOLERANCE N; WITH HOLDING BRAKE PROTECTION CLASS IP65, FLANGE ON DRIVE END IP67; | 2849 | TEM | 1 | MC | 15.9 | 1
1FK70832AH711BA0 | SIMOTICS S SYNCHRONOUS MOTOR 1FK7-CT PN=1,4 KW; UZK=600V M0=16NM (100K); NN=4500RPM; NATURAL COOLING; FRAME SIZE IMB 5 (IM V1, IM V3) FLANGE 1 POWER CONNECTOR ROTATABLE ABSOLUTE ENCODER SINGLETURN 24 BIT WITH DRIVE CLIQ INTERFACE (ENCODER AS24DQI) SHAFT WITH FITTED KEY, TOLERANCE N; W/O HOLDING BRAKE PROTECTION CLASS IP64; | 2672 | TEM | 1 | MC | 15.601 | 1
1FK70832AH711BA1 | SIMOTICS S SYNCHRONOUS MOTOR 1FK7-CT PN=1,4 KW; UZK=600V M0=16NM (100K); NN=4500RPM; NATURAL COOLING; FRAME SIZE IMB 5 (IM V1, IM V3) FLANGE 1 POWER CONNECTOR ROTATABLE ABSOLUTE ENCODER SINGLETURN 24 BIT WITH DRIVE CLIQ INTERFACE (ENCODER AS24DQI) SHAFT WITH FITTED KEY, TOLERANCE N; W/O HOLDING BRAKE PROTECTION CLASS IP65, | 2765 | TEM | 1 | MC | 15.601 | 1
1FK70832AH711BA2 | SIMOTICS S SYNCHRONOUS MOTOR 1FK7-CT PN=1,4 KW; UZK=600V M0=16NM (100K); NN=4500RPM; NATURAL COOLING; FRAME SIZE IMB 5 (IM V1, IM V3) FLANGE 1 POWER CONNECTOR ROTATABLE ABSOLUTE ENCODER SINGLETURN 24 BIT WITH DRIVE CLIQ INTERFACE (ENCODER AS24DQI) SHAFT WITH FITTED KEY, TOLERANCE N; W/O HOLDING BRAKE PROTECTION CLASS IP65, FLANGE ON DRIVE END IP67; | 2765 | TEM | 1 | MC | 15.601 | 1
1FK70832AH711BB0 | SIMOTICS S SYNCHRONOUS MOTOR 1FK7-CT PN=1,4 KW; UZK=600V M0=16NM (100K); NN=4500RPM; NATURAL COOLING; FRAME SIZE IMB 5 (IM V1, IM V3) FLANGE 1 POWER CONNECTOR ROTATABLE ABSOLUTE ENCODER SINGLETURN 24 BIT WITH DRIVE CLIQ INTERFACE (ENCODER AS24DQI) SHAFT WITH FITTED KEY, TOLERANCE N; WITH HOLDING BRAKE PROTECTION CLASS IP64; | 3083 | TEM | 1 | MC | 15.9 | 1
1FK70832AH711BB1 | SIMOTICS S SYNCHRONOUS MOTOR 1FK7-CT PN=1,4 KW; UZK=600V M0=16NM (100K); NN=4500RPM; NATURAL COOLING; FRAME SIZE IMB 5 (IM V1, IM V3) FLANGE 1 POWER CONNECTOR ROTATABLE ABSOLUTE ENCODER SINGLETURN 24 BIT WITH DRIVE CLIQ INTERFACE (ENCODER AS24DQI) SHAFT WITH FITTED KEY, TOLERANCE N; WITH HOLDING BRAKE PROTECTION CLASS IP65, | 3177 | TEM | 1 | MC | 15.9 | 1
1FK70832AH711BB2 | SIMOTICS S SYNCHRONOUS MOTOR 1FK7-CT PN=1,4 KW; UZK=600V M0=16NM (100K); NN=4500RPM; NATURAL COOLING; FRAME SIZE IMB 5 (IM V1, IM V3) FLANGE 1 POWER CONNECTOR ROTATABLE ABSOLUTE ENCODER SINGLETURN 24 BIT WITH DRIVE CLIQ INTERFACE (ENCODER AS24DQI) SHAFT WITH FITTED KEY, TOLERANCE N; WITH HOLDING BRAKE PROTECTION CLASS IP65, FLANGE ON DRIVE END IP67; | 3177 | TEM | 1 | MC | 15.9 | 1
1FK70832AH711BG0 | SIMOTICS S SYNCHRONOUS MOTOR 1FK7-CT PN=1,4 KW; UZK=600V M0=16NM (100K); NN=4500RPM; NATURAL COOLING; FRAME SIZE IMB 5 (IM V1, IM V3) FLANGE 1 POWER CONNECTOR ROTATABLE ABSOLUTE ENCODER SINGLETURN 24 BIT WITH DRIVE CLIQ INTERFACE (ENCODER AS24DQI) PLAIN SHAFT, TOLERANCE N; W/O HOLDING BRAKE PROTECTION CLASS IP64; | 2585 | TEM | 1 | MC | 15.601 | 1
1FK70832AH711BG1 | SIMOTICS S SYNCHRONOUS MOTOR 1FK7-CT PN=1,4 KW; UZK=600V M0=16NM (100K); NN=4500RPM; NATURAL COOLING; FRAME SIZE IMB 5 (IM V1, IM V3) FLANGE 1 POWER CONNECTOR ROTATABLE ABSOLUTE ENCODER SINGLETURN 24 BIT WITH DRIVE CLIQ INTERFACE (ENCODER AS24DQI) PLAIN SHAFT, TOLERANCE N; W/O HOLDING BRAKE PROTECTION CLASS IP65, | 2679 | TEM | 1 | MC | 15.601 | 1
1FK70832AH711BG2 | SIMOTICS S SYNCHRONOUS MOTOR 1FK7-CT PN=1,4 KW; UZK=600V M0=16NM (100K); NN=4500RPM; NATURAL COOLING; FRAME SIZE IMB 5 (IM V1, IM V3) FLANGE 1 POWER CONNECTOR ROTATABLE ABSOLUTE ENCODER SINGLETURN 24 BIT WITH DRIVE CLIQ INTERFACE (ENCODER AS24DQI) PLAIN SHAFT, TOLERANCE N; W/O HOLDING BRAKE PROTECTION CLASS IP65, FLANGE ON DRIVE END IP67; | 2679 | TEM | 1 | MC | 15.601 | 1
1FK70832AH711BH0 | SIMOTICS S SYNCHRONOUS MOTOR 1FK7-CT PN=1,4 KW; UZK=600V M0=16NM (100K); NN=4500RPM; NATURAL COOLING; FRAME SIZE IMB 5 (IM V1, IM V3) FLANGE 1 POWER CONNECTOR ROTATABLE ABSOLUTE ENCODER SINGLETURN 24 BIT WITH DRIVE CLIQ INTERFACE (ENCODER AS24DQI) PLAIN SHAFT, TOLERANCE N; WITH HOLDING BRAKE PROTECTION CLASS IP64; | 2997 | TEM | 1 | MC | 15.9 | 1
1FK70832AH711BH1 | SIMOTICS S SYNCHRONOUS MOTOR 1FK7-CT PN=1,4 KW; UZK=600V M0=16NM (100K); NN=4500RPM; NATURAL COOLING; FRAME SIZE IMB 5 (IM V1, IM V3) FLANGE 1 POWER CONNECTOR ROTATABLE ABSOLUTE ENCODER SINGLETURN 24 BIT WITH DRIVE CLIQ INTERFACE (ENCODER AS24DQI) PLAIN SHAFT, TOLERANCE N; WITH HOLDING BRAKE PROTECTION CLASS IP65, | 3090 | TEM | 1 | MC | 15.9 | 1
1FK70832AH711BH2 | SIMOTICS S SYNCHRONOUS MOTOR 1FK7-CT PN=1,4 KW; UZK=600V M0=16NM (100K); NN=4500RPM; NATURAL COOLING; FRAME SIZE IMB 5 (IM V1, IM V3) FLANGE 1 POWER CONNECTOR ROTATABLE ABSOLUTE ENCODER SINGLETURN 24 BIT WITH DRIVE CLIQ INTERFACE (ENCODER AS24DQI) PLAIN SHAFT, TOLERANCE N; WITH HOLDING BRAKE PROTECTION CLASS IP65, FLANGE ON DRIVE END IP67; | 3090 | TEM | 1 | MC | 15.9 | 1
1FK70832AH711CA0 | SIMOTICS S SYNCHRONOUS MOTOR 1FK7-CT PN=1,4 KW; UZK=600V M0=16NM (100K); NN=4500RPM; NATURAL COOLING; FRAME SIZE IMB 5 (IM V1, IM V3) FLANGE 1 POWER CONNECTOR ROTATABLE ABSOLUTE ENCODER 24 BIT + 12 BIT MULTITURN WITH DRIVE-CLIQ INTERFACE (ENCODER AM24DQI) SHAFT WITH FITTED KEY, TOLERANCE N; W/O HOLDING BRAKE PROTECTION CLASS IP64; | 3041 | TEM | 1 | MC | 15.601 | 1
1FK70832AH711CA1 | SIMOTICS S SYNCHRONOUS MOTOR 1FK7-CT PN=1,4 KW; UZK=600V M0=16NM (100K); NN=4500RPM; NATURAL COOLING; FRAME SIZE IMB 5 (IM V1, IM V3) FLANGE 1 POWER CONNECTOR ROTATABLE ABSOLUTE ENCODER 24 BIT + 12 BIT MULTITURN WITH DRIVE-CLIQ INTERFACE (ENCODER AM24DQI) SHAFT WITH FITTED KEY, TOLERANCE N; W/O HOLDING BRAKE PROTECTION CLASS IP65, | 3134 | TEM | 1 | MC | 15.601 | 1
1FK70832AH711CA2 | SIMOTICS S SYNCHRONOUS MOTOR 1FK7-CT PN=1,4 KW; UZK=600V M0=16NM (100K); NN=4500RPM; NATURAL COOLING; FRAME SIZE IMB 5 (IM V1, IM V3) FLANGE 1 POWER CONNECTOR ROTATABLE ABSOLUTE ENCODER 24 BIT + 12 BIT MULTITURN WITH DRIVE-CLIQ INTERFACE (ENCODER AM24DQI) SHAFT WITH FITTED KEY, TOLERANCE N; W/O HOLDING BRAKE PROTECTION CLASS IP65, FLANGE ON DRIVE END IP67; | 3134 | TEM | 1 | MC | 15.601 | 1
1FK70832AH711CB0 | SIMOTICS S SYNCHRONOUS MOTOR 1FK7-CT PN=1,4 KW; UZK=600V M0=16NM (100K); NN=4500RPM; NATURAL COOLING; FRAME SIZE IMB 5 (IM V1, IM V3) FLANGE 1 POWER CONNECTOR ROTATABLE ABSOLUTE ENCODER 24 BIT + 12 BIT MULTITURN WITH DRIVE-CLIQ INTERFACE (ENCODER AM24DQI) SHAFT WITH FITTED KEY, TOLERANCE N; WITH HOLDING BRAKE PROTECTION CLASS IP64; | 3452 | TEM | 1 | MC | 15.9 | 1
1FK70832AH711CB1 | SIMOTICS S SYNCHRONOUS MOTOR 1FK7-CT PN=1,4 KW; UZK=600V M0=16NM (100K); NN=4500RPM; NATURAL COOLING; FRAME SIZE IMB 5 (IM V1, IM V3) FLANGE 1 POWER CONNECTOR ROTATABLE ABSOLUTE ENCODER 24 BIT + 12 BIT MULTITURN WITH DRIVE-CLIQ INTERFACE (ENCODER AM24DQI) SHAFT WITH FITTED KEY, TOLERANCE N; WITH HOLDING BRAKE PROTECTION CLASS IP65, | 3546 | TEM | 1 | MC | 15.9 | 1
1FK70832AH711CB2 | SIMOTICS S SYNCHRONOUS MOTOR 1FK7-CT PN=1,4 KW; UZK=600V M0=16NM (100K); NN=4500RPM; NATURAL COOLING; FRAME SIZE IMB 5 (IM V1, IM V3) FLANGE 1 POWER CONNECTOR ROTATABLE ABSOLUTE ENCODER 24 BIT + 12 BIT MULTITURN WITH DRIVE-CLIQ INTERFACE (ENCODER AM24DQI) SHAFT WITH FITTED KEY, TOLERANCE N; WITH HOLDING BRAKE PROTECTION CLASS IP65, FLANGE ON DRIVE END IP67; | 3546 | TEM | 1 | MC | 15.9 | 1
1FK70832AH711CG0 | SIMOTICS S SYNCHRONOUS MOTOR 1FK7-CT PN=1,4 KW; UZK=600V M0=16NM (100K); NN=4500RPM; NATURAL COOLING; FRAME SIZE IMB 5 (IM V1, IM V3) FLANGE 1 POWER CONNECTOR ROTATABLE ABSOLUTE ENCODER 24 BIT + 12 BIT MULTITURN WITH DRIVE-CLIQ INTERFACE (ENCODER AM24DQI) PLAIN SHAFT, TOLERANCE N; W/O HOLDING BRAKE PROTECTION CLASS IP64; | 2955 | TEM | 1 | MC | 15.601 | 1
1FK70832AH711CG1 | SIMOTICS S SYNCHRONOUS MOTOR 1FK7-CT PN=1,4 KW; UZK=600V M0=16NM (100K); NN=4500RPM; NATURAL COOLING; FRAME SIZE IMB 5 (IM V1, IM V3) FLANGE 1 POWER CONNECTOR ROTATABLE ABSOLUTE ENCODER 24 BIT + 12 BIT MULTITURN WITH DRIVE-CLIQ INTERFACE (ENCODER AM24DQI) PLAIN SHAFT, TOLERANCE N; W/O HOLDING BRAKE PROTECTION CLASS IP65, | 3048 | TEM | 1 | MC | 15.601 | 1
1FK70832AH711CG2 | SIMOTICS S SYNCHRONOUS MOTOR 1FK7-CT PN=1,4 KW; UZK=600V M0=16NM (100K); NN=4500RPM; NATURAL COOLING; FRAME SIZE IMB 5 (IM V1, IM V3) FLANGE 1 POWER CONNECTOR ROTATABLE ABSOLUTE ENCODER 24 BIT + 12 BIT MULTITURN WITH DRIVE-CLIQ INTERFACE (ENCODER AM24DQI) PLAIN SHAFT, TOLERANCE N; W/O HOLDING BRAKE PROTECTION CLASS IP65, FLANGE ON DRIVE END IP67; | 3048 | TEM | 1 | MC | 15.601 | 1
1FK70832AH711CH0 | SIMOTICS S SYNCHRONOUS MOTOR 1FK7-CT PN=1,4 KW; UZK=600V M0=16NM (100K); NN=4500RPM; NATURAL COOLING; FRAME SIZE IMB 5 (IM V1, IM V3) FLANGE 1 POWER CONNECTOR ROTATABLE ABSOLUTE ENCODER 24 BIT + 12 BIT MULTITURN WITH DRIVE-CLIQ INTERFACE (ENCODER AM24DQI) PLAIN SHAFT, TOLERANCE N; WITH HOLDING BRAKE PROTECTION CLASS IP64; | 3366 | TEM | 1 | MC | 15.9 | 1
1FK70832AH711CH1 | SIMOTICS S SYNCHRONOUS MOTOR 1FK7-CT PN=1,4 KW; UZK=600V M0=16NM (100K); NN=4500RPM; NATURAL COOLING; FRAME SIZE IMB 5 (IM V1, IM V3) FLANGE 1 POWER CONNECTOR ROTATABLE ABSOLUTE ENCODER 24 BIT + 12 BIT MULTITURN WITH DRIVE-CLIQ INTERFACE (ENCODER AM24DQI) PLAIN SHAFT, TOLERANCE N; WITH HOLDING BRAKE PROTECTION CLASS IP65, | 3460 | TEM | 1 | MC | 15.9 | 1
1FK70832AH711CH2 | SIMOTICS S SYNCHRONOUS MOTOR 1FK7-CT PN=1,4 KW; UZK=600V M0=16NM (100K); NN=4500RPM; NATURAL COOLING; FRAME SIZE IMB 5 (IM V1, IM V3) FLANGE 1 POWER CONNECTOR ROTATABLE ABSOLUTE ENCODER 24 BIT + 12 BIT MULTITURN WITH DRIVE-CLIQ INTERFACE (ENCODER AM24DQI) PLAIN SHAFT, TOLERANCE N; WITH HOLDING BRAKE PROTECTION CLASS IP65, FLANGE ON DRIVE END IP67; | 3460 | TEM | 1 | MC | 15.9 | 1
1FK70832AH711DG0 | SIMOTICS S SYNCHRONOUS MOTOR 1FK7-CT PN=1,4 KW; UZK=600V M0=16NM (100K); NN=4500RPM; NATURAL COOLING; FRAME SIZE IMB 5 (IM V1, IM V3) FLANGE 1 POWER CONNECTOR ROTATABLE INCREMENTAL ENCODER 22 BIT WITH DRIVE-CLIQ INTERFACE (ENCODER IC22DQ) PLAIN SHAFT, TOLERANCE N; W/O HOLDING BRAKE PROTECTION CLASS IP64; | 2666 | TEM | 1 | MC | 15.602 | 1
1FK70832AH711DG1 | SIMOTICS S SYNCHRONOUS MOTOR 1FK7-CT PN=1,4 KW; UZK=600V M0=16NM (100K); NN=4500RPM; NATURAL COOLING; FRAME SIZE IMB 5 (IM V1, IM V3) FLANGE 1 POWER CONNECTOR ROTATABLE INCREMENTAL ENCODER 22 BIT WITH DRIVE-CLIQ INTERFACE (ENCODER IC22DQ) PLAIN SHAFT, TOLERANCE N; W/O HOLDING BRAKE PROTECTION CLASS IP65, | 2759 | TEM | 1 | MC | 15.602 | 1
1FK70832AH711DH0 | SIMOTICS S SYNCHRONOUS MOTOR 1FK7-CT PN=1,4 KW; UZK=600V M0=16NM (100K); NN=4500RPM; NATURAL COOLING; FRAME SIZE IMB 5 (IM V1, IM V3) FLANGE 1 POWER CONNECTOR ROTATABLE INCREMENTAL ENCODER 22 BIT WITH DRIVE-CLIQ INTERFACE (ENCODER IC22DQ) PLAIN SHAFT, TOLERANCE N; WITH HOLDING BRAKE PROTECTION CLASS IP64; | 3077 | TEM | 1 | MC | 15.901 | 1
1FK70832AH711EA0 | SIMOTICS S SYNCHRONOUS MOTOR 1FK7-CT PN=1,4 KW; UZK=600V M0=16NM (100K); NN=4500RPM; NATURAL COOLING; FRAME SIZE IMB 5 (IM V1, IM V3) FLANGE 1, WITH KTY TEMPERATURESENSOR POWER CONNECTOR ROTATABLE ABSOLUTE ENCODERR 2048 S/R + 4096 UMDREHUNGEN MULTITURN, WITH ENDAT-SCHNITTSTELLE (ENCODER AM2048S/R) SHAFT WITH FITTED KEY, TOLERANCE N; W/O HOLDING BRAKE PROTECTION CLASS IP64; | 2802 | TEM | 1 | MC | 15.601 | 1
1FK70832AH711EA1 | SIMOTICS S SYNCHRONOUS MOTOR 1FK7-CT PN=1,4 KW; UZK=600V M0=16NM (100K); NN=4500RPM; NATURAL COOLING; FRAME SIZE IMB 5 (IM V1, IM V3) FLANGE 1, WITH KTY TEMPERATURESENSOR POWER CONNECTOR ROTATABLE ABSOLUTE ENCODERR 2048 S/R + 4096 UMDREHUNGEN MULTITURN, WITH ENDAT-SCHNITTSTELLE (ENCODER AM2048S/R) SHAFT WITH FITTED KEY, TOLERANCE N; W/O HOLDING BRAKE PROTECTION CLASS IP65, | 2896 | TEM | 1 | MC | 15.601 | 1
1FK70832AH711EA2 | SIMOTICS S SYNCHRONOUS MOTOR 1FK7-CT PN=1,4 KW; UZK=600V M0=16NM (100K); NN=4500RPM; NATURAL COOLING; FRAME SIZE IMB 5 (IM V1, IM V3) FLANGE 1, WITH KTY TEMPERATURESENSOR POWER CONNECTOR ROTATABLE ABSOLUTE ENCODERR 2048 S/R + 4096 UMDREHUNGEN MULTITURN, WITH ENDAT-SCHNITTSTELLE (ENCODER AM2048S/R) SHAFT WITH FITTED KEY, TOLERANCE N; W/O HOLDING BRAKE PROTECTION CLASS IP65, FLANGE ON DRIVE END IP67; | 2896 | TEM | 1 | MC | 15.601 | 1
1FK70832AH711EB0 | SIMOTICS S SYNCHRONOUS MOTOR 1FK7-CT PN=1,4 KW; UZK=600V M0=16NM (100K); NN=4500RPM; NATURAL COOLING; FRAME SIZE IMB 5 (IM V1, IM V3) FLANGE 1, WITH KTY TEMPERATURESENSOR POWER CONNECTOR ROTATABLE ABSOLUTE ENCODERR 2048 S/R + 4096 UMDREHUNGEN MULTITURN, WITH ENDAT-SCHNITTSTELLE (ENCODER AM2048S/R) SHAFT WITH FITTED KEY, TOLERANCE N; WITH HOLDING BRAKE PROTECTION CLASS IP64; | 3213 | TEM | 1 | MC | 15.9 | 1
1FK70832AH711EB1 | SIMOTICS S SYNCHRONOUS MOTOR 1FK7-CT PN=1,4 KW; UZK=600V M0=16NM (100K); NN=4500RPM; NATURAL COOLING; FRAME SIZE IMB 5 (IM V1, IM V3) FLANGE 1, WITH KTY TEMPERATURESENSOR POWER CONNECTOR ROTATABLE ABSOLUTE ENCODERR 2048 S/R + 4096 UMDREHUNGEN MULTITURN, WITH ENDAT-SCHNITTSTELLE (ENCODER AM2048S/R) SHAFT WITH FITTED KEY, TOLERANCE N; WITH HOLDING BRAKE PROTECTION CLASS IP65, | 3307 | TEM | 1 | MC | 15.9 | 1
1FK70832AH711EB2 | SIMOTICS S SYNCHRONOUS MOTOR 1FK7-CT PN=1,4 KW; UZK=600V M0=16NM (100K); NN=4500RPM; NATURAL COOLING; FRAME SIZE IMB 5 (IM V1, IM V3) FLANGE 1, WITH KTY TEMPERATURESENSOR POWER CONNECTOR ROTATABLE ABSOLUTE ENCODERR 2048 S/R + 4096 UMDREHUNGEN MULTITURN, WITH ENDAT-SCHNITTSTELLE (ENCODER AM2048S/R) SHAFT WITH FITTED KEY, TOLERANCE N; WITH HOLDING BRAKE PROTECTION CLASS IP65, FLANGE ON DRIVE END IP67; | 3307 | TEM | 1 | MC | 15.9 | 1
1FK70832AH711EG0 | SIMOTICS S SYNCHRONOUS MOTOR 1FK7-CT PN=1,4 KW; UZK=600V M0=16NM (100K); NN=4500RPM; NATURAL COOLING; FRAME SIZE IMB 5 (IM V1, IM V3) FLANGE 1, WITH KTY TEMPERATURESENSOR POWER CONNECTOR ROTATABLE ABSOLUTE ENCODERR 2048 S/R + 4096 UMDREHUNGEN MULTITURN, WITH ENDAT-SCHNITTSTELLE (ENCODER AM2048S/R) PLAIN SHAFT, TOLERANCE N; W/O HOLDING BRAKE PROTECTION CLASS IP64; | 2716 | TEM | 1 | MC | 15.601 | 1
1FK70832AH711EG1 | SIMOTICS S SYNCHRONOUS MOTOR 1FK7-CT PN=1,4 KW; UZK=600V M0=16NM (100K); NN=4500RPM; NATURAL COOLING; FRAME SIZE IMB 5 (IM V1, IM V3) FLANGE 1, WITH KTY TEMPERATURESENSOR POWER CONNECTOR ROTATABLE ABSOLUTE ENCODERR 2048 S/R + 4096 UMDREHUNGEN MULTITURN, WITH ENDAT-SCHNITTSTELLE (ENCODER AM2048S/R) PLAIN SHAFT, TOLERANCE N; W/O HOLDING BRAKE PROTECTION CLASS IP65, | 2809 | TEM | 1 | MC | 15.601 | 1
1FK70832AH711EG2 | SIMOTICS S SYNCHRONOUS MOTOR 1FK7-CT PN=1,4 KW; UZK=600V M0=16NM (100K); NN=4500RPM; NATURAL COOLING; FRAME SIZE IMB 5 (IM V1, IM V3) FLANGE 1, WITH KTY TEMPERATURESENSOR POWER CONNECTOR ROTATABLE ABSOLUTE ENCODERR 2048 S/R + 4096 UMDREHUNGEN MULTITURN, WITH ENDAT-SCHNITTSTELLE (ENCODER AM2048S/R) PLAIN SHAFT, TOLERANCE N; W/O HOLDING BRAKE PROTECTION CLASS IP65, FLANGE ON DRIVE END IP67; | 2809 | TEM | 1 | MC | 15.601 | 1
1FK70832AH711EH0 | SIMOTICS S SYNCHRONOUS MOTOR 1FK7-CT PN=1,4 KW; UZK=600V M0=16NM (100K); NN=4500RPM; NATURAL COOLING; FRAME SIZE IMB 5 (IM V1, IM V3) FLANGE 1, WITH KTY TEMPERATURESENSOR POWER CONNECTOR ROTATABLE ABSOLUTE ENCODERR 2048 S/R + 4096 UMDREHUNGEN MULTITURN, WITH ENDAT-SCHNITTSTELLE (ENCODER AM2048S/R) PLAIN SHAFT, TOLERANCE N; WITH HOLDING BRAKE PROTECTION CLASS IP64; | 3127 | TEM | 1 | MC | 15.9 | 1
1FK70832AH711EH1 | SIMOTICS S SYNCHRONOUS MOTOR 1FK7-CT PN=1,4 KW; UZK=600V M0=16NM (100K); NN=4500RPM; NATURAL COOLING; FRAME SIZE IMB 5 (IM V1, IM V3) FLANGE 1, WITH KTY TEMPERATURESENSOR POWER CONNECTOR ROTATABLE ABSOLUTE ENCODERR 2048 S/R + 4096 UMDREHUNGEN MULTITURN, WITH ENDAT-SCHNITTSTELLE (ENCODER AM2048S/R) PLAIN SHAFT, TOLERANCE N; WITH HOLDING BRAKE PROTECTION CLASS IP65, | 3221 | TEM | 1 | MC | 15.9 | 1
1FK70832AH711EH2 | SIMOTICS S SYNCHRONOUS MOTOR 1FK7-CT PN=1,4 KW; UZK=600V M0=16NM (100K); NN=4500RPM; NATURAL COOLING; FRAME SIZE IMB 5 (IM V1, IM V3) FLANGE 1, WITH KTY TEMPERATURESENSOR POWER CONNECTOR ROTATABLE ABSOLUTE ENCODERR 2048 S/R + 4096 UMDREHUNGEN MULTITURN, WITH ENDAT-SCHNITTSTELLE (ENCODER AM2048S/R) PLAIN SHAFT, TOLERANCE N; WITH HOLDING BRAKE PROTECTION CLASS IP65, FLANGE ON DRIVE END IP67; | 3221 | TEM | 1 | MC | 15.9 | 1
1FK70832AH711FA1 | SIMOTICS S SYNCHRONOUS MOTOR 1FK7-CT PN=1,4 KW; UZK=600V M0=16NM (100K); NN=4500RPM; NATURAL COOLING; FRAME SIZE IMB 5 (IM V1, IM V3) FLANGE 1 POWER CONNECTOR ROTATABLE ABSOLUTE ENCODER 22BIT + 12 BIT MULTITURN, WITH DRIVE-CLIQ INTERFACE (ENCODER AM22DQ) SHAFT WITH FITTED KEY, TOLERANCE N; W/O HOLDING BRAKE PROTECTION CLASS IP65, | 3215 | TEM | 1 | MC | 15.601 | 1
1FK70832AH711FB0 | SIMOTICS S SYNCHRONOUS MOTOR 1FK7-CT PN=1,4 KW; UZK=600V M0=16NM (100K); NN=4500RPM; NATURAL COOLING; FRAME SIZE IMB 5 (IM V1, IM V3) FLANGE 1 POWER CONNECTOR ROTATABLE ABSOLUTE ENCODER 22BIT + 12 BIT MULTITURN, WITH DRIVE-CLIQ INTERFACE (ENCODER AM22DQ) SHAFT WITH FITTED KEY, TOLERANCE N; WITH HOLDING BRAKE PROTECTION CLASS IP64; | 3532 | TEM | 1 | MC | 15.9 | 1
1FK70832AH711FG0 | SIMOTICS S SYNCHRONOUS MOTOR 1FK7-CT PN=1,4 KW; UZK=600V M0=16NM (100K); NN=4500RPM; NATURAL COOLING; FRAME SIZE IMB 5 (IM V1, IM V3) FLANGE 1 POWER CONNECTOR ROTATABLE ABSOLUTE ENCODER 22BIT + 12 BIT MULTITURN, WITH DRIVE-CLIQ INTERFACE (ENCODER AM22DQ) PLAIN SHAFT, TOLERANCE N; W/O HOLDING BRAKE PROTECTION CLASS IP64; | 3035 | TEM | 1 | MC | 15.601 | 1
1FK70832AH711FG1 | SIMOTICS S SYNCHRONOUS MOTOR 1FK7-CT PN=1,4 KW; UZK=600V M0=16NM (100K); NN=4500RPM; NATURAL COOLING; FRAME SIZE IMB 5 (IM V1, IM V3) FLANGE 1 POWER CONNECTOR ROTATABLE ABSOLUTE ENCODER 22BIT + 12 BIT MULTITURN, WITH DRIVE-CLIQ INTERFACE (ENCODER AM22DQ) PLAIN SHAFT, TOLERANCE N; W/O HOLDING BRAKE PROTECTION CLASS IP65, | 3128 | TEM | 1 | MC | 15.601 | 1
1FK70832AH711PA0 | SIMOTICS S SYNCHRONOUS MOTOR 1FK7-CT PN=1,4 KW; UZK=600V M0=16NM (100K); NN=4500RPM; NATURAL COOLING; FRAME SIZE IMB 5 (IM V1, IM V3) FLANGE 1 POWER CONNECTOR ROTATABLE RESOLVER 2-POLE, WITH DRIVE CLIQ-INTERFACE SHAFT WITH FITTED KEY, TOLERANCE N; W/O HOLDING BRAKE PROTECTION CLASS IP64; | 2086 | TEM | 1 | MC | 15.701 | 1
1FK70832AH711PA1 | SIMOTICS S SYNCHRONOUS MOTOR 1FK7-CT PN=1,4 KW; UZK=600V M0=16NM (100K); NN=4500RPM; NATURAL COOLING; FRAME SIZE IMB 5 (IM V1, IM V3) FLANGE 1 POWER CONNECTOR ROTATABLE RESOLVER 2-POLE, WITH DRIVE CLIQ-INTERFACE SHAFT WITH FITTED KEY, TOLERANCE N; W/O HOLDING BRAKE PROTECTION CLASS IP65, | 2179 | TEM | 1 | MC | 15.701 | 1
1FK70832AH711PA2 | SIMOTICS S SYNCHRONOUS MOTOR 1FK7-CT PN=1,4 KW; UZK=600V M0=16NM (100K); NN=4500RPM; NATURAL COOLING; FRAME SIZE IMB 5 (IM V1, IM V3) FLANGE 1 POWER CONNECTOR ROTATABLE RESOLVER 2-POLE, WITH DRIVE CLIQ-INTERFACE SHAFT WITH FITTED KEY, TOLERANCE N; W/O HOLDING BRAKE PROTECTION CLASS IP65, FLANGE ON DRIVE END IP67; | 2179 | TEM | 1 | MC | 15.701 | 1
1FK70832AH711PB0 | SIMOTICS S SYNCHRONOUS MOTOR 1FK7-CT PN=1,4 KW; UZK=600V M0=16NM (100K); NN=4500RPM; NATURAL COOLING; FRAME SIZE IMB 5 (IM V1, IM V3) FLANGE 1 POWER CONNECTOR ROTATABLE RESOLVER 2-POLE, WITH DRIVE CLIQ-INTERFACE SHAFT WITH FITTED KEY, TOLERANCE N; WITH HOLDING BRAKE PROTECTION CLASS IP64; | 2497 | TEM | 1 | MC | 16 | 1
1FK70832AH711PB1 | SIMOTICS S SYNCHRONOUS MOTOR 1FK7-CT PN=1,4 KW; UZK=600V M0=16NM (100K); NN=4500RPM; NATURAL COOLING; FRAME SIZE IMB 5 (IM V1, IM V3) FLANGE 1 POWER CONNECTOR ROTATABLE RESOLVER 2-POLE, WITH DRIVE CLIQ-INTERFACE SHAFT WITH FITTED KEY, TOLERANCE N; WITH HOLDING BRAKE PROTECTION CLASS IP65, | 2591 | TEM | 1 | MC | 16 | 1
1FK70832AH711PB2 | SIMOTICS S SYNCHRONOUS MOTOR 1FK7-CT PN=1,4 KW; UZK=600V M0=16NM (100K); NN=4500RPM; NATURAL COOLING; FRAME SIZE IMB 5 (IM V1, IM V3) FLANGE 1 POWER CONNECTOR ROTATABLE RESOLVER 2-POLE, WITH DRIVE CLIQ-INTERFACE SHAFT WITH FITTED KEY, TOLERANCE N; WITH HOLDING BRAKE PROTECTION CLASS IP65, FLANGE ON DRIVE END IP67; | 2591 | TEM | 1 | MC | 16 | 1
1FK70832AH711PG0 | SIMOTICS S SYNCHRONOUS MOTOR 1FK7-CT PN=1,4 KW; UZK=600V M0=16NM (100K); NN=4500RPM; NATURAL COOLING; FRAME SIZE IMB 5 (IM V1, IM V3) FLANGE 1 POWER CONNECTOR ROTATABLE RESOLVER 2-POLE, WITH DRIVE CLIQ-INTERFACE PLAIN SHAFT, TOLERANCE N; W/O HOLDING BRAKE PROTECTION CLASS IP64; | 2000 | TEM | 1 | MC | 15.701 | 1
1FK70832AH711PG1 | SIMOTICS S SYNCHRONOUS MOTOR 1FK7-CT PN=1,4 KW; UZK=600V M0=16NM (100K); NN=4500RPM; NATURAL COOLING; FRAME SIZE IMB 5 (IM V1, IM V3) FLANGE 1 POWER CONNECTOR ROTATABLE RESOLVER 2-POLE, WITH DRIVE CLIQ-INTERFACE PLAIN SHAFT, TOLERANCE N; W/O HOLDING BRAKE PROTECTION CLASS IP65, | 2093 | TEM | 1 | MC | 15.701 | 1
1FK70832AH711PG2 | SIMOTICS S SYNCHRONOUS MOTOR 1FK7-CT PN=1,4 KW; UZK=600V M0=16NM (100K); NN=4500RPM; NATURAL COOLING; FRAME SIZE IMB 5 (IM V1, IM V3) FLANGE 1 POWER CONNECTOR ROTATABLE RESOLVER 2-POLE, WITH DRIVE CLIQ-INTERFACE PLAIN SHAFT, TOLERANCE N; W/O HOLDING BRAKE PROTECTION CLASS IP65, FLANGE ON DRIVE END IP67; | 2093 | TEM | 1 | MC | 15.701 | 1
1FK70832AH711PH0 | SIMOTICS S SYNCHRONOUS MOTOR 1FK7-CT PN=1,4 KW; UZK=600V M0=16NM (100K); NN=4500RPM; NATURAL COOLING; FRAME SIZE IMB 5 (IM V1, IM V3) FLANGE 1 POWER CONNECTOR ROTATABLE RESOLVER 2-POLE, WITH DRIVE CLIQ-INTERFACE PLAIN SHAFT, TOLERANCE N; WITH HOLDING BRAKE PROTECTION CLASS IP64; | 2411 | TEM | 1 | MC | 16 | 1
1FK70832AH711PH1 | SIMOTICS S SYNCHRONOUS MOTOR 1FK7-CT PN=1,4 KW; UZK=600V M0=16NM (100K); NN=4500RPM; NATURAL COOLING; FRAME SIZE IMB 5 (IM V1, IM V3) FLANGE 1 POWER CONNECTOR ROTATABLE RESOLVER 2-POLE, WITH DRIVE CLIQ-INTERFACE PLAIN SHAFT, TOLERANCE N; WITH HOLDING BRAKE PROTECTION CLASS IP65, | 2504 | TEM | 1 | MC | 16 | 1
1FK70832AH711PH2 | SIMOTICS S SYNCHRONOUS MOTOR 1FK7-CT PN=1,4 KW; UZK=600V M0=16NM (100K); NN=4500RPM; NATURAL COOLING; FRAME SIZE IMB 5 (IM V1, IM V3) FLANGE 1 POWER CONNECTOR ROTATABLE RESOLVER 2-POLE, WITH DRIVE CLIQ-INTERFACE PLAIN SHAFT, TOLERANCE N; WITH HOLDING BRAKE PROTECTION CLASS IP65, FLANGE ON DRIVE END IP67; | 2504 | TEM | 1 | MC | 16 | 1
1FK70832AH711QA0 | SIMOTICS S SYNCHRONOUS MOTOR 1FK7-CT PN=1,4 KW; UZK=600V M0=16NM (100K); NN=4500RPM; NATURAL COOLING; FRAME SIZE IMB 5 (IM V1, IM V3) FLANGE 1 POWER CONNECTOR ROTATABLE ABSOLUTE ENCODER SINGLETURN 20 BIT WITH DRIVE-CLIQ INTERFACE (ENCODER AS20DQI) SHAFT WITH FITTED KEY, TOLERANCE N; W/O HOLDING BRAKE PROTECTION CLASS IP64; | 2189 | TEM | 1 | MC | 15.601 | 1
1FK70832AH711QA1 | SIMOTICS S SYNCHRONOUS MOTOR 1FK7-CT PN=1,4 KW; UZK=600V M0=16NM (100K); NN=4500RPM; NATURAL COOLING; FRAME SIZE IMB 5 (IM V1, IM V3) FLANGE 1 POWER CONNECTOR ROTATABLE ABSOLUTE ENCODER SINGLETURN 20 BIT WITH DRIVE-CLIQ INTERFACE (ENCODER AS20DQI) SHAFT WITH FITTED KEY, TOLERANCE N; W/O HOLDING BRAKE PROTECTION CLASS IP65, | 2282 | TEM | 1 | MC | 15.601 | 1
1FK70832AH711QA2 | SIMOTICS S SYNCHRONOUS MOTOR 1FK7-CT PN=1,4 KW; UZK=600V M0=16NM (100K); NN=4500RPM; NATURAL COOLING; FRAME SIZE IMB 5 (IM V1, IM V3) FLANGE 1 POWER CONNECTOR ROTATABLE ABSOLUTE ENCODER SINGLETURN 20 BIT WITH DRIVE-CLIQ INTERFACE (ENCODER AS20DQI) SHAFT WITH FITTED KEY, TOLERANCE N; W/O HOLDING BRAKE PROTECTION CLASS IP65, FLANGE ON DRIVE END IP67; | 2282 | TEM | 1 | MC | 15.601 | 1
1FK70832AH711QB0 | SIMOTICS S SYNCHRONOUS MOTOR 1FK7-CT PN=1,4 KW; UZK=600V M0=16NM (100K); NN=4500RPM; NATURAL COOLING; FRAME SIZE IMB 5 (IM V1, IM V3) FLANGE 1 POWER CONNECTOR ROTATABLE ABSOLUTE ENCODER SINGLETURN 20 BIT WITH DRIVE-CLIQ INTERFACE (ENCODER AS20DQI) SHAFT WITH FITTED KEY, TOLERANCE N; WITH HOLDING BRAKE PROTECTION CLASS IP64; | 2600 | TEM | 1 | MC | 15.9 | 1
1FK70832AH711QB1 | SIMOTICS S SYNCHRONOUS MOTOR 1FK7-CT PN=1,4 KW; UZK=600V M0=16NM (100K); NN=4500RPM; NATURAL COOLING; FRAME SIZE IMB 5 (IM V1, IM V3) FLANGE 1 POWER CONNECTOR ROTATABLE ABSOLUTE ENCODER SINGLETURN 20 BIT WITH DRIVE-CLIQ INTERFACE (ENCODER AS20DQI) SHAFT WITH FITTED KEY, TOLERANCE N; WITH HOLDING BRAKE PROTECTION CLASS IP65, | 2694 | TEM | 1 | MC | 15.9 | 1
1FK70832AH711QB2 | SIMOTICS S SYNCHRONOUS MOTOR 1FK7-CT PN=1,4 KW; UZK=600V M0=16NM (100K); NN=4500RPM; NATURAL COOLING; FRAME SIZE IMB 5 (IM V1, IM V3) FLANGE 1 POWER CONNECTOR ROTATABLE ABSOLUTE ENCODER SINGLETURN 20 BIT WITH DRIVE-CLIQ INTERFACE (ENCODER AS20DQI) SHAFT WITH FITTED KEY, TOLERANCE N; WITH HOLDING BRAKE PROTECTION CLASS IP65, FLANGE ON DRIVE END IP67; | 2694 | TEM | 1 | MC | 15.9 | 1
1FK70832AH711QG0 | SIMOTICS S SYNCHRONOUS MOTOR 1FK7-CT PN=1,4 KW; UZK=600V M0=16NM (100K); NN=4500RPM; NATURAL COOLING; FRAME SIZE IMB 5 (IM V1, IM V3) FLANGE 1 POWER CONNECTOR ROTATABLE ABSOLUTE ENCODER SINGLETURN 20 BIT WITH DRIVE-CLIQ INTERFACE (ENCODER AS20DQI) PLAIN SHAFT, TOLERANCE N; W/O HOLDING BRAKE PROTECTION CLASS IP64; | 2103 | TEM | 1 | MC | 15.601 | 1
1FK70832AH711QG1 | SIMOTICS S SYNCHRONOUS MOTOR 1FK7-CT PN=1,4 KW; UZK=600V M0=16NM (100K); NN=4500RPM; NATURAL COOLING; FRAME SIZE IMB 5 (IM V1, IM V3) FLANGE 1 POWER CONNECTOR ROTATABLE ABSOLUTE ENCODER SINGLETURN 20 BIT WITH DRIVE-CLIQ INTERFACE (ENCODER AS20DQI) PLAIN SHAFT, TOLERANCE N; W/O HOLDING BRAKE PROTECTION CLASS IP65, | 2196 | TEM | 1 | MC | 15.601 | 1
1FK70832AH711QG2 | SIMOTICS S SYNCHRONOUS MOTOR 1FK7-CT PN=1,4 KW; UZK=600V M0=16NM (100K); NN=4500RPM; NATURAL COOLING; FRAME SIZE IMB 5 (IM V1, IM V3) FLANGE 1 POWER CONNECTOR ROTATABLE ABSOLUTE ENCODER SINGLETURN 20 BIT WITH DRIVE-CLIQ INTERFACE (ENCODER AS20DQI) PLAIN SHAFT, TOLERANCE N; W/O HOLDING BRAKE PROTECTION CLASS IP65, FLANGE ON DRIVE END IP67; | 2196 | TEM | 1 | MC | 15.601 | 1
1FK70832AH711QH0 | SIMOTICS S SYNCHRONOUS MOTOR 1FK7-CT PN=1,4 KW; UZK=600V M0=16NM (100K); NN=4500RPM; NATURAL COOLING; FRAME SIZE IMB 5 (IM V1, IM V3) FLANGE 1 POWER CONNECTOR ROTATABLE ABSOLUTE ENCODER SINGLETURN 20 BIT WITH DRIVE-CLIQ INTERFACE (ENCODER AS20DQI) PLAIN SHAFT, TOLERANCE N; WITH HOLDING BRAKE PROTECTION CLASS IP64; | 2514 | TEM | 1 | MC | 15.9 | 1
1FK70832AH711QH1 | SIMOTICS S SYNCHRONOUS MOTOR 1FK7-CT PN=1,4 KW; UZK=600V M0=16NM (100K); NN=4500RPM; NATURAL COOLING; FRAME SIZE IMB 5 (IM V1, IM V3) FLANGE 1 POWER CONNECTOR ROTATABLE ABSOLUTE ENCODER SINGLETURN 20 BIT WITH DRIVE-CLIQ INTERFACE (ENCODER AS20DQI) PLAIN SHAFT, TOLERANCE N; WITH HOLDING BRAKE PROTECTION CLASS IP65, | 2607 | TEM | 1 | MC | 15.9 | 1
1FK70832AH711QH2 | SIMOTICS S SYNCHRONOUS MOTOR 1FK7-CT PN=1,4 KW; UZK=600V M0=16NM (100K); NN=4500RPM; NATURAL COOLING; FRAME SIZE IMB 5 (IM V1, IM V3) FLANGE 1 POWER CONNECTOR ROTATABLE ABSOLUTE ENCODER SINGLETURN 20 BIT WITH DRIVE-CLIQ INTERFACE (ENCODER AS20DQI) PLAIN SHAFT, TOLERANCE N; WITH HOLDING BRAKE PROTECTION CLASS IP65, FLANGE ON DRIVE END IP67; | 2607 | TEM | 1 | MC | 15.9 | 1
1FK70832AH711RA0 | SIMOTICS S SYNCHRONOUS MOTOR 1FK7-CT PN=1,4 KW; UZK=600V M0=16NM (100K); NN=4500RPM; NATURAL COOLING; FRAME SIZE IMB 5 (IM V1, IM V3) FLANGE 1 POWER CONNECTOR ROTATABLE ABSOLUTE ENCODER 20 BIT + 12 BIT MULTITURN WITH DRIVE-CLIQ INTERFACE (ENCODER AM20DQI) SHAFT WITH FITTED KEY, TOLERANCE N; W/O HOLDING BRAKE PROTECTION CLASS IP64; | 2563 | TEM | 1 | MC | 15.601 | 1
1FK70832AH711RA1 | SIMOTICS S SYNCHRONOUS MOTOR 1FK7-CT PN=1,4 KW; UZK=600V M0=16NM (100K); NN=4500RPM; NATURAL COOLING; FRAME SIZE IMB 5 (IM V1, IM V3) FLANGE 1 POWER CONNECTOR ROTATABLE ABSOLUTE ENCODER 20 BIT + 12 BIT MULTITURN WITH DRIVE-CLIQ INTERFACE (ENCODER AM20DQI) SHAFT WITH FITTED KEY, TOLERANCE N; W/O HOLDING BRAKE PROTECTION CLASS IP65, | 2656 | TEM | 1 | MC | 15.601 | 1
1FK70832AH711RA2 | SIMOTICS S SYNCHRONOUS MOTOR 1FK7-CT PN=1,4 KW; UZK=600V M0=16NM (100K); NN=4500RPM; NATURAL COOLING; FRAME SIZE IMB 5 (IM V1, IM V3) FLANGE 1 POWER CONNECTOR ROTATABLE ABSOLUTE ENCODER 20 BIT + 12 BIT MULTITURN WITH DRIVE-CLIQ INTERFACE (ENCODER AM20DQI) SHAFT WITH FITTED KEY, TOLERANCE N; W/O HOLDING BRAKE PROTECTION CLASS IP65, FLANGE ON DRIVE END IP67; | 2656 | TEM | 1 | MC | 15.601 | 1
1FK70832AH711RB0 | SIMOTICS S SYNCHRONOUS MOTOR 1FK7-CT PN=1,4 KW; UZK=600V M0=16NM (100K); NN=4500RPM; NATURAL COOLING; FRAME SIZE IMB 5 (IM V1, IM V3) FLANGE 1 POWER CONNECTOR ROTATABLE ABSOLUTE ENCODER 20 BIT + 12 BIT MULTITURN WITH DRIVE-CLIQ INTERFACE (ENCODER AM20DQI) SHAFT WITH FITTED KEY, TOLERANCE N; WITH HOLDING BRAKE PROTECTION CLASS IP64; | 2974 | TEM | 1 | MC | 15.9 | 1
1FK70832AH711RB1 | SIMOTICS S SYNCHRONOUS MOTOR 1FK7-CT PN=1,4 KW; UZK=600V M0=16NM (100K); NN=4500RPM; NATURAL COOLING; FRAME SIZE IMB 5 (IM V1, IM V3) FLANGE 1 POWER CONNECTOR ROTATABLE ABSOLUTE ENCODER 20 BIT + 12 BIT MULTITURN WITH DRIVE-CLIQ INTERFACE (ENCODER AM20DQI) SHAFT WITH FITTED KEY, TOLERANCE N; WITH HOLDING BRAKE PROTECTION CLASS IP65, | 3068 | TEM | 1 | MC | 15.9 | 1
1FK70832AH711RB2 | SIMOTICS S SYNCHRONOUS MOTOR 1FK7-CT PN=1,4 KW; UZK=600V M0=16NM (100K); NN=4500RPM; NATURAL COOLING; FRAME SIZE IMB 5 (IM V1, IM V3) FLANGE 1 POWER CONNECTOR ROTATABLE ABSOLUTE ENCODER 20 BIT + 12 BIT MULTITURN WITH DRIVE-CLIQ INTERFACE (ENCODER AM20DQI) SHAFT WITH FITTED KEY, TOLERANCE N; WITH HOLDING BRAKE PROTECTION CLASS IP65, FLANGE ON DRIVE END IP67; | 3068 | TEM | 1 | MC | 15.9 | 1
1FK70832AH711RG0 | SIMOTICS S SYNCHRONOUS MOTOR 1FK7-CT PN=1,4 KW; UZK=600V M0=16NM (100K); NN=4500RPM; NATURAL COOLING; FRAME SIZE IMB 5 (IM V1, IM V3) FLANGE 1 POWER CONNECTOR ROTATABLE ABSOLUTE ENCODER 20 BIT + 12 BIT MULTITURN WITH DRIVE-CLIQ INTERFACE (ENCODER AM20DQI) PLAIN SHAFT, TOLERANCE N; W/O HOLDING BRAKE PROTECTION CLASS IP64; | 2477 | TEM | 1 | MC | 15.601 | 1
1FK70832AH711RG1 | SIMOTICS S SYNCHRONOUS MOTOR 1FK7-CT PN=1,4 KW; UZK=600V M0=16NM (100K); NN=4500RPM; NATURAL COOLING; FRAME SIZE IMB 5 (IM V1, IM V3) FLANGE 1 POWER CONNECTOR ROTATABLE ABSOLUTE ENCODER 20 BIT + 12 BIT MULTITURN WITH DRIVE-CLIQ INTERFACE (ENCODER AM20DQI) PLAIN SHAFT, TOLERANCE N; W/O HOLDING BRAKE PROTECTION CLASS IP65, | 2570 | TEM | 1 | MC | 15.601 | 1
1FK70832AH711RG2 | SIMOTICS S SYNCHRONOUS MOTOR 1FK7-CT PN=1,4 KW; UZK=600V M0=16NM (100K); NN=4500RPM; NATURAL COOLING; FRAME SIZE IMB 5 (IM V1, IM V3) FLANGE 1 POWER CONNECTOR ROTATABLE ABSOLUTE ENCODER 20 BIT + 12 BIT MULTITURN WITH DRIVE-CLIQ INTERFACE (ENCODER AM20DQI) PLAIN SHAFT, TOLERANCE N; W/O HOLDING BRAKE PROTECTION CLASS IP65, FLANGE ON DRIVE END IP67; | 2570 | TEM | 1 | MC | 15.601 | 1
1FK70832AH711RH0 | SIMOTICS S SYNCHRONOUS MOTOR 1FK7-CT PN=1,4 KW; UZK=600V M0=16NM (100K); NN=4500RPM; NATURAL COOLING; FRAME SIZE IMB 5 (IM V1, IM V3) FLANGE 1 POWER CONNECTOR ROTATABLE ABSOLUTE ENCODER 20 BIT + 12 BIT MULTITURN WITH DRIVE-CLIQ INTERFACE (ENCODER AM20DQI) PLAIN SHAFT, TOLERANCE N; WITH HOLDING BRAKE PROTECTION CLASS IP64; | 2888 | TEM | 1 | MC | 15.9 | 1
1FK70832AH711RH1 | SIMOTICS S SYNCHRONOUS MOTOR 1FK7-CT PN=1,4 KW; UZK=600V M0=16NM (100K); NN=4500RPM; NATURAL COOLING; FRAME SIZE IMB 5 (IM V1, IM V3) FLANGE 1 POWER CONNECTOR ROTATABLE ABSOLUTE ENCODER 20 BIT + 12 BIT MULTITURN WITH DRIVE-CLIQ INTERFACE (ENCODER AM20DQI) PLAIN SHAFT, TOLERANCE N; WITH HOLDING BRAKE PROTECTION CLASS IP65, | 2981 | TEM | 1 | MC | 15.9 | 1
1FK70832AH711RH2 | SIMOTICS S SYNCHRONOUS MOTOR 1FK7-CT PN=1,4 KW; UZK=600V M0=16NM (100K); NN=4500RPM; NATURAL COOLING; FRAME SIZE IMB 5 (IM V1, IM V3) FLANGE 1 POWER CONNECTOR ROTATABLE ABSOLUTE ENCODER 20 BIT + 12 BIT MULTITURN WITH DRIVE-CLIQ INTERFACE (ENCODER AM20DQI) PLAIN SHAFT, TOLERANCE N; WITH HOLDING BRAKE PROTECTION CLASS IP65, FLANGE ON DRIVE END IP67; | 2981 | TEM | 1 | MC | 15.9 | 1
1FK70832AH711SA0 | SIMOTICS S SYNCHRONOUS MOTOR 1FK7-CT PN=1,4 KW; UZK=600V M0=16NM (100K); NN=4500RPM; NATURAL COOLING; FRAME SIZE IMB 5 (IM V1, IM V3) FLANGE 1, WITH KTY TEMPERATURESENSOR POWER CONNECTOR ROTATABLE RESOLVER MULTI-POLE (RESOLVER P=4); SHAFT WITH FITTED KEY, TOLERANCE N; W/O HOLDING BRAKE PROTECTION CLASS IP64; | 1845 | TEM | 1 | MC | 15.602 | 1
1FK70832AH711SA1 | SIMOTICS S SYNCHRONOUS MOTOR 1FK7-CT PN=1,4 KW; UZK=600V M0=16NM (100K); NN=4500RPM; NATURAL COOLING; FRAME SIZE IMB 5 (IM V1, IM V3) FLANGE 1, WITH KTY TEMPERATURESENSOR POWER CONNECTOR ROTATABLE RESOLVER MULTI-POLE (RESOLVER P=4); SHAFT WITH FITTED KEY, TOLERANCE N; W/O HOLDING BRAKE PROTECTION CLASS IP65, | 1938 | TEM | 1 | MC | 15.602 | 1
1FK70832AH711SA2 | SIMOTICS S SYNCHRONOUS MOTOR 1FK7-CT PN=1,4 KW; UZK=600V M0=16NM (100K); NN=4500RPM; NATURAL COOLING; FRAME SIZE IMB 5 (IM V1, IM V3) FLANGE 1, WITH KTY TEMPERATURESENSOR POWER CONNECTOR ROTATABLE RESOLVER MULTI-POLE (RESOLVER P=4); SHAFT WITH FITTED KEY, TOLERANCE N; W/O HOLDING BRAKE PROTECTION CLASS IP65, FLANGE ON DRIVE END IP67; | 1938 | TEM | 1 | MC | 15.602 | 1
1FK70832AH711SB0 | SIMOTICS S SYNCHRONOUS MOTOR 1FK7-CT PN=1,4 KW; UZK=600V M0=16NM (100K); NN=4500RPM; NATURAL COOLING; FRAME SIZE IMB 5 (IM V1, IM V3) FLANGE 1, WITH KTY TEMPERATURESENSOR POWER CONNECTOR ROTATABLE RESOLVER MULTI-POLE (RESOLVER P=4); SHAFT WITH FITTED KEY, TOLERANCE N; WITH HOLDING BRAKE PROTECTION CLASS IP64; | 2256 | TEM | 1 | MC | 15.901 | 1
1FK70832AH711SB1 | SIMOTICS S SYNCHRONOUS MOTOR 1FK7-CT PN=1,4 KW; UZK=600V M0=16NM (100K); NN=4500RPM; NATURAL COOLING; FRAME SIZE IMB 5 (IM V1, IM V3) FLANGE 1, WITH KTY TEMPERATURESENSOR POWER CONNECTOR ROTATABLE RESOLVER MULTI-POLE (RESOLVER P=4); SHAFT WITH FITTED KEY, TOLERANCE N; WITH HOLDING BRAKE PROTECTION CLASS IP65, | 2349 | TEM | 1 | MC | 15.901 | 1
1FK70832AH711SB2 | SIMOTICS S SYNCHRONOUS MOTOR 1FK7-CT PN=1,4 KW; UZK=600V M0=16NM (100K); NN=4500RPM; NATURAL COOLING; FRAME SIZE IMB 5 (IM V1, IM V3) FLANGE 1, WITH KTY TEMPERATURESENSOR POWER CONNECTOR ROTATABLE RESOLVER MULTI-POLE (RESOLVER P=4); SHAFT WITH FITTED KEY, TOLERANCE N; WITH HOLDING BRAKE PROTECTION CLASS IP65, FLANGE ON DRIVE END IP67; | 2349 | TEM | 1 | MC | 15.901 | 1
1FK70832AH711SG0 | SIMOTICS S SYNCHRONOUS MOTOR 1FK7-CT PN=1,4 KW; UZK=600V M0=16NM (100K); NN=4500RPM; NATURAL COOLING; FRAME SIZE IMB 5 (IM V1, IM V3) FLANGE 1, WITH KTY TEMPERATURESENSOR POWER CONNECTOR ROTATABLE RESOLVER MULTI-POLE (RESOLVER P=4); PLAIN SHAFT, TOLERANCE N; W/O HOLDING BRAKE PROTECTION CLASS IP64; | 1758 | TEM | 1 | MC | 15.602 | 1
1FK70832AH711SG1 | SIMOTICS S SYNCHRONOUS MOTOR 1FK7-CT PN=1,4 KW; UZK=600V M0=16NM (100K); NN=4500RPM; NATURAL COOLING; FRAME SIZE IMB 5 (IM V1, IM V3) FLANGE 1, WITH KTY TEMPERATURESENSOR POWER CONNECTOR ROTATABLE RESOLVER MULTI-POLE (RESOLVER P=4); PLAIN SHAFT, TOLERANCE N; W/O HOLDING BRAKE PROTECTION CLASS IP65, | 1852 | TEM | 1 | MC | 15.602 | 1
1FK70832AH711SG2 | SIMOTICS S SYNCHRONOUS MOTOR 1FK7-CT PN=1,4 KW; UZK=600V M0=16NM (100K); NN=4500RPM; NATURAL COOLING; FRAME SIZE IMB 5 (IM V1, IM V3) FLANGE 1, WITH KTY TEMPERATURESENSOR POWER CONNECTOR ROTATABLE RESOLVER MULTI-POLE (RESOLVER P=4); PLAIN SHAFT, TOLERANCE N; W/O HOLDING BRAKE PROTECTION CLASS IP65, FLANGE ON DRIVE END IP67; | 1852 | TEM | 1 | MC | 15.602 | 1
1FK70832AH711SH0 | SIMOTICS S SYNCHRONOUS MOTOR 1FK7-CT PN=1,4 KW; UZK=600V M0=16NM (100K); NN=4500RPM; NATURAL COOLING; FRAME SIZE IMB 5 (IM V1, IM V3) FLANGE 1, WITH KTY TEMPERATURESENSOR POWER CONNECTOR ROTATABLE RESOLVER MULTI-POLE (RESOLVER P=4); PLAIN SHAFT, TOLERANCE N; WITH HOLDING BRAKE PROTECTION CLASS IP64; | 2170 | TEM | 1 | MC | 15.901 | 1
1FK70832AH711SH1 | SIMOTICS S SYNCHRONOUS MOTOR 1FK7-CT PN=1,4 KW; UZK=600V M0=16NM (100K); NN=4500RPM; NATURAL COOLING; FRAME SIZE IMB 5 (IM V1, IM V3) FLANGE 1, WITH KTY TEMPERATURESENSOR POWER CONNECTOR ROTATABLE RESOLVER MULTI-POLE (RESOLVER P=4); PLAIN SHAFT, TOLERANCE N; WITH HOLDING BRAKE PROTECTION CLASS IP65, | 2263 | TEM | 1 | MC | 15.901 | 1
1FK70832AH711SH2 | SIMOTICS S SYNCHRONOUS MOTOR 1FK7-CT PN=1,4 KW; UZK=600V M0=16NM (100K); NN=4500RPM; NATURAL COOLING; FRAME SIZE IMB 5 (IM V1, IM V3) FLANGE 1, WITH KTY TEMPERATURESENSOR POWER CONNECTOR ROTATABLE RESOLVER MULTI-POLE (RESOLVER P=4); PLAIN SHAFT, TOLERANCE N; WITH HOLDING BRAKE PROTECTION CLASS IP65, FLANGE ON DRIVE END IP67; | 2263 | TEM | 1 | MC | 15.901 | 1
1FK70832AH711TA0 | SIMOTICS S SYNCHRONOUS MOTOR 1FK7-CT PN=1,4 KW; UZK=600V M0=16NM (100K); NN=4500RPM; NATURAL COOLING; FRAME SIZE IMB 5 (IM V1, IM V3) FLANGE 1, WITH KTY TEMPERATURESENSOR POWER CONNECTOR ROTATABLE RESOLVER 2-POLE (RESOLVER P=1); SHAFT WITH FITTED KEY, TOLERANCE N; W/O HOLDING BRAKE PROTECTION CLASS IP64; | 1845 | TEM | 1 | MC | 15.602 | 1
1FK70832AH711TA1 | SIMOTICS S SYNCHRONOUS MOTOR 1FK7-CT PN=1,4 KW; UZK=600V M0=16NM (100K); NN=4500RPM; NATURAL COOLING; FRAME SIZE IMB 5 (IM V1, IM V3) FLANGE 1, WITH KTY TEMPERATURESENSOR POWER CONNECTOR ROTATABLE RESOLVER 2-POLE (RESOLVER P=1); SHAFT WITH FITTED KEY, TOLERANCE N; W/O HOLDING BRAKE PROTECTION CLASS IP65, | 1938 | TEM | 1 | MC | 15.602 | 1
1FK70832AH711TA2 | SIMOTICS S SYNCHRONOUS MOTOR 1FK7-CT PN=1,4 KW; UZK=600V M0=16NM (100K); NN=4500RPM; NATURAL COOLING; FRAME SIZE IMB 5 (IM V1, IM V3) FLANGE 1, WITH KTY TEMPERATURESENSOR POWER CONNECTOR ROTATABLE RESOLVER 2-POLE (RESOLVER P=1); SHAFT WITH FITTED KEY, TOLERANCE N; W/O HOLDING BRAKE PROTECTION CLASS IP65, FLANGE ON DRIVE END IP67; | 1938 | TEM | 1 | MC | 15.602 | 1
1FK70832AH711TB0 | SIMOTICS S SYNCHRONOUS MOTOR 1FK7-CT PN=1,4 KW; UZK=600V M0=16NM (100K); NN=4500RPM; NATURAL COOLING; FRAME SIZE IMB 5 (IM V1, IM V3) FLANGE 1, WITH KTY TEMPERATURESENSOR POWER CONNECTOR ROTATABLE RESOLVER 2-POLE (RESOLVER P=1); SHAFT WITH FITTED KEY, TOLERANCE N; WITH HOLDING BRAKE PROTECTION CLASS IP64; | 2256 | TEM | 1 | MC | 15.901 | 1
1FK70832AH711TB1 | SIMOTICS S SYNCHRONOUS MOTOR 1FK7-CT PN=1,4 KW; UZK=600V M0=16NM (100K); NN=4500RPM; NATURAL COOLING; FRAME SIZE IMB 5 (IM V1, IM V3) FLANGE 1, WITH KTY TEMPERATURESENSOR POWER CONNECTOR ROTATABLE RESOLVER 2-POLE (RESOLVER P=1); SHAFT WITH FITTED KEY, TOLERANCE N; WITH HOLDING BRAKE PROTECTION CLASS IP65, | 2349 | TEM | 1 | MC | 15.901 | 1
1FK70832AH711TB2 | SIMOTICS S SYNCHRONOUS MOTOR 1FK7-CT PN=1,4 KW; UZK=600V M0=16NM (100K); NN=4500RPM; NATURAL COOLING; FRAME SIZE IMB 5 (IM V1, IM V3) FLANGE 1, WITH KTY TEMPERATURESENSOR POWER CONNECTOR ROTATABLE RESOLVER 2-POLE (RESOLVER P=1); SHAFT WITH FITTED KEY, TOLERANCE N; WITH HOLDING BRAKE PROTECTION CLASS IP65, FLANGE ON DRIVE END IP67; | 2349 | TEM | 1 | MC | 15.901 | 1
1FK70832AH711TG0 | SIMOTICS S SYNCHRONOUS MOTOR 1FK7-CT PN=1,4 KW; UZK=600V M0=16NM (100K); NN=4500RPM; NATURAL COOLING; FRAME SIZE IMB 5 (IM V1, IM V3) FLANGE 1, WITH KTY TEMPERATURESENSOR POWER CONNECTOR ROTATABLE RESOLVER 2-POLE (RESOLVER P=1); PLAIN SHAFT, TOLERANCE N; W/O HOLDING BRAKE PROTECTION CLASS IP64; | 1758 | TEM | 1 | MC | 15.602 | 1
1FK70832AH711TG1 | SIMOTICS S SYNCHRONOUS MOTOR 1FK7-CT PN=1,4 KW; UZK=600V M0=16NM (100K); NN=4500RPM; NATURAL COOLING; FRAME SIZE IMB 5 (IM V1, IM V3) FLANGE 1, WITH KTY TEMPERATURESENSOR POWER CONNECTOR ROTATABLE RESOLVER 2-POLE (RESOLVER P=1); PLAIN SHAFT, TOLERANCE N; W/O HOLDING BRAKE PROTECTION CLASS IP65, | 1852 | TEM | 1 | MC | 15.602 | 1
1FK70832AH711TG2 | SIMOTICS S SYNCHRONOUS MOTOR 1FK7-CT PN=1,4 KW; UZK=600V M0=16NM (100K); NN=4500RPM; NATURAL COOLING; FRAME SIZE IMB 5 (IM V1, IM V3) FLANGE 1, WITH KTY TEMPERATURESENSOR POWER CONNECTOR ROTATABLE RESOLVER 2-POLE (RESOLVER P=1); PLAIN SHAFT, TOLERANCE N; W/O HOLDING BRAKE PROTECTION CLASS IP65, FLANGE ON DRIVE END IP67; | 1852 | TEM | 1 | MC | 15.602 | 1
1FK70832AH711TH0 | SIMOTICS S SYNCHRONOUS MOTOR 1FK7-CT PN=1,4 KW; UZK=600V M0=16NM (100K); NN=4500RPM; NATURAL COOLING; FRAME SIZE IMB 5 (IM V1, IM V3) FLANGE 1, WITH KTY TEMPERATURESENSOR POWER CONNECTOR ROTATABLE RESOLVER 2-POLE (RESOLVER P=1); PLAIN SHAFT, TOLERANCE N; WITH HOLDING BRAKE PROTECTION CLASS IP64; | 2170 | TEM | 1 | MC | 15.901 | 1
1FK70832AH711TH1 | SIMOTICS S SYNCHRONOUS MOTOR 1FK7-CT PN=1,4 KW; UZK=600V M0=16NM (100K); NN=4500RPM; NATURAL COOLING; FRAME SIZE IMB 5 (IM V1, IM V3) FLANGE 1, WITH KTY TEMPERATURESENSOR POWER CONNECTOR ROTATABLE RESOLVER 2-POLE (RESOLVER P=1); PLAIN SHAFT, TOLERANCE N; WITH HOLDING BRAKE PROTECTION CLASS IP65, | 2263 | TEM | 1 | MC | 15.901 | 1
1FK70832AH711TH2 | SIMOTICS S SYNCHRONOUS MOTOR 1FK7-CT PN=1,4 KW; UZK=600V M0=16NM (100K); NN=4500RPM; NATURAL COOLING; FRAME SIZE IMB 5 (IM V1, IM V3) FLANGE 1, WITH KTY TEMPERATURESENSOR POWER CONNECTOR ROTATABLE RESOLVER 2-POLE (RESOLVER P=1); PLAIN SHAFT, TOLERANCE N; WITH HOLDING BRAKE PROTECTION CLASS IP65, FLANGE ON DRIVE END IP67; | 2263 | TEM | 1 | MC | 15.901 | 1
1FK70832AH711UA0 | SIMOTICS S SYNCHRONOUS MOTOR 1FK7-CT PN=1,4 KW; UZK=600V M0=16NM (100K); NN=4500RPM; NATURAL COOLING; FRAME SIZE IMB 5 (IM V1, IM V3) FLANGE 1 POWER CONNECTOR ROTATABLE RESOLVER MULTI-POLE WITH DRIVE-CLIQ INTERFACE; SHAFT WITH FITTED KEY, TOLERANCE N; W/O HOLDING BRAKE PROTECTION CLASS IP64; | 2086 | TEM | 1 | MC | 15.602 | 1
1FK70832AH711UA1 | SIMOTICS S SYNCHRONOUS MOTOR 1FK7-CT PN=1,4 KW; UZK=600V M0=16NM (100K); NN=4500RPM; NATURAL COOLING; FRAME SIZE IMB 5 (IM V1, IM V3) FLANGE 1 POWER CONNECTOR ROTATABLE RESOLVER MULTI-POLE WITH DRIVE-CLIQ INTERFACE; SHAFT WITH FITTED KEY, TOLERANCE N; W/O HOLDING BRAKE PROTECTION CLASS IP65, | 2179 | TEM | 1 | MC | 15.602 | 1
1FK70832AH711UA2 | SIMOTICS S SYNCHRONOUS MOTOR 1FK7-CT PN=1,4 KW; UZK=600V M0=16NM (100K); NN=4500RPM; NATURAL COOLING; FRAME SIZE IMB 5 (IM V1, IM V3) FLANGE 1 POWER CONNECTOR ROTATABLE RESOLVER MULTI-POLE WITH DRIVE-CLIQ INTERFACE; SHAFT WITH FITTED KEY, TOLERANCE N; W/O HOLDING BRAKE PROTECTION CLASS IP65, FLANGE ON DRIVE END IP67; | 2179 | TEM | 1 | MC | 15.602 | 1
1FK70832AH711UB0 | SIMOTICS S SYNCHRONOUS MOTOR 1FK7-CT PN=1,4 KW; UZK=600V M0=16NM (100K); NN=4500RPM; NATURAL COOLING; FRAME SIZE IMB 5 (IM V1, IM V3) FLANGE 1 POWER CONNECTOR ROTATABLE RESOLVER MULTI-POLE WITH DRIVE-CLIQ INTERFACE; SHAFT WITH FITTED KEY, TOLERANCE N; WITH HOLDING BRAKE PROTECTION CLASS IP64; | 2497 | TEM | 1 | MC | 15.901 | 1
1FK70832AH711UB1 | SIMOTICS S SYNCHRONOUS MOTOR 1FK7-CT PN=1,4 KW; UZK=600V M0=16NM (100K); NN=4500RPM; NATURAL COOLING; FRAME SIZE IMB 5 (IM V1, IM V3) FLANGE 1 POWER CONNECTOR ROTATABLE RESOLVER MULTI-POLE WITH DRIVE-CLIQ INTERFACE; SHAFT WITH FITTED KEY, TOLERANCE N; WITH HOLDING BRAKE PROTECTION CLASS IP65, | 2591 | TEM | 1 | MC | 15.901 | 1
1FK70832AH711UB2 | SIMOTICS S SYNCHRONOUS MOTOR 1FK7-CT PN=1,4 KW; UZK=600V M0=16NM (100K); NN=4500RPM; NATURAL COOLING; FRAME SIZE IMB 5 (IM V1, IM V3) FLANGE 1 POWER CONNECTOR ROTATABLE RESOLVER MULTI-POLE WITH DRIVE-CLIQ INTERFACE; SHAFT WITH FITTED KEY, TOLERANCE N; WITH HOLDING BRAKE PROTECTION CLASS IP65, FLANGE ON DRIVE END IP67; | 2591 | TEM | 1 | MC | 15.901 | 1
1FK70832AH711UG0 | SIMOTICS S SYNCHRONOUS MOTOR 1FK7-CT PN=1,4 KW; UZK=600V M0=16NM (100K); NN=4500RPM; NATURAL COOLING; FRAME SIZE IMB 5 (IM V1, IM V3) FLANGE 1 POWER CONNECTOR ROTATABLE RESOLVER MULTI-POLE WITH DRIVE-CLIQ INTERFACE; PLAIN SHAFT, TOLERANCE N; W/O HOLDING BRAKE PROTECTION CLASS IP64; | 2000 | TEM | 1 | MC | 15.602 | 1
1FK70832AH711UG1 | SIMOTICS S SYNCHRONOUS MOTOR 1FK7-CT PN=1,4 KW; UZK=600V M0=16NM (100K); NN=4500RPM; NATURAL COOLING; FRAME SIZE IMB 5 (IM V1, IM V3) FLANGE 1 POWER CONNECTOR ROTATABLE RESOLVER MULTI-POLE WITH DRIVE-CLIQ INTERFACE; PLAIN SHAFT, TOLERANCE N; W/O HOLDING BRAKE PROTECTION CLASS IP65, | 2093 | TEM | 1 | MC | 15.602 | 1
1FK70832AH711UG2 | SIMOTICS S SYNCHRONOUS MOTOR 1FK7-CT PN=1,4 KW; UZK=600V M0=16NM (100K); NN=4500RPM; NATURAL COOLING; FRAME SIZE IMB 5 (IM V1, IM V3) FLANGE 1 POWER CONNECTOR ROTATABLE RESOLVER MULTI-POLE WITH DRIVE-CLIQ INTERFACE; PLAIN SHAFT, TOLERANCE N; W/O HOLDING BRAKE PROTECTION CLASS IP65, FLANGE ON DRIVE END IP67; | 2093 | TEM | 1 | MC | 15.602 | 1
1FK70832AH711UH0 | SIMOTICS S SYNCHRONOUS MOTOR 1FK7-CT PN=1,4 KW; UZK=600V M0=16NM (100K); NN=4500RPM; NATURAL COOLING; FRAME SIZE IMB 5 (IM V1, IM V3) FLANGE 1 POWER CONNECTOR ROTATABLE RESOLVER MULTI-POLE WITH DRIVE-CLIQ INTERFACE; PLAIN SHAFT, TOLERANCE N; WITH HOLDING BRAKE PROTECTION CLASS IP64; | 2411 | TEM | 1 | MC | 15.901 | 1
1FK70832AH711UH1 | SIMOTICS S SYNCHRONOUS MOTOR 1FK7-CT PN=1,4 KW; UZK=600V M0=16NM (100K); NN=4500RPM; NATURAL COOLING; FRAME SIZE IMB 5 (IM V1, IM V3) FLANGE 1 POWER CONNECTOR ROTATABLE RESOLVER MULTI-POLE WITH DRIVE-CLIQ INTERFACE; PLAIN SHAFT, TOLERANCE N; WITH HOLDING BRAKE PROTECTION CLASS IP65, | 2504 | TEM | 1 | MC | 15.901 | 1
1FK70832AH711UH2 | SIMOTICS S SYNCHRONOUS MOTOR 1FK7-CT PN=1,4 KW; UZK=600V M0=16NM (100K); NN=4500RPM; NATURAL COOLING; FRAME SIZE IMB 5 (IM V1, IM V3) FLANGE 1 POWER CONNECTOR ROTATABLE RESOLVER MULTI-POLE WITH DRIVE-CLIQ INTERFACE; PLAIN SHAFT, TOLERANCE N; WITH HOLDING BRAKE PROTECTION CLASS IP65, FLANGE ON DRIVE END IP67; | 2504 | TEM | 1 | MC | 15.901 | 1
1FK70835AC711AB2 | SIMOTICS S SYNCHRONOUS SERVOMOTORS 1FK7 COMPACT 16NM, 100K, 2000RPM, 2,62KW NATURAL AIR COOLING, IM B5 (IM V1, IM V3) POWER/SIGNAL CONNECTORS CONN. CAN BE ROTATED BY 270 DEGR., INCREM. ENCODER, SIN/COS 1 VPP 2048 P/REV (ENCODER I-2048); SHAFT WITH FITTED KEY, TOLERANCE N; WITH HOLDING BRAKE DEGREE OF PROTECTION IP65 FLANGE ON DRIVE END IP67 | 3188 | TEM | 1 | MC | 16.502 | 1
1FK70835AC711AG0 | SIMOTICS S SYNCHRONOUS SERVOMOTORS 1FK7 COMPACT 16NM, 100K, 2000RPM, 2,62KW NATURAL AIR COOLING, IM B5 (IM V1, IM V3) POWER/SIGNAL CONNECTORS CONN. CAN BE ROTATED BY 270 DEGR., INCREM. ENCODER, SIN/COS 1 VPP 2048 P/REV (ENCODER I-2048); PLAIN SHAFT, TOLERANCE N; W/O HOLDING BRAKE DEGREE OF PROTECTION IP64 | 2546 | TEM | 1 | MC | 14.003 | 1
1FK70835AC711AG2 | SIMOTICS S SYNCHRONOUS SERVOMOTORS 1FK7 COMPACT 16NM, 100K, 2000RPM, 2,62KW NATURAL AIR COOLING, IM B5 (IM V1, IM V3) POWER/SIGNAL CONNECTORS CONN. CAN BE ROTATED BY 270 DEGR., INCREM. ENCODER, SIN/COS 1 VPP 2048 P/REV (ENCODER I-2048); PLAIN SHAFT, TOLERANCE N; W/O HOLDING BRAKE DEGREE OF PROTECTION IP65 FLANGE ON DRIVE END IP67 | 2648 | TEM | 1 | MC | 14.003 | 1
1FK70835AC711AG3 | SIMOTICS S SYNCHRONOUS SERVOMOTORS 1FK7 COMPACT 16NM, 100K, 2000RPM, 2,62KW NATURAL AIR COOLING, IM B5 (IM V1, IM V3) POWER/SIGNAL CONNECTORS CONN. CAN BE ROTATED BY 270 DEGR., INCREM. ENCODER, SIN/COS 1 VPP 2048 P/REV (ENCODER I-2048); PLAIN SHAFT, TOLERANCE N; W/O HOLDING BRAKE DEGREE OF PROTECTION IP64; PAINT FINISH RAL7016 | 2595 | TEM | 1 | MC | 14.003 | 1
1FK70835AC711AH0 | SIMOTICS S SYNCHRONOUS SERVOMOTORS 1FK7 COMPACT 16NM, 100K, 2000RPM, 2,62KW NATURAL AIR COOLING, IM B5 (IM V1, IM V3) POWER/SIGNAL CONNECTORS CONN. CAN BE ROTATED BY 270 DEGR., INCREM. ENCODER, SIN/COS 1 VPP 2048 P/REV (ENCODER I-2048); PLAIN SHAFT, TOLERANCE N; WITH HOLDING BRAKE DEGREE OF PROTECTION IP64 | 2993 | TEM | 1 | MC | 16.502 | 1
1FK70835AC711AH2 | SIMOTICS S SYNCHRONOUS SERVOMOTORS 1FK7 COMPACT 16NM, 100K, 2000RPM, 2,62KW NATURAL AIR COOLING, IM B5 (IM V1, IM V3) POWER/SIGNAL CONNECTORS CONN. CAN BE ROTATED BY 270 DEGR., INCREM. ENCODER, SIN/COS 1 VPP 2048 P/REV (ENCODER I-2048); PLAIN SHAFT, TOLERANCE N; WITH HOLDING BRAKE DEGREE OF PROTECTION IP65 FLANGE ON DRIVE END IP67 | 3094 | TEM | 1 | MC | 16.502 | 1
1FK70835AC711DA2 | SIMOTICS S SYNCHRONOUS SERVOMOTORS 1FK7 COMPACT 16NM, 100K, 2000RPM, 2,62KW NATURAL AIR COOLING, IM B5 (IM V1, IM V3) POWER/SIGNAL CONNECTORS CONN. CAN BE ROTATED BY 270 DEGR., INCREMENTAL ENCODER 2048 P/REV (ENCODER I-2048) WITH DRIVE-CLIQ INTERFACE; SHAFT WITH FITTED KEY, TOLERANCE N; W/O HOLDING BRAKE DEGREE OF PROTECTION IP65 FLANGE ON DRIVE END IP67 | 3003 | TEM | 1 | MC | 14.003 | 1
1FK70835AC711DB0 | SIMOTICS S SYNCHRONOUS SERVOMOTORS 1FK7 COMPACT 16NM, 100K, 2000RPM, 2,62KW NATURAL AIR COOLING, IM B5 (IM V1, IM V3) POWER/SIGNAL CONNECTORS CONN. CAN BE ROTATED BY 270 DEGR., INCREMENTAL ENCODER 2048 P/REV (ENCODER I-2048) WITH DRIVE-CLIQ INTERFACE; SHAFT WITH FITTED KEY, TOLERANCE N; WITH HOLDING BRAKE DEGREE OF PROTECTION IP64 | 3348 | TEM | 1 | MC | 16.502 | 1
1FK70835AC711DG0 | SIMOTICS S SYNCHRONOUS SERVOMOTORS 1FK7 COMPACT 16NM, 100K, 2000RPM, 2,62KW NATURAL AIR COOLING, IM B5 (IM V1, IM V3) POWER/SIGNAL CONNECTORS CONN. CAN BE ROTATED BY 270 DEGR., INCREMENTAL ENCODER 2048 P/REV (ENCODER I-2048) WITH DRIVE-CLIQ INTERFACE; PLAIN SHAFT, TOLERANCE N; W/O HOLDING BRAKE DEGREE OF PROTECTION IP64 | 2808 | TEM | 1 | MC | 14.003 | 1
1FK70835AC711DG3 | SIMOTICS S SYNCHRONOUS SERVOMOTORS 1FK7 COMPACT 16NM, 100K, 2000RPM, 2,62KW NATURAL AIR COOLING, IM B5 (IM V1, IM V3) POWER/SIGNAL CONNECTORS CONN. CAN BE ROTATED BY 270 DEGR., INCREMENTAL ENCODER 2048 P/REV (ENCODER I-2048) WITH DRIVE-CLIQ INTERFACE; PLAIN SHAFT, TOLERANCE N; W/O HOLDING BRAKE DEGREE OF PROTECTION IP64; PAINT FINISH RAL7016 | 2857 | TEM | 1 | MC | 14.003 | 1
1FK70835AC711DG5 | SIMOTICS S SYNCHRONOUS SERVOMOTORS 1FK7 COMPACT 16NM, 100K, 2000RPM, 2,62KW NATURAL AIR COOLING, IM B5 (IM V1, IM V3) POWER/SIGNAL CONNECTORS CONN. CAN BE ROTATED BY 270 DEGR., INCREMENTAL ENCODER 2048 P/REV (ENCODER I-2048) WITH DRIVE-CLIQ INTERFACE; PLAIN SHAFT, TOLERANCE N; W/O HOLDING BRAKE DEGREE OF PROTECTION IP65 AS FLANGE IP67; PAINT FINISH RAL7016 | 2959 | TEM | 1 | MC | 14.003 | 1
1FK70835AC711DH0 | SIMOTICS S SYNCHRONOUS SERVOMOTORS 1FK7 COMPACT 16NM, 100K, 2000RPM, 2,62KW NATURAL AIR COOLING, IM B5 (IM V1, IM V3) POWER/SIGNAL CONNECTORS CONN. CAN BE ROTATED BY 270 DEGR., INCREMENTAL ENCODER 2048 P/REV (ENCODER I-2048) WITH DRIVE-CLIQ INTERFACE; PLAIN SHAFT, TOLERANCE N; WITH HOLDING BRAKE DEGREE OF PROTECTION IP64 | 3255 | TEM | 1 | MC | 16.502 | 1
1FK70835AC711DH3 | SIMOTICS S SYNCHRONOUS SERVOMOTORS 1FK7 COMPACT 16NM, 100K, 2000RPM, 2,62KW NATURAL AIR COOLING, IM B5 (IM V1, IM V3) POWER/SIGNAL CONNECTORS CONN. CAN BE ROTATED BY 270 DEGR., INCREMENTAL ENCODER 2048 P/REV (ENCODER I-2048) WITH DRIVE-CLIQ INTERFACE; PLAIN SHAFT, TOLERANCE N; WITH HOLDING BRAKE DEGREE OF PROTECTION IP64; PAINT FINISH RAL7016 | 3304 | TEM | 1 | MC | 16.502 | 1
1FK70835AC711DH5 | SIMOTICS S SYNCHRONOUS SERVOMOTORS 1FK7 COMPACT 16NM, 100K, 2000RPM, 2,62KW NATURAL AIR COOLING, IM B5 (IM V1, IM V3) POWER/SIGNAL CONNECTORS CONN. CAN BE ROTATED BY 270 DEGR., INCREMENTAL ENCODER 2048 P/REV (ENCODER I-2048) WITH DRIVE-CLIQ INTERFACE; PLAIN SHAFT, TOLERANCE N; WITH HOLDING BRAKE DEGREE OF PROTECTION IP65 AS FLANGE IP67; PAINT FINISH RAL7016 | 3406 | TEM | 1 | MC | 16.502 | 1
1FK70835AC711EG5 | SIMOTICS S SYNCHRONOUS SERVOMOTORS 1FK7 COMPACT 16NM, 100K, 2000RPM, 2,62KW NATURAL AIR COOLING, IM B5 (IM V1, IM V3) POWER/SIGNAL CONNECTORS CONN. CAN BE ROTATED BY 270 DEGR., ABSOLUTE ENCODER ENDAT 2048 P/REV (ENCODER A-2048); PERFORMANCE REDUCTION BY 10% DUE TO ABSOLUTE ENCODER; PLAIN SHAFT, TOLERANCE N; W/O HOLDING BRAKE DEGREE OF PROTECTION IP65 AS FLANGE IP67; PAINT FINISH RAL7016 | 3101 | TEM | 1 | MC | 14.003 | 1
1FK70835AC711FA0 | SIMOTICS S SYNCHRONOUS SERVOMOTORS 1FK7 COMPACT 16NM, 100K, 2000RPM, 2,62KW NATURAL AIR COOLING, IM B5 (IM V1, IM V3) POWER/SIGNAL CONNECTORS CONN. CAN BE ROTATED BY 270 DEGR., ABSOLUTE ENCODER 2048 P/REV (ENCODER A-2048) WITH DRIVE-CLIQ INTERFACE; PERFORMANCE REDUCTION BY 10% DUE TO ABSOLUTE ENCODER; SHAFT WITH FITTED KEY, TOLERANCE N; W/O HOLDING BRAKE DEGREE OF PROTECTION IP64 | 3303 | TEM | 1 | MC | 14.003 | 1
1FK70835AC711FA2 | SIMOTICS S SYNCHRONOUS SERVOMOTORS 1FK7 COMPACT 16NM, 100K, 2000RPM, 2,62KW NATURAL AIR COOLING, IM B5 (IM V1, IM V3) POWER/SIGNAL CONNECTORS CONN. CAN BE ROTATED BY 270 DEGR., ABSOLUTE ENCODER 2048 P/REV (ENCODER A-2048) WITH DRIVE-CLIQ INTERFACE; PERFORMANCE REDUCTION BY 10% DUE TO ABSOLUTE ENCODER; SHAFT WITH FITTED KEY, TOLERANCE N; W/O HOLDING BRAKE DEGREE OF PROTECTION IP65 FLANGE ON DRIVE END IP67 | 3404 | TEM | 1 | MC | 14.003 | 1
1FK70835AC711FB2 | SIMOTICS S SYNCHRONOUS SERVOMOTORS 1FK7 COMPACT 16NM, 100K, 2000RPM, 2,62KW NATURAL AIR COOLING, IM B5 (IM V1, IM V3) POWER/SIGNAL CONNECTORS CONN. CAN BE ROTATED BY 270 DEGR., ABSOLUTE ENCODER 2048 P/REV (ENCODER A-2048) WITH DRIVE-CLIQ INTERFACE; PERFORMANCE REDUCTION BY 10% DUE TO ABSOLUTE ENCODER; SHAFT WITH FITTED KEY, TOLERANCE N; WITH HOLDING BRAKE DEGREE OF PROTECTION IP65 FLANGE ON DRIVE END IP67 | 3851 | TEM | 1 | MC | 16.502 | 1
1FK70835AC711FG0 | SIMOTICS S SYNCHRONOUS SERVOMOTORS 1FK7 COMPACT 16NM, 100K, 2000RPM, 2,62KW NATURAL AIR COOLING, IM B5 (IM V1, IM V3) POWER/SIGNAL CONNECTORS CONN. CAN BE ROTATED BY 270 DEGR., ABSOLUTE ENCODER 2048 P/REV (ENCODER A-2048) WITH DRIVE-CLIQ INTERFACE; PERFORMANCE REDUCTION BY 10% DUE TO ABSOLUTE ENCODER; PLAIN SHAFT, TOLERANCE N; W/O HOLDING BRAKE DEGREE OF PROTECTION IP64 | 3209 | TEM | 1 | MC | 14.003 | 1
1FK70835AC711FG3 | SIMOTICS S SYNCHRONOUS SERVOMOTORS 1FK7 COMPACT 16NM, 100K, 2000RPM, 2,62KW NATURAL AIR COOLING, IM B5 (IM V1, IM V3) POWER/SIGNAL CONNECTORS CONN. CAN BE ROTATED BY 270 DEGR., ABSOLUTE ENCODER 2048 P/REV (ENCODER A-2048) WITH DRIVE-CLIQ INTERFACE; PERFORMANCE REDUCTION BY 10% DUE TO ABSOLUTE ENCODER; PLAIN SHAFT, TOLERANCE N; W/O HOLDING BRAKE DEGREE OF PROTECTION IP64; PAINT FINISH RAL7016 | 3258 | TEM | 1 | MC | 14.003 | 1
1FK70835AC711FG5 | SIMOTICS S SYNCHRONOUS SERVOMOTORS 1FK7 COMPACT 16NM, 100K, 2000RPM, 2,62KW NATURAL AIR COOLING, IM B5 (IM V1, IM V3) POWER/SIGNAL CONNECTORS CONN. CAN BE ROTATED BY 270 DEGR., ABSOLUTE ENCODER 2048 P/REV (ENCODER A-2048) WITH DRIVE-CLIQ INTERFACE; PERFORMANCE REDUCTION BY 10% DUE TO ABSOLUTE ENCODER; PLAIN SHAFT, TOLERANCE N; W/O HOLDING BRAKE DEGREE OF PROTECTION IP65 AS FLANGE IP67; PAINT FINISH RAL7016 | 3360 | TEM | 1 | MC | 14.003 | 1
1FK70835AC711FH0 | SIMOTICS S SYNCHRONOUS SERVOMOTORS 1FK7 COMPACT 16NM, 100K, 2000RPM, 2,62KW NATURAL AIR COOLING, IM B5 (IM V1, IM V3) POWER/SIGNAL CONNECTORS CONN. CAN BE ROTATED BY 270 DEGR., ABSOLUTE ENCODER 2048 P/REV (ENCODER A-2048) WITH DRIVE-CLIQ INTERFACE; PERFORMANCE REDUCTION BY 10% DUE TO ABSOLUTE ENCODER; PLAIN SHAFT, TOLERANCE N; WITH HOLDING BRAKE DEGREE OF PROTECTION IP64 | 3656 | TEM | 1 | MC | 16.502 | 1
1FK70835AC711FH2 | SIMOTICS S SYNCHRONOUS SERVOMOTORS 1FK7 COMPACT 16NM, 100K, 2000RPM, 2,62KW NATURAL AIR COOLING, IM B5 (IM V1, IM V3) POWER/SIGNAL CONNECTORS CONN. CAN BE ROTATED BY 270 DEGR., ABSOLUTE ENCODER 2048 P/REV (ENCODER A-2048) WITH DRIVE-CLIQ INTERFACE; PERFORMANCE REDUCTION BY 10% DUE TO ABSOLUTE ENCODER; PLAIN SHAFT, TOLERANCE N; WITH HOLDING BRAKE DEGREE OF PROTECTION IP65 FLANGE ON DRIVE END IP67 | 3757 | TEM | 1 | MC | 16.502 | 1
1FK70835AC711FH3 | SIMOTICS S SYNCHRONOUS SERVOMOTORS 1FK7 COMPACT 16NM, 100K, 2000RPM, 2,62KW NATURAL AIR COOLING, IM B5 (IM V1, IM V3) POWER/SIGNAL CONNECTORS CONN. CAN BE ROTATED BY 270 DEGR., ABSOLUTE ENCODER 2048 P/REV (ENCODER A-2048) WITH DRIVE-CLIQ INTERFACE; PERFORMANCE REDUCTION BY 10% DUE TO ABSOLUTE ENCODER; PLAIN SHAFT, TOLERANCE N; WITH HOLDING BRAKE DEGREE OF PROTECTION IP64; PAINT FINISH RAL7016 | 3705 | TEM | 1 | MC | 16.502 | 1
1FK70835AC711FH5 | SIMOTICS S SYNCHRONOUS SERVOMOTORS 1FK7 COMPACT 16NM, 100K, 2000RPM, 2,62KW NATURAL AIR COOLING, IM B5 (IM V1, IM V3) POWER/SIGNAL CONNECTORS CONN. CAN BE ROTATED BY 270 DEGR., ABSOLUTE ENCODER 2048 P/REV (ENCODER A-2048) WITH DRIVE-CLIQ INTERFACE; PERFORMANCE REDUCTION BY 10% DUE TO ABSOLUTE ENCODER; PLAIN SHAFT, TOLERANCE N; WITH HOLDING BRAKE DEGREE OF PROTECTION IP65 AS FLANGE IP67; PAINT FINISH RAL7016 | 3807 | TEM | 1 | MC | 16.502 | 1
1FK70835AC711GG0 | SIMOTICS S SYNCHRONOUS SERVOMOTORS 1FK7 COMPACT 16NM, 100K, 2000RPM, 2,62KW NATURAL AIR COOLING, IM B5 (IM V1, IM V3) POWER/SIGNAL CONNECTORS CONN. CAN BE ROTATED BY 270 DEGR., BASIC ABSOLUTE ENCODER 32 P/REV (ENCODER A-32); PERFORMANCE REDUCTION BY 10% DUE TO ABSOLUTE ENCODER; PLAIN SHAFT, TOLERANCE N; W/O HOLDING BRAKE DEGREE OF PROTECTION IP64 | 2388 | TEM | 1 | MC | 14.003 | 1
1FK70835AC711KA3 | SIMOTICS S SYNCHRONOUS SERVOMOTORS 1FK7 COMPACT 16NM, 100K, 2000RPM, 2,62KW NATURAL AIR COOLING, IM B5 (IM V1, IM V3) POWER/SIGNAL CONNECTORS CONN. CAN BE ROTATED BY 270 DEGR., BASIC ABSOLUTE ENCODER 32 P/REV (ENCODER A-32) WITH DRIVE-CLIQ INTERFACE; PERFORMANCE REDUCTION BY 10% DUE TO ABSOLUTE ENCODER; SHAFT WITH FITTED KEY, TOLERANCE N; W/O HOLDING BRAKE DEGREE OF PROTECTION IP64; PAINT FINISH RAL7016 | 2790 | TEM | 1 | MC | 14.003 | 1
1FK70835AC711KB0 | SIMOTICS S SYNCHRONOUS SERVOMOTORS 1FK7 COMPACT 16NM, 100K, 2000RPM, 2,62KW NATURAL AIR COOLING, IM B5 (IM V1, IM V3) POWER/SIGNAL CONNECTORS CONN. CAN BE ROTATED BY 270 DEGR., BASIC ABSOLUTE ENCODER 32 P/REV (ENCODER A-32) WITH DRIVE-CLIQ INTERFACE; PERFORMANCE REDUCTION BY 10% DUE TO ABSOLUTE ENCODER; SHAFT WITH FITTED KEY, TOLERANCE N; WITH HOLDING BRAKE DEGREE OF PROTECTION IP64 | 3187 | TEM | 1 | MC | 16.502 | 1
1FK70835AC711KG5 | SIMOTICS S SYNCHRONOUS SERVOMOTORS 1FK7 COMPACT 16NM, 100K, 2000RPM, 2,62KW NATURAL AIR COOLING, IM B5 (IM V1, IM V3) POWER/SIGNAL CONNECTORS CONN. CAN BE ROTATED BY 270 DEGR., BASIC ABSOLUTE ENCODER 32 P/REV (ENCODER A-32) WITH DRIVE-CLIQ INTERFACE; PERFORMANCE REDUCTION BY 10% DUE TO ABSOLUTE ENCODER; PLAIN SHAFT, TOLERANCE N; W/O HOLDING BRAKE DEGREE OF PROTECTION IP65 AS FLANGE IP67; PAINT FINISH RAL7016 | 2798 | TEM | 1 | MC | 14.003 | 1
1FK70835AC711KH0 | SIMOTICS S SYNCHRONOUS SERVOMOTORS 1FK7 COMPACT 16NM, 100K, 2000RPM, 2,62KW NATURAL AIR COOLING, IM B5 (IM V1, IM V3) POWER/SIGNAL CONNECTORS CONN. CAN BE ROTATED BY 270 DEGR., BASIC ABSOLUTE ENCODER 32 P/REV (ENCODER A-32) WITH DRIVE-CLIQ INTERFACE; PERFORMANCE REDUCTION BY 10% DUE TO ABSOLUTE ENCODER; PLAIN SHAFT, TOLERANCE N; WITH HOLDING BRAKE DEGREE OF PROTECTION IP64 | 3094 | TEM | 1 | MC | 16.502 | 1
1FK70835AC711SA0 | SIMOTICS S SYNCHRONOUS SERVOMOTORS 1FK7 COMPACT 16NM, 100K, 2000RPM, 2,62KW NATURAL AIR COOLING, IM B5 (IM V1, IM V3) POWER/SIGNAL CONNECTORS CONN. CAN BE ROTATED BY 270 DEGR., RESOLVER MULTI-POLE (RESOLVER P=4); SHAFT WITH FITTED KEY, TOLERANCE N; W/O HOLDING BRAKE DEGREE OF PROTECTION IP64 | 2003 | TEM | 1 | MC | 14.003 | 1
1FK70835AC711SB0 | SIMOTICS S SYNCHRONOUS SERVOMOTORS 1FK7 COMPACT 16NM, 100K, 2000RPM, 2,62KW NATURAL AIR COOLING, IM B5 (IM V1, IM V3) POWER/SIGNAL CONNECTORS CONN. CAN BE ROTATED BY 270 DEGR., RESOLVER MULTI-POLE (RESOLVER P=4); SHAFT WITH FITTED KEY, TOLERANCE N; WITH HOLDING BRAKE DEGREE OF PROTECTION IP64 | 2450 | TEM | 1 | MC | 16.502 | 1
1FK70835AC711SG0 | SIMOTICS S SYNCHRONOUS SERVOMOTORS 1FK7 COMPACT 16NM, 100K, 2000RPM, 2,62KW NATURAL AIR COOLING, IM B5 (IM V1, IM V3) POWER/SIGNAL CONNECTORS CONN. CAN BE ROTATED BY 270 DEGR., RESOLVER MULTI-POLE (RESOLVER P=4); PLAIN SHAFT, TOLERANCE N; W/O HOLDING BRAKE DEGREE OF PROTECTION IP64 | 1910 | TEM | 1 | MC | 14.003 | 1
1FK70835AC711SH3 | SIMOTICS S SYNCHRONOUS SERVOMOTORS 1FK7 COMPACT 16NM, 100K, 2000RPM, 2,62KW NATURAL AIR COOLING, IM B5 (IM V1, IM V3) POWER/SIGNAL CONNECTORS CONN. CAN BE ROTATED BY 270 DEGR., RESOLVER MULTI-POLE (RESOLVER P=4); PLAIN SHAFT, TOLERANCE N; WITH HOLDING BRAKE DEGREE OF PROTECTION IP64; PAINT FINISH RAL7016 | 2406 | TEM | 1 | MC | 16.502 | 1
1FK70835AC711UA0 | SIMOTICS S SYNCHRONOUS SERVOMOTORS 1FK7 COMPACT 16NM, 100K, 2000RPM, 2,62KW NATURAL AIR COOLING, IM B5 (IM V1, IM V3) POWER/SIGNAL CONNECTORS CONN. CAN BE ROTATED BY 270 DEGR., RESOLVER MULTI-POLE (RESOLVER P=4) WITH DRIVE-CLIQ INTERFACE; SHAFT WITH FITTED KEY, TOLERANCE N; W/O HOLDING BRAKE DEGREE OF PROTECTION IP64 | 2265 | TEM | 1 | MC | 14.003 | 1
1FK70835AC711UA2 | SIMOTICS S SYNCHRONOUS SERVOMOTORS 1FK7 COMPACT 16NM, 100K, 2000RPM, 2,62KW NATURAL AIR COOLING, IM B5 (IM V1, IM V3) POWER/SIGNAL CONNECTORS CONN. CAN BE ROTATED BY 270 DEGR., RESOLVER MULTI-POLE (RESOLVER P=4) WITH DRIVE-CLIQ INTERFACE; SHAFT WITH FITTED KEY, TOLERANCE N; W/O HOLDING BRAKE DEGREE OF PROTECTION IP65 FLANGE ON DRIVE END IP67 | 2367 | TEM | 1 | MC | 14.003 | 1
1FK70835AC711UB0 | SIMOTICS S SYNCHRONOUS SERVOMOTORS 1FK7 COMPACT 16NM, 100K, 2000RPM, 2,62KW NATURAL AIR COOLING, IM B5 (IM V1, IM V3) POWER/SIGNAL CONNECTORS CONN. CAN BE ROTATED BY 270 DEGR., RESOLVER MULTI-POLE (RESOLVER P=4) WITH DRIVE-CLIQ INTERFACE; SHAFT WITH FITTED KEY, TOLERANCE N; WITH HOLDING BRAKE DEGREE OF PROTECTION IP64 | 2712 | TEM | 1 | MC | 16.502 | 1
1FK70835AF711AA0 | SIMOTICS S SYNCHRONOUS SERVOMOTORS 1FK7 COMPACT 16NM, 100K, 3000RPM, 3,30KW NATURAL AIR COOLING, IM B5 (IM V1, IM V3) POWER/SIGNAL CONNECTORS CONN. CAN BE ROTATED BY 270 DEGR., INCREM. ENCODER, SIN/COS 1 VPP 2048 P/REV (ENCODER I-2048); SHAFT WITH FITTED KEY, TOLERANCE N; W/O HOLDING BRAKE DEGREE OF PROTECTION IP64 | 2640 | TEM | 1 | MC | 14.003 | 1
1FK70835AF711AA2 | SIMOTICS S SYNCHRONOUS SERVOMOTORS 1FK7 COMPACT 16NM, 100K, 3000RPM, 3,30KW NATURAL AIR COOLING, IM B5 (IM V1, IM V3) POWER/SIGNAL CONNECTORS CONN. CAN BE ROTATED BY 270 DEGR., INCREM. ENCODER, SIN/COS 1 VPP 2048 P/REV (ENCODER I-2048); SHAFT WITH FITTED KEY, TOLERANCE N; W/O HOLDING BRAKE DEGREE OF PROTECTION IP65 FLANGE ON DRIVE END IP67 | 2741 | TEM | 1 | MC | 14.003 | 1
1FK70835AF711AA3 | SIMOTICS S SYNCHRONOUS SERVOMOTORS 1FK7 COMPACT 16NM, 100K, 3000RPM, 3,30KW NATURAL AIR COOLING, IM B5 (IM V1, IM V3) POWER/SIGNAL CONNECTORS CONN. CAN BE ROTATED BY 270 DEGR., INCREM. ENCODER, SIN/COS 1 VPP 2048 P/REV (ENCODER I-2048); SHAFT WITH FITTED KEY, TOLERANCE N; W/O HOLDING BRAKE DEGREE OF PROTECTION IP64; PAINT FINISH RAL7016 | 2689 | TEM | 1 | MC | 14.003 | 1
1FK70835AF711AA5 | SIMOTICS S SYNCHRONOUS SERVOMOTORS 1FK7 COMPACT 16NM, 100K, 3000RPM, 3,30KW NATURAL AIR COOLING, IM B5 (IM V1, IM V3) POWER/SIGNAL CONNECTORS CONN. CAN BE ROTATED BY 270 DEGR., INCREM. ENCODER, SIN/COS 1 VPP 2048 P/REV (ENCODER I-2048); SHAFT WITH FITTED KEY, TOLERANCE N; W/O HOLDING BRAKE DEGREE OF PROTECTION IP65 AS FLANGE IP67; PAINT FINISH RAL7016 | 2791 | TEM | 1 | MC | 14.003 | 1
1FK70835AF711AA8 | SIMOTICS S SYNCHRONOUS SERVOMOTORS 1FK7 COMPACT 16NM, 100K, 3000RPM, 3,30KW NATURAL AIR COOLING, IM B5 (IM V1, IM V3) POWER/SIGNAL CONNECTORS CONN. CAN BE ROTATED BY 270 DEGR., INCREM. ENCODER, SIN/COS 1 VPP 2048 P/REV (ENCODER I-2048); SHAFT WITH FITTED KEY, TOLERANCE N; W/O HOLDING BRAKE DEGREE OF PROTECTION IP65 IP67 D-END FLANGE; RAL7016 COATING; METALLIC RATING PLATE AT MOTOR | 2899 | TEM | 1 | MC | 14.003 | 1
1FK70835AF711AB0 | SIMOTICS S SYNCHRONOUS SERVOMOTORS 1FK7 COMPACT 16NM, 100K, 3000RPM, 3,30KW NATURAL AIR COOLING, IM B5 (IM V1, IM V3) POWER/SIGNAL CONNECTORS CONN. CAN BE ROTATED BY 270 DEGR., INCREM. ENCODER, SIN/COS 1 VPP 2048 P/REV (ENCODER I-2048); SHAFT WITH FITTED KEY, TOLERANCE N; WITH HOLDING BRAKE DEGREE OF PROTECTION IP64 | 3087 | TEM | 1 | MC | 16.502 | 1
1FK70835AF711AB2 | SIMOTICS S SYNCHRONOUS SERVOMOTORS 1FK7 COMPACT 16NM, 100K, 3000RPM, 3,30KW NATURAL AIR COOLING, IM B5 (IM V1, IM V3) POWER/SIGNAL CONNECTORS CONN. CAN BE ROTATED BY 270 DEGR., INCREM. ENCODER, SIN/COS 1 VPP 2048 P/REV (ENCODER I-2048); SHAFT WITH FITTED KEY, TOLERANCE N; WITH HOLDING BRAKE DEGREE OF PROTECTION IP65 FLANGE ON DRIVE END IP67 | 3188 | TEM | 1 | MC | 16.502 | 1
1FK70835AF711AB3 | SIMOTICS S SYNCHRONOUS SERVOMOTORS 1FK7 COMPACT 16NM, 100K, 3000RPM, 3,30KW NATURAL AIR COOLING, IM B5 (IM V1, IM V3) POWER/SIGNAL CONNECTORS CONN. CAN BE ROTATED BY 270 DEGR., INCREM. ENCODER, SIN/COS 1 VPP 2048 P/REV (ENCODER I-2048); SHAFT WITH FITTED KEY, TOLERANCE N; WITH HOLDING BRAKE DEGREE OF PROTECTION IP64; PAINT FINISH RAL7016 | 3136 | TEM | 1 | MC | 16.502 | 1
1FK70835AF711AB5 | SIMOTICS S SYNCHRONOUS SERVOMOTORS 1FK7 COMPACT 16NM, 100K, 3000RPM, 3,30KW NATURAL AIR COOLING, IM B5 (IM V1, IM V3) POWER/SIGNAL CONNECTORS CONN. CAN BE ROTATED BY 270 DEGR., INCREM. ENCODER, SIN/COS 1 VPP 2048 P/REV (ENCODER I-2048); SHAFT WITH FITTED KEY, TOLERANCE N; WITH HOLDING BRAKE DEGREE OF PROTECTION IP65 AS FLANGE IP67; PAINT FINISH RAL7016 | 3237 | TEM | 1 | MC | 16.502 | 1
1FK70835AF711AB8 | SIMOTICS S SYNCHRONOUS SERVOMOTORS 1FK7 COMPACT 16NM, 100K, 3000RPM, 3,30KW NATURAL AIR COOLING, IM B5 (IM V1, IM V3) POWER/SIGNAL CONNECTORS CONN. CAN BE ROTATED BY 270 DEGR., INCREM. ENCODER, SIN/COS 1 VPP 2048 P/REV (ENCODER I-2048); SHAFT WITH FITTED KEY, TOLERANCE N; WITH HOLDING BRAKE DEGREE OF PROTECTION IP65 IP67 D-END FLANGE; RAL7016 COATING; METALLIC RATING PLATE AT MOTOR | 3346 | TEM | 1 | MC | 16.502 | 1
1FK70835AF711AG0 | SIMOTICS S SYNCHRONOUS SERVOMOTORS 1FK7 COMPACT 16NM, 100K, 3000RPM, 3,30KW NATURAL AIR COOLING, IM B5 (IM V1, IM V3) POWER/SIGNAL CONNECTORS CONN. CAN BE ROTATED BY 270 DEGR., INCREM. ENCODER, SIN/COS 1 VPP 2048 P/REV (ENCODER I-2048); PLAIN SHAFT, TOLERANCE N; W/O HOLDING BRAKE DEGREE OF PROTECTION IP64 | 2546 | TEM | 1 | MC | 14.003 | 1
1FK70835AF711AG2 | SIMOTICS S SYNCHRONOUS SERVOMOTORS 1FK7 COMPACT 16NM, 100K, 3000RPM, 3,30KW NATURAL AIR COOLING, IM B5 (IM V1, IM V3) POWER/SIGNAL CONNECTORS CONN. CAN BE ROTATED BY 270 DEGR., INCREM. ENCODER, SIN/COS 1 VPP 2048 P/REV (ENCODER I-2048); PLAIN SHAFT, TOLERANCE N; W/O HOLDING BRAKE DEGREE OF PROTECTION IP65 FLANGE ON DRIVE END IP67 | 2648 | TEM | 1 | MC | 14.003 | 1
1FK70835AF711AG3 | SIMOTICS S SYNCHRONOUS SERVOMOTORS 1FK7 COMPACT 16NM, 100K, 3000RPM, 3,30KW NATURAL AIR COOLING, IM B5 (IM V1, IM V3) POWER/SIGNAL CONNECTORS CONN. CAN BE ROTATED BY 270 DEGR., INCREM. ENCODER, SIN/COS 1 VPP 2048 P/REV (ENCODER I-2048); PLAIN SHAFT, TOLERANCE N; W/O HOLDING BRAKE DEGREE OF PROTECTION IP64; PAINT FINISH RAL7016 | 2595 | TEM | 1 | MC | 14.003 | 1
1FK70835AF711AG5 | SIMOTICS S SYNCHRONOUS SERVOMOTORS 1FK7 COMPACT 16NM, 100K, 3000RPM, 3,30KW NATURAL AIR COOLING, IM B5 (IM V1, IM V3) POWER/SIGNAL CONNECTORS CONN. CAN BE ROTATED BY 270 DEGR., INCREM. ENCODER, SIN/COS 1 VPP 2048 P/REV (ENCODER I-2048); PLAIN SHAFT, TOLERANCE N; W/O HOLDING BRAKE DEGREE OF PROTECTION IP65 AS FLANGE IP67; PAINT FINISH RAL7016 | 2697 | TEM | 1 | MC | 14.003 | 1
1FK70835AF711AG8 | SIMOTICS S SYNCHRONOUS SERVOMOTORS 1FK7 COMPACT 16NM, 100K, 3000RPM, 3,30KW NATURAL AIR COOLING, IM B5 (IM V1, IM V3) POWER/SIGNAL CONNECTORS CONN. CAN BE ROTATED BY 270 DEGR., INCREM. ENCODER, SIN/COS 1 VPP 2048 P/REV (ENCODER I-2048); PLAIN SHAFT, TOLERANCE N; W/O HOLDING BRAKE DEGREE OF PROTECTION IP65 IP67 D-END FLANGE; RAL7016 COATING; METALLIC RATING PLATE AT MOTOR | 2806 | TEM | 1 | MC | 14.003 | 1
1FK70835AF711AH0 | SIMOTICS S SYNCHRONOUS SERVOMOTORS 1FK7 COMPACT 16NM, 100K, 3000RPM, 3,30KW NATURAL AIR COOLING, IM B5 (IM V1, IM V3) POWER/SIGNAL CONNECTORS CONN. CAN BE ROTATED BY 270 DEGR., INCREM. ENCODER, SIN/COS 1 VPP 2048 P/REV (ENCODER I-2048); PLAIN SHAFT, TOLERANCE N; WITH HOLDING BRAKE DEGREE OF PROTECTION IP64 | 2993 | TEM | 1 | MC | 16.502 | 1
1FK70835AF711AH2 | SIMOTICS S SYNCHRONOUS SERVOMOTORS 1FK7 COMPACT 16NM, 100K, 3000RPM, 3,30KW NATURAL AIR COOLING, IM B5 (IM V1, IM V3) POWER/SIGNAL CONNECTORS CONN. CAN BE ROTATED BY 270 DEGR., INCREM. ENCODER, SIN/COS 1 VPP 2048 P/REV (ENCODER I-2048); PLAIN SHAFT, TOLERANCE N; WITH HOLDING BRAKE DEGREE OF PROTECTION IP65 FLANGE ON DRIVE END IP67 | 3094 | TEM | 1 | MC | 16.502 | 1
1FK70835AF711AH3 | SIMOTICS S SYNCHRONOUS SERVOMOTORS 1FK7 COMPACT 16NM, 100K, 3000RPM, 3,30KW NATURAL AIR COOLING, IM B5 (IM V1, IM V3) POWER/SIGNAL CONNECTORS CONN. CAN BE ROTATED BY 270 DEGR., INCREM. ENCODER, SIN/COS 1 VPP 2048 P/REV (ENCODER I-2048); PLAIN SHAFT, TOLERANCE N; WITH HOLDING BRAKE DEGREE OF PROTECTION IP64; PAINT FINISH RAL7016 | 3042 | TEM | 1 | MC | 16.502 | 1
1FK70835AF711AH5 | SIMOTICS S SYNCHRONOUS SERVOMOTORS 1FK7 COMPACT 16NM, 100K, 3000RPM, 3,30KW NATURAL AIR COOLING, IM B5 (IM V1, IM V3) POWER/SIGNAL CONNECTORS CONN. CAN BE ROTATED BY 270 DEGR., INCREM. ENCODER, SIN/COS 1 VPP 2048 P/REV (ENCODER I-2048); PLAIN SHAFT, TOLERANCE N; WITH HOLDING BRAKE DEGREE OF PROTECTION IP65 AS FLANGE IP67; PAINT FINISH RAL7016 | 3144 | TEM | 1 | MC | 16.502 | 1
1FK70835AF711AH8 | SIMOTICS S SYNCHRONOUS SERVOMOTORS 1FK7 COMPACT 16NM, 100K, 3000RPM, 3,30KW NATURAL AIR COOLING, IM B5 (IM V1, IM V3) POWER/SIGNAL CONNECTORS CONN. CAN BE ROTATED BY 270 DEGR., INCREM. ENCODER, SIN/COS 1 VPP 2048 P/REV (ENCODER I-2048); PLAIN SHAFT, TOLERANCE N; WITH HOLDING BRAKE DEGREE OF PROTECTION IP65 IP67 D-END FLANGE; RAL7016 COATING; METALLIC RATING PLATE AT MOTOR | 3252 | TEM | 1 | MC | 16.502 | 1
1FK70835AF711DA0 | SIMOTICS S SYNCHRONOUS SERVOMOTORS 1FK7 COMPACT 16NM, 100K, 3000RPM, 3,30KW NATURAL AIR COOLING, IM B5 (IM V1, IM V3) POWER/SIGNAL CONNECTORS CONN. CAN BE ROTATED BY 270 DEGR., INCREMENTAL ENCODER 2048 P/REV (ENCODER I-2048) WITH DRIVE-CLIQ INTERFACE; SHAFT WITH FITTED KEY, TOLERANCE N; W/O HOLDING BRAKE DEGREE OF PROTECTION IP64 | 2902 | TEM | 1 | MC | 14.003 | 1
1FK70835AF711DA2 | SIMOTICS S SYNCHRONOUS SERVOMOTORS 1FK7 COMPACT 16NM, 100K, 3000RPM, 3,30KW NATURAL AIR COOLING, IM B5 (IM V1, IM V3) POWER/SIGNAL CONNECTORS CONN. CAN BE ROTATED BY 270 DEGR., INCREMENTAL ENCODER 2048 P/REV (ENCODER I-2048) WITH DRIVE-CLIQ INTERFACE; SHAFT WITH FITTED KEY, TOLERANCE N; W/O HOLDING BRAKE DEGREE OF PROTECTION IP65 FLANGE ON DRIVE END IP67 | 3003 | TEM | 1 | MC | 14.003 | 1
1FK70835AF711DA3 | SIMOTICS S SYNCHRONOUS SERVOMOTORS 1FK7 COMPACT 16NM, 100K, 3000RPM, 3,30KW NATURAL AIR COOLING, IM B5 (IM V1, IM V3) POWER/SIGNAL CONNECTORS CONN. CAN BE ROTATED BY 270 DEGR., INCREMENTAL ENCODER 2048 P/REV (ENCODER I-2048) WITH DRIVE-CLIQ INTERFACE; SHAFT WITH FITTED KEY, TOLERANCE N; W/O HOLDING BRAKE DEGREE OF PROTECTION IP64; PAINT FINISH RAL7016 | 2951 | TEM | 1 | MC | 14.003 | 1
1FK70835AF711DA5 | SIMOTICS S SYNCHRONOUS SERVOMOTORS 1FK7 COMPACT 16NM, 100K, 3000RPM, 3,30KW NATURAL AIR COOLING, IM B5 (IM V1, IM V3) POWER/SIGNAL CONNECTORS CONN. CAN BE ROTATED BY 270 DEGR., INCREMENTAL ENCODER 2048 P/REV (ENCODER I-2048) WITH DRIVE-CLIQ INTERFACE; SHAFT WITH FITTED KEY, TOLERANCE N; W/O HOLDING BRAKE DEGREE OF PROTECTION IP65 AS FLANGE IP67; PAINT FINISH RAL7016 | 3052 | TEM | 1 | MC | 14.003 | 1
1FK70835AF711DA8 | SIMOTICS S SYNCHRONOUS SERVOMOTORS 1FK7 COMPACT 16NM, 100K, 3000RPM, 3,30KW NATURAL AIR COOLING, IM B5 (IM V1, IM V3) POWER/SIGNAL CONNECTORS CONN. CAN BE ROTATED BY 270 DEGR., INCREMENTAL ENCODER 2048 P/REV (ENCODER I-2048) WITH DRIVE-CLIQ INTERFACE; SHAFT WITH FITTED KEY, TOLERANCE N; W/O HOLDING BRAKE DEGREE OF PROTECTION IP65 IP67 D-END FLANGE; RAL7016 COATING; METALLIC RATING PLATE AT MOTOR | 3161 | TEM | 1 | MC | 14.003 | 1
1FK70835AF711DB0 | SIMOTICS S SYNCHRONOUS SERVOMOTORS 1FK7 COMPACT 16NM, 100K, 3000RPM, 3,30KW NATURAL AIR COOLING, IM B5 (IM V1, IM V3) POWER/SIGNAL CONNECTORS CONN. CAN BE ROTATED BY 270 DEGR., INCREMENTAL ENCODER 2048 P/REV (ENCODER I-2048) WITH DRIVE-CLIQ INTERFACE; SHAFT WITH FITTED KEY, TOLERANCE N; WITH HOLDING BRAKE DEGREE OF PROTECTION IP64 | 3348 | TEM | 1 | MC | 16.502 | 1
1FK70835AF711DB2 | SIMOTICS S SYNCHRONOUS SERVOMOTORS 1FK7 COMPACT 16NM, 100K, 3000RPM, 3,30KW NATURAL AIR COOLING, IM B5 (IM V1, IM V3) POWER/SIGNAL CONNECTORS CONN. CAN BE ROTATED BY 270 DEGR., INCREMENTAL ENCODER 2048 P/REV (ENCODER I-2048) WITH DRIVE-CLIQ INTERFACE; SHAFT WITH FITTED KEY, TOLERANCE N; WITH HOLDING BRAKE DEGREE OF PROTECTION IP65 FLANGE ON DRIVE END IP67 | 3450 | TEM | 1 | MC | 16.502 | 1
1FK70835AF711DB3 | SIMOTICS S SYNCHRONOUS SERVOMOTORS 1FK7 COMPACT 16NM, 100K, 3000RPM, 3,30KW NATURAL AIR COOLING, IM B5 (IM V1, IM V3) POWER/SIGNAL CONNECTORS CONN. CAN BE ROTATED BY 270 DEGR., INCREMENTAL ENCODER 2048 P/REV (ENCODER I-2048) WITH DRIVE-CLIQ INTERFACE; SHAFT WITH FITTED KEY, TOLERANCE N; WITH HOLDING BRAKE DEGREE OF PROTECTION IP64; PAINT FINISH RAL7016 | 3398 | TEM | 1 | MC | 16.502 | 1
1FK70835AF711DB5 | SIMOTICS S SYNCHRONOUS SERVOMOTORS 1FK7 COMPACT 16NM, 100K, 3000RPM, 3,30KW NATURAL AIR COOLING, IM B5 (IM V1, IM V3) POWER/SIGNAL CONNECTORS CONN. CAN BE ROTATED BY 270 DEGR., INCREMENTAL ENCODER 2048 P/REV (ENCODER I-2048) WITH DRIVE-CLIQ INTERFACE; SHAFT WITH FITTED KEY, TOLERANCE N; WITH HOLDING BRAKE DEGREE OF PROTECTION IP65 AS FLANGE IP67; PAINT FINISH RAL7016 | 3499 | TEM | 1 | MC | 16.502 | 1
1FK70835AF711DB8 | SIMOTICS S SYNCHRONOUS SERVOMOTORS 1FK7 COMPACT 16NM, 100K, 3000RPM, 3,30KW NATURAL AIR COOLING, IM B5 (IM V1, IM V3) POWER/SIGNAL CONNECTORS CONN. CAN BE ROTATED BY 270 DEGR., INCREMENTAL ENCODER 2048 P/REV (ENCODER I-2048) WITH DRIVE-CLIQ INTERFACE; SHAFT WITH FITTED KEY, TOLERANCE N; WITH HOLDING BRAKE DEGREE OF PROTECTION IP65 IP67 D-END FLANGE; RAL7016 COATING; METALLIC RATING PLATE AT MOTOR | 3608 | TEM | 1 | MC | 16.502 | 1
1FK70835AF711DG0 | SIMOTICS S SYNCHRONOUS SERVOMOTORS 1FK7 COMPACT 16NM, 100K, 3000RPM, 3,30KW NATURAL AIR COOLING, IM B5 (IM V1, IM V3) POWER/SIGNAL CONNECTORS CONN. CAN BE ROTATED BY 270 DEGR., INCREMENTAL ENCODER 2048 P/REV (ENCODER I-2048) WITH DRIVE-CLIQ INTERFACE; PLAIN SHAFT, TOLERANCE N; W/O HOLDING BRAKE DEGREE OF PROTECTION IP64 | 2808 | TEM | 1 | MC | 14.003 | 1
1FK70835AF711DG2 | SIMOTICS S SYNCHRONOUS SERVOMOTORS 1FK7 COMPACT 16NM, 100K, 3000RPM, 3,30KW NATURAL AIR COOLING, IM B5 (IM V1, IM V3) POWER/SIGNAL CONNECTORS CONN. CAN BE ROTATED BY 270 DEGR., INCREMENTAL ENCODER 2048 P/REV (ENCODER I-2048) WITH DRIVE-CLIQ INTERFACE; PLAIN SHAFT, TOLERANCE N; W/O HOLDING BRAKE DEGREE OF PROTECTION IP65 FLANGE ON DRIVE END IP67 | 2910 | TEM | 1 | MC | 14.003 | 1
1FK70835AF711DG3 | SIMOTICS S SYNCHRONOUS SERVOMOTORS 1FK7 COMPACT 16NM, 100K, 3000RPM, 3,30KW NATURAL AIR COOLING, IM B5 (IM V1, IM V3) POWER/SIGNAL CONNECTORS CONN. CAN BE ROTATED BY 270 DEGR., INCREMENTAL ENCODER 2048 P/REV (ENCODER I-2048) WITH DRIVE-CLIQ INTERFACE; PLAIN SHAFT, TOLERANCE N; W/O HOLDING BRAKE DEGREE OF PROTECTION IP64; PAINT FINISH RAL7016 | 2857 | TEM | 1 | MC | 14.003 | 1
1FK70835AF711DG5 | SIMOTICS S SYNCHRONOUS SERVOMOTORS 1FK7 COMPACT 16NM, 100K, 3000RPM, 3,30KW NATURAL AIR COOLING, IM B5 (IM V1, IM V3) POWER/SIGNAL CONNECTORS CONN. CAN BE ROTATED BY 270 DEGR., INCREMENTAL ENCODER 2048 P/REV (ENCODER I-2048) WITH DRIVE-CLIQ INTERFACE; PLAIN SHAFT, TOLERANCE N; W/O HOLDING BRAKE DEGREE OF PROTECTION IP65 AS FLANGE IP67; PAINT FINISH RAL7016 | 2959 | TEM | 1 | MC | 14.003 | 1
1FK70835AF711DG8 | SIMOTICS S SYNCHRONOUS SERVOMOTORS 1FK7 COMPACT 16NM, 100K, 3000RPM, 3,30KW NATURAL AIR COOLING, IM B5 (IM V1, IM V3) POWER/SIGNAL CONNECTORS CONN. CAN BE ROTATED BY 270 DEGR., INCREMENTAL ENCODER 2048 P/REV (ENCODER I-2048) WITH DRIVE-CLIQ INTERFACE; PLAIN SHAFT, TOLERANCE N; W/O HOLDING BRAKE DEGREE OF PROTECTION IP65 IP67 D-END FLANGE; RAL7016 COATING; METALLIC RATING PLATE AT MOTOR | 3067 | TEM | 1 | MC | 14.003 | 1
1FK70835AF711DH0 | SIMOTICS S SYNCHRONOUS SERVOMOTORS 1FK7 COMPACT 16NM, 100K, 3000RPM, 3,30KW NATURAL AIR COOLING, IM B5 (IM V1, IM V3) POWER/SIGNAL CONNECTORS CONN. CAN BE ROTATED BY 270 DEGR., INCREMENTAL ENCODER 2048 P/REV (ENCODER I-2048) WITH DRIVE-CLIQ INTERFACE; PLAIN SHAFT, TOLERANCE N; WITH HOLDING BRAKE DEGREE OF PROTECTION IP64 | 3255 | TEM | 1 | MC | 16.502 | 1
1FK70835AF711DH2 | SIMOTICS S SYNCHRONOUS SERVOMOTORS 1FK7 COMPACT 16NM, 100K, 3000RPM, 3,30KW NATURAL AIR COOLING, IM B5 (IM V1, IM V3) POWER/SIGNAL CONNECTORS CONN. CAN BE ROTATED BY 270 DEGR., INCREMENTAL ENCODER 2048 P/REV (ENCODER I-2048) WITH DRIVE-CLIQ INTERFACE; PLAIN SHAFT, TOLERANCE N; WITH HOLDING BRAKE DEGREE OF PROTECTION IP65 FLANGE ON DRIVE END IP67 | 3356 | TEM | 1 | MC | 16.502 | 1
1FK70835AF711DH3 | SIMOTICS S SYNCHRONOUS SERVOMOTORS 1FK7 COMPACT 16NM, 100K, 3000RPM, 3,30KW NATURAL AIR COOLING, IM B5 (IM V1, IM V3) POWER/SIGNAL CONNECTORS CONN. CAN BE ROTATED BY 270 DEGR., INCREMENTAL ENCODER 2048 P/REV (ENCODER I-2048) WITH DRIVE-CLIQ INTERFACE; PLAIN SHAFT, TOLERANCE N; WITH HOLDING BRAKE DEGREE OF PROTECTION IP64; PAINT FINISH RAL7016 | 3304 | TEM | 1 | MC | 16.502 | 1
1FK70835AF711DH5 | SIMOTICS S SYNCHRONOUS SERVOMOTORS 1FK7 COMPACT 16NM, 100K, 3000RPM, 3,30KW NATURAL AIR COOLING, IM B5 (IM V1, IM V3) POWER/SIGNAL CONNECTORS CONN. CAN BE ROTATED BY 270 DEGR., INCREMENTAL ENCODER 2048 P/REV (ENCODER I-2048) WITH DRIVE-CLIQ INTERFACE; PLAIN SHAFT, TOLERANCE N; WITH HOLDING BRAKE DEGREE OF PROTECTION IP65 AS FLANGE IP67; PAINT FINISH RAL7016 | 3406 | TEM | 1 | MC | 16.502 | 1
1FK70835AF711DH8 | SIMOTICS S SYNCHRONOUS SERVOMOTORS 1FK7 COMPACT 16NM, 100K, 3000RPM, 3,30KW NATURAL AIR COOLING, IM B5 (IM V1, IM V3) POWER/SIGNAL CONNECTORS CONN. CAN BE ROTATED BY 270 DEGR., INCREMENTAL ENCODER 2048 P/REV (ENCODER I-2048) WITH DRIVE-CLIQ INTERFACE; PLAIN SHAFT, TOLERANCE N; WITH HOLDING BRAKE DEGREE OF PROTECTION IP65 IP67 D-END FLANGE; RAL7016 COATING; METALLIC RATING PLATE AT MOTOR | 3514 | TEM | 1 | MC | 16.502 | 1
1FK70835AF711EA0 | SIMOTICS S SYNCHRONOUS SERVOMOTORS 1FK7 COMPACT 16NM, 100K, 3000RPM, 3,30KW NATURAL AIR COOLING, IM B5 (IM V1, IM V3) POWER/SIGNAL CONNECTORS CONN. CAN BE ROTATED BY 270 DEGR., ABSOLUTE ENCODER ENDAT 2048 P/REV (ENCODER A-2048); PERFORMANCE REDUCTION BY 10% DUE TO ABSOLUTE ENCODER; SHAFT WITH FITTED KEY, TOLERANCE N; W/O HOLDING BRAKE DEGREE OF PROTECTION IP64 | 3043 | TEM | 1 | MC | 14.003 | 1
1FK70835AF711EA2 | SIMOTICS S SYNCHRONOUS SERVOMOTORS 1FK7 COMPACT 16NM, 100K, 3000RPM, 3,30KW NATURAL AIR COOLING, IM B5 (IM V1, IM V3) POWER/SIGNAL CONNECTORS CONN. CAN BE ROTATED BY 270 DEGR., ABSOLUTE ENCODER ENDAT 2048 P/REV (ENCODER A-2048); PERFORMANCE REDUCTION BY 10% DUE TO ABSOLUTE ENCODER; SHAFT WITH FITTED KEY, TOLERANCE N; W/O HOLDING BRAKE DEGREE OF PROTECTION IP65 FLANGE ON DRIVE END IP67 | 3145 | TEM | 1 | MC | 14.003 | 1
1FK70835AF711EA3 | SIMOTICS S SYNCHRONOUS SERVOMOTORS 1FK7 COMPACT 16NM, 100K, 3000RPM, 3,30KW NATURAL AIR COOLING, IM B5 (IM V1, IM V3) POWER/SIGNAL CONNECTORS CONN. CAN BE ROTATED BY 270 DEGR., ABSOLUTE ENCODER ENDAT 2048 P/REV (ENCODER A-2048); PERFORMANCE REDUCTION BY 10% DUE TO ABSOLUTE ENCODER; SHAFT WITH FITTED KEY, TOLERANCE N; W/O HOLDING BRAKE DEGREE OF PROTECTION IP64; PAINT FINISH RAL7016 | 3093 | TEM | 1 | MC | 14.003 | 1
1FK70835AF711EA5 | SIMOTICS S SYNCHRONOUS SERVOMOTORS 1FK7 COMPACT 16NM, 100K, 3000RPM, 3,30KW NATURAL AIR COOLING, IM B5 (IM V1, IM V3) POWER/SIGNAL CONNECTORS CONN. CAN BE ROTATED BY 270 DEGR., ABSOLUTE ENCODER ENDAT 2048 P/REV (ENCODER A-2048); PERFORMANCE REDUCTION BY 10% DUE TO ABSOLUTE ENCODER; SHAFT WITH FITTED KEY, TOLERANCE N; W/O HOLDING BRAKE DEGREE OF PROTECTION IP65 AS FLANGE IP67; PAINT FINISH RAL7016 | 3194 | TEM | 1 | MC | 14.003 | 1
1FK70835AF711EA8 | SIMOTICS S SYNCHRONOUS SERVOMOTORS 1FK7 COMPACT 16NM, 100K, 3000RPM, 3,30KW NATURAL AIR COOLING, IM B5 (IM V1, IM V3) POWER/SIGNAL CONNECTORS CONN. CAN BE ROTATED BY 270 DEGR., ABSOLUTE ENCODER ENDAT 2048 P/REV (ENCODER A-2048); PERFORMANCE REDUCTION BY 10% DUE TO ABSOLUTE ENCODER; SHAFT WITH FITTED KEY, TOLERANCE N; W/O HOLDING BRAKE DEGREE OF PROTECTION IP65 IP67 D-END FLANGE; RAL7016 COATING; METALLIC RATING PLATE AT MOTOR | 3303 | TEM | 1 | MC | 14.003 | 1
1FK70835AF711EB0 | SIMOTICS S SYNCHRONOUS SERVOMOTORS 1FK7 COMPACT 16NM, 100K, 3000RPM, 3,30KW NATURAL AIR COOLING, IM B5 (IM V1, IM V3) POWER/SIGNAL CONNECTORS CONN. CAN BE ROTATED BY 270 DEGR., ABSOLUTE ENCODER ENDAT 2048 P/REV (ENCODER A-2048); PERFORMANCE REDUCTION BY 10% DUE TO ABSOLUTE ENCODER; SHAFT WITH FITTED KEY, TOLERANCE N; WITH HOLDING BRAKE DEGREE OF PROTECTION IP64 | 3490 | TEM | 1 | MC | 16.502 | 1
1FK70835AF711EB2 | SIMOTICS S SYNCHRONOUS SERVOMOTORS 1FK7 COMPACT 16NM, 100K, 3000RPM, 3,30KW NATURAL AIR COOLING, IM B5 (IM V1, IM V3) POWER/SIGNAL CONNECTORS CONN. CAN BE ROTATED BY 270 DEGR., ABSOLUTE ENCODER ENDAT 2048 P/REV (ENCODER A-2048); PERFORMANCE REDUCTION BY 10% DUE TO ABSOLUTE ENCODER; SHAFT WITH FITTED KEY, TOLERANCE N; WITH HOLDING BRAKE DEGREE OF PROTECTION IP65 FLANGE ON DRIVE END IP67 | 3592 | TEM | 1 | MC | 16.502 | 1
1FK70835AF711EB3 | SIMOTICS S SYNCHRONOUS SERVOMOTORS 1FK7 COMPACT 16NM, 100K, 3000RPM, 3,30KW NATURAL AIR COOLING, IM B5 (IM V1, IM V3) POWER/SIGNAL CONNECTORS CONN. CAN BE ROTATED BY 270 DEGR., ABSOLUTE ENCODER ENDAT 2048 P/REV (ENCODER A-2048); PERFORMANCE REDUCTION BY 10% DUE TO ABSOLUTE ENCODER; SHAFT WITH FITTED KEY, TOLERANCE N; WITH HOLDING BRAKE DEGREE OF PROTECTION IP64; PAINT FINISH RAL7016 | 3539 | TEM | 1 | MC | 16.502 | 1
1FK70835AF711EB5 | SIMOTICS S SYNCHRONOUS SERVOMOTORS 1FK7 COMPACT 16NM, 100K, 3000RPM, 3,30KW NATURAL AIR COOLING, IM B5 (IM V1, IM V3) POWER/SIGNAL CONNECTORS CONN. CAN BE ROTATED BY 270 DEGR., ABSOLUTE ENCODER ENDAT 2048 P/REV (ENCODER A-2048); PERFORMANCE REDUCTION BY 10% DUE TO ABSOLUTE ENCODER; SHAFT WITH FITTED KEY, TOLERANCE N; WITH HOLDING BRAKE DEGREE OF PROTECTION IP65 AS FLANGE IP67; PAINT FINISH RAL7016 | 3641 | TEM | 1 | MC | 16.502 | 1
1FK70835AF711EB8 | SIMOTICS S SYNCHRONOUS SERVOMOTORS 1FK7 COMPACT 16NM, 100K, 3000RPM, 3,30KW NATURAL AIR COOLING, IM B5 (IM V1, IM V3) POWER/SIGNAL CONNECTORS CONN. CAN BE ROTATED BY 270 DEGR., ABSOLUTE ENCODER ENDAT 2048 P/REV (ENCODER A-2048); PERFORMANCE REDUCTION BY 10% DUE TO ABSOLUTE ENCODER; SHAFT WITH FITTED KEY, TOLERANCE N; WITH HOLDING BRAKE DEGREE OF PROTECTION IP65 IP67 D-END FLANGE; RAL7016 COATING; METALLIC RATING PLATE AT MOTOR | 3749 | TEM | 1 | MC | 16.502 | 1
1FK70835AF711EG0 | SIMOTICS S SYNCHRONOUS SERVOMOTORS 1FK7 COMPACT 16NM, 100K, 3000RPM, 3,30KW NATURAL AIR COOLING, IM B5 (IM V1, IM V3) POWER/SIGNAL CONNECTORS CONN. CAN BE ROTATED BY 270 DEGR., ABSOLUTE ENCODER ENDAT 2048 P/REV (ENCODER A-2048); PERFORMANCE REDUCTION BY 10% DUE TO ABSOLUTE ENCODER; PLAIN SHAFT, TOLERANCE N; W/O HOLDING BRAKE DEGREE OF PROTECTION IP64 | 2950 | TEM | 1 | MC | 14.003 | 1
1FK70835AF711EG2 | SIMOTICS S SYNCHRONOUS SERVOMOTORS 1FK7 COMPACT 16NM, 100K, 3000RPM, 3,30KW NATURAL AIR COOLING, IM B5 (IM V1, IM V3) POWER/SIGNAL CONNECTORS CONN. CAN BE ROTATED BY 270 DEGR., ABSOLUTE ENCODER ENDAT 2048 P/REV (ENCODER A-2048); PERFORMANCE REDUCTION BY 10% DUE TO ABSOLUTE ENCODER; PLAIN SHAFT, TOLERANCE N; W/O HOLDING BRAKE DEGREE OF PROTECTION IP65 FLANGE ON DRIVE END IP67 | 3051 | TEM | 1 | MC | 14.003 | 1
1FK70835AF711EG3 | SIMOTICS S SYNCHRONOUS SERVOMOTORS 1FK7 COMPACT 16NM, 100K, 3000RPM, 3,30KW NATURAL AIR COOLING, IM B5 (IM V1, IM V3) POWER/SIGNAL CONNECTORS CONN. CAN BE ROTATED BY 270 DEGR., ABSOLUTE ENCODER ENDAT 2048 P/REV (ENCODER A-2048); PERFORMANCE REDUCTION BY 10% DUE TO ABSOLUTE ENCODER; PLAIN SHAFT, TOLERANCE N; W/O HOLDING BRAKE DEGREE OF PROTECTION IP64; PAINT FINISH RAL7016 | 2999 | TEM | 1 | MC | 14.003 | 1
1FK70835AF711EG5 | SIMOTICS S SYNCHRONOUS SERVOMOTORS 1FK7 COMPACT 16NM, 100K, 3000RPM, 3,30KW NATURAL AIR COOLING, IM B5 (IM V1, IM V3) POWER/SIGNAL CONNECTORS CONN. CAN BE ROTATED BY 270 DEGR., ABSOLUTE ENCODER ENDAT 2048 P/REV (ENCODER A-2048); PERFORMANCE REDUCTION BY 10% DUE TO ABSOLUTE ENCODER; PLAIN SHAFT, TOLERANCE N; W/O HOLDING BRAKE DEGREE OF PROTECTION IP65 AS FLANGE IP67; PAINT FINISH RAL7016 | 3101 | TEM | 1 | MC | 14.003 | 1
1FK70835AF711EG8 | SIMOTICS S SYNCHRONOUS SERVOMOTORS 1FK7 COMPACT 16NM, 100K, 3000RPM, 3,30KW NATURAL AIR COOLING, IM B5 (IM V1, IM V3) POWER/SIGNAL CONNECTORS CONN. CAN BE ROTATED BY 270 DEGR., ABSOLUTE ENCODER ENDAT 2048 P/REV (ENCODER A-2048); PERFORMANCE REDUCTION BY 10% DUE TO ABSOLUTE ENCODER; PLAIN SHAFT, TOLERANCE N; W/O HOLDING BRAKE DEGREE OF PROTECTION IP65 IP67 D-END FLANGE; RAL7016 COATING; METALLIC RATING PLATE AT MOTOR | 3209 | TEM | 1 | MC | 14.003 | 1
1FK70835AF711EH0 | SIMOTICS S SYNCHRONOUS SERVOMOTORS 1FK7 COMPACT 16NM, 100K, 3000RPM, 3,30KW NATURAL AIR COOLING, IM B5 (IM V1, IM V3) POWER/SIGNAL CONNECTORS CONN. CAN BE ROTATED BY 270 DEGR., ABSOLUTE ENCODER ENDAT 2048 P/REV (ENCODER A-2048); PERFORMANCE REDUCTION BY 10% DUE TO ABSOLUTE ENCODER; PLAIN SHAFT, TOLERANCE N; WITH HOLDING BRAKE DEGREE OF PROTECTION IP64 | 3396 | TEM | 1 | MC | 16.502 | 1
1FK70835AF711EH2 | SIMOTICS S SYNCHRONOUS SERVOMOTORS 1FK7 COMPACT 16NM, 100K, 3000RPM, 3,30KW NATURAL AIR COOLING, IM B5 (IM V1, IM V3) POWER/SIGNAL CONNECTORS CONN. CAN BE ROTATED BY 270 DEGR., ABSOLUTE ENCODER ENDAT 2048 P/REV (ENCODER A-2048); PERFORMANCE REDUCTION BY 10% DUE TO ABSOLUTE ENCODER; PLAIN SHAFT, TOLERANCE N; WITH HOLDING BRAKE DEGREE OF PROTECTION IP65 FLANGE ON DRIVE END IP67 | 3498 | TEM | 1 | MC | 16.502 | 1
1FK70835AF711EH3 | SIMOTICS S SYNCHRONOUS SERVOMOTORS 1FK7 COMPACT 16NM, 100K, 3000RPM, 3,30KW NATURAL AIR COOLING, IM B5 (IM V1, IM V3) POWER/SIGNAL CONNECTORS CONN. CAN BE ROTATED BY 270 DEGR., ABSOLUTE ENCODER ENDAT 2048 P/REV (ENCODER A-2048); PERFORMANCE REDUCTION BY 10% DUE TO ABSOLUTE ENCODER; PLAIN SHAFT, TOLERANCE N; WITH HOLDING BRAKE DEGREE OF PROTECTION IP64; PAINT FINISH RAL7016 | 3446 | TEM | 1 | MC | 16.502 | 1
1FK70835AF711EH5 | SIMOTICS S SYNCHRONOUS SERVOMOTORS 1FK7 COMPACT 16NM, 100K, 3000RPM, 3,30KW NATURAL AIR COOLING, IM B5 (IM V1, IM V3) POWER/SIGNAL CONNECTORS CONN. CAN BE ROTATED BY 270 DEGR., ABSOLUTE ENCODER ENDAT 2048 P/REV (ENCODER A-2048); PERFORMANCE REDUCTION BY 10% DUE TO ABSOLUTE ENCODER; PLAIN SHAFT, TOLERANCE N; WITH HOLDING BRAKE DEGREE OF PROTECTION IP65 AS FLANGE IP67; PAINT FINISH RAL7016 | 3547 | TEM | 1 | MC | 16.502 | 1
1FK70835AF711EH8 | SIMOTICS S SYNCHRONOUS SERVOMOTORS 1FK7 COMPACT 16NM, 100K, 3000RPM, 3,30KW NATURAL AIR COOLING, IM B5 (IM V1, IM V3) POWER/SIGNAL CONNECTORS CONN. CAN BE ROTATED BY 270 DEGR., ABSOLUTE ENCODER ENDAT 2048 P/REV (ENCODER A-2048); PERFORMANCE REDUCTION BY 10% DUE TO ABSOLUTE ENCODER; PLAIN SHAFT, TOLERANCE N; WITH HOLDING BRAKE DEGREE OF PROTECTION IP65 IP67 D-END FLANGE; RAL7016 COATING; METALLIC RATING PLATE AT MOTOR | 3656 | TEM | 1 | MC | 16.502 | 1
1FK70835AF711FA0 | SIMOTICS S SYNCHRONOUS SERVOMOTORS 1FK7 COMPACT 16NM, 100K, 3000RPM, 3,30KW NATURAL AIR COOLING, IM B5 (IM V1, IM V3) POWER/SIGNAL CONNECTORS CONN. CAN BE ROTATED BY 270 DEGR., ABSOLUTE ENCODER 2048 P/REV (ENCODER A-2048) WITH DRIVE-CLIQ INTERFACE; PERFORMANCE REDUCTION BY 10% DUE TO ABSOLUTE ENCODER; SHAFT WITH FITTED KEY, TOLERANCE N; W/O HOLDING BRAKE DEGREE OF PROTECTION IP64 | 3303 | TEM | 1 | MC | 14.003 | 1
1FK70835AF711FA2 | SIMOTICS S SYNCHRONOUS SERVOMOTORS 1FK7 COMPACT 16NM, 100K, 3000RPM, 3,30KW NATURAL AIR COOLING, IM B5 (IM V1, IM V3) POWER/SIGNAL CONNECTORS CONN. CAN BE ROTATED BY 270 DEGR., ABSOLUTE ENCODER 2048 P/REV (ENCODER A-2048) WITH DRIVE-CLIQ INTERFACE; PERFORMANCE REDUCTION BY 10% DUE TO ABSOLUTE ENCODER; SHAFT WITH FITTED KEY, TOLERANCE N; W/O HOLDING BRAKE DEGREE OF PROTECTION IP65 FLANGE ON DRIVE END IP67 | 3404 | TEM | 1 | MC | 14.003 | 1
1FK70835AF711FA3 | SIMOTICS S SYNCHRONOUS SERVOMOTORS 1FK7 COMPACT 16NM, 100K, 3000RPM, 3,30KW NATURAL AIR COOLING, IM B5 (IM V1, IM V3) POWER/SIGNAL CONNECTORS CONN. CAN BE ROTATED BY 270 DEGR., ABSOLUTE ENCODER 2048 P/REV (ENCODER A-2048) WITH DRIVE-CLIQ INTERFACE; PERFORMANCE REDUCTION BY 10% DUE TO ABSOLUTE ENCODER; SHAFT WITH FITTED KEY, TOLERANCE N; W/O HOLDING BRAKE DEGREE OF PROTECTION IP64; PAINT FINISH RAL7016 | 3352 | TEM | 1 | MC | 14.003 | 1
1FK70835AF711FA5 | SIMOTICS S SYNCHRONOUS SERVOMOTORS 1FK7 COMPACT 16NM, 100K, 3000RPM, 3,30KW NATURAL AIR COOLING, IM B5 (IM V1, IM V3) POWER/SIGNAL CONNECTORS CONN. CAN BE ROTATED BY 270 DEGR., ABSOLUTE ENCODER 2048 P/REV (ENCODER A-2048) WITH DRIVE-CLIQ INTERFACE; PERFORMANCE REDUCTION BY 10% DUE TO ABSOLUTE ENCODER; SHAFT WITH FITTED KEY, TOLERANCE N; W/O HOLDING BRAKE DEGREE OF PROTECTION IP65 AS FLANGE IP67; PAINT FINISH RAL7016 | 3454 | TEM | 1 | MC | 14.003 | 1
1FK70835AF711FA8 | SIMOTICS S SYNCHRONOUS SERVOMOTORS 1FK7 COMPACT 16NM, 100K, 3000RPM, 3,30KW NATURAL AIR COOLING, IM B5 (IM V1, IM V3) POWER/SIGNAL CONNECTORS CONN. CAN BE ROTATED BY 270 DEGR., ABSOLUTE ENCODER 2048 P/REV (ENCODER A-2048) WITH DRIVE-CLIQ INTERFACE; PERFORMANCE REDUCTION BY 10% DUE TO ABSOLUTE ENCODER; SHAFT WITH FITTED KEY, TOLERANCE N; W/O HOLDING BRAKE DEGREE OF PROTECTION IP65 IP67 D-END FLANGE; RAL7016 COATING; METALLIC RATING PLATE AT MOTOR | 3562 | TEM | 1 | MC | 14.003 | 1
1FK70835AF711FB0 | SIMOTICS S SYNCHRONOUS SERVOMOTORS 1FK7 COMPACT 16NM, 100K, 3000RPM, 3,30KW NATURAL AIR COOLING, IM B5 (IM V1, IM V3) POWER/SIGNAL CONNECTORS CONN. CAN BE ROTATED BY 270 DEGR., ABSOLUTE ENCODER 2048 P/REV (ENCODER A-2048) WITH DRIVE-CLIQ INTERFACE; PERFORMANCE REDUCTION BY 10% DUE TO ABSOLUTE ENCODER; SHAFT WITH FITTED KEY, TOLERANCE N; WITH HOLDING BRAKE DEGREE OF PROTECTION IP64 | 3749 | TEM | 1 | MC | 16.502 | 1
1FK70835AF711FB2 | SIMOTICS S SYNCHRONOUS SERVOMOTORS 1FK7 COMPACT 16NM, 100K, 3000RPM, 3,30KW NATURAL AIR COOLING, IM B5 (IM V1, IM V3) POWER/SIGNAL CONNECTORS CONN. CAN BE ROTATED BY 270 DEGR., ABSOLUTE ENCODER 2048 P/REV (ENCODER A-2048) WITH DRIVE-CLIQ INTERFACE; PERFORMANCE REDUCTION BY 10% DUE TO ABSOLUTE ENCODER; SHAFT WITH FITTED KEY, TOLERANCE N; WITH HOLDING BRAKE DEGREE OF PROTECTION IP65 FLANGE ON DRIVE END IP67 | 3851 | TEM | 1 | MC | 16.502 | 1
1FK70835AF711FB3 | SIMOTICS S SYNCHRONOUS SERVOMOTORS 1FK7 COMPACT 16NM, 100K, 3000RPM, 3,30KW NATURAL AIR COOLING, IM B5 (IM V1, IM V3) POWER/SIGNAL CONNECTORS CONN. CAN BE ROTATED BY 270 DEGR., ABSOLUTE ENCODER 2048 P/REV (ENCODER A-2048) WITH DRIVE-CLIQ INTERFACE; PERFORMANCE REDUCTION BY 10% DUE TO ABSOLUTE ENCODER; SHAFT WITH FITTED KEY, TOLERANCE N; WITH HOLDING BRAKE DEGREE OF PROTECTION IP64; PAINT FINISH RAL7016 | 3799 | TEM | 1 | MC | 16.502 | 1
1FK70835AF711FB5 | SIMOTICS S SYNCHRONOUS SERVOMOTORS 1FK7 COMPACT 16NM, 100K, 3000RPM, 3,30KW NATURAL AIR COOLING, IM B5 (IM V1, IM V3) POWER/SIGNAL CONNECTORS CONN. CAN BE ROTATED BY 270 DEGR., ABSOLUTE ENCODER 2048 P/REV (ENCODER A-2048) WITH DRIVE-CLIQ INTERFACE; PERFORMANCE REDUCTION BY 10% DUE TO ABSOLUTE ENCODER; SHAFT WITH FITTED KEY, TOLERANCE N; WITH HOLDING BRAKE DEGREE OF PROTECTION IP65 AS FLANGE IP67; PAINT FINISH RAL7016 | 3900 | TEM | 1 | MC | 16.502 | 1
1FK70835AF711FB8 | SIMOTICS S SYNCHRONOUS SERVOMOTORS 1FK7 COMPACT 16NM, 100K, 3000RPM, 3,30KW NATURAL AIR COOLING, IM B5 (IM V1, IM V3) POWER/SIGNAL CONNECTORS CONN. CAN BE ROTATED BY 270 DEGR., ABSOLUTE ENCODER 2048 P/REV (ENCODER A-2048) WITH DRIVE-CLIQ INTERFACE; PERFORMANCE REDUCTION BY 10% DUE TO ABSOLUTE ENCODER; SHAFT WITH FITTED KEY, TOLERANCE N; WITH HOLDING BRAKE DEGREE OF PROTECTION IP65 IP67 D-END FLANGE; RAL7016 COATING; METALLIC RATING PLATE AT MOTOR | 4009 | TEM | 1 | MC | 16.502 | 1
1FK70835AF711FG0 | SIMOTICS S SYNCHRONOUS SERVOMOTORS 1FK7 COMPACT 16NM, 100K, 3000RPM, 3,30KW NATURAL AIR COOLING, IM B5 (IM V1, IM V3) POWER/SIGNAL CONNECTORS CONN. CAN BE ROTATED BY 270 DEGR., ABSOLUTE ENCODER 2048 P/REV (ENCODER A-2048) WITH DRIVE-CLIQ INTERFACE; PERFORMANCE REDUCTION BY 10% DUE TO ABSOLUTE ENCODER; PLAIN SHAFT, TOLERANCE N; W/O HOLDING BRAKE DEGREE OF PROTECTION IP64 | 3209 | TEM | 1 | MC | 14.003 | 1
1FK70835AF711FG2 | SIMOTICS S SYNCHRONOUS SERVOMOTORS 1FK7 COMPACT 16NM, 100K, 3000RPM, 3,30KW NATURAL AIR COOLING, IM B5 (IM V1, IM V3) POWER/SIGNAL CONNECTORS CONN. CAN BE ROTATED BY 270 DEGR., ABSOLUTE ENCODER 2048 P/REV (ENCODER A-2048) WITH DRIVE-CLIQ INTERFACE; PERFORMANCE REDUCTION BY 10% DUE TO ABSOLUTE ENCODER; PLAIN SHAFT, TOLERANCE N; W/O HOLDING BRAKE DEGREE OF PROTECTION IP65 FLANGE ON DRIVE END IP67 | 3311 | TEM | 1 | MC | 14.003 | 1
1FK70835AF711FG3 | SIMOTICS S SYNCHRONOUS SERVOMOTORS 1FK7 COMPACT 16NM, 100K, 3000RPM, 3,30KW NATURAL AIR COOLING, IM B5 (IM V1, IM V3) POWER/SIGNAL CONNECTORS CONN. CAN BE ROTATED BY 270 DEGR., ABSOLUTE ENCODER 2048 P/REV (ENCODER A-2048) WITH DRIVE-CLIQ INTERFACE; PERFORMANCE REDUCTION BY 10% DUE TO ABSOLUTE ENCODER; PLAIN SHAFT, TOLERANCE N; W/O HOLDING BRAKE DEGREE OF PROTECTION IP64; PAINT FINISH RAL7016 | 3258 | TEM | 1 | MC | 14.003 | 1
1FK70835AF711FG5 | SIMOTICS S SYNCHRONOUS SERVOMOTORS 1FK7 COMPACT 16NM, 100K, 3000RPM, 3,30KW NATURAL AIR COOLING, IM B5 (IM V1, IM V3) POWER/SIGNAL CONNECTORS CONN. CAN BE ROTATED BY 270 DEGR., ABSOLUTE ENCODER 2048 P/REV (ENCODER A-2048) WITH DRIVE-CLIQ INTERFACE; PERFORMANCE REDUCTION BY 10% DUE TO ABSOLUTE ENCODER; PLAIN SHAFT, TOLERANCE N; W/O HOLDING BRAKE DEGREE OF PROTECTION IP65 AS FLANGE IP67; PAINT FINISH RAL7016 | 3360 | TEM | 1 | MC | 14.003 | 1
1FK70835AF711FG8 | SIMOTICS S SYNCHRONOUS SERVOMOTORS 1FK7 COMPACT 16NM, 100K, 3000RPM, 3,30KW NATURAL AIR COOLING, IM B5 (IM V1, IM V3) POWER/SIGNAL CONNECTORS CONN. CAN BE ROTATED BY 270 DEGR., ABSOLUTE ENCODER 2048 P/REV (ENCODER A-2048) WITH DRIVE-CLIQ INTERFACE; PERFORMANCE REDUCTION BY 10% DUE TO ABSOLUTE ENCODER; PLAIN SHAFT, TOLERANCE N; W/O HOLDING BRAKE DEGREE OF PROTECTION IP65 IP67 D-END FLANGE; RAL7016 COATING; METALLIC RATING PLATE AT MOTOR | 3468 | TEM | 1 | MC | 14.003 | 1
1FK70835AF711FH0 | SIMOTICS S SYNCHRONOUS SERVOMOTORS 1FK7 COMPACT 16NM, 100K, 3000RPM, 3,30KW NATURAL AIR COOLING, IM B5 (IM V1, IM V3) POWER/SIGNAL CONNECTORS CONN. CAN BE ROTATED BY 270 DEGR., ABSOLUTE ENCODER 2048 P/REV (ENCODER A-2048) WITH DRIVE-CLIQ INTERFACE; PERFORMANCE REDUCTION BY 10% DUE TO ABSOLUTE ENCODER; PLAIN SHAFT, TOLERANCE N; WITH HOLDING BRAKE DEGREE OF PROTECTION IP64 | 3656 | TEM | 1 | MC | 16.502 | 1
1FK70835AF711FH2 | SIMOTICS S SYNCHRONOUS SERVOMOTORS 1FK7 COMPACT 16NM, 100K, 3000RPM, 3,30KW NATURAL AIR COOLING, IM B5 (IM V1, IM V3) POWER/SIGNAL CONNECTORS CONN. CAN BE ROTATED BY 270 DEGR., ABSOLUTE ENCODER 2048 P/REV (ENCODER A-2048) WITH DRIVE-CLIQ INTERFACE; PERFORMANCE REDUCTION BY 10% DUE TO ABSOLUTE ENCODER; PLAIN SHAFT, TOLERANCE N; WITH HOLDING BRAKE DEGREE OF PROTECTION IP65 FLANGE ON DRIVE END IP67 | 3757 | TEM | 1 | MC | 16.502 | 1
1FK70835AF711FH3 | SIMOTICS S SYNCHRONOUS SERVOMOTORS 1FK7 COMPACT 16NM, 100K, 3000RPM, 3,30KW NATURAL AIR COOLING, IM B5 (IM V1, IM V3) POWER/SIGNAL CONNECTORS CONN. CAN BE ROTATED BY 270 DEGR., ABSOLUTE ENCODER 2048 P/REV (ENCODER A-2048) WITH DRIVE-CLIQ INTERFACE; PERFORMANCE REDUCTION BY 10% DUE TO ABSOLUTE ENCODER; PLAIN SHAFT, TOLERANCE N; WITH HOLDING BRAKE DEGREE OF PROTECTION IP64; PAINT FINISH RAL7016 | 3705 | TEM | 1 | MC | 16.502 | 1
1FK70835AF711FH5 | SIMOTICS S SYNCHRONOUS SERVOMOTORS 1FK7 COMPACT 16NM, 100K, 3000RPM, 3,30KW NATURAL AIR COOLING, IM B5 (IM V1, IM V3) POWER/SIGNAL CONNECTORS CONN. CAN BE ROTATED BY 270 DEGR., ABSOLUTE ENCODER 2048 P/REV (ENCODER A-2048) WITH DRIVE-CLIQ INTERFACE; PERFORMANCE REDUCTION BY 10% DUE TO ABSOLUTE ENCODER; PLAIN SHAFT, TOLERANCE N; WITH HOLDING BRAKE DEGREE OF PROTECTION IP65 AS FLANGE IP67; PAINT FINISH RAL7016 | 3807 | TEM | 1 | MC | 16.502 | 1
1FK70835AF711FH8 | SIMOTICS S SYNCHRONOUS SERVOMOTORS 1FK7 COMPACT 16NM, 100K, 3000RPM, 3,30KW NATURAL AIR COOLING, IM B5 (IM V1, IM V3) POWER/SIGNAL CONNECTORS CONN. CAN BE ROTATED BY 270 DEGR., ABSOLUTE ENCODER 2048 P/REV (ENCODER A-2048) WITH DRIVE-CLIQ INTERFACE; PERFORMANCE REDUCTION BY 10% DUE TO ABSOLUTE ENCODER; PLAIN SHAFT, TOLERANCE N; WITH HOLDING BRAKE DEGREE OF PROTECTION IP65 IP67 D-END FLANGE; RAL7016 COATING; METALLIC RATING PLATE AT MOTOR | 3915 | TEM | 1 | MC | 16.502 | 1
1FK70835AF711GA0 | SIMOTICS S SYNCHRONOUS SERVOMOTORS 1FK7 COMPACT 16NM, 100K, 3000RPM, 3,30KW NATURAL AIR COOLING, IM B5 (IM V1, IM V3) POWER/SIGNAL CONNECTORS CONN. CAN BE ROTATED BY 270 DEGR., BASIC ABSOLUTE ENCODER 32 P/REV (ENCODER A-32); PERFORMANCE REDUCTION BY 10% DUE TO ABSOLUTE ENCODER; SHAFT WITH FITTED KEY, TOLERANCE N; W/O HOLDING BRAKE DEGREE OF PROTECTION IP64 | 2481 | TEM | 1 | MC | 14.003 | 1
1FK70835AF711GA2 | SIMOTICS S SYNCHRONOUS SERVOMOTORS 1FK7 COMPACT 16NM, 100K, 3000RPM, 3,30KW NATURAL AIR COOLING, IM B5 (IM V1, IM V3) POWER/SIGNAL CONNECTORS CONN. CAN BE ROTATED BY 270 DEGR., BASIC ABSOLUTE ENCODER 32 P/REV (ENCODER A-32); PERFORMANCE REDUCTION BY 10% DUE TO ABSOLUTE ENCODER; SHAFT WITH FITTED KEY, TOLERANCE N; W/O HOLDING BRAKE DEGREE OF PROTECTION IP65 FLANGE ON DRIVE END IP67 | 2583 | TEM | 1 | MC | 14.003 | 1
1FK70835AF711GA3 | SIMOTICS S SYNCHRONOUS SERVOMOTORS 1FK7 COMPACT 16NM, 100K, 3000RPM, 3,30KW NATURAL AIR COOLING, IM B5 (IM V1, IM V3) POWER/SIGNAL CONNECTORS CONN. CAN BE ROTATED BY 270 DEGR., BASIC ABSOLUTE ENCODER 32 P/REV (ENCODER A-32); PERFORMANCE REDUCTION BY 10% DUE TO ABSOLUTE ENCODER; SHAFT WITH FITTED KEY, TOLERANCE N; W/O HOLDING BRAKE DEGREE OF PROTECTION IP64; PAINT FINISH RAL7016 | 2531 | TEM | 1 | MC | 14.003 | 1
1FK70835AF711GA5 | SIMOTICS S SYNCHRONOUS SERVOMOTORS 1FK7 COMPACT 16NM, 100K, 3000RPM, 3,30KW NATURAL AIR COOLING, IM B5 (IM V1, IM V3) POWER/SIGNAL CONNECTORS CONN. CAN BE ROTATED BY 270 DEGR., BASIC ABSOLUTE ENCODER 32 P/REV (ENCODER A-32); PERFORMANCE REDUCTION BY 10% DUE TO ABSOLUTE ENCODER; SHAFT WITH FITTED KEY, TOLERANCE N; W/O HOLDING BRAKE DEGREE OF PROTECTION IP65 AS FLANGE IP67; PAINT FINISH RAL7016 | 2632 | TEM | 1 | MC | 14.003 | 1
1FK70835AF711GA8 | SIMOTICS S SYNCHRONOUS SERVOMOTORS 1FK7 COMPACT 16NM, 100K, 3000RPM, 3,30KW NATURAL AIR COOLING, IM B5 (IM V1, IM V3) POWER/SIGNAL CONNECTORS CONN. CAN BE ROTATED BY 270 DEGR., BASIC ABSOLUTE ENCODER 32 P/REV (ENCODER A-32); PERFORMANCE REDUCTION BY 10% DUE TO ABSOLUTE ENCODER; SHAFT WITH FITTED KEY, TOLERANCE N; W/O HOLDING BRAKE DEGREE OF PROTECTION IP65 IP67 D-END FLANGE; RAL7016 COATING; METALLIC RATING PLATE AT MOTOR | 2741 | TEM | 1 | MC | 14.003 | 1
1FK70835AF711GB0 | SIMOTICS S SYNCHRONOUS SERVOMOTORS 1FK7 COMPACT 16NM, 100K, 3000RPM, 3,30KW NATURAL AIR COOLING, IM B5 (IM V1, IM V3) POWER/SIGNAL CONNECTORS CONN. CAN BE ROTATED BY 270 DEGR., BASIC ABSOLUTE ENCODER 32 P/REV (ENCODER A-32); PERFORMANCE REDUCTION BY 10% DUE TO ABSOLUTE ENCODER; SHAFT WITH FITTED KEY, TOLERANCE N; WITH HOLDING BRAKE DEGREE OF PROTECTION IP64 | 2928 | TEM | 1 | MC | 16.502 | 1
1FK70835AF711GB2 | SIMOTICS S SYNCHRONOUS SERVOMOTORS 1FK7 COMPACT 16NM, 100K, 3000RPM, 3,30KW NATURAL AIR COOLING, IM B5 (IM V1, IM V3) POWER/SIGNAL CONNECTORS CONN. CAN BE ROTATED BY 270 DEGR., BASIC ABSOLUTE ENCODER 32 P/REV (ENCODER A-32); PERFORMANCE REDUCTION BY 10% DUE TO ABSOLUTE ENCODER; SHAFT WITH FITTED KEY, TOLERANCE N; WITH HOLDING BRAKE DEGREE OF PROTECTION IP65 FLANGE ON DRIVE END IP67 | 3030 | TEM | 1 | MC | 16.502 | 1
1FK70835AF711GB3 | SIMOTICS S SYNCHRONOUS SERVOMOTORS 1FK7 COMPACT 16NM, 100K, 3000RPM, 3,30KW NATURAL AIR COOLING, IM B5 (IM V1, IM V3) POWER/SIGNAL CONNECTORS CONN. CAN BE ROTATED BY 270 DEGR., BASIC ABSOLUTE ENCODER 32 P/REV (ENCODER A-32); PERFORMANCE REDUCTION BY 10% DUE TO ABSOLUTE ENCODER; SHAFT WITH FITTED KEY, TOLERANCE N; WITH HOLDING BRAKE DEGREE OF PROTECTION IP64; PAINT FINISH RAL7016 | 2977 | TEM | 1 | MC | 16.502 | 1
1FK70835AF711GB5 | SIMOTICS S SYNCHRONOUS SERVOMOTORS 1FK7 COMPACT 16NM, 100K, 3000RPM, 3,30KW NATURAL AIR COOLING, IM B5 (IM V1, IM V3) POWER/SIGNAL CONNECTORS CONN. CAN BE ROTATED BY 270 DEGR., BASIC ABSOLUTE ENCODER 32 P/REV (ENCODER A-32); PERFORMANCE REDUCTION BY 10% DUE TO ABSOLUTE ENCODER; SHAFT WITH FITTED KEY, TOLERANCE N; WITH HOLDING BRAKE DEGREE OF PROTECTION IP65 AS FLANGE IP67; PAINT FINISH RAL7016 | 3079 | TEM | 1 | MC | 16.502 | 1
1FK70835AF711GB8 | SIMOTICS S SYNCHRONOUS SERVOMOTORS 1FK7 COMPACT 16NM, 100K, 3000RPM, 3,30KW NATURAL AIR COOLING, IM B5 (IM V1, IM V3) POWER/SIGNAL CONNECTORS CONN. CAN BE ROTATED BY 270 DEGR., BASIC ABSOLUTE ENCODER 32 P/REV (ENCODER A-32); PERFORMANCE REDUCTION BY 10% DUE TO ABSOLUTE ENCODER; SHAFT WITH FITTED KEY, TOLERANCE N; WITH HOLDING BRAKE DEGREE OF PROTECTION IP65 IP67 D-END FLANGE; RAL7016 COATING; METALLIC RATING PLATE AT MOTOR | 3187 | TEM | 1 | MC | 16.502 | 1
1FK70835AF711GG0 | SIMOTICS S SYNCHRONOUS SERVOMOTORS 1FK7 COMPACT 16NM, 100K, 3000RPM, 3,30KW NATURAL AIR COOLING, IM B5 (IM V1, IM V3) POWER/SIGNAL CONNECTORS CONN. CAN BE ROTATED BY 270 DEGR., BASIC ABSOLUTE ENCODER 32 P/REV (ENCODER A-32); PERFORMANCE REDUCTION BY 10% DUE TO ABSOLUTE ENCODER; PLAIN SHAFT, TOLERANCE N; W/O HOLDING BRAKE DEGREE OF PROTECTION IP64 | 2388 | TEM | 1 | MC | 14.003 | 1
1FK70835AF711GG2 | SIMOTICS S SYNCHRONOUS SERVOMOTORS 1FK7 COMPACT 16NM, 100K, 3000RPM, 3,30KW NATURAL AIR COOLING, IM B5 (IM V1, IM V3) POWER/SIGNAL CONNECTORS CONN. CAN BE ROTATED BY 270 DEGR., BASIC ABSOLUTE ENCODER 32 P/REV (ENCODER A-32); PERFORMANCE REDUCTION BY 10% DUE TO ABSOLUTE ENCODER; PLAIN SHAFT, TOLERANCE N; W/O HOLDING BRAKE DEGREE OF PROTECTION IP65 FLANGE ON DRIVE END IP67 | 2489 | TEM | 1 | MC | 14.003 | 1
1FK70835AF711GG3 | SIMOTICS S SYNCHRONOUS SERVOMOTORS 1FK7 COMPACT 16NM, 100K, 3000RPM, 3,30KW NATURAL AIR COOLING, IM B5 (IM V1, IM V3) POWER/SIGNAL CONNECTORS CONN. CAN BE ROTATED BY 270 DEGR., BASIC ABSOLUTE ENCODER 32 P/REV (ENCODER A-32); PERFORMANCE REDUCTION BY 10% DUE TO ABSOLUTE ENCODER; PLAIN SHAFT, TOLERANCE N; W/O HOLDING BRAKE DEGREE OF PROTECTION IP64; PAINT FINISH RAL7016 | 2437 | TEM | 1 | MC | 14.003 | 1
1FK70835AF711GG5 | SIMOTICS S SYNCHRONOUS SERVOMOTORS 1FK7 COMPACT 16NM, 100K, 3000RPM, 3,30KW NATURAL AIR COOLING, IM B5 (IM V1, IM V3) POWER/SIGNAL CONNECTORS CONN. CAN BE ROTATED BY 270 DEGR., BASIC ABSOLUTE ENCODER 32 P/REV (ENCODER A-32); PERFORMANCE REDUCTION BY 10% DUE TO ABSOLUTE ENCODER; PLAIN SHAFT, TOLERANCE N; W/O HOLDING BRAKE DEGREE OF PROTECTION IP65 AS FLANGE IP67; PAINT FINISH RAL7016 | 2539 | TEM | 1 | MC | 14.003 | 1
1FK70835AF711GG8 | SIMOTICS S SYNCHRONOUS SERVOMOTORS 1FK7 COMPACT 16NM, 100K, 3000RPM, 3,30KW NATURAL AIR COOLING, IM B5 (IM V1, IM V3) POWER/SIGNAL CONNECTORS CONN. CAN BE ROTATED BY 270 DEGR., BASIC ABSOLUTE ENCODER 32 P/REV (ENCODER A-32); PERFORMANCE REDUCTION BY 10% DUE TO ABSOLUTE ENCODER; PLAIN SHAFT, TOLERANCE N; W/O HOLDING BRAKE DEGREE OF PROTECTION IP65 IP67 D-END FLANGE; RAL7016 COATING; METALLIC RATING PLATE AT MOTOR | 2647 | TEM | 1 | MC | 14.003 | 1
1FK70835AF711GH0 | SIMOTICS S SYNCHRONOUS SERVOMOTORS 1FK7 COMPACT 16NM, 100K, 3000RPM, 3,30KW NATURAL AIR COOLING, IM B5 (IM V1, IM V3) POWER/SIGNAL CONNECTORS CONN. CAN BE ROTATED BY 270 DEGR., BASIC ABSOLUTE ENCODER 32 P/REV (ENCODER A-32); PERFORMANCE REDUCTION BY 10% DUE TO ABSOLUTE ENCODER; PLAIN SHAFT, TOLERANCE N; WITH HOLDING BRAKE DEGREE OF PROTECTION IP64 | 2834 | TEM | 1 | MC | 16.502 | 1
1FK70835AF711GH2 | SIMOTICS S SYNCHRONOUS SERVOMOTORS 1FK7 COMPACT 16NM, 100K, 3000RPM, 3,30KW NATURAL AIR COOLING, IM B5 (IM V1, IM V3) POWER/SIGNAL CONNECTORS CONN. CAN BE ROTATED BY 270 DEGR., BASIC ABSOLUTE ENCODER 32 P/REV (ENCODER A-32); PERFORMANCE REDUCTION BY 10% DUE TO ABSOLUTE ENCODER; PLAIN SHAFT, TOLERANCE N; WITH HOLDING BRAKE DEGREE OF PROTECTION IP65 FLANGE ON DRIVE END IP67 | 2936 | TEM | 1 | MC | 16.502 | 1
1FK70835AF711GH3 | SIMOTICS S SYNCHRONOUS SERVOMOTORS 1FK7 COMPACT 16NM, 100K, 3000RPM, 3,30KW NATURAL AIR COOLING, IM B5 (IM V1, IM V3) POWER/SIGNAL CONNECTORS CONN. CAN BE ROTATED BY 270 DEGR., BASIC ABSOLUTE ENCODER 32 P/REV (ENCODER A-32); PERFORMANCE REDUCTION BY 10% DUE TO ABSOLUTE ENCODER; PLAIN SHAFT, TOLERANCE N; WITH HOLDING BRAKE DEGREE OF PROTECTION IP64; PAINT FINISH RAL7016 | 2884 | TEM | 1 | MC | 16.502 | 1
1FK70835AF711GH5 | SIMOTICS S SYNCHRONOUS SERVOMOTORS 1FK7 COMPACT 16NM, 100K, 3000RPM, 3,30KW NATURAL AIR COOLING, IM B5 (IM V1, IM V3) POWER/SIGNAL CONNECTORS CONN. CAN BE ROTATED BY 270 DEGR., BASIC ABSOLUTE ENCODER 32 P/REV (ENCODER A-32); PERFORMANCE REDUCTION BY 10% DUE TO ABSOLUTE ENCODER; PLAIN SHAFT, TOLERANCE N; WITH HOLDING BRAKE DEGREE OF PROTECTION IP65 AS FLANGE IP67; PAINT FINISH RAL7016 | 2985 | TEM | 1 | MC | 16.502 | 1
1FK70835AF711GH8 | SIMOTICS S SYNCHRONOUS SERVOMOTORS 1FK7 COMPACT 16NM, 100K, 3000RPM, 3,30KW NATURAL AIR COOLING, IM B5 (IM V1, IM V3) POWER/SIGNAL CONNECTORS CONN. CAN BE ROTATED BY 270 DEGR., BASIC ABSOLUTE ENCODER 32 P/REV (ENCODER A-32); PERFORMANCE REDUCTION BY 10% DUE TO ABSOLUTE ENCODER; PLAIN SHAFT, TOLERANCE N; WITH HOLDING BRAKE DEGREE OF PROTECTION IP65 IP67 D-END FLANGE; RAL7016 COATING; METALLIC RATING PLATE AT MOTOR | 3094 | TEM | 1 | MC | 16.502 | 1
1FK70835AF711KA0 | SIMOTICS S SYNCHRONOUS SERVOMOTORS 1FK7 COMPACT 16NM, 100K, 3000RPM, 3,30KW NATURAL AIR COOLING, IM B5 (IM V1, IM V3) POWER/SIGNAL CONNECTORS CONN. CAN BE ROTATED BY 270 DEGR., BASIC ABSOLUTE ENCODER 32 P/REV (ENCODER A-32) WITH DRIVE-CLIQ INTERFACE; PERFORMANCE REDUCTION BY 10% DUE TO ABSOLUTE ENCODER; SHAFT WITH FITTED KEY, TOLERANCE N; W/O HOLDING BRAKE DEGREE OF PROTECTION IP64 | 2741 | TEM | 1 | MC | 14.003 | 1
1FK70835AF711KA2 | SIMOTICS S SYNCHRONOUS SERVOMOTORS 1FK7 COMPACT 16NM, 100K, 3000RPM, 3,30KW NATURAL AIR COOLING, IM B5 (IM V1, IM V3) POWER/SIGNAL CONNECTORS CONN. CAN BE ROTATED BY 270 DEGR., BASIC ABSOLUTE ENCODER 32 P/REV (ENCODER A-32) WITH DRIVE-CLIQ INTERFACE; PERFORMANCE REDUCTION BY 10% DUE TO ABSOLUTE ENCODER; SHAFT WITH FITTED KEY, TOLERANCE N; W/O HOLDING BRAKE DEGREE OF PROTECTION IP65 FLANGE ON DRIVE END IP67 | 2842 | TEM | 1 | MC | 14.003 | 1
1FK70835AF711KA3 | SIMOTICS S SYNCHRONOUS SERVOMOTORS 1FK7 COMPACT 16NM, 100K, 3000RPM, 3,30KW NATURAL AIR COOLING, IM B5 (IM V1, IM V3) POWER/SIGNAL CONNECTORS CONN. CAN BE ROTATED BY 270 DEGR., BASIC ABSOLUTE ENCODER 32 P/REV (ENCODER A-32) WITH DRIVE-CLIQ INTERFACE; PERFORMANCE REDUCTION BY 10% DUE TO ABSOLUTE ENCODER; SHAFT WITH FITTED KEY, TOLERANCE N; W/O HOLDING BRAKE DEGREE OF PROTECTION IP64; PAINT FINISH RAL7016 | 2790 | TEM | 1 | MC | 14.003 | 1
1FK70835AF711KA5 | SIMOTICS S SYNCHRONOUS SERVOMOTORS 1FK7 COMPACT 16NM, 100K, 3000RPM, 3,30KW NATURAL AIR COOLING, IM B5 (IM V1, IM V3) POWER/SIGNAL CONNECTORS CONN. CAN BE ROTATED BY 270 DEGR., BASIC ABSOLUTE ENCODER 32 P/REV (ENCODER A-32) WITH DRIVE-CLIQ INTERFACE; PERFORMANCE REDUCTION BY 10% DUE TO ABSOLUTE ENCODER; SHAFT WITH FITTED KEY, TOLERANCE N; W/O HOLDING BRAKE DEGREE OF PROTECTION IP65 AS FLANGE IP67; PAINT FINISH RAL7016 | 2892 | TEM | 1 | MC | 14.003 | 1
1FK70835AF711KA8 | SIMOTICS S SYNCHRONOUS SERVOMOTORS 1FK7 COMPACT 16NM, 100K, 3000RPM, 3,30KW NATURAL AIR COOLING, IM B5 (IM V1, IM V3) POWER/SIGNAL CONNECTORS CONN. CAN BE ROTATED BY 270 DEGR., BASIC ABSOLUTE ENCODER 32 P/REV (ENCODER A-32) WITH DRIVE-CLIQ INTERFACE; PERFORMANCE REDUCTION BY 10% DUE TO ABSOLUTE ENCODER; SHAFT WITH FITTED KEY, TOLERANCE N; W/O HOLDING BRAKE DEGREE OF PROTECTION IP65 IP67 D-END FLANGE; RAL7016 COATING; METALLIC RATING PLATE AT MOTOR | 3000 | TEM | 1 | MC | 14.003 | 1
1FK70835AF711KB0 | SIMOTICS S SYNCHRONOUS SERVOMOTORS 1FK7 COMPACT 16NM, 100K, 3000RPM, 3,30KW NATURAL AIR COOLING, IM B5 (IM V1, IM V3) POWER/SIGNAL CONNECTORS CONN. CAN BE ROTATED BY 270 DEGR., BASIC ABSOLUTE ENCODER 32 P/REV (ENCODER A-32) WITH DRIVE-CLIQ INTERFACE; PERFORMANCE REDUCTION BY 10% DUE TO ABSOLUTE ENCODER; SHAFT WITH FITTED KEY, TOLERANCE N; WITH HOLDING BRAKE DEGREE OF PROTECTION IP64 | 3187 | TEM | 1 | MC | 16.502 | 1
1FK70835AF711KB2 | SIMOTICS S SYNCHRONOUS SERVOMOTORS 1FK7 COMPACT 16NM, 100K, 3000RPM, 3,30KW NATURAL AIR COOLING, IM B5 (IM V1, IM V3) POWER/SIGNAL CONNECTORS CONN. CAN BE ROTATED BY 270 DEGR., BASIC ABSOLUTE ENCODER 32 P/REV (ENCODER A-32) WITH DRIVE-CLIQ INTERFACE; PERFORMANCE REDUCTION BY 10% DUE TO ABSOLUTE ENCODER; SHAFT WITH FITTED KEY, TOLERANCE N; WITH HOLDING BRAKE DEGREE OF PROTECTION IP65 FLANGE ON DRIVE END IP67 | 3289 | TEM | 1 | MC | 16.502 | 1
1FK70835AF711KB3 | SIMOTICS S SYNCHRONOUS SERVOMOTORS 1FK7 COMPACT 16NM, 100K, 3000RPM, 3,30KW NATURAL AIR COOLING, IM B5 (IM V1, IM V3) POWER/SIGNAL CONNECTORS CONN. CAN BE ROTATED BY 270 DEGR., BASIC ABSOLUTE ENCODER 32 P/REV (ENCODER A-32) WITH DRIVE-CLIQ INTERFACE; PERFORMANCE REDUCTION BY 10% DUE TO ABSOLUTE ENCODER; SHAFT WITH FITTED KEY, TOLERANCE N; WITH HOLDING BRAKE DEGREE OF PROTECTION IP64; PAINT FINISH RAL7016 | 3237 | TEM | 1 | MC | 16.502 | 1
1FK70835AF711KB5 | SIMOTICS S SYNCHRONOUS SERVOMOTORS 1FK7 COMPACT 16NM, 100K, 3000RPM, 3,30KW NATURAL AIR COOLING, IM B5 (IM V1, IM V3) POWER/SIGNAL CONNECTORS CONN. CAN BE ROTATED BY 270 DEGR., BASIC ABSOLUTE ENCODER 32 P/REV (ENCODER A-32) WITH DRIVE-CLIQ INTERFACE; PERFORMANCE REDUCTION BY 10% DUE TO ABSOLUTE ENCODER; SHAFT WITH FITTED KEY, TOLERANCE N; WITH HOLDING BRAKE DEGREE OF PROTECTION IP65 AS FLANGE IP67; PAINT FINISH RAL7016 | 3338 | TEM | 1 | MC | 16.502 | 1
1FK70835AF711KB8 | SIMOTICS S SYNCHRONOUS SERVOMOTORS 1FK7 COMPACT 16NM, 100K, 3000RPM, 3,30KW NATURAL AIR COOLING, IM B5 (IM V1, IM V3) POWER/SIGNAL CONNECTORS CONN. CAN BE ROTATED BY 270 DEGR., BASIC ABSOLUTE ENCODER 32 P/REV (ENCODER A-32) WITH DRIVE-CLIQ INTERFACE; PERFORMANCE REDUCTION BY 10% DUE TO ABSOLUTE ENCODER; SHAFT WITH FITTED KEY, TOLERANCE N; WITH HOLDING BRAKE DEGREE OF PROTECTION IP65 IP67 D-END FLANGE; RAL7016 COATING; METALLIC RATING PLATE AT MOTOR | 3447 | TEM | 1 | MC | 16.502 | 1
1FK70835AF711KG0 | SIMOTICS S SYNCHRONOUS SERVOMOTORS 1FK7 COMPACT 16NM, 100K, 3000RPM, 3,30KW NATURAL AIR COOLING, IM B5 (IM V1, IM V3) POWER/SIGNAL CONNECTORS CONN. CAN BE ROTATED BY 270 DEGR., BASIC ABSOLUTE ENCODER 32 P/REV (ENCODER A-32) WITH DRIVE-CLIQ INTERFACE; PERFORMANCE REDUCTION BY 10% DUE TO ABSOLUTE ENCODER; PLAIN SHAFT, TOLERANCE N; W/O HOLDING BRAKE DEGREE OF PROTECTION IP64 | 2647 | TEM | 1 | MC | 14.003 | 1
1FK70835AF711KG2 | SIMOTICS S SYNCHRONOUS SERVOMOTORS 1FK7 COMPACT 16NM, 100K, 3000RPM, 3,30KW NATURAL AIR COOLING, IM B5 (IM V1, IM V3) POWER/SIGNAL CONNECTORS CONN. CAN BE ROTATED BY 270 DEGR., BASIC ABSOLUTE ENCODER 32 P/REV (ENCODER A-32) WITH DRIVE-CLIQ INTERFACE; PERFORMANCE REDUCTION BY 10% DUE TO ABSOLUTE ENCODER; PLAIN SHAFT, TOLERANCE N; W/O HOLDING BRAKE DEGREE OF PROTECTION IP65 FLANGE ON DRIVE END IP67 | 2749 | TEM | 1 | MC | 14.003 | 1
1FK70835AF711KG3 | SIMOTICS S SYNCHRONOUS SERVOMOTORS 1FK7 COMPACT 16NM, 100K, 3000RPM, 3,30KW NATURAL AIR COOLING, IM B5 (IM V1, IM V3) POWER/SIGNAL CONNECTORS CONN. CAN BE ROTATED BY 270 DEGR., BASIC ABSOLUTE ENCODER 32 P/REV (ENCODER A-32) WITH DRIVE-CLIQ INTERFACE; PERFORMANCE REDUCTION BY 10% DUE TO ABSOLUTE ENCODER; PLAIN SHAFT, TOLERANCE N; W/O HOLDING BRAKE DEGREE OF PROTECTION IP64; PAINT FINISH RAL7016 | 2696 | TEM | 1 | MC | 14.003 | 1
1FK70835AF711KG5 | SIMOTICS S SYNCHRONOUS SERVOMOTORS 1FK7 COMPACT 16NM, 100K, 3000RPM, 3,30KW NATURAL AIR COOLING, IM B5 (IM V1, IM V3) POWER/SIGNAL CONNECTORS CONN. CAN BE ROTATED BY 270 DEGR., BASIC ABSOLUTE ENCODER 32 P/REV (ENCODER A-32) WITH DRIVE-CLIQ INTERFACE; PERFORMANCE REDUCTION BY 10% DUE TO ABSOLUTE ENCODER; PLAIN SHAFT, TOLERANCE N; W/O HOLDING BRAKE DEGREE OF PROTECTION IP65 AS FLANGE IP67; PAINT FINISH RAL7016 | 2798 | TEM | 1 | MC | 14.003 | 1
1FK70835AF711KG8 | SIMOTICS S SYNCHRONOUS SERVOMOTORS 1FK7 COMPACT 16NM, 100K, 3000RPM, 3,30KW NATURAL AIR COOLING, IM B5 (IM V1, IM V3) POWER/SIGNAL CONNECTORS CONN. CAN BE ROTATED BY 270 DEGR., BASIC ABSOLUTE ENCODER 32 P/REV (ENCODER A-32) WITH DRIVE-CLIQ INTERFACE; PERFORMANCE REDUCTION BY 10% DUE TO ABSOLUTE ENCODER; PLAIN SHAFT, TOLERANCE N; W/O HOLDING BRAKE DEGREE OF PROTECTION IP65 IP67 D-END FLANGE; RAL7016 COATING; METALLIC RATING PLATE AT MOTOR | 2907 | TEM | 1 | MC | 14.003 | 1
1FK70835AF711KH0 | SIMOTICS S SYNCHRONOUS SERVOMOTORS 1FK7 COMPACT 16NM, 100K, 3000RPM, 3,30KW NATURAL AIR COOLING, IM B5 (IM V1, IM V3) POWER/SIGNAL CONNECTORS CONN. CAN BE ROTATED BY 270 DEGR., BASIC ABSOLUTE ENCODER 32 P/REV (ENCODER A-32) WITH DRIVE-CLIQ INTERFACE; PERFORMANCE REDUCTION BY 10% DUE TO ABSOLUTE ENCODER; PLAIN SHAFT, TOLERANCE N; WITH HOLDING BRAKE DEGREE OF PROTECTION IP64 | 3094 | TEM | 1 | MC | 16.502 | 1
1FK70835AF711KH2 | SIMOTICS S SYNCHRONOUS SERVOMOTORS 1FK7 COMPACT 16NM, 100K, 3000RPM, 3,30KW NATURAL AIR COOLING, IM B5 (IM V1, IM V3) POWER/SIGNAL CONNECTORS CONN. CAN BE ROTATED BY 270 DEGR., BASIC ABSOLUTE ENCODER 32 P/REV (ENCODER A-32) WITH DRIVE-CLIQ INTERFACE; PERFORMANCE REDUCTION BY 10% DUE TO ABSOLUTE ENCODER; PLAIN SHAFT, TOLERANCE N; WITH HOLDING BRAKE DEGREE OF PROTECTION IP65 FLANGE ON DRIVE END IP67 | 3195 | TEM | 1 | MC | 16.502 | 1
1FK70835AF711KH3 | SIMOTICS S SYNCHRONOUS SERVOMOTORS 1FK7 COMPACT 16NM, 100K, 3000RPM, 3,30KW NATURAL AIR COOLING, IM B5 (IM V1, IM V3) POWER/SIGNAL CONNECTORS CONN. CAN BE ROTATED BY 270 DEGR., BASIC ABSOLUTE ENCODER 32 P/REV (ENCODER A-32) WITH DRIVE-CLIQ INTERFACE; PERFORMANCE REDUCTION BY 10% DUE TO ABSOLUTE ENCODER; PLAIN SHAFT, TOLERANCE N; WITH HOLDING BRAKE DEGREE OF PROTECTION IP64; PAINT FINISH RAL7016 | 3143 | TEM | 1 | MC | 16.502 | 1
1FK70835AF711KH5 | SIMOTICS S SYNCHRONOUS SERVOMOTORS 1FK7 COMPACT 16NM, 100K, 3000RPM, 3,30KW NATURAL AIR COOLING, IM B5 (IM V1, IM V3) POWER/SIGNAL CONNECTORS CONN. CAN BE ROTATED BY 270 DEGR., BASIC ABSOLUTE ENCODER 32 P/REV (ENCODER A-32) WITH DRIVE-CLIQ INTERFACE; PERFORMANCE REDUCTION BY 10% DUE TO ABSOLUTE ENCODER; PLAIN SHAFT, TOLERANCE N; WITH HOLDING BRAKE DEGREE OF PROTECTION IP65 AS FLANGE IP67; PAINT FINISH RAL7016 | 3245 | TEM | 1 | MC | 16.502 | 1
1FK70835AF711KH8 | SIMOTICS S SYNCHRONOUS SERVOMOTORS 1FK7 COMPACT 16NM, 100K, 3000RPM, 3,30KW NATURAL AIR COOLING, IM B5 (IM V1, IM V3) POWER/SIGNAL CONNECTORS CONN. CAN BE ROTATED BY 270 DEGR., BASIC ABSOLUTE ENCODER 32 P/REV (ENCODER A-32) WITH DRIVE-CLIQ INTERFACE; PERFORMANCE REDUCTION BY 10% DUE TO ABSOLUTE ENCODER; PLAIN SHAFT, TOLERANCE N; WITH HOLDING BRAKE DEGREE OF PROTECTION IP65 IP67 D-END FLANGE; RAL7016 COATING; METALLIC RATING PLATE AT MOTOR | 3353 | TEM | 1 | MC | 16.502 | 1
1FK70835AF711PA0 | SIMOTICS S SYNCHRONOUS SERVOMOTORS 1FK7 COMPACT 16NM, 100K, 3000RPM, 3,30KW NATURAL AIR COOLING, IM B5 (IM V1, IM V3) POWER/SIGNAL CONNECTORS CONN. CAN BE ROTATED BY 270 DEGR., RESOLVER 2-POLE (RESOLVER P=1) WITH DRIVE-CLIQ INTERFACE; SHAFT WITH FITTED KEY, TOLERANCE N; W/O HOLDING BRAKE DEGREE OF PROTECTION IP64 | 2265 | TEM | 1 | MC | 14.003 | 1
1FK70835AF711PA2 | SIMOTICS S SYNCHRONOUS SERVOMOTORS 1FK7 COMPACT 16NM, 100K, 3000RPM, 3,30KW NATURAL AIR COOLING, IM B5 (IM V1, IM V3) POWER/SIGNAL CONNECTORS CONN. CAN BE ROTATED BY 270 DEGR., RESOLVER 2-POLE (RESOLVER P=1) WITH DRIVE-CLIQ INTERFACE; SHAFT WITH FITTED KEY, TOLERANCE N; W/O HOLDING BRAKE DEGREE OF PROTECTION IP65 FLANGE ON DRIVE END IP67 | 2367 | TEM | 1 | MC | 14.003 | 1
1FK70835AF711PA3 | SIMOTICS S SYNCHRONOUS SERVOMOTORS 1FK7 COMPACT 16NM, 100K, 3000RPM, 3,30KW NATURAL AIR COOLING, IM B5 (IM V1, IM V3) POWER/SIGNAL CONNECTORS CONN. CAN BE ROTATED BY 270 DEGR., RESOLVER 2-POLE (RESOLVER P=1) WITH DRIVE-CLIQ INTERFACE; SHAFT WITH FITTED KEY, TOLERANCE N; W/O HOLDING BRAKE DEGREE OF PROTECTION IP64; PAINT FINISH RAL7016 | 2314 | TEM | 1 | MC | 14.003 | 1
1FK70835AF711PA5 | SIMOTICS S SYNCHRONOUS SERVOMOTORS 1FK7 COMPACT 16NM, 100K, 3000RPM, 3,30KW NATURAL AIR COOLING, IM B5 (IM V1, IM V3) POWER/SIGNAL CONNECTORS CONN. CAN BE ROTATED BY 270 DEGR., RESOLVER 2-POLE (RESOLVER P=1) WITH DRIVE-CLIQ INTERFACE; SHAFT WITH FITTED KEY, TOLERANCE N; W/O HOLDING BRAKE DEGREE OF PROTECTION IP65 AS FLANGE IP67; PAINT FINISH RAL7016 | 2416 | TEM | 1 | MC | 14.003 | 1
1FK70835AF711PA8 | SIMOTICS S SYNCHRONOUS SERVOMOTORS 1FK7 COMPACT 16NM, 100K, 3000RPM, 3,30KW NATURAL AIR COOLING, IM B5 (IM V1, IM V3) POWER/SIGNAL CONNECTORS CONN. CAN BE ROTATED BY 270 DEGR., RESOLVER 2-POLE (RESOLVER P=1) WITH DRIVE-CLIQ INTERFACE; SHAFT WITH FITTED KEY, TOLERANCE N; W/O HOLDING BRAKE DEGREE OF PROTECTION IP65 IP67 D-END FLANGE; RAL7016 COATING; METALLIC RATING PLATE AT MOTOR | 2525 | TEM | 1 | MC | 14.003 | 1
1FK70835AF711PB0 | SIMOTICS S SYNCHRONOUS SERVOMOTORS 1FK7 COMPACT 16NM, 100K, 3000RPM, 3,30KW NATURAL AIR COOLING, IM B5 (IM V1, IM V3) POWER/SIGNAL CONNECTORS CONN. CAN BE ROTATED BY 270 DEGR., RESOLVER 2-POLE (RESOLVER P=1) WITH DRIVE-CLIQ INTERFACE; SHAFT WITH FITTED KEY, TOLERANCE N; WITH HOLDING BRAKE DEGREE OF PROTECTION IP64 | 2712 | TEM | 1 | MC | 16.502 | 1
1FK70835AF711PB2 | SIMOTICS S SYNCHRONOUS SERVOMOTORS 1FK7 COMPACT 16NM, 100K, 3000RPM, 3,30KW NATURAL AIR COOLING, IM B5 (IM V1, IM V3) POWER/SIGNAL CONNECTORS CONN. CAN BE ROTATED BY 270 DEGR., RESOLVER 2-POLE (RESOLVER P=1) WITH DRIVE-CLIQ INTERFACE; SHAFT WITH FITTED KEY, TOLERANCE N; WITH HOLDING BRAKE DEGREE OF PROTECTION IP65 FLANGE ON DRIVE END IP67 | 2814 | TEM | 1 | MC | 16.502 | 1
1FK70835AF711PB3 | SIMOTICS S SYNCHRONOUS SERVOMOTORS 1FK7 COMPACT 16NM, 100K, 3000RPM, 3,30KW NATURAL AIR COOLING, IM B5 (IM V1, IM V3) POWER/SIGNAL CONNECTORS CONN. CAN BE ROTATED BY 270 DEGR., RESOLVER 2-POLE (RESOLVER P=1) WITH DRIVE-CLIQ INTERFACE; SHAFT WITH FITTED KEY, TOLERANCE N; WITH HOLDING BRAKE DEGREE OF PROTECTION IP64; PAINT FINISH RAL7016 | 2761 | TEM | 1 | MC | 16.502 | 1
1FK70835AF711PB5 | SIMOTICS S SYNCHRONOUS SERVOMOTORS 1FK7 COMPACT 16NM, 100K, 3000RPM, 3,30KW NATURAL AIR COOLING, IM B5 (IM V1, IM V3) POWER/SIGNAL CONNECTORS CONN. CAN BE ROTATED BY 270 DEGR., RESOLVER 2-POLE (RESOLVER P=1) WITH DRIVE-CLIQ INTERFACE; SHAFT WITH FITTED KEY, TOLERANCE N; WITH HOLDING BRAKE DEGREE OF PROTECTION IP65 AS FLANGE IP67; PAINT FINISH RAL7016 | 2863 | TEM | 1 | MC | 16.502 | 1
1FK70835AF711PB8 | SIMOTICS S SYNCHRONOUS SERVOMOTORS 1FK7 COMPACT 16NM, 100K, 3000RPM, 3,30KW NATURAL AIR COOLING, IM B5 (IM V1, IM V3) POWER/SIGNAL CONNECTORS CONN. CAN BE ROTATED BY 270 DEGR., RESOLVER 2-POLE (RESOLVER P=1) WITH DRIVE-CLIQ INTERFACE; SHAFT WITH FITTED KEY, TOLERANCE N; WITH HOLDING BRAKE DEGREE OF PROTECTION IP65 IP67 D-END FLANGE; RAL7016 COATING; METALLIC RATING PLATE AT MOTOR | 2971 | TEM | 1 | MC | 16.502 | 1
1FK70835AF711PG0 | SIMOTICS S SYNCHRONOUS SERVOMOTORS 1FK7 COMPACT 16NM, 100K, 3000RPM, 3,30KW NATURAL AIR COOLING, IM B5 (IM V1, IM V3) POWER/SIGNAL CONNECTORS CONN. CAN BE ROTATED BY 270 DEGR., RESOLVER 2-POLE (RESOLVER P=1) WITH DRIVE-CLIQ INTERFACE; PLAIN SHAFT, TOLERANCE N; W/O HOLDING BRAKE DEGREE OF PROTECTION IP64 | 2172 | TEM | 1 | MC | 14.003 | 1
1FK70835AF711PG2 | SIMOTICS S SYNCHRONOUS SERVOMOTORS 1FK7 COMPACT 16NM, 100K, 3000RPM, 3,30KW NATURAL AIR COOLING, IM B5 (IM V1, IM V3) POWER/SIGNAL CONNECTORS CONN. CAN BE ROTATED BY 270 DEGR., RESOLVER 2-POLE (RESOLVER P=1) WITH DRIVE-CLIQ INTERFACE; PLAIN SHAFT, TOLERANCE N; W/O HOLDING BRAKE DEGREE OF PROTECTION IP65 FLANGE ON DRIVE END IP67 | 2273 | TEM | 1 | MC | 14.003 | 1
1FK70835AF711PG3 | SIMOTICS S SYNCHRONOUS SERVOMOTORS 1FK7 COMPACT 16NM, 100K, 3000RPM, 3,30KW NATURAL AIR COOLING, IM B5 (IM V1, IM V3) POWER/SIGNAL CONNECTORS CONN. CAN BE ROTATED BY 270 DEGR., RESOLVER 2-POLE (RESOLVER P=1) WITH DRIVE-CLIQ INTERFACE; PLAIN SHAFT, TOLERANCE N; W/O HOLDING BRAKE DEGREE OF PROTECTION IP64; PAINT FINISH RAL7016 | 2221 | TEM | 1 | MC | 14.003 | 1
1FK70835AF711PG5 | SIMOTICS S SYNCHRONOUS SERVOMOTORS 1FK7 COMPACT 16NM, 100K, 3000RPM, 3,30KW NATURAL AIR COOLING, IM B5 (IM V1, IM V3) POWER/SIGNAL CONNECTORS CONN. CAN BE ROTATED BY 270 DEGR., RESOLVER 2-POLE (RESOLVER P=1) WITH DRIVE-CLIQ INTERFACE; PLAIN SHAFT, TOLERANCE N; W/O HOLDING BRAKE DEGREE OF PROTECTION IP65 AS FLANGE IP67; PAINT FINISH RAL7016 | 2322 | TEM | 1 | MC | 14.003 | 1
1FK70835AF711PG8 | SIMOTICS S SYNCHRONOUS SERVOMOTORS 1FK7 COMPACT 16NM, 100K, 3000RPM, 3,30KW NATURAL AIR COOLING, IM B5 (IM V1, IM V3) POWER/SIGNAL CONNECTORS CONN. CAN BE ROTATED BY 270 DEGR., RESOLVER 2-POLE (RESOLVER P=1) WITH DRIVE-CLIQ INTERFACE; PLAIN SHAFT, TOLERANCE N; W/O HOLDING BRAKE DEGREE OF PROTECTION IP65 IP67 D-END FLANGE; RAL7016 COATING; METALLIC RATING PLATE AT MOTOR | 2431 | TEM | 1 | MC | 14.003 | 1
1FK70835AF711PH0 | SIMOTICS S SYNCHRONOUS SERVOMOTORS 1FK7 COMPACT 16NM, 100K, 3000RPM, 3,30KW NATURAL AIR COOLING, IM B5 (IM V1, IM V3) POWER/SIGNAL CONNECTORS CONN. CAN BE ROTATED BY 270 DEGR., RESOLVER 2-POLE (RESOLVER P=1) WITH DRIVE-CLIQ INTERFACE; PLAIN SHAFT, TOLERANCE N; WITH HOLDING BRAKE DEGREE OF PROTECTION IP64 | 2618 | TEM | 1 | MC | 16.502 | 1
1FK70835AF711PH2 | SIMOTICS S SYNCHRONOUS SERVOMOTORS 1FK7 COMPACT 16NM, 100K, 3000RPM, 3,30KW NATURAL AIR COOLING, IM B5 (IM V1, IM V3) POWER/SIGNAL CONNECTORS CONN. CAN BE ROTATED BY 270 DEGR., RESOLVER 2-POLE (RESOLVER P=1) WITH DRIVE-CLIQ INTERFACE; PLAIN SHAFT, TOLERANCE N; WITH HOLDING BRAKE DEGREE OF PROTECTION IP65 FLANGE ON DRIVE END IP67 | 2720 | TEM | 1 | MC | 16.502 | 1
1FK70835AF711PH3 | SIMOTICS S SYNCHRONOUS SERVOMOTORS 1FK7 COMPACT 16NM, 100K, 3000RPM, 3,30KW NATURAL AIR COOLING, IM B5 (IM V1, IM V3) POWER/SIGNAL CONNECTORS CONN. CAN BE ROTATED BY 270 DEGR., RESOLVER 2-POLE (RESOLVER P=1) WITH DRIVE-CLIQ INTERFACE; PLAIN SHAFT, TOLERANCE N; WITH HOLDING BRAKE DEGREE OF PROTECTION IP64; PAINT FINISH RAL7016 | 2667 | TEM | 1 | MC | 16.502 | 1
1FK70835AF711PH5 | SIMOTICS S SYNCHRONOUS SERVOMOTORS 1FK7 COMPACT 16NM, 100K, 3000RPM, 3,30KW NATURAL AIR COOLING, IM B5 (IM V1, IM V3) POWER/SIGNAL CONNECTORS CONN. CAN BE ROTATED BY 270 DEGR., RESOLVER 2-POLE (RESOLVER P=1) WITH DRIVE-CLIQ INTERFACE; PLAIN SHAFT, TOLERANCE N; WITH HOLDING BRAKE DEGREE OF PROTECTION IP65 AS FLANGE IP67; PAINT FINISH RAL7016 | 2769 | TEM | 1 | MC | 16.502 | 1
1FK70835AF711PH8 | SIMOTICS S SYNCHRONOUS SERVOMOTORS 1FK7 COMPACT 16NM, 100K, 3000RPM, 3,30KW NATURAL AIR COOLING, IM B5 (IM V1, IM V3) POWER/SIGNAL CONNECTORS CONN. CAN BE ROTATED BY 270 DEGR., RESOLVER 2-POLE (RESOLVER P=1) WITH DRIVE-CLIQ INTERFACE; PLAIN SHAFT, TOLERANCE N; WITH HOLDING BRAKE DEGREE OF PROTECTION IP65 IP67 D-END FLANGE; RAL7016 COATING; METALLIC RATING PLATE AT MOTOR | 2878 | TEM | 1 | MC | 16.502 | 1
1FK70835AF711SA0 | SIMOTICS S SYNCHRONOUS SERVOMOTORS 1FK7 COMPACT 16NM, 100K, 3000RPM, 3,30KW NATURAL AIR COOLING, IM B5 (IM V1, IM V3) POWER/SIGNAL CONNECTORS CONN. CAN BE ROTATED BY 270 DEGR., RESOLVER MULTI-POLE (RESOLVER P=4); SHAFT WITH FITTED KEY, TOLERANCE N; W/O HOLDING BRAKE DEGREE OF PROTECTION IP64 | 2003 | TEM | 1 | MC | 14.003 | 1
1FK70835AF711SA2 | SIMOTICS S SYNCHRONOUS SERVOMOTORS 1FK7 COMPACT 16NM, 100K, 3000RPM, 3,30KW NATURAL AIR COOLING, IM B5 (IM V1, IM V3) POWER/SIGNAL CONNECTORS CONN. CAN BE ROTATED BY 270 DEGR., RESOLVER MULTI-POLE (RESOLVER P=4); SHAFT WITH FITTED KEY, TOLERANCE N; W/O HOLDING BRAKE DEGREE OF PROTECTION IP65 FLANGE ON DRIVE END IP67 | 2105 | TEM | 1 | MC | 14.003 | 1
1FK70835AF711SA3 | SIMOTICS S SYNCHRONOUS SERVOMOTORS 1FK7 COMPACT 16NM, 100K, 3000RPM, 3,30KW NATURAL AIR COOLING, IM B5 (IM V1, IM V3) POWER/SIGNAL CONNECTORS CONN. CAN BE ROTATED BY 270 DEGR., RESOLVER MULTI-POLE (RESOLVER P=4); SHAFT WITH FITTED KEY, TOLERANCE N; W/O HOLDING BRAKE DEGREE OF PROTECTION IP64; PAINT FINISH RAL7016 | 2053 | TEM | 1 | MC | 14.003 | 1
1FK70835AF711SA5 | SIMOTICS S SYNCHRONOUS SERVOMOTORS 1FK7 COMPACT 16NM, 100K, 3000RPM, 3,30KW NATURAL AIR COOLING, IM B5 (IM V1, IM V3) POWER/SIGNAL CONNECTORS CONN. CAN BE ROTATED BY 270 DEGR., RESOLVER MULTI-POLE (RESOLVER P=4); SHAFT WITH FITTED KEY, TOLERANCE N; W/O HOLDING BRAKE DEGREE OF PROTECTION IP65 AS FLANGE IP67; PAINT FINISH RAL7016 | 2154 | TEM | 1 | MC | 14.003 | 1
1FK70835AF711SA8 | SIMOTICS S SYNCHRONOUS SERVOMOTORS 1FK7 COMPACT 16NM, 100K, 3000RPM, 3,30KW NATURAL AIR COOLING, IM B5 (IM V1, IM V3) POWER/SIGNAL CONNECTORS CONN. CAN BE ROTATED BY 270 DEGR., RESOLVER MULTI-POLE (RESOLVER P=4); SHAFT WITH FITTED KEY, TOLERANCE N; W/O HOLDING BRAKE DEGREE OF PROTECTION IP65 IP67 D-END FLANGE; RAL7016 COATING; METALLIC RATING PLATE AT MOTOR | 2263 | TEM | 1 | MC | 14.003 | 1
1FK70835AF711SB0 | SIMOTICS S SYNCHRONOUS SERVOMOTORS 1FK7 COMPACT 16NM, 100K, 3000RPM, 3,30KW NATURAL AIR COOLING, IM B5 (IM V1, IM V3) POWER/SIGNAL CONNECTORS CONN. CAN BE ROTATED BY 270 DEGR., RESOLVER MULTI-POLE (RESOLVER P=4); SHAFT WITH FITTED KEY, TOLERANCE N; WITH HOLDING BRAKE DEGREE OF PROTECTION IP64 | 2450 | TEM | 1 | MC | 16.502 | 1
1FK70835AF711SB2 | SIMOTICS S SYNCHRONOUS SERVOMOTORS 1FK7 COMPACT 16NM, 100K, 3000RPM, 3,30KW NATURAL AIR COOLING, IM B5 (IM V1, IM V3) POWER/SIGNAL CONNECTORS CONN. CAN BE ROTATED BY 270 DEGR., RESOLVER MULTI-POLE (RESOLVER P=4); SHAFT WITH FITTED KEY, TOLERANCE N; WITH HOLDING BRAKE DEGREE OF PROTECTION IP65 FLANGE ON DRIVE END IP67 | 2552 | TEM | 1 | MC | 16.502 | 1
1FK70835AF711SB3 | SIMOTICS S SYNCHRONOUS SERVOMOTORS 1FK7 COMPACT 16NM, 100K, 3000RPM, 3,30KW NATURAL AIR COOLING, IM B5 (IM V1, IM V3) POWER/SIGNAL CONNECTORS CONN. CAN BE ROTATED BY 270 DEGR., RESOLVER MULTI-POLE (RESOLVER P=4); SHAFT WITH FITTED KEY, TOLERANCE N; WITH HOLDING BRAKE DEGREE OF PROTECTION IP64; PAINT FINISH RAL7016 | 2499 | TEM | 1 | MC | 16.502 | 1
1FK70835AF711SB5 | SIMOTICS S SYNCHRONOUS SERVOMOTORS 1FK7 COMPACT 16NM, 100K, 3000RPM, 3,30KW NATURAL AIR COOLING, IM B5 (IM V1, IM V3) POWER/SIGNAL CONNECTORS CONN. CAN BE ROTATED BY 270 DEGR., RESOLVER MULTI-POLE (RESOLVER P=4); SHAFT WITH FITTED KEY, TOLERANCE N; WITH HOLDING BRAKE DEGREE OF PROTECTION IP65 AS FLANGE IP67; PAINT FINISH RAL7016 | 2601 | TEM | 1 | MC | 16.502 | 1
1FK70835AF711SB8 | SIMOTICS S SYNCHRONOUS SERVOMOTORS 1FK7 COMPACT 16NM, 100K, 3000RPM, 3,30KW NATURAL AIR COOLING, IM B5 (IM V1, IM V3) POWER/SIGNAL CONNECTORS CONN. CAN BE ROTATED BY 270 DEGR., RESOLVER MULTI-POLE (RESOLVER P=4); SHAFT WITH FITTED KEY, TOLERANCE N; WITH HOLDING BRAKE DEGREE OF PROTECTION IP65 IP67 D-END FLANGE; RAL7016 COATING; METALLIC RATING PLATE AT MOTOR | 2710 | TEM | 1 | MC | 16.502 | 1
1FK70835AF711SG0 | SIMOTICS S SYNCHRONOUS SERVOMOTORS 1FK7 COMPACT 16NM, 100K, 3000RPM, 3,30KW NATURAL AIR COOLING, IM B5 (IM V1, IM V3) POWER/SIGNAL CONNECTORS CONN. CAN BE ROTATED BY 270 DEGR., RESOLVER MULTI-POLE (RESOLVER P=4); PLAIN SHAFT, TOLERANCE N; W/O HOLDING BRAKE DEGREE OF PROTECTION IP64 | 1910 | TEM | 1 | MC | 14.003 | 1
1FK70835AF711SG2 | SIMOTICS S SYNCHRONOUS SERVOMOTORS 1FK7 COMPACT 16NM, 100K, 3000RPM, 3,30KW NATURAL AIR COOLING, IM B5 (IM V1, IM V3) POWER/SIGNAL CONNECTORS CONN. CAN BE ROTATED BY 270 DEGR., RESOLVER MULTI-POLE (RESOLVER P=4); PLAIN SHAFT, TOLERANCE N; W/O HOLDING BRAKE DEGREE OF PROTECTION IP65 FLANGE ON DRIVE END IP67 | 2011 | TEM | 1 | MC | 14.003 | 1
1FK70835AF711SG3 | SIMOTICS S SYNCHRONOUS SERVOMOTORS 1FK7 COMPACT 16NM, 100K, 3000RPM, 3,30KW NATURAL AIR COOLING, IM B5 (IM V1, IM V3) POWER/SIGNAL CONNECTORS CONN. CAN BE ROTATED BY 270 DEGR., RESOLVER MULTI-POLE (RESOLVER P=4); PLAIN SHAFT, TOLERANCE N; W/O HOLDING BRAKE DEGREE OF PROTECTION IP64; PAINT FINISH RAL7016 | 1959 | TEM | 1 | MC | 14.003 | 1
1FK70835AF711SG5 | SIMOTICS S SYNCHRONOUS SERVOMOTORS 1FK7 COMPACT 16NM, 100K, 3000RPM, 3,30KW NATURAL AIR COOLING, IM B5 (IM V1, IM V3) POWER/SIGNAL CONNECTORS CONN. CAN BE ROTATED BY 270 DEGR., RESOLVER MULTI-POLE (RESOLVER P=4); PLAIN SHAFT, TOLERANCE N; W/O HOLDING BRAKE DEGREE OF PROTECTION IP65 AS FLANGE IP67; PAINT FINISH RAL7016 | 2061 | TEM | 1 | MC | 14.003 | 1
1FK70835AF711SG8 | SIMOTICS S SYNCHRONOUS SERVOMOTORS 1FK7 COMPACT 16NM, 100K, 3000RPM, 3,30KW NATURAL AIR COOLING, IM B5 (IM V1, IM V3) POWER/SIGNAL CONNECTORS CONN. CAN BE ROTATED BY 270 DEGR., RESOLVER MULTI-POLE (RESOLVER P=4); PLAIN SHAFT, TOLERANCE N; W/O HOLDING BRAKE DEGREE OF PROTECTION IP65 IP67 D-END FLANGE; RAL7016 COATING; METALLIC RATING PLATE AT MOTOR | 2169 | TEM | 1 | MC | 14.003 | 1
1FK70835AF711SH0 | SIMOTICS S SYNCHRONOUS SERVOMOTORS 1FK7 COMPACT 16NM, 100K, 3000RPM, 3,30KW NATURAL AIR COOLING, IM B5 (IM V1, IM V3) POWER/SIGNAL CONNECTORS CONN. CAN BE ROTATED BY 270 DEGR., RESOLVER MULTI-POLE (RESOLVER P=4); PLAIN SHAFT, TOLERANCE N; WITH HOLDING BRAKE DEGREE OF PROTECTION IP64 | 2356 | TEM | 1 | MC | 16.502 | 1
1FK70835AF711SH2 | SIMOTICS S SYNCHRONOUS SERVOMOTORS 1FK7 COMPACT 16NM, 100K, 3000RPM, 3,30KW NATURAL AIR COOLING, IM B5 (IM V1, IM V3) POWER/SIGNAL CONNECTORS CONN. CAN BE ROTATED BY 270 DEGR., RESOLVER MULTI-POLE (RESOLVER P=4); PLAIN SHAFT, TOLERANCE N; WITH HOLDING BRAKE DEGREE OF PROTECTION IP65 FLANGE ON DRIVE END IP67 | 2458 | TEM | 1 | MC | 16.502 | 1
1FK70835AF711SH3 | SIMOTICS S SYNCHRONOUS SERVOMOTORS 1FK7 COMPACT 16NM, 100K, 3000RPM, 3,30KW NATURAL AIR COOLING, IM B5 (IM V1, IM V3) POWER/SIGNAL CONNECTORS CONN. CAN BE ROTATED BY 270 DEGR., RESOLVER MULTI-POLE (RESOLVER P=4); PLAIN SHAFT, TOLERANCE N; WITH HOLDING BRAKE DEGREE OF PROTECTION IP64; PAINT FINISH RAL7016 | 2406 | TEM | 1 | MC | 16.502 | 1
1FK70835AF711SH5 | SIMOTICS S SYNCHRONOUS SERVOMOTORS 1FK7 COMPACT 16NM, 100K, 3000RPM, 3,30KW NATURAL AIR COOLING, IM B5 (IM V1, IM V3) POWER/SIGNAL CONNECTORS CONN. CAN BE ROTATED BY 270 DEGR., RESOLVER MULTI-POLE (RESOLVER P=4); PLAIN SHAFT, TOLERANCE N; WITH HOLDING BRAKE DEGREE OF PROTECTION IP65 AS FLANGE IP67; PAINT FINISH RAL7016 | 2507 | TEM | 1 | MC | 16.502 | 1
1FK70835AF711SH8 | SIMOTICS S SYNCHRONOUS SERVOMOTORS 1FK7 COMPACT 16NM, 100K, 3000RPM, 3,30KW NATURAL AIR COOLING, IM B5 (IM V1, IM V3) POWER/SIGNAL CONNECTORS CONN. CAN BE ROTATED BY 270 DEGR., RESOLVER MULTI-POLE (RESOLVER P=4); PLAIN SHAFT, TOLERANCE N; WITH HOLDING BRAKE DEGREE OF PROTECTION IP65 IP67 D-END FLANGE; RAL7016 COATING; METALLIC RATING PLATE AT MOTOR | 2616 | TEM | 1 | MC | 16.502 | 1
1FK70835AF711TA0 | SIMOTICS S SYNCHRONOUS SERVOMOTORS 1FK7 COMPACT 16NM, 100K, 3000RPM, 3,30KW NATURAL AIR COOLING, IM B5 (IM V1, IM V3) POWER/SIGNAL CONNECTORS CONN. CAN BE ROTATED BY 270 DEGR., RESOLVER 2-POLE (RESOLVER P=1); SHAFT WITH FITTED KEY, TOLERANCE N; W/O HOLDING BRAKE DEGREE OF PROTECTION IP64 | 2003 | TEM | 1 | MC | 14.003 | 1
1FK70835AF711TA2 | SIMOTICS S SYNCHRONOUS SERVOMOTORS 1FK7 COMPACT 16NM, 100K, 3000RPM, 3,30KW NATURAL AIR COOLING, IM B5 (IM V1, IM V3) POWER/SIGNAL CONNECTORS CONN. CAN BE ROTATED BY 270 DEGR., RESOLVER 2-POLE (RESOLVER P=1); SHAFT WITH FITTED KEY, TOLERANCE N; W/O HOLDING BRAKE DEGREE OF PROTECTION IP65 FLANGE ON DRIVE END IP67 | 2105 | TEM | 1 | MC | 14.003 | 1
1FK70835AF711TA3 | SIMOTICS S SYNCHRONOUS SERVOMOTORS 1FK7 COMPACT 16NM, 100K, 3000RPM, 3,30KW NATURAL AIR COOLING, IM B5 (IM V1, IM V3) POWER/SIGNAL CONNECTORS CONN. CAN BE ROTATED BY 270 DEGR., RESOLVER 2-POLE (RESOLVER P=1); SHAFT WITH FITTED KEY, TOLERANCE N; W/O HOLDING BRAKE DEGREE OF PROTECTION IP64; PAINT FINISH RAL7016 | 2053 | TEM | 1 | MC | 14.003 | 1
1FK70835AF711TA5 | SIMOTICS S SYNCHRONOUS SERVOMOTORS 1FK7 COMPACT 16NM, 100K, 3000RPM, 3,30KW NATURAL AIR COOLING, IM B5 (IM V1, IM V3) POWER/SIGNAL CONNECTORS CONN. CAN BE ROTATED BY 270 DEGR., RESOLVER 2-POLE (RESOLVER P=1); SHAFT WITH FITTED KEY, TOLERANCE N; W/O HOLDING BRAKE DEGREE OF PROTECTION IP65 AS FLANGE IP67; PAINT FINISH RAL7016 | 2154 | TEM | 1 | MC | 14.003 | 1
1FK70835AF711TA8 | SIMOTICS S SYNCHRONOUS SERVOMOTORS 1FK7 COMPACT 16NM, 100K, 3000RPM, 3,30KW NATURAL AIR COOLING, IM B5 (IM V1, IM V3) POWER/SIGNAL CONNECTORS CONN. CAN BE ROTATED BY 270 DEGR., RESOLVER 2-POLE (RESOLVER P=1); SHAFT WITH FITTED KEY, TOLERANCE N; W/O HOLDING BRAKE DEGREE OF PROTECTION IP65 IP67 D-END FLANGE; RAL7016 COATING; METALLIC RATING PLATE AT MOTOR | 2263 | TEM | 1 | MC | 14.003 | 1
1FK70835AF711TB0 | SIMOTICS S SYNCHRONOUS SERVOMOTORS 1FK7 COMPACT 16NM, 100K, 3000RPM, 3,30KW NATURAL AIR COOLING, IM B5 (IM V1, IM V3) POWER/SIGNAL CONNECTORS CONN. CAN BE ROTATED BY 270 DEGR., RESOLVER 2-POLE (RESOLVER P=1); SHAFT WITH FITTED KEY, TOLERANCE N; WITH HOLDING BRAKE DEGREE OF PROTECTION IP64 | 2450 | TEM | 1 | MC | 16.502 | 1
1FK70835AF711TB2 | SIMOTICS S SYNCHRONOUS SERVOMOTORS 1FK7 COMPACT 16NM, 100K, 3000RPM, 3,30KW NATURAL AIR COOLING, IM B5 (IM V1, IM V3) POWER/SIGNAL CONNECTORS CONN. CAN BE ROTATED BY 270 DEGR., RESOLVER 2-POLE (RESOLVER P=1); SHAFT WITH FITTED KEY, TOLERANCE N; WITH HOLDING BRAKE DEGREE OF PROTECTION IP65 FLANGE ON DRIVE END IP67 | 2552 | TEM | 1 | MC | 16.502 | 1
1FK70835AF711TB3 | SIMOTICS S SYNCHRONOUS SERVOMOTORS 1FK7 COMPACT 16NM, 100K, 3000RPM, 3,30KW NATURAL AIR COOLING, IM B5 (IM V1, IM V3) POWER/SIGNAL CONNECTORS CONN. CAN BE ROTATED BY 270 DEGR., RESOLVER 2-POLE (RESOLVER P=1); SHAFT WITH FITTED KEY, TOLERANCE N; WITH HOLDING BRAKE DEGREE OF PROTECTION IP64; PAINT FINISH RAL7016 | 2499 | TEM | 1 | MC | 16.502 | 1
1FK70835AF711TB5 | SIMOTICS S SYNCHRONOUS SERVOMOTORS 1FK7 COMPACT 16NM, 100K, 3000RPM, 3,30KW NATURAL AIR COOLING, IM B5 (IM V1, IM V3) POWER/SIGNAL CONNECTORS CONN. CAN BE ROTATED BY 270 DEGR., RESOLVER 2-POLE (RESOLVER P=1); SHAFT WITH FITTED KEY, TOLERANCE N; WITH HOLDING BRAKE DEGREE OF PROTECTION IP65 AS FLANGE IP67; PAINT FINISH RAL7016 | 2601 | TEM | 1 | MC | 16.502 | 1
1FK70835AF711TB8 | SIMOTICS S SYNCHRONOUS SERVOMOTORS 1FK7 COMPACT 16NM, 100K, 3000RPM, 3,30KW NATURAL AIR COOLING, IM B5 (IM V1, IM V3) POWER/SIGNAL CONNECTORS CONN. CAN BE ROTATED BY 270 DEGR., RESOLVER 2-POLE (RESOLVER P=1); SHAFT WITH FITTED KEY, TOLERANCE N; WITH HOLDING BRAKE DEGREE OF PROTECTION IP65 IP67 D-END FLANGE; RAL7016 COATING; METALLIC RATING PLATE AT MOTOR | 2710 | TEM | 1 | MC | 16.502 | 1
1FK70835AF711TG0 | SIMOTICS S SYNCHRONOUS SERVOMOTORS 1FK7 COMPACT 16NM, 100K, 3000RPM, 3,30KW NATURAL AIR COOLING, IM B5 (IM V1, IM V3) POWER/SIGNAL CONNECTORS CONN. CAN BE ROTATED BY 270 DEGR., RESOLVER 2-POLE (RESOLVER P=1); PLAIN SHAFT, TOLERANCE N; W/O HOLDING BRAKE DEGREE OF PROTECTION IP64 | 1910 | TEM | 1 | MC | 14.003 | 1
1FK70835AF711TG2 | SIMOTICS S SYNCHRONOUS SERVOMOTORS 1FK7 COMPACT 16NM, 100K, 3000RPM, 3,30KW NATURAL AIR COOLING, IM B5 (IM V1, IM V3) POWER/SIGNAL CONNECTORS CONN. CAN BE ROTATED BY 270 DEGR., RESOLVER 2-POLE (RESOLVER P=1); PLAIN SHAFT, TOLERANCE N; W/O HOLDING BRAKE DEGREE OF PROTECTION IP65 FLANGE ON DRIVE END IP67 | 2011 | TEM | 1 | MC | 14.003 | 1
1FK70835AF711TG3 | SIMOTICS S SYNCHRONOUS SERVOMOTORS 1FK7 COMPACT 16NM, 100K, 3000RPM, 3,30KW NATURAL AIR COOLING, IM B5 (IM V1, IM V3) POWER/SIGNAL CONNECTORS CONN. CAN BE ROTATED BY 270 DEGR., RESOLVER 2-POLE (RESOLVER P=1); PLAIN SHAFT, TOLERANCE N; W/O HOLDING BRAKE DEGREE OF PROTECTION IP64; PAINT FINISH RAL7016 | 1959 | TEM | 1 | MC | 14.003 | 1
1FK70835AF711TG5 | SIMOTICS S SYNCHRONOUS SERVOMOTORS 1FK7 COMPACT 16NM, 100K, 3000RPM, 3,30KW NATURAL AIR COOLING, IM B5 (IM V1, IM V3) POWER/SIGNAL CONNECTORS CONN. CAN BE ROTATED BY 270 DEGR., RESOLVER 2-POLE (RESOLVER P=1); PLAIN SHAFT, TOLERANCE N; W/O HOLDING BRAKE DEGREE OF PROTECTION IP65 AS FLANGE IP67; PAINT FINISH RAL7016 | 2061 | TEM | 1 | MC | 14.003 | 1
1FK70835AF711TG8 | SIMOTICS S SYNCHRONOUS SERVOMOTORS 1FK7 COMPACT 16NM, 100K, 3000RPM, 3,30KW NATURAL AIR COOLING, IM B5 (IM V1, IM V3) POWER/SIGNAL CONNECTORS CONN. CAN BE ROTATED BY 270 DEGR., RESOLVER 2-POLE (RESOLVER P=1); PLAIN SHAFT, TOLERANCE N; W/O HOLDING BRAKE DEGREE OF PROTECTION IP65 IP67 D-END FLANGE; RAL7016 COATING; METALLIC RATING PLATE AT MOTOR | 2169 | TEM | 1 | MC | 14.003 | 1
1FK70835AF711TH0 | SIMOTICS S SYNCHRONOUS SERVOMOTORS 1FK7 COMPACT 16NM, 100K, 3000RPM, 3,30KW NATURAL AIR COOLING, IM B5 (IM V1, IM V3) POWER/SIGNAL CONNECTORS CONN. CAN BE ROTATED BY 270 DEGR., RESOLVER 2-POLE (RESOLVER P=1); PLAIN SHAFT, TOLERANCE N; WITH HOLDING BRAKE DEGREE OF PROTECTION IP64 | 2356 | TEM | 1 | MC | 16.502 | 1
1FK70835AF711TH2 | SIMOTICS S SYNCHRONOUS SERVOMOTORS 1FK7 COMPACT 16NM, 100K, 3000RPM, 3,30KW NATURAL AIR COOLING, IM B5 (IM V1, IM V3) POWER/SIGNAL CONNECTORS CONN. CAN BE ROTATED BY 270 DEGR., RESOLVER 2-POLE (RESOLVER P=1); PLAIN SHAFT, TOLERANCE N; WITH HOLDING BRAKE DEGREE OF PROTECTION IP65 FLANGE ON DRIVE END IP67 | 2458 | TEM | 1 | MC | 16.502 | 1
1FK70835AF711TH3 | SIMOTICS S SYNCHRONOUS SERVOMOTORS 1FK7 COMPACT 16NM, 100K, 3000RPM, 3,30KW NATURAL AIR COOLING, IM B5 (IM V1, IM V3) POWER/SIGNAL CONNECTORS CONN. CAN BE ROTATED BY 270 DEGR., RESOLVER 2-POLE (RESOLVER P=1); PLAIN SHAFT, TOLERANCE N; WITH HOLDING BRAKE DEGREE OF PROTECTION IP64; PAINT FINISH RAL7016 | 2406 | TEM | 1 | MC | 16.502 | 1
1FK70835AF711TH5 | SIMOTICS S SYNCHRONOUS SERVOMOTORS 1FK7 COMPACT 16NM, 100K, 3000RPM, 3,30KW NATURAL AIR COOLING, IM B5 (IM V1, IM V3) POWER/SIGNAL CONNECTORS CONN. CAN BE ROTATED BY 270 DEGR., RESOLVER 2-POLE (RESOLVER P=1); PLAIN SHAFT, TOLERANCE N; WITH HOLDING BRAKE DEGREE OF PROTECTION IP65 AS FLANGE IP67; PAINT FINISH RAL7016 | 2507 | TEM | 1 | MC | 16.502 | 1
1FK70835AF711TH8 | SIMOTICS S SYNCHRONOUS SERVOMOTORS 1FK7 COMPACT 16NM, 100K, 3000RPM, 3,30KW NATURAL AIR COOLING, IM B5 (IM V1, IM V3) POWER/SIGNAL CONNECTORS CONN. CAN BE ROTATED BY 270 DEGR., RESOLVER 2-POLE (RESOLVER P=1); PLAIN SHAFT, TOLERANCE N; WITH HOLDING BRAKE DEGREE OF PROTECTION IP65 IP67 D-END FLANGE; RAL7016 COATING; METALLIC RATING PLATE AT MOTOR | 2616 | TEM | 1 | MC | 16.502 | 1
1FK70835AF711UA0 | SIMOTICS S SYNCHRONOUS SERVOMOTORS 1FK7 COMPACT 16NM, 100K, 3000RPM, 3,30KW NATURAL AIR COOLING, IM B5 (IM V1, IM V3) POWER/SIGNAL CONNECTORS CONN. CAN BE ROTATED BY 270 DEGR., RESOLVER MULTI-POLE (RESOLVER P=4) WITH DRIVE-CLIQ INTERFACE; SHAFT WITH FITTED KEY, TOLERANCE N; W/O HOLDING BRAKE DEGREE OF PROTECTION IP64 | 2265 | TEM | 1 | MC | 14.003 | 1
1FK70835AF711UA2 | SIMOTICS S SYNCHRONOUS SERVOMOTORS 1FK7 COMPACT 16NM, 100K, 3000RPM, 3,30KW NATURAL AIR COOLING, IM B5 (IM V1, IM V3) POWER/SIGNAL CONNECTORS CONN. CAN BE ROTATED BY 270 DEGR., RESOLVER MULTI-POLE (RESOLVER P=4) WITH DRIVE-CLIQ INTERFACE; SHAFT WITH FITTED KEY, TOLERANCE N; W/O HOLDING BRAKE DEGREE OF PROTECTION IP65 FLANGE ON DRIVE END IP67 | 2367 | TEM | 1 | MC | 14.003 | 1
1FK70835AF711UA3 | SIMOTICS S SYNCHRONOUS SERVOMOTORS 1FK7 COMPACT 16NM, 100K, 3000RPM, 3,30KW NATURAL AIR COOLING, IM B5 (IM V1, IM V3) POWER/SIGNAL CONNECTORS CONN. CAN BE ROTATED BY 270 DEGR., RESOLVER MULTI-POLE (RESOLVER P=4) WITH DRIVE-CLIQ INTERFACE; SHAFT WITH FITTED KEY, TOLERANCE N; W/O HOLDING BRAKE DEGREE OF PROTECTION IP64; PAINT FINISH RAL7016 | 2314 | TEM | 1 | MC | 14.003 | 1
1FK70835AF711UA5 | SIMOTICS S SYNCHRONOUS SERVOMOTORS 1FK7 COMPACT 16NM, 100K, 3000RPM, 3,30KW NATURAL AIR COOLING, IM B5 (IM V1, IM V3) POWER/SIGNAL CONNECTORS CONN. CAN BE ROTATED BY 270 DEGR., RESOLVER MULTI-POLE (RESOLVER P=4) WITH DRIVE-CLIQ INTERFACE; SHAFT WITH FITTED KEY, TOLERANCE N; W/O HOLDING BRAKE DEGREE OF PROTECTION IP65 AS FLANGE IP67; PAINT FINISH RAL7016 | 2416 | TEM | 1 | MC | 14.003 | 1
1FK70835AF711UA8 | SIMOTICS S SYNCHRONOUS SERVOMOTORS 1FK7 COMPACT 16NM, 100K, 3000RPM, 3,30KW NATURAL AIR COOLING, IM B5 (IM V1, IM V3) POWER/SIGNAL CONNECTORS CONN. CAN BE ROTATED BY 270 DEGR., RESOLVER MULTI-POLE (RESOLVER P=4) WITH DRIVE-CLIQ INTERFACE; SHAFT WITH FITTED KEY, TOLERANCE N; W/O HOLDING BRAKE DEGREE OF PROTECTION IP65 IP67 D-END FLANGE; RAL7016 COATING; METALLIC RATING PLATE AT MOTOR | 2525 | TEM | 1 | MC | 14.003 | 1
1FK70835AF711UB0 | SIMOTICS S SYNCHRONOUS SERVOMOTORS 1FK7 COMPACT 16NM, 100K, 3000RPM, 3,30KW NATURAL AIR COOLING, IM B5 (IM V1, IM V3) POWER/SIGNAL CONNECTORS CONN. CAN BE ROTATED BY 270 DEGR., RESOLVER MULTI-POLE (RESOLVER P=4) WITH DRIVE-CLIQ INTERFACE; SHAFT WITH FITTED KEY, TOLERANCE N; WITH HOLDING BRAKE DEGREE OF PROTECTION IP64 | 2712 | TEM | 1 | MC | 16.502 | 1
1FK70835AF711UB2 | SIMOTICS S SYNCHRONOUS SERVOMOTORS 1FK7 COMPACT 16NM, 100K, 3000RPM, 3,30KW NATURAL AIR COOLING, IM B5 (IM V1, IM V3) POWER/SIGNAL CONNECTORS CONN. CAN BE ROTATED BY 270 DEGR., RESOLVER MULTI-POLE (RESOLVER P=4) WITH DRIVE-CLIQ INTERFACE; SHAFT WITH FITTED KEY, TOLERANCE N; WITH HOLDING BRAKE DEGREE OF PROTECTION IP65 FLANGE ON DRIVE END IP67 | 2814 | TEM | 1 | MC | 16.502 | 1
1FK70835AF711UB3 | SIMOTICS S SYNCHRONOUS SERVOMOTORS 1FK7 COMPACT 16NM, 100K, 3000RPM, 3,30KW NATURAL AIR COOLING, IM B5 (IM V1, IM V3) POWER/SIGNAL CONNECTORS CONN. CAN BE ROTATED BY 270 DEGR., RESOLVER MULTI-POLE (RESOLVER P=4) WITH DRIVE-CLIQ INTERFACE; SHAFT WITH FITTED KEY, TOLERANCE N; WITH HOLDING BRAKE DEGREE OF PROTECTION IP64; PAINT FINISH RAL7016 | 2761 | TEM | 1 | MC | 16.502 | 1
1FK70835AF711UB5 | SIMOTICS S SYNCHRONOUS SERVOMOTORS 1FK7 COMPACT 16NM, 100K, 3000RPM, 3,30KW NATURAL AIR COOLING, IM B5 (IM V1, IM V3) POWER/SIGNAL CONNECTORS CONN. CAN BE ROTATED BY 270 DEGR., RESOLVER MULTI-POLE (RESOLVER P=4) WITH DRIVE-CLIQ INTERFACE; SHAFT WITH FITTED KEY, TOLERANCE N; WITH HOLDING BRAKE DEGREE OF PROTECTION IP65 AS FLANGE IP67; PAINT FINISH RAL7016 | 2863 | TEM | 1 | MC | 16.502 | 1
1FK70835AF711UB8 | SIMOTICS S SYNCHRONOUS SERVOMOTORS 1FK7 COMPACT 16NM, 100K, 3000RPM, 3,30KW NATURAL AIR COOLING, IM B5 (IM V1, IM V3) POWER/SIGNAL CONNECTORS CONN. CAN BE ROTATED BY 270 DEGR., RESOLVER MULTI-POLE (RESOLVER P=4) WITH DRIVE-CLIQ INTERFACE; SHAFT WITH FITTED KEY, TOLERANCE N; WITH HOLDING BRAKE DEGREE OF PROTECTION IP65 IP67 D-END FLANGE; RAL7016 COATING; METALLIC RATING PLATE AT MOTOR | 2971 | TEM | 1 | MC | 16.502 | 1
1FK70835AF711UG0 | SIMOTICS S SYNCHRONOUS SERVOMOTORS 1FK7 COMPACT 16NM, 100K, 3000RPM, 3,30KW NATURAL AIR COOLING, IM B5 (IM V1, IM V3) POWER/SIGNAL CONNECTORS CONN. CAN BE ROTATED BY 270 DEGR., RESOLVER MULTI-POLE (RESOLVER P=4) WITH DRIVE-CLIQ INTERFACE; PLAIN SHAFT, TOLERANCE N; W/O HOLDING BRAKE DEGREE OF PROTECTION IP64 | 2172 | TEM | 1 | MC | 14.003 | 1
1FK70835AF711UG2 | SIMOTICS S SYNCHRONOUS SERVOMOTORS 1FK7 COMPACT 16NM, 100K, 3000RPM, 3,30KW NATURAL AIR COOLING, IM B5 (IM V1, IM V3) POWER/SIGNAL CONNECTORS CONN. CAN BE ROTATED BY 270 DEGR., RESOLVER MULTI-POLE (RESOLVER P=4) WITH DRIVE-CLIQ INTERFACE; PLAIN SHAFT, TOLERANCE N; W/O HOLDING BRAKE DEGREE OF PROTECTION IP65 FLANGE ON DRIVE END IP67 | 2273 | TEM | 1 | MC | 14.003 | 1
1FK70835AF711UG3 | SIMOTICS S SYNCHRONOUS SERVOMOTORS 1FK7 COMPACT 16NM, 100K, 3000RPM, 3,30KW NATURAL AIR COOLING, IM B5 (IM V1, IM V3) POWER/SIGNAL CONNECTORS CONN. CAN BE ROTATED BY 270 DEGR., RESOLVER MULTI-POLE (RESOLVER P=4) WITH DRIVE-CLIQ INTERFACE; PLAIN SHAFT, TOLERANCE N; W/O HOLDING BRAKE DEGREE OF PROTECTION IP64; PAINT FINISH RAL7016 | 2221 | TEM | 1 | MC | 14.003 | 1
1FK70835AF711UG5 | SIMOTICS S SYNCHRONOUS SERVOMOTORS 1FK7 COMPACT 16NM, 100K, 3000RPM, 3,30KW NATURAL AIR COOLING, IM B5 (IM V1, IM V3) POWER/SIGNAL CONNECTORS CONN. CAN BE ROTATED BY 270 DEGR., RESOLVER MULTI-POLE (RESOLVER P=4) WITH DRIVE-CLIQ INTERFACE; PLAIN SHAFT, TOLERANCE N; W/O HOLDING BRAKE DEGREE OF PROTECTION IP65 AS FLANGE IP67; PAINT FINISH RAL7016 | 2322 | TEM | 1 | MC | 14.003 | 1
1FK70835AF711UG8 | SIMOTICS S SYNCHRONOUS SERVOMOTORS 1FK7 COMPACT 16NM, 100K, 3000RPM, 3,30KW NATURAL AIR COOLING, IM B5 (IM V1, IM V3) POWER/SIGNAL CONNECTORS CONN. CAN BE ROTATED BY 270 DEGR., RESOLVER MULTI-POLE (RESOLVER P=4) WITH DRIVE-CLIQ INTERFACE; PLAIN SHAFT, TOLERANCE N; W/O HOLDING BRAKE DEGREE OF PROTECTION IP65 IP67 D-END FLANGE; RAL7016 COATING; METALLIC RATING PLATE AT MOTOR | 2431 | TEM | 1 | MC | 14.003 | 1
1FK70835AF711UH0 | SIMOTICS S SYNCHRONOUS SERVOMOTORS 1FK7 COMPACT 16NM, 100K, 3000RPM, 3,30KW NATURAL AIR COOLING, IM B5 (IM V1, IM V3) POWER/SIGNAL CONNECTORS CONN. CAN BE ROTATED BY 270 DEGR., RESOLVER MULTI-POLE (RESOLVER P=4) WITH DRIVE-CLIQ INTERFACE; PLAIN SHAFT, TOLERANCE N; WITH HOLDING BRAKE DEGREE OF PROTECTION IP64 | 2618 | TEM | 1 | MC | 16.502 | 1
1FK70835AF711UH2 | SIMOTICS S SYNCHRONOUS SERVOMOTORS 1FK7 COMPACT 16NM, 100K, 3000RPM, 3,30KW NATURAL AIR COOLING, IM B5 (IM V1, IM V3) POWER/SIGNAL CONNECTORS CONN. CAN BE ROTATED BY 270 DEGR., RESOLVER MULTI-POLE (RESOLVER P=4) WITH DRIVE-CLIQ INTERFACE; PLAIN SHAFT, TOLERANCE N; WITH HOLDING BRAKE DEGREE OF PROTECTION IP65 FLANGE ON DRIVE END IP67 | 2720 | TEM | 1 | MC | 16.502 | 1
1FK70835AF711UH3 | SIMOTICS S SYNCHRONOUS SERVOMOTORS 1FK7 COMPACT 16NM, 100K, 3000RPM, 3,30KW NATURAL AIR COOLING, IM B5 (IM V1, IM V3) POWER/SIGNAL CONNECTORS CONN. CAN BE ROTATED BY 270 DEGR., RESOLVER MULTI-POLE (RESOLVER P=4) WITH DRIVE-CLIQ INTERFACE; PLAIN SHAFT, TOLERANCE N; WITH HOLDING BRAKE DEGREE OF PROTECTION IP64; PAINT FINISH RAL7016 | 2667 | TEM | 1 | MC | 16.502 | 1
1FK70835AF711UH5 | SIMOTICS S SYNCHRONOUS SERVOMOTORS 1FK7 COMPACT 16NM, 100K, 3000RPM, 3,30KW NATURAL AIR COOLING, IM B5 (IM V1, IM V3) POWER/SIGNAL CONNECTORS CONN. CAN BE ROTATED BY 270 DEGR., RESOLVER MULTI-POLE (RESOLVER P=4) WITH DRIVE-CLIQ INTERFACE; PLAIN SHAFT, TOLERANCE N; WITH HOLDING BRAKE DEGREE OF PROTECTION IP65 AS FLANGE IP67; PAINT FINISH RAL7016 | 2769 | TEM | 1 | MC | 16.502 | 1
1FK70835AF711UH8 | SIMOTICS S SYNCHRONOUS SERVOMOTORS 1FK7 COMPACT 16NM, 100K, 3000RPM, 3,30KW NATURAL AIR COOLING, IM B5 (IM V1, IM V3) POWER/SIGNAL CONNECTORS CONN. CAN BE ROTATED BY 270 DEGR., RESOLVER MULTI-POLE (RESOLVER P=4) WITH DRIVE-CLIQ INTERFACE; PLAIN SHAFT, TOLERANCE N; WITH HOLDING BRAKE DEGREE OF PROTECTION IP65 IP67 D-END FLANGE; RAL7016 COATING; METALLIC RATING PLATE AT MOTOR | 2878 | TEM | 1 | MC | 16.502 | 1
1FK70835AF713SG3 | SIMOTICS S-1FK7 SYNCHRON-SERVO-MOTOR 1FK7 COMPACT; NATURAL COOLING NN=3000U/MIN; UZK=600V; DESIGN IMB 5 POWER CONNECT. FIXED TOWARDS BS RESOLVER MULTI-POLE PLAIN SHAFT TOLERANCE N WITHOUT HOLDING BRAKE DEGREE OF PROTECTION IP 64, PAINT FINISH RAL 7016 (ANTHRACITE); CUSTOMIZED VERSION CUSTOM MADE MOTOR | 1959 | TEM | 1 | MC | 15.6 | 1
1FK70835AF713TG3 | SIMOTICS S-1FK7 SYNCHRON-SERVO-MOTOR 1FK7 COMPACT; NATURAL COOLING NN=3000U/MIN; UZK=600V; DESIGN IMB 5 POWER CONNECT. FIXED TOWARDS BS RESOLVER 2-POLE PLAIN SHAFT TOLERANCE N WITHOUT HOLDING BRAKE DEGREE OF PROTECTION IP 64, PAINT FINISH RAL 7016 (ANTHRACITE); CUSTOMIZED VERSION CUSTOM MADE MOTOR | 1959 | TEM | 1 | MC | 15.6 | 1
1FK70835AF714SH0 | SIMOTICS S-1FK7 SYNCHRON-SERVO-MOTOR 1FK7 COMPACT; NATURAL COOLING NN=3000U/MIN; UZK=600V; DESIGN IMB 5 POWER CONNECT. FIXED TOWARDS AS RESOLVER MULTI-POLE PLAIN SHAFT TOLERANCE N WITH HOLDING BRAKE DEGREE OF PROTECTION IP64; CUSTOMIZED VERSION CUSTOMIZED MOTOR | 2357 | TEM | 1 | MC | 15.6 | 1
1FK70835AH711AA0 | SIMOTICS S SYNCHRONOUS SERVOMOTORS 1FK7 COMPACT16 NM, 100 K, 4500 RPM, 3,04KW NATURAL AIR COOLING, IM B5 (IM V1, IM V3) POWER/SIGNAL CONNECTORS CONN. CAN BE ROTATED BY 270 DEGR., INCREM. ENCODER, SIN/COS 1 VPP 2048 P/REV (ENCODER I-2048); SHAFT WITH FITTED KEY, TOLERANCE N; W/O HOLDING BRAKE DEGREE OF PROTECTION IP64 | 2640 | TEM | 1 | MC | 14.003 | 1
1FK70835AH711AA2 | SIMOTICS S SYNCHRONOUS SERVOMOTORS 1FK7 COMPACT16 NM, 100 K, 4500 RPM, 3,04KW NATURAL AIR COOLING, IM B5 (IM V1, IM V3) POWER/SIGNAL CONNECTORS CONN. CAN BE ROTATED BY 270 DEGR., INCREM. ENCODER, SIN/COS 1 VPP 2048 P/REV (ENCODER I-2048); SHAFT WITH FITTED KEY, TOLERANCE N; W/O HOLDING BRAKE DEGREE OF PROTECTION IP65 FLANGE ON DRIVE END IP67 | 2741 | TEM | 1 | MC | 14.003 | 1
1FK70835AH711AA3 | SIMOTICS S SYNCHRONOUS SERVOMOTORS 1FK7 COMPACT16 NM, 100 K, 4500 RPM, 3,04KW NATURAL AIR COOLING, IM B5 (IM V1, IM V3) POWER/SIGNAL CONNECTORS CONN. CAN BE ROTATED BY 270 DEGR., INCREM. ENCODER, SIN/COS 1 VPP 2048 P/REV (ENCODER I-2048); SHAFT WITH FITTED KEY, TOLERANCE N; W/O HOLDING BRAKE DEGREE OF PROTECTION IP64; PAINT FINISH RAL7016 | 2689 | TEM | 1 | MC | 14.003 | 1
1FK70835AH711AA5 | SIMOTICS S SYNCHRONOUS SERVOMOTORS 1FK7 COMPACT16 NM, 100 K, 4500 RPM, 3,04KW NATURAL AIR COOLING, IM B5 (IM V1, IM V3) POWER/SIGNAL CONNECTORS CONN. CAN BE ROTATED BY 270 DEGR., INCREM. ENCODER, SIN/COS 1 VPP 2048 P/REV (ENCODER I-2048); SHAFT WITH FITTED KEY, TOLERANCE N; W/O HOLDING BRAKE DEGREE OF PROTECTION IP65 AS FLANGE IP67; PAINT FINISH RAL7016 | 2791 | TEM | 1 | MC | 14.003 | 1
1FK70835AH711AA8 | SIMOTICS S SYNCHRONOUS SERVOMOTORS 1FK7 COMPACT16 NM, 100 K, 4500 RPM, 3,04KW NATURAL AIR COOLING, IM B5 (IM V1, IM V3) POWER/SIGNAL CONNECTORS CONN. CAN BE ROTATED BY 270 DEGR., INCREM. ENCODER, SIN/COS 1 VPP 2048 P/REV (ENCODER I-2048); SHAFT WITH FITTED KEY, TOLERANCE N; W/O HOLDING BRAKE DEGREE OF PROTECTION IP65 IP67 D-END FLANGE; RAL7016 COATING; METALLIC RATING PLATE AT MOTOR | 2899 | TEM | 1 | MC | 14.003 | 1
1FK70835AH711AB0 | SIMOTICS S SYNCHRONOUS SERVOMOTORS 1FK7 COMPACT16 NM, 100 K, 4500 RPM, 3,04KW NATURAL AIR COOLING, IM B5 (IM V1, IM V3) POWER/SIGNAL CONNECTORS CONN. CAN BE ROTATED BY 270 DEGR., INCREM. ENCODER, SIN/COS 1 VPP 2048 P/REV (ENCODER I-2048); SHAFT WITH FITTED KEY, TOLERANCE N; WITH HOLDING BRAKE DEGREE OF PROTECTION IP64 | 3087 | TEM | 1 | MC | 16.502 | 1
1FK70835AH711AB2 | SIMOTICS S SYNCHRONOUS SERVOMOTORS 1FK7 COMPACT16 NM, 100 K, 4500 RPM, 3,04KW NATURAL AIR COOLING, IM B5 (IM V1, IM V3) POWER/SIGNAL CONNECTORS CONN. CAN BE ROTATED BY 270 DEGR., INCREM. ENCODER, SIN/COS 1 VPP 2048 P/REV (ENCODER I-2048); SHAFT WITH FITTED KEY, TOLERANCE N; WITH HOLDING BRAKE DEGREE OF PROTECTION IP65 FLANGE ON DRIVE END IP67 | 3188 | TEM | 1 | MC | 16.502 | 1
1FK70835AH711AB3 | SIMOTICS S SYNCHRONOUS SERVOMOTORS 1FK7 COMPACT16 NM, 100 K, 4500 RPM, 3,04KW NATURAL AIR COOLING, IM B5 (IM V1, IM V3) POWER/SIGNAL CONNECTORS CONN. CAN BE ROTATED BY 270 DEGR., INCREM. ENCODER, SIN/COS 1 VPP 2048 P/REV (ENCODER I-2048); SHAFT WITH FITTED KEY, TOLERANCE N; WITH HOLDING BRAKE DEGREE OF PROTECTION IP64; PAINT FINISH RAL7016 | 3136 | TEM | 1 | MC | 16.502 | 1
1FK70835AH711AB5 | SIMOTICS S SYNCHRONOUS SERVOMOTORS 1FK7 COMPACT16 NM, 100 K, 4500 RPM, 3,04KW NATURAL AIR COOLING, IM B5 (IM V1, IM V3) POWER/SIGNAL CONNECTORS CONN. CAN BE ROTATED BY 270 DEGR., INCREM. ENCODER, SIN/COS 1 VPP 2048 P/REV (ENCODER I-2048); SHAFT WITH FITTED KEY, TOLERANCE N; WITH HOLDING BRAKE DEGREE OF PROTECTION IP65 AS FLANGE IP67; PAINT FINISH RAL7016 | 3237 | TEM | 1 | MC | 16.502 | 1
1FK70835AH711AB8 | SIMOTICS S SYNCHRONOUS SERVOMOTORS 1FK7 COMPACT16 NM, 100 K, 4500 RPM, 3,04KW NATURAL AIR COOLING, IM B5 (IM V1, IM V3) POWER/SIGNAL CONNECTORS CONN. CAN BE ROTATED BY 270 DEGR., INCREM. ENCODER, SIN/COS 1 VPP 2048 P/REV (ENCODER I-2048); SHAFT WITH FITTED KEY, TOLERANCE N; WITH HOLDING BRAKE DEGREE OF PROTECTION IP65 IP67 D-END FLANGE; RAL7016 COATING; METALLIC RATING PLATE AT MOTOR | 3346 | TEM | 1 | MC | 16.502 | 1
1FK70835AH711AG0 | SIMOTICS S SYNCHRONOUS SERVOMOTORS 1FK7 COMPACT16 NM, 100 K, 4500 RPM, 3,04KW NATURAL AIR COOLING, IM B5 (IM V1, IM V3) POWER/SIGNAL CONNECTORS CONN. CAN BE ROTATED BY 270 DEGR., INCREM. ENCODER, SIN/COS 1 VPP 2048 P/REV (ENCODER I-2048); PLAIN SHAFT, TOLERANCE N; W/O HOLDING BRAKE DEGREE OF PROTECTION IP64 | 2546 | TEM | 1 | MC | 14.003 | 1
1FK70835AH711AG2 | SIMOTICS S SYNCHRONOUS SERVOMOTORS 1FK7 COMPACT16 NM, 100 K, 4500 RPM, 3,04KW NATURAL AIR COOLING, IM B5 (IM V1, IM V3) POWER/SIGNAL CONNECTORS CONN. CAN BE ROTATED BY 270 DEGR., INCREM. ENCODER, SIN/COS 1 VPP 2048 P/REV (ENCODER I-2048); PLAIN SHAFT, TOLERANCE N; W/O HOLDING BRAKE DEGREE OF PROTECTION IP65 FLANGE ON DRIVE END IP67 | 2648 | TEM | 1 | MC | 14.003 | 1
1FK70835AH711AG3 | SIMOTICS S SYNCHRONOUS SERVOMOTORS 1FK7 COMPACT16 NM, 100 K, 4500 RPM, 3,04KW NATURAL AIR COOLING, IM B5 (IM V1, IM V3) POWER/SIGNAL CONNECTORS CONN. CAN BE ROTATED BY 270 DEGR., INCREM. ENCODER, SIN/COS 1 VPP 2048 P/REV (ENCODER I-2048); PLAIN SHAFT, TOLERANCE N; W/O HOLDING BRAKE DEGREE OF PROTECTION IP64; PAINT FINISH RAL7016 | 2595 | TEM | 1 | MC | 14.003 | 1
1FK70835AH711AG5 | SIMOTICS S SYNCHRONOUS SERVOMOTORS 1FK7 COMPACT16 NM, 100 K, 4500 RPM, 3,04KW NATURAL AIR COOLING, IM B5 (IM V1, IM V3) POWER/SIGNAL CONNECTORS CONN. CAN BE ROTATED BY 270 DEGR., INCREM. ENCODER, SIN/COS 1 VPP 2048 P/REV (ENCODER I-2048); PLAIN SHAFT, TOLERANCE N; W/O HOLDING BRAKE DEGREE OF PROTECTION IP65 AS FLANGE IP67; PAINT FINISH RAL7016 | 2697 | TEM | 1 | MC | 14.003 | 1
1FK70835AH711AG8 | SIMOTICS S SYNCHRONOUS SERVOMOTORS 1FK7 COMPACT16 NM, 100 K, 4500 RPM, 3,04KW NATURAL AIR COOLING, IM B5 (IM V1, IM V3) POWER/SIGNAL CONNECTORS CONN. CAN BE ROTATED BY 270 DEGR., INCREM. ENCODER, SIN/COS 1 VPP 2048 P/REV (ENCODER I-2048); PLAIN SHAFT, TOLERANCE N; W/O HOLDING BRAKE DEGREE OF PROTECTION IP65 IP67 D-END FLANGE; RAL7016 COATING; METALLIC RATING PLATE AT MOTOR | 2806 | TEM | 1 | MC | 14.003 | 1
1FK70835AH711AH0 | SIMOTICS S SYNCHRONOUS SERVOMOTORS 1FK7 COMPACT16 NM, 100 K, 4500 RPM, 3,04KW NATURAL AIR COOLING, IM B5 (IM V1, IM V3) POWER/SIGNAL CONNECTORS CONN. CAN BE ROTATED BY 270 DEGR., INCREM. ENCODER, SIN/COS 1 VPP 2048 P/REV (ENCODER I-2048); PLAIN SHAFT, TOLERANCE N; WITH HOLDING BRAKE DEGREE OF PROTECTION IP64 | 2993 | TEM | 1 | MC | 16.502 | 1
1FK70835AH711AH2 | SIMOTICS S SYNCHRONOUS SERVOMOTORS 1FK7 COMPACT16 NM, 100 K, 4500 RPM, 3,04KW NATURAL AIR COOLING, IM B5 (IM V1, IM V3) POWER/SIGNAL CONNECTORS CONN. CAN BE ROTATED BY 270 DEGR., INCREM. ENCODER, SIN/COS 1 VPP 2048 P/REV (ENCODER I-2048); PLAIN SHAFT, TOLERANCE N; WITH HOLDING BRAKE DEGREE OF PROTECTION IP65 FLANGE ON DRIVE END IP67 | 3094 | TEM | 1 | MC | 16.502 | 1
1FK70835AH711AH3 | SIMOTICS S SYNCHRONOUS SERVOMOTORS 1FK7 COMPACT16 NM, 100 K, 4500 RPM, 3,04KW NATURAL AIR COOLING, IM B5 (IM V1, IM V3) POWER/SIGNAL CONNECTORS CONN. CAN BE ROTATED BY 270 DEGR., INCREM. ENCODER, SIN/COS 1 VPP 2048 P/REV (ENCODER I-2048); PLAIN SHAFT, TOLERANCE N; WITH HOLDING BRAKE DEGREE OF PROTECTION IP64; PAINT FINISH RAL7016 | 3042 | TEM | 1 | MC | 16.502 | 1
1FK70835AH711AH5 | SIMOTICS S SYNCHRONOUS SERVOMOTORS 1FK7 COMPACT16 NM, 100 K, 4500 RPM, 3,04KW NATURAL AIR COOLING, IM B5 (IM V1, IM V3) POWER/SIGNAL CONNECTORS CONN. CAN BE ROTATED BY 270 DEGR., INCREM. ENCODER, SIN/COS 1 VPP 2048 P/REV (ENCODER I-2048); PLAIN SHAFT, TOLERANCE N; WITH HOLDING BRAKE DEGREE OF PROTECTION IP65 AS FLANGE IP67; PAINT FINISH RAL7016 | 3144 | TEM | 1 | MC | 16.502 | 1
1FK70835AH711AH8 | SIMOTICS S SYNCHRONOUS SERVOMOTORS 1FK7 COMPACT16 NM, 100 K, 4500 RPM, 3,04KW NATURAL AIR COOLING, IM B5 (IM V1, IM V3) POWER/SIGNAL CONNECTORS CONN. CAN BE ROTATED BY 270 DEGR., INCREM. ENCODER, SIN/COS 1 VPP 2048 P/REV (ENCODER I-2048); PLAIN SHAFT, TOLERANCE N; WITH HOLDING BRAKE DEGREE OF PROTECTION IP65 IP67 D-END FLANGE; RAL7016 COATING; METALLIC RATING PLATE AT MOTOR | 3252 | TEM | 1 | MC | 16.502 | 1
1FK70835AH711DA0 | SIMOTICS S SYNCHRONOUS SERVOMOTORS 1FK7 COMPACT16 NM, 100 K, 4500 RPM, 3,04KW NATURAL AIR COOLING, IM B5 (IM V1, IM V3) POWER/SIGNAL CONNECTORS CONN. CAN BE ROTATED BY 270 DEGR., INCREMENTAL ENCODER 2048 P/REV (ENCODER I-2048) WITH DRIVE-CLIQ INTERFACE; SHAFT WITH FITTED KEY, TOLERANCE N; W/O HOLDING BRAKE DEGREE OF PROTECTION IP64 | 2902 | TEM | 1 | MC | 14.003 | 1
1FK70835AH711DA2 | SIMOTICS S SYNCHRONOUS SERVOMOTORS 1FK7 COMPACT16 NM, 100 K, 4500 RPM, 3,04KW NATURAL AIR COOLING, IM B5 (IM V1, IM V3) POWER/SIGNAL CONNECTORS CONN. CAN BE ROTATED BY 270 DEGR., INCREMENTAL ENCODER 2048 P/REV (ENCODER I-2048) WITH DRIVE-CLIQ INTERFACE; SHAFT WITH FITTED KEY, TOLERANCE N; W/O HOLDING BRAKE DEGREE OF PROTECTION IP65 FLANGE ON DRIVE END IP67 | 3003 | TEM | 1 | MC | 14.003 | 1
1FK70835AH711DA3 | SIMOTICS S SYNCHRONOUS SERVOMOTORS 1FK7 COMPACT16 NM, 100 K, 4500 RPM, 3,04KW NATURAL AIR COOLING, IM B5 (IM V1, IM V3) POWER/SIGNAL CONNECTORS CONN. CAN BE ROTATED BY 270 DEGR., INCREMENTAL ENCODER 2048 P/REV (ENCODER I-2048) WITH DRIVE-CLIQ INTERFACE; SHAFT WITH FITTED KEY, TOLERANCE N; W/O HOLDING BRAKE DEGREE OF PROTECTION IP64; PAINT FINISH RAL7016 | 2951 | TEM | 1 | MC | 14.003 | 1
1FK70835AH711DA5 | SIMOTICS S SYNCHRONOUS SERVOMOTORS 1FK7 COMPACT16 NM, 100 K, 4500 RPM, 3,04KW NATURAL AIR COOLING, IM B5 (IM V1, IM V3) POWER/SIGNAL CONNECTORS CONN. CAN BE ROTATED BY 270 DEGR., INCREMENTAL ENCODER 2048 P/REV (ENCODER I-2048) WITH DRIVE-CLIQ INTERFACE; SHAFT WITH FITTED KEY, TOLERANCE N; W/O HOLDING BRAKE DEGREE OF PROTECTION IP65 AS FLANGE IP67; PAINT FINISH RAL7016 | 3052 | TEM | 1 | MC | 14.003 | 1
1FK70835AH711DA8 | SIMOTICS S SYNCHRONOUS SERVOMOTORS 1FK7 COMPACT16 NM, 100 K, 4500 RPM, 3,04KW NATURAL AIR COOLING, IM B5 (IM V1, IM V3) POWER/SIGNAL CONNECTORS CONN. CAN BE ROTATED BY 270 DEGR., INCREMENTAL ENCODER 2048 P/REV (ENCODER I-2048) WITH DRIVE-CLIQ INTERFACE; SHAFT WITH FITTED KEY, TOLERANCE N; W/O HOLDING BRAKE DEGREE OF PROTECTION IP65 IP67 D-END FLANGE; RAL7016 COATING; METALLIC RATING PLATE AT MOTOR | 3161 | TEM | 1 | MC | 14.003 | 1
1FK70835AH711DB0 | SIMOTICS S SYNCHRONOUS SERVOMOTORS 1FK7 COMPACT16 NM, 100 K, 4500 RPM, 3,04KW NATURAL AIR COOLING, IM B5 (IM V1, IM V3) POWER/SIGNAL CONNECTORS CONN. CAN BE ROTATED BY 270 DEGR., INCREMENTAL ENCODER 2048 P/REV (ENCODER I-2048) WITH DRIVE-CLIQ INTERFACE; SHAFT WITH FITTED KEY, TOLERANCE N; WITH HOLDING BRAKE DEGREE OF PROTECTION IP64 | 3348 | TEM | 1 | MC | 16.502 | 1
1FK70835AH711DB2 | SIMOTICS S SYNCHRONOUS SERVOMOTORS 1FK7 COMPACT16 NM, 100 K, 4500 RPM, 3,04KW NATURAL AIR COOLING, IM B5 (IM V1, IM V3) POWER/SIGNAL CONNECTORS CONN. CAN BE ROTATED BY 270 DEGR., INCREMENTAL ENCODER 2048 P/REV (ENCODER I-2048) WITH DRIVE-CLIQ INTERFACE; SHAFT WITH FITTED KEY, TOLERANCE N; WITH HOLDING BRAKE DEGREE OF PROTECTION IP65 FLANGE ON DRIVE END IP67 | 3450 | TEM | 1 | MC | 16.502 | 1
1FK70835AH711DB3 | SIMOTICS S SYNCHRONOUS SERVOMOTORS 1FK7 COMPACT16 NM, 100 K, 4500 RPM, 3,04KW NATURAL AIR COOLING, IM B5 (IM V1, IM V3) POWER/SIGNAL CONNECTORS CONN. CAN BE ROTATED BY 270 DEGR., INCREMENTAL ENCODER 2048 P/REV (ENCODER I-2048) WITH DRIVE-CLIQ INTERFACE; SHAFT WITH FITTED KEY, TOLERANCE N; WITH HOLDING BRAKE DEGREE OF PROTECTION IP64; PAINT FINISH RAL7016 | 3398 | TEM | 1 | MC | 16.502 | 1
1FK70835AH711DB5 | SIMOTICS S SYNCHRONOUS SERVOMOTORS 1FK7 COMPACT16 NM, 100 K, 4500 RPM, 3,04KW NATURAL AIR COOLING, IM B5 (IM V1, IM V3) POWER/SIGNAL CONNECTORS CONN. CAN BE ROTATED BY 270 DEGR., INCREMENTAL ENCODER 2048 P/REV (ENCODER I-2048) WITH DRIVE-CLIQ INTERFACE; SHAFT WITH FITTED KEY, TOLERANCE N; WITH HOLDING BRAKE DEGREE OF PROTECTION IP65 AS FLANGE IP67; PAINT FINISH RAL7016 | 3499 | TEM | 1 | MC | 16.502 | 1
1FK70835AH711DB8 | SIMOTICS S SYNCHRONOUS SERVOMOTORS 1FK7 COMPACT16 NM, 100 K, 4500 RPM, 3,04KW NATURAL AIR COOLING, IM B5 (IM V1, IM V3) POWER/SIGNAL CONNECTORS CONN. CAN BE ROTATED BY 270 DEGR., INCREMENTAL ENCODER 2048 P/REV (ENCODER I-2048) WITH DRIVE-CLIQ INTERFACE; SHAFT WITH FITTED KEY, TOLERANCE N; WITH HOLDING BRAKE DEGREE OF PROTECTION IP65 IP67 D-END FLANGE; RAL7016 COATING; METALLIC RATING PLATE AT MOTOR | 3608 | TEM | 1 | MC | 16.502 | 1
1FK70835AH711DG0 | SIMOTICS S SYNCHRONOUS SERVOMOTORS 1FK7 COMPACT16 NM, 100 K, 4500 RPM, 3,04KW NATURAL AIR COOLING, IM B5 (IM V1, IM V3) POWER/SIGNAL CONNECTORS CONN. CAN BE ROTATED BY 270 DEGR., INCREMENTAL ENCODER 2048 P/REV (ENCODER I-2048) WITH DRIVE-CLIQ INTERFACE; PLAIN SHAFT, TOLERANCE N; W/O HOLDING BRAKE DEGREE OF PROTECTION IP64 | 2808 | TEM | 1 | MC | 14.003 | 1
1FK70835AH711DG2 | SIMOTICS S SYNCHRONOUS SERVOMOTORS 1FK7 COMPACT16 NM, 100 K, 4500 RPM, 3,04KW NATURAL AIR COOLING, IM B5 (IM V1, IM V3) POWER/SIGNAL CONNECTORS CONN. CAN BE ROTATED BY 270 DEGR., INCREMENTAL ENCODER 2048 P/REV (ENCODER I-2048) WITH DRIVE-CLIQ INTERFACE; PLAIN SHAFT, TOLERANCE N; W/O HOLDING BRAKE DEGREE OF PROTECTION IP65 FLANGE ON DRIVE END IP67 | 2910 | TEM | 1 | MC | 14.003 | 1
1FK70835AH711DG3 | SIMOTICS S SYNCHRONOUS SERVOMOTORS 1FK7 COMPACT16 NM, 100 K, 4500 RPM, 3,04KW NATURAL AIR COOLING, IM B5 (IM V1, IM V3) POWER/SIGNAL CONNECTORS CONN. CAN BE ROTATED BY 270 DEGR., INCREMENTAL ENCODER 2048 P/REV (ENCODER I-2048) WITH DRIVE-CLIQ INTERFACE; PLAIN SHAFT, TOLERANCE N; W/O HOLDING BRAKE DEGREE OF PROTECTION IP64; PAINT FINISH RAL7016 | 2857 | TEM | 1 | MC | 14.003 | 1
1FK70835AH711DG5 | SIMOTICS S SYNCHRONOUS SERVOMOTORS 1FK7 COMPACT16 NM, 100 K, 4500 RPM, 3,04KW NATURAL AIR COOLING, IM B5 (IM V1, IM V3) POWER/SIGNAL CONNECTORS CONN. CAN BE ROTATED BY 270 DEGR., INCREMENTAL ENCODER 2048 P/REV (ENCODER I-2048) WITH DRIVE-CLIQ INTERFACE; PLAIN SHAFT, TOLERANCE N; W/O HOLDING BRAKE DEGREE OF PROTECTION IP65 AS FLANGE IP67; PAINT FINISH RAL7016 | 2959 | TEM | 1 | MC | 14.003 | 1
1FK70835AH711DG8 | SIMOTICS S SYNCHRONOUS SERVOMOTORS 1FK7 COMPACT16 NM, 100 K, 4500 RPM, 3,04KW NATURAL AIR COOLING, IM B5 (IM V1, IM V3) POWER/SIGNAL CONNECTORS CONN. CAN BE ROTATED BY 270 DEGR., INCREMENTAL ENCODER 2048 P/REV (ENCODER I-2048) WITH DRIVE-CLIQ INTERFACE; PLAIN SHAFT, TOLERANCE N; W/O HOLDING BRAKE DEGREE OF PROTECTION IP65 IP67 D-END FLANGE; RAL7016 COATING; METALLIC RATING PLATE AT MOTOR | 3067 | TEM | 1 | MC | 14.003 | 1
1FK70835AH711DH0 | SIMOTICS S SYNCHRONOUS SERVOMOTORS 1FK7 COMPACT16 NM, 100 K, 4500 RPM, 3,04KW NATURAL AIR COOLING, IM B5 (IM V1, IM V3) POWER/SIGNAL CONNECTORS CONN. CAN BE ROTATED BY 270 DEGR., INCREMENTAL ENCODER 2048 P/REV (ENCODER I-2048) WITH DRIVE-CLIQ INTERFACE; PLAIN SHAFT, TOLERANCE N; WITH HOLDING BRAKE DEGREE OF PROTECTION IP64 | 3255 | TEM | 1 | MC | 16.502 | 1
1FK70835AH711DH2 | SIMOTICS S SYNCHRONOUS SERVOMOTORS 1FK7 COMPACT16 NM, 100 K, 4500 RPM, 3,04KW NATURAL AIR COOLING, IM B5 (IM V1, IM V3) POWER/SIGNAL CONNECTORS CONN. CAN BE ROTATED BY 270 DEGR., INCREMENTAL ENCODER 2048 P/REV (ENCODER I-2048) WITH DRIVE-CLIQ INTERFACE; PLAIN SHAFT, TOLERANCE N; WITH HOLDING BRAKE DEGREE OF PROTECTION IP65 FLANGE ON DRIVE END IP67 | 3356 | TEM | 1 | MC | 16.502 | 1
1FK70835AH711DH3 | SIMOTICS S SYNCHRONOUS SERVOMOTORS 1FK7 COMPACT16 NM, 100 K, 4500 RPM, 3,04KW NATURAL AIR COOLING, IM B5 (IM V1, IM V3) POWER/SIGNAL CONNECTORS CONN. CAN BE ROTATED BY 270 DEGR., INCREMENTAL ENCODER 2048 P/REV (ENCODER I-2048) WITH DRIVE-CLIQ INTERFACE; PLAIN SHAFT, TOLERANCE N; WITH HOLDING BRAKE DEGREE OF PROTECTION IP64; PAINT FINISH RAL7016 | 3304 | TEM | 1 | MC | 16.502 | 1
1FK70835AH711DH5 | SIMOTICS S SYNCHRONOUS SERVOMOTORS 1FK7 COMPACT16 NM, 100 K, 4500 RPM, 3,04KW NATURAL AIR COOLING, IM B5 (IM V1, IM V3) POWER/SIGNAL CONNECTORS CONN. CAN BE ROTATED BY 270 DEGR., INCREMENTAL ENCODER 2048 P/REV (ENCODER I-2048) WITH DRIVE-CLIQ INTERFACE; PLAIN SHAFT, TOLERANCE N; WITH HOLDING BRAKE DEGREE OF PROTECTION IP65 AS FLANGE IP67; PAINT FINISH RAL7016 | 3406 | TEM | 1 | MC | 16.502 | 1
1FK70835AH711DH8 | SIMOTICS S SYNCHRONOUS SERVOMOTORS 1FK7 COMPACT16 NM, 100 K, 4500 RPM, 3,04KW NATURAL AIR COOLING, IM B5 (IM V1, IM V3) POWER/SIGNAL CONNECTORS CONN. CAN BE ROTATED BY 270 DEGR., INCREMENTAL ENCODER 2048 P/REV (ENCODER I-2048) WITH DRIVE-CLIQ INTERFACE; PLAIN SHAFT, TOLERANCE N; WITH HOLDING BRAKE DEGREE OF PROTECTION IP65 IP67 D-END FLANGE; RAL7016 COATING; METALLIC RATING PLATE AT MOTOR | 3514 | TEM | 1 | MC | 16.502 | 1
1FK70835AH711EA0 | SIMOTICS S SYNCHRONOUS SERVOMOTORS 1FK7 COMPACT16 NM, 100 K, 4500 RPM, 3,04KW NATURAL AIR COOLING, IM B5 (IM V1, IM V3) POWER/SIGNAL CONNECTORS CONN. CAN BE ROTATED BY 270 DEGR., ABSOLUTE ENCODER ENDAT 2048 P/REV (ENCODER A-2048); PERFORMANCE REDUCTION BY 10% DUE TO ABSOLUTE ENCODER; SHAFT WITH FITTED KEY, TOLERANCE N; W/O HOLDING BRAKE DEGREE OF PROTECTION IP64 | 3043 | TEM | 1 | MC | 14.003 | 1
1FK70835AH711EA2 | SIMOTICS S SYNCHRONOUS SERVOMOTORS 1FK7 COMPACT16 NM, 100 K, 4500 RPM, 3,04KW NATURAL AIR COOLING, IM B5 (IM V1, IM V3) POWER/SIGNAL CONNECTORS CONN. CAN BE ROTATED BY 270 DEGR., ABSOLUTE ENCODER ENDAT 2048 P/REV (ENCODER A-2048); PERFORMANCE REDUCTION BY 10% DUE TO ABSOLUTE ENCODER; SHAFT WITH FITTED KEY, TOLERANCE N; W/O HOLDING BRAKE DEGREE OF PROTECTION IP65 FLANGE ON DRIVE END IP67 | 3145 | TEM | 1 | MC | 14.003 | 1
1FK70835AH711EA3 | SIMOTICS S SYNCHRONOUS SERVOMOTORS 1FK7 COMPACT16 NM, 100 K, 4500 RPM, 3,04KW NATURAL AIR COOLING, IM B5 (IM V1, IM V3) POWER/SIGNAL CONNECTORS CONN. CAN BE ROTATED BY 270 DEGR., ABSOLUTE ENCODER ENDAT 2048 P/REV (ENCODER A-2048); PERFORMANCE REDUCTION BY 10% DUE TO ABSOLUTE ENCODER; SHAFT WITH FITTED KEY, TOLERANCE N; W/O HOLDING BRAKE DEGREE OF PROTECTION IP64; PAINT FINISH RAL7016 | 3093 | TEM | 1 | MC | 14.003 | 1
1FK70835AH711EA5 | SIMOTICS S SYNCHRONOUS SERVOMOTORS 1FK7 COMPACT16 NM, 100 K, 4500 RPM, 3,04KW NATURAL AIR COOLING, IM B5 (IM V1, IM V3) POWER/SIGNAL CONNECTORS CONN. CAN BE ROTATED BY 270 DEGR., ABSOLUTE ENCODER ENDAT 2048 P/REV (ENCODER A-2048); PERFORMANCE REDUCTION BY 10% DUE TO ABSOLUTE ENCODER; SHAFT WITH FITTED KEY, TOLERANCE N; W/O HOLDING BRAKE DEGREE OF PROTECTION IP65 AS FLANGE IP67; PAINT FINISH RAL7016 | 3194 | TEM | 1 | MC | 14.003 | 1
1FK70835AH711EA8 | SIMOTICS S SYNCHRONOUS SERVOMOTORS 1FK7 COMPACT16 NM, 100 K, 4500 RPM, 3,04KW NATURAL AIR COOLING, IM B5 (IM V1, IM V3) POWER/SIGNAL CONNECTORS CONN. CAN BE ROTATED BY 270 DEGR., ABSOLUTE ENCODER ENDAT 2048 P/REV (ENCODER A-2048); PERFORMANCE REDUCTION BY 10% DUE TO ABSOLUTE ENCODER; SHAFT WITH FITTED KEY, TOLERANCE N; W/O HOLDING BRAKE DEGREE OF PROTECTION IP65 IP67 D-END FLANGE; RAL7016 COATING; METALLIC RATING PLATE AT MOTOR | 3303 | TEM | 1 | MC | 14.003 | 1
1FK70835AH711EB0 | SIMOTICS S SYNCHRONOUS SERVOMOTORS 1FK7 COMPACT16 NM, 100 K, 4500 RPM, 3,04KW NATURAL AIR COOLING, IM B5 (IM V1, IM V3) POWER/SIGNAL CONNECTORS CONN. CAN BE ROTATED BY 270 DEGR., ABSOLUTE ENCODER ENDAT 2048 P/REV (ENCODER A-2048); PERFORMANCE REDUCTION BY 10% DUE TO ABSOLUTE ENCODER; SHAFT WITH FITTED KEY, TOLERANCE N; WITH HOLDING BRAKE DEGREE OF PROTECTION IP64 | 3490 | TEM | 1 | MC | 16.502 | 1
1FK70835AH711EB2 | SIMOTICS S SYNCHRONOUS SERVOMOTORS 1FK7 COMPACT16 NM, 100 K, 4500 RPM, 3,04KW NATURAL AIR COOLING, IM B5 (IM V1, IM V3) POWER/SIGNAL CONNECTORS CONN. CAN BE ROTATED BY 270 DEGR., ABSOLUTE ENCODER ENDAT 2048 P/REV (ENCODER A-2048); PERFORMANCE REDUCTION BY 10% DUE TO ABSOLUTE ENCODER; SHAFT WITH FITTED KEY, TOLERANCE N; WITH HOLDING BRAKE DEGREE OF PROTECTION IP65 FLANGE ON DRIVE END IP67 | 3592 | TEM | 1 | MC | 16.502 | 1
1FK70835AH711EB3 | SIMOTICS S SYNCHRONOUS SERVOMOTORS 1FK7 COMPACT16 NM, 100 K, 4500 RPM, 3,04KW NATURAL AIR COOLING, IM B5 (IM V1, IM V3) POWER/SIGNAL CONNECTORS CONN. CAN BE ROTATED BY 270 DEGR., ABSOLUTE ENCODER ENDAT 2048 P/REV (ENCODER A-2048); PERFORMANCE REDUCTION BY 10% DUE TO ABSOLUTE ENCODER; SHAFT WITH FITTED KEY, TOLERANCE N; WITH HOLDING BRAKE DEGREE OF PROTECTION IP64; PAINT FINISH RAL7016 | 3539 | TEM | 1 | MC | 16.502 | 1
1FK70835AH711EB5 | SIMOTICS S SYNCHRONOUS SERVOMOTORS 1FK7 COMPACT16 NM, 100 K, 4500 RPM, 3,04KW NATURAL AIR COOLING, IM B5 (IM V1, IM V3) POWER/SIGNAL CONNECTORS CONN. CAN BE ROTATED BY 270 DEGR., ABSOLUTE ENCODER ENDAT 2048 P/REV (ENCODER A-2048); PERFORMANCE REDUCTION BY 10% DUE TO ABSOLUTE ENCODER; SHAFT WITH FITTED KEY, TOLERANCE N; WITH HOLDING BRAKE DEGREE OF PROTECTION IP65 AS FLANGE IP67; PAINT FINISH RAL7016 | 3641 | TEM | 1 | MC | 16.502 | 1
1FK70835AH711EB8 | SIMOTICS S SYNCHRONOUS SERVOMOTORS 1FK7 COMPACT16 NM, 100 K, 4500 RPM, 3,04KW NATURAL AIR COOLING, IM B5 (IM V1, IM V3) POWER/SIGNAL CONNECTORS CONN. CAN BE ROTATED BY 270 DEGR., ABSOLUTE ENCODER ENDAT 2048 P/REV (ENCODER A-2048); PERFORMANCE REDUCTION BY 10% DUE TO ABSOLUTE ENCODER; SHAFT WITH FITTED KEY, TOLERANCE N; WITH HOLDING BRAKE DEGREE OF PROTECTION IP65 IP67 D-END FLANGE; RAL7016 COATING; METALLIC RATING PLATE AT MOTOR | 3749 | TEM | 1 | MC | 16.502 | 1
1FK70835AH711EG0 | SIMOTICS S SYNCHRONOUS SERVOMOTORS 1FK7 COMPACT16 NM, 100 K, 4500 RPM, 3,04KW NATURAL AIR COOLING, IM B5 (IM V1, IM V3) POWER/SIGNAL CONNECTORS CONN. CAN BE ROTATED BY 270 DEGR., ABSOLUTE ENCODER ENDAT 2048 P/REV (ENCODER A-2048); PERFORMANCE REDUCTION BY 10% DUE TO ABSOLUTE ENCODER; PLAIN SHAFT, TOLERANCE N; W/O HOLDING BRAKE DEGREE OF PROTECTION IP64 | 2950 | TEM | 1 | MC | 14.003 | 1
1FK70835AH711EG2 | SIMOTICS S SYNCHRONOUS SERVOMOTORS 1FK7 COMPACT16 NM, 100 K, 4500 RPM, 3,04KW NATURAL AIR COOLING, IM B5 (IM V1, IM V3) POWER/SIGNAL CONNECTORS CONN. CAN BE ROTATED BY 270 DEGR., ABSOLUTE ENCODER ENDAT 2048 P/REV (ENCODER A-2048); PERFORMANCE REDUCTION BY 10% DUE TO ABSOLUTE ENCODER; PLAIN SHAFT, TOLERANCE N; W/O HOLDING BRAKE DEGREE OF PROTECTION IP65 FLANGE ON DRIVE END IP67 | 3051 | TEM | 1 | MC | 14.003 | 1
1FK70835AH711EG3 | SIMOTICS S SYNCHRONOUS SERVOMOTORS 1FK7 COMPACT16 NM, 100 K, 4500 RPM, 3,04KW NATURAL AIR COOLING, IM B5 (IM V1, IM V3) POWER/SIGNAL CONNECTORS CONN. CAN BE ROTATED BY 270 DEGR., ABSOLUTE ENCODER ENDAT 2048 P/REV (ENCODER A-2048); PERFORMANCE REDUCTION BY 10% DUE TO ABSOLUTE ENCODER; PLAIN SHAFT, TOLERANCE N; W/O HOLDING BRAKE DEGREE OF PROTECTION IP64; PAINT FINISH RAL7016 | 2999 | TEM | 1 | MC | 14.003 | 1
1FK70835AH711EG5 | SIMOTICS S SYNCHRONOUS SERVOMOTORS 1FK7 COMPACT16 NM, 100 K, 4500 RPM, 3,04KW NATURAL AIR COOLING, IM B5 (IM V1, IM V3) POWER/SIGNAL CONNECTORS CONN. CAN BE ROTATED BY 270 DEGR., ABSOLUTE ENCODER ENDAT 2048 P/REV (ENCODER A-2048); PERFORMANCE REDUCTION BY 10% DUE TO ABSOLUTE ENCODER; PLAIN SHAFT, TOLERANCE N; W/O HOLDING BRAKE DEGREE OF PROTECTION IP65 AS FLANGE IP67; PAINT FINISH RAL7016 | 3101 | TEM | 1 | MC | 14.003 | 1
1FK70835AH711EG8 | SIMOTICS S SYNCHRONOUS SERVOMOTORS 1FK7 COMPACT16 NM, 100 K, 4500 RPM, 3,04KW NATURAL AIR COOLING, IM B5 (IM V1, IM V3) POWER/SIGNAL CONNECTORS CONN. CAN BE ROTATED BY 270 DEGR., ABSOLUTE ENCODER ENDAT 2048 P/REV (ENCODER A-2048); PERFORMANCE REDUCTION BY 10% DUE TO ABSOLUTE ENCODER; PLAIN SHAFT, TOLERANCE N; W/O HOLDING BRAKE DEGREE OF PROTECTION IP65 IP67 D-END FLANGE; RAL7016 COATING; METALLIC RATING PLATE AT MOTOR | 3209 | TEM | 1 | MC | 14.003 | 1
1FK70835AH711EH0 | SIMOTICS S SYNCHRONOUS SERVOMOTORS 1FK7 COMPACT16 NM, 100 K, 4500 RPM, 3,04KW NATURAL AIR COOLING, IM B5 (IM V1, IM V3) POWER/SIGNAL CONNECTORS CONN. CAN BE ROTATED BY 270 DEGR., ABSOLUTE ENCODER ENDAT 2048 P/REV (ENCODER A-2048); PERFORMANCE REDUCTION BY 10% DUE TO ABSOLUTE ENCODER; PLAIN SHAFT, TOLERANCE N; WITH HOLDING BRAKE DEGREE OF PROTECTION IP64 | 3396 | TEM | 1 | MC | 16.502 | 1
1FK70835AH711EH2 | SIMOTICS S SYNCHRONOUS SERVOMOTORS 1FK7 COMPACT16 NM, 100 K, 4500 RPM, 3,04KW NATURAL AIR COOLING, IM B5 (IM V1, IM V3) POWER/SIGNAL CONNECTORS CONN. CAN BE ROTATED BY 270 DEGR., ABSOLUTE ENCODER ENDAT 2048 P/REV (ENCODER A-2048); PERFORMANCE REDUCTION BY 10% DUE TO ABSOLUTE ENCODER; PLAIN SHAFT, TOLERANCE N; WITH HOLDING BRAKE DEGREE OF PROTECTION IP65 FLANGE ON DRIVE END IP67 | 3498 | TEM | 1 | MC | 16.502 | 1
1FK70835AH711EH3 | SIMOTICS S SYNCHRONOUS SERVOMOTORS 1FK7 COMPACT16 NM, 100 K, 4500 RPM, 3,04KW NATURAL AIR COOLING, IM B5 (IM V1, IM V3) POWER/SIGNAL CONNECTORS CONN. CAN BE ROTATED BY 270 DEGR., ABSOLUTE ENCODER ENDAT 2048 P/REV (ENCODER A-2048); PERFORMANCE REDUCTION BY 10% DUE TO ABSOLUTE ENCODER; PLAIN SHAFT, TOLERANCE N; WITH HOLDING BRAKE DEGREE OF PROTECTION IP64; PAINT FINISH RAL7016 | 3446 | TEM | 1 | MC | 16.502 | 1
1FK70835AH711EH5 | SIMOTICS S SYNCHRONOUS SERVOMOTORS 1FK7 COMPACT16 NM, 100 K, 4500 RPM, 3,04KW NATURAL AIR COOLING, IM B5 (IM V1, IM V3) POWER/SIGNAL CONNECTORS CONN. CAN BE ROTATED BY 270 DEGR., ABSOLUTE ENCODER ENDAT 2048 P/REV (ENCODER A-2048); PERFORMANCE REDUCTION BY 10% DUE TO ABSOLUTE ENCODER; PLAIN SHAFT, TOLERANCE N; WITH HOLDING BRAKE DEGREE OF PROTECTION IP65 AS FLANGE IP67; PAINT FINISH RAL7016 | 3547 | TEM | 1 | MC | 16.502 | 1
1FK70835AH711EH8 | SIMOTICS S SYNCHRONOUS SERVOMOTORS 1FK7 COMPACT16 NM, 100 K, 4500 RPM, 3,04KW NATURAL AIR COOLING, IM B5 (IM V1, IM V3) POWER/SIGNAL CONNECTORS CONN. CAN BE ROTATED BY 270 DEGR., ABSOLUTE ENCODER ENDAT 2048 P/REV (ENCODER A-2048); PERFORMANCE REDUCTION BY 10% DUE TO ABSOLUTE ENCODER; PLAIN SHAFT, TOLERANCE N; WITH HOLDING BRAKE DEGREE OF PROTECTION IP65 IP67 D-END FLANGE; RAL7016 COATING; METALLIC RATING PLATE AT MOTOR | 3656 | TEM | 1 | MC | 16.502 | 1
1FK70835AH711FA0 | SIMOTICS S SYNCHRONOUS SERVOMOTORS 1FK7 COMPACT16 NM, 100 K, 4500 RPM, 3,04KW NATURAL AIR COOLING, IM B5 (IM V1, IM V3) POWER/SIGNAL CONNECTORS CONN. CAN BE ROTATED BY 270 DEGR., ABSOLUTE ENCODER 2048 P/REV (ENCODER A-2048) WITH DRIVE-CLIQ INTERFACE; PERFORMANCE REDUCTION BY 10% DUE TO ABSOLUTE ENCODER; SHAFT WITH FITTED KEY, TOLERANCE N; W/O HOLDING BRAKE DEGREE OF PROTECTION IP64 | 3303 | TEM | 1 | MC | 14.003 | 1
1FK70835AH711FA2 | SIMOTICS S SYNCHRONOUS SERVOMOTORS 1FK7 COMPACT16 NM, 100 K, 4500 RPM, 3,04KW NATURAL AIR COOLING, IM B5 (IM V1, IM V3) POWER/SIGNAL CONNECTORS CONN. CAN BE ROTATED BY 270 DEGR., ABSOLUTE ENCODER 2048 P/REV (ENCODER A-2048) WITH DRIVE-CLIQ INTERFACE; PERFORMANCE REDUCTION BY 10% DUE TO ABSOLUTE ENCODER; SHAFT WITH FITTED KEY, TOLERANCE N; W/O HOLDING BRAKE DEGREE OF PROTECTION IP65 FLANGE ON DRIVE END IP67 | 3404 | TEM | 1 | MC | 14.003 | 1
1FK70835AH711FA3 | SIMOTICS S SYNCHRONOUS SERVOMOTORS 1FK7 COMPACT16 NM, 100 K, 4500 RPM, 3,04KW NATURAL AIR COOLING, IM B5 (IM V1, IM V3) POWER/SIGNAL CONNECTORS CONN. CAN BE ROTATED BY 270 DEGR., ABSOLUTE ENCODER 2048 P/REV (ENCODER A-2048) WITH DRIVE-CLIQ INTERFACE; PERFORMANCE REDUCTION BY 10% DUE TO ABSOLUTE ENCODER; SHAFT WITH FITTED KEY, TOLERANCE N; W/O HOLDING BRAKE DEGREE OF PROTECTION IP64; PAINT FINISH RAL7016 | 3352 | TEM | 1 | MC | 14.003 | 1
1FK70835AH711FA5 | SIMOTICS S SYNCHRONOUS SERVOMOTORS 1FK7 COMPACT16 NM, 100 K, 4500 RPM, 3,04KW NATURAL AIR COOLING, IM B5 (IM V1, IM V3) POWER/SIGNAL CONNECTORS CONN. CAN BE ROTATED BY 270 DEGR., ABSOLUTE ENCODER 2048 P/REV (ENCODER A-2048) WITH DRIVE-CLIQ INTERFACE; PERFORMANCE REDUCTION BY 10% DUE TO ABSOLUTE ENCODER; SHAFT WITH FITTED KEY, TOLERANCE N; W/O HOLDING BRAKE DEGREE OF PROTECTION IP65 AS FLANGE IP67; PAINT FINISH RAL7016 | 3454 | TEM | 1 | MC | 14.003 | 1
1FK70835AH711FA8 | SIMOTICS S SYNCHRONOUS SERVOMOTORS 1FK7 COMPACT16 NM, 100 K, 4500 RPM, 3,04KW NATURAL AIR COOLING, IM B5 (IM V1, IM V3) POWER/SIGNAL CONNECTORS CONN. CAN BE ROTATED BY 270 DEGR., ABSOLUTE ENCODER 2048 P/REV (ENCODER A-2048) WITH DRIVE-CLIQ INTERFACE; PERFORMANCE REDUCTION BY 10% DUE TO ABSOLUTE ENCODER; SHAFT WITH FITTED KEY, TOLERANCE N; W/O HOLDING BRAKE DEGREE OF PROTECTION IP65 IP67 D-END FLANGE; RAL7016 COATING; METALLIC RATING PLATE AT MOTOR | 3562 | TEM | 1 | MC | 14.003 | 1
1FK70835AH711FB0 | SIMOTICS S SYNCHRONOUS SERVOMOTORS 1FK7 COMPACT16 NM, 100 K, 4500 RPM, 3,04KW NATURAL AIR COOLING, IM B5 (IM V1, IM V3) POWER/SIGNAL CONNECTORS CONN. CAN BE ROTATED BY 270 DEGR., ABSOLUTE ENCODER 2048 P/REV (ENCODER A-2048) WITH DRIVE-CLIQ INTERFACE; PERFORMANCE REDUCTION BY 10% DUE TO ABSOLUTE ENCODER; SHAFT WITH FITTED KEY, TOLERANCE N; WITH HOLDING BRAKE DEGREE OF PROTECTION IP64 | 3749 | TEM | 1 | MC | 16.502 | 1
1FK70835AH711FB2 | SIMOTICS S SYNCHRONOUS SERVOMOTORS 1FK7 COMPACT16 NM, 100 K, 4500 RPM, 3,04KW NATURAL AIR COOLING, IM B5 (IM V1, IM V3) POWER/SIGNAL CONNECTORS CONN. CAN BE ROTATED BY 270 DEGR., ABSOLUTE ENCODER 2048 P/REV (ENCODER A-2048) WITH DRIVE-CLIQ INTERFACE; PERFORMANCE REDUCTION BY 10% DUE TO ABSOLUTE ENCODER; SHAFT WITH FITTED KEY, TOLERANCE N; WITH HOLDING BRAKE DEGREE OF PROTECTION IP65 FLANGE ON DRIVE END IP67 | 3851 | TEM | 1 | MC | 16.502 | 1
1FK70835AH711FB3 | SIMOTICS S SYNCHRONOUS SERVOMOTORS 1FK7 COMPACT16 NM, 100 K, 4500 RPM, 3,04KW NATURAL AIR COOLING, IM B5 (IM V1, IM V3) POWER/SIGNAL CONNECTORS CONN. CAN BE ROTATED BY 270 DEGR., ABSOLUTE ENCODER 2048 P/REV (ENCODER A-2048) WITH DRIVE-CLIQ INTERFACE; PERFORMANCE REDUCTION BY 10% DUE TO ABSOLUTE ENCODER; SHAFT WITH FITTED KEY, TOLERANCE N; WITH HOLDING BRAKE DEGREE OF PROTECTION IP64; PAINT FINISH RAL7016 | 3799 | TEM | 1 | MC | 16.502 | 1
1FK70835AH711FB5 | SIMOTICS S SYNCHRONOUS SERVOMOTORS 1FK7 COMPACT16 NM, 100 K, 4500 RPM, 3,04KW NATURAL AIR COOLING, IM B5 (IM V1, IM V3) POWER/SIGNAL CONNECTORS CONN. CAN BE ROTATED BY 270 DEGR., ABSOLUTE ENCODER 2048 P/REV (ENCODER A-2048) WITH DRIVE-CLIQ INTERFACE; PERFORMANCE REDUCTION BY 10% DUE TO ABSOLUTE ENCODER; SHAFT WITH FITTED KEY, TOLERANCE N; WITH HOLDING BRAKE DEGREE OF PROTECTION IP65 AS FLANGE IP67; PAINT FINISH RAL7016 | 3900 | TEM | 1 | MC | 16.502 | 1
1FK70835AH711FB8 | SIMOTICS S SYNCHRONOUS SERVOMOTORS 1FK7 COMPACT16 NM, 100 K, 4500 RPM, 3,04KW NATURAL AIR COOLING, IM B5 (IM V1, IM V3) POWER/SIGNAL CONNECTORS CONN. CAN BE ROTATED BY 270 DEGR., ABSOLUTE ENCODER 2048 P/REV (ENCODER A-2048) WITH DRIVE-CLIQ INTERFACE; PERFORMANCE REDUCTION BY 10% DUE TO ABSOLUTE ENCODER; SHAFT WITH FITTED KEY, TOLERANCE N; WITH HOLDING BRAKE DEGREE OF PROTECTION IP65 IP67 D-END FLANGE; RAL7016 COATING; METALLIC RATING PLATE AT MOTOR | 4009 | TEM | 1 | MC | 16.502 | 1
1FK70835AH711FG0 | SIMOTICS S SYNCHRONOUS SERVOMOTORS 1FK7 COMPACT16 NM, 100 K, 4500 RPM, 3,04KW NATURAL AIR COOLING, IM B5 (IM V1, IM V3) POWER/SIGNAL CONNECTORS CONN. CAN BE ROTATED BY 270 DEGR., ABSOLUTE ENCODER 2048 P/REV (ENCODER A-2048) WITH DRIVE-CLIQ INTERFACE; PERFORMANCE REDUCTION BY 10% DUE TO ABSOLUTE ENCODER; PLAIN SHAFT, TOLERANCE N; W/O HOLDING BRAKE DEGREE OF PROTECTION IP64 | 3209 | TEM | 1 | MC | 14.003 | 1
1FK70835AH711FG2 | SIMOTICS S SYNCHRONOUS SERVOMOTORS 1FK7 COMPACT16 NM, 100 K, 4500 RPM, 3,04KW NATURAL AIR COOLING, IM B5 (IM V1, IM V3) POWER/SIGNAL CONNECTORS CONN. CAN BE ROTATED BY 270 DEGR., ABSOLUTE ENCODER 2048 P/REV (ENCODER A-2048) WITH DRIVE-CLIQ INTERFACE; PERFORMANCE REDUCTION BY 10% DUE TO ABSOLUTE ENCODER; PLAIN SHAFT, TOLERANCE N; W/O HOLDING BRAKE DEGREE OF PROTECTION IP65 FLANGE ON DRIVE END IP67 | 3311 | TEM | 1 | MC | 14.003 | 1
1FK70835AH711FG3 | SIMOTICS S SYNCHRONOUS SERVOMOTORS 1FK7 COMPACT16 NM, 100 K, 4500 RPM, 3,04KW NATURAL AIR COOLING, IM B5 (IM V1, IM V3) POWER/SIGNAL CONNECTORS CONN. CAN BE ROTATED BY 270 DEGR., ABSOLUTE ENCODER 2048 P/REV (ENCODER A-2048) WITH DRIVE-CLIQ INTERFACE; PERFORMANCE REDUCTION BY 10% DUE TO ABSOLUTE ENCODER; PLAIN SHAFT, TOLERANCE N; W/O HOLDING BRAKE DEGREE OF PROTECTION IP64; PAINT FINISH RAL7016 | 3258 | TEM | 1 | MC | 14.003 | 1
1FK70835AH711FG5 | SIMOTICS S SYNCHRONOUS SERVOMOTORS 1FK7 COMPACT16 NM, 100 K, 4500 RPM, 3,04KW NATURAL AIR COOLING, IM B5 (IM V1, IM V3) POWER/SIGNAL CONNECTORS CONN. CAN BE ROTATED BY 270 DEGR., ABSOLUTE ENCODER 2048 P/REV (ENCODER A-2048) WITH DRIVE-CLIQ INTERFACE; PERFORMANCE REDUCTION BY 10% DUE TO ABSOLUTE ENCODER; PLAIN SHAFT, TOLERANCE N; W/O HOLDING BRAKE DEGREE OF PROTECTION IP65 AS FLANGE IP67; PAINT FINISH RAL7016 | 3360 | TEM | 1 | MC | 14.003 | 1
1FK70835AH711FG8 | SIMOTICS S SYNCHRONOUS SERVOMOTORS 1FK7 COMPACT16 NM, 100 K, 4500 RPM, 3,04KW NATURAL AIR COOLING, IM B5 (IM V1, IM V3) POWER/SIGNAL CONNECTORS CONN. CAN BE ROTATED BY 270 DEGR., ABSOLUTE ENCODER 2048 P/REV (ENCODER A-2048) WITH DRIVE-CLIQ INTERFACE; PERFORMANCE REDUCTION BY 10% DUE TO ABSOLUTE ENCODER; PLAIN SHAFT, TOLERANCE N; W/O HOLDING BRAKE DEGREE OF PROTECTION IP65 IP67 D-END FLANGE; RAL7016 COATING; METALLIC RATING PLATE AT MOTOR | 3468 | TEM | 1 | MC | 14.003 | 1
1FK70835AH711FH0 | SIMOTICS S SYNCHRONOUS SERVOMOTORS 1FK7 COMPACT16 NM, 100 K, 4500 RPM, 3,04KW NATURAL AIR COOLING, IM B5 (IM V1, IM V3) POWER/SIGNAL CONNECTORS CONN. CAN BE ROTATED BY 270 DEGR., ABSOLUTE ENCODER 2048 P/REV (ENCODER A-2048) WITH DRIVE-CLIQ INTERFACE; PERFORMANCE REDUCTION BY 10% DUE TO ABSOLUTE ENCODER; PLAIN SHAFT, TOLERANCE N; WITH HOLDING BRAKE DEGREE OF PROTECTION IP64 | 3656 | TEM | 1 | MC | 16.502 | 1
1FK70835AH711FH2 | SIMOTICS S SYNCHRONOUS SERVOMOTORS 1FK7 COMPACT16 NM, 100 K, 4500 RPM, 3,04KW NATURAL AIR COOLING, IM B5 (IM V1, IM V3) POWER/SIGNAL CONNECTORS CONN. CAN BE ROTATED BY 270 DEGR., ABSOLUTE ENCODER 2048 P/REV (ENCODER A-2048) WITH DRIVE-CLIQ INTERFACE; PERFORMANCE REDUCTION BY 10% DUE TO ABSOLUTE ENCODER; PLAIN SHAFT, TOLERANCE N; WITH HOLDING BRAKE DEGREE OF PROTECTION IP65 FLANGE ON DRIVE END IP67 | 3757 | TEM | 1 | MC | 16.502 | 1
1FK70835AH711FH3 | SIMOTICS S SYNCHRONOUS SERVOMOTORS 1FK7 COMPACT16 NM, 100 K, 4500 RPM, 3,04KW NATURAL AIR COOLING, IM B5 (IM V1, IM V3) POWER/SIGNAL CONNECTORS CONN. CAN BE ROTATED BY 270 DEGR., ABSOLUTE ENCODER 2048 P/REV (ENCODER A-2048) WITH DRIVE-CLIQ INTERFACE; PERFORMANCE REDUCTION BY 10% DUE TO ABSOLUTE ENCODER; PLAIN SHAFT, TOLERANCE N; WITH HOLDING BRAKE DEGREE OF PROTECTION IP64; PAINT FINISH RAL7016 | 3705 | TEM | 1 | MC | 16.502 | 1
1FK70835AH711FH5 | SIMOTICS S SYNCHRONOUS SERVOMOTORS 1FK7 COMPACT16 NM, 100 K, 4500 RPM, 3,04KW NATURAL AIR COOLING, IM B5 (IM V1, IM V3) POWER/SIGNAL CONNECTORS CONN. CAN BE ROTATED BY 270 DEGR., ABSOLUTE ENCODER 2048 P/REV (ENCODER A-2048) WITH DRIVE-CLIQ INTERFACE; PERFORMANCE REDUCTION BY 10% DUE TO ABSOLUTE ENCODER; PLAIN SHAFT, TOLERANCE N; WITH HOLDING BRAKE DEGREE OF PROTECTION IP65 AS FLANGE IP67; PAINT FINISH RAL7016 | 3807 | TEM | 1 | MC | 16.502 | 1
1FK70835AH711FH8 | SIMOTICS S SYNCHRONOUS SERVOMOTORS 1FK7 COMPACT16 NM, 100 K, 4500 RPM, 3,04KW NATURAL AIR COOLING, IM B5 (IM V1, IM V3) POWER/SIGNAL CONNECTORS CONN. CAN BE ROTATED BY 270 DEGR., ABSOLUTE ENCODER 2048 P/REV (ENCODER A-2048) WITH DRIVE-CLIQ INTERFACE; PERFORMANCE REDUCTION BY 10% DUE TO ABSOLUTE ENCODER; PLAIN SHAFT, TOLERANCE N; WITH HOLDING BRAKE DEGREE OF PROTECTION IP65 IP67 D-END FLANGE; RAL7016 COATING; METALLIC RATING PLATE AT MOTOR | 3915 | TEM | 1 | MC | 16.502 | 1
1FK70835AH711GA0 | SIMOTICS S SYNCHRONOUS SERVOMOTORS 1FK7 COMPACT16 NM, 100 K, 4500 RPM, 3,04KW NATURAL AIR COOLING, IM B5 (IM V1, IM V3) POWER/SIGNAL CONNECTORS CONN. CAN BE ROTATED BY 270 DEGR., BASIC ABSOLUTE ENCODER 32 P/REV (ENCODER A-32); PERFORMANCE REDUCTION BY 10% DUE TO ABSOLUTE ENCODER; SHAFT WITH FITTED KEY, TOLERANCE N; W/O HOLDING BRAKE DEGREE OF PROTECTION IP64 | 2481 | TEM | 1 | MC | 14.003 | 1
1FK70835AH711GA2 | SIMOTICS S SYNCHRONOUS SERVOMOTORS 1FK7 COMPACT16 NM, 100 K, 4500 RPM, 3,04KW NATURAL AIR COOLING, IM B5 (IM V1, IM V3) POWER/SIGNAL CONNECTORS CONN. CAN BE ROTATED BY 270 DEGR., BASIC ABSOLUTE ENCODER 32 P/REV (ENCODER A-32); PERFORMANCE REDUCTION BY 10% DUE TO ABSOLUTE ENCODER; SHAFT WITH FITTED KEY, TOLERANCE N; W/O HOLDING BRAKE DEGREE OF PROTECTION IP65 FLANGE ON DRIVE END IP67 | 2583 | TEM | 1 | MC | 14.003 | 1
1FK70835AH711GA3 | SIMOTICS S SYNCHRONOUS SERVOMOTORS 1FK7 COMPACT16 NM, 100 K, 4500 RPM, 3,04KW NATURAL AIR COOLING, IM B5 (IM V1, IM V3) POWER/SIGNAL CONNECTORS CONN. CAN BE ROTATED BY 270 DEGR., BASIC ABSOLUTE ENCODER 32 P/REV (ENCODER A-32); PERFORMANCE REDUCTION BY 10% DUE TO ABSOLUTE ENCODER; SHAFT WITH FITTED KEY, TOLERANCE N; W/O HOLDING BRAKE DEGREE OF PROTECTION IP64; PAINT FINISH RAL7016 | 2531 | TEM | 1 | MC | 14.003 | 1
1FK70835AH711GA5 | SIMOTICS S SYNCHRONOUS SERVOMOTORS 1FK7 COMPACT16 NM, 100 K, 4500 RPM, 3,04KW NATURAL AIR COOLING, IM B5 (IM V1, IM V3) POWER/SIGNAL CONNECTORS CONN. CAN BE ROTATED BY 270 DEGR., BASIC ABSOLUTE ENCODER 32 P/REV (ENCODER A-32); PERFORMANCE REDUCTION BY 10% DUE TO ABSOLUTE ENCODER; SHAFT WITH FITTED KEY, TOLERANCE N; W/O HOLDING BRAKE DEGREE OF PROTECTION IP65 AS FLANGE IP67; PAINT FINISH RAL7016 | 2632 | TEM | 1 | MC | 14.003 | 1
1FK70835AH711GA8 | SIMOTICS S SYNCHRONOUS SERVOMOTORS 1FK7 COMPACT16 NM, 100 K, 4500 RPM, 3,04KW NATURAL AIR COOLING, IM B5 (IM V1, IM V3) POWER/SIGNAL CONNECTORS CONN. CAN BE ROTATED BY 270 DEGR., BASIC ABSOLUTE ENCODER 32 P/REV (ENCODER A-32); PERFORMANCE REDUCTION BY 10% DUE TO ABSOLUTE ENCODER; SHAFT WITH FITTED KEY, TOLERANCE N; W/O HOLDING BRAKE DEGREE OF PROTECTION IP65 IP67 D-END FLANGE; RAL7016 COATING; METALLIC RATING PLATE AT MOTOR | 2741 | TEM | 1 | MC | 14.003 | 1
1FK70835AH711GB0 | SIMOTICS S SYNCHRONOUS SERVOMOTORS 1FK7 COMPACT16 NM, 100 K, 4500 RPM, 3,04KW NATURAL AIR COOLING, IM B5 (IM V1, IM V3) POWER/SIGNAL CONNECTORS CONN. CAN BE ROTATED BY 270 DEGR., BASIC ABSOLUTE ENCODER 32 P/REV (ENCODER A-32); PERFORMANCE REDUCTION BY 10% DUE TO ABSOLUTE ENCODER; SHAFT WITH FITTED KEY, TOLERANCE N; WITH HOLDING BRAKE DEGREE OF PROTECTION IP64 | 2928 | TEM | 1 | MC | 16.502 | 1
1FK70835AH711GB2 | SIMOTICS S SYNCHRONOUS SERVOMOTORS 1FK7 COMPACT16 NM, 100 K, 4500 RPM, 3,04KW NATURAL AIR COOLING, IM B5 (IM V1, IM V3) POWER/SIGNAL CONNECTORS CONN. CAN BE ROTATED BY 270 DEGR., BASIC ABSOLUTE ENCODER 32 P/REV (ENCODER A-32); PERFORMANCE REDUCTION BY 10% DUE TO ABSOLUTE ENCODER; SHAFT WITH FITTED KEY, TOLERANCE N; WITH HOLDING BRAKE DEGREE OF PROTECTION IP65 FLANGE ON DRIVE END IP67 | 3030 | TEM | 1 | MC | 16.502 | 1
1FK70835AH711GB3 | SIMOTICS S SYNCHRONOUS SERVOMOTORS 1FK7 COMPACT16 NM, 100 K, 4500 RPM, 3,04KW NATURAL AIR COOLING, IM B5 (IM V1, IM V3) POWER/SIGNAL CONNECTORS CONN. CAN BE ROTATED BY 270 DEGR., BASIC ABSOLUTE ENCODER 32 P/REV (ENCODER A-32); PERFORMANCE REDUCTION BY 10% DUE TO ABSOLUTE ENCODER; SHAFT WITH FITTED KEY, TOLERANCE N; WITH HOLDING BRAKE DEGREE OF PROTECTION IP64; PAINT FINISH RAL7016 | 2977 | TEM | 1 | MC | 16.502 | 1
1FK70835AH711GB5 | SIMOTICS S SYNCHRONOUS SERVOMOTORS 1FK7 COMPACT16 NM, 100 K, 4500 RPM, 3,04KW NATURAL AIR COOLING, IM B5 (IM V1, IM V3) POWER/SIGNAL CONNECTORS CONN. CAN BE ROTATED BY 270 DEGR., BASIC ABSOLUTE ENCODER 32 P/REV (ENCODER A-32); PERFORMANCE REDUCTION BY 10% DUE TO ABSOLUTE ENCODER; SHAFT WITH FITTED KEY, TOLERANCE N; WITH HOLDING BRAKE DEGREE OF PROTECTION IP65 AS FLANGE IP67; PAINT FINISH RAL7016 | 3079 | TEM | 1 | MC | 16.502 | 1
1FK70835AH711GB8 | SIMOTICS S SYNCHRONOUS SERVOMOTORS 1FK7 COMPACT16 NM, 100 K, 4500 RPM, 3,04KW NATURAL AIR COOLING, IM B5 (IM V1, IM V3) POWER/SIGNAL CONNECTORS CONN. CAN BE ROTATED BY 270 DEGR., BASIC ABSOLUTE ENCODER 32 P/REV (ENCODER A-32); PERFORMANCE REDUCTION BY 10% DUE TO ABSOLUTE ENCODER; SHAFT WITH FITTED KEY, TOLERANCE N; WITH HOLDING BRAKE DEGREE OF PROTECTION IP65 IP67 D-END FLANGE; RAL7016 COATING; METALLIC RATING PLATE AT MOTOR | 3187 | TEM | 1 | MC | 16.502 | 1
1FK70835AH711GG0 | SIMOTICS S SYNCHRONOUS SERVOMOTORS 1FK7 COMPACT16 NM, 100 K, 4500 RPM, 3,04KW NATURAL AIR COOLING, IM B5 (IM V1, IM V3) POWER/SIGNAL CONNECTORS CONN. CAN BE ROTATED BY 270 DEGR., BASIC ABSOLUTE ENCODER 32 P/REV (ENCODER A-32); PERFORMANCE REDUCTION BY 10% DUE TO ABSOLUTE ENCODER; PLAIN SHAFT, TOLERANCE N; W/O HOLDING BRAKE DEGREE OF PROTECTION IP64 | 2388 | TEM | 1 | MC | 14.003 | 1
1FK70835AH711GG2 | SIMOTICS S SYNCHRONOUS SERVOMOTORS 1FK7 COMPACT16 NM, 100 K, 4500 RPM, 3,04KW NATURAL AIR COOLING, IM B5 (IM V1, IM V3) POWER/SIGNAL CONNECTORS CONN. CAN BE ROTATED BY 270 DEGR., BASIC ABSOLUTE ENCODER 32 P/REV (ENCODER A-32); PERFORMANCE REDUCTION BY 10% DUE TO ABSOLUTE ENCODER; PLAIN SHAFT, TOLERANCE N; W/O HOLDING BRAKE DEGREE OF PROTECTION IP65 FLANGE ON DRIVE END IP67 | 2489 | TEM | 1 | MC | 14.003 | 1
1FK70835AH711GG3 | SIMOTICS S SYNCHRONOUS SERVOMOTORS 1FK7 COMPACT16 NM, 100 K, 4500 RPM, 3,04KW NATURAL AIR COOLING, IM B5 (IM V1, IM V3) POWER/SIGNAL CONNECTORS CONN. CAN BE ROTATED BY 270 DEGR., BASIC ABSOLUTE ENCODER 32 P/REV (ENCODER A-32); PERFORMANCE REDUCTION BY 10% DUE TO ABSOLUTE ENCODER; PLAIN SHAFT, TOLERANCE N; W/O HOLDING BRAKE DEGREE OF PROTECTION IP64; PAINT FINISH RAL7016 | 2437 | TEM | 1 | MC | 14.003 | 1
1FK70835AH711GG5 | SIMOTICS S SYNCHRONOUS SERVOMOTORS 1FK7 COMPACT16 NM, 100 K, 4500 RPM, 3,04KW NATURAL AIR COOLING, IM B5 (IM V1, IM V3) POWER/SIGNAL CONNECTORS CONN. CAN BE ROTATED BY 270 DEGR., BASIC ABSOLUTE ENCODER 32 P/REV (ENCODER A-32); PERFORMANCE REDUCTION BY 10% DUE TO ABSOLUTE ENCODER; PLAIN SHAFT, TOLERANCE N; W/O HOLDING BRAKE DEGREE OF PROTECTION IP65 AS FLANGE IP67; PAINT FINISH RAL7016 | 2539 | TEM | 1 | MC | 14.003 | 1
1FK70835AH711GG8 | SIMOTICS S SYNCHRONOUS SERVOMOTORS 1FK7 COMPACT16 NM, 100 K, 4500 RPM, 3,04KW NATURAL AIR COOLING, IM B5 (IM V1, IM V3) POWER/SIGNAL CONNECTORS CONN. CAN BE ROTATED BY 270 DEGR., BASIC ABSOLUTE ENCODER 32 P/REV (ENCODER A-32); PERFORMANCE REDUCTION BY 10% DUE TO ABSOLUTE ENCODER; PLAIN SHAFT, TOLERANCE N; W/O HOLDING BRAKE DEGREE OF PROTECTION IP65 IP67 D-END FLANGE; RAL7016 COATING; METALLIC RATING PLATE AT MOTOR | 2647 | TEM | 1 | MC | 14.003 | 1
1FK70835AH711GH0 | SIMOTICS S SYNCHRONOUS SERVOMOTORS 1FK7 COMPACT16 NM, 100 K, 4500 RPM, 3,04KW NATURAL AIR COOLING, IM B5 (IM V1, IM V3) POWER/SIGNAL CONNECTORS CONN. CAN BE ROTATED BY 270 DEGR., BASIC ABSOLUTE ENCODER 32 P/REV (ENCODER A-32); PERFORMANCE REDUCTION BY 10% DUE TO ABSOLUTE ENCODER; PLAIN SHAFT, TOLERANCE N; WITH HOLDING BRAKE DEGREE OF PROTECTION IP64 | 2834 | TEM | 1 | MC | 16.502 | 1
1FK70835AH711GH2 | SIMOTICS S SYNCHRONOUS SERVOMOTORS 1FK7 COMPACT16 NM, 100 K, 4500 RPM, 3,04KW NATURAL AIR COOLING, IM B5 (IM V1, IM V3) POWER/SIGNAL CONNECTORS CONN. CAN BE ROTATED BY 270 DEGR., BASIC ABSOLUTE ENCODER 32 P/REV (ENCODER A-32); PERFORMANCE REDUCTION BY 10% DUE TO ABSOLUTE ENCODER; PLAIN SHAFT, TOLERANCE N; WITH HOLDING BRAKE DEGREE OF PROTECTION IP65 FLANGE ON DRIVE END IP67 | 2936 | TEM | 1 | MC | 16.502 | 1
1FK70835AH711GH3 | SIMOTICS S SYNCHRONOUS SERVOMOTORS 1FK7 COMPACT16 NM, 100 K, 4500 RPM, 3,04KW NATURAL AIR COOLING, IM B5 (IM V1, IM V3) POWER/SIGNAL CONNECTORS CONN. CAN BE ROTATED BY 270 DEGR., BASIC ABSOLUTE ENCODER 32 P/REV (ENCODER A-32); PERFORMANCE REDUCTION BY 10% DUE TO ABSOLUTE ENCODER; PLAIN SHAFT, TOLERANCE N; WITH HOLDING BRAKE DEGREE OF PROTECTION IP64; PAINT FINISH RAL7016 | 2884 | TEM | 1 | MC | 16.502 | 1
1FK70835AH711GH5 | SIMOTICS S SYNCHRONOUS SERVOMOTORS 1FK7 COMPACT16 NM, 100 K, 4500 RPM, 3,04KW NATURAL AIR COOLING, IM B5 (IM V1, IM V3) POWER/SIGNAL CONNECTORS CONN. CAN BE ROTATED BY 270 DEGR., BASIC ABSOLUTE ENCODER 32 P/REV (ENCODER A-32); PERFORMANCE REDUCTION BY 10% DUE TO ABSOLUTE ENCODER; PLAIN SHAFT, TOLERANCE N; WITH HOLDING BRAKE DEGREE OF PROTECTION IP65 AS FLANGE IP67; PAINT FINISH RAL7016 | 2985 | TEM | 1 | MC | 16.502 | 1
1FK70835AH711GH8 | SIMOTICS S SYNCHRONOUS SERVOMOTORS 1FK7 COMPACT16 NM, 100 K, 4500 RPM, 3,04KW NATURAL AIR COOLING, IM B5 (IM V1, IM V3) POWER/SIGNAL CONNECTORS CONN. CAN BE ROTATED BY 270 DEGR., BASIC ABSOLUTE ENCODER 32 P/REV (ENCODER A-32); PERFORMANCE REDUCTION BY 10% DUE TO ABSOLUTE ENCODER; PLAIN SHAFT, TOLERANCE N; WITH HOLDING BRAKE DEGREE OF PROTECTION IP65 IP67 D-END FLANGE; RAL7016 COATING; METALLIC RATING PLATE AT MOTOR | 3094 | TEM | 1 | MC | 16.502 | 1
1FK70835AH711KA0 | SIMOTICS S SYNCHRONOUS SERVOMOTORS 1FK7 COMPACT16 NM, 100 K, 4500 RPM, 3,04KW NATURAL AIR COOLING, IM B5 (IM V1, IM V3) POWER/SIGNAL CONNECTORS CONN. CAN BE ROTATED BY 270 DEGR., BASIC ABSOLUTE ENCODER 32 P/REV (ENCODER A-32) WITH DRIVE-CLIQ INTERFACE; PERFORMANCE REDUCTION BY 10% DUE TO ABSOLUTE ENCODER; SHAFT WITH FITTED KEY, TOLERANCE N; W/O HOLDING BRAKE DEGREE OF PROTECTION IP64 | 2741 | TEM | 1 | MC | 14.003 | 1
1FK70835AH711KA2 | SIMOTICS S SYNCHRONOUS SERVOMOTORS 1FK7 COMPACT16 NM, 100 K, 4500 RPM, 3,04KW NATURAL AIR COOLING, IM B5 (IM V1, IM V3) POWER/SIGNAL CONNECTORS CONN. CAN BE ROTATED BY 270 DEGR., BASIC ABSOLUTE ENCODER 32 P/REV (ENCODER A-32) WITH DRIVE-CLIQ INTERFACE; PERFORMANCE REDUCTION BY 10% DUE TO ABSOLUTE ENCODER; SHAFT WITH FITTED KEY, TOLERANCE N; W/O HOLDING BRAKE DEGREE OF PROTECTION IP65 FLANGE ON DRIVE END IP67 | 2842 | TEM | 1 | MC | 14.003 | 1
1FK70835AH711KA3 | SIMOTICS S SYNCHRONOUS SERVOMOTORS 1FK7 COMPACT16 NM, 100 K, 4500 RPM, 3,04KW NATURAL AIR COOLING, IM B5 (IM V1, IM V3) POWER/SIGNAL CONNECTORS CONN. CAN BE ROTATED BY 270 DEGR., BASIC ABSOLUTE ENCODER 32 P/REV (ENCODER A-32) WITH DRIVE-CLIQ INTERFACE; PERFORMANCE REDUCTION BY 10% DUE TO ABSOLUTE ENCODER; SHAFT WITH FITTED KEY, TOLERANCE N; W/O HOLDING BRAKE DEGREE OF PROTECTION IP64; PAINT FINISH RAL7016 | 2790 | TEM | 1 | MC | 14.003 | 1
1FK70835AH711KA5 | SIMOTICS S SYNCHRONOUS SERVOMOTORS 1FK7 COMPACT16 NM, 100 K, 4500 RPM, 3,04KW NATURAL AIR COOLING, IM B5 (IM V1, IM V3) POWER/SIGNAL CONNECTORS CONN. CAN BE ROTATED BY 270 DEGR., BASIC ABSOLUTE ENCODER 32 P/REV (ENCODER A-32) WITH DRIVE-CLIQ INTERFACE; PERFORMANCE REDUCTION BY 10% DUE TO ABSOLUTE ENCODER; SHAFT WITH FITTED KEY, TOLERANCE N; W/O HOLDING BRAKE DEGREE OF PROTECTION IP65 AS FLANGE IP67; PAINT FINISH RAL7016 | 2892 | TEM | 1 | MC | 14.003 | 1
1FK70835AH711KA8 | SIMOTICS S SYNCHRONOUS SERVOMOTORS 1FK7 COMPACT16 NM, 100 K, 4500 RPM, 3,04KW NATURAL AIR COOLING, IM B5 (IM V1, IM V3) POWER/SIGNAL CONNECTORS CONN. CAN BE ROTATED BY 270 DEGR., BASIC ABSOLUTE ENCODER 32 P/REV (ENCODER A-32) WITH DRIVE-CLIQ INTERFACE; PERFORMANCE REDUCTION BY 10% DUE TO ABSOLUTE ENCODER; SHAFT WITH FITTED KEY, TOLERANCE N; W/O HOLDING BRAKE DEGREE OF PROTECTION IP65 IP67 D-END FLANGE; RAL7016 COATING; METALLIC RATING PLATE AT MOTOR | 3000 | TEM | 1 | MC | 14.003 | 1
1FK70835AH711KB0 | SIMOTICS S SYNCHRONOUS SERVOMOTORS 1FK7 COMPACT16 NM, 100 K, 4500 RPM, 3,04KW NATURAL AIR COOLING, IM B5 (IM V1, IM V3) POWER/SIGNAL CONNECTORS CONN. CAN BE ROTATED BY 270 DEGR., BASIC ABSOLUTE ENCODER 32 P/REV (ENCODER A-32) WITH DRIVE-CLIQ INTERFACE; PERFORMANCE REDUCTION BY 10% DUE TO ABSOLUTE ENCODER; SHAFT WITH FITTED KEY, TOLERANCE N; WITH HOLDING BRAKE DEGREE OF PROTECTION IP64 | 3187 | TEM | 1 | MC | 16.502 | 1
1FK70835AH711KB2 | SIMOTICS S SYNCHRONOUS SERVOMOTORS 1FK7 COMPACT16 NM, 100 K, 4500 RPM, 3,04KW NATURAL AIR COOLING, IM B5 (IM V1, IM V3) POWER/SIGNAL CONNECTORS CONN. CAN BE ROTATED BY 270 DEGR., BASIC ABSOLUTE ENCODER 32 P/REV (ENCODER A-32) WITH DRIVE-CLIQ INTERFACE; PERFORMANCE REDUCTION BY 10% DUE TO ABSOLUTE ENCODER; SHAFT WITH FITTED KEY, TOLERANCE N; WITH HOLDING BRAKE DEGREE OF PROTECTION IP65 FLANGE ON DRIVE END IP67 | 3289 | TEM | 1 | MC | 16.502 | 1
1FK70835AH711KB3 | SIMOTICS S SYNCHRONOUS SERVOMOTORS 1FK7 COMPACT16 NM, 100 K, 4500 RPM, 3,04KW NATURAL AIR COOLING, IM B5 (IM V1, IM V3) POWER/SIGNAL CONNECTORS CONN. CAN BE ROTATED BY 270 DEGR., BASIC ABSOLUTE ENCODER 32 P/REV (ENCODER A-32) WITH DRIVE-CLIQ INTERFACE; PERFORMANCE REDUCTION BY 10% DUE TO ABSOLUTE ENCODER; SHAFT WITH FITTED KEY, TOLERANCE N; WITH HOLDING BRAKE DEGREE OF PROTECTION IP64; PAINT FINISH RAL7016 | 3237 | TEM | 1 | MC | 16.502 | 1
1FK70835AH711KB5 | SIMOTICS S SYNCHRONOUS SERVOMOTORS 1FK7 COMPACT16 NM, 100 K, 4500 RPM, 3,04KW NATURAL AIR COOLING, IM B5 (IM V1, IM V3) POWER/SIGNAL CONNECTORS CONN. CAN BE ROTATED BY 270 DEGR., BASIC ABSOLUTE ENCODER 32 P/REV (ENCODER A-32) WITH DRIVE-CLIQ INTERFACE; PERFORMANCE REDUCTION BY 10% DUE TO ABSOLUTE ENCODER; SHAFT WITH FITTED KEY, TOLERANCE N; WITH HOLDING BRAKE DEGREE OF PROTECTION IP65 AS FLANGE IP67; PAINT FINISH RAL7016 | 3338 | TEM | 1 | MC | 16.502 | 1
1FK70835AH711KB8 | SIMOTICS S SYNCHRONOUS SERVOMOTORS 1FK7 COMPACT16 NM, 100 K, 4500 RPM, 3,04KW NATURAL AIR COOLING, IM B5 (IM V1, IM V3) POWER/SIGNAL CONNECTORS CONN. CAN BE ROTATED BY 270 DEGR., BASIC ABSOLUTE ENCODER 32 P/REV (ENCODER A-32) WITH DRIVE-CLIQ INTERFACE; PERFORMANCE REDUCTION BY 10% DUE TO ABSOLUTE ENCODER; SHAFT WITH FITTED KEY, TOLERANCE N; WITH HOLDING BRAKE DEGREE OF PROTECTION IP65 IP67 D-END FLANGE; RAL7016 COATING; METALLIC RATING PLATE AT MOTOR | 3447 | TEM | 1 | MC | 16.502 | 1
1FK70835AH711KG0 | SIMOTICS S SYNCHRONOUS SERVOMOTORS 1FK7 COMPACT16 NM, 100 K, 4500 RPM, 3,04KW NATURAL AIR COOLING, IM B5 (IM V1, IM V3) POWER/SIGNAL CONNECTORS CONN. CAN BE ROTATED BY 270 DEGR., BASIC ABSOLUTE ENCODER 32 P/REV (ENCODER A-32) WITH DRIVE-CLIQ INTERFACE; PERFORMANCE REDUCTION BY 10% DUE TO ABSOLUTE ENCODER; PLAIN SHAFT, TOLERANCE N; W/O HOLDING BRAKE DEGREE OF PROTECTION IP64 | 2647 | TEM | 1 | MC | 14.003 | 1
1FK70835AH711KG2 | SIMOTICS S SYNCHRONOUS SERVOMOTORS 1FK7 COMPACT16 NM, 100 K, 4500 RPM, 3,04KW NATURAL AIR COOLING, IM B5 (IM V1, IM V3) POWER/SIGNAL CONNECTORS CONN. CAN BE ROTATED BY 270 DEGR., BASIC ABSOLUTE ENCODER 32 P/REV (ENCODER A-32) WITH DRIVE-CLIQ INTERFACE; PERFORMANCE REDUCTION BY 10% DUE TO ABSOLUTE ENCODER; PLAIN SHAFT, TOLERANCE N; W/O HOLDING BRAKE DEGREE OF PROTECTION IP65 FLANGE ON DRIVE END IP67 | 2749 | TEM | 1 | MC | 14.003 | 1
1FK70835AH711KG3 | SIMOTICS S SYNCHRONOUS SERVOMOTORS 1FK7 COMPACT16 NM, 100 K, 4500 RPM, 3,04KW NATURAL AIR COOLING, IM B5 (IM V1, IM V3) POWER/SIGNAL CONNECTORS CONN. CAN BE ROTATED BY 270 DEGR., BASIC ABSOLUTE ENCODER 32 P/REV (ENCODER A-32) WITH DRIVE-CLIQ INTERFACE; PERFORMANCE REDUCTION BY 10% DUE TO ABSOLUTE ENCODER; PLAIN SHAFT, TOLERANCE N; W/O HOLDING BRAKE DEGREE OF PROTECTION IP64; PAINT FINISH RAL7016 | 2696 | TEM | 1 | MC | 14.003 | 1
1FK70835AH711KG5 | SIMOTICS S SYNCHRONOUS SERVOMOTORS 1FK7 COMPACT16 NM, 100 K, 4500 RPM, 3,04KW NATURAL AIR COOLING, IM B5 (IM V1, IM V3) POWER/SIGNAL CONNECTORS CONN. CAN BE ROTATED BY 270 DEGR., BASIC ABSOLUTE ENCODER 32 P/REV (ENCODER A-32) WITH DRIVE-CLIQ INTERFACE; PERFORMANCE REDUCTION BY 10% DUE TO ABSOLUTE ENCODER; PLAIN SHAFT, TOLERANCE N; W/O HOLDING BRAKE DEGREE OF PROTECTION IP65 AS FLANGE IP67; PAINT FINISH RAL7016 | 2798 | TEM | 1 | MC | 14.003 | 1
1FK70835AH711KG8 | SIMOTICS S SYNCHRONOUS SERVOMOTORS 1FK7 COMPACT16 NM, 100 K, 4500 RPM, 3,04KW NATURAL AIR COOLING, IM B5 (IM V1, IM V3) POWER/SIGNAL CONNECTORS CONN. CAN BE ROTATED BY 270 DEGR., BASIC ABSOLUTE ENCODER 32 P/REV (ENCODER A-32) WITH DRIVE-CLIQ INTERFACE; PERFORMANCE REDUCTION BY 10% DUE TO ABSOLUTE ENCODER; PLAIN SHAFT, TOLERANCE N; W/O HOLDING BRAKE DEGREE OF PROTECTION IP65 IP67 D-END FLANGE; RAL7016 COATING; METALLIC RATING PLATE AT MOTOR | 2907 | TEM | 1 | MC | 14.003 | 1
1FK70835AH711KH0 | SIMOTICS S SYNCHRONOUS SERVOMOTORS 1FK7 COMPACT16 NM, 100 K, 4500 RPM, 3,04KW NATURAL AIR COOLING, IM B5 (IM V1, IM V3) POWER/SIGNAL CONNECTORS CONN. CAN BE ROTATED BY 270 DEGR., BASIC ABSOLUTE ENCODER 32 P/REV (ENCODER A-32) WITH DRIVE-CLIQ INTERFACE; PERFORMANCE REDUCTION BY 10% DUE TO ABSOLUTE ENCODER; PLAIN SHAFT, TOLERANCE N; WITH HOLDING BRAKE DEGREE OF PROTECTION IP64 | 3094 | TEM | 1 | MC | 16.502 | 1
1FK70835AH711KH2 | SIMOTICS S SYNCHRONOUS SERVOMOTORS 1FK7 COMPACT16 NM, 100 K, 4500 RPM, 3,04KW NATURAL AIR COOLING, IM B5 (IM V1, IM V3) POWER/SIGNAL CONNECTORS CONN. CAN BE ROTATED BY 270 DEGR., BASIC ABSOLUTE ENCODER 32 P/REV (ENCODER A-32) WITH DRIVE-CLIQ INTERFACE; PERFORMANCE REDUCTION BY 10% DUE TO ABSOLUTE ENCODER; PLAIN SHAFT, TOLERANCE N; WITH HOLDING BRAKE DEGREE OF PROTECTION IP65 FLANGE ON DRIVE END IP67 | 3195 | TEM | 1 | MC | 16.502 | 1
1FK70835AH711KH3 | SIMOTICS S SYNCHRONOUS SERVOMOTORS 1FK7 COMPACT16 NM, 100 K, 4500 RPM, 3,04KW NATURAL AIR COOLING, IM B5 (IM V1, IM V3) POWER/SIGNAL CONNECTORS CONN. CAN BE ROTATED BY 270 DEGR., BASIC ABSOLUTE ENCODER 32 P/REV (ENCODER A-32) WITH DRIVE-CLIQ INTERFACE; PERFORMANCE REDUCTION BY 10% DUE TO ABSOLUTE ENCODER; PLAIN SHAFT, TOLERANCE N; WITH HOLDING BRAKE DEGREE OF PROTECTION IP64; PAINT FINISH RAL7016 | 3143 | TEM | 1 | MC | 16.502 | 1
1FK70835AH711KH5 | SIMOTICS S SYNCHRONOUS SERVOMOTORS 1FK7 COMPACT16 NM, 100 K, 4500 RPM, 3,04KW NATURAL AIR COOLING, IM B5 (IM V1, IM V3) POWER/SIGNAL CONNECTORS CONN. CAN BE ROTATED BY 270 DEGR., BASIC ABSOLUTE ENCODER 32 P/REV (ENCODER A-32) WITH DRIVE-CLIQ INTERFACE; PERFORMANCE REDUCTION BY 10% DUE TO ABSOLUTE ENCODER; PLAIN SHAFT, TOLERANCE N; WITH HOLDING BRAKE DEGREE OF PROTECTION IP65 AS FLANGE IP67; PAINT FINISH RAL7016 | 3245 | TEM | 1 | MC | 16.502 | 1
1FK70835AH711KH8 | SIMOTICS S SYNCHRONOUS SERVOMOTORS 1FK7 COMPACT16 NM, 100 K, 4500 RPM, 3,04KW NATURAL AIR COOLING, IM B5 (IM V1, IM V3) POWER/SIGNAL CONNECTORS CONN. CAN BE ROTATED BY 270 DEGR., BASIC ABSOLUTE ENCODER 32 P/REV (ENCODER A-32) WITH DRIVE-CLIQ INTERFACE; PERFORMANCE REDUCTION BY 10% DUE TO ABSOLUTE ENCODER; PLAIN SHAFT, TOLERANCE N; WITH HOLDING BRAKE DEGREE OF PROTECTION IP65 IP67 D-END FLANGE; RAL7016 COATING; METALLIC RATING PLATE AT MOTOR | 3353 | TEM | 1 | MC | 16.502 | 1
1FK70835AH711PA0 | SIMOTICS S SYNCHRONOUS SERVOMOTORS 1FK7 COMPACT16 NM, 100 K, 4500 RPM, 3,04KW NATURAL AIR COOLING, IM B5 (IM V1, IM V3) POWER/SIGNAL CONNECTORS CONN. CAN BE ROTATED BY 270 DEGR., RESOLVER 2-POLE (RESOLVER P=1) WITH DRIVE-CLIQ INTERFACE; SHAFT WITH FITTED KEY, TOLERANCE N; W/O HOLDING BRAKE DEGREE OF PROTECTION IP64 | 2265 | TEM | 1 | MC | 14.003 | 1
1FK70835AH711PA2 | SIMOTICS S SYNCHRONOUS SERVOMOTORS 1FK7 COMPACT16 NM, 100 K, 4500 RPM, 3,04KW NATURAL AIR COOLING, IM B5 (IM V1, IM V3) POWER/SIGNAL CONNECTORS CONN. CAN BE ROTATED BY 270 DEGR., RESOLVER 2-POLE (RESOLVER P=1) WITH DRIVE-CLIQ INTERFACE; SHAFT WITH FITTED KEY, TOLERANCE N; W/O HOLDING BRAKE DEGREE OF PROTECTION IP65 FLANGE ON DRIVE END IP67 | 2367 | TEM | 1 | MC | 14.003 | 1
1FK70835AH711PA3 | SIMOTICS S SYNCHRONOUS SERVOMOTORS 1FK7 COMPACT16 NM, 100 K, 4500 RPM, 3,04KW NATURAL AIR COOLING, IM B5 (IM V1, IM V3) POWER/SIGNAL CONNECTORS CONN. CAN BE ROTATED BY 270 DEGR., RESOLVER 2-POLE (RESOLVER P=1) WITH DRIVE-CLIQ INTERFACE; SHAFT WITH FITTED KEY, TOLERANCE N; W/O HOLDING BRAKE DEGREE OF PROTECTION IP64; PAINT FINISH RAL7016 | 2314 | TEM | 1 | MC | 14.003 | 1
1FK70835AH711PA5 | SIMOTICS S SYNCHRONOUS SERVOMOTORS 1FK7 COMPACT16 NM, 100 K, 4500 RPM, 3,04KW NATURAL AIR COOLING, IM B5 (IM V1, IM V3) POWER/SIGNAL CONNECTORS CONN. CAN BE ROTATED BY 270 DEGR., RESOLVER 2-POLE (RESOLVER P=1) WITH DRIVE-CLIQ INTERFACE; SHAFT WITH FITTED KEY, TOLERANCE N; W/O HOLDING BRAKE DEGREE OF PROTECTION IP65 AS FLANGE IP67; PAINT FINISH RAL7016 | 2416 | TEM | 1 | MC | 14.003 | 1
1FK70835AH711PA8 | SIMOTICS S SYNCHRONOUS SERVOMOTORS 1FK7 COMPACT16 NM, 100 K, 4500 RPM, 3,04KW NATURAL AIR COOLING, IM B5 (IM V1, IM V3) POWER/SIGNAL CONNECTORS CONN. CAN BE ROTATED BY 270 DEGR., RESOLVER 2-POLE (RESOLVER P=1) WITH DRIVE-CLIQ INTERFACE; SHAFT WITH FITTED KEY, TOLERANCE N; W/O HOLDING BRAKE DEGREE OF PROTECTION IP65 IP67 D-END FLANGE; RAL7016 COATING; METALLIC RATING PLATE AT MOTOR | 2525 | TEM | 1 | MC | 14.003 | 1
1FK70835AH711PB0 | SIMOTICS S SYNCHRONOUS SERVOMOTORS 1FK7 COMPACT16 NM, 100 K, 4500 RPM, 3,04KW NATURAL AIR COOLING, IM B5 (IM V1, IM V3) POWER/SIGNAL CONNECTORS CONN. CAN BE ROTATED BY 270 DEGR., RESOLVER 2-POLE (RESOLVER P=1) WITH DRIVE-CLIQ INTERFACE; SHAFT WITH FITTED KEY, TOLERANCE N; WITH HOLDING BRAKE DEGREE OF PROTECTION IP64 | 2712 | TEM | 1 | MC | 16.502 | 1
1FK70835AH711PB2 | SIMOTICS S SYNCHRONOUS SERVOMOTORS 1FK7 COMPACT16 NM, 100 K, 4500 RPM, 3,04KW NATURAL AIR COOLING, IM B5 (IM V1, IM V3) POWER/SIGNAL CONNECTORS CONN. CAN BE ROTATED BY 270 DEGR., RESOLVER 2-POLE (RESOLVER P=1) WITH DRIVE-CLIQ INTERFACE; SHAFT WITH FITTED KEY, TOLERANCE N; WITH HOLDING BRAKE DEGREE OF PROTECTION IP65 FLANGE ON DRIVE END IP67 | 2814 | TEM | 1 | MC | 16.502 | 1
1FK70835AH711PB3 | SIMOTICS S SYNCHRONOUS SERVOMOTORS 1FK7 COMPACT16 NM, 100 K, 4500 RPM, 3,04KW NATURAL AIR COOLING, IM B5 (IM V1, IM V3) POWER/SIGNAL CONNECTORS CONN. CAN BE ROTATED BY 270 DEGR., RESOLVER 2-POLE (RESOLVER P=1) WITH DRIVE-CLIQ INTERFACE; SHAFT WITH FITTED KEY, TOLERANCE N; WITH HOLDING BRAKE DEGREE OF PROTECTION IP64; PAINT FINISH RAL7016 | 2761 | TEM | 1 | MC | 16.502 | 1
1FK70835AH711PB5 | SIMOTICS S SYNCHRONOUS SERVOMOTORS 1FK7 COMPACT16 NM, 100 K, 4500 RPM, 3,04KW NATURAL AIR COOLING, IM B5 (IM V1, IM V3) POWER/SIGNAL CONNECTORS CONN. CAN BE ROTATED BY 270 DEGR., RESOLVER 2-POLE (RESOLVER P=1) WITH DRIVE-CLIQ INTERFACE; SHAFT WITH FITTED KEY, TOLERANCE N; WITH HOLDING BRAKE DEGREE OF PROTECTION IP65 AS FLANGE IP67; PAINT FINISH RAL7016 | 2863 | TEM | 1 | MC | 16.502 | 1
1FK70835AH711PB8 | SIMOTICS S SYNCHRONOUS SERVOMOTORS 1FK7 COMPACT16 NM, 100 K, 4500 RPM, 3,04KW NATURAL AIR COOLING, IM B5 (IM V1, IM V3) POWER/SIGNAL CONNECTORS CONN. CAN BE ROTATED BY 270 DEGR., RESOLVER 2-POLE (RESOLVER P=1) WITH DRIVE-CLIQ INTERFACE; SHAFT WITH FITTED KEY, TOLERANCE N; WITH HOLDING BRAKE DEGREE OF PROTECTION IP65 IP67 D-END FLANGE; RAL7016 COATING; METALLIC RATING PLATE AT MOTOR | 2971 | TEM | 1 | MC | 16.502 | 1
1FK70835AH711PG0 | SIMOTICS S SYNCHRONOUS SERVOMOTORS 1FK7 COMPACT16 NM, 100 K, 4500 RPM, 3,04KW NATURAL AIR COOLING, IM B5 (IM V1, IM V3) POWER/SIGNAL CONNECTORS CONN. CAN BE ROTATED BY 270 DEGR., RESOLVER 2-POLE (RESOLVER P=1) WITH DRIVE-CLIQ INTERFACE; PLAIN SHAFT, TOLERANCE N; W/O HOLDING BRAKE DEGREE OF PROTECTION IP64 | 2172 | TEM | 1 | MC | 14.003 | 1
1FK70835AH711PG2 | SIMOTICS S SYNCHRONOUS SERVOMOTORS 1FK7 COMPACT16 NM, 100 K, 4500 RPM, 3,04KW NATURAL AIR COOLING, IM B5 (IM V1, IM V3) POWER/SIGNAL CONNECTORS CONN. CAN BE ROTATED BY 270 DEGR., RESOLVER 2-POLE (RESOLVER P=1) WITH DRIVE-CLIQ INTERFACE; PLAIN SHAFT, TOLERANCE N; W/O HOLDING BRAKE DEGREE OF PROTECTION IP65 FLANGE ON DRIVE END IP67 | 2273 | TEM | 1 | MC | 14.003 | 1
1FK70835AH711PG3 | SIMOTICS S SYNCHRONOUS SERVOMOTORS 1FK7 COMPACT16 NM, 100 K, 4500 RPM, 3,04KW NATURAL AIR COOLING, IM B5 (IM V1, IM V3) POWER/SIGNAL CONNECTORS CONN. CAN BE ROTATED BY 270 DEGR., RESOLVER 2-POLE (RESOLVER P=1) WITH DRIVE-CLIQ INTERFACE; PLAIN SHAFT, TOLERANCE N; W/O HOLDING BRAKE DEGREE OF PROTECTION IP64; PAINT FINISH RAL7016 | 2221 | TEM | 1 | MC | 14.003 | 1
1FK70835AH711PG5 | SIMOTICS S SYNCHRONOUS SERVOMOTORS 1FK7 COMPACT16 NM, 100 K, 4500 RPM, 3,04KW NATURAL AIR COOLING, IM B5 (IM V1, IM V3) POWER/SIGNAL CONNECTORS CONN. CAN BE ROTATED BY 270 DEGR., RESOLVER 2-POLE (RESOLVER P=1) WITH DRIVE-CLIQ INTERFACE; PLAIN SHAFT, TOLERANCE N; W/O HOLDING BRAKE DEGREE OF PROTECTION IP65 AS FLANGE IP67; PAINT FINISH RAL7016 | 2322 | TEM | 1 | MC | 14.003 | 1
1FK70835AH711PG8 | SIMOTICS S SYNCHRONOUS SERVOMOTORS 1FK7 COMPACT16 NM, 100 K, 4500 RPM, 3,04KW NATURAL AIR COOLING, IM B5 (IM V1, IM V3) POWER/SIGNAL CONNECTORS CONN. CAN BE ROTATED BY 270 DEGR., RESOLVER 2-POLE (RESOLVER P=1) WITH DRIVE-CLIQ INTERFACE; PLAIN SHAFT, TOLERANCE N; W/O HOLDING BRAKE DEGREE OF PROTECTION IP65 IP67 D-END FLANGE; RAL7016 COATING; METALLIC RATING PLATE AT MOTOR | 2431 | TEM | 1 | MC | 14.003 | 1
1FK70835AH711PH0 | SIMOTICS S SYNCHRONOUS SERVOMOTORS 1FK7 COMPACT16 NM, 100 K, 4500 RPM, 3,04KW NATURAL AIR COOLING, IM B5 (IM V1, IM V3) POWER/SIGNAL CONNECTORS CONN. CAN BE ROTATED BY 270 DEGR., RESOLVER 2-POLE (RESOLVER P=1) WITH DRIVE-CLIQ INTERFACE; PLAIN SHAFT, TOLERANCE N; WITH HOLDING BRAKE DEGREE OF PROTECTION IP64 | 2618 | TEM | 1 | MC | 16.502 | 1
1FK70835AH711PH2 | SIMOTICS S SYNCHRONOUS SERVOMOTORS 1FK7 COMPACT16 NM, 100 K, 4500 RPM, 3,04KW NATURAL AIR COOLING, IM B5 (IM V1, IM V3) POWER/SIGNAL CONNECTORS CONN. CAN BE ROTATED BY 270 DEGR., RESOLVER 2-POLE (RESOLVER P=1) WITH DRIVE-CLIQ INTERFACE; PLAIN SHAFT, TOLERANCE N; WITH HOLDING BRAKE DEGREE OF PROTECTION IP65 FLANGE ON DRIVE END IP67 | 2720 | TEM | 1 | MC | 16.502 | 1
1FK70835AH711PH3 | SIMOTICS S SYNCHRONOUS SERVOMOTORS 1FK7 COMPACT16 NM, 100 K, 4500 RPM, 3,04KW NATURAL AIR COOLING, IM B5 (IM V1, IM V3) POWER/SIGNAL CONNECTORS CONN. CAN BE ROTATED BY 270 DEGR., RESOLVER 2-POLE (RESOLVER P=1) WITH DRIVE-CLIQ INTERFACE; PLAIN SHAFT, TOLERANCE N; WITH HOLDING BRAKE DEGREE OF PROTECTION IP64; PAINT FINISH RAL7016 | 2667 | TEM | 1 | MC | 16.502 | 1
1FK70835AH711PH5 | SIMOTICS S SYNCHRONOUS SERVOMOTORS 1FK7 COMPACT16 NM, 100 K, 4500 RPM, 3,04KW NATURAL AIR COOLING, IM B5 (IM V1, IM V3) POWER/SIGNAL CONNECTORS CONN. CAN BE ROTATED BY 270 DEGR., RESOLVER 2-POLE (RESOLVER P=1) WITH DRIVE-CLIQ INTERFACE; PLAIN SHAFT, TOLERANCE N; WITH HOLDING BRAKE DEGREE OF PROTECTION IP65 AS FLANGE IP67; PAINT FINISH RAL7016 | 2769 | TEM | 1 | MC | 16.502 | 1
1FK70835AH711PH8 | SIMOTICS S SYNCHRONOUS SERVOMOTORS 1FK7 COMPACT16 NM, 100 K, 4500 RPM, 3,04KW NATURAL AIR COOLING, IM B5 (IM V1, IM V3) POWER/SIGNAL CONNECTORS CONN. CAN BE ROTATED BY 270 DEGR., RESOLVER 2-POLE (RESOLVER P=1) WITH DRIVE-CLIQ INTERFACE; PLAIN SHAFT, TOLERANCE N; WITH HOLDING BRAKE DEGREE OF PROTECTION IP65 IP67 D-END FLANGE; RAL7016 COATING; METALLIC RATING PLATE AT MOTOR | 2878 | TEM | 1 | MC | 16.502 | 1
1FK70835AH711SA0 | SIMOTICS S SYNCHRONOUS SERVOMOTORS 1FK7 COMPACT16 NM, 100 K, 4500 RPM, 3,04KW NATURAL AIR COOLING, IM B5 (IM V1, IM V3) POWER/SIGNAL CONNECTORS CONN. CAN BE ROTATED BY 270 DEGR., RESOLVER MULTI-POLE (RESOLVER P=4); SHAFT WITH FITTED KEY, TOLERANCE N; W/O HOLDING BRAKE DEGREE OF PROTECTION IP64 | 2003 | TEM | 1 | MC | 14.003 | 1
1FK70835AH711SA2 | SIMOTICS S SYNCHRONOUS SERVOMOTORS 1FK7 COMPACT16 NM, 100 K, 4500 RPM, 3,04KW NATURAL AIR COOLING, IM B5 (IM V1, IM V3) POWER/SIGNAL CONNECTORS CONN. CAN BE ROTATED BY 270 DEGR., RESOLVER MULTI-POLE (RESOLVER P=4); SHAFT WITH FITTED KEY, TOLERANCE N; W/O HOLDING BRAKE DEGREE OF PROTECTION IP65 FLANGE ON DRIVE END IP67 | 2105 | TEM | 1 | MC | 14.003 | 1
1FK70835AH711SA3 | SIMOTICS S SYNCHRONOUS SERVOMOTORS 1FK7 COMPACT16 NM, 100 K, 4500 RPM, 3,04KW NATURAL AIR COOLING, IM B5 (IM V1, IM V3) POWER/SIGNAL CONNECTORS CONN. CAN BE ROTATED BY 270 DEGR., RESOLVER MULTI-POLE (RESOLVER P=4); SHAFT WITH FITTED KEY, TOLERANCE N; W/O HOLDING BRAKE DEGREE OF PROTECTION IP64; PAINT FINISH RAL7016 | 2053 | TEM | 1 | MC | 14.003 | 1
1FK70835AH711SA5 | SIMOTICS S SYNCHRONOUS SERVOMOTORS 1FK7 COMPACT16 NM, 100 K, 4500 RPM, 3,04KW NATURAL AIR COOLING, IM B5 (IM V1, IM V3) POWER/SIGNAL CONNECTORS CONN. CAN BE ROTATED BY 270 DEGR., RESOLVER MULTI-POLE (RESOLVER P=4); SHAFT WITH FITTED KEY, TOLERANCE N; W/O HOLDING BRAKE DEGREE OF PROTECTION IP65 AS FLANGE IP67; PAINT FINISH RAL7016 | 2154 | TEM | 1 | MC | 14.003 | 1
1FK70835AH711SA8 | SIMOTICS S SYNCHRONOUS SERVOMOTORS 1FK7 COMPACT16 NM, 100 K, 4500 RPM, 3,04KW NATURAL AIR COOLING, IM B5 (IM V1, IM V3) POWER/SIGNAL CONNECTORS CONN. CAN BE ROTATED BY 270 DEGR., RESOLVER MULTI-POLE (RESOLVER P=4); SHAFT WITH FITTED KEY, TOLERANCE N; W/O HOLDING BRAKE DEGREE OF PROTECTION IP65 IP67 D-END FLANGE; RAL7016 COATING; METALLIC RATING PLATE AT MOTOR | 2263 | TEM | 1 | MC | 14.003 | 1
1FK70835AH711SB0 | SIMOTICS S SYNCHRONOUS SERVOMOTORS 1FK7 COMPACT16 NM, 100 K, 4500 RPM, 3,04KW NATURAL AIR COOLING, IM B5 (IM V1, IM V3) POWER/SIGNAL CONNECTORS CONN. CAN BE ROTATED BY 270 DEGR., RESOLVER MULTI-POLE (RESOLVER P=4); SHAFT WITH FITTED KEY, TOLERANCE N; WITH HOLDING BRAKE DEGREE OF PROTECTION IP64 | 2450 | TEM | 1 | MC | 16.502 | 1
1FK70835AH711SB2 | SIMOTICS S SYNCHRONOUS SERVOMOTORS 1FK7 COMPACT16 NM, 100 K, 4500 RPM, 3,04KW NATURAL AIR COOLING, IM B5 (IM V1, IM V3) POWER/SIGNAL CONNECTORS CONN. CAN BE ROTATED BY 270 DEGR., RESOLVER MULTI-POLE (RESOLVER P=4); SHAFT WITH FITTED KEY, TOLERANCE N; WITH HOLDING BRAKE DEGREE OF PROTECTION IP65 FLANGE ON DRIVE END IP67 | 2552 | TEM | 1 | MC | 16.502 | 1
1FK70835AH711SB3 | SIMOTICS S SYNCHRONOUS SERVOMOTORS 1FK7 COMPACT16 NM, 100 K, 4500 RPM, 3,04KW NATURAL AIR COOLING, IM B5 (IM V1, IM V3) POWER/SIGNAL CONNECTORS CONN. CAN BE ROTATED BY 270 DEGR., RESOLVER MULTI-POLE (RESOLVER P=4); SHAFT WITH FITTED KEY, TOLERANCE N; WITH HOLDING BRAKE DEGREE OF PROTECTION IP64; PAINT FINISH RAL7016 | 2499 | TEM | 1 | MC | 16.502 | 1
1FK70835AH711SB5 | SIMOTICS S SYNCHRONOUS SERVOMOTORS 1FK7 COMPACT16 NM, 100 K, 4500 RPM, 3,04KW NATURAL AIR COOLING, IM B5 (IM V1, IM V3) POWER/SIGNAL CONNECTORS CONN. CAN BE ROTATED BY 270 DEGR., RESOLVER MULTI-POLE (RESOLVER P=4); SHAFT WITH FITTED KEY, TOLERANCE N; WITH HOLDING BRAKE DEGREE OF PROTECTION IP65 AS FLANGE IP67; PAINT FINISH RAL7016 | 2601 | TEM | 1 | MC | 16.502 | 1
1FK70835AH711SB8 | SIMOTICS S SYNCHRONOUS SERVOMOTORS 1FK7 COMPACT16 NM, 100 K, 4500 RPM, 3,04KW NATURAL AIR COOLING, IM B5 (IM V1, IM V3) POWER/SIGNAL CONNECTORS CONN. CAN BE ROTATED BY 270 DEGR., RESOLVER MULTI-POLE (RESOLVER P=4); SHAFT WITH FITTED KEY, TOLERANCE N; WITH HOLDING BRAKE DEGREE OF PROTECTION IP65 IP67 D-END FLANGE; RAL7016 COATING; METALLIC RATING PLATE AT MOTOR | 2710 | TEM | 1 | MC | 16.502 | 1
1FK70835AH711SG0 | SIMOTICS S SYNCHRONOUS SERVOMOTORS 1FK7 COMPACT16 NM, 100 K, 4500 RPM, 3,04KW NATURAL AIR COOLING, IM B5 (IM V1, IM V3) POWER/SIGNAL CONNECTORS CONN. CAN BE ROTATED BY 270 DEGR., RESOLVER MULTI-POLE (RESOLVER P=4); PLAIN SHAFT, TOLERANCE N; W/O HOLDING BRAKE DEGREE OF PROTECTION IP64 | 1910 | TEM | 1 | MC | 14.003 | 1
1FK70835AH711SG2 | SIMOTICS S SYNCHRONOUS SERVOMOTORS 1FK7 COMPACT16 NM, 100 K, 4500 RPM, 3,04KW NATURAL AIR COOLING, IM B5 (IM V1, IM V3) POWER/SIGNAL CONNECTORS CONN. CAN BE ROTATED BY 270 DEGR., RESOLVER MULTI-POLE (RESOLVER P=4); PLAIN SHAFT, TOLERANCE N; W/O HOLDING BRAKE DEGREE OF PROTECTION IP65 FLANGE ON DRIVE END IP67 | 2011 | TEM | 1 | MC | 14.003 | 1
1FK70835AH711SG3 | SIMOTICS S SYNCHRONOUS SERVOMOTORS 1FK7 COMPACT16 NM, 100 K, 4500 RPM, 3,04KW NATURAL AIR COOLING, IM B5 (IM V1, IM V3) POWER/SIGNAL CONNECTORS CONN. CAN BE ROTATED BY 270 DEGR., RESOLVER MULTI-POLE (RESOLVER P=4); PLAIN SHAFT, TOLERANCE N; W/O HOLDING BRAKE DEGREE OF PROTECTION IP64; PAINT FINISH RAL7016 | 1959 | TEM | 1 | MC | 14.003 | 1
1FK70835AH711SG5 | SIMOTICS S SYNCHRONOUS SERVOMOTORS 1FK7 COMPACT16 NM, 100 K, 4500 RPM, 3,04KW NATURAL AIR COOLING, IM B5 (IM V1, IM V3) POWER/SIGNAL CONNECTORS CONN. CAN BE ROTATED BY 270 DEGR., RESOLVER MULTI-POLE (RESOLVER P=4); PLAIN SHAFT, TOLERANCE N; W/O HOLDING BRAKE DEGREE OF PROTECTION IP65 AS FLANGE IP67; PAINT FINISH RAL7016 | 2061 | TEM | 1 | MC | 14.003 | 1
1FK70835AH711SG8 | SIMOTICS S SYNCHRONOUS SERVOMOTORS 1FK7 COMPACT16 NM, 100 K, 4500 RPM, 3,04KW NATURAL AIR COOLING, IM B5 (IM V1, IM V3) POWER/SIGNAL CONNECTORS CONN. CAN BE ROTATED BY 270 DEGR., RESOLVER MULTI-POLE (RESOLVER P=4); PLAIN SHAFT, TOLERANCE N; W/O HOLDING BRAKE DEGREE OF PROTECTION IP65 IP67 D-END FLANGE; RAL7016 COATING; METALLIC RATING PLATE AT MOTOR | 2169 | TEM | 1 | MC | 14.003 | 1
1FK70835AH711SH0 | SIMOTICS S SYNCHRONOUS SERVOMOTORS 1FK7 COMPACT16 NM, 100 K, 4500 RPM, 3,04KW NATURAL AIR COOLING, IM B5 (IM V1, IM V3) POWER/SIGNAL CONNECTORS CONN. CAN BE ROTATED BY 270 DEGR., RESOLVER MULTI-POLE (RESOLVER P=4); PLAIN SHAFT, TOLERANCE N; WITH HOLDING BRAKE DEGREE OF PROTECTION IP64 | 2356 | TEM | 1 | MC | 16.502 | 1
1FK70835AH711SH2 | SIMOTICS S SYNCHRONOUS SERVOMOTORS 1FK7 COMPACT16 NM, 100 K, 4500 RPM, 3,04KW NATURAL AIR COOLING, IM B5 (IM V1, IM V3) POWER/SIGNAL CONNECTORS CONN. CAN BE ROTATED BY 270 DEGR., RESOLVER MULTI-POLE (RESOLVER P=4); PLAIN SHAFT, TOLERANCE N; WITH HOLDING BRAKE DEGREE OF PROTECTION IP65 FLANGE ON DRIVE END IP67 | 2458 | TEM | 1 | MC | 16.502 | 1
1FK70835AH711SH3 | SIMOTICS S SYNCHRONOUS SERVOMOTORS 1FK7 COMPACT16 NM, 100 K, 4500 RPM, 3,04KW NATURAL AIR COOLING, IM B5 (IM V1, IM V3) POWER/SIGNAL CONNECTORS CONN. CAN BE ROTATED BY 270 DEGR., RESOLVER MULTI-POLE (RESOLVER P=4); PLAIN SHAFT, TOLERANCE N; WITH HOLDING BRAKE DEGREE OF PROTECTION IP64; PAINT FINISH RAL7016 | 2406 | TEM | 1 | MC | 16.502 | 1
1FK70835AH711SH5 | SIMOTICS S SYNCHRONOUS SERVOMOTORS 1FK7 COMPACT16 NM, 100 K, 4500 RPM, 3,04KW NATURAL AIR COOLING, IM B5 (IM V1, IM V3) POWER/SIGNAL CONNECTORS CONN. CAN BE ROTATED BY 270 DEGR., RESOLVER MULTI-POLE (RESOLVER P=4); PLAIN SHAFT, TOLERANCE N; WITH HOLDING BRAKE DEGREE OF PROTECTION IP65 AS FLANGE IP67; PAINT FINISH RAL7016 | 2507 | TEM | 1 | MC | 16.502 | 1
1FK70835AH711SH8 | SIMOTICS S SYNCHRONOUS SERVOMOTORS 1FK7 COMPACT16 NM, 100 K, 4500 RPM, 3,04KW NATURAL AIR COOLING, IM B5 (IM V1, IM V3) POWER/SIGNAL CONNECTORS CONN. CAN BE ROTATED BY 270 DEGR., RESOLVER MULTI-POLE (RESOLVER P=4); PLAIN SHAFT, TOLERANCE N; WITH HOLDING BRAKE DEGREE OF PROTECTION IP65 IP67 D-END FLANGE; RAL7016 COATING; METALLIC RATING PLATE AT MOTOR | 2616 | TEM | 1 | MC | 16.502 | 1
1FK70835AH711TA0 | SIMOTICS S SYNCHRONOUS SERVOMOTORS 1FK7 COMPACT16 NM, 100 K, 4500 RPM, 3,04KW NATURAL AIR COOLING, IM B5 (IM V1, IM V3) POWER/SIGNAL CONNECTORS CONN. CAN BE ROTATED BY 270 DEGR., RESOLVER 2-POLE (RESOLVER P=1); SHAFT WITH FITTED KEY, TOLERANCE N; W/O HOLDING BRAKE DEGREE OF PROTECTION IP64 | 2003 | TEM | 1 | MC | 14.003 | 1
1FK70835AH711TA2 | SIMOTICS S SYNCHRONOUS SERVOMOTORS 1FK7 COMPACT16 NM, 100 K, 4500 RPM, 3,04KW NATURAL AIR COOLING, IM B5 (IM V1, IM V3) POWER/SIGNAL CONNECTORS CONN. CAN BE ROTATED BY 270 DEGR., RESOLVER 2-POLE (RESOLVER P=1); SHAFT WITH FITTED KEY, TOLERANCE N; W/O HOLDING BRAKE DEGREE OF PROTECTION IP65 FLANGE ON DRIVE END IP67 | 2105 | TEM | 1 | MC | 14.003 | 1
1FK70835AH711TA3 | SIMOTICS S SYNCHRONOUS SERVOMOTORS 1FK7 COMPACT16 NM, 100 K, 4500 RPM, 3,04KW NATURAL AIR COOLING, IM B5 (IM V1, IM V3) POWER/SIGNAL CONNECTORS CONN. CAN BE ROTATED BY 270 DEGR., RESOLVER 2-POLE (RESOLVER P=1); SHAFT WITH FITTED KEY, TOLERANCE N; W/O HOLDING BRAKE DEGREE OF PROTECTION IP64; PAINT FINISH RAL7016 | 2053 | TEM | 1 | MC | 14.003 | 1
1FK70835AH711TA5 | SIMOTICS S SYNCHRONOUS SERVOMOTORS 1FK7 COMPACT16 NM, 100 K, 4500 RPM, 3,04KW NATURAL AIR COOLING, IM B5 (IM V1, IM V3) POWER/SIGNAL CONNECTORS CONN. CAN BE ROTATED BY 270 DEGR., RESOLVER 2-POLE (RESOLVER P=1); SHAFT WITH FITTED KEY, TOLERANCE N; W/O HOLDING BRAKE DEGREE OF PROTECTION IP65 AS FLANGE IP67; PAINT FINISH RAL7016 | 2154 | TEM | 1 | MC | 14.003 | 1
1FK70835AH711TA8 | SIMOTICS S SYNCHRONOUS SERVOMOTORS 1FK7 COMPACT16 NM, 100 K, 4500 RPM, 3,04KW NATURAL AIR COOLING, IM B5 (IM V1, IM V3) POWER/SIGNAL CONNECTORS CONN. CAN BE ROTATED BY 270 DEGR., RESOLVER 2-POLE (RESOLVER P=1); SHAFT WITH FITTED KEY, TOLERANCE N; W/O HOLDING BRAKE DEGREE OF PROTECTION IP65 IP67 D-END FLANGE; RAL7016 COATING; METALLIC RATING PLATE AT MOTOR | 2263 | TEM | 1 | MC | 14.003 | 1
1FK70835AH711TB0 | SIMOTICS S SYNCHRONOUS SERVOMOTORS 1FK7 COMPACT16 NM, 100 K, 4500 RPM, 3,04KW NATURAL AIR COOLING, IM B5 (IM V1, IM V3) POWER/SIGNAL CONNECTORS CONN. CAN BE ROTATED BY 270 DEGR., RESOLVER 2-POLE (RESOLVER P=1); SHAFT WITH FITTED KEY, TOLERANCE N; WITH HOLDING BRAKE DEGREE OF PROTECTION IP64 | 2450 | TEM | 1 | MC | 16.502 | 1
1FK70835AH711TB2 | SIMOTICS S SYNCHRONOUS SERVOMOTORS 1FK7 COMPACT16 NM, 100 K, 4500 RPM, 3,04KW NATURAL AIR COOLING, IM B5 (IM V1, IM V3) POWER/SIGNAL CONNECTORS CONN. CAN BE ROTATED BY 270 DEGR., RESOLVER 2-POLE (RESOLVER P=1); SHAFT WITH FITTED KEY, TOLERANCE N; WITH HOLDING BRAKE DEGREE OF PROTECTION IP65 FLANGE ON DRIVE END IP67 | 2552 | TEM | 1 | MC | 16.502 | 1
1FK70835AH711TB3 | SIMOTICS S SYNCHRONOUS SERVOMOTORS 1FK7 COMPACT16 NM, 100 K, 4500 RPM, 3,04KW NATURAL AIR COOLING, IM B5 (IM V1, IM V3) POWER/SIGNAL CONNECTORS CONN. CAN BE ROTATED BY 270 DEGR., RESOLVER 2-POLE (RESOLVER P=1); SHAFT WITH FITTED KEY, TOLERANCE N; WITH HOLDING BRAKE DEGREE OF PROTECTION IP64; PAINT FINISH RAL7016 | 2499 | TEM | 1 | MC | 16.502 | 1
1FK70835AH711TB5 | SIMOTICS S SYNCHRONOUS SERVOMOTORS 1FK7 COMPACT16 NM, 100 K, 4500 RPM, 3,04KW NATURAL AIR COOLING, IM B5 (IM V1, IM V3) POWER/SIGNAL CONNECTORS CONN. CAN BE ROTATED BY 270 DEGR., RESOLVER 2-POLE (RESOLVER P=1); SHAFT WITH FITTED KEY, TOLERANCE N; WITH HOLDING BRAKE DEGREE OF PROTECTION IP65 AS FLANGE IP67; PAINT FINISH RAL7016 | 2601 | TEM | 1 | MC | 16.502 | 1
1FK70835AH711TB8 | SIMOTICS S SYNCHRONOUS SERVOMOTORS 1FK7 COMPACT16 NM, 100 K, 4500 RPM, 3,04KW NATURAL AIR COOLING, IM B5 (IM V1, IM V3) POWER/SIGNAL CONNECTORS CONN. CAN BE ROTATED BY 270 DEGR., RESOLVER 2-POLE (RESOLVER P=1); SHAFT WITH FITTED KEY, TOLERANCE N; WITH HOLDING BRAKE DEGREE OF PROTECTION IP65 IP67 D-END FLANGE; RAL7016 COATING; METALLIC RATING PLATE AT MOTOR | 2710 | TEM | 1 | MC | 16.502 | 1
1FK70835AH711TG0 | SIMOTICS S SYNCHRONOUS SERVOMOTORS 1FK7 COMPACT16 NM, 100 K, 4500 RPM, 3,04KW NATURAL AIR COOLING, IM B5 (IM V1, IM V3) POWER/SIGNAL CONNECTORS CONN. CAN BE ROTATED BY 270 DEGR., RESOLVER 2-POLE (RESOLVER P=1); PLAIN SHAFT, TOLERANCE N; W/O HOLDING BRAKE DEGREE OF PROTECTION IP64 | 1910 | TEM | 1 | MC | 14.003 | 1
1FK70835AH711TG2 | SIMOTICS S SYNCHRONOUS SERVOMOTORS 1FK7 COMPACT16 NM, 100 K, 4500 RPM, 3,04KW NATURAL AIR COOLING, IM B5 (IM V1, IM V3) POWER/SIGNAL CONNECTORS CONN. CAN BE ROTATED BY 270 DEGR., RESOLVER 2-POLE (RESOLVER P=1); PLAIN SHAFT, TOLERANCE N; W/O HOLDING BRAKE DEGREE OF PROTECTION IP65 FLANGE ON DRIVE END IP67 | 2011 | TEM | 1 | MC | 14.003 | 1
1FK70835AH711TG3 | SIMOTICS S SYNCHRONOUS SERVOMOTORS 1FK7 COMPACT16 NM, 100 K, 4500 RPM, 3,04KW NATURAL AIR COOLING, IM B5 (IM V1, IM V3) POWER/SIGNAL CONNECTORS CONN. CAN BE ROTATED BY 270 DEGR., RESOLVER 2-POLE (RESOLVER P=1); PLAIN SHAFT, TOLERANCE N; W/O HOLDING BRAKE DEGREE OF PROTECTION IP64; PAINT FINISH RAL7016 | 1959 | TEM | 1 | MC | 14.003 | 1
1FK70835AH711TG5 | SIMOTICS S SYNCHRONOUS SERVOMOTORS 1FK7 COMPACT16 NM, 100 K, 4500 RPM, 3,04KW NATURAL AIR COOLING, IM B5 (IM V1, IM V3) POWER/SIGNAL CONNECTORS CONN. CAN BE ROTATED BY 270 DEGR., RESOLVER 2-POLE (RESOLVER P=1); PLAIN SHAFT, TOLERANCE N; W/O HOLDING BRAKE DEGREE OF PROTECTION IP65 AS FLANGE IP67; PAINT FINISH RAL7016 | 2061 | TEM | 1 | MC | 14.003 | 1
1FK70835AH711TG8 | SIMOTICS S SYNCHRONOUS SERVOMOTORS 1FK7 COMPACT16 NM, 100 K, 4500 RPM, 3,04KW NATURAL AIR COOLING, IM B5 (IM V1, IM V3) POWER/SIGNAL CONNECTORS CONN. CAN BE ROTATED BY 270 DEGR., RESOLVER 2-POLE (RESOLVER P=1); PLAIN SHAFT, TOLERANCE N; W/O HOLDING BRAKE DEGREE OF PROTECTION IP65 IP67 D-END FLANGE; RAL7016 COATING; METALLIC RATING PLATE AT MOTOR | 2169 | TEM | 1 | MC | 14.003 | 1
1FK70835AH711TH0 | SIMOTICS S SYNCHRONOUS SERVOMOTORS 1FK7 COMPACT16 NM, 100 K, 4500 RPM, 3,04KW NATURAL AIR COOLING, IM B5 (IM V1, IM V3) POWER/SIGNAL CONNECTORS CONN. CAN BE ROTATED BY 270 DEGR., RESOLVER 2-POLE (RESOLVER P=1); PLAIN SHAFT, TOLERANCE N; WITH HOLDING BRAKE DEGREE OF PROTECTION IP64 | 2356 | TEM | 1 | MC | 16.502 | 1
1FK70835AH711TH2 | SIMOTICS S SYNCHRONOUS SERVOMOTORS 1FK7 COMPACT16 NM, 100 K, 4500 RPM, 3,04KW NATURAL AIR COOLING, IM B5 (IM V1, IM V3) POWER/SIGNAL CONNECTORS CONN. CAN BE ROTATED BY 270 DEGR., RESOLVER 2-POLE (RESOLVER P=1); PLAIN SHAFT, TOLERANCE N; WITH HOLDING BRAKE DEGREE OF PROTECTION IP65 FLANGE ON DRIVE END IP67 | 2458 | TEM | 1 | MC | 16.502 | 1
1FK70835AH711TH3 | SIMOTICS S SYNCHRONOUS SERVOMOTORS 1FK7 COMPACT16 NM, 100 K, 4500 RPM, 3,04KW NATURAL AIR COOLING, IM B5 (IM V1, IM V3) POWER/SIGNAL CONNECTORS CONN. CAN BE ROTATED BY 270 DEGR., RESOLVER 2-POLE (RESOLVER P=1); PLAIN SHAFT, TOLERANCE N; WITH HOLDING BRAKE DEGREE OF PROTECTION IP64; PAINT FINISH RAL7016 | 2406 | TEM | 1 | MC | 16.502 | 1
1FK70835AH711TH5 | SIMOTICS S SYNCHRONOUS SERVOMOTORS 1FK7 COMPACT16 NM, 100 K, 4500 RPM, 3,04KW NATURAL AIR COOLING, IM B5 (IM V1, IM V3) POWER/SIGNAL CONNECTORS CONN. CAN BE ROTATED BY 270 DEGR., RESOLVER 2-POLE (RESOLVER P=1); PLAIN SHAFT, TOLERANCE N; WITH HOLDING BRAKE DEGREE OF PROTECTION IP65 AS FLANGE IP67; PAINT FINISH RAL7016 | 2507 | TEM | 1 | MC | 16.502 | 1
1FK70835AH711TH8 | SIMOTICS S SYNCHRONOUS SERVOMOTORS 1FK7 COMPACT16 NM, 100 K, 4500 RPM, 3,04KW NATURAL AIR COOLING, IM B5 (IM V1, IM V3) POWER/SIGNAL CONNECTORS CONN. CAN BE ROTATED BY 270 DEGR., RESOLVER 2-POLE (RESOLVER P=1); PLAIN SHAFT, TOLERANCE N; WITH HOLDING BRAKE DEGREE OF PROTECTION IP65 IP67 D-END FLANGE; RAL7016 COATING; METALLIC RATING PLATE AT MOTOR | 2616 | TEM | 1 | MC | 16.502 | 1
1FK70835AH711UA0 | SIMOTICS S SYNCHRONOUS SERVOMOTORS 1FK7 COMPACT16 NM, 100 K, 4500 RPM, 3,04KW NATURAL AIR COOLING, IM B5 (IM V1, IM V3) POWER/SIGNAL CONNECTORS CONN. CAN BE ROTATED BY 270 DEGR., RESOLVER MULTI-POLE (RESOLVER P=4) WITH DRIVE-CLIQ INTERFACE; SHAFT WITH FITTED KEY, TOLERANCE N; W/O HOLDING BRAKE DEGREE OF PROTECTION IP64 | 2265 | TEM | 1 | MC | 14.003 | 1
1FK70835AH711UA2 | SIMOTICS S SYNCHRONOUS SERVOMOTORS 1FK7 COMPACT16 NM, 100 K, 4500 RPM, 3,04KW NATURAL AIR COOLING, IM B5 (IM V1, IM V3) POWER/SIGNAL CONNECTORS CONN. CAN BE ROTATED BY 270 DEGR., RESOLVER MULTI-POLE (RESOLVER P=4) WITH DRIVE-CLIQ INTERFACE; SHAFT WITH FITTED KEY, TOLERANCE N; W/O HOLDING BRAKE DEGREE OF PROTECTION IP65 FLANGE ON DRIVE END IP67 | 2367 | TEM | 1 | MC | 14.003 | 1
1FK70835AH711UA3 | SIMOTICS S SYNCHRONOUS SERVOMOTORS 1FK7 COMPACT16 NM, 100 K, 4500 RPM, 3,04KW NATURAL AIR COOLING, IM B5 (IM V1, IM V3) POWER/SIGNAL CONNECTORS CONN. CAN BE ROTATED BY 270 DEGR., RESOLVER MULTI-POLE (RESOLVER P=4) WITH DRIVE-CLIQ INTERFACE; SHAFT WITH FITTED KEY, TOLERANCE N; W/O HOLDING BRAKE DEGREE OF PROTECTION IP64; PAINT FINISH RAL7016 | 2314 | TEM | 1 | MC | 14.003 | 1
1FK70835AH711UA5 | SIMOTICS S SYNCHRONOUS SERVOMOTORS 1FK7 COMPACT16 NM, 100 K, 4500 RPM, 3,04KW NATURAL AIR COOLING, IM B5 (IM V1, IM V3) POWER/SIGNAL CONNECTORS CONN. CAN BE ROTATED BY 270 DEGR., RESOLVER MULTI-POLE (RESOLVER P=4) WITH DRIVE-CLIQ INTERFACE; SHAFT WITH FITTED KEY, TOLERANCE N; W/O HOLDING BRAKE DEGREE OF PROTECTION IP65 AS FLANGE IP67; PAINT FINISH RAL7016 | 2416 | TEM | 1 | MC | 14.003 | 1
1FK70835AH711UA8 | SIMOTICS S SYNCHRONOUS SERVOMOTORS 1FK7 COMPACT16 NM, 100 K, 4500 RPM, 3,04KW NATURAL AIR COOLING, IM B5 (IM V1, IM V3) POWER/SIGNAL CONNECTORS CONN. CAN BE ROTATED BY 270 DEGR., RESOLVER MULTI-POLE (RESOLVER P=4) WITH DRIVE-CLIQ INTERFACE; SHAFT WITH FITTED KEY, TOLERANCE N; W/O HOLDING BRAKE DEGREE OF PROTECTION IP65 IP67 D-END FLANGE; RAL7016 COATING; METALLIC RATING PLATE AT MOTOR | 2525 | TEM | 1 | MC | 14.003 | 1
1FK70835AH711UB0 | SIMOTICS S SYNCHRONOUS SERVOMOTORS 1FK7 COMPACT16 NM, 100 K, 4500 RPM, 3,04KW NATURAL AIR COOLING, IM B5 (IM V1, IM V3) POWER/SIGNAL CONNECTORS CONN. CAN BE ROTATED BY 270 DEGR., RESOLVER MULTI-POLE (RESOLVER P=4) WITH DRIVE-CLIQ INTERFACE; SHAFT WITH FITTED KEY, TOLERANCE N; WITH HOLDING BRAKE DEGREE OF PROTECTION IP64 | 2712 | TEM | 1 | MC | 16.502 | 1
1FK70835AH711UB2 | SIMOTICS S SYNCHRONOUS SERVOMOTORS 1FK7 COMPACT16 NM, 100 K, 4500 RPM, 3,04KW NATURAL AIR COOLING, IM B5 (IM V1, IM V3) POWER/SIGNAL CONNECTORS CONN. CAN BE ROTATED BY 270 DEGR., RESOLVER MULTI-POLE (RESOLVER P=4) WITH DRIVE-CLIQ INTERFACE; SHAFT WITH FITTED KEY, TOLERANCE N; WITH HOLDING BRAKE DEGREE OF PROTECTION IP65 FLANGE ON DRIVE END IP67 | 2814 | TEM | 1 | MC | 16.502 | 1
1FK70835AH711UB3 | SIMOTICS S SYNCHRONOUS SERVOMOTORS 1FK7 COMPACT16 NM, 100 K, 4500 RPM, 3,04KW NATURAL AIR COOLING, IM B5 (IM V1, IM V3) POWER/SIGNAL CONNECTORS CONN. CAN BE ROTATED BY 270 DEGR., RESOLVER MULTI-POLE (RESOLVER P=4) WITH DRIVE-CLIQ INTERFACE; SHAFT WITH FITTED KEY, TOLERANCE N; WITH HOLDING BRAKE DEGREE OF PROTECTION IP64; PAINT FINISH RAL7016 | 2761 | TEM | 1 | MC | 16.502 | 1
1FK70835AH711UB5 | SIMOTICS S SYNCHRONOUS SERVOMOTORS 1FK7 COMPACT16 NM, 100 K, 4500 RPM, 3,04KW NATURAL AIR COOLING, IM B5 (IM V1, IM V3) POWER/SIGNAL CONNECTORS CONN. CAN BE ROTATED BY 270 DEGR., RESOLVER MULTI-POLE (RESOLVER P=4) WITH DRIVE-CLIQ INTERFACE; SHAFT WITH FITTED KEY, TOLERANCE N; WITH HOLDING BRAKE DEGREE OF PROTECTION IP65 AS FLANGE IP67; PAINT FINISH RAL7016 | 2863 | TEM | 1 | MC | 16.502 | 1
1FK70835AH711UB8 | SIMOTICS S SYNCHRONOUS SERVOMOTORS 1FK7 COMPACT16 NM, 100 K, 4500 RPM, 3,04KW NATURAL AIR COOLING, IM B5 (IM V1, IM V3) POWER/SIGNAL CONNECTORS CONN. CAN BE ROTATED BY 270 DEGR., RESOLVER MULTI-POLE (RESOLVER P=4) WITH DRIVE-CLIQ INTERFACE; SHAFT WITH FITTED KEY, TOLERANCE N; WITH HOLDING BRAKE DEGREE OF PROTECTION IP65 IP67 D-END FLANGE; RAL7016 COATING; METALLIC RATING PLATE AT MOTOR | 2971 | TEM | 1 | MC | 16.502 | 1
1FK70835AH711UG0 | SIMOTICS S SYNCHRONOUS SERVOMOTORS 1FK7 COMPACT16 NM, 100 K, 4500 RPM, 3,04KW NATURAL AIR COOLING, IM B5 (IM V1, IM V3) POWER/SIGNAL CONNECTORS CONN. CAN BE ROTATED BY 270 DEGR., RESOLVER MULTI-POLE (RESOLVER P=4) WITH DRIVE-CLIQ INTERFACE; PLAIN SHAFT, TOLERANCE N; W/O HOLDING BRAKE DEGREE OF PROTECTION IP64 | 2172 | TEM | 1 | MC | 14.003 | 1
1FK70835AH711UG2 | SIMOTICS S SYNCHRONOUS SERVOMOTORS 1FK7 COMPACT16 NM, 100 K, 4500 RPM, 3,04KW NATURAL AIR COOLING, IM B5 (IM V1, IM V3) POWER/SIGNAL CONNECTORS CONN. CAN BE ROTATED BY 270 DEGR., RESOLVER MULTI-POLE (RESOLVER P=4) WITH DRIVE-CLIQ INTERFACE; PLAIN SHAFT, TOLERANCE N; W/O HOLDING BRAKE DEGREE OF PROTECTION IP65 FLANGE ON DRIVE END IP67 | 2273 | TEM | 1 | MC | 14.003 | 1
1FK70835AH711UG3 | SIMOTICS S SYNCHRONOUS SERVOMOTORS 1FK7 COMPACT16 NM, 100 K, 4500 RPM, 3,04KW NATURAL AIR COOLING, IM B5 (IM V1, IM V3) POWER/SIGNAL CONNECTORS CONN. CAN BE ROTATED BY 270 DEGR., RESOLVER MULTI-POLE (RESOLVER P=4) WITH DRIVE-CLIQ INTERFACE; PLAIN SHAFT, TOLERANCE N; W/O HOLDING BRAKE DEGREE OF PROTECTION IP64; PAINT FINISH RAL7016 | 2221 | TEM | 1 | MC | 14.003 | 1
1FK70835AH711UG5 | SIMOTICS S SYNCHRONOUS SERVOMOTORS 1FK7 COMPACT16 NM, 100 K, 4500 RPM, 3,04KW NATURAL AIR COOLING, IM B5 (IM V1, IM V3) POWER/SIGNAL CONNECTORS CONN. CAN BE ROTATED BY 270 DEGR., RESOLVER MULTI-POLE (RESOLVER P=4) WITH DRIVE-CLIQ INTERFACE; PLAIN SHAFT, TOLERANCE N; W/O HOLDING BRAKE DEGREE OF PROTECTION IP65 AS FLANGE IP67; PAINT FINISH RAL7016 | 2322 | TEM | 1 | MC | 14.003 | 1
1FK70835AH711UG8 | SIMOTICS S SYNCHRONOUS SERVOMOTORS 1FK7 COMPACT16 NM, 100 K, 4500 RPM, 3,04KW NATURAL AIR COOLING, IM B5 (IM V1, IM V3) POWER/SIGNAL CONNECTORS CONN. CAN BE ROTATED BY 270 DEGR., RESOLVER MULTI-POLE (RESOLVER P=4) WITH DRIVE-CLIQ INTERFACE; PLAIN SHAFT, TOLERANCE N; W/O HOLDING BRAKE DEGREE OF PROTECTION IP65 IP67 D-END FLANGE; RAL7016 COATING; METALLIC RATING PLATE AT MOTOR | 2431 | TEM | 1 | MC | 14.003 | 1
1FK70835AH711UH0 | SIMOTICS S SYNCHRONOUS SERVOMOTORS 1FK7 COMPACT16 NM, 100 K, 4500 RPM, 3,04KW NATURAL AIR COOLING, IM B5 (IM V1, IM V3) POWER/SIGNAL CONNECTORS CONN. CAN BE ROTATED BY 270 DEGR., RESOLVER MULTI-POLE (RESOLVER P=4) WITH DRIVE-CLIQ INTERFACE; PLAIN SHAFT, TOLERANCE N; WITH HOLDING BRAKE DEGREE OF PROTECTION IP64 | 2618 | TEM | 1 | MC | 16.502 | 1
1FK70835AH711UH2 | SIMOTICS S SYNCHRONOUS SERVOMOTORS 1FK7 COMPACT16 NM, 100 K, 4500 RPM, 3,04KW NATURAL AIR COOLING, IM B5 (IM V1, IM V3) POWER/SIGNAL CONNECTORS CONN. CAN BE ROTATED BY 270 DEGR., RESOLVER MULTI-POLE (RESOLVER P=4) WITH DRIVE-CLIQ INTERFACE; PLAIN SHAFT, TOLERANCE N; WITH HOLDING BRAKE DEGREE OF PROTECTION IP65 FLANGE ON DRIVE END IP67 | 2720 | TEM | 1 | MC | 16.502 | 1
1FK70835AH711UH3 | SIMOTICS S SYNCHRONOUS SERVOMOTORS 1FK7 COMPACT16 NM, 100 K, 4500 RPM, 3,04KW NATURAL AIR COOLING, IM B5 (IM V1, IM V3) POWER/SIGNAL CONNECTORS CONN. CAN BE ROTATED BY 270 DEGR., RESOLVER MULTI-POLE (RESOLVER P=4) WITH DRIVE-CLIQ INTERFACE; PLAIN SHAFT, TOLERANCE N; WITH HOLDING BRAKE DEGREE OF PROTECTION IP64; PAINT FINISH RAL7016 | 2667 | TEM | 1 | MC | 16.502 | 1
1FK70835AH711UH5 | SIMOTICS S SYNCHRONOUS SERVOMOTORS 1FK7 COMPACT16 NM, 100 K, 4500 RPM, 3,04KW NATURAL AIR COOLING, IM B5 (IM V1, IM V3) POWER/SIGNAL CONNECTORS CONN. CAN BE ROTATED BY 270 DEGR., RESOLVER MULTI-POLE (RESOLVER P=4) WITH DRIVE-CLIQ INTERFACE; PLAIN SHAFT, TOLERANCE N; WITH HOLDING BRAKE DEGREE OF PROTECTION IP65 AS FLANGE IP67; PAINT FINISH RAL7016 | 2769 | TEM | 1 | MC | 16.502 | 1
1FK70835AH711UH8 | SIMOTICS S SYNCHRONOUS SERVOMOTORS 1FK7 COMPACT16 NM, 100 K, 4500 RPM, 3,04KW NATURAL AIR COOLING, IM B5 (IM V1, IM V3) POWER/SIGNAL CONNECTORS CONN. CAN BE ROTATED BY 270 DEGR., RESOLVER MULTI-POLE (RESOLVER P=4) WITH DRIVE-CLIQ INTERFACE; PLAIN SHAFT, TOLERANCE N; WITH HOLDING BRAKE DEGREE OF PROTECTION IP65 IP67 D-END FLANGE; RAL7016 COATING; METALLIC RATING PLATE AT MOTOR | 2878 | TEM | 1 | MC | 16.502 | 1
1FK70835AH713EH5 | SIMOTICS S-1FK7 SYNCHRON-SERVO-MOTOR 1FK7 COMPACT; NATURAL COOLING NN=4500U/MIN; UZK=600V; DESIGN IMB 5 POWER CONNECT. FIXED TOWARDS BS ABSOLUTE ENCODER 2048 S/R + 4096 TURNS MULTITURN WITH ENDAT-INTERFACE (ENCODER AM2048S/R); PLAIN SHAFT TOLERANCE N WITH HOLDING BRAKE DEGREE OF PROTECTION IP65 PAINT FINISH DE FLANSCH IP67; CUSTOMIZED VERSION CUSTOM MADE MOTOR | 3547 | TEM | 1 | MC | 15.6 | 1
1FK70842AC711AA0 | SIMOTICS S SYNCHRONOUS MOTOR 1FK7-CT PN=3,1 KW; UZK=600V M0=20NM (100K); NN=2000RPM; NATURAL COOLING; FRAME SIZE IMB 5 (IM V1, IM V3) FLANGE 1, WITH KTY TEMPERATURESENSOR POWER CONNECTOR ROTATABLE INCREMENTAL ENCODER SIN/COS 1VPP;2048 S/R W. C-AND D-SPUR (ENCODER IC2048S/R) SHAFT WITH FITTED KEY, TOLERANCE N; W/O HOLDING BRAKE PROTECTION CLASS IP64; | 2728 | TEM | 1 | MC | 18.301 | 1
1FK70842AC711AA1 | SIMOTICS S SYNCHRONOUS MOTOR 1FK7-CT PN=3,1 KW; UZK=600V M0=20NM (100K); NN=2000RPM; NATURAL COOLING; FRAME SIZE IMB 5 (IM V1, IM V3) FLANGE 1, WITH KTY TEMPERATURESENSOR POWER CONNECTOR ROTATABLE INCREMENTAL ENCODER SIN/COS 1VPP;2048 S/R W. C-AND D-SPUR (ENCODER IC2048S/R) SHAFT WITH FITTED KEY, TOLERANCE N; W/O HOLDING BRAKE PROTECTION CLASS IP65, | 2822 | TEM | 1 | MC | 18.301 | 1
1FK70842AC711AA2 | SIMOTICS S SYNCHRONOUS MOTOR 1FK7-CT PN=3,1 KW; UZK=600V M0=20NM (100K); NN=2000RPM; NATURAL COOLING; FRAME SIZE IMB 5 (IM V1, IM V3) FLANGE 1, WITH KTY TEMPERATURESENSOR POWER CONNECTOR ROTATABLE INCREMENTAL ENCODER SIN/COS 1VPP;2048 S/R W. C-AND D-SPUR (ENCODER IC2048S/R) SHAFT WITH FITTED KEY, TOLERANCE N; W/O HOLDING BRAKE PROTECTION CLASS IP65, FLANGE ON DRIVE END IP67; | 2822 | TEM | 1 | MC | 18.301 | 1
1FK70842AC711AB0 | SIMOTICS S SYNCHRONOUS MOTOR 1FK7-CT PN=3,1 KW; UZK=600V M0=20NM (100K); NN=2000RPM; NATURAL COOLING; FRAME SIZE IMB 5 (IM V1, IM V3) FLANGE 1, WITH KTY TEMPERATURESENSOR POWER CONNECTOR ROTATABLE INCREMENTAL ENCODER SIN/COS 1VPP;2048 S/R W. C-AND D-SPUR (ENCODER IC2048S/R) SHAFT WITH FITTED KEY, TOLERANCE N; WITH HOLDING BRAKE PROTECTION CLASS IP64; | 3140 | TEM | 1 | MC | 18.6 | 1
1FK70842AC711AB1 | SIMOTICS S SYNCHRONOUS MOTOR 1FK7-CT PN=3,1 KW; UZK=600V M0=20NM (100K); NN=2000RPM; NATURAL COOLING; FRAME SIZE IMB 5 (IM V1, IM V3) FLANGE 1, WITH KTY TEMPERATURESENSOR POWER CONNECTOR ROTATABLE INCREMENTAL ENCODER SIN/COS 1VPP;2048 S/R W. C-AND D-SPUR (ENCODER IC2048S/R) SHAFT WITH FITTED KEY, TOLERANCE N; WITH HOLDING BRAKE PROTECTION CLASS IP65, | 3233 | TEM | 1 | MC | 18.6 | 1
1FK70842AC711AB2 | SIMOTICS S SYNCHRONOUS MOTOR 1FK7-CT PN=3,1 KW; UZK=600V M0=20NM (100K); NN=2000RPM; NATURAL COOLING; FRAME SIZE IMB 5 (IM V1, IM V3) FLANGE 1, WITH KTY TEMPERATURESENSOR POWER CONNECTOR ROTATABLE INCREMENTAL ENCODER SIN/COS 1VPP;2048 S/R W. C-AND D-SPUR (ENCODER IC2048S/R) SHAFT WITH FITTED KEY, TOLERANCE N; WITH HOLDING BRAKE PROTECTION CLASS IP65, FLANGE ON DRIVE END IP67; | 3233 | TEM | 1 | MC | 18.6 | 1
1FK70842AC711AG0 | SIMOTICS S SYNCHRONOUS MOTOR 1FK7-CT PN=3,1 KW; UZK=600V M0=20NM (100K); NN=2000RPM; NATURAL COOLING; FRAME SIZE IMB 5 (IM V1, IM V3) FLANGE 1, WITH KTY TEMPERATURESENSOR POWER CONNECTOR ROTATABLE INCREMENTAL ENCODER SIN/COS 1VPP;2048 S/R W. C-AND D-SPUR (ENCODER IC2048S/R) PLAIN SHAFT, TOLERANCE N; W/O HOLDING BRAKE PROTECTION CLASS IP64; | 2642 | TEM | 1 | MC | 18.301 | 1
1FK70842AC711AG1 | SIMOTICS S SYNCHRONOUS MOTOR 1FK7-CT PN=3,1 KW; UZK=600V M0=20NM (100K); NN=2000RPM; NATURAL COOLING; FRAME SIZE IMB 5 (IM V1, IM V3) FLANGE 1, WITH KTY TEMPERATURESENSOR POWER CONNECTOR ROTATABLE INCREMENTAL ENCODER SIN/COS 1VPP;2048 S/R W. C-AND D-SPUR (ENCODER IC2048S/R) PLAIN SHAFT, TOLERANCE N; W/O HOLDING BRAKE PROTECTION CLASS IP65, | 2736 | TEM | 1 | MC | 18.301 | 1
1FK70842AC711AG2 | SIMOTICS S SYNCHRONOUS MOTOR 1FK7-CT PN=3,1 KW; UZK=600V M0=20NM (100K); NN=2000RPM; NATURAL COOLING; FRAME SIZE IMB 5 (IM V1, IM V3) FLANGE 1, WITH KTY TEMPERATURESENSOR POWER CONNECTOR ROTATABLE INCREMENTAL ENCODER SIN/COS 1VPP;2048 S/R W. C-AND D-SPUR (ENCODER IC2048S/R) PLAIN SHAFT, TOLERANCE N; W/O HOLDING BRAKE PROTECTION CLASS IP65, FLANGE ON DRIVE END IP67; | 2736 | TEM | 1 | MC | 18.301 | 1
1FK70842AC711AH0 | SIMOTICS S SYNCHRONOUS MOTOR 1FK7-CT PN=3,1 KW; UZK=600V M0=20NM (100K); NN=2000RPM; NATURAL COOLING; FRAME SIZE IMB 5 (IM V1, IM V3) FLANGE 1, WITH KTY TEMPERATURESENSOR POWER CONNECTOR ROTATABLE INCREMENTAL ENCODER SIN/COS 1VPP;2048 S/R W. C-AND D-SPUR (ENCODER IC2048S/R) PLAIN SHAFT, TOLERANCE N; WITH HOLDING BRAKE PROTECTION CLASS IP64; | 3053 | TEM | 1 | MC | 18.6 | 1
1FK70842AC711AH1 | SIMOTICS S SYNCHRONOUS MOTOR 1FK7-CT PN=3,1 KW; UZK=600V M0=20NM (100K); NN=2000RPM; NATURAL COOLING; FRAME SIZE IMB 5 (IM V1, IM V3) FLANGE 1, WITH KTY TEMPERATURESENSOR POWER CONNECTOR ROTATABLE INCREMENTAL ENCODER SIN/COS 1VPP;2048 S/R W. C-AND D-SPUR (ENCODER IC2048S/R) PLAIN SHAFT, TOLERANCE N; WITH HOLDING BRAKE PROTECTION CLASS IP65, | 3147 | TEM | 1 | MC | 18.6 | 1
1FK70842AC711AH2 | SIMOTICS S SYNCHRONOUS MOTOR 1FK7-CT PN=3,1 KW; UZK=600V M0=20NM (100K); NN=2000RPM; NATURAL COOLING; FRAME SIZE IMB 5 (IM V1, IM V3) FLANGE 1, WITH KTY TEMPERATURESENSOR POWER CONNECTOR ROTATABLE INCREMENTAL ENCODER SIN/COS 1VPP;2048 S/R W. C-AND D-SPUR (ENCODER IC2048S/R) PLAIN SHAFT, TOLERANCE N; WITH HOLDING BRAKE PROTECTION CLASS IP65, FLANGE ON DRIVE END IP67; | 3147 | TEM | 1 | MC | 18.6 | 1
1FK70842AC711BA0 | SIMOTICS S SYNCHRONOUS MOTOR 1FK7-CT PN=3,1 KW; UZK=600V M0=20NM (100K); NN=2000RPM; NATURAL COOLING; FRAME SIZE IMB 5 (IM V1, IM V3) FLANGE 1 POWER CONNECTOR ROTATABLE ABSOLUTE ENCODER SINGLETURN 24 BIT WITH DRIVE CLIQ INTERFACE (ENCODER AS24DQI) SHAFT WITH FITTED KEY, TOLERANCE N; W/O HOLDING BRAKE PROTECTION CLASS IP64; | 2969 | TEM | 1 | MC | 18.301 | 1
1FK70842AC711BA1 | SIMOTICS S SYNCHRONOUS MOTOR 1FK7-CT PN=3,1 KW; UZK=600V M0=20NM (100K); NN=2000RPM; NATURAL COOLING; FRAME SIZE IMB 5 (IM V1, IM V3) FLANGE 1 POWER CONNECTOR ROTATABLE ABSOLUTE ENCODER SINGLETURN 24 BIT WITH DRIVE CLIQ INTERFACE (ENCODER AS24DQI) SHAFT WITH FITTED KEY, TOLERANCE N; W/O HOLDING BRAKE PROTECTION CLASS IP65, | 3063 | TEM | 1 | MC | 18.301 | 1
1FK70842AC711BA2 | SIMOTICS S SYNCHRONOUS MOTOR 1FK7-CT PN=3,1 KW; UZK=600V M0=20NM (100K); NN=2000RPM; NATURAL COOLING; FRAME SIZE IMB 5 (IM V1, IM V3) FLANGE 1 POWER CONNECTOR ROTATABLE ABSOLUTE ENCODER SINGLETURN 24 BIT WITH DRIVE CLIQ INTERFACE (ENCODER AS24DQI) SHAFT WITH FITTED KEY, TOLERANCE N; W/O HOLDING BRAKE PROTECTION CLASS IP65, FLANGE ON DRIVE END IP67; | 3063 | TEM | 1 | MC | 18.301 | 1
1FK70842AC711BB0 | SIMOTICS S SYNCHRONOUS MOTOR 1FK7-CT PN=3,1 KW; UZK=600V M0=20NM (100K); NN=2000RPM; NATURAL COOLING; FRAME SIZE IMB 5 (IM V1, IM V3) FLANGE 1 POWER CONNECTOR ROTATABLE ABSOLUTE ENCODER SINGLETURN 24 BIT WITH DRIVE CLIQ INTERFACE (ENCODER AS24DQI) SHAFT WITH FITTED KEY, TOLERANCE N; WITH HOLDING BRAKE PROTECTION CLASS IP64; | 3381 | TEM | 1 | MC | 18.6 | 1
1FK70842AC711BB1 | SIMOTICS S SYNCHRONOUS MOTOR 1FK7-CT PN=3,1 KW; UZK=600V M0=20NM (100K); NN=2000RPM; NATURAL COOLING; FRAME SIZE IMB 5 (IM V1, IM V3) FLANGE 1 POWER CONNECTOR ROTATABLE ABSOLUTE ENCODER SINGLETURN 24 BIT WITH DRIVE CLIQ INTERFACE (ENCODER AS24DQI) SHAFT WITH FITTED KEY, TOLERANCE N; WITH HOLDING BRAKE PROTECTION CLASS IP65, | 3474 | TEM | 1 | MC | 18.6 | 1
1FK70842AC711BB2 | SIMOTICS S SYNCHRONOUS MOTOR 1FK7-CT PN=3,1 KW; UZK=600V M0=20NM (100K); NN=2000RPM; NATURAL COOLING; FRAME SIZE IMB 5 (IM V1, IM V3) FLANGE 1 POWER CONNECTOR ROTATABLE ABSOLUTE ENCODER SINGLETURN 24 BIT WITH DRIVE CLIQ INTERFACE (ENCODER AS24DQI) SHAFT WITH FITTED KEY, TOLERANCE N; WITH HOLDING BRAKE PROTECTION CLASS IP65, FLANGE ON DRIVE END IP67; | 3474 | TEM | 1 | MC | 18.6 | 1
1FK70842AC711BG0 | SIMOTICS S SYNCHRONOUS MOTOR 1FK7-CT PN=3,1 KW; UZK=600V M0=20NM (100K); NN=2000RPM; NATURAL COOLING; FRAME SIZE IMB 5 (IM V1, IM V3) FLANGE 1 POWER CONNECTOR ROTATABLE ABSOLUTE ENCODER SINGLETURN 24 BIT WITH DRIVE CLIQ INTERFACE (ENCODER AS24DQI) PLAIN SHAFT, TOLERANCE N; W/O HOLDING BRAKE PROTECTION CLASS IP64; | 2883 | TEM | 1 | MC | 18.301 | 1
1FK70842AC711BG1 | SIMOTICS S SYNCHRONOUS MOTOR 1FK7-CT PN=3,1 KW; UZK=600V M0=20NM (100K); NN=2000RPM; NATURAL COOLING; FRAME SIZE IMB 5 (IM V1, IM V3) FLANGE 1 POWER CONNECTOR ROTATABLE ABSOLUTE ENCODER SINGLETURN 24 BIT WITH DRIVE CLIQ INTERFACE (ENCODER AS24DQI) PLAIN SHAFT, TOLERANCE N; W/O HOLDING BRAKE PROTECTION CLASS IP65, | 2977 | TEM | 1 | MC | 18.301 | 1
1FK70842AC711BG2 | SIMOTICS S SYNCHRONOUS MOTOR 1FK7-CT PN=3,1 KW; UZK=600V M0=20NM (100K); NN=2000RPM; NATURAL COOLING; FRAME SIZE IMB 5 (IM V1, IM V3) FLANGE 1 POWER CONNECTOR ROTATABLE ABSOLUTE ENCODER SINGLETURN 24 BIT WITH DRIVE CLIQ INTERFACE (ENCODER AS24DQI) PLAIN SHAFT, TOLERANCE N; W/O HOLDING BRAKE PROTECTION CLASS IP65, FLANGE ON DRIVE END IP67; | 2977 | TEM | 1 | MC | 18.301 | 1
1FK70842AC711BH0 | SIMOTICS S SYNCHRONOUS MOTOR 1FK7-CT PN=3,1 KW; UZK=600V M0=20NM (100K); NN=2000RPM; NATURAL COOLING; FRAME SIZE IMB 5 (IM V1, IM V3) FLANGE 1 POWER CONNECTOR ROTATABLE ABSOLUTE ENCODER SINGLETURN 24 BIT WITH DRIVE CLIQ INTERFACE (ENCODER AS24DQI) PLAIN SHAFT, TOLERANCE N; WITH HOLDING BRAKE PROTECTION CLASS IP64; | 3295 | TEM | 1 | MC | 18.6 | 1
1FK70842AC711BH1 | SIMOTICS S SYNCHRONOUS MOTOR 1FK7-CT PN=3,1 KW; UZK=600V M0=20NM (100K); NN=2000RPM; NATURAL COOLING; FRAME SIZE IMB 5 (IM V1, IM V3) FLANGE 1 POWER CONNECTOR ROTATABLE ABSOLUTE ENCODER SINGLETURN 24 BIT WITH DRIVE CLIQ INTERFACE (ENCODER AS24DQI) PLAIN SHAFT, TOLERANCE N; WITH HOLDING BRAKE PROTECTION CLASS IP65, | 3388 | TEM | 1 | MC | 18.6 | 1
1FK70842AC711BH2 | SIMOTICS S SYNCHRONOUS MOTOR 1FK7-CT PN=3,1 KW; UZK=600V M0=20NM (100K); NN=2000RPM; NATURAL COOLING; FRAME SIZE IMB 5 (IM V1, IM V3) FLANGE 1 POWER CONNECTOR ROTATABLE ABSOLUTE ENCODER SINGLETURN 24 BIT WITH DRIVE CLIQ INTERFACE (ENCODER AS24DQI) PLAIN SHAFT, TOLERANCE N; WITH HOLDING BRAKE PROTECTION CLASS IP65, FLANGE ON DRIVE END IP67; | 3388 | TEM | 1 | MC | 18.6 | 1
1FK70842AC711CA0 | SIMOTICS S SYNCHRONOUS MOTOR 1FK7-CT PN=3,1 KW; UZK=600V M0=20NM (100K); NN=2000RPM; NATURAL COOLING; FRAME SIZE IMB 5 (IM V1, IM V3) FLANGE 1 POWER CONNECTOR ROTATABLE ABSOLUTE ENCODER 24 BIT + 12 BIT MULTITURN WITH DRIVE-CLIQ INTERFACE (ENCODER AM24DQI) SHAFT WITH FITTED KEY, TOLERANCE N; W/O HOLDING BRAKE PROTECTION CLASS IP64; | 3339 | TEM | 1 | MC | 18.301 | 1
1FK70842AC711CA1 | SIMOTICS S SYNCHRONOUS MOTOR 1FK7-CT PN=3,1 KW; UZK=600V M0=20NM (100K); NN=2000RPM; NATURAL COOLING; FRAME SIZE IMB 5 (IM V1, IM V3) FLANGE 1 POWER CONNECTOR ROTATABLE ABSOLUTE ENCODER 24 BIT + 12 BIT MULTITURN WITH DRIVE-CLIQ INTERFACE (ENCODER AM24DQI) SHAFT WITH FITTED KEY, TOLERANCE N; W/O HOLDING BRAKE PROTECTION CLASS IP65, | 3432 | TEM | 1 | MC | 18.301 | 1
1FK70842AC711CA2 | SIMOTICS S SYNCHRONOUS MOTOR 1FK7-CT PN=3,1 KW; UZK=600V M0=20NM (100K); NN=2000RPM; NATURAL COOLING; FRAME SIZE IMB 5 (IM V1, IM V3) FLANGE 1 POWER CONNECTOR ROTATABLE ABSOLUTE ENCODER 24 BIT + 12 BIT MULTITURN WITH DRIVE-CLIQ INTERFACE (ENCODER AM24DQI) SHAFT WITH FITTED KEY, TOLERANCE N; W/O HOLDING BRAKE PROTECTION CLASS IP65, FLANGE ON DRIVE END IP67; | 3432 | TEM | 1 | MC | 18.301 | 1
1FK70842AC711CB0 | SIMOTICS S SYNCHRONOUS MOTOR 1FK7-CT PN=3,1 KW; UZK=600V M0=20NM (100K); NN=2000RPM; NATURAL COOLING; FRAME SIZE IMB 5 (IM V1, IM V3) FLANGE 1 POWER CONNECTOR ROTATABLE ABSOLUTE ENCODER 24 BIT + 12 BIT MULTITURN WITH DRIVE-CLIQ INTERFACE (ENCODER AM24DQI) SHAFT WITH FITTED KEY, TOLERANCE N; WITH HOLDING BRAKE PROTECTION CLASS IP64; | 3750 | TEM | 1 | MC | 18.6 | 1
1FK70842AC711CB1 | SIMOTICS S SYNCHRONOUS MOTOR 1FK7-CT PN=3,1 KW; UZK=600V M0=20NM (100K); NN=2000RPM; NATURAL COOLING; FRAME SIZE IMB 5 (IM V1, IM V3) FLANGE 1 POWER CONNECTOR ROTATABLE ABSOLUTE ENCODER 24 BIT + 12 BIT MULTITURN WITH DRIVE-CLIQ INTERFACE (ENCODER AM24DQI) SHAFT WITH FITTED KEY, TOLERANCE N; WITH HOLDING BRAKE PROTECTION CLASS IP65, | 3844 | TEM | 1 | MC | 18.6 | 1
1FK70842AC711CB2 | SIMOTICS S SYNCHRONOUS MOTOR 1FK7-CT PN=3,1 KW; UZK=600V M0=20NM (100K); NN=2000RPM; NATURAL COOLING; FRAME SIZE IMB 5 (IM V1, IM V3) FLANGE 1 POWER CONNECTOR ROTATABLE ABSOLUTE ENCODER 24 BIT + 12 BIT MULTITURN WITH DRIVE-CLIQ INTERFACE (ENCODER AM24DQI) SHAFT WITH FITTED KEY, TOLERANCE N; WITH HOLDING BRAKE PROTECTION CLASS IP65, FLANGE ON DRIVE END IP67; | 3844 | TEM | 1 | MC | 18.6 | 1
1FK70842AC711CG0 | SIMOTICS S SYNCHRONOUS MOTOR 1FK7-CT PN=3,1 KW; UZK=600V M0=20NM (100K); NN=2000RPM; NATURAL COOLING; FRAME SIZE IMB 5 (IM V1, IM V3) FLANGE 1 POWER CONNECTOR ROTATABLE ABSOLUTE ENCODER 24 BIT + 12 BIT MULTITURN WITH DRIVE-CLIQ INTERFACE (ENCODER AM24DQI) PLAIN SHAFT, TOLERANCE N; W/O HOLDING BRAKE PROTECTION CLASS IP64; | 3252 | TEM | 1 | MC | 18.301 | 1
1FK70842AC711CG1 | SIMOTICS S SYNCHRONOUS MOTOR 1FK7-CT PN=3,1 KW; UZK=600V M0=20NM (100K); NN=2000RPM; NATURAL COOLING; FRAME SIZE IMB 5 (IM V1, IM V3) FLANGE 1 POWER CONNECTOR ROTATABLE ABSOLUTE ENCODER 24 BIT + 12 BIT MULTITURN WITH DRIVE-CLIQ INTERFACE (ENCODER AM24DQI) PLAIN SHAFT, TOLERANCE N; W/O HOLDING BRAKE PROTECTION CLASS IP65, | 3346 | TEM | 1 | MC | 18.301 | 1
1FK70842AC711CG2 | SIMOTICS S SYNCHRONOUS MOTOR 1FK7-CT PN=3,1 KW; UZK=600V M0=20NM (100K); NN=2000RPM; NATURAL COOLING; FRAME SIZE IMB 5 (IM V1, IM V3) FLANGE 1 POWER CONNECTOR ROTATABLE ABSOLUTE ENCODER 24 BIT + 12 BIT MULTITURN WITH DRIVE-CLIQ INTERFACE (ENCODER AM24DQI) PLAIN SHAFT, TOLERANCE N; W/O HOLDING BRAKE PROTECTION CLASS IP65, FLANGE ON DRIVE END IP67; | 3346 | TEM | 1 | MC | 18.301 | 1
1FK70842AC711CH0 | SIMOTICS S SYNCHRONOUS MOTOR 1FK7-CT PN=3,1 KW; UZK=600V M0=20NM (100K); NN=2000RPM; NATURAL COOLING; FRAME SIZE IMB 5 (IM V1, IM V3) FLANGE 1 POWER CONNECTOR ROTATABLE ABSOLUTE ENCODER 24 BIT + 12 BIT MULTITURN WITH DRIVE-CLIQ INTERFACE (ENCODER AM24DQI) PLAIN SHAFT, TOLERANCE N; WITH HOLDING BRAKE PROTECTION CLASS IP64; | 3664 | TEM | 1 | MC | 18.6 | 1
1FK70842AC711CH1 | SIMOTICS S SYNCHRONOUS MOTOR 1FK7-CT PN=3,1 KW; UZK=600V M0=20NM (100K); NN=2000RPM; NATURAL COOLING; FRAME SIZE IMB 5 (IM V1, IM V3) FLANGE 1 POWER CONNECTOR ROTATABLE ABSOLUTE ENCODER 24 BIT + 12 BIT MULTITURN WITH DRIVE-CLIQ INTERFACE (ENCODER AM24DQI) PLAIN SHAFT, TOLERANCE N; WITH HOLDING BRAKE PROTECTION CLASS IP65, | 3757 | TEM | 1 | MC | 18.6 | 1
1FK70842AC711CH2 | SIMOTICS S SYNCHRONOUS MOTOR 1FK7-CT PN=3,1 KW; UZK=600V M0=20NM (100K); NN=2000RPM; NATURAL COOLING; FRAME SIZE IMB 5 (IM V1, IM V3) FLANGE 1 POWER CONNECTOR ROTATABLE ABSOLUTE ENCODER 24 BIT + 12 BIT MULTITURN WITH DRIVE-CLIQ INTERFACE (ENCODER AM24DQI) PLAIN SHAFT, TOLERANCE N; WITH HOLDING BRAKE PROTECTION CLASS IP65, FLANGE ON DRIVE END IP67; | 3757 | TEM | 1 | MC | 18.6 | 1
1FK70842AC711DA0 | SIMOTICS S SYNCHRONOUS MOTOR 1FK7-CT PN=3,1 KW; UZK=600V M0=20NM (100K); NN=2000RPM; NATURAL COOLING; FRAME SIZE IMB 5 (IM V1, IM V3) FLANGE 1 POWER CONNECTOR ROTATABLE INCREMENTAL ENCODER 22 BIT WITH DRIVE-CLIQ INTERFACE (ENCODER IC22DQ) SHAFT WITH FITTED KEY, TOLERANCE N; W/O HOLDING BRAKE PROTECTION CLASS IP64; | 3050 | TEM | 1 | MC | 18.302 | 1
1FK70842AC711DB0 | SIMOTICS S SYNCHRONOUS MOTOR 1FK7-CT PN=3,1 KW; UZK=600V M0=20NM (100K); NN=2000RPM; NATURAL COOLING; FRAME SIZE IMB 5 (IM V1, IM V3) FLANGE 1 POWER CONNECTOR ROTATABLE INCREMENTAL ENCODER 22 BIT WITH DRIVE-CLIQ INTERFACE (ENCODER IC22DQ) SHAFT WITH FITTED KEY, TOLERANCE N; WITH HOLDING BRAKE PROTECTION CLASS IP64; | 3461 | TEM | 1 | MC | 18.601 | 1
1FK70842AC711DB2 | SIMOTICS S SYNCHRONOUS MOTOR 1FK7-CT PN=3,1 KW; UZK=600V M0=20NM (100K); NN=2000RPM; NATURAL COOLING; FRAME SIZE IMB 5 (IM V1, IM V3) FLANGE 1 POWER CONNECTOR ROTATABLE INCREMENTAL ENCODER 22 BIT WITH DRIVE-CLIQ INTERFACE (ENCODER IC22DQ) SHAFT WITH FITTED KEY, TOLERANCE N; WITH HOLDING BRAKE PROTECTION CLASS IP65, FLANGE ON DRIVE END IP67; | 3554 | TEM | 1 | MC | 18.601 | 1
1FK70842AC711DG0 | SIMOTICS S SYNCHRONOUS MOTOR 1FK7-CT PN=3,1 KW; UZK=600V M0=20NM (100K); NN=2000RPM; NATURAL COOLING; FRAME SIZE IMB 5 (IM V1, IM V3) FLANGE 1 POWER CONNECTOR ROTATABLE INCREMENTAL ENCODER 22 BIT WITH DRIVE-CLIQ INTERFACE (ENCODER IC22DQ) PLAIN SHAFT, TOLERANCE N; W/O HOLDING BRAKE PROTECTION CLASS IP64; | 2963 | TEM | 1 | MC | 18.302 | 1
1FK70842AC711DG1 | SIMOTICS S SYNCHRONOUS MOTOR 1FK7-CT PN=3,1 KW; UZK=600V M0=20NM (100K); NN=2000RPM; NATURAL COOLING; FRAME SIZE IMB 5 (IM V1, IM V3) FLANGE 1 POWER CONNECTOR ROTATABLE INCREMENTAL ENCODER 22 BIT WITH DRIVE-CLIQ INTERFACE (ENCODER IC22DQ) PLAIN SHAFT, TOLERANCE N; W/O HOLDING BRAKE PROTECTION CLASS IP65, | 3057 | TEM | 1 | MC | 18.302 | 1
1FK70842AC711DH0 | SIMOTICS S SYNCHRONOUS MOTOR 1FK7-CT PN=3,1 KW; UZK=600V M0=20NM (100K); NN=2000RPM; NATURAL COOLING; FRAME SIZE IMB 5 (IM V1, IM V3) FLANGE 1 POWER CONNECTOR ROTATABLE INCREMENTAL ENCODER 22 BIT WITH DRIVE-CLIQ INTERFACE (ENCODER IC22DQ) PLAIN SHAFT, TOLERANCE N; WITH HOLDING BRAKE PROTECTION CLASS IP64; | 3375 | TEM | 1 | MC | 18.601 | 1
1FK70842AC711DH1 | SIMOTICS S SYNCHRONOUS MOTOR 1FK7-CT PN=3,1 KW; UZK=600V M0=20NM (100K); NN=2000RPM; NATURAL COOLING; FRAME SIZE IMB 5 (IM V1, IM V3) FLANGE 1 POWER CONNECTOR ROTATABLE INCREMENTAL ENCODER 22 BIT WITH DRIVE-CLIQ INTERFACE (ENCODER IC22DQ) PLAIN SHAFT, TOLERANCE N; WITH HOLDING BRAKE PROTECTION CLASS IP65, | 3468 | TEM | 1 | MC | 18.601 | 1
1FK70842AC711EA0 | SIMOTICS S SYNCHRONOUS MOTOR 1FK7-CT PN=3,1 KW; UZK=600V M0=20NM (100K); NN=2000RPM; NATURAL COOLING; FRAME SIZE IMB 5 (IM V1, IM V3) FLANGE 1, WITH KTY TEMPERATURESENSOR POWER CONNECTOR ROTATABLE ABSOLUTE ENCODERR 2048 S/R + 4096 UMDREHUNGEN MULTITURN, WITH ENDAT-SCHNITTSTELLE (ENCODER AM2048S/R) SHAFT WITH FITTED KEY, TOLERANCE N; W/O HOLDING BRAKE PROTECTION CLASS IP64; | 3100 | TEM | 1 | MC | 18.301 | 1
1FK70842AC711EA1 | SIMOTICS S SYNCHRONOUS MOTOR 1FK7-CT PN=3,1 KW; UZK=600V M0=20NM (100K); NN=2000RPM; NATURAL COOLING; FRAME SIZE IMB 5 (IM V1, IM V3) FLANGE 1, WITH KTY TEMPERATURESENSOR POWER CONNECTOR ROTATABLE ABSOLUTE ENCODERR 2048 S/R + 4096 UMDREHUNGEN MULTITURN, WITH ENDAT-SCHNITTSTELLE (ENCODER AM2048S/R) SHAFT WITH FITTED KEY, TOLERANCE N; W/O HOLDING BRAKE PROTECTION CLASS IP65, | 3193 | TEM | 1 | MC | 18.301 | 1
1FK70842AC711EA2 | SIMOTICS S SYNCHRONOUS MOTOR 1FK7-CT PN=3,1 KW; UZK=600V M0=20NM (100K); NN=2000RPM; NATURAL COOLING; FRAME SIZE IMB 5 (IM V1, IM V3) FLANGE 1, WITH KTY TEMPERATURESENSOR POWER CONNECTOR ROTATABLE ABSOLUTE ENCODERR 2048 S/R + 4096 UMDREHUNGEN MULTITURN, WITH ENDAT-SCHNITTSTELLE (ENCODER AM2048S/R) SHAFT WITH FITTED KEY, TOLERANCE N; W/O HOLDING BRAKE PROTECTION CLASS IP65, FLANGE ON DRIVE END IP67; | 3193 | TEM | 1 | MC | 18.301 | 1
1FK70842AC711EB0 | SIMOTICS S SYNCHRONOUS MOTOR 1FK7-CT PN=3,1 KW; UZK=600V M0=20NM (100K); NN=2000RPM; NATURAL COOLING; FRAME SIZE IMB 5 (IM V1, IM V3) FLANGE 1, WITH KTY TEMPERATURESENSOR POWER CONNECTOR ROTATABLE ABSOLUTE ENCODERR 2048 S/R + 4096 UMDREHUNGEN MULTITURN, WITH ENDAT-SCHNITTSTELLE (ENCODER AM2048S/R) SHAFT WITH FITTED KEY, TOLERANCE N; WITH HOLDING BRAKE PROTECTION CLASS IP64; | 3511 | TEM | 1 | MC | 18.6 | 1
1FK70842AC711EB1 | SIMOTICS S SYNCHRONOUS MOTOR 1FK7-CT PN=3,1 KW; UZK=600V M0=20NM (100K); NN=2000RPM; NATURAL COOLING; FRAME SIZE IMB 5 (IM V1, IM V3) FLANGE 1, WITH KTY TEMPERATURESENSOR POWER CONNECTOR ROTATABLE ABSOLUTE ENCODERR 2048 S/R + 4096 UMDREHUNGEN MULTITURN, WITH ENDAT-SCHNITTSTELLE (ENCODER AM2048S/R) SHAFT WITH FITTED KEY, TOLERANCE N; WITH HOLDING BRAKE PROTECTION CLASS IP65, | 3605 | TEM | 1 | MC | 18.6 | 1
1FK70842AC711EB2 | SIMOTICS S SYNCHRONOUS MOTOR 1FK7-CT PN=3,1 KW; UZK=600V M0=20NM (100K); NN=2000RPM; NATURAL COOLING; FRAME SIZE IMB 5 (IM V1, IM V3) FLANGE 1, WITH KTY TEMPERATURESENSOR POWER CONNECTOR ROTATABLE ABSOLUTE ENCODERR 2048 S/R + 4096 UMDREHUNGEN MULTITURN, WITH ENDAT-SCHNITTSTELLE (ENCODER AM2048S/R) SHAFT WITH FITTED KEY, TOLERANCE N; WITH HOLDING BRAKE PROTECTION CLASS IP65, FLANGE ON DRIVE END IP67; | 3605 | TEM | 1 | MC | 18.6 | 1
1FK70842AC711EG0 | SIMOTICS S SYNCHRONOUS MOTOR 1FK7-CT PN=3,1 KW; UZK=600V M0=20NM (100K); NN=2000RPM; NATURAL COOLING; FRAME SIZE IMB 5 (IM V1, IM V3) FLANGE 1, WITH KTY TEMPERATURESENSOR POWER CONNECTOR ROTATABLE ABSOLUTE ENCODERR 2048 S/R + 4096 UMDREHUNGEN MULTITURN, WITH ENDAT-SCHNITTSTELLE (ENCODER AM2048S/R) PLAIN SHAFT, TOLERANCE N; W/O HOLDING BRAKE PROTECTION CLASS IP64; | 3014 | TEM | 1 | MC | 18.301 | 1
1FK70842AC711EG1 | SIMOTICS S SYNCHRONOUS MOTOR 1FK7-CT PN=3,1 KW; UZK=600V M0=20NM (100K); NN=2000RPM; NATURAL COOLING; FRAME SIZE IMB 5 (IM V1, IM V3) FLANGE 1, WITH KTY TEMPERATURESENSOR POWER CONNECTOR ROTATABLE ABSOLUTE ENCODERR 2048 S/R + 4096 UMDREHUNGEN MULTITURN, WITH ENDAT-SCHNITTSTELLE (ENCODER AM2048S/R) PLAIN SHAFT, TOLERANCE N; W/O HOLDING BRAKE PROTECTION CLASS IP65, | 3107 | TEM | 1 | MC | 18.301 | 1
1FK70842AC711EG2 | SIMOTICS S SYNCHRONOUS MOTOR 1FK7-CT PN=3,1 KW; UZK=600V M0=20NM (100K); NN=2000RPM; NATURAL COOLING; FRAME SIZE IMB 5 (IM V1, IM V3) FLANGE 1, WITH KTY TEMPERATURESENSOR POWER CONNECTOR ROTATABLE ABSOLUTE ENCODERR 2048 S/R + 4096 UMDREHUNGEN MULTITURN, WITH ENDAT-SCHNITTSTELLE (ENCODER AM2048S/R) PLAIN SHAFT, TOLERANCE N; W/O HOLDING BRAKE PROTECTION CLASS IP65, FLANGE ON DRIVE END IP67; | 3107 | TEM | 1 | MC | 18.301 | 1
1FK70842AC711EH0 | SIMOTICS S SYNCHRONOUS MOTOR 1FK7-CT PN=3,1 KW; UZK=600V M0=20NM (100K); NN=2000RPM; NATURAL COOLING; FRAME SIZE IMB 5 (IM V1, IM V3) FLANGE 1, WITH KTY TEMPERATURESENSOR POWER CONNECTOR ROTATABLE ABSOLUTE ENCODERR 2048 S/R + 4096 UMDREHUNGEN MULTITURN, WITH ENDAT-SCHNITTSTELLE (ENCODER AM2048S/R) PLAIN SHAFT, TOLERANCE N; WITH HOLDING BRAKE PROTECTION CLASS IP64; | 3425 | TEM | 1 | MC | 18.6 | 1
1FK70842AC711EH1 | SIMOTICS S SYNCHRONOUS MOTOR 1FK7-CT PN=3,1 KW; UZK=600V M0=20NM (100K); NN=2000RPM; NATURAL COOLING; FRAME SIZE IMB 5 (IM V1, IM V3) FLANGE 1, WITH KTY TEMPERATURESENSOR POWER CONNECTOR ROTATABLE ABSOLUTE ENCODERR 2048 S/R + 4096 UMDREHUNGEN MULTITURN, WITH ENDAT-SCHNITTSTELLE (ENCODER AM2048S/R) PLAIN SHAFT, TOLERANCE N; WITH HOLDING BRAKE PROTECTION CLASS IP65, | 3519 | TEM | 1 | MC | 18.6 | 1
1FK70842AC711EH2 | SIMOTICS S SYNCHRONOUS MOTOR 1FK7-CT PN=3,1 KW; UZK=600V M0=20NM (100K); NN=2000RPM; NATURAL COOLING; FRAME SIZE IMB 5 (IM V1, IM V3) FLANGE 1, WITH KTY TEMPERATURESENSOR POWER CONNECTOR ROTATABLE ABSOLUTE ENCODERR 2048 S/R + 4096 UMDREHUNGEN MULTITURN, WITH ENDAT-SCHNITTSTELLE (ENCODER AM2048S/R) PLAIN SHAFT, TOLERANCE N; WITH HOLDING BRAKE PROTECTION CLASS IP65, FLANGE ON DRIVE END IP67; | 3519 | TEM | 1 | MC | 18.6 | 1
1FK70842AC711FB0 | SIMOTICS S SYNCHRONOUS MOTOR 1FK7-CT PN=3,1 KW; UZK=600V M0=20NM (100K); NN=2000RPM; NATURAL COOLING; FRAME SIZE IMB 5 (IM V1, IM V3) FLANGE 1 POWER CONNECTOR ROTATABLE ABSOLUTE ENCODER 22BIT + 12 BIT MULTITURN, WITH DRIVE-CLIQ INTERFACE (ENCODER AM22DQ) SHAFT WITH FITTED KEY, TOLERANCE N; WITH HOLDING BRAKE PROTECTION CLASS IP64; | 3830 | TEM | 1 | MC | 18.6 | 1
1FK70842AC711FB1 | SIMOTICS S SYNCHRONOUS MOTOR 1FK7-CT PN=3,1 KW; UZK=600V M0=20NM (100K); NN=2000RPM; NATURAL COOLING; FRAME SIZE IMB 5 (IM V1, IM V3) FLANGE 1 POWER CONNECTOR ROTATABLE ABSOLUTE ENCODER 22BIT + 12 BIT MULTITURN, WITH DRIVE-CLIQ INTERFACE (ENCODER AM22DQ) SHAFT WITH FITTED KEY, TOLERANCE N; WITH HOLDING BRAKE PROTECTION CLASS IP65, | 3924 | TEM | 1 | MC | 18.6 | 1
1FK70842AC711FG0 | SIMOTICS S SYNCHRONOUS MOTOR 1FK7-CT PN=3,1 KW; UZK=600V M0=20NM (100K); NN=2000RPM; NATURAL COOLING; FRAME SIZE IMB 5 (IM V1, IM V3) FLANGE 1 POWER CONNECTOR ROTATABLE ABSOLUTE ENCODER 22BIT + 12 BIT MULTITURN, WITH DRIVE-CLIQ INTERFACE (ENCODER AM22DQ) PLAIN SHAFT, TOLERANCE N; W/O HOLDING BRAKE PROTECTION CLASS IP64; | 3333 | TEM | 1 | MC | 18.301 | 1
1FK70842AC711FG2 | SIMOTICS S SYNCHRONOUS MOTOR 1FK7-CT PN=3,1 KW; UZK=600V M0=20NM (100K); NN=2000RPM; NATURAL COOLING; FRAME SIZE IMB 5 (IM V1, IM V3) FLANGE 1 POWER CONNECTOR ROTATABLE ABSOLUTE ENCODER 22BIT + 12 BIT MULTITURN, WITH DRIVE-CLIQ INTERFACE (ENCODER AM22DQ) PLAIN SHAFT, TOLERANCE N; W/O HOLDING BRAKE PROTECTION CLASS IP65, FLANGE ON DRIVE END IP67; | 3426 | TEM | 1 | MC | 18.301 | 1
1FK70842AC711FH0 | SIMOTICS S SYNCHRONOUS MOTOR 1FK7-CT PN=3,1 KW; UZK=600V M0=20NM (100K); NN=2000RPM; NATURAL COOLING; FRAME SIZE IMB 5 (IM V1, IM V3) FLANGE 1 POWER CONNECTOR ROTATABLE ABSOLUTE ENCODER 22BIT + 12 BIT MULTITURN, WITH DRIVE-CLIQ INTERFACE (ENCODER AM22DQ) PLAIN SHAFT, TOLERANCE N; WITH HOLDING BRAKE PROTECTION CLASS IP64; | 3744 | TEM | 1 | MC | 18.6 | 1
1FK70842AC711FH2 | SIMOTICS S SYNCHRONOUS MOTOR 1FK7-CT PN=3,1 KW; UZK=600V M0=20NM (100K); NN=2000RPM; NATURAL COOLING; FRAME SIZE IMB 5 (IM V1, IM V3) FLANGE 1 POWER CONNECTOR ROTATABLE ABSOLUTE ENCODER 22BIT + 12 BIT MULTITURN, WITH DRIVE-CLIQ INTERFACE (ENCODER AM22DQ) PLAIN SHAFT, TOLERANCE N; WITH HOLDING BRAKE PROTECTION CLASS IP65, FLANGE ON DRIVE END IP67; | 3837 | TEM | 1 | MC | 18.6 | 1
1FK70842AC711GG0 | SIMOTICS S SYNCHRONOUS MOTOR 1FK7-CT PN=3,1 KW; UZK=600V M0=20NM (100K); NN=2000RPM; NATURAL COOLING; FRAME SIZE IMB 5 (IM V1, IM V3) FLANGE 1, WITH KTY TEMPERATURESENSOR POWER CONNECTOR ROTATABLE ABSOLUTE ENCODER 32 S/R SINGLETURN, 4096 ROTATION MULTITURN, WITH ENDAT- INTERFACE (ENCODER AM32S/R) PLAIN SHAFT, TOLERANCE N; W/O HOLDING BRAKE PROTECTION CLASS IP64; | 2496 | TEM | 1 | MC | 18.301 | 1
1FK70842AC711KA0 | SIMOTICS S SYNCHRONOUS MOTOR 1FK7-CT PN=3,1 KW; UZK=600V M0=20NM (100K); NN=2000RPM; NATURAL COOLING; FRAME SIZE IMB 5 (IM V1, IM V3) FLANGE 1 POWER CONNECTOR ROTATABLE ABSOLUTE ENCODER 16BIT + 12BIT MULTITURN, WITH DRIVE-CLIQ INTERFACE (ENCODER AM16DQ) SHAFT WITH FITTED KEY, TOLERANCE N; W/O HOLDING BRAKE PROTECTION CLASS IP64; | 2901 | TEM | 1 | MC | 18.301 | 1
1FK70842AC711KA1 | SIMOTICS S SYNCHRONOUS MOTOR 1FK7-CT PN=3,1 KW; UZK=600V M0=20NM (100K); NN=2000RPM; NATURAL COOLING; FRAME SIZE IMB 5 (IM V1, IM V3) FLANGE 1 POWER CONNECTOR ROTATABLE ABSOLUTE ENCODER 16BIT + 12BIT MULTITURN, WITH DRIVE-CLIQ INTERFACE (ENCODER AM16DQ) SHAFT WITH FITTED KEY, TOLERANCE N; W/O HOLDING BRAKE PROTECTION CLASS IP65, | 2995 | TEM | 1 | MC | 18.301 | 1
1FK70842AC711KA2 | SIMOTICS S SYNCHRONOUS MOTOR 1FK7-CT PN=3,1 KW; UZK=600V M0=20NM (100K); NN=2000RPM; NATURAL COOLING; FRAME SIZE IMB 5 (IM V1, IM V3) FLANGE 1 POWER CONNECTOR ROTATABLE ABSOLUTE ENCODER 16BIT + 12BIT MULTITURN, WITH DRIVE-CLIQ INTERFACE (ENCODER AM16DQ) SHAFT WITH FITTED KEY, TOLERANCE N; W/O HOLDING BRAKE PROTECTION CLASS IP65, FLANGE ON DRIVE END IP67; | 2995 | TEM | 1 | MC | 18.301 | 1
1FK70842AC711KB0 | SIMOTICS S SYNCHRONOUS MOTOR 1FK7-CT PN=3,1 KW; UZK=600V M0=20NM (100K); NN=2000RPM; NATURAL COOLING; FRAME SIZE IMB 5 (IM V1, IM V3) FLANGE 1 POWER CONNECTOR ROTATABLE ABSOLUTE ENCODER 16BIT + 12BIT MULTITURN, WITH DRIVE-CLIQ INTERFACE (ENCODER AM16DQ) SHAFT WITH FITTED KEY, TOLERANCE N; WITH HOLDING BRAKE PROTECTION CLASS IP64; | 3313 | TEM | 1 | MC | 18.6 | 1
1FK70842AC711KB1 | SIMOTICS S SYNCHRONOUS MOTOR 1FK7-CT PN=3,1 KW; UZK=600V M0=20NM (100K); NN=2000RPM; NATURAL COOLING; FRAME SIZE IMB 5 (IM V1, IM V3) FLANGE 1 POWER CONNECTOR ROTATABLE ABSOLUTE ENCODER 16BIT + 12BIT MULTITURN, WITH DRIVE-CLIQ INTERFACE (ENCODER AM16DQ) SHAFT WITH FITTED KEY, TOLERANCE N; WITH HOLDING BRAKE PROTECTION CLASS IP65, | 3406 | TEM | 1 | MC | 18.6 | 1
1FK70842AC711KB2 | SIMOTICS S SYNCHRONOUS MOTOR 1FK7-CT PN=3,1 KW; UZK=600V M0=20NM (100K); NN=2000RPM; NATURAL COOLING; FRAME SIZE IMB 5 (IM V1, IM V3) FLANGE 1 POWER CONNECTOR ROTATABLE ABSOLUTE ENCODER 16BIT + 12BIT MULTITURN, WITH DRIVE-CLIQ INTERFACE (ENCODER AM16DQ) SHAFT WITH FITTED KEY, TOLERANCE N; WITH HOLDING BRAKE PROTECTION CLASS IP65, FLANGE ON DRIVE END IP67; | 3406 | TEM | 1 | MC | 18.6 | 1
1FK70842AC711KG0 | SIMOTICS S SYNCHRONOUS MOTOR 1FK7-CT PN=3,1 KW; UZK=600V M0=20NM (100K); NN=2000RPM; NATURAL COOLING; FRAME SIZE IMB 5 (IM V1, IM V3) FLANGE 1 POWER CONNECTOR ROTATABLE ABSOLUTE ENCODER 16BIT + 12BIT MULTITURN, WITH DRIVE-CLIQ INTERFACE (ENCODER AM16DQ) PLAIN SHAFT, TOLERANCE N; W/O HOLDING BRAKE PROTECTION CLASS IP64; | 2815 | TEM | 1 | MC | 18.301 | 1
1FK70842AC711KG1 | SIMOTICS S SYNCHRONOUS MOTOR 1FK7-CT PN=3,1 KW; UZK=600V M0=20NM (100K); NN=2000RPM; NATURAL COOLING; FRAME SIZE IMB 5 (IM V1, IM V3) FLANGE 1 POWER CONNECTOR ROTATABLE ABSOLUTE ENCODER 16BIT + 12BIT MULTITURN, WITH DRIVE-CLIQ INTERFACE (ENCODER AM16DQ) PLAIN SHAFT, TOLERANCE N; W/O HOLDING BRAKE PROTECTION CLASS IP65, | 2909 | TEM | 1 | MC | 18.301 | 1
1FK70842AC711KG2 | SIMOTICS S SYNCHRONOUS MOTOR 1FK7-CT PN=3,1 KW; UZK=600V M0=20NM (100K); NN=2000RPM; NATURAL COOLING; FRAME SIZE IMB 5 (IM V1, IM V3) FLANGE 1 POWER CONNECTOR ROTATABLE ABSOLUTE ENCODER 16BIT + 12BIT MULTITURN, WITH DRIVE-CLIQ INTERFACE (ENCODER AM16DQ) PLAIN SHAFT, TOLERANCE N; W/O HOLDING BRAKE PROTECTION CLASS IP65, FLANGE ON DRIVE END IP67; | 2909 | TEM | 1 | MC | 18.301 | 1
1FK70842AC711KH0 | SIMOTICS S SYNCHRONOUS MOTOR 1FK7-CT PN=3,1 KW; UZK=600V M0=20NM (100K); NN=2000RPM; NATURAL COOLING; FRAME SIZE IMB 5 (IM V1, IM V3) FLANGE 1 POWER CONNECTOR ROTATABLE ABSOLUTE ENCODER 16BIT + 12BIT MULTITURN, WITH DRIVE-CLIQ INTERFACE (ENCODER AM16DQ) PLAIN SHAFT, TOLERANCE N; WITH HOLDING BRAKE PROTECTION CLASS IP64; | 3227 | TEM | 1 | MC | 18.6 | 1
1FK70842AC711KH1 | SIMOTICS S SYNCHRONOUS MOTOR 1FK7-CT PN=3,1 KW; UZK=600V M0=20NM (100K); NN=2000RPM; NATURAL COOLING; FRAME SIZE IMB 5 (IM V1, IM V3) FLANGE 1 POWER CONNECTOR ROTATABLE ABSOLUTE ENCODER 16BIT + 12BIT MULTITURN, WITH DRIVE-CLIQ INTERFACE (ENCODER AM16DQ) PLAIN SHAFT, TOLERANCE N; WITH HOLDING BRAKE PROTECTION CLASS IP65, | 3320 | TEM | 1 | MC | 18.6 | 1
1FK70842AC711KH2 | SIMOTICS S SYNCHRONOUS MOTOR 1FK7-CT PN=3,1 KW; UZK=600V M0=20NM (100K); NN=2000RPM; NATURAL COOLING; FRAME SIZE IMB 5 (IM V1, IM V3) FLANGE 1 POWER CONNECTOR ROTATABLE ABSOLUTE ENCODER 16BIT + 12BIT MULTITURN, WITH DRIVE-CLIQ INTERFACE (ENCODER AM16DQ) PLAIN SHAFT, TOLERANCE N; WITH HOLDING BRAKE PROTECTION CLASS IP65, FLANGE ON DRIVE END IP67; | 3320 | TEM | 1 | MC | 18.6 | 1
1FK70842AC711PA0 | SIMOTICS S SYNCHRONOUS MOTOR 1FK7-CT PN=3,1 KW; UZK=600V M0=20NM (100K); NN=2000RPM; NATURAL COOLING; FRAME SIZE IMB 5 (IM V1, IM V3) FLANGE 1 POWER CONNECTOR ROTATABLE RESOLVER 2-POLE, WITH DRIVE CLIQ-INTERFACE SHAFT WITH FITTED KEY, TOLERANCE N; W/O HOLDING BRAKE PROTECTION CLASS IP64; | 2384 | TEM | 1 | MC | 18.401 | 1
1FK70842AC711PA1 | SIMOTICS S SYNCHRONOUS MOTOR 1FK7-CT PN=3,1 KW; UZK=600V M0=20NM (100K); NN=2000RPM; NATURAL COOLING; FRAME SIZE IMB 5 (IM V1, IM V3) FLANGE 1 POWER CONNECTOR ROTATABLE RESOLVER 2-POLE, WITH DRIVE CLIQ-INTERFACE SHAFT WITH FITTED KEY, TOLERANCE N; W/O HOLDING BRAKE PROTECTION CLASS IP65, | 2477 | TEM | 1 | MC | 18.401 | 1
1FK70842AC711PA2 | SIMOTICS S SYNCHRONOUS MOTOR 1FK7-CT PN=3,1 KW; UZK=600V M0=20NM (100K); NN=2000RPM; NATURAL COOLING; FRAME SIZE IMB 5 (IM V1, IM V3) FLANGE 1 POWER CONNECTOR ROTATABLE RESOLVER 2-POLE, WITH DRIVE CLIQ-INTERFACE SHAFT WITH FITTED KEY, TOLERANCE N; W/O HOLDING BRAKE PROTECTION CLASS IP65, FLANGE ON DRIVE END IP67; | 2477 | TEM | 1 | MC | 18.401 | 1
1FK70842AC711PB0 | SIMOTICS S SYNCHRONOUS MOTOR 1FK7-CT PN=3,1 KW; UZK=600V M0=20NM (100K); NN=2000RPM; NATURAL COOLING; FRAME SIZE IMB 5 (IM V1, IM V3) FLANGE 1 POWER CONNECTOR ROTATABLE RESOLVER 2-POLE, WITH DRIVE CLIQ-INTERFACE SHAFT WITH FITTED KEY, TOLERANCE N; WITH HOLDING BRAKE PROTECTION CLASS IP64; | 2795 | TEM | 1 | MC | 18.7 | 1
1FK70842AC711PB1 | SIMOTICS S SYNCHRONOUS MOTOR 1FK7-CT PN=3,1 KW; UZK=600V M0=20NM (100K); NN=2000RPM; NATURAL COOLING; FRAME SIZE IMB 5 (IM V1, IM V3) FLANGE 1 POWER CONNECTOR ROTATABLE RESOLVER 2-POLE, WITH DRIVE CLIQ-INTERFACE SHAFT WITH FITTED KEY, TOLERANCE N; WITH HOLDING BRAKE PROTECTION CLASS IP65, | 2888 | TEM | 1 | MC | 18.7 | 1
1FK70842AC711PB2 | SIMOTICS S SYNCHRONOUS MOTOR 1FK7-CT PN=3,1 KW; UZK=600V M0=20NM (100K); NN=2000RPM; NATURAL COOLING; FRAME SIZE IMB 5 (IM V1, IM V3) FLANGE 1 POWER CONNECTOR ROTATABLE RESOLVER 2-POLE, WITH DRIVE CLIQ-INTERFACE SHAFT WITH FITTED KEY, TOLERANCE N; WITH HOLDING BRAKE PROTECTION CLASS IP65, FLANGE ON DRIVE END IP67; | 2888 | TEM | 1 | MC | 18.7 | 1
1FK70842AC711PG0 | SIMOTICS S SYNCHRONOUS MOTOR 1FK7-CT PN=3,1 KW; UZK=600V M0=20NM (100K); NN=2000RPM; NATURAL COOLING; FRAME SIZE IMB 5 (IM V1, IM V3) FLANGE 1 POWER CONNECTOR ROTATABLE RESOLVER 2-POLE, WITH DRIVE CLIQ-INTERFACE PLAIN SHAFT, TOLERANCE N; W/O HOLDING BRAKE PROTECTION CLASS IP64; | 2297 | TEM | 1 | MC | 18.401 | 1
1FK70842AC711PG1 | SIMOTICS S SYNCHRONOUS MOTOR 1FK7-CT PN=3,1 KW; UZK=600V M0=20NM (100K); NN=2000RPM; NATURAL COOLING; FRAME SIZE IMB 5 (IM V1, IM V3) FLANGE 1 POWER CONNECTOR ROTATABLE RESOLVER 2-POLE, WITH DRIVE CLIQ-INTERFACE PLAIN SHAFT, TOLERANCE N; W/O HOLDING BRAKE PROTECTION CLASS IP65, | 2391 | TEM | 1 | MC | 18.401 | 1
1FK70842AC711PG2 | SIMOTICS S SYNCHRONOUS MOTOR 1FK7-CT PN=3,1 KW; UZK=600V M0=20NM (100K); NN=2000RPM; NATURAL COOLING; FRAME SIZE IMB 5 (IM V1, IM V3) FLANGE 1 POWER CONNECTOR ROTATABLE RESOLVER 2-POLE, WITH DRIVE CLIQ-INTERFACE PLAIN SHAFT, TOLERANCE N; W/O HOLDING BRAKE PROTECTION CLASS IP65, FLANGE ON DRIVE END IP67; | 2391 | TEM | 1 | MC | 18.401 | 1
1FK70842AC711PH0 | SIMOTICS S SYNCHRONOUS MOTOR 1FK7-CT PN=3,1 KW; UZK=600V M0=20NM (100K); NN=2000RPM; NATURAL COOLING; FRAME SIZE IMB 5 (IM V1, IM V3) FLANGE 1 POWER CONNECTOR ROTATABLE RESOLVER 2-POLE, WITH DRIVE CLIQ-INTERFACE PLAIN SHAFT, TOLERANCE N; WITH HOLDING BRAKE PROTECTION CLASS IP64; | 2709 | TEM | 1 | MC | 18.7 | 1
1FK70842AC711PH1 | SIMOTICS S SYNCHRONOUS MOTOR 1FK7-CT PN=3,1 KW; UZK=600V M0=20NM (100K); NN=2000RPM; NATURAL COOLING; FRAME SIZE IMB 5 (IM V1, IM V3) FLANGE 1 POWER CONNECTOR ROTATABLE RESOLVER 2-POLE, WITH DRIVE CLIQ-INTERFACE PLAIN SHAFT, TOLERANCE N; WITH HOLDING BRAKE PROTECTION CLASS IP65, | 2802 | TEM | 1 | MC | 18.7 | 1
1FK70842AC711PH2 | SIMOTICS S SYNCHRONOUS MOTOR 1FK7-CT PN=3,1 KW; UZK=600V M0=20NM (100K); NN=2000RPM; NATURAL COOLING; FRAME SIZE IMB 5 (IM V1, IM V3) FLANGE 1 POWER CONNECTOR ROTATABLE RESOLVER 2-POLE, WITH DRIVE CLIQ-INTERFACE PLAIN SHAFT, TOLERANCE N; WITH HOLDING BRAKE PROTECTION CLASS IP65, FLANGE ON DRIVE END IP67; | 2802 | TEM | 1 | MC | 18.7 | 1
1FK70842AC711QA0 | SIMOTICS S SYNCHRONOUS MOTOR 1FK7-CT PN=3,1 KW; UZK=600V M0=20NM (100K); NN=2000RPM; NATURAL COOLING; FRAME SIZE IMB 5 (IM V1, IM V3) FLANGE 1 POWER CONNECTOR ROTATABLE ABSOLUTE ENCODER SINGLETURN 20 BIT WITH DRIVE-CLIQ INTERFACE (ENCODER AS20DQI) SHAFT WITH FITTED KEY, TOLERANCE N; W/O HOLDING BRAKE PROTECTION CLASS IP64; | 2487 | TEM | 1 | MC | 18.301 | 1
1FK70842AC711QA1 | SIMOTICS S SYNCHRONOUS MOTOR 1FK7-CT PN=3,1 KW; UZK=600V M0=20NM (100K); NN=2000RPM; NATURAL COOLING; FRAME SIZE IMB 5 (IM V1, IM V3) FLANGE 1 POWER CONNECTOR ROTATABLE ABSOLUTE ENCODER SINGLETURN 20 BIT WITH DRIVE-CLIQ INTERFACE (ENCODER AS20DQI) SHAFT WITH FITTED KEY, TOLERANCE N; W/O HOLDING BRAKE PROTECTION CLASS IP65, | 2580 | TEM | 1 | MC | 18.301 | 1
1FK70842AC711QA2 | SIMOTICS S SYNCHRONOUS MOTOR 1FK7-CT PN=3,1 KW; UZK=600V M0=20NM (100K); NN=2000RPM; NATURAL COOLING; FRAME SIZE IMB 5 (IM V1, IM V3) FLANGE 1 POWER CONNECTOR ROTATABLE ABSOLUTE ENCODER SINGLETURN 20 BIT WITH DRIVE-CLIQ INTERFACE (ENCODER AS20DQI) SHAFT WITH FITTED KEY, TOLERANCE N; W/O HOLDING BRAKE PROTECTION CLASS IP65, FLANGE ON DRIVE END IP67; | 2580 | TEM | 1 | MC | 18.301 | 1
1FK70842AC711QB0 | SIMOTICS S SYNCHRONOUS MOTOR 1FK7-CT PN=3,1 KW; UZK=600V M0=20NM (100K); NN=2000RPM; NATURAL COOLING; FRAME SIZE IMB 5 (IM V1, IM V3) FLANGE 1 POWER CONNECTOR ROTATABLE ABSOLUTE ENCODER SINGLETURN 20 BIT WITH DRIVE-CLIQ INTERFACE (ENCODER AS20DQI) SHAFT WITH FITTED KEY, TOLERANCE N; WITH HOLDING BRAKE PROTECTION CLASS IP64; | 2898 | TEM | 1 | MC | 18.6 | 1
1FK70842AC711QB1 | SIMOTICS S SYNCHRONOUS MOTOR 1FK7-CT PN=3,1 KW; UZK=600V M0=20NM (100K); NN=2000RPM; NATURAL COOLING; FRAME SIZE IMB 5 (IM V1, IM V3) FLANGE 1 POWER CONNECTOR ROTATABLE ABSOLUTE ENCODER SINGLETURN 20 BIT WITH DRIVE-CLIQ INTERFACE (ENCODER AS20DQI) SHAFT WITH FITTED KEY, TOLERANCE N; WITH HOLDING BRAKE PROTECTION CLASS IP65, | 2991 | TEM | 1 | MC | 18.6 | 1
1FK70842AC711QB2 | SIMOTICS S SYNCHRONOUS MOTOR 1FK7-CT PN=3,1 KW; UZK=600V M0=20NM (100K); NN=2000RPM; NATURAL COOLING; FRAME SIZE IMB 5 (IM V1, IM V3) FLANGE 1 POWER CONNECTOR ROTATABLE ABSOLUTE ENCODER SINGLETURN 20 BIT WITH DRIVE-CLIQ INTERFACE (ENCODER AS20DQI) SHAFT WITH FITTED KEY, TOLERANCE N; WITH HOLDING BRAKE PROTECTION CLASS IP65, FLANGE ON DRIVE END IP67; | 2991 | TEM | 1 | MC | 18.6 | 1
1FK70842AC711QG0 | SIMOTICS S SYNCHRONOUS MOTOR 1FK7-CT PN=3,1 KW; UZK=600V M0=20NM (100K); NN=2000RPM; NATURAL COOLING; FRAME SIZE IMB 5 (IM V1, IM V3) FLANGE 1 POWER CONNECTOR ROTATABLE ABSOLUTE ENCODER SINGLETURN 20 BIT WITH DRIVE-CLIQ INTERFACE (ENCODER AS20DQI) PLAIN SHAFT, TOLERANCE N; W/O HOLDING BRAKE PROTECTION CLASS IP64; | 2400 | TEM | 1 | MC | 18.301 | 1
1FK70842AC711QG1 | SIMOTICS S SYNCHRONOUS MOTOR 1FK7-CT PN=3,1 KW; UZK=600V M0=20NM (100K); NN=2000RPM; NATURAL COOLING; FRAME SIZE IMB 5 (IM V1, IM V3) FLANGE 1 POWER CONNECTOR ROTATABLE ABSOLUTE ENCODER SINGLETURN 20 BIT WITH DRIVE-CLIQ INTERFACE (ENCODER AS20DQI) PLAIN SHAFT, TOLERANCE N; W/O HOLDING BRAKE PROTECTION CLASS IP65, | 2494 | TEM | 1 | MC | 18.301 | 1
1FK70842AC711QG2 | SIMOTICS S SYNCHRONOUS MOTOR 1FK7-CT PN=3,1 KW; UZK=600V M0=20NM (100K); NN=2000RPM; NATURAL COOLING; FRAME SIZE IMB 5 (IM V1, IM V3) FLANGE 1 POWER CONNECTOR ROTATABLE ABSOLUTE ENCODER SINGLETURN 20 BIT WITH DRIVE-CLIQ INTERFACE (ENCODER AS20DQI) PLAIN SHAFT, TOLERANCE N; W/O HOLDING BRAKE PROTECTION CLASS IP65, FLANGE ON DRIVE END IP67; | 2494 | TEM | 1 | MC | 18.301 | 1
1FK70842AC711QH0 | SIMOTICS S SYNCHRONOUS MOTOR 1FK7-CT PN=3,1 KW; UZK=600V M0=20NM (100K); NN=2000RPM; NATURAL COOLING; FRAME SIZE IMB 5 (IM V1, IM V3) FLANGE 1 POWER CONNECTOR ROTATABLE ABSOLUTE ENCODER SINGLETURN 20 BIT WITH DRIVE-CLIQ INTERFACE (ENCODER AS20DQI) PLAIN SHAFT, TOLERANCE N; WITH HOLDING BRAKE PROTECTION CLASS IP64; | 2812 | TEM | 1 | MC | 18.6 | 1
1FK70842AC711QH1 | SIMOTICS S SYNCHRONOUS MOTOR 1FK7-CT PN=3,1 KW; UZK=600V M0=20NM (100K); NN=2000RPM; NATURAL COOLING; FRAME SIZE IMB 5 (IM V1, IM V3) FLANGE 1 POWER CONNECTOR ROTATABLE ABSOLUTE ENCODER SINGLETURN 20 BIT WITH DRIVE-CLIQ INTERFACE (ENCODER AS20DQI) PLAIN SHAFT, TOLERANCE N; WITH HOLDING BRAKE PROTECTION CLASS IP65, | 2905 | TEM | 1 | MC | 18.6 | 1
1FK70842AC711QH2 | SIMOTICS S SYNCHRONOUS MOTOR 1FK7-CT PN=3,1 KW; UZK=600V M0=20NM (100K); NN=2000RPM; NATURAL COOLING; FRAME SIZE IMB 5 (IM V1, IM V3) FLANGE 1 POWER CONNECTOR ROTATABLE ABSOLUTE ENCODER SINGLETURN 20 BIT WITH DRIVE-CLIQ INTERFACE (ENCODER AS20DQI) PLAIN SHAFT, TOLERANCE N; WITH HOLDING BRAKE PROTECTION CLASS IP65, FLANGE ON DRIVE END IP67; | 2905 | TEM | 1 | MC | 18.6 | 1
1FK70842AC711RA0 | SIMOTICS S SYNCHRONOUS MOTOR 1FK7-CT PN=3,1 KW; UZK=600V M0=20NM (100K); NN=2000RPM; NATURAL COOLING; FRAME SIZE IMB 5 (IM V1, IM V3) FLANGE 1 POWER CONNECTOR ROTATABLE ABSOLUTE ENCODER 20 BIT + 12 BIT MULTITURN WITH DRIVE-CLIQ INTERFACE (ENCODER AM20DQI) SHAFT WITH FITTED KEY, TOLERANCE N; W/O HOLDING BRAKE PROTECTION CLASS IP64; | 2861 | TEM | 1 | MC | 18.301 | 1
1FK70842AC711RA1 | SIMOTICS S SYNCHRONOUS MOTOR 1FK7-CT PN=3,1 KW; UZK=600V M0=20NM (100K); NN=2000RPM; NATURAL COOLING; FRAME SIZE IMB 5 (IM V1, IM V3) FLANGE 1 POWER CONNECTOR ROTATABLE ABSOLUTE ENCODER 20 BIT + 12 BIT MULTITURN WITH DRIVE-CLIQ INTERFACE (ENCODER AM20DQI) SHAFT WITH FITTED KEY, TOLERANCE N; W/O HOLDING BRAKE PROTECTION CLASS IP65, | 2954 | TEM | 1 | MC | 18.301 | 1
1FK70842AC711RA2 | SIMOTICS S SYNCHRONOUS MOTOR 1FK7-CT PN=3,1 KW; UZK=600V M0=20NM (100K); NN=2000RPM; NATURAL COOLING; FRAME SIZE IMB 5 (IM V1, IM V3) FLANGE 1 POWER CONNECTOR ROTATABLE ABSOLUTE ENCODER 20 BIT + 12 BIT MULTITURN WITH DRIVE-CLIQ INTERFACE (ENCODER AM20DQI) SHAFT WITH FITTED KEY, TOLERANCE N; W/O HOLDING BRAKE PROTECTION CLASS IP65, FLANGE ON DRIVE END IP67; | 2954 | TEM | 1 | MC | 18.301 | 1
1FK70842AC711RB0 | SIMOTICS S SYNCHRONOUS MOTOR 1FK7-CT PN=3,1 KW; UZK=600V M0=20NM (100K); NN=2000RPM; NATURAL COOLING; FRAME SIZE IMB 5 (IM V1, IM V3) FLANGE 1 POWER CONNECTOR ROTATABLE ABSOLUTE ENCODER 20 BIT + 12 BIT MULTITURN WITH DRIVE-CLIQ INTERFACE (ENCODER AM20DQI) SHAFT WITH FITTED KEY, TOLERANCE N; WITH HOLDING BRAKE PROTECTION CLASS IP64; | 3272 | TEM | 1 | MC | 18.6 | 1
1FK70842AC711RB1 | SIMOTICS S SYNCHRONOUS MOTOR 1FK7-CT PN=3,1 KW; UZK=600V M0=20NM (100K); NN=2000RPM; NATURAL COOLING; FRAME SIZE IMB 5 (IM V1, IM V3) FLANGE 1 POWER CONNECTOR ROTATABLE ABSOLUTE ENCODER 20 BIT + 12 BIT MULTITURN WITH DRIVE-CLIQ INTERFACE (ENCODER AM20DQI) SHAFT WITH FITTED KEY, TOLERANCE N; WITH HOLDING BRAKE PROTECTION CLASS IP65, | 3365 | TEM | 1 | MC | 18.6 | 1
1FK70842AC711RB2 | SIMOTICS S SYNCHRONOUS MOTOR 1FK7-CT PN=3,1 KW; UZK=600V M0=20NM (100K); NN=2000RPM; NATURAL COOLING; FRAME SIZE IMB 5 (IM V1, IM V3) FLANGE 1 POWER CONNECTOR ROTATABLE ABSOLUTE ENCODER 20 BIT + 12 BIT MULTITURN WITH DRIVE-CLIQ INTERFACE (ENCODER AM20DQI) SHAFT WITH FITTED KEY, TOLERANCE N; WITH HOLDING BRAKE PROTECTION CLASS IP65, FLANGE ON DRIVE END IP67; | 3365 | TEM | 1 | MC | 18.6 | 1
1FK70842AC711RG0 | SIMOTICS S SYNCHRONOUS MOTOR 1FK7-CT PN=3,1 KW; UZK=600V M0=20NM (100K); NN=2000RPM; NATURAL COOLING; FRAME SIZE IMB 5 (IM V1, IM V3) FLANGE 1 POWER CONNECTOR ROTATABLE ABSOLUTE ENCODER 20 BIT + 12 BIT MULTITURN WITH DRIVE-CLIQ INTERFACE (ENCODER AM20DQI) PLAIN SHAFT, TOLERANCE N; W/O HOLDING BRAKE PROTECTION CLASS IP64; | 2774 | TEM | 1 | MC | 18.301 | 1
1FK70842AC711RG1 | SIMOTICS S SYNCHRONOUS MOTOR 1FK7-CT PN=3,1 KW; UZK=600V M0=20NM (100K); NN=2000RPM; NATURAL COOLING; FRAME SIZE IMB 5 (IM V1, IM V3) FLANGE 1 POWER CONNECTOR ROTATABLE ABSOLUTE ENCODER 20 BIT + 12 BIT MULTITURN WITH DRIVE-CLIQ INTERFACE (ENCODER AM20DQI) PLAIN SHAFT, TOLERANCE N; W/O HOLDING BRAKE PROTECTION CLASS IP65, | 2868 | TEM | 1 | MC | 18.301 | 1
1FK70842AC711RG2 | SIMOTICS S SYNCHRONOUS MOTOR 1FK7-CT PN=3,1 KW; UZK=600V M0=20NM (100K); NN=2000RPM; NATURAL COOLING; FRAME SIZE IMB 5 (IM V1, IM V3) FLANGE 1 POWER CONNECTOR ROTATABLE ABSOLUTE ENCODER 20 BIT + 12 BIT MULTITURN WITH DRIVE-CLIQ INTERFACE (ENCODER AM20DQI) PLAIN SHAFT, TOLERANCE N; W/O HOLDING BRAKE PROTECTION CLASS IP65, FLANGE ON DRIVE END IP67; | 2868 | TEM | 1 | MC | 18.301 | 1
1FK70842AC711RH0 | SIMOTICS S SYNCHRONOUS MOTOR 1FK7-CT PN=3,1 KW; UZK=600V M0=20NM (100K); NN=2000RPM; NATURAL COOLING; FRAME SIZE IMB 5 (IM V1, IM V3) FLANGE 1 POWER CONNECTOR ROTATABLE ABSOLUTE ENCODER 20 BIT + 12 BIT MULTITURN WITH DRIVE-CLIQ INTERFACE (ENCODER AM20DQI) PLAIN SHAFT, TOLERANCE N; WITH HOLDING BRAKE PROTECTION CLASS IP64; | 3186 | TEM | 1 | MC | 18.6 | 1
1FK70842AC711RH1 | SIMOTICS S SYNCHRONOUS MOTOR 1FK7-CT PN=3,1 KW; UZK=600V M0=20NM (100K); NN=2000RPM; NATURAL COOLING; FRAME SIZE IMB 5 (IM V1, IM V3) FLANGE 1 POWER CONNECTOR ROTATABLE ABSOLUTE ENCODER 20 BIT + 12 BIT MULTITURN WITH DRIVE-CLIQ INTERFACE (ENCODER AM20DQI) PLAIN SHAFT, TOLERANCE N; WITH HOLDING BRAKE PROTECTION CLASS IP65, | 3279 | TEM | 1 | MC | 18.6 | 1
1FK70842AC711RH2 | SIMOTICS S SYNCHRONOUS MOTOR 1FK7-CT PN=3,1 KW; UZK=600V M0=20NM (100K); NN=2000RPM; NATURAL COOLING; FRAME SIZE IMB 5 (IM V1, IM V3) FLANGE 1 POWER CONNECTOR ROTATABLE ABSOLUTE ENCODER 20 BIT + 12 BIT MULTITURN WITH DRIVE-CLIQ INTERFACE (ENCODER AM20DQI) PLAIN SHAFT, TOLERANCE N; WITH HOLDING BRAKE PROTECTION CLASS IP65, FLANGE ON DRIVE END IP67; | 3279 | TEM | 1 | MC | 18.6 | 1
1FK70842AC711SA0 | SIMOTICS S SYNCHRONOUS MOTOR 1FK7-CT PN=3,1 KW; UZK=600V M0=20NM (100K); NN=2000RPM; NATURAL COOLING; FRAME SIZE IMB 5 (IM V1, IM V3) FLANGE 1, WITH KTY TEMPERATURESENSOR POWER CONNECTOR ROTATABLE RESOLVER MULTI-POLE (RESOLVER P=4); SHAFT WITH FITTED KEY, TOLERANCE N; W/O HOLDING BRAKE PROTECTION CLASS IP64; | 2142 | TEM | 1 | MC | 18.302 | 1
1FK70842AC711SA1 | SIMOTICS S SYNCHRONOUS MOTOR 1FK7-CT PN=3,1 KW; UZK=600V M0=20NM (100K); NN=2000RPM; NATURAL COOLING; FRAME SIZE IMB 5 (IM V1, IM V3) FLANGE 1, WITH KTY TEMPERATURESENSOR POWER CONNECTOR ROTATABLE RESOLVER MULTI-POLE (RESOLVER P=4); SHAFT WITH FITTED KEY, TOLERANCE N; W/O HOLDING BRAKE PROTECTION CLASS IP65, | 2236 | TEM | 1 | MC | 18.302 | 1
1FK70842AC711SA2 | SIMOTICS S SYNCHRONOUS MOTOR 1FK7-CT PN=3,1 KW; UZK=600V M0=20NM (100K); NN=2000RPM; NATURAL COOLING; FRAME SIZE IMB 5 (IM V1, IM V3) FLANGE 1, WITH KTY TEMPERATURESENSOR POWER CONNECTOR ROTATABLE RESOLVER MULTI-POLE (RESOLVER P=4); SHAFT WITH FITTED KEY, TOLERANCE N; W/O HOLDING BRAKE PROTECTION CLASS IP65, FLANGE ON DRIVE END IP67; | 2236 | TEM | 1 | MC | 18.302 | 1
1FK70842AC711SB0 | SIMOTICS S SYNCHRONOUS MOTOR 1FK7-CT PN=3,1 KW; UZK=600V M0=20NM (100K); NN=2000RPM; NATURAL COOLING; FRAME SIZE IMB 5 (IM V1, IM V3) FLANGE 1, WITH KTY TEMPERATURESENSOR POWER CONNECTOR ROTATABLE RESOLVER MULTI-POLE (RESOLVER P=4); SHAFT WITH FITTED KEY, TOLERANCE N; WITH HOLDING BRAKE PROTECTION CLASS IP64; | 2554 | TEM | 1 | MC | 18.601 | 1
1FK70842AC711SB1 | SIMOTICS S SYNCHRONOUS MOTOR 1FK7-CT PN=3,1 KW; UZK=600V M0=20NM (100K); NN=2000RPM; NATURAL COOLING; FRAME SIZE IMB 5 (IM V1, IM V3) FLANGE 1, WITH KTY TEMPERATURESENSOR POWER CONNECTOR ROTATABLE RESOLVER MULTI-POLE (RESOLVER P=4); SHAFT WITH FITTED KEY, TOLERANCE N; WITH HOLDING BRAKE PROTECTION CLASS IP65, | 2647 | TEM | 1 | MC | 18.601 | 1
1FK70842AC711SB2 | SIMOTICS S SYNCHRONOUS MOTOR 1FK7-CT PN=3,1 KW; UZK=600V M0=20NM (100K); NN=2000RPM; NATURAL COOLING; FRAME SIZE IMB 5 (IM V1, IM V3) FLANGE 1, WITH KTY TEMPERATURESENSOR POWER CONNECTOR ROTATABLE RESOLVER MULTI-POLE (RESOLVER P=4); SHAFT WITH FITTED KEY, TOLERANCE N; WITH HOLDING BRAKE PROTECTION CLASS IP65, FLANGE ON DRIVE END IP67; | 2647 | TEM | 1 | MC | 18.601 | 1
1FK70842AC711SG0 | SIMOTICS S SYNCHRONOUS MOTOR 1FK7-CT PN=3,1 KW; UZK=600V M0=20NM (100K); NN=2000RPM; NATURAL COOLING; FRAME SIZE IMB 5 (IM V1, IM V3) FLANGE 1, WITH KTY TEMPERATURESENSOR POWER CONNECTOR ROTATABLE RESOLVER MULTI-POLE (RESOLVER P=4); PLAIN SHAFT, TOLERANCE N; W/O HOLDING BRAKE PROTECTION CLASS IP64; | 2056 | TEM | 1 | MC | 18.302 | 1
1FK70842AC711SG1 | SIMOTICS S SYNCHRONOUS MOTOR 1FK7-CT PN=3,1 KW; UZK=600V M0=20NM (100K); NN=2000RPM; NATURAL COOLING; FRAME SIZE IMB 5 (IM V1, IM V3) FLANGE 1, WITH KTY TEMPERATURESENSOR POWER CONNECTOR ROTATABLE RESOLVER MULTI-POLE (RESOLVER P=4); PLAIN SHAFT, TOLERANCE N; W/O HOLDING BRAKE PROTECTION CLASS IP65, | 2150 | TEM | 1 | MC | 18.302 | 1
1FK70842AC711SG2 | SIMOTICS S SYNCHRONOUS MOTOR 1FK7-CT PN=3,1 KW; UZK=600V M0=20NM (100K); NN=2000RPM; NATURAL COOLING; FRAME SIZE IMB 5 (IM V1, IM V3) FLANGE 1, WITH KTY TEMPERATURESENSOR POWER CONNECTOR ROTATABLE RESOLVER MULTI-POLE (RESOLVER P=4); PLAIN SHAFT, TOLERANCE N; W/O HOLDING BRAKE PROTECTION CLASS IP65, FLANGE ON DRIVE END IP67; | 2150 | TEM | 1 | MC | 18.302 | 1
1FK70842AC711SH0 | SIMOTICS S SYNCHRONOUS MOTOR 1FK7-CT PN=3,1 KW; UZK=600V M0=20NM (100K); NN=2000RPM; NATURAL COOLING; FRAME SIZE IMB 5 (IM V1, IM V3) FLANGE 1, WITH KTY TEMPERATURESENSOR POWER CONNECTOR ROTATABLE RESOLVER MULTI-POLE (RESOLVER P=4); PLAIN SHAFT, TOLERANCE N; WITH HOLDING BRAKE PROTECTION CLASS IP64; | 2468 | TEM | 1 | MC | 18.601 | 1
1FK70842AC711SH1 | SIMOTICS S SYNCHRONOUS MOTOR 1FK7-CT PN=3,1 KW; UZK=600V M0=20NM (100K); NN=2000RPM; NATURAL COOLING; FRAME SIZE IMB 5 (IM V1, IM V3) FLANGE 1, WITH KTY TEMPERATURESENSOR POWER CONNECTOR ROTATABLE RESOLVER MULTI-POLE (RESOLVER P=4); PLAIN SHAFT, TOLERANCE N; WITH HOLDING BRAKE PROTECTION CLASS IP65, | 2561 | TEM | 1 | MC | 18.601 | 1
1FK70842AC711SH2 | SIMOTICS S SYNCHRONOUS MOTOR 1FK7-CT PN=3,1 KW; UZK=600V M0=20NM (100K); NN=2000RPM; NATURAL COOLING; FRAME SIZE IMB 5 (IM V1, IM V3) FLANGE 1, WITH KTY TEMPERATURESENSOR POWER CONNECTOR ROTATABLE RESOLVER MULTI-POLE (RESOLVER P=4); PLAIN SHAFT, TOLERANCE N; WITH HOLDING BRAKE PROTECTION CLASS IP65, FLANGE ON DRIVE END IP67; | 2561 | TEM | 1 | MC | 18.601 | 1
1FK70842AC711TA0 | SIMOTICS S SYNCHRONOUS MOTOR 1FK7-CT PN=3,1 KW; UZK=600V M0=20NM (100K); NN=2000RPM; NATURAL COOLING; FRAME SIZE IMB 5 (IM V1, IM V3) FLANGE 1, WITH KTY TEMPERATURESENSOR POWER CONNECTOR ROTATABLE RESOLVER 2-POLE (RESOLVER P=1); SHAFT WITH FITTED KEY, TOLERANCE N; W/O HOLDING BRAKE PROTECTION CLASS IP64; | 2142 | TEM | 1 | MC | 18.302 | 1
1FK70842AC711TA1 | SIMOTICS S SYNCHRONOUS MOTOR 1FK7-CT PN=3,1 KW; UZK=600V M0=20NM (100K); NN=2000RPM; NATURAL COOLING; FRAME SIZE IMB 5 (IM V1, IM V3) FLANGE 1, WITH KTY TEMPERATURESENSOR POWER CONNECTOR ROTATABLE RESOLVER 2-POLE (RESOLVER P=1); SHAFT WITH FITTED KEY, TOLERANCE N; W/O HOLDING BRAKE PROTECTION CLASS IP65, | 2236 | TEM | 1 | MC | 18.302 | 1
1FK70842AC711TA2 | SIMOTICS S SYNCHRONOUS MOTOR 1FK7-CT PN=3,1 KW; UZK=600V M0=20NM (100K); NN=2000RPM; NATURAL COOLING; FRAME SIZE IMB 5 (IM V1, IM V3) FLANGE 1, WITH KTY TEMPERATURESENSOR POWER CONNECTOR ROTATABLE RESOLVER 2-POLE (RESOLVER P=1); SHAFT WITH FITTED KEY, TOLERANCE N; W/O HOLDING BRAKE PROTECTION CLASS IP65, FLANGE ON DRIVE END IP67; | 2236 | TEM | 1 | MC | 18.302 | 1
1FK70842AC711TB0 | SIMOTICS S SYNCHRONOUS MOTOR 1FK7-CT PN=3,1 KW; UZK=600V M0=20NM (100K); NN=2000RPM; NATURAL COOLING; FRAME SIZE IMB 5 (IM V1, IM V3) FLANGE 1, WITH KTY TEMPERATURESENSOR POWER CONNECTOR ROTATABLE RESOLVER 2-POLE (RESOLVER P=1); SHAFT WITH FITTED KEY, TOLERANCE N; WITH HOLDING BRAKE PROTECTION CLASS IP64; | 2554 | TEM | 1 | MC | 18.601 | 1
1FK70842AC711TB1 | SIMOTICS S SYNCHRONOUS MOTOR 1FK7-CT PN=3,1 KW; UZK=600V M0=20NM (100K); NN=2000RPM; NATURAL COOLING; FRAME SIZE IMB 5 (IM V1, IM V3) FLANGE 1, WITH KTY TEMPERATURESENSOR POWER CONNECTOR ROTATABLE RESOLVER 2-POLE (RESOLVER P=1); SHAFT WITH FITTED KEY, TOLERANCE N; WITH HOLDING BRAKE PROTECTION CLASS IP65, | 2647 | TEM | 1 | MC | 18.601 | 1
1FK70842AC711TB2 | SIMOTICS S SYNCHRONOUS MOTOR 1FK7-CT PN=3,1 KW; UZK=600V M0=20NM (100K); NN=2000RPM; NATURAL COOLING; FRAME SIZE IMB 5 (IM V1, IM V3) FLANGE 1, WITH KTY TEMPERATURESENSOR POWER CONNECTOR ROTATABLE RESOLVER 2-POLE (RESOLVER P=1); SHAFT WITH FITTED KEY, TOLERANCE N; WITH HOLDING BRAKE PROTECTION CLASS IP65, FLANGE ON DRIVE END IP67; | 2647 | TEM | 1 | MC | 18.601 | 1
1FK70842AC711TG0 | SIMOTICS S SYNCHRONOUS MOTOR 1FK7-CT PN=3,1 KW; UZK=600V M0=20NM (100K); NN=2000RPM; NATURAL COOLING; FRAME SIZE IMB 5 (IM V1, IM V3) FLANGE 1, WITH KTY TEMPERATURESENSOR POWER CONNECTOR ROTATABLE RESOLVER 2-POLE (RESOLVER P=1); PLAIN SHAFT, TOLERANCE N; W/O HOLDING BRAKE PROTECTION CLASS IP64; | 2056 | TEM | 1 | MC | 18.302 | 1
1FK70842AC711TG1 | SIMOTICS S SYNCHRONOUS MOTOR 1FK7-CT PN=3,1 KW; UZK=600V M0=20NM (100K); NN=2000RPM; NATURAL COOLING; FRAME SIZE IMB 5 (IM V1, IM V3) FLANGE 1, WITH KTY TEMPERATURESENSOR POWER CONNECTOR ROTATABLE RESOLVER 2-POLE (RESOLVER P=1); PLAIN SHAFT, TOLERANCE N; W/O HOLDING BRAKE PROTECTION CLASS IP65, | 2150 | TEM | 1 | MC | 18.302 | 1
1FK70842AC711TG2 | SIMOTICS S SYNCHRONOUS MOTOR 1FK7-CT PN=3,1 KW; UZK=600V M0=20NM (100K); NN=2000RPM; NATURAL COOLING; FRAME SIZE IMB 5 (IM V1, IM V3) FLANGE 1, WITH KTY TEMPERATURESENSOR POWER CONNECTOR ROTATABLE RESOLVER 2-POLE (RESOLVER P=1); PLAIN SHAFT, TOLERANCE N; W/O HOLDING BRAKE PROTECTION CLASS IP65, FLANGE ON DRIVE END IP67; | 2150 | TEM | 1 | MC | 18.302 | 1
1FK70842AC711TH0 | SIMOTICS S SYNCHRONOUS MOTOR 1FK7-CT PN=3,1 KW; UZK=600V M0=20NM (100K); NN=2000RPM; NATURAL COOLING; FRAME SIZE IMB 5 (IM V1, IM V3) FLANGE 1, WITH KTY TEMPERATURESENSOR POWER CONNECTOR ROTATABLE RESOLVER 2-POLE (RESOLVER P=1); PLAIN SHAFT, TOLERANCE N; WITH HOLDING BRAKE PROTECTION CLASS IP64; | 2468 | TEM | 1 | MC | 18.601 | 1
1FK70842AC711TH1 | SIMOTICS S SYNCHRONOUS MOTOR 1FK7-CT PN=3,1 KW; UZK=600V M0=20NM (100K); NN=2000RPM; NATURAL COOLING; FRAME SIZE IMB 5 (IM V1, IM V3) FLANGE 1, WITH KTY TEMPERATURESENSOR POWER CONNECTOR ROTATABLE RESOLVER 2-POLE (RESOLVER P=1); PLAIN SHAFT, TOLERANCE N; WITH HOLDING BRAKE PROTECTION CLASS IP65, | 2561 | TEM | 1 | MC | 18.601 | 1
1FK70842AC711TH2 | SIMOTICS S SYNCHRONOUS MOTOR 1FK7-CT PN=3,1 KW; UZK=600V M0=20NM (100K); NN=2000RPM; NATURAL COOLING; FRAME SIZE IMB 5 (IM V1, IM V3) FLANGE 1, WITH KTY TEMPERATURESENSOR POWER CONNECTOR ROTATABLE RESOLVER 2-POLE (RESOLVER P=1); PLAIN SHAFT, TOLERANCE N; WITH HOLDING BRAKE PROTECTION CLASS IP65, FLANGE ON DRIVE END IP67; | 2561 | TEM | 1 | MC | 18.601 | 1
1FK70842AC711UA0 | SIMOTICS S SYNCHRONOUS MOTOR 1FK7-CT PN=3,1 KW; UZK=600V M0=20NM (100K); NN=2000RPM; NATURAL COOLING; FRAME SIZE IMB 5 (IM V1, IM V3) FLANGE 1 POWER CONNECTOR ROTATABLE RESOLVER MULTI-POLE WITH DRIVE-CLIQ INTERFACE; SHAFT WITH FITTED KEY, TOLERANCE N; W/O HOLDING BRAKE PROTECTION CLASS IP64; | 2384 | TEM | 1 | MC | 18.302 | 1
1FK70842AC711UA1 | SIMOTICS S SYNCHRONOUS MOTOR 1FK7-CT PN=3,1 KW; UZK=600V M0=20NM (100K); NN=2000RPM; NATURAL COOLING; FRAME SIZE IMB 5 (IM V1, IM V3) FLANGE 1 POWER CONNECTOR ROTATABLE RESOLVER MULTI-POLE WITH DRIVE-CLIQ INTERFACE; SHAFT WITH FITTED KEY, TOLERANCE N; W/O HOLDING BRAKE PROTECTION CLASS IP65, | 2477 | TEM | 1 | MC | 18.302 | 1
1FK70842AC711UA2 | SIMOTICS S SYNCHRONOUS MOTOR 1FK7-CT PN=3,1 KW; UZK=600V M0=20NM (100K); NN=2000RPM; NATURAL COOLING; FRAME SIZE IMB 5 (IM V1, IM V3) FLANGE 1 POWER CONNECTOR ROTATABLE RESOLVER MULTI-POLE WITH DRIVE-CLIQ INTERFACE; SHAFT WITH FITTED KEY, TOLERANCE N; W/O HOLDING BRAKE PROTECTION CLASS IP65, FLANGE ON DRIVE END IP67; | 2477 | TEM | 1 | MC | 18.302 | 1
1FK70842AC711UB0 | SIMOTICS S SYNCHRONOUS MOTOR 1FK7-CT PN=3,1 KW; UZK=600V M0=20NM (100K); NN=2000RPM; NATURAL COOLING; FRAME SIZE IMB 5 (IM V1, IM V3) FLANGE 1 POWER CONNECTOR ROTATABLE RESOLVER MULTI-POLE WITH DRIVE-CLIQ INTERFACE; SHAFT WITH FITTED KEY, TOLERANCE N; WITH HOLDING BRAKE PROTECTION CLASS IP64; | 2795 | TEM | 1 | MC | 18.601 | 1
1FK70842AC711UB1 | SIMOTICS S SYNCHRONOUS MOTOR 1FK7-CT PN=3,1 KW; UZK=600V M0=20NM (100K); NN=2000RPM; NATURAL COOLING; FRAME SIZE IMB 5 (IM V1, IM V3) FLANGE 1 POWER CONNECTOR ROTATABLE RESOLVER MULTI-POLE WITH DRIVE-CLIQ INTERFACE; SHAFT WITH FITTED KEY, TOLERANCE N; WITH HOLDING BRAKE PROTECTION CLASS IP65, | 2888 | TEM | 1 | MC | 18.601 | 1
1FK70842AC711UB2 | SIMOTICS S SYNCHRONOUS MOTOR 1FK7-CT PN=3,1 KW; UZK=600V M0=20NM (100K); NN=2000RPM; NATURAL COOLING; FRAME SIZE IMB 5 (IM V1, IM V3) FLANGE 1 POWER CONNECTOR ROTATABLE RESOLVER MULTI-POLE WITH DRIVE-CLIQ INTERFACE; SHAFT WITH FITTED KEY, TOLERANCE N; WITH HOLDING BRAKE PROTECTION CLASS IP65, FLANGE ON DRIVE END IP67; | 2888 | TEM | 1 | MC | 18.601 | 1
1FK70842AC711UG0 | SIMOTICS S SYNCHRONOUS MOTOR 1FK7-CT PN=3,1 KW; UZK=600V M0=20NM (100K); NN=2000RPM; NATURAL COOLING; FRAME SIZE IMB 5 (IM V1, IM V3) FLANGE 1 POWER CONNECTOR ROTATABLE RESOLVER MULTI-POLE WITH DRIVE-CLIQ INTERFACE; PLAIN SHAFT, TOLERANCE N; W/O HOLDING BRAKE PROTECTION CLASS IP64; | 2297 | TEM | 1 | MC | 18.302 | 1
1FK70842AC711UG1 | SIMOTICS S SYNCHRONOUS MOTOR 1FK7-CT PN=3,1 KW; UZK=600V M0=20NM (100K); NN=2000RPM; NATURAL COOLING; FRAME SIZE IMB 5 (IM V1, IM V3) FLANGE 1 POWER CONNECTOR ROTATABLE RESOLVER MULTI-POLE WITH DRIVE-CLIQ INTERFACE; PLAIN SHAFT, TOLERANCE N; W/O HOLDING BRAKE PROTECTION CLASS IP65, | 2391 | TEM | 1 | MC | 18.302 | 1
1FK70842AC711UG2 | SIMOTICS S SYNCHRONOUS MOTOR 1FK7-CT PN=3,1 KW; UZK=600V M0=20NM (100K); NN=2000RPM; NATURAL COOLING; FRAME SIZE IMB 5 (IM V1, IM V3) FLANGE 1 POWER CONNECTOR ROTATABLE RESOLVER MULTI-POLE WITH DRIVE-CLIQ INTERFACE; PLAIN SHAFT, TOLERANCE N; W/O HOLDING BRAKE PROTECTION CLASS IP65, FLANGE ON DRIVE END IP67; | 2391 | TEM | 1 | MC | 18.302 | 1
1FK70842AC711UH0 | SIMOTICS S SYNCHRONOUS MOTOR 1FK7-CT PN=3,1 KW; UZK=600V M0=20NM (100K); NN=2000RPM; NATURAL COOLING; FRAME SIZE IMB 5 (IM V1, IM V3) FLANGE 1 POWER CONNECTOR ROTATABLE RESOLVER MULTI-POLE WITH DRIVE-CLIQ INTERFACE; PLAIN SHAFT, TOLERANCE N; WITH HOLDING BRAKE PROTECTION CLASS IP64; | 2709 | TEM | 1 | MC | 18.601 | 1
1FK70842AC711UH1 | SIMOTICS S SYNCHRONOUS MOTOR 1FK7-CT PN=3,1 KW; UZK=600V M0=20NM (100K); NN=2000RPM; NATURAL COOLING; FRAME SIZE IMB 5 (IM V1, IM V3) FLANGE 1 POWER CONNECTOR ROTATABLE RESOLVER MULTI-POLE WITH DRIVE-CLIQ INTERFACE; PLAIN SHAFT, TOLERANCE N; WITH HOLDING BRAKE PROTECTION CLASS IP65, | 2802 | TEM | 1 | MC | 18.601 | 1
1FK70842AC711UH2 | SIMOTICS S SYNCHRONOUS MOTOR 1FK7-CT PN=3,1 KW; UZK=600V M0=20NM (100K); NN=2000RPM; NATURAL COOLING; FRAME SIZE IMB 5 (IM V1, IM V3) FLANGE 1 POWER CONNECTOR ROTATABLE RESOLVER MULTI-POLE WITH DRIVE-CLIQ INTERFACE; PLAIN SHAFT, TOLERANCE N; WITH HOLDING BRAKE PROTECTION CLASS IP65, FLANGE ON DRIVE END IP67; | 2802 | TEM | 1 | MC | 18.601 | 1
1FK70842AF711AA0 | SIMOTICS S SYNCHRONOUS MOTOR 1FK7-CT PN=3,1 KW; UZK=600V M0=20NM (100K); NN=3000RPM; NATURAL COOLING; FRAME SIZE IMB 5 (IM V1, IM V3) FLANGE 1, WITH KTY TEMPERATURESENSOR POWER CONNECTOR ROTATABLE INCREMENTAL ENCODER SIN/COS 1VPP;2048 S/R W. C-AND D-SPUR (ENCODER IC2048S/R) SHAFT WITH FITTED KEY, TOLERANCE N; W/O HOLDING BRAKE PROTECTION CLASS IP64; | 2728 | TEM | 1 | MC | 18.301 | 1
1FK70842AF711AA1 | SIMOTICS S SYNCHRONOUS MOTOR 1FK7-CT PN=3,1 KW; UZK=600V M0=20NM (100K); NN=3000RPM; NATURAL COOLING; FRAME SIZE IMB 5 (IM V1, IM V3) FLANGE 1, WITH KTY TEMPERATURESENSOR POWER CONNECTOR ROTATABLE INCREMENTAL ENCODER SIN/COS 1VPP;2048 S/R W. C-AND D-SPUR (ENCODER IC2048S/R) SHAFT WITH FITTED KEY, TOLERANCE N; W/O HOLDING BRAKE PROTECTION CLASS IP65, | 2822 | TEM | 1 | MC | 18.301 | 1
1FK70842AF711AA2 | SIMOTICS S SYNCHRONOUS MOTOR 1FK7-CT PN=3,1 KW; UZK=600V M0=20NM (100K); NN=3000RPM; NATURAL COOLING; FRAME SIZE IMB 5 (IM V1, IM V3) FLANGE 1, WITH KTY TEMPERATURESENSOR POWER CONNECTOR ROTATABLE INCREMENTAL ENCODER SIN/COS 1VPP;2048 S/R W. C-AND D-SPUR (ENCODER IC2048S/R) SHAFT WITH FITTED KEY, TOLERANCE N; W/O HOLDING BRAKE PROTECTION CLASS IP65, FLANGE ON DRIVE END IP67; | 2822 | TEM | 1 | MC | 18.301 | 1
1FK70842AF711AB0 | SIMOTICS S SYNCHRONOUS MOTOR 1FK7-CT PN=3,1 KW; UZK=600V M0=20NM (100K); NN=3000RPM; NATURAL COOLING; FRAME SIZE IMB 5 (IM V1, IM V3) FLANGE 1, WITH KTY TEMPERATURESENSOR POWER CONNECTOR ROTATABLE INCREMENTAL ENCODER SIN/COS 1VPP;2048 S/R W. C-AND D-SPUR (ENCODER IC2048S/R) SHAFT WITH FITTED KEY, TOLERANCE N; WITH HOLDING BRAKE PROTECTION CLASS IP64; | 3140 | TEM | 1 | MC | 18.6 | 1
1FK70842AF711AB1 | SIMOTICS S SYNCHRONOUS MOTOR 1FK7-CT PN=3,1 KW; UZK=600V M0=20NM (100K); NN=3000RPM; NATURAL COOLING; FRAME SIZE IMB 5 (IM V1, IM V3) FLANGE 1, WITH KTY TEMPERATURESENSOR POWER CONNECTOR ROTATABLE INCREMENTAL ENCODER SIN/COS 1VPP;2048 S/R W. C-AND D-SPUR (ENCODER IC2048S/R) SHAFT WITH FITTED KEY, TOLERANCE N; WITH HOLDING BRAKE PROTECTION CLASS IP65, | 3233 | TEM | 1 | MC | 18.6 | 1
1FK70842AF711AB2 | SIMOTICS S SYNCHRONOUS MOTOR 1FK7-CT PN=3,1 KW; UZK=600V M0=20NM (100K); NN=3000RPM; NATURAL COOLING; FRAME SIZE IMB 5 (IM V1, IM V3) FLANGE 1, WITH KTY TEMPERATURESENSOR POWER CONNECTOR ROTATABLE INCREMENTAL ENCODER SIN/COS 1VPP;2048 S/R W. C-AND D-SPUR (ENCODER IC2048S/R) SHAFT WITH FITTED KEY, TOLERANCE N; WITH HOLDING BRAKE PROTECTION CLASS IP65, FLANGE ON DRIVE END IP67; | 3233 | TEM | 1 | MC | 18.6 | 1
1FK70842AF711AG0 | SIMOTICS S SYNCHRONOUS MOTOR 1FK7-CT PN=3,1 KW; UZK=600V M0=20NM (100K); NN=3000RPM; NATURAL COOLING; FRAME SIZE IMB 5 (IM V1, IM V3) FLANGE 1, WITH KTY TEMPERATURESENSOR POWER CONNECTOR ROTATABLE INCREMENTAL ENCODER SIN/COS 1VPP;2048 S/R W. C-AND D-SPUR (ENCODER IC2048S/R) PLAIN SHAFT, TOLERANCE N; W/O HOLDING BRAKE PROTECTION CLASS IP64; | 2642 | TEM | 1 | MC | 18.301 | 1
1FK70842AF711AG1 | SIMOTICS S SYNCHRONOUS MOTOR 1FK7-CT PN=3,1 KW; UZK=600V M0=20NM (100K); NN=3000RPM; NATURAL COOLING; FRAME SIZE IMB 5 (IM V1, IM V3) FLANGE 1, WITH KTY TEMPERATURESENSOR POWER CONNECTOR ROTATABLE INCREMENTAL ENCODER SIN/COS 1VPP;2048 S/R W. C-AND D-SPUR (ENCODER IC2048S/R) PLAIN SHAFT, TOLERANCE N; W/O HOLDING BRAKE PROTECTION CLASS IP65, | 2736 | TEM | 1 | MC | 18.301 | 1
1FK70842AF711AG2 | SIMOTICS S SYNCHRONOUS MOTOR 1FK7-CT PN=3,1 KW; UZK=600V M0=20NM (100K); NN=3000RPM; NATURAL COOLING; FRAME SIZE IMB 5 (IM V1, IM V3) FLANGE 1, WITH KTY TEMPERATURESENSOR POWER CONNECTOR ROTATABLE INCREMENTAL ENCODER SIN/COS 1VPP;2048 S/R W. C-AND D-SPUR (ENCODER IC2048S/R) PLAIN SHAFT, TOLERANCE N; W/O HOLDING BRAKE PROTECTION CLASS IP65, FLANGE ON DRIVE END IP67; | 2736 | TEM | 1 | MC | 18.301 | 1
1FK70842AF711AH0 | SIMOTICS S SYNCHRONOUS MOTOR 1FK7-CT PN=3,1 KW; UZK=600V M0=20NM (100K); NN=3000RPM; NATURAL COOLING; FRAME SIZE IMB 5 (IM V1, IM V3) FLANGE 1, WITH KTY TEMPERATURESENSOR POWER CONNECTOR ROTATABLE INCREMENTAL ENCODER SIN/COS 1VPP;2048 S/R W. C-AND D-SPUR (ENCODER IC2048S/R) PLAIN SHAFT, TOLERANCE N; WITH HOLDING BRAKE PROTECTION CLASS IP64; | 3053 | TEM | 1 | MC | 18.6 | 1
1FK70842AF711AH1 | SIMOTICS S SYNCHRONOUS MOTOR 1FK7-CT PN=3,1 KW; UZK=600V M0=20NM (100K); NN=3000RPM; NATURAL COOLING; FRAME SIZE IMB 5 (IM V1, IM V3) FLANGE 1, WITH KTY TEMPERATURESENSOR POWER CONNECTOR ROTATABLE INCREMENTAL ENCODER SIN/COS 1VPP;2048 S/R W. C-AND D-SPUR (ENCODER IC2048S/R) PLAIN SHAFT, TOLERANCE N; WITH HOLDING BRAKE PROTECTION CLASS IP65, | 3147 | TEM | 1 | MC | 18.6 | 1
1FK70842AF711AH2 | SIMOTICS S SYNCHRONOUS MOTOR 1FK7-CT PN=3,1 KW; UZK=600V M0=20NM (100K); NN=3000RPM; NATURAL COOLING; FRAME SIZE IMB 5 (IM V1, IM V3) FLANGE 1, WITH KTY TEMPERATURESENSOR POWER CONNECTOR ROTATABLE INCREMENTAL ENCODER SIN/COS 1VPP;2048 S/R W. C-AND D-SPUR (ENCODER IC2048S/R) PLAIN SHAFT, TOLERANCE N; WITH HOLDING BRAKE PROTECTION CLASS IP65, FLANGE ON DRIVE END IP67; | 3147 | TEM | 1 | MC | 18.6 | 1
1FK70842AF711BA0 | SIMOTICS S SYNCHRONOUS MOTOR 1FK7-CT PN=3,1 KW; UZK=600V M0=20NM (100K); NN=3000RPM; NATURAL COOLING; FRAME SIZE IMB 5 (IM V1, IM V3) FLANGE 1 POWER CONNECTOR ROTATABLE ABSOLUTE ENCODER SINGLETURN 24 BIT WITH DRIVE CLIQ INTERFACE (ENCODER AS24DQI) SHAFT WITH FITTED KEY, TOLERANCE N; W/O HOLDING BRAKE PROTECTION CLASS IP64; | 2969 | TEM | 1 | MC | 18.301 | 1
1FK70842AF711BA1 | SIMOTICS S SYNCHRONOUS MOTOR 1FK7-CT PN=3,1 KW; UZK=600V M0=20NM (100K); NN=3000RPM; NATURAL COOLING; FRAME SIZE IMB 5 (IM V1, IM V3) FLANGE 1 POWER CONNECTOR ROTATABLE ABSOLUTE ENCODER SINGLETURN 24 BIT WITH DRIVE CLIQ INTERFACE (ENCODER AS24DQI) SHAFT WITH FITTED KEY, TOLERANCE N; W/O HOLDING BRAKE PROTECTION CLASS IP65, | 3063 | TEM | 1 | MC | 18.301 | 1
1FK70842AF711BA2 | SIMOTICS S SYNCHRONOUS MOTOR 1FK7-CT PN=3,1 KW; UZK=600V M0=20NM (100K); NN=3000RPM; NATURAL COOLING; FRAME SIZE IMB 5 (IM V1, IM V3) FLANGE 1 POWER CONNECTOR ROTATABLE ABSOLUTE ENCODER SINGLETURN 24 BIT WITH DRIVE CLIQ INTERFACE (ENCODER AS24DQI) SHAFT WITH FITTED KEY, TOLERANCE N; W/O HOLDING BRAKE PROTECTION CLASS IP65, FLANGE ON DRIVE END IP67; | 3063 | TEM | 1 | MC | 18.301 | 1
1FK70842AF711BB0 | SIMOTICS S SYNCHRONOUS MOTOR 1FK7-CT PN=3,1 KW; UZK=600V M0=20NM (100K); NN=3000RPM; NATURAL COOLING; FRAME SIZE IMB 5 (IM V1, IM V3) FLANGE 1 POWER CONNECTOR ROTATABLE ABSOLUTE ENCODER SINGLETURN 24 BIT WITH DRIVE CLIQ INTERFACE (ENCODER AS24DQI) SHAFT WITH FITTED KEY, TOLERANCE N; WITH HOLDING BRAKE PROTECTION CLASS IP64; | 3381 | TEM | 1 | MC | 18.6 | 1
1FK70842AF711BB1 | SIMOTICS S SYNCHRONOUS MOTOR 1FK7-CT PN=3,1 KW; UZK=600V M0=20NM (100K); NN=3000RPM; NATURAL COOLING; FRAME SIZE IMB 5 (IM V1, IM V3) FLANGE 1 POWER CONNECTOR ROTATABLE ABSOLUTE ENCODER SINGLETURN 24 BIT WITH DRIVE CLIQ INTERFACE (ENCODER AS24DQI) SHAFT WITH FITTED KEY, TOLERANCE N; WITH HOLDING BRAKE PROTECTION CLASS IP65, | 3474 | TEM | 1 | MC | 18.6 | 1
1FK70842AF711BB2 | SIMOTICS S SYNCHRONOUS MOTOR 1FK7-CT PN=3,1 KW; UZK=600V M0=20NM (100K); NN=3000RPM; NATURAL COOLING; FRAME SIZE IMB 5 (IM V1, IM V3) FLANGE 1 POWER CONNECTOR ROTATABLE ABSOLUTE ENCODER SINGLETURN 24 BIT WITH DRIVE CLIQ INTERFACE (ENCODER AS24DQI) SHAFT WITH FITTED KEY, TOLERANCE N; WITH HOLDING BRAKE PROTECTION CLASS IP65, FLANGE ON DRIVE END IP67; | 3474 | TEM | 1 | MC | 18.6 | 1
1FK70842AF711BG0 | SIMOTICS S SYNCHRONOUS MOTOR 1FK7-CT PN=3,1 KW; UZK=600V M0=20NM (100K); NN=3000RPM; NATURAL COOLING; FRAME SIZE IMB 5 (IM V1, IM V3) FLANGE 1 POWER CONNECTOR ROTATABLE ABSOLUTE ENCODER SINGLETURN 24 BIT WITH DRIVE CLIQ INTERFACE (ENCODER AS24DQI) PLAIN SHAFT, TOLERANCE N; W/O HOLDING BRAKE PROTECTION CLASS IP64; | 2883 | TEM | 1 | MC | 18.301 | 1
1FK70842AF711BG1 | SIMOTICS S SYNCHRONOUS MOTOR 1FK7-CT PN=3,1 KW; UZK=600V M0=20NM (100K); NN=3000RPM; NATURAL COOLING; FRAME SIZE IMB 5 (IM V1, IM V3) FLANGE 1 POWER CONNECTOR ROTATABLE ABSOLUTE ENCODER SINGLETURN 24 BIT WITH DRIVE CLIQ INTERFACE (ENCODER AS24DQI) PLAIN SHAFT, TOLERANCE N; W/O HOLDING BRAKE PROTECTION CLASS IP65, | 2977 | TEM | 1 | MC | 18.301 | 1
1FK70842AF711BG2 | SIMOTICS S SYNCHRONOUS MOTOR 1FK7-CT PN=3,1 KW; UZK=600V M0=20NM (100K); NN=3000RPM; NATURAL COOLING; FRAME SIZE IMB 5 (IM V1, IM V3) FLANGE 1 POWER CONNECTOR ROTATABLE ABSOLUTE ENCODER SINGLETURN 24 BIT WITH DRIVE CLIQ INTERFACE (ENCODER AS24DQI) PLAIN SHAFT, TOLERANCE N; W/O HOLDING BRAKE PROTECTION CLASS IP65, FLANGE ON DRIVE END IP67; | 2977 | TEM | 1 | MC | 18.301 | 1
1FK70842AF711BH0 | SIMOTICS S SYNCHRONOUS MOTOR 1FK7-CT PN=3,1 KW; UZK=600V M0=20NM (100K); NN=3000RPM; NATURAL COOLING; FRAME SIZE IMB 5 (IM V1, IM V3) FLANGE 1 POWER CONNECTOR ROTATABLE ABSOLUTE ENCODER SINGLETURN 24 BIT WITH DRIVE CLIQ INTERFACE (ENCODER AS24DQI) PLAIN SHAFT, TOLERANCE N; WITH HOLDING BRAKE PROTECTION CLASS IP64; | 3295 | TEM | 1 | MC | 18.6 | 1
1FK70842AF711BH1 | SIMOTICS S SYNCHRONOUS MOTOR 1FK7-CT PN=3,1 KW; UZK=600V M0=20NM (100K); NN=3000RPM; NATURAL COOLING; FRAME SIZE IMB 5 (IM V1, IM V3) FLANGE 1 POWER CONNECTOR ROTATABLE ABSOLUTE ENCODER SINGLETURN 24 BIT WITH DRIVE CLIQ INTERFACE (ENCODER AS24DQI) PLAIN SHAFT, TOLERANCE N; WITH HOLDING BRAKE PROTECTION CLASS IP65, | 3388 | TEM | 1 | MC | 18.6 | 1
1FK70842AF711BH2 | SIMOTICS S SYNCHRONOUS MOTOR 1FK7-CT PN=3,1 KW; UZK=600V M0=20NM (100K); NN=3000RPM; NATURAL COOLING; FRAME SIZE IMB 5 (IM V1, IM V3) FLANGE 1 POWER CONNECTOR ROTATABLE ABSOLUTE ENCODER SINGLETURN 24 BIT WITH DRIVE CLIQ INTERFACE (ENCODER AS24DQI) PLAIN SHAFT, TOLERANCE N; WITH HOLDING BRAKE PROTECTION CLASS IP65, FLANGE ON DRIVE END IP67; | 3388 | TEM | 1 | MC | 18.6 | 1
1FK70842AF711CA0 | SIMOTICS S SYNCHRONOUS MOTOR 1FK7-CT PN=3,1 KW; UZK=600V M0=20NM (100K); NN=3000RPM; NATURAL COOLING; FRAME SIZE IMB 5 (IM V1, IM V3) FLANGE 1 POWER CONNECTOR ROTATABLE ABSOLUTE ENCODER 24 BIT + 12 BIT MULTITURN WITH DRIVE-CLIQ INTERFACE (ENCODER AM24DQI) SHAFT WITH FITTED KEY, TOLERANCE N; W/O HOLDING BRAKE PROTECTION CLASS IP64; | 3339 | TEM | 1 | MC | 18.301 | 1
1FK70842AF711CA1 | SIMOTICS S SYNCHRONOUS MOTOR 1FK7-CT PN=3,1 KW; UZK=600V M0=20NM (100K); NN=3000RPM; NATURAL COOLING; FRAME SIZE IMB 5 (IM V1, IM V3) FLANGE 1 POWER CONNECTOR ROTATABLE ABSOLUTE ENCODER 24 BIT + 12 BIT MULTITURN WITH DRIVE-CLIQ INTERFACE (ENCODER AM24DQI) SHAFT WITH FITTED KEY, TOLERANCE N; W/O HOLDING BRAKE PROTECTION CLASS IP65, | 3432 | TEM | 1 | MC | 18.301 | 1
1FK70842AF711CA2 | SIMOTICS S SYNCHRONOUS MOTOR 1FK7-CT PN=3,1 KW; UZK=600V M0=20NM (100K); NN=3000RPM; NATURAL COOLING; FRAME SIZE IMB 5 (IM V1, IM V3) FLANGE 1 POWER CONNECTOR ROTATABLE ABSOLUTE ENCODER 24 BIT + 12 BIT MULTITURN WITH DRIVE-CLIQ INTERFACE (ENCODER AM24DQI) SHAFT WITH FITTED KEY, TOLERANCE N; W/O HOLDING BRAKE PROTECTION CLASS IP65, FLANGE ON DRIVE END IP67; | 3432 | TEM | 1 | MC | 18.301 | 1
1FK70842AF711CB0 | SIMOTICS S SYNCHRONOUS MOTOR 1FK7-CT PN=3,1 KW; UZK=600V M0=20NM (100K); NN=3000RPM; NATURAL COOLING; FRAME SIZE IMB 5 (IM V1, IM V3) FLANGE 1 POWER CONNECTOR ROTATABLE ABSOLUTE ENCODER 24 BIT + 12 BIT MULTITURN WITH DRIVE-CLIQ INTERFACE (ENCODER AM24DQI) SHAFT WITH FITTED KEY, TOLERANCE N; WITH HOLDING BRAKE PROTECTION CLASS IP64; | 3750 | TEM | 1 | MC | 18.6 | 1
1FK70842AF711CB1 | SIMOTICS S SYNCHRONOUS MOTOR 1FK7-CT PN=3,1 KW; UZK=600V M0=20NM (100K); NN=3000RPM; NATURAL COOLING; FRAME SIZE IMB 5 (IM V1, IM V3) FLANGE 1 POWER CONNECTOR ROTATABLE ABSOLUTE ENCODER 24 BIT + 12 BIT MULTITURN WITH DRIVE-CLIQ INTERFACE (ENCODER AM24DQI) SHAFT WITH FITTED KEY, TOLERANCE N; WITH HOLDING BRAKE PROTECTION CLASS IP65, | 3844 | TEM | 1 | MC | 18.6 | 1
1FK70842AF711CB2 | SIMOTICS S SYNCHRONOUS MOTOR 1FK7-CT PN=3,1 KW; UZK=600V M0=20NM (100K); NN=3000RPM; NATURAL COOLING; FRAME SIZE IMB 5 (IM V1, IM V3) FLANGE 1 POWER CONNECTOR ROTATABLE ABSOLUTE ENCODER 24 BIT + 12 BIT MULTITURN WITH DRIVE-CLIQ INTERFACE (ENCODER AM24DQI) SHAFT WITH FITTED KEY, TOLERANCE N; WITH HOLDING BRAKE PROTECTION CLASS IP65, FLANGE ON DRIVE END IP67; | 3844 | TEM | 1 | MC | 18.6 | 1
1FK70842AF711CG0 | SIMOTICS S SYNCHRONOUS MOTOR 1FK7-CT PN=3,1 KW; UZK=600V M0=20NM (100K); NN=3000RPM; NATURAL COOLING; FRAME SIZE IMB 5 (IM V1, IM V3) FLANGE 1 POWER CONNECTOR ROTATABLE ABSOLUTE ENCODER 24 BIT + 12 BIT MULTITURN WITH DRIVE-CLIQ INTERFACE (ENCODER AM24DQI) PLAIN SHAFT, TOLERANCE N; W/O HOLDING BRAKE PROTECTION CLASS IP64; | 3252 | TEM | 1 | MC | 18.301 | 1
1FK70842AF711CG1 | SIMOTICS S SYNCHRONOUS MOTOR 1FK7-CT PN=3,1 KW; UZK=600V M0=20NM (100K); NN=3000RPM; NATURAL COOLING; FRAME SIZE IMB 5 (IM V1, IM V3) FLANGE 1 POWER CONNECTOR ROTATABLE ABSOLUTE ENCODER 24 BIT + 12 BIT MULTITURN WITH DRIVE-CLIQ INTERFACE (ENCODER AM24DQI) PLAIN SHAFT, TOLERANCE N; W/O HOLDING BRAKE PROTECTION CLASS IP65, | 3346 | TEM | 1 | MC | 18.301 | 1
1FK70842AF711CG2 | SIMOTICS S SYNCHRONOUS MOTOR 1FK7-CT PN=3,1 KW; UZK=600V M0=20NM (100K); NN=3000RPM; NATURAL COOLING; FRAME SIZE IMB 5 (IM V1, IM V3) FLANGE 1 POWER CONNECTOR ROTATABLE ABSOLUTE ENCODER 24 BIT + 12 BIT MULTITURN WITH DRIVE-CLIQ INTERFACE (ENCODER AM24DQI) PLAIN SHAFT, TOLERANCE N; W/O HOLDING BRAKE PROTECTION CLASS IP65, FLANGE ON DRIVE END IP67; | 3346 | TEM | 1 | MC | 18.301 | 1
1FK70842AF711CH0 | SIMOTICS S SYNCHRONOUS MOTOR 1FK7-CT PN=3,1 KW; UZK=600V M0=20NM (100K); NN=3000RPM; NATURAL COOLING; FRAME SIZE IMB 5 (IM V1, IM V3) FLANGE 1 POWER CONNECTOR ROTATABLE ABSOLUTE ENCODER 24 BIT + 12 BIT MULTITURN WITH DRIVE-CLIQ INTERFACE (ENCODER AM24DQI) PLAIN SHAFT, TOLERANCE N; WITH HOLDING BRAKE PROTECTION CLASS IP64; | 3664 | TEM | 1 | MC | 18.6 | 1
1FK70842AF711CH1 | SIMOTICS S SYNCHRONOUS MOTOR 1FK7-CT PN=3,1 KW; UZK=600V M0=20NM (100K); NN=3000RPM; NATURAL COOLING; FRAME SIZE IMB 5 (IM V1, IM V3) FLANGE 1 POWER CONNECTOR ROTATABLE ABSOLUTE ENCODER 24 BIT + 12 BIT MULTITURN WITH DRIVE-CLIQ INTERFACE (ENCODER AM24DQI) PLAIN SHAFT, TOLERANCE N; WITH HOLDING BRAKE PROTECTION CLASS IP65, | 3757 | TEM | 1 | MC | 18.6 | 1
1FK70842AF711CH2 | SIMOTICS S SYNCHRONOUS MOTOR 1FK7-CT PN=3,1 KW; UZK=600V M0=20NM (100K); NN=3000RPM; NATURAL COOLING; FRAME SIZE IMB 5 (IM V1, IM V3) FLANGE 1 POWER CONNECTOR ROTATABLE ABSOLUTE ENCODER 24 BIT + 12 BIT MULTITURN WITH DRIVE-CLIQ INTERFACE (ENCODER AM24DQI) PLAIN SHAFT, TOLERANCE N; WITH HOLDING BRAKE PROTECTION CLASS IP65, FLANGE ON DRIVE END IP67; | 3757 | TEM | 1 | MC | 18.6 | 1
1FK70842AF711DA2 | SIMOTICS S SYNCHRONOUS MOTOR 1FK7-CT PN=3,1 KW; UZK=600V M0=20NM (100K); NN=3000RPM; NATURAL COOLING; FRAME SIZE IMB 5 (IM V1, IM V3) FLANGE 1 POWER CONNECTOR ROTATABLE INCREMENTAL ENCODER 22 BIT WITH DRIVE-CLIQ INTERFACE (ENCODER IC22DQ) SHAFT WITH FITTED KEY, TOLERANCE N; W/O HOLDING BRAKE PROTECTION CLASS IP65, FLANGE ON DRIVE END IP67; | 3143 | TEM | 1 | MC | 18.302 | 1
1FK70842AF711DG0 | SIMOTICS S SYNCHRONOUS MOTOR 1FK7-CT PN=3,1 KW; UZK=600V M0=20NM (100K); NN=3000RPM; NATURAL COOLING; FRAME SIZE IMB 5 (IM V1, IM V3) FLANGE 1 POWER CONNECTOR ROTATABLE INCREMENTAL ENCODER 22 BIT WITH DRIVE-CLIQ INTERFACE (ENCODER IC22DQ) PLAIN SHAFT, TOLERANCE N; W/O HOLDING BRAKE PROTECTION CLASS IP64; | 2963 | TEM | 1 | MC | 18.302 | 1
1FK70842AF711DG2 | SIMOTICS S SYNCHRONOUS MOTOR 1FK7-CT PN=3,1 KW; UZK=600V M0=20NM (100K); NN=3000RPM; NATURAL COOLING; FRAME SIZE IMB 5 (IM V1, IM V3) FLANGE 1 POWER CONNECTOR ROTATABLE INCREMENTAL ENCODER 22 BIT WITH DRIVE-CLIQ INTERFACE (ENCODER IC22DQ) PLAIN SHAFT, TOLERANCE N; W/O HOLDING BRAKE PROTECTION CLASS IP65, FLANGE ON DRIVE END IP67; | 3057 | TEM | 1 | MC | 18.302 | 1
1FK70842AF711DH0 | SIMOTICS S SYNCHRONOUS MOTOR 1FK7-CT PN=3,1 KW; UZK=600V M0=20NM (100K); NN=3000RPM; NATURAL COOLING; FRAME SIZE IMB 5 (IM V1, IM V3) FLANGE 1 POWER CONNECTOR ROTATABLE INCREMENTAL ENCODER 22 BIT WITH DRIVE-CLIQ INTERFACE (ENCODER IC22DQ) PLAIN SHAFT, TOLERANCE N; WITH HOLDING BRAKE PROTECTION CLASS IP64; | 3375 | TEM | 1 | MC | 18.601 | 1
1FK70842AF711EA0 | SIMOTICS S SYNCHRONOUS MOTOR 1FK7-CT PN=3,1 KW; UZK=600V M0=20NM (100K); NN=3000RPM; NATURAL COOLING; FRAME SIZE IMB 5 (IM V1, IM V3) FLANGE 1, WITH KTY TEMPERATURESENSOR POWER CONNECTOR ROTATABLE ABSOLUTE ENCODERR 2048 S/R + 4096 UMDREHUNGEN MULTITURN, WITH ENDAT-SCHNITTSTELLE (ENCODER AM2048S/R) SHAFT WITH FITTED KEY, TOLERANCE N; W/O HOLDING BRAKE PROTECTION CLASS IP64; | 3100 | TEM | 1 | MC | 18.301 | 1
1FK70842AF711EA1 | SIMOTICS S SYNCHRONOUS MOTOR 1FK7-CT PN=3,1 KW; UZK=600V M0=20NM (100K); NN=3000RPM; NATURAL COOLING; FRAME SIZE IMB 5 (IM V1, IM V3) FLANGE 1, WITH KTY TEMPERATURESENSOR POWER CONNECTOR ROTATABLE ABSOLUTE ENCODERR 2048 S/R + 4096 UMDREHUNGEN MULTITURN, WITH ENDAT-SCHNITTSTELLE (ENCODER AM2048S/R) SHAFT WITH FITTED KEY, TOLERANCE N; W/O HOLDING BRAKE PROTECTION CLASS IP65, | 3193 | TEM | 1 | MC | 18.301 | 1
1FK70842AF711EA2 | SIMOTICS S SYNCHRONOUS MOTOR 1FK7-CT PN=3,1 KW; UZK=600V M0=20NM (100K); NN=3000RPM; NATURAL COOLING; FRAME SIZE IMB 5 (IM V1, IM V3) FLANGE 1, WITH KTY TEMPERATURESENSOR POWER CONNECTOR ROTATABLE ABSOLUTE ENCODERR 2048 S/R + 4096 UMDREHUNGEN MULTITURN, WITH ENDAT-SCHNITTSTELLE (ENCODER AM2048S/R) SHAFT WITH FITTED KEY, TOLERANCE N; W/O HOLDING BRAKE PROTECTION CLASS IP65, FLANGE ON DRIVE END IP67; | 3193 | TEM | 1 | MC | 18.301 | 1
1FK70842AF711EB0 | SIMOTICS S SYNCHRONOUS MOTOR 1FK7-CT PN=3,1 KW; UZK=600V M0=20NM (100K); NN=3000RPM; NATURAL COOLING; FRAME SIZE IMB 5 (IM V1, IM V3) FLANGE 1, WITH KTY TEMPERATURESENSOR POWER CONNECTOR ROTATABLE ABSOLUTE ENCODERR 2048 S/R + 4096 UMDREHUNGEN MULTITURN, WITH ENDAT-SCHNITTSTELLE (ENCODER AM2048S/R) SHAFT WITH FITTED KEY, TOLERANCE N; WITH HOLDING BRAKE PROTECTION CLASS IP64; | 3511 | TEM | 1 | MC | 18.6 | 1
1FK70842AF711EB1 | SIMOTICS S SYNCHRONOUS MOTOR 1FK7-CT PN=3,1 KW; UZK=600V M0=20NM (100K); NN=3000RPM; NATURAL COOLING; FRAME SIZE IMB 5 (IM V1, IM V3) FLANGE 1, WITH KTY TEMPERATURESENSOR POWER CONNECTOR ROTATABLE ABSOLUTE ENCODERR 2048 S/R + 4096 UMDREHUNGEN MULTITURN, WITH ENDAT-SCHNITTSTELLE (ENCODER AM2048S/R) SHAFT WITH FITTED KEY, TOLERANCE N; WITH HOLDING BRAKE PROTECTION CLASS IP65, | 3605 | TEM | 1 | MC | 18.6 | 1
1FK70842AF711EB2 | SIMOTICS S SYNCHRONOUS MOTOR 1FK7-CT PN=3,1 KW; UZK=600V M0=20NM (100K); NN=3000RPM; NATURAL COOLING; FRAME SIZE IMB 5 (IM V1, IM V3) FLANGE 1, WITH KTY TEMPERATURESENSOR POWER CONNECTOR ROTATABLE ABSOLUTE ENCODERR 2048 S/R + 4096 UMDREHUNGEN MULTITURN, WITH ENDAT-SCHNITTSTELLE (ENCODER AM2048S/R) SHAFT WITH FITTED KEY, TOLERANCE N; WITH HOLDING BRAKE PROTECTION CLASS IP65, FLANGE ON DRIVE END IP67; | 3605 | TEM | 1 | MC | 18.6 | 1
1FK70842AF711EG0 | SIMOTICS S SYNCHRONOUS MOTOR 1FK7-CT PN=3,1 KW; UZK=600V M0=20NM (100K); NN=3000RPM; NATURAL COOLING; FRAME SIZE IMB 5 (IM V1, IM V3) FLANGE 1, WITH KTY TEMPERATURESENSOR POWER CONNECTOR ROTATABLE ABSOLUTE ENCODERR 2048 S/R + 4096 UMDREHUNGEN MULTITURN, WITH ENDAT-SCHNITTSTELLE (ENCODER AM2048S/R) PLAIN SHAFT, TOLERANCE N; W/O HOLDING BRAKE PROTECTION CLASS IP64; | 3014 | TEM | 1 | MC | 18.301 | 1
1FK70842AF711EG1 | SIMOTICS S SYNCHRONOUS MOTOR 1FK7-CT PN=3,1 KW; UZK=600V M0=20NM (100K); NN=3000RPM; NATURAL COOLING; FRAME SIZE IMB 5 (IM V1, IM V3) FLANGE 1, WITH KTY TEMPERATURESENSOR POWER CONNECTOR ROTATABLE ABSOLUTE ENCODERR 2048 S/R + 4096 UMDREHUNGEN MULTITURN, WITH ENDAT-SCHNITTSTELLE (ENCODER AM2048S/R) PLAIN SHAFT, TOLERANCE N; W/O HOLDING BRAKE PROTECTION CLASS IP65, | 3107 | TEM | 1 | MC | 18.301 | 1
1FK70842AF711EG2 | SIMOTICS S SYNCHRONOUS MOTOR 1FK7-CT PN=3,1 KW; UZK=600V M0=20NM (100K); NN=3000RPM; NATURAL COOLING; FRAME SIZE IMB 5 (IM V1, IM V3) FLANGE 1, WITH KTY TEMPERATURESENSOR POWER CONNECTOR ROTATABLE ABSOLUTE ENCODERR 2048 S/R + 4096 UMDREHUNGEN MULTITURN, WITH ENDAT-SCHNITTSTELLE (ENCODER AM2048S/R) PLAIN SHAFT, TOLERANCE N; W/O HOLDING BRAKE PROTECTION CLASS IP65, FLANGE ON DRIVE END IP67; | 3107 | TEM | 1 | MC | 18.301 | 1
1FK70842AF711EH0 | SIMOTICS S SYNCHRONOUS MOTOR 1FK7-CT PN=3,1 KW; UZK=600V M0=20NM (100K); NN=3000RPM; NATURAL COOLING; FRAME SIZE IMB 5 (IM V1, IM V3) FLANGE 1, WITH KTY TEMPERATURESENSOR POWER CONNECTOR ROTATABLE ABSOLUTE ENCODERR 2048 S/R + 4096 UMDREHUNGEN MULTITURN, WITH ENDAT-SCHNITTSTELLE (ENCODER AM2048S/R) PLAIN SHAFT, TOLERANCE N; WITH HOLDING BRAKE PROTECTION CLASS IP64; | 3425 | TEM | 1 | MC | 18.6 | 1
1FK70842AF711EH1 | SIMOTICS S SYNCHRONOUS MOTOR 1FK7-CT PN=3,1 KW; UZK=600V M0=20NM (100K); NN=3000RPM; NATURAL COOLING; FRAME SIZE IMB 5 (IM V1, IM V3) FLANGE 1, WITH KTY TEMPERATURESENSOR POWER CONNECTOR ROTATABLE ABSOLUTE ENCODERR 2048 S/R + 4096 UMDREHUNGEN MULTITURN, WITH ENDAT-SCHNITTSTELLE (ENCODER AM2048S/R) PLAIN SHAFT, TOLERANCE N; WITH HOLDING BRAKE PROTECTION CLASS IP65, | 3519 | TEM | 1 | MC | 18.6 | 1
1FK70842AF711EH2 | SIMOTICS S SYNCHRONOUS MOTOR 1FK7-CT PN=3,1 KW; UZK=600V M0=20NM (100K); NN=3000RPM; NATURAL COOLING; FRAME SIZE IMB 5 (IM V1, IM V3) FLANGE 1, WITH KTY TEMPERATURESENSOR POWER CONNECTOR ROTATABLE ABSOLUTE ENCODERR 2048 S/R + 4096 UMDREHUNGEN MULTITURN, WITH ENDAT-SCHNITTSTELLE (ENCODER AM2048S/R) PLAIN SHAFT, TOLERANCE N; WITH HOLDING BRAKE PROTECTION CLASS IP65, FLANGE ON DRIVE END IP67; | 3519 | TEM | 1 | MC | 18.6 | 1
1FK70842AF711FB1 | SIMOTICS S SYNCHRONOUS MOTOR 1FK7-CT PN=3,1 KW; UZK=600V M0=20NM (100K); NN=3000RPM; NATURAL COOLING; FRAME SIZE IMB 5 (IM V1, IM V3) FLANGE 1 POWER CONNECTOR ROTATABLE ABSOLUTE ENCODER 22BIT + 12 BIT MULTITURN, WITH DRIVE-CLIQ INTERFACE (ENCODER AM22DQ) SHAFT WITH FITTED KEY, TOLERANCE N; WITH HOLDING BRAKE PROTECTION CLASS IP65, | 3924 | TEM | 1 | MC | 18.6 | 1
1FK70842AF711FG1 | SIMOTICS S SYNCHRONOUS MOTOR 1FK7-CT PN=3,1 KW; UZK=600V M0=20NM (100K); NN=3000RPM; NATURAL COOLING; FRAME SIZE IMB 5 (IM V1, IM V3) FLANGE 1 POWER CONNECTOR ROTATABLE ABSOLUTE ENCODER 22BIT + 12 BIT MULTITURN, WITH DRIVE-CLIQ INTERFACE (ENCODER AM22DQ) PLAIN SHAFT, TOLERANCE N; W/O HOLDING BRAKE PROTECTION CLASS IP65, | 3426 | TEM | 1 | MC | 18.301 | 1
1FK70842AF711FH0 | SIMOTICS S SYNCHRONOUS MOTOR 1FK7-CT PN=3,1 KW; UZK=600V M0=20NM (100K); NN=3000RPM; NATURAL COOLING; FRAME SIZE IMB 5 (IM V1, IM V3) FLANGE 1 POWER CONNECTOR ROTATABLE ABSOLUTE ENCODER 22BIT + 12 BIT MULTITURN, WITH DRIVE-CLIQ INTERFACE (ENCODER AM22DQ) PLAIN SHAFT, TOLERANCE N; WITH HOLDING BRAKE PROTECTION CLASS IP64; | 3744 | TEM | 1 | MC | 18.6 | 1
1FK70842AF711KA0 | SIMOTICS S SYNCHRONOUS MOTOR 1FK7-CT PN=3,1 KW; UZK=600V M0=20NM (100K); NN=3000RPM; NATURAL COOLING; FRAME SIZE IMB 5 (IM V1, IM V3) FLANGE 1 POWER CONNECTOR ROTATABLE ABSOLUTE ENCODER 16BIT + 12BIT MULTITURN, WITH DRIVE-CLIQ INTERFACE (ENCODER AM16DQ) SHAFT WITH FITTED KEY, TOLERANCE N; W/O HOLDING BRAKE PROTECTION CLASS IP64; | 2901 | TEM | 1 | MC | 18.301 | 1
1FK70842AF711KA1 | SIMOTICS S SYNCHRONOUS MOTOR 1FK7-CT PN=3,1 KW; UZK=600V M0=20NM (100K); NN=3000RPM; NATURAL COOLING; FRAME SIZE IMB 5 (IM V1, IM V3) FLANGE 1 POWER CONNECTOR ROTATABLE ABSOLUTE ENCODER 16BIT + 12BIT MULTITURN, WITH DRIVE-CLIQ INTERFACE (ENCODER AM16DQ) SHAFT WITH FITTED KEY, TOLERANCE N; W/O HOLDING BRAKE PROTECTION CLASS IP65, | 2995 | TEM | 1 | MC | 18.301 | 1
1FK70842AF711KA2 | SIMOTICS S SYNCHRONOUS MOTOR 1FK7-CT PN=3,1 KW; UZK=600V M0=20NM (100K); NN=3000RPM; NATURAL COOLING; FRAME SIZE IMB 5 (IM V1, IM V3) FLANGE 1 POWER CONNECTOR ROTATABLE ABSOLUTE ENCODER 16BIT + 12BIT MULTITURN, WITH DRIVE-CLIQ INTERFACE (ENCODER AM16DQ) SHAFT WITH FITTED KEY, TOLERANCE N; W/O HOLDING BRAKE PROTECTION CLASS IP65, FLANGE ON DRIVE END IP67; | 2995 | TEM | 1 | MC | 18.301 | 1
1FK70842AF711KB0 | SIMOTICS S SYNCHRONOUS MOTOR 1FK7-CT PN=3,1 KW; UZK=600V M0=20NM (100K); NN=3000RPM; NATURAL COOLING; FRAME SIZE IMB 5 (IM V1, IM V3) FLANGE 1 POWER CONNECTOR ROTATABLE ABSOLUTE ENCODER 16BIT + 12BIT MULTITURN, WITH DRIVE-CLIQ INTERFACE (ENCODER AM16DQ) SHAFT WITH FITTED KEY, TOLERANCE N; WITH HOLDING BRAKE PROTECTION CLASS IP64; | 3313 | TEM | 1 | MC | 18.6 | 1
1FK70842AF711KB1 | SIMOTICS S SYNCHRONOUS MOTOR 1FK7-CT PN=3,1 KW; UZK=600V M0=20NM (100K); NN=3000RPM; NATURAL COOLING; FRAME SIZE IMB 5 (IM V1, IM V3) FLANGE 1 POWER CONNECTOR ROTATABLE ABSOLUTE ENCODER 16BIT + 12BIT MULTITURN, WITH DRIVE-CLIQ INTERFACE (ENCODER AM16DQ) SHAFT WITH FITTED KEY, TOLERANCE N; WITH HOLDING BRAKE PROTECTION CLASS IP65, | 3406 | TEM | 1 | MC | 18.6 | 1
1FK70842AF711KB2 | SIMOTICS S SYNCHRONOUS MOTOR 1FK7-CT PN=3,1 KW; UZK=600V M0=20NM (100K); NN=3000RPM; NATURAL COOLING; FRAME SIZE IMB 5 (IM V1, IM V3) FLANGE 1 POWER CONNECTOR ROTATABLE ABSOLUTE ENCODER 16BIT + 12BIT MULTITURN, WITH DRIVE-CLIQ INTERFACE (ENCODER AM16DQ) SHAFT WITH FITTED KEY, TOLERANCE N; WITH HOLDING BRAKE PROTECTION CLASS IP65, FLANGE ON DRIVE END IP67; | 3406 | TEM | 1 | MC | 18.6 | 1
1FK70842AF711KG0 | SIMOTICS S SYNCHRONOUS MOTOR 1FK7-CT PN=3,1 KW; UZK=600V M0=20NM (100K); NN=3000RPM; NATURAL COOLING; FRAME SIZE IMB 5 (IM V1, IM V3) FLANGE 1 POWER CONNECTOR ROTATABLE ABSOLUTE ENCODER 16BIT + 12BIT MULTITURN, WITH DRIVE-CLIQ INTERFACE (ENCODER AM16DQ) PLAIN SHAFT, TOLERANCE N; W/O HOLDING BRAKE PROTECTION CLASS IP64; | 2815 | TEM | 1 | MC | 18.301 | 1
1FK70842AF711KG1 | SIMOTICS S SYNCHRONOUS MOTOR 1FK7-CT PN=3,1 KW; UZK=600V M0=20NM (100K); NN=3000RPM; NATURAL COOLING; FRAME SIZE IMB 5 (IM V1, IM V3) FLANGE 1 POWER CONNECTOR ROTATABLE ABSOLUTE ENCODER 16BIT + 12BIT MULTITURN, WITH DRIVE-CLIQ INTERFACE (ENCODER AM16DQ) PLAIN SHAFT, TOLERANCE N; W/O HOLDING BRAKE PROTECTION CLASS IP65, | 2909 | TEM | 1 | MC | 18.301 | 1
1FK70842AF711KG2 | SIMOTICS S SYNCHRONOUS MOTOR 1FK7-CT PN=3,1 KW; UZK=600V M0=20NM (100K); NN=3000RPM; NATURAL COOLING; FRAME SIZE IMB 5 (IM V1, IM V3) FLANGE 1 POWER CONNECTOR ROTATABLE ABSOLUTE ENCODER 16BIT + 12BIT MULTITURN, WITH DRIVE-CLIQ INTERFACE (ENCODER AM16DQ) PLAIN SHAFT, TOLERANCE N; W/O HOLDING BRAKE PROTECTION CLASS IP65, FLANGE ON DRIVE END IP67; | 2909 | TEM | 1 | MC | 18.301 | 1
1FK70842AF711KH0 | SIMOTICS S SYNCHRONOUS MOTOR 1FK7-CT PN=3,1 KW; UZK=600V M0=20NM (100K); NN=3000RPM; NATURAL COOLING; FRAME SIZE IMB 5 (IM V1, IM V3) FLANGE 1 POWER CONNECTOR ROTATABLE ABSOLUTE ENCODER 16BIT + 12BIT MULTITURN, WITH DRIVE-CLIQ INTERFACE (ENCODER AM16DQ) PLAIN SHAFT, TOLERANCE N; WITH HOLDING BRAKE PROTECTION CLASS IP64; | 3227 | TEM | 1 | MC | 18.6 | 1
1FK70842AF711KH1 | SIMOTICS S SYNCHRONOUS MOTOR 1FK7-CT PN=3,1 KW; UZK=600V M0=20NM (100K); NN=3000RPM; NATURAL COOLING; FRAME SIZE IMB 5 (IM V1, IM V3) FLANGE 1 POWER CONNECTOR ROTATABLE ABSOLUTE ENCODER 16BIT + 12BIT MULTITURN, WITH DRIVE-CLIQ INTERFACE (ENCODER AM16DQ) PLAIN SHAFT, TOLERANCE N; WITH HOLDING BRAKE PROTECTION CLASS IP65, | 3320 | TEM | 1 | MC | 18.6 | 1
1FK70842AF711KH2 | SIMOTICS S SYNCHRONOUS MOTOR 1FK7-CT PN=3,1 KW; UZK=600V M0=20NM (100K); NN=3000RPM; NATURAL COOLING; FRAME SIZE IMB 5 (IM V1, IM V3) FLANGE 1 POWER CONNECTOR ROTATABLE ABSOLUTE ENCODER 16BIT + 12BIT MULTITURN, WITH DRIVE-CLIQ INTERFACE (ENCODER AM16DQ) PLAIN SHAFT, TOLERANCE N; WITH HOLDING BRAKE PROTECTION CLASS IP65, FLANGE ON DRIVE END IP67; | 3320 | TEM | 1 | MC | 18.6 | 1
1FK70842AF711PA0 | SIMOTICS S SYNCHRONOUS MOTOR 1FK7-CT PN=3,1 KW; UZK=600V M0=20NM (100K); NN=3000RPM; NATURAL COOLING; FRAME SIZE IMB 5 (IM V1, IM V3) FLANGE 1 POWER CONNECTOR ROTATABLE RESOLVER 2-POLE, WITH DRIVE CLIQ-INTERFACE SHAFT WITH FITTED KEY, TOLERANCE N; W/O HOLDING BRAKE PROTECTION CLASS IP64; | 2384 | TEM | 1 | MC | 18.401 | 1
1FK70842AF711PA1 | SIMOTICS S SYNCHRONOUS MOTOR 1FK7-CT PN=3,1 KW; UZK=600V M0=20NM (100K); NN=3000RPM; NATURAL COOLING; FRAME SIZE IMB 5 (IM V1, IM V3) FLANGE 1 POWER CONNECTOR ROTATABLE RESOLVER 2-POLE, WITH DRIVE CLIQ-INTERFACE SHAFT WITH FITTED KEY, TOLERANCE N; W/O HOLDING BRAKE PROTECTION CLASS IP65, | 2477 | TEM | 1 | MC | 18.401 | 1
1FK70842AF711PA2 | SIMOTICS S SYNCHRONOUS MOTOR 1FK7-CT PN=3,1 KW; UZK=600V M0=20NM (100K); NN=3000RPM; NATURAL COOLING; FRAME SIZE IMB 5 (IM V1, IM V3) FLANGE 1 POWER CONNECTOR ROTATABLE RESOLVER 2-POLE, WITH DRIVE CLIQ-INTERFACE SHAFT WITH FITTED KEY, TOLERANCE N; W/O HOLDING BRAKE PROTECTION CLASS IP65, FLANGE ON DRIVE END IP67; | 2477 | TEM | 1 | MC | 18.401 | 1
1FK70842AF711PB0 | SIMOTICS S SYNCHRONOUS MOTOR 1FK7-CT PN=3,1 KW; UZK=600V M0=20NM (100K); NN=3000RPM; NATURAL COOLING; FRAME SIZE IMB 5 (IM V1, IM V3) FLANGE 1 POWER CONNECTOR ROTATABLE RESOLVER 2-POLE, WITH DRIVE CLIQ-INTERFACE SHAFT WITH FITTED KEY, TOLERANCE N; WITH HOLDING BRAKE PROTECTION CLASS IP64; | 2795 | TEM | 1 | MC | 16.502 | 1
1FK70842AF711PB1 | SIMOTICS S SYNCHRONOUS MOTOR 1FK7-CT PN=3,1 KW; UZK=600V M0=20NM (100K); NN=3000RPM; NATURAL COOLING; FRAME SIZE IMB 5 (IM V1, IM V3) FLANGE 1 POWER CONNECTOR ROTATABLE RESOLVER 2-POLE, WITH DRIVE CLIQ-INTERFACE SHAFT WITH FITTED KEY, TOLERANCE N; WITH HOLDING BRAKE PROTECTION CLASS IP65, | 2888 | TEM | 1 | MC | 18.7 | 1
1FK70842AF711PB2 | SIMOTICS S SYNCHRONOUS MOTOR 1FK7-CT PN=3,1 KW; UZK=600V M0=20NM (100K); NN=3000RPM; NATURAL COOLING; FRAME SIZE IMB 5 (IM V1, IM V3) FLANGE 1 POWER CONNECTOR ROTATABLE RESOLVER 2-POLE, WITH DRIVE CLIQ-INTERFACE SHAFT WITH FITTED KEY, TOLERANCE N; WITH HOLDING BRAKE PROTECTION CLASS IP65, FLANGE ON DRIVE END IP67; | 2888 | TEM | 1 | MC | 18.7 | 1
1FK70842AF711PG0 | SIMOTICS S SYNCHRONOUS MOTOR 1FK7-CT PN=3,1 KW; UZK=600V M0=20NM (100K); NN=3000RPM; NATURAL COOLING; FRAME SIZE IMB 5 (IM V1, IM V3) FLANGE 1 POWER CONNECTOR ROTATABLE RESOLVER 2-POLE, WITH DRIVE CLIQ-INTERFACE PLAIN SHAFT, TOLERANCE N; W/O HOLDING BRAKE PROTECTION CLASS IP64; | 2297 | TEM | 1 | MC | 18.401 | 1
1FK70842AF711PG1 | SIMOTICS S SYNCHRONOUS MOTOR 1FK7-CT PN=3,1 KW; UZK=600V M0=20NM (100K); NN=3000RPM; NATURAL COOLING; FRAME SIZE IMB 5 (IM V1, IM V3) FLANGE 1 POWER CONNECTOR ROTATABLE RESOLVER 2-POLE, WITH DRIVE CLIQ-INTERFACE PLAIN SHAFT, TOLERANCE N; W/O HOLDING BRAKE PROTECTION CLASS IP65, | 2391 | TEM | 1 | MC | 18.401 | 1
1FK70842AF711PG2 | SIMOTICS S SYNCHRONOUS MOTOR 1FK7-CT PN=3,1 KW; UZK=600V M0=20NM (100K); NN=3000RPM; NATURAL COOLING; FRAME SIZE IMB 5 (IM V1, IM V3) FLANGE 1 POWER CONNECTOR ROTATABLE RESOLVER 2-POLE, WITH DRIVE CLIQ-INTERFACE PLAIN SHAFT, TOLERANCE N; W/O HOLDING BRAKE PROTECTION CLASS IP65, FLANGE ON DRIVE END IP67; | 2391 | TEM | 1 | MC | 18.401 | 1
1FK70842AF711PH0 | SIMOTICS S SYNCHRONOUS MOTOR 1FK7-CT PN=3,1 KW; UZK=600V M0=20NM (100K); NN=3000RPM; NATURAL COOLING; FRAME SIZE IMB 5 (IM V1, IM V3) FLANGE 1 POWER CONNECTOR ROTATABLE RESOLVER 2-POLE, WITH DRIVE CLIQ-INTERFACE PLAIN SHAFT, TOLERANCE N; WITH HOLDING BRAKE PROTECTION CLASS IP64; | 2709 | TEM | 1 | MC | 18.7 | 1
1FK70842AF711PH1 | SIMOTICS S SYNCHRONOUS MOTOR 1FK7-CT PN=3,1 KW; UZK=600V M0=20NM (100K); NN=3000RPM; NATURAL COOLING; FRAME SIZE IMB 5 (IM V1, IM V3) FLANGE 1 POWER CONNECTOR ROTATABLE RESOLVER 2-POLE, WITH DRIVE CLIQ-INTERFACE PLAIN SHAFT, TOLERANCE N; WITH HOLDING BRAKE PROTECTION CLASS IP65, | 2802 | TEM | 1 | MC | 18.7 | 1
1FK70842AF711PH2 | SIMOTICS S SYNCHRONOUS MOTOR 1FK7-CT PN=3,1 KW; UZK=600V M0=20NM (100K); NN=3000RPM; NATURAL COOLING; FRAME SIZE IMB 5 (IM V1, IM V3) FLANGE 1 POWER CONNECTOR ROTATABLE RESOLVER 2-POLE, WITH DRIVE CLIQ-INTERFACE PLAIN SHAFT, TOLERANCE N; WITH HOLDING BRAKE PROTECTION CLASS IP65, FLANGE ON DRIVE END IP67; | 2802 | TEM | 1 | MC | 18.7 | 1
1FK70842AF711QA0 | SIMOTICS S SYNCHRONOUS MOTOR 1FK7-CT PN=3,1 KW; UZK=600V M0=20NM (100K); NN=3000RPM; NATURAL COOLING; FRAME SIZE IMB 5 (IM V1, IM V3) FLANGE 1 POWER CONNECTOR ROTATABLE ABSOLUTE ENCODER SINGLETURN 20 BIT WITH DRIVE-CLIQ INTERFACE (ENCODER AS20DQI) SHAFT WITH FITTED KEY, TOLERANCE N; W/O HOLDING BRAKE PROTECTION CLASS IP64; | 2487 | TEM | 1 | MC | 18.301 | 1
1FK70842AF711QA1 | SIMOTICS S SYNCHRONOUS MOTOR 1FK7-CT PN=3,1 KW; UZK=600V M0=20NM (100K); NN=3000RPM; NATURAL COOLING; FRAME SIZE IMB 5 (IM V1, IM V3) FLANGE 1 POWER CONNECTOR ROTATABLE ABSOLUTE ENCODER SINGLETURN 20 BIT WITH DRIVE-CLIQ INTERFACE (ENCODER AS20DQI) SHAFT WITH FITTED KEY, TOLERANCE N; W/O HOLDING BRAKE PROTECTION CLASS IP65, | 2580 | TEM | 1 | MC | 18.301 | 1
1FK70842AF711QA2 | SIMOTICS S SYNCHRONOUS MOTOR 1FK7-CT PN=3,1 KW; UZK=600V M0=20NM (100K); NN=3000RPM; NATURAL COOLING; FRAME SIZE IMB 5 (IM V1, IM V3) FLANGE 1 POWER CONNECTOR ROTATABLE ABSOLUTE ENCODER SINGLETURN 20 BIT WITH DRIVE-CLIQ INTERFACE (ENCODER AS20DQI) SHAFT WITH FITTED KEY, TOLERANCE N; W/O HOLDING BRAKE PROTECTION CLASS IP65, FLANGE ON DRIVE END IP67; | 2580 | TEM | 1 | MC | 18.301 | 1
1FK70842AF711QB0 | SIMOTICS S SYNCHRONOUS MOTOR 1FK7-CT PN=3,1 KW; UZK=600V M0=20NM (100K); NN=3000RPM; NATURAL COOLING; FRAME SIZE IMB 5 (IM V1, IM V3) FLANGE 1 POWER CONNECTOR ROTATABLE ABSOLUTE ENCODER SINGLETURN 20 BIT WITH DRIVE-CLIQ INTERFACE (ENCODER AS20DQI) SHAFT WITH FITTED KEY, TOLERANCE N; WITH HOLDING BRAKE PROTECTION CLASS IP64; | 2898 | TEM | 1 | MC | 18.6 | 1
1FK70842AF711QB1 | SIMOTICS S SYNCHRONOUS MOTOR 1FK7-CT PN=3,1 KW; UZK=600V M0=20NM (100K); NN=3000RPM; NATURAL COOLING; FRAME SIZE IMB 5 (IM V1, IM V3) FLANGE 1 POWER CONNECTOR ROTATABLE ABSOLUTE ENCODER SINGLETURN 20 BIT WITH DRIVE-CLIQ INTERFACE (ENCODER AS20DQI) SHAFT WITH FITTED KEY, TOLERANCE N; WITH HOLDING BRAKE PROTECTION CLASS IP65, | 2991 | TEM | 1 | MC | 18.6 | 1
1FK70842AF711QB2 | SIMOTICS S SYNCHRONOUS MOTOR 1FK7-CT PN=3,1 KW; UZK=600V M0=20NM (100K); NN=3000RPM; NATURAL COOLING; FRAME SIZE IMB 5 (IM V1, IM V3) FLANGE 1 POWER CONNECTOR ROTATABLE ABSOLUTE ENCODER SINGLETURN 20 BIT WITH DRIVE-CLIQ INTERFACE (ENCODER AS20DQI) SHAFT WITH FITTED KEY, TOLERANCE N; WITH HOLDING BRAKE PROTECTION CLASS IP65, FLANGE ON DRIVE END IP67; | 2991 | TEM | 1 | MC | 18.6 | 1
1FK70842AF711QG0 | SIMOTICS S SYNCHRONOUS MOTOR 1FK7-CT PN=3,1 KW; UZK=600V M0=20NM (100K); NN=3000RPM; NATURAL COOLING; FRAME SIZE IMB 5 (IM V1, IM V3) FLANGE 1 POWER CONNECTOR ROTATABLE ABSOLUTE ENCODER SINGLETURN 20 BIT WITH DRIVE-CLIQ INTERFACE (ENCODER AS20DQI) PLAIN SHAFT, TOLERANCE N; W/O HOLDING BRAKE PROTECTION CLASS IP64; | 2400 | TEM | 1 | MC | 18.301 | 1
1FK70842AF711QG1 | SIMOTICS S SYNCHRONOUS MOTOR 1FK7-CT PN=3,1 KW; UZK=600V M0=20NM (100K); NN=3000RPM; NATURAL COOLING; FRAME SIZE IMB 5 (IM V1, IM V3) FLANGE 1 POWER CONNECTOR ROTATABLE ABSOLUTE ENCODER SINGLETURN 20 BIT WITH DRIVE-CLIQ INTERFACE (ENCODER AS20DQI) PLAIN SHAFT, TOLERANCE N; W/O HOLDING BRAKE PROTECTION CLASS IP65, | 2494 | TEM | 1 | MC | 18.301 | 1
1FK70842AF711QG2 | SIMOTICS S SYNCHRONOUS MOTOR 1FK7-CT PN=3,1 KW; UZK=600V M0=20NM (100K); NN=3000RPM; NATURAL COOLING; FRAME SIZE IMB 5 (IM V1, IM V3) FLANGE 1 POWER CONNECTOR ROTATABLE ABSOLUTE ENCODER SINGLETURN 20 BIT WITH DRIVE-CLIQ INTERFACE (ENCODER AS20DQI) PLAIN SHAFT, TOLERANCE N; W/O HOLDING BRAKE PROTECTION CLASS IP65, FLANGE ON DRIVE END IP67; | 2494 | TEM | 1 | MC | 18.301 | 1
1FK70842AF711QH0 | SIMOTICS S SYNCHRONOUS MOTOR 1FK7-CT PN=3,1 KW; UZK=600V M0=20NM (100K); NN=3000RPM; NATURAL COOLING; FRAME SIZE IMB 5 (IM V1, IM V3) FLANGE 1 POWER CONNECTOR ROTATABLE ABSOLUTE ENCODER SINGLETURN 20 BIT WITH DRIVE-CLIQ INTERFACE (ENCODER AS20DQI) PLAIN SHAFT, TOLERANCE N; WITH HOLDING BRAKE PROTECTION CLASS IP64; | 2812 | TEM | 1 | MC | 18.6 | 1
1FK70842AF711QH1 | SIMOTICS S SYNCHRONOUS MOTOR 1FK7-CT PN=3,1 KW; UZK=600V M0=20NM (100K); NN=3000RPM; NATURAL COOLING; FRAME SIZE IMB 5 (IM V1, IM V3) FLANGE 1 POWER CONNECTOR ROTATABLE ABSOLUTE ENCODER SINGLETURN 20 BIT WITH DRIVE-CLIQ INTERFACE (ENCODER AS20DQI) PLAIN SHAFT, TOLERANCE N; WITH HOLDING BRAKE PROTECTION CLASS IP65, | 2905 | TEM | 1 | MC | 18.6 | 1
1FK70842AF711QH2 | SIMOTICS S SYNCHRONOUS MOTOR 1FK7-CT PN=3,1 KW; UZK=600V M0=20NM (100K); NN=3000RPM; NATURAL COOLING; FRAME SIZE IMB 5 (IM V1, IM V3) FLANGE 1 POWER CONNECTOR ROTATABLE ABSOLUTE ENCODER SINGLETURN 20 BIT WITH DRIVE-CLIQ INTERFACE (ENCODER AS20DQI) PLAIN SHAFT, TOLERANCE N; WITH HOLDING BRAKE PROTECTION CLASS IP65, FLANGE ON DRIVE END IP67; | 2905 | TEM | 1 | MC | 18.6 | 1
1FK70842AF711RA0 | SIMOTICS S SYNCHRONOUS MOTOR 1FK7-CT PN=3,1 KW; UZK=600V M0=20NM (100K); NN=3000RPM; NATURAL COOLING; FRAME SIZE IMB 5 (IM V1, IM V3) FLANGE 1 POWER CONNECTOR ROTATABLE ABSOLUTE ENCODER 20 BIT + 12 BIT MULTITURN WITH DRIVE-CLIQ INTERFACE (ENCODER AM20DQI) SHAFT WITH FITTED KEY, TOLERANCE N; W/O HOLDING BRAKE PROTECTION CLASS IP64; | 2861 | TEM | 1 | MC | 18.301 | 1
1FK70842AF711RA1 | SIMOTICS S SYNCHRONOUS MOTOR 1FK7-CT PN=3,1 KW; UZK=600V M0=20NM (100K); NN=3000RPM; NATURAL COOLING; FRAME SIZE IMB 5 (IM V1, IM V3) FLANGE 1 POWER CONNECTOR ROTATABLE ABSOLUTE ENCODER 20 BIT + 12 BIT MULTITURN WITH DRIVE-CLIQ INTERFACE (ENCODER AM20DQI) SHAFT WITH FITTED KEY, TOLERANCE N; W/O HOLDING BRAKE PROTECTION CLASS IP65, | 2954 | TEM | 1 | MC | 18.301 | 1
1FK70842AF711RA2 | SIMOTICS S SYNCHRONOUS MOTOR 1FK7-CT PN=3,1 KW; UZK=600V M0=20NM (100K); NN=3000RPM; NATURAL COOLING; FRAME SIZE IMB 5 (IM V1, IM V3) FLANGE 1 POWER CONNECTOR ROTATABLE ABSOLUTE ENCODER 20 BIT + 12 BIT MULTITURN WITH DRIVE-CLIQ INTERFACE (ENCODER AM20DQI) SHAFT WITH FITTED KEY, TOLERANCE N; W/O HOLDING BRAKE PROTECTION CLASS IP65, FLANGE ON DRIVE END IP67; | 2954 | TEM | 1 | MC | 18.301 | 1
1FK70842AF711RB0 | SIMOTICS S SYNCHRONOUS MOTOR 1FK7-CT PN=3,1 KW; UZK=600V M0=20NM (100K); NN=3000RPM; NATURAL COOLING; FRAME SIZE IMB 5 (IM V1, IM V3) FLANGE 1 POWER CONNECTOR ROTATABLE ABSOLUTE ENCODER 20 BIT + 12 BIT MULTITURN WITH DRIVE-CLIQ INTERFACE (ENCODER AM20DQI) SHAFT WITH FITTED KEY, TOLERANCE N; WITH HOLDING BRAKE PROTECTION CLASS IP64; | 3272 | TEM | 1 | MC | 18.6 | 1
1FK70842AF711RB1 | SIMOTICS S SYNCHRONOUS MOTOR 1FK7-CT PN=3,1 KW; UZK=600V M0=20NM (100K); NN=3000RPM; NATURAL COOLING; FRAME SIZE IMB 5 (IM V1, IM V3) FLANGE 1 POWER CONNECTOR ROTATABLE ABSOLUTE ENCODER 20 BIT + 12 BIT MULTITURN WITH DRIVE-CLIQ INTERFACE (ENCODER AM20DQI) SHAFT WITH FITTED KEY, TOLERANCE N; WITH HOLDING BRAKE PROTECTION CLASS IP65, | 3365 | TEM | 1 | MC | 18.6 | 1
1FK70842AF711RB2 | SIMOTICS S SYNCHRONOUS MOTOR 1FK7-CT PN=3,1 KW; UZK=600V M0=20NM (100K); NN=3000RPM; NATURAL COOLING; FRAME SIZE IMB 5 (IM V1, IM V3) FLANGE 1 POWER CONNECTOR ROTATABLE ABSOLUTE ENCODER 20 BIT + 12 BIT MULTITURN WITH DRIVE-CLIQ INTERFACE (ENCODER AM20DQI) SHAFT WITH FITTED KEY, TOLERANCE N; WITH HOLDING BRAKE PROTECTION CLASS IP65, FLANGE ON DRIVE END IP67; | 3365 | TEM | 1 | MC | 18.6 | 1
1FK70842AF711RG0 | SIMOTICS S SYNCHRONOUS MOTOR 1FK7-CT PN=3,1 KW; UZK=600V M0=20NM (100K); NN=3000RPM; NATURAL COOLING; FRAME SIZE IMB 5 (IM V1, IM V3) FLANGE 1 POWER CONNECTOR ROTATABLE ABSOLUTE ENCODER 20 BIT + 12 BIT MULTITURN WITH DRIVE-CLIQ INTERFACE (ENCODER AM20DQI) PLAIN SHAFT, TOLERANCE N; W/O HOLDING BRAKE PROTECTION CLASS IP64; | 2774 | TEM | 1 | MC | 18.301 | 1
1FK70842AF711RG1 | SIMOTICS S SYNCHRONOUS MOTOR 1FK7-CT PN=3,1 KW; UZK=600V M0=20NM (100K); NN=3000RPM; NATURAL COOLING; FRAME SIZE IMB 5 (IM V1, IM V3) FLANGE 1 POWER CONNECTOR ROTATABLE ABSOLUTE ENCODER 20 BIT + 12 BIT MULTITURN WITH DRIVE-CLIQ INTERFACE (ENCODER AM20DQI) PLAIN SHAFT, TOLERANCE N; W/O HOLDING BRAKE PROTECTION CLASS IP65, | 2868 | TEM | 1 | MC | 18.301 | 1
1FK70842AF711RG2 | SIMOTICS S SYNCHRONOUS MOTOR 1FK7-CT PN=3,1 KW; UZK=600V M0=20NM (100K); NN=3000RPM; NATURAL COOLING; FRAME SIZE IMB 5 (IM V1, IM V3) FLANGE 1 POWER CONNECTOR ROTATABLE ABSOLUTE ENCODER 20 BIT + 12 BIT MULTITURN WITH DRIVE-CLIQ INTERFACE (ENCODER AM20DQI) PLAIN SHAFT, TOLERANCE N; W/O HOLDING BRAKE PROTECTION CLASS IP65, FLANGE ON DRIVE END IP67; | 2868 | TEM | 1 | MC | 18.301 | 1
1FK70842AF711RH0 | SIMOTICS S SYNCHRONOUS MOTOR 1FK7-CT PN=3,1 KW; UZK=600V M0=20NM (100K); NN=3000RPM; NATURAL COOLING; FRAME SIZE IMB 5 (IM V1, IM V3) FLANGE 1 POWER CONNECTOR ROTATABLE ABSOLUTE ENCODER 20 BIT + 12 BIT MULTITURN WITH DRIVE-CLIQ INTERFACE (ENCODER AM20DQI) PLAIN SHAFT, TOLERANCE N; WITH HOLDING BRAKE PROTECTION CLASS IP64; | 3186 | TEM | 1 | MC | 18.6 | 1
1FK70842AF711RH1 | SIMOTICS S SYNCHRONOUS MOTOR 1FK7-CT PN=3,1 KW; UZK=600V M0=20NM (100K); NN=3000RPM; NATURAL COOLING; FRAME SIZE IMB 5 (IM V1, IM V3) FLANGE 1 POWER CONNECTOR ROTATABLE ABSOLUTE ENCODER 20 BIT + 12 BIT MULTITURN WITH DRIVE-CLIQ INTERFACE (ENCODER AM20DQI) PLAIN SHAFT, TOLERANCE N; WITH HOLDING BRAKE PROTECTION CLASS IP65, | 3279 | TEM | 1 | MC | 18.6 | 1
1FK70842AF711RH2 | SIMOTICS S SYNCHRONOUS MOTOR 1FK7-CT PN=3,1 KW; UZK=600V M0=20NM (100K); NN=3000RPM; NATURAL COOLING; FRAME SIZE IMB 5 (IM V1, IM V3) FLANGE 1 POWER CONNECTOR ROTATABLE ABSOLUTE ENCODER 20 BIT + 12 BIT MULTITURN WITH DRIVE-CLIQ INTERFACE (ENCODER AM20DQI) PLAIN SHAFT, TOLERANCE N; WITH HOLDING BRAKE PROTECTION CLASS IP65, FLANGE ON DRIVE END IP67; | 3279 | TEM | 1 | MC | 18.6 | 1
1FK70842AF711SA0 | SIMOTICS S SYNCHRONOUS MOTOR 1FK7-CT PN=3,1 KW; UZK=600V M0=20NM (100K); NN=3000RPM; NATURAL COOLING; FRAME SIZE IMB 5 (IM V1, IM V3) FLANGE 1, WITH KTY TEMPERATURESENSOR POWER CONNECTOR ROTATABLE RESOLVER MULTI-POLE (RESOLVER P=4); SHAFT WITH FITTED KEY, TOLERANCE N; W/O HOLDING BRAKE PROTECTION CLASS IP64; | 2142 | TEM | 1 | MC | 18.302 | 1
1FK70842AF711SA1 | SIMOTICS S SYNCHRONOUS MOTOR 1FK7-CT PN=3,1 KW; UZK=600V M0=20NM (100K); NN=3000RPM; NATURAL COOLING; FRAME SIZE IMB 5 (IM V1, IM V3) FLANGE 1, WITH KTY TEMPERATURESENSOR POWER CONNECTOR ROTATABLE RESOLVER MULTI-POLE (RESOLVER P=4); SHAFT WITH FITTED KEY, TOLERANCE N; W/O HOLDING BRAKE PROTECTION CLASS IP65, | 2236 | TEM | 1 | MC | 18.302 | 1
1FK70842AF711SA2 | SIMOTICS S SYNCHRONOUS MOTOR 1FK7-CT PN=3,1 KW; UZK=600V M0=20NM (100K); NN=3000RPM; NATURAL COOLING; FRAME SIZE IMB 5 (IM V1, IM V3) FLANGE 1, WITH KTY TEMPERATURESENSOR POWER CONNECTOR ROTATABLE RESOLVER MULTI-POLE (RESOLVER P=4); SHAFT WITH FITTED KEY, TOLERANCE N; W/O HOLDING BRAKE PROTECTION CLASS IP65, FLANGE ON DRIVE END IP67; | 2236 | TEM | 1 | MC | 18.302 | 1
1FK70842AF711SB0 | SIMOTICS S SYNCHRONOUS MOTOR 1FK7-CT PN=3,1 KW; UZK=600V M0=20NM (100K); NN=3000RPM; NATURAL COOLING; FRAME SIZE IMB 5 (IM V1, IM V3) FLANGE 1, WITH KTY TEMPERATURESENSOR POWER CONNECTOR ROTATABLE RESOLVER MULTI-POLE (RESOLVER P=4); SHAFT WITH FITTED KEY, TOLERANCE N; WITH HOLDING BRAKE PROTECTION CLASS IP64; | 2554 | TEM | 1 | MC | 18.601 | 1
1FK70842AF711SB1 | SIMOTICS S SYNCHRONOUS MOTOR 1FK7-CT PN=3,1 KW; UZK=600V M0=20NM (100K); NN=3000RPM; NATURAL COOLING; FRAME SIZE IMB 5 (IM V1, IM V3) FLANGE 1, WITH KTY TEMPERATURESENSOR POWER CONNECTOR ROTATABLE RESOLVER MULTI-POLE (RESOLVER P=4); SHAFT WITH FITTED KEY, TOLERANCE N; WITH HOLDING BRAKE PROTECTION CLASS IP65, | 2647 | TEM | 1 | MC | 18.601 | 1
1FK70842AF711SB2 | SIMOTICS S SYNCHRONOUS MOTOR 1FK7-CT PN=3,1 KW; UZK=600V M0=20NM (100K); NN=3000RPM; NATURAL COOLING; FRAME SIZE IMB 5 (IM V1, IM V3) FLANGE 1, WITH KTY TEMPERATURESENSOR POWER CONNECTOR ROTATABLE RESOLVER MULTI-POLE (RESOLVER P=4); SHAFT WITH FITTED KEY, TOLERANCE N; WITH HOLDING BRAKE PROTECTION CLASS IP65, FLANGE ON DRIVE END IP67; | 2647 | TEM | 1 | MC | 18.601 | 1
1FK70842AF711SG0 | SIMOTICS S SYNCHRONOUS MOTOR 1FK7-CT PN=3,1 KW; UZK=600V M0=20NM (100K); NN=3000RPM; NATURAL COOLING; FRAME SIZE IMB 5 (IM V1, IM V3) FLANGE 1, WITH KTY TEMPERATURESENSOR POWER CONNECTOR ROTATABLE RESOLVER MULTI-POLE (RESOLVER P=4); PLAIN SHAFT, TOLERANCE N; W/O HOLDING BRAKE PROTECTION CLASS IP64; | 2056 | TEM | 1 | MC | 18.302 | 1
1FK70842AF711SG1 | SIMOTICS S SYNCHRONOUS MOTOR 1FK7-CT PN=3,1 KW; UZK=600V M0=20NM (100K); NN=3000RPM; NATURAL COOLING; FRAME SIZE IMB 5 (IM V1, IM V3) FLANGE 1, WITH KTY TEMPERATURESENSOR POWER CONNECTOR ROTATABLE RESOLVER MULTI-POLE (RESOLVER P=4); PLAIN SHAFT, TOLERANCE N; W/O HOLDING BRAKE PROTECTION CLASS IP65, | 2150 | TEM | 1 | MC | 18.302 | 1
1FK70842AF711SG2 | SIMOTICS S SYNCHRONOUS MOTOR 1FK7-CT PN=3,1 KW; UZK=600V M0=20NM (100K); NN=3000RPM; NATURAL COOLING; FRAME SIZE IMB 5 (IM V1, IM V3) FLANGE 1, WITH KTY TEMPERATURESENSOR POWER CONNECTOR ROTATABLE RESOLVER MULTI-POLE (RESOLVER P=4); PLAIN SHAFT, TOLERANCE N; W/O HOLDING BRAKE PROTECTION CLASS IP65, FLANGE ON DRIVE END IP67; | 2150 | TEM | 1 | MC | 18.302 | 1
1FK70842AF711SH0 | SIMOTICS S SYNCHRONOUS MOTOR 1FK7-CT PN=3,1 KW; UZK=600V M0=20NM (100K); NN=3000RPM; NATURAL COOLING; FRAME SIZE IMB 5 (IM V1, IM V3) FLANGE 1, WITH KTY TEMPERATURESENSOR POWER CONNECTOR ROTATABLE RESOLVER MULTI-POLE (RESOLVER P=4); PLAIN SHAFT, TOLERANCE N; WITH HOLDING BRAKE PROTECTION CLASS IP64; | 2468 | TEM | 1 | MC | 18.601 | 1
1FK70842AF711SH1 | SIMOTICS S SYNCHRONOUS MOTOR 1FK7-CT PN=3,1 KW; UZK=600V M0=20NM (100K); NN=3000RPM; NATURAL COOLING; FRAME SIZE IMB 5 (IM V1, IM V3) FLANGE 1, WITH KTY TEMPERATURESENSOR POWER CONNECTOR ROTATABLE RESOLVER MULTI-POLE (RESOLVER P=4); PLAIN SHAFT, TOLERANCE N; WITH HOLDING BRAKE PROTECTION CLASS IP65, | 2561 | TEM | 1 | MC | 18.601 | 1
1FK70842AF711SH2 | SIMOTICS S SYNCHRONOUS MOTOR 1FK7-CT PN=3,1 KW; UZK=600V M0=20NM (100K); NN=3000RPM; NATURAL COOLING; FRAME SIZE IMB 5 (IM V1, IM V3) FLANGE 1, WITH KTY TEMPERATURESENSOR POWER CONNECTOR ROTATABLE RESOLVER MULTI-POLE (RESOLVER P=4); PLAIN SHAFT, TOLERANCE N; WITH HOLDING BRAKE PROTECTION CLASS IP65, FLANGE ON DRIVE END IP67; | 2561 | TEM | 1 | MC | 18.601 | 1
1FK70842AF711TA0 | SIMOTICS S SYNCHRONOUS MOTOR 1FK7-CT PN=3,1 KW; UZK=600V M0=20NM (100K); NN=3000RPM; NATURAL COOLING; FRAME SIZE IMB 5 (IM V1, IM V3) FLANGE 1, WITH KTY TEMPERATURESENSOR POWER CONNECTOR ROTATABLE RESOLVER 2-POLE (RESOLVER P=1); SHAFT WITH FITTED KEY, TOLERANCE N; W/O HOLDING BRAKE PROTECTION CLASS IP64; | 2142 | TEM | 1 | MC | 18.302 | 1
1FK70842AF711TA1 | SIMOTICS S SYNCHRONOUS MOTOR 1FK7-CT PN=3,1 KW; UZK=600V M0=20NM (100K); NN=3000RPM; NATURAL COOLING; FRAME SIZE IMB 5 (IM V1, IM V3) FLANGE 1, WITH KTY TEMPERATURESENSOR POWER CONNECTOR ROTATABLE RESOLVER 2-POLE (RESOLVER P=1); SHAFT WITH FITTED KEY, TOLERANCE N; W/O HOLDING BRAKE PROTECTION CLASS IP65, | 2236 | TEM | 1 | MC | 18.302 | 1
1FK70842AF711TA2 | SIMOTICS S SYNCHRONOUS MOTOR 1FK7-CT PN=3,1 KW; UZK=600V M0=20NM (100K); NN=3000RPM; NATURAL COOLING; FRAME SIZE IMB 5 (IM V1, IM V3) FLANGE 1, WITH KTY TEMPERATURESENSOR POWER CONNECTOR ROTATABLE RESOLVER 2-POLE (RESOLVER P=1); SHAFT WITH FITTED KEY, TOLERANCE N; W/O HOLDING BRAKE PROTECTION CLASS IP65, FLANGE ON DRIVE END IP67; | 2236 | TEM | 1 | MC | 18.302 | 1
1FK70842AF711TB0 | SIMOTICS S SYNCHRONOUS MOTOR 1FK7-CT PN=3,1 KW; UZK=600V M0=20NM (100K); NN=3000RPM; NATURAL COOLING; FRAME SIZE IMB 5 (IM V1, IM V3) FLANGE 1, WITH KTY TEMPERATURESENSOR POWER CONNECTOR ROTATABLE RESOLVER 2-POLE (RESOLVER P=1); SHAFT WITH FITTED KEY, TOLERANCE N; WITH HOLDING BRAKE PROTECTION CLASS IP64; | 2554 | TEM | 1 | MC | 18.601 | 1
1FK70842AF711TB1 | SIMOTICS S SYNCHRONOUS MOTOR 1FK7-CT PN=3,1 KW; UZK=600V M0=20NM (100K); NN=3000RPM; NATURAL COOLING; FRAME SIZE IMB 5 (IM V1, IM V3) FLANGE 1, WITH KTY TEMPERATURESENSOR POWER CONNECTOR ROTATABLE RESOLVER 2-POLE (RESOLVER P=1); SHAFT WITH FITTED KEY, TOLERANCE N; WITH HOLDING BRAKE PROTECTION CLASS IP65, | 2647 | TEM | 1 | MC | 18.601 | 1
1FK70842AF711TB2 | SIMOTICS S SYNCHRONOUS MOTOR 1FK7-CT PN=3,1 KW; UZK=600V M0=20NM (100K); NN=3000RPM; NATURAL COOLING; FRAME SIZE IMB 5 (IM V1, IM V3) FLANGE 1, WITH KTY TEMPERATURESENSOR POWER CONNECTOR ROTATABLE RESOLVER 2-POLE (RESOLVER P=1); SHAFT WITH FITTED KEY, TOLERANCE N; WITH HOLDING BRAKE PROTECTION CLASS IP65, FLANGE ON DRIVE END IP67; | 2647 | TEM | 1 | MC | 18.601 | 1
1FK70842AF711TG0 | SIMOTICS S SYNCHRONOUS MOTOR 1FK7-CT PN=3,1 KW; UZK=600V M0=20NM (100K); NN=3000RPM; NATURAL COOLING; FRAME SIZE IMB 5 (IM V1, IM V3) FLANGE 1, WITH KTY TEMPERATURESENSOR POWER CONNECTOR ROTATABLE RESOLVER 2-POLE (RESOLVER P=1); PLAIN SHAFT, TOLERANCE N; W/O HOLDING BRAKE PROTECTION CLASS IP64; | 2056 | TEM | 1 | MC | 18.302 | 1
1FK70842AF711TG1 | SIMOTICS S SYNCHRONOUS MOTOR 1FK7-CT PN=3,1 KW; UZK=600V M0=20NM (100K); NN=3000RPM; NATURAL COOLING; FRAME SIZE IMB 5 (IM V1, IM V3) FLANGE 1, WITH KTY TEMPERATURESENSOR POWER CONNECTOR ROTATABLE RESOLVER 2-POLE (RESOLVER P=1); PLAIN SHAFT, TOLERANCE N; W/O HOLDING BRAKE PROTECTION CLASS IP65, | 2150 | TEM | 1 | MC | 18.302 | 1
1FK70842AF711TG2 | SIMOTICS S SYNCHRONOUS MOTOR 1FK7-CT PN=3,1 KW; UZK=600V M0=20NM (100K); NN=3000RPM; NATURAL COOLING; FRAME SIZE IMB 5 (IM V1, IM V3) FLANGE 1, WITH KTY TEMPERATURESENSOR POWER CONNECTOR ROTATABLE RESOLVER 2-POLE (RESOLVER P=1); PLAIN SHAFT, TOLERANCE N; W/O HOLDING BRAKE PROTECTION CLASS IP65, FLANGE ON DRIVE END IP67; | 2150 | TEM | 1 | MC | 18.302 | 1
1FK70842AF711TH0 | SIMOTICS S SYNCHRONOUS MOTOR 1FK7-CT PN=3,1 KW; UZK=600V M0=20NM (100K); NN=3000RPM; NATURAL COOLING; FRAME SIZE IMB 5 (IM V1, IM V3) FLANGE 1, WITH KTY TEMPERATURESENSOR POWER CONNECTOR ROTATABLE RESOLVER 2-POLE (RESOLVER P=1); PLAIN SHAFT, TOLERANCE N; WITH HOLDING BRAKE PROTECTION CLASS IP64; | 2468 | TEM | 1 | MC | 18.601 | 1
1FK70842AF711TH1 | SIMOTICS S SYNCHRONOUS MOTOR 1FK7-CT PN=3,1 KW; UZK=600V M0=20NM (100K); NN=3000RPM; NATURAL COOLING; FRAME SIZE IMB 5 (IM V1, IM V3) FLANGE 1, WITH KTY TEMPERATURESENSOR POWER CONNECTOR ROTATABLE RESOLVER 2-POLE (RESOLVER P=1); PLAIN SHAFT, TOLERANCE N; WITH HOLDING BRAKE PROTECTION CLASS IP65, | 2561 | TEM | 1 | MC | 18.601 | 1
1FK70842AF711TH2 | SIMOTICS S SYNCHRONOUS MOTOR 1FK7-CT PN=3,1 KW; UZK=600V M0=20NM (100K); NN=3000RPM; NATURAL COOLING; FRAME SIZE IMB 5 (IM V1, IM V3) FLANGE 1, WITH KTY TEMPERATURESENSOR POWER CONNECTOR ROTATABLE RESOLVER 2-POLE (RESOLVER P=1); PLAIN SHAFT, TOLERANCE N; WITH HOLDING BRAKE PROTECTION CLASS IP65, FLANGE ON DRIVE END IP67; | 2561 | TEM | 1 | MC | 18.601 | 1
1FK70842AF711UA0 | SIMOTICS S SYNCHRONOUS MOTOR 1FK7-CT PN=3,1 KW; UZK=600V M0=20NM (100K); NN=3000RPM; NATURAL COOLING; FRAME SIZE IMB 5 (IM V1, IM V3) FLANGE 1 POWER CONNECTOR ROTATABLE RESOLVER MULTI-POLE WITH DRIVE-CLIQ INTERFACE; SHAFT WITH FITTED KEY, TOLERANCE N; W/O HOLDING BRAKE PROTECTION CLASS IP64; | 2384 | TEM | 1 | MC | 18.302 | 1
1FK70842AF711UA1 | SIMOTICS S SYNCHRONOUS MOTOR 1FK7-CT PN=3,1 KW; UZK=600V M0=20NM (100K); NN=3000RPM; NATURAL COOLING; FRAME SIZE IMB 5 (IM V1, IM V3) FLANGE 1 POWER CONNECTOR ROTATABLE RESOLVER MULTI-POLE WITH DRIVE-CLIQ INTERFACE; SHAFT WITH FITTED KEY, TOLERANCE N; W/O HOLDING BRAKE PROTECTION CLASS IP65, | 2477 | TEM | 1 | MC | 18.302 | 1
1FK70842AF711UA2 | SIMOTICS S SYNCHRONOUS MOTOR 1FK7-CT PN=3,1 KW; UZK=600V M0=20NM (100K); NN=3000RPM; NATURAL COOLING; FRAME SIZE IMB 5 (IM V1, IM V3) FLANGE 1 POWER CONNECTOR ROTATABLE RESOLVER MULTI-POLE WITH DRIVE-CLIQ INTERFACE; SHAFT WITH FITTED KEY, TOLERANCE N; W/O HOLDING BRAKE PROTECTION CLASS IP65, FLANGE ON DRIVE END IP67; | 2477 | TEM | 1 | MC | 18.302 | 1
1FK70842AF711UB0 | SIMOTICS S SYNCHRONOUS MOTOR 1FK7-CT PN=3,1 KW; UZK=600V M0=20NM (100K); NN=3000RPM; NATURAL COOLING; FRAME SIZE IMB 5 (IM V1, IM V3) FLANGE 1 POWER CONNECTOR ROTATABLE RESOLVER MULTI-POLE WITH DRIVE-CLIQ INTERFACE; SHAFT WITH FITTED KEY, TOLERANCE N; WITH HOLDING BRAKE PROTECTION CLASS IP64; | 2795 | TEM | 1 | MC | 18.601 | 1
1FK70842AF711UB1 | SIMOTICS S SYNCHRONOUS MOTOR 1FK7-CT PN=3,1 KW; UZK=600V M0=20NM (100K); NN=3000RPM; NATURAL COOLING; FRAME SIZE IMB 5 (IM V1, IM V3) FLANGE 1 POWER CONNECTOR ROTATABLE RESOLVER MULTI-POLE WITH DRIVE-CLIQ INTERFACE; SHAFT WITH FITTED KEY, TOLERANCE N; WITH HOLDING BRAKE PROTECTION CLASS IP65, | 2888 | TEM | 1 | MC | 18.601 | 1
1FK70842AF711UB2 | SIMOTICS S SYNCHRONOUS MOTOR 1FK7-CT PN=3,1 KW; UZK=600V M0=20NM (100K); NN=3000RPM; NATURAL COOLING; FRAME SIZE IMB 5 (IM V1, IM V3) FLANGE 1 POWER CONNECTOR ROTATABLE RESOLVER MULTI-POLE WITH DRIVE-CLIQ INTERFACE; SHAFT WITH FITTED KEY, TOLERANCE N; WITH HOLDING BRAKE PROTECTION CLASS IP65, FLANGE ON DRIVE END IP67; | 2888 | TEM | 1 | MC | 18.601 | 1
1FK70842AF711UG0 | SIMOTICS S SYNCHRONOUS MOTOR 1FK7-CT PN=3,1 KW; UZK=600V M0=20NM (100K); NN=3000RPM; NATURAL COOLING; FRAME SIZE IMB 5 (IM V1, IM V3) FLANGE 1 POWER CONNECTOR ROTATABLE RESOLVER MULTI-POLE WITH DRIVE-CLIQ INTERFACE; PLAIN SHAFT, TOLERANCE N; W/O HOLDING BRAKE PROTECTION CLASS IP64; | 2297 | TEM | 1 | MC | 18.302 | 1
1FK70842AF711UG1 | SIMOTICS S SYNCHRONOUS MOTOR 1FK7-CT PN=3,1 KW; UZK=600V M0=20NM (100K); NN=3000RPM; NATURAL COOLING; FRAME SIZE IMB 5 (IM V1, IM V3) FLANGE 1 POWER CONNECTOR ROTATABLE RESOLVER MULTI-POLE WITH DRIVE-CLIQ INTERFACE; PLAIN SHAFT, TOLERANCE N; W/O HOLDING BRAKE PROTECTION CLASS IP65, | 2391 | TEM | 1 | MC | 18.302 | 1
1FK70842AF711UG2 | SIMOTICS S SYNCHRONOUS MOTOR 1FK7-CT PN=3,1 KW; UZK=600V M0=20NM (100K); NN=3000RPM; NATURAL COOLING; FRAME SIZE IMB 5 (IM V1, IM V3) FLANGE 1 POWER CONNECTOR ROTATABLE RESOLVER MULTI-POLE WITH DRIVE-CLIQ INTERFACE; PLAIN SHAFT, TOLERANCE N; W/O HOLDING BRAKE PROTECTION CLASS IP65, FLANGE ON DRIVE END IP67; | 2391 | TEM | 1 | MC | 18.302 | 1
1FK70842AF711UH0 | SIMOTICS S SYNCHRONOUS MOTOR 1FK7-CT PN=3,1 KW; UZK=600V M0=20NM (100K); NN=3000RPM; NATURAL COOLING; FRAME SIZE IMB 5 (IM V1, IM V3) FLANGE 1 POWER CONNECTOR ROTATABLE RESOLVER MULTI-POLE WITH DRIVE-CLIQ INTERFACE; PLAIN SHAFT, TOLERANCE N; WITH HOLDING BRAKE PROTECTION CLASS IP64; | 2709 | TEM | 1 | MC | 18.601 | 1
1FK70842AF711UH1 | SIMOTICS S SYNCHRONOUS MOTOR 1FK7-CT PN=3,1 KW; UZK=600V M0=20NM (100K); NN=3000RPM; NATURAL COOLING; FRAME SIZE IMB 5 (IM V1, IM V3) FLANGE 1 POWER CONNECTOR ROTATABLE RESOLVER MULTI-POLE WITH DRIVE-CLIQ INTERFACE; PLAIN SHAFT, TOLERANCE N; WITH HOLDING BRAKE PROTECTION CLASS IP65, | 2802 | TEM | 1 | MC | 18.601 | 1
1FK70842AF711UH2 | SIMOTICS S SYNCHRONOUS MOTOR 1FK7-CT PN=3,1 KW; UZK=600V M0=20NM (100K); NN=3000RPM; NATURAL COOLING; FRAME SIZE IMB 5 (IM V1, IM V3) FLANGE 1 POWER CONNECTOR ROTATABLE RESOLVER MULTI-POLE WITH DRIVE-CLIQ INTERFACE; PLAIN SHAFT, TOLERANCE N; WITH HOLDING BRAKE PROTECTION CLASS IP65, FLANGE ON DRIVE END IP67; | 2802 | TEM | 1 | MC | 18.601 | 1
1FK70843BC711AA0 | SIMOTICS S SYNCHRONOUS MOTOR 1FK7-HI; PN=3,1 KW; UZK=600V M0=20NM (100K); NN=2000RPM; NATURAL COOLING; FRAME SIZE IMB 5 (IM V1, IM V3) FLANGE 1, WITH KTY TEMPERATURESENSOR POWER CONNECTOR ROTATABLE INCREMENTAL ENCODER SIN/COS 1VP 2048 S/R WITH C- AND D-SPUR (ENCODER IC2048S/R) SHAFT WITH FITTED KEY, TOLERANCE N; W/O HOLDING BRAKE PROTECTION CLASS IP64; | 2728 | TEM | 1 | MC | 22.701 | 1
1FK70843BC711AA1 | SIMOTICS S SYNCHRONOUS MOTOR 1FK7-HI; PN=3,1 KW; UZK=600V M0=20NM (100K); NN=2000RPM; NATURAL COOLING; FRAME SIZE IMB 5 (IM V1, IM V3) FLANGE 1, WITH KTY TEMPERATURESENSOR POWER CONNECTOR ROTATABLE INCREMENTAL ENCODER SIN/COS 1VP 2048 S/R WITH C- AND D-SPUR (ENCODER IC2048S/R) SHAFT WITH FITTED KEY, TOLERANCE N; W/O HOLDING BRAKE PROTECTION CLASS IP65, | 2822 | TEM | 1 | MC | 22.701 | 1
1FK70843BC711AA2 | SIMOTICS S SYNCHRONOUS MOTOR 1FK7-HI; PN=3,1 KW; UZK=600V M0=20NM (100K); NN=2000RPM; NATURAL COOLING; FRAME SIZE IMB 5 (IM V1, IM V3) FLANGE 1, WITH KTY TEMPERATURESENSOR POWER CONNECTOR ROTATABLE INCREMENTAL ENCODER SIN/COS 1VP 2048 S/R WITH C- AND D-SPUR (ENCODER IC2048S/R) SHAFT WITH FITTED KEY, TOLERANCE N; W/O HOLDING BRAKE PROTECTION CLASS IP65, FLANGE ON DRIVE END IP67; | 2822 | TEM | 1 | MC | 22.701 | 1
1FK70843BC711AB0 | SIMOTICS S SYNCHRONOUS MOTOR 1FK7-HI; PN=3,1 KW; UZK=600V M0=20NM (100K); NN=2000RPM; NATURAL COOLING; FRAME SIZE IMB 5 (IM V1, IM V3) FLANGE 1, WITH KTY TEMPERATURESENSOR POWER CONNECTOR ROTATABLE INCREMENTAL ENCODER SIN/COS 1VP 2048 S/R WITH C- AND D-SPUR (ENCODER IC2048S/R) SHAFT WITH FITTED KEY, TOLERANCE N; WITH HOLDING BRAKE PROTECTION CLASS IP64; | 3140 | TEM | 1 | MC | 23 | 1
1FK70843BC711AB1 | SIMOTICS S SYNCHRONOUS MOTOR 1FK7-HI; PN=3,1 KW; UZK=600V M0=20NM (100K); NN=2000RPM; NATURAL COOLING; FRAME SIZE IMB 5 (IM V1, IM V3) FLANGE 1, WITH KTY TEMPERATURESENSOR POWER CONNECTOR ROTATABLE INCREMENTAL ENCODER SIN/COS 1VP 2048 S/R WITH C- AND D-SPUR (ENCODER IC2048S/R) SHAFT WITH FITTED KEY, TOLERANCE N; WITH HOLDING BRAKE PROTECTION CLASS IP65, | 3233 | TEM | 1 | MC | 23 | 1
1FK70843BC711AB2 | SIMOTICS S SYNCHRONOUS MOTOR 1FK7-HI; PN=3,1 KW; UZK=600V M0=20NM (100K); NN=2000RPM; NATURAL COOLING; FRAME SIZE IMB 5 (IM V1, IM V3) FLANGE 1, WITH KTY TEMPERATURESENSOR POWER CONNECTOR ROTATABLE INCREMENTAL ENCODER SIN/COS 1VP 2048 S/R WITH C- AND D-SPUR (ENCODER IC2048S/R) SHAFT WITH FITTED KEY, TOLERANCE N; WITH HOLDING BRAKE PROTECTION CLASS IP65, FLANGE ON DRIVE END IP67; | 3233 | TEM | 1 | MC | 23 | 1
1FK70843BC711AG0 | SIMOTICS S SYNCHRONOUS MOTOR 1FK7-HI; PN=3,1 KW; UZK=600V M0=20NM (100K); NN=2000RPM; NATURAL COOLING; FRAME SIZE IMB 5 (IM V1, IM V3) FLANGE 1, WITH KTY TEMPERATURESENSOR POWER CONNECTOR ROTATABLE INCREMENTAL ENCODER SIN/COS 1VP 2048 S/R WITH C- AND D-SPUR (ENCODER IC2048S/R) PLAIN SHAFT, TOLERANCE N; W/O HOLDING BRAKE PROTECTION CLASS IP64; | 2642 | TEM | 1 | MC | 22.701 | 1
1FK70843BC711AG1 | SIMOTICS S SYNCHRONOUS MOTOR 1FK7-HI; PN=3,1 KW; UZK=600V M0=20NM (100K); NN=2000RPM; NATURAL COOLING; FRAME SIZE IMB 5 (IM V1, IM V3) FLANGE 1, WITH KTY TEMPERATURESENSOR POWER CONNECTOR ROTATABLE INCREMENTAL ENCODER SIN/COS 1VP 2048 S/R WITH C- AND D-SPUR (ENCODER IC2048S/R) PLAIN SHAFT, TOLERANCE N; W/O HOLDING BRAKE PROTECTION CLASS IP65, | 2736 | TEM | 1 | MC | 22.701 | 1
1FK70843BC711AG2 | SIMOTICS S SYNCHRONOUS MOTOR 1FK7-HI; PN=3,1 KW; UZK=600V M0=20NM (100K); NN=2000RPM; NATURAL COOLING; FRAME SIZE IMB 5 (IM V1, IM V3) FLANGE 1, WITH KTY TEMPERATURESENSOR POWER CONNECTOR ROTATABLE INCREMENTAL ENCODER SIN/COS 1VP 2048 S/R WITH C- AND D-SPUR (ENCODER IC2048S/R) PLAIN SHAFT, TOLERANCE N; W/O HOLDING BRAKE PROTECTION CLASS IP65, FLANGE ON DRIVE END IP67; | 2736 | TEM | 1 | MC | 22.701 | 1
1FK70843BC711AH0 | SIMOTICS S SYNCHRONOUS MOTOR 1FK7-HI; PN=3,1 KW; UZK=600V M0=20NM (100K); NN=2000RPM; NATURAL COOLING; FRAME SIZE IMB 5 (IM V1, IM V3) FLANGE 1, WITH KTY TEMPERATURESENSOR POWER CONNECTOR ROTATABLE INCREMENTAL ENCODER SIN/COS 1VP 2048 S/R WITH C- AND D-SPUR (ENCODER IC2048S/R) PLAIN SHAFT, TOLERANCE N; WITH HOLDING BRAKE PROTECTION CLASS IP64; | 3053 | TEM | 1 | MC | 23 | 1
1FK70843BC711AH1 | SIMOTICS S SYNCHRONOUS MOTOR 1FK7-HI; PN=3,1 KW; UZK=600V M0=20NM (100K); NN=2000RPM; NATURAL COOLING; FRAME SIZE IMB 5 (IM V1, IM V3) FLANGE 1, WITH KTY TEMPERATURESENSOR POWER CONNECTOR ROTATABLE INCREMENTAL ENCODER SIN/COS 1VP 2048 S/R WITH C- AND D-SPUR (ENCODER IC2048S/R) PLAIN SHAFT, TOLERANCE N; WITH HOLDING BRAKE PROTECTION CLASS IP65, | 3147 | TEM | 1 | MC | 23 | 1
1FK70843BC711AH2 | SIMOTICS S SYNCHRONOUS MOTOR 1FK7-HI; PN=3,1 KW; UZK=600V M0=20NM (100K); NN=2000RPM; NATURAL COOLING; FRAME SIZE IMB 5 (IM V1, IM V3) FLANGE 1, WITH KTY TEMPERATURESENSOR POWER CONNECTOR ROTATABLE INCREMENTAL ENCODER SIN/COS 1VP 2048 S/R WITH C- AND D-SPUR (ENCODER IC2048S/R) PLAIN SHAFT, TOLERANCE N; WITH HOLDING BRAKE PROTECTION CLASS IP65, FLANGE ON DRIVE END IP67; | 3147 | TEM | 1 | MC | 23 | 1
1FK70843BC711BA0 | SIMOTICS S SYNCHRONOUS MOTOR 1FK7-HI; PN=3,1 KW; UZK=600V M0=20NM (100K); NN=2000RPM; NATURAL COOLING; FRAME SIZE IMB 5 (IM V1, IM V3) FLANGE 1 POWER CONNECTOR ROTATABLE ABSOLUTE ENCODER SINGLETURN 24 BIT WITH DRIVE CLIQ INTERFACE (ENCODER AS24DQI) SHAFT WITH FITTED KEY, TOLERANCE N; W/O HOLDING BRAKE PROTECTION CLASS IP64; | 2969 | TEM | 1 | MC | 22.701 | 1
1FK70843BC711BA1 | SIMOTICS S SYNCHRONOUS MOTOR 1FK7-HI; PN=3,1 KW; UZK=600V M0=20NM (100K); NN=2000RPM; NATURAL COOLING; FRAME SIZE IMB 5 (IM V1, IM V3) FLANGE 1 POWER CONNECTOR ROTATABLE ABSOLUTE ENCODER SINGLETURN 24 BIT WITH DRIVE CLIQ INTERFACE (ENCODER AS24DQI) SHAFT WITH FITTED KEY, TOLERANCE N; W/O HOLDING BRAKE PROTECTION CLASS IP65, | 3063 | TEM | 1 | MC | 22.701 | 1
1FK70843BC711BA2 | SIMOTICS S SYNCHRONOUS MOTOR 1FK7-HI; PN=3,1 KW; UZK=600V M0=20NM (100K); NN=2000RPM; NATURAL COOLING; FRAME SIZE IMB 5 (IM V1, IM V3) FLANGE 1 POWER CONNECTOR ROTATABLE ABSOLUTE ENCODER SINGLETURN 24 BIT WITH DRIVE CLIQ INTERFACE (ENCODER AS24DQI) SHAFT WITH FITTED KEY, TOLERANCE N; W/O HOLDING BRAKE PROTECTION CLASS IP65, FLANGE ON DRIVE END IP67; | 3063 | TEM | 1 | MC | 22.701 | 1
1FK70843BC711BB0 | SIMOTICS S SYNCHRONOUS MOTOR 1FK7-HI; PN=3,1 KW; UZK=600V M0=20NM (100K); NN=2000RPM; NATURAL COOLING; FRAME SIZE IMB 5 (IM V1, IM V3) FLANGE 1 POWER CONNECTOR ROTATABLE ABSOLUTE ENCODER SINGLETURN 24 BIT WITH DRIVE CLIQ INTERFACE (ENCODER AS24DQI) SHAFT WITH FITTED KEY, TOLERANCE N; WITH HOLDING BRAKE PROTECTION CLASS IP64; | 3381 | TEM | 1 | MC | 23 | 1
1FK70843BC711BB1 | SIMOTICS S SYNCHRONOUS MOTOR 1FK7-HI; PN=3,1 KW; UZK=600V M0=20NM (100K); NN=2000RPM; NATURAL COOLING; FRAME SIZE IMB 5 (IM V1, IM V3) FLANGE 1 POWER CONNECTOR ROTATABLE ABSOLUTE ENCODER SINGLETURN 24 BIT WITH DRIVE CLIQ INTERFACE (ENCODER AS24DQI) SHAFT WITH FITTED KEY, TOLERANCE N; WITH HOLDING BRAKE PROTECTION CLASS IP65, | 3474 | TEM | 1 | MC | 23 | 1
1FK70843BC711BB2 | SIMOTICS S SYNCHRONOUS MOTOR 1FK7-HI; PN=3,1 KW; UZK=600V M0=20NM (100K); NN=2000RPM; NATURAL COOLING; FRAME SIZE IMB 5 (IM V1, IM V3) FLANGE 1 POWER CONNECTOR ROTATABLE ABSOLUTE ENCODER SINGLETURN 24 BIT WITH DRIVE CLIQ INTERFACE (ENCODER AS24DQI) SHAFT WITH FITTED KEY, TOLERANCE N; WITH HOLDING BRAKE PROTECTION CLASS IP65, FLANGE ON DRIVE END IP67; | 3474 | TEM | 1 | MC | 23 | 1
1FK70843BC711BG0 | SIMOTICS S SYNCHRONOUS MOTOR 1FK7-HI; PN=3,1 KW; UZK=600V M0=20NM (100K); NN=2000RPM; NATURAL COOLING; FRAME SIZE IMB 5 (IM V1, IM V3) FLANGE 1 POWER CONNECTOR ROTATABLE ABSOLUTE ENCODER SINGLETURN 24 BIT WITH DRIVE CLIQ INTERFACE (ENCODER AS24DQI) PLAIN SHAFT, TOLERANCE N; W/O HOLDING BRAKE PROTECTION CLASS IP64; | 2883 | TEM | 1 | MC | 22.701 | 1
1FK70843BC711BG1 | SIMOTICS S SYNCHRONOUS MOTOR 1FK7-HI; PN=3,1 KW; UZK=600V M0=20NM (100K); NN=2000RPM; NATURAL COOLING; FRAME SIZE IMB 5 (IM V1, IM V3) FLANGE 1 POWER CONNECTOR ROTATABLE ABSOLUTE ENCODER SINGLETURN 24 BIT WITH DRIVE CLIQ INTERFACE (ENCODER AS24DQI) PLAIN SHAFT, TOLERANCE N; W/O HOLDING BRAKE PROTECTION CLASS IP65, | 2977 | TEM | 1 | MC | 22.701 | 1
1FK70843BC711BG2 | SIMOTICS S SYNCHRONOUS MOTOR 1FK7-HI; PN=3,1 KW; UZK=600V M0=20NM (100K); NN=2000RPM; NATURAL COOLING; FRAME SIZE IMB 5 (IM V1, IM V3) FLANGE 1 POWER CONNECTOR ROTATABLE ABSOLUTE ENCODER SINGLETURN 24 BIT WITH DRIVE CLIQ INTERFACE (ENCODER AS24DQI) PLAIN SHAFT, TOLERANCE N; W/O HOLDING BRAKE PROTECTION CLASS IP65, FLANGE ON DRIVE END IP67; | 2977 | TEM | 1 | MC | 22.701 | 1
1FK70843BC711BH0 | SIMOTICS S SYNCHRONOUS MOTOR 1FK7-HI; PN=3,1 KW; UZK=600V M0=20NM (100K); NN=2000RPM; NATURAL COOLING; FRAME SIZE IMB 5 (IM V1, IM V3) FLANGE 1 POWER CONNECTOR ROTATABLE ABSOLUTE ENCODER SINGLETURN 24 BIT WITH DRIVE CLIQ INTERFACE (ENCODER AS24DQI) PLAIN SHAFT, TOLERANCE N; WITH HOLDING BRAKE PROTECTION CLASS IP64; | 3295 | TEM | 1 | MC | 23 | 1
1FK70843BC711BH1 | SIMOTICS S SYNCHRONOUS MOTOR 1FK7-HI; PN=3,1 KW; UZK=600V M0=20NM (100K); NN=2000RPM; NATURAL COOLING; FRAME SIZE IMB 5 (IM V1, IM V3) FLANGE 1 POWER CONNECTOR ROTATABLE ABSOLUTE ENCODER SINGLETURN 24 BIT WITH DRIVE CLIQ INTERFACE (ENCODER AS24DQI) PLAIN SHAFT, TOLERANCE N; WITH HOLDING BRAKE PROTECTION CLASS IP65, | 3388 | TEM | 1 | MC | 23 | 1
1FK70843BC711BH2 | SIMOTICS S SYNCHRONOUS MOTOR 1FK7-HI; PN=3,1 KW; UZK=600V M0=20NM (100K); NN=2000RPM; NATURAL COOLING; FRAME SIZE IMB 5 (IM V1, IM V3) FLANGE 1 POWER CONNECTOR ROTATABLE ABSOLUTE ENCODER SINGLETURN 24 BIT WITH DRIVE CLIQ INTERFACE (ENCODER AS24DQI) PLAIN SHAFT, TOLERANCE N; WITH HOLDING BRAKE PROTECTION CLASS IP65, FLANGE ON DRIVE END IP67; | 3388 | TEM | 1 | MC | 23 | 1
1FK70843BC711CA0 | SIMOTICS S SYNCHRONOUS MOTOR 1FK7-HI; PN=3,1 KW; UZK=600V M0=20NM (100K); NN=2000RPM; NATURAL COOLING; FRAME SIZE IMB 5 (IM V1, IM V3) FLANGE 1 POWER CONNECTOR ROTATABLE ABSOLUTE ENCODER 24 BIT + 12 BIT MULTITURN WITH DRIVE-CLIQ INTERFACE (ENCODER AM24DQI) SHAFT WITH FITTED KEY, TOLERANCE N; W/O HOLDING BRAKE PROTECTION CLASS IP64; | 3339 | TEM | 1 | MC | 22.701 | 1
1FK70843BC711CA1 | SIMOTICS S SYNCHRONOUS MOTOR 1FK7-HI; PN=3,1 KW; UZK=600V M0=20NM (100K); NN=2000RPM; NATURAL COOLING; FRAME SIZE IMB 5 (IM V1, IM V3) FLANGE 1 POWER CONNECTOR ROTATABLE ABSOLUTE ENCODER 24 BIT + 12 BIT MULTITURN WITH DRIVE-CLIQ INTERFACE (ENCODER AM24DQI) SHAFT WITH FITTED KEY, TOLERANCE N; W/O HOLDING BRAKE PROTECTION CLASS IP65, | 3432 | TEM | 1 | MC | 22.701 | 1
1FK70843BC711CA2 | SIMOTICS S SYNCHRONOUS MOTOR 1FK7-HI; PN=3,1 KW; UZK=600V M0=20NM (100K); NN=2000RPM; NATURAL COOLING; FRAME SIZE IMB 5 (IM V1, IM V3) FLANGE 1 POWER CONNECTOR ROTATABLE ABSOLUTE ENCODER 24 BIT + 12 BIT MULTITURN WITH DRIVE-CLIQ INTERFACE (ENCODER AM24DQI) SHAFT WITH FITTED KEY, TOLERANCE N; W/O HOLDING BRAKE PROTECTION CLASS IP65, FLANGE ON DRIVE END IP67; | 3432 | TEM | 1 | MC | 22.701 | 1
1FK70843BC711CB0 | SIMOTICS S SYNCHRONOUS MOTOR 1FK7-HI; PN=3,1 KW; UZK=600V M0=20NM (100K); NN=2000RPM; NATURAL COOLING; FRAME SIZE IMB 5 (IM V1, IM V3) FLANGE 1 POWER CONNECTOR ROTATABLE ABSOLUTE ENCODER 24 BIT + 12 BIT MULTITURN WITH DRIVE-CLIQ INTERFACE (ENCODER AM24DQI) SHAFT WITH FITTED KEY, TOLERANCE N; WITH HOLDING BRAKE PROTECTION CLASS IP64; | 3750 | TEM | 1 | MC | 23 | 1
1FK70843BC711CB1 | SIMOTICS S SYNCHRONOUS MOTOR 1FK7-HI; PN=3,1 KW; UZK=600V M0=20NM (100K); NN=2000RPM; NATURAL COOLING; FRAME SIZE IMB 5 (IM V1, IM V3) FLANGE 1 POWER CONNECTOR ROTATABLE ABSOLUTE ENCODER 24 BIT + 12 BIT MULTITURN WITH DRIVE-CLIQ INTERFACE (ENCODER AM24DQI) SHAFT WITH FITTED KEY, TOLERANCE N; WITH HOLDING BRAKE PROTECTION CLASS IP65, | 3844 | TEM | 1 | MC | 23 | 1
1FK70843BC711CB2 | SIMOTICS S SYNCHRONOUS MOTOR 1FK7-HI; PN=3,1 KW; UZK=600V M0=20NM (100K); NN=2000RPM; NATURAL COOLING; FRAME SIZE IMB 5 (IM V1, IM V3) FLANGE 1 POWER CONNECTOR ROTATABLE ABSOLUTE ENCODER 24 BIT + 12 BIT MULTITURN WITH DRIVE-CLIQ INTERFACE (ENCODER AM24DQI) SHAFT WITH FITTED KEY, TOLERANCE N; WITH HOLDING BRAKE PROTECTION CLASS IP65, FLANGE ON DRIVE END IP67; | 3844 | TEM | 1 | MC | 23 | 1
1FK70843BC711CG0 | SIMOTICS S SYNCHRONOUS MOTOR 1FK7-HI; PN=3,1 KW; UZK=600V M0=20NM (100K); NN=2000RPM; NATURAL COOLING; FRAME SIZE IMB 5 (IM V1, IM V3) FLANGE 1 POWER CONNECTOR ROTATABLE ABSOLUTE ENCODER 24 BIT + 12 BIT MULTITURN WITH DRIVE-CLIQ INTERFACE (ENCODER AM24DQI) PLAIN SHAFT, TOLERANCE N; W/O HOLDING BRAKE PROTECTION CLASS IP64; | 3252 | TEM | 1 | MC | 22.701 | 1
1FK70843BC711CG1 | SIMOTICS S SYNCHRONOUS MOTOR 1FK7-HI; PN=3,1 KW; UZK=600V M0=20NM (100K); NN=2000RPM; NATURAL COOLING; FRAME SIZE IMB 5 (IM V1, IM V3) FLANGE 1 POWER CONNECTOR ROTATABLE ABSOLUTE ENCODER 24 BIT + 12 BIT MULTITURN WITH DRIVE-CLIQ INTERFACE (ENCODER AM24DQI) PLAIN SHAFT, TOLERANCE N; W/O HOLDING BRAKE PROTECTION CLASS IP65, | 3346 | TEM | 1 | MC | 22.701 | 1
1FK70843BC711CG2 | SIMOTICS S SYNCHRONOUS MOTOR 1FK7-HI; PN=3,1 KW; UZK=600V M0=20NM (100K); NN=2000RPM; NATURAL COOLING; FRAME SIZE IMB 5 (IM V1, IM V3) FLANGE 1 POWER CONNECTOR ROTATABLE ABSOLUTE ENCODER 24 BIT + 12 BIT MULTITURN WITH DRIVE-CLIQ INTERFACE (ENCODER AM24DQI) PLAIN SHAFT, TOLERANCE N; W/O HOLDING BRAKE PROTECTION CLASS IP65, FLANGE ON DRIVE END IP67; | 3346 | TEM | 1 | MC | 22.701 | 1
1FK70843BC711CH0 | SIMOTICS S SYNCHRONOUS MOTOR 1FK7-HI; PN=3,1 KW; UZK=600V M0=20NM (100K); NN=2000RPM; NATURAL COOLING; FRAME SIZE IMB 5 (IM V1, IM V3) FLANGE 1 POWER CONNECTOR ROTATABLE ABSOLUTE ENCODER 24 BIT + 12 BIT MULTITURN WITH DRIVE-CLIQ INTERFACE (ENCODER AM24DQI) PLAIN SHAFT, TOLERANCE N; WITH HOLDING BRAKE PROTECTION CLASS IP64; | 3664 | TEM | 1 | MC | 23 | 1
1FK70843BC711CH1 | SIMOTICS S SYNCHRONOUS MOTOR 1FK7-HI; PN=3,1 KW; UZK=600V M0=20NM (100K); NN=2000RPM; NATURAL COOLING; FRAME SIZE IMB 5 (IM V1, IM V3) FLANGE 1 POWER CONNECTOR ROTATABLE ABSOLUTE ENCODER 24 BIT + 12 BIT MULTITURN WITH DRIVE-CLIQ INTERFACE (ENCODER AM24DQI) PLAIN SHAFT, TOLERANCE N; WITH HOLDING BRAKE PROTECTION CLASS IP65, | 3757 | TEM | 1 | MC | 23 | 1
1FK70843BC711CH2 | SIMOTICS S SYNCHRONOUS MOTOR 1FK7-HI; PN=3,1 KW; UZK=600V M0=20NM (100K); NN=2000RPM; NATURAL COOLING; FRAME SIZE IMB 5 (IM V1, IM V3) FLANGE 1 POWER CONNECTOR ROTATABLE ABSOLUTE ENCODER 24 BIT + 12 BIT MULTITURN WITH DRIVE-CLIQ INTERFACE (ENCODER AM24DQI) PLAIN SHAFT, TOLERANCE N; WITH HOLDING BRAKE PROTECTION CLASS IP65, FLANGE ON DRIVE END IP67; | 3757 | TEM | 1 | MC | 23 | 1
1FK70843BC711DA0 | SIMOTICS S SYNCHRONOUS MOTOR 1FK7-HI; PN=3,1 KW; UZK=600V M0=20NM (100K); NN=2000RPM; NATURAL COOLING; FRAME SIZE IMB 5 (IM V1, IM V3) FLANGE 1 POWER CONNECTOR ROTATABLE INCREMENTAL ENCODER 22 BIT WITH DRIVE-CLIQ INTERFACE (ENCODER IC22DQ) SHAFT WITH FITTED KEY, TOLERANCE N; W/O HOLDING BRAKE PROTECTION CLASS IP64; | 3050 | TEM | 1 | MC | 22.702 | 1
1FK70843BC711DA1 | SIMOTICS S SYNCHRONOUS MOTOR 1FK7-HI; PN=3,1 KW; UZK=600V M0=20NM (100K); NN=2000RPM; NATURAL COOLING; FRAME SIZE IMB 5 (IM V1, IM V3) FLANGE 1 POWER CONNECTOR ROTATABLE INCREMENTAL ENCODER 22 BIT WITH DRIVE-CLIQ INTERFACE (ENCODER IC22DQ) SHAFT WITH FITTED KEY, TOLERANCE N; W/O HOLDING BRAKE PROTECTION CLASS IP65, | 3143 | TEM | 1 | MC | 22.702 | 1
1FK70843BC711DA2 | SIMOTICS S SYNCHRONOUS MOTOR 1FK7-HI; PN=3,1 KW; UZK=600V M0=20NM (100K); NN=2000RPM; NATURAL COOLING; FRAME SIZE IMB 5 (IM V1, IM V3) FLANGE 1 POWER CONNECTOR ROTATABLE INCREMENTAL ENCODER 22 BIT WITH DRIVE-CLIQ INTERFACE (ENCODER IC22DQ) SHAFT WITH FITTED KEY, TOLERANCE N; W/O HOLDING BRAKE PROTECTION CLASS IP65, FLANGE ON DRIVE END IP67; | 3143 | TEM | 1 | MC | 22.702 | 1
1FK70843BC711DB0 | SIMOTICS S SYNCHRONOUS MOTOR 1FK7-HI; PN=3,1 KW; UZK=600V M0=20NM (100K); NN=2000RPM; NATURAL COOLING; FRAME SIZE IMB 5 (IM V1, IM V3) FLANGE 1 POWER CONNECTOR ROTATABLE INCREMENTAL ENCODER 22 BIT WITH DRIVE-CLIQ INTERFACE (ENCODER IC22DQ) SHAFT WITH FITTED KEY, TOLERANCE N; WITH HOLDING BRAKE PROTECTION CLASS IP64; | 3461 | TEM | 1 | MC | 23.001 | 1
1FK70843BC711DB1 | SIMOTICS S SYNCHRONOUS MOTOR 1FK7-HI; PN=3,1 KW; UZK=600V M0=20NM (100K); NN=2000RPM; NATURAL COOLING; FRAME SIZE IMB 5 (IM V1, IM V3) FLANGE 1 POWER CONNECTOR ROTATABLE INCREMENTAL ENCODER 22 BIT WITH DRIVE-CLIQ INTERFACE (ENCODER IC22DQ) SHAFT WITH FITTED KEY, TOLERANCE N; WITH HOLDING BRAKE PROTECTION CLASS IP65, | 3554 | TEM | 1 | MC | 23.001 | 1
1FK70843BC711DG0 | SIMOTICS S SYNCHRONOUS MOTOR 1FK7-HI; PN=3,1 KW; UZK=600V M0=20NM (100K); NN=2000RPM; NATURAL COOLING; FRAME SIZE IMB 5 (IM V1, IM V3) FLANGE 1 POWER CONNECTOR ROTATABLE INCREMENTAL ENCODER 22 BIT WITH DRIVE-CLIQ INTERFACE (ENCODER IC22DQ) PLAIN SHAFT, TOLERANCE N; W/O HOLDING BRAKE PROTECTION CLASS IP64; | 2963 | TEM | 1 | MC | 22.702 | 1
1FK70843BC711DG1 | SIMOTICS S SYNCHRONOUS MOTOR 1FK7-HI; PN=3,1 KW; UZK=600V M0=20NM (100K); NN=2000RPM; NATURAL COOLING; FRAME SIZE IMB 5 (IM V1, IM V3) FLANGE 1 POWER CONNECTOR ROTATABLE INCREMENTAL ENCODER 22 BIT WITH DRIVE-CLIQ INTERFACE (ENCODER IC22DQ) PLAIN SHAFT, TOLERANCE N; W/O HOLDING BRAKE PROTECTION CLASS IP65, | 3057 | TEM | 1 | MC | 22.702 | 1
1FK70843BC711DG2 | SIMOTICS S SYNCHRONOUS MOTOR 1FK7-HI; PN=3,1 KW; UZK=600V M0=20NM (100K); NN=2000RPM; NATURAL COOLING; FRAME SIZE IMB 5 (IM V1, IM V3) FLANGE 1 POWER CONNECTOR ROTATABLE INCREMENTAL ENCODER 22 BIT WITH DRIVE-CLIQ INTERFACE (ENCODER IC22DQ) PLAIN SHAFT, TOLERANCE N; W/O HOLDING BRAKE PROTECTION CLASS IP65, FLANGE ON DRIVE END IP67; | 3057 | TEM | 1 | MC | 22.702 | 1
1FK70843BC711DH0 | SIMOTICS S SYNCHRONOUS MOTOR 1FK7-HI; PN=3,1 KW; UZK=600V M0=20NM (100K); NN=2000RPM; NATURAL COOLING; FRAME SIZE IMB 5 (IM V1, IM V3) FLANGE 1 POWER CONNECTOR ROTATABLE INCREMENTAL ENCODER 22 BIT WITH DRIVE-CLIQ INTERFACE (ENCODER IC22DQ) PLAIN SHAFT, TOLERANCE N; WITH HOLDING BRAKE PROTECTION CLASS IP64; | 3375 | TEM | 1 | MC | 23.001 | 1
1FK70843BC711DH1 | SIMOTICS S SYNCHRONOUS MOTOR 1FK7-HI; PN=3,1 KW; UZK=600V M0=20NM (100K); NN=2000RPM; NATURAL COOLING; FRAME SIZE IMB 5 (IM V1, IM V3) FLANGE 1 POWER CONNECTOR ROTATABLE INCREMENTAL ENCODER 22 BIT WITH DRIVE-CLIQ INTERFACE (ENCODER IC22DQ) PLAIN SHAFT, TOLERANCE N; WITH HOLDING BRAKE PROTECTION CLASS IP65, | 3468 | TEM | 1 | MC | 23.001 | 1
1FK70843BC711EA0 | SIMOTICS S SYNCHRONOUS MOTOR 1FK7-HI; PN=3,1 KW; UZK=600V M0=20NM (100K); NN=2000RPM; NATURAL COOLING; FRAME SIZE IMB 5 (IM V1, IM V3) FLANGE 1, WITH KTY TEMPERATURESENSOR POWER CONNECTOR ROTATABLE ABSOLUTE ENCODERR 2048S/R + 4096 UMDREHUNGEN MULTITURN, WITH ENDAT-SCHNITTSTELLE (ENCODER AM2048S/R) SHAFT WITH FITTED KEY, TOLERANCE N; W/O HOLDING BRAKE PROTECTION CLASS IP64; | 3100 | TEM | 1 | MC | 22.701 | 1
1FK70843BC711EA1 | SIMOTICS S SYNCHRONOUS MOTOR 1FK7-HI; PN=3,1 KW; UZK=600V M0=20NM (100K); NN=2000RPM; NATURAL COOLING; FRAME SIZE IMB 5 (IM V1, IM V3) FLANGE 1, WITH KTY TEMPERATURESENSOR POWER CONNECTOR ROTATABLE ABSOLUTE ENCODERR 2048S/R + 4096 UMDREHUNGEN MULTITURN, WITH ENDAT-SCHNITTSTELLE (ENCODER AM2048S/R) SHAFT WITH FITTED KEY, TOLERANCE N; W/O HOLDING BRAKE PROTECTION CLASS IP65, | 3193 | TEM | 1 | MC | 22.701 | 1
1FK70843BC711EA2 | SIMOTICS S SYNCHRONOUS MOTOR 1FK7-HI; PN=3,1 KW; UZK=600V M0=20NM (100K); NN=2000RPM; NATURAL COOLING; FRAME SIZE IMB 5 (IM V1, IM V3) FLANGE 1, WITH KTY TEMPERATURESENSOR POWER CONNECTOR ROTATABLE ABSOLUTE ENCODERR 2048S/R + 4096 UMDREHUNGEN MULTITURN, WITH ENDAT-SCHNITTSTELLE (ENCODER AM2048S/R) SHAFT WITH FITTED KEY, TOLERANCE N; W/O HOLDING BRAKE PROTECTION CLASS IP65, FLANGE ON DRIVE END IP67; | 3193 | TEM | 1 | MC | 22.701 | 1
1FK70843BC711EB0 | SIMOTICS S SYNCHRONOUS MOTOR 1FK7-HI; PN=3,1 KW; UZK=600V M0=20NM (100K); NN=2000RPM; NATURAL COOLING; FRAME SIZE IMB 5 (IM V1, IM V3) FLANGE 1, WITH KTY TEMPERATURESENSOR POWER CONNECTOR ROTATABLE ABSOLUTE ENCODERR 2048S/R + 4096 UMDREHUNGEN MULTITURN, WITH ENDAT-SCHNITTSTELLE (ENCODER AM2048S/R) SHAFT WITH FITTED KEY, TOLERANCE N; WITH HOLDING BRAKE PROTECTION CLASS IP64; | 3511 | TEM | 1 | MC | 23 | 1
1FK70843BC711EB1 | SIMOTICS S SYNCHRONOUS MOTOR 1FK7-HI; PN=3,1 KW; UZK=600V M0=20NM (100K); NN=2000RPM; NATURAL COOLING; FRAME SIZE IMB 5 (IM V1, IM V3) FLANGE 1, WITH KTY TEMPERATURESENSOR POWER CONNECTOR ROTATABLE ABSOLUTE ENCODERR 2048S/R + 4096 UMDREHUNGEN MULTITURN, WITH ENDAT-SCHNITTSTELLE (ENCODER AM2048S/R) SHAFT WITH FITTED KEY, TOLERANCE N; WITH HOLDING BRAKE PROTECTION CLASS IP65, | 3605 | TEM | 1 | MC | 23 | 1
1FK70843BC711EB2 | SIMOTICS S SYNCHRONOUS MOTOR 1FK7-HI; PN=3,1 KW; UZK=600V M0=20NM (100K); NN=2000RPM; NATURAL COOLING; FRAME SIZE IMB 5 (IM V1, IM V3) FLANGE 1, WITH KTY TEMPERATURESENSOR POWER CONNECTOR ROTATABLE ABSOLUTE ENCODERR 2048S/R + 4096 UMDREHUNGEN MULTITURN, WITH ENDAT-SCHNITTSTELLE (ENCODER AM2048S/R) SHAFT WITH FITTED KEY, TOLERANCE N; WITH HOLDING BRAKE PROTECTION CLASS IP65, FLANGE ON DRIVE END IP67; | 3605 | TEM | 1 | MC | 23 | 1
1FK70843BC711EG0 | SIMOTICS S SYNCHRONOUS MOTOR 1FK7-HI; PN=3,1 KW; UZK=600V M0=20NM (100K); NN=2000RPM; NATURAL COOLING; FRAME SIZE IMB 5 (IM V1, IM V3) FLANGE 1, WITH KTY TEMPERATURESENSOR POWER CONNECTOR ROTATABLE ABSOLUTE ENCODERR 2048S/R + 4096 UMDREHUNGEN MULTITURN, WITH ENDAT-SCHNITTSTELLE (ENCODER AM2048S/R) PLAIN SHAFT, TOLERANCE N; W/O HOLDING BRAKE PROTECTION CLASS IP64; | 3014 | TEM | 1 | MC | 22.701 | 1
1FK70843BC711EG1 | SIMOTICS S SYNCHRONOUS MOTOR 1FK7-HI; PN=3,1 KW; UZK=600V M0=20NM (100K); NN=2000RPM; NATURAL COOLING; FRAME SIZE IMB 5 (IM V1, IM V3) FLANGE 1, WITH KTY TEMPERATURESENSOR POWER CONNECTOR ROTATABLE ABSOLUTE ENCODERR 2048S/R + 4096 UMDREHUNGEN MULTITURN, WITH ENDAT-SCHNITTSTELLE (ENCODER AM2048S/R) PLAIN SHAFT, TOLERANCE N; W/O HOLDING BRAKE PROTECTION CLASS IP65, | 3107 | TEM | 1 | MC | 22.701 | 1
1FK70843BC711EG2 | SIMOTICS S SYNCHRONOUS MOTOR 1FK7-HI; PN=3,1 KW; UZK=600V M0=20NM (100K); NN=2000RPM; NATURAL COOLING; FRAME SIZE IMB 5 (IM V1, IM V3) FLANGE 1, WITH KTY TEMPERATURESENSOR POWER CONNECTOR ROTATABLE ABSOLUTE ENCODERR 2048S/R + 4096 UMDREHUNGEN MULTITURN, WITH ENDAT-SCHNITTSTELLE (ENCODER AM2048S/R) PLAIN SHAFT, TOLERANCE N; W/O HOLDING BRAKE PROTECTION CLASS IP65, FLANGE ON DRIVE END IP67; | 3107 | TEM | 1 | MC | 22.701 | 1
1FK70843BC711EH0 | SIMOTICS S SYNCHRONOUS MOTOR 1FK7-HI; PN=3,1 KW; UZK=600V M0=20NM (100K); NN=2000RPM; NATURAL COOLING; FRAME SIZE IMB 5 (IM V1, IM V3) FLANGE 1, WITH KTY TEMPERATURESENSOR POWER CONNECTOR ROTATABLE ABSOLUTE ENCODERR 2048S/R + 4096 UMDREHUNGEN MULTITURN, WITH ENDAT-SCHNITTSTELLE (ENCODER AM2048S/R) PLAIN SHAFT, TOLERANCE N; WITH HOLDING BRAKE PROTECTION CLASS IP64; | 3425 | TEM | 1 | MC | 23 | 1
1FK70843BC711EH1 | SIMOTICS S SYNCHRONOUS MOTOR 1FK7-HI; PN=3,1 KW; UZK=600V M0=20NM (100K); NN=2000RPM; NATURAL COOLING; FRAME SIZE IMB 5 (IM V1, IM V3) FLANGE 1, WITH KTY TEMPERATURESENSOR POWER CONNECTOR ROTATABLE ABSOLUTE ENCODERR 2048S/R + 4096 UMDREHUNGEN MULTITURN, WITH ENDAT-SCHNITTSTELLE (ENCODER AM2048S/R) PLAIN SHAFT, TOLERANCE N; WITH HOLDING BRAKE PROTECTION CLASS IP65, | 3519 | TEM | 1 | MC | 23 | 1
1FK70843BC711EH2 | SIMOTICS S SYNCHRONOUS MOTOR 1FK7-HI; PN=3,1 KW; UZK=600V M0=20NM (100K); NN=2000RPM; NATURAL COOLING; FRAME SIZE IMB 5 (IM V1, IM V3) FLANGE 1, WITH KTY TEMPERATURESENSOR POWER CONNECTOR ROTATABLE ABSOLUTE ENCODERR 2048S/R + 4096 UMDREHUNGEN MULTITURN, WITH ENDAT-SCHNITTSTELLE (ENCODER AM2048S/R) PLAIN SHAFT, TOLERANCE N; WITH HOLDING BRAKE PROTECTION CLASS IP65, FLANGE ON DRIVE END IP67; | 3519 | TEM | 1 | MC | 23 | 1
1FK70843BC711FA0 | SIMOTICS S SYNCHRONOUS MOTOR 1FK7-HI; PN=3,1 KW; UZK=600V M0=20NM (100K); NN=2000RPM; NATURAL COOLING; FRAME SIZE IMB 5 (IM V1, IM V3) FLANGE 1 POWER CONNECTOR ROTATABLE ABSOLUTE ENCODER 22BIT + 12BIT MULTITURN, WITH DRIVE-CLIQ INTERFACE (ENCODER AM22DQ) SHAFT WITH FITTED KEY, TOLERANCE N; W/O HOLDING BRAKE PROTECTION CLASS IP64; | 3419 | TEM | 1 | MC | 22.701 | 1
1FK70843BC711FB0 | SIMOTICS S SYNCHRONOUS MOTOR 1FK7-HI; PN=3,1 KW; UZK=600V M0=20NM (100K); NN=2000RPM; NATURAL COOLING; FRAME SIZE IMB 5 (IM V1, IM V3) FLANGE 1 POWER CONNECTOR ROTATABLE ABSOLUTE ENCODER 22BIT + 12BIT MULTITURN, WITH DRIVE-CLIQ INTERFACE (ENCODER AM22DQ) SHAFT WITH FITTED KEY, TOLERANCE N; WITH HOLDING BRAKE PROTECTION CLASS IP64; | 3830 | TEM | 1 | MC | 23 | 1
1FK70843BC711FB1 | SIMOTICS S SYNCHRONOUS MOTOR 1FK7-HI; PN=3,1 KW; UZK=600V M0=20NM (100K); NN=2000RPM; NATURAL COOLING; FRAME SIZE IMB 5 (IM V1, IM V3) FLANGE 1 POWER CONNECTOR ROTATABLE ABSOLUTE ENCODER 22BIT + 12BIT MULTITURN, WITH DRIVE-CLIQ INTERFACE (ENCODER AM22DQ) SHAFT WITH FITTED KEY, TOLERANCE N; WITH HOLDING BRAKE PROTECTION CLASS IP65, | 3924 | TEM | 1 | MC | 23 | 1
1FK70843BC711FB2 | SIMOTICS S SYNCHRONOUS MOTOR 1FK7-HI; PN=3,1 KW; UZK=600V M0=20NM (100K); NN=2000RPM; NATURAL COOLING; FRAME SIZE IMB 5 (IM V1, IM V3) FLANGE 1 POWER CONNECTOR ROTATABLE ABSOLUTE ENCODER 22BIT + 12BIT MULTITURN, WITH DRIVE-CLIQ INTERFACE (ENCODER AM22DQ) SHAFT WITH FITTED KEY, TOLERANCE N; WITH HOLDING BRAKE PROTECTION CLASS IP65, FLANGE ON DRIVE END IP67; | 3924 | TEM | 1 | MC | 23 | 1
1FK70843BC711FG0 | SIMOTICS S SYNCHRONOUS MOTOR 1FK7-HI; PN=3,1 KW; UZK=600V M0=20NM (100K); NN=2000RPM; NATURAL COOLING; FRAME SIZE IMB 5 (IM V1, IM V3) FLANGE 1 POWER CONNECTOR ROTATABLE ABSOLUTE ENCODER 22BIT + 12BIT MULTITURN, WITH DRIVE-CLIQ INTERFACE (ENCODER AM22DQ) PLAIN SHAFT, TOLERANCE N; W/O HOLDING BRAKE PROTECTION CLASS IP64; | 3333 | TEM | 1 | MC | 22.701 | 1
1FK70843BC711FG1 | SIMOTICS S SYNCHRONOUS MOTOR 1FK7-HI; PN=3,1 KW; UZK=600V M0=20NM (100K); NN=2000RPM; NATURAL COOLING; FRAME SIZE IMB 5 (IM V1, IM V3) FLANGE 1 POWER CONNECTOR ROTATABLE ABSOLUTE ENCODER 22BIT + 12BIT MULTITURN, WITH DRIVE-CLIQ INTERFACE (ENCODER AM22DQ) PLAIN SHAFT, TOLERANCE N; W/O HOLDING BRAKE PROTECTION CLASS IP65, | 3426 | TEM | 1 | MC | 22.701 | 1
1FK70843BC711FG2 | SIMOTICS S SYNCHRONOUS MOTOR 1FK7-HI; PN=3,1 KW; UZK=600V M0=20NM (100K); NN=2000RPM; NATURAL COOLING; FRAME SIZE IMB 5 (IM V1, IM V3) FLANGE 1 POWER CONNECTOR ROTATABLE ABSOLUTE ENCODER 22BIT + 12BIT MULTITURN, WITH DRIVE-CLIQ INTERFACE (ENCODER AM22DQ) PLAIN SHAFT, TOLERANCE N; W/O HOLDING BRAKE PROTECTION CLASS IP65, FLANGE ON DRIVE END IP67; | 3426 | TEM | 1 | MC | 22.701 | 1
1FK70843BC711FH0 | SIMOTICS S SYNCHRONOUS MOTOR 1FK7-HI; PN=3,1 KW; UZK=600V M0=20NM (100K); NN=2000RPM; NATURAL COOLING; FRAME SIZE IMB 5 (IM V1, IM V3) FLANGE 1 POWER CONNECTOR ROTATABLE ABSOLUTE ENCODER 22BIT + 12BIT MULTITURN, WITH DRIVE-CLIQ INTERFACE (ENCODER AM22DQ) PLAIN SHAFT, TOLERANCE N; WITH HOLDING BRAKE PROTECTION CLASS IP64; | 3744 | TEM | 1 | MC | 23 | 1
1FK70843BC711FH1 | SIMOTICS S SYNCHRONOUS MOTOR 1FK7-HI; PN=3,1 KW; UZK=600V M0=20NM (100K); NN=2000RPM; NATURAL COOLING; FRAME SIZE IMB 5 (IM V1, IM V3) FLANGE 1 POWER CONNECTOR ROTATABLE ABSOLUTE ENCODER 22BIT + 12BIT MULTITURN, WITH DRIVE-CLIQ INTERFACE (ENCODER AM22DQ) PLAIN SHAFT, TOLERANCE N; WITH HOLDING BRAKE PROTECTION CLASS IP65, | 3837 | TEM | 1 | MC | 23 | 1
1FK70843BC711LB0 | SIMOTICS S SYNCHRONOUS MOTOR 1FK7-HI; PN=3,1 KW; UZK=600V M0=20NM (100K); NN=2000RPM; NATURAL COOLING; FRAME SIZE IMB 5 (IM V1, IM V3) FLANGE 1 POWER CONNECTOR ROTATABLE ABSOLUTE ENCODER 20BIT + 12 BIT MULTITURN WITH DRIVE-CLIQ INTERFACE (ENCODER AM20DQ) SHAFT WITH FITTED KEY, TOLERANCE N; WITH HOLDING BRAKE PROTECTION CLASS IP64; | 3351 | TEM | 1 | MC | 23 | 1
1FK70843BC711LG1 | SIMOTICS S SYNCHRONOUS MOTOR 1FK7-HI; PN=3,1 KW; UZK=600V M0=20NM (100K); NN=2000RPM; NATURAL COOLING; FRAME SIZE IMB 5 (IM V1, IM V3) FLANGE 1 POWER CONNECTOR ROTATABLE ABSOLUTE ENCODER 20BIT + 12 BIT MULTITURN WITH DRIVE-CLIQ INTERFACE (ENCODER AM20DQ) PLAIN SHAFT, TOLERANCE N; W/O HOLDING BRAKE PROTECTION CLASS IP65, | 2947 | TEM | 1 | MC | 22.701 | 1
1FK70843BC711LH1 | SIMOTICS S SYNCHRONOUS MOTOR 1FK7-HI; PN=3,1 KW; UZK=600V M0=20NM (100K); NN=2000RPM; NATURAL COOLING; FRAME SIZE IMB 5 (IM V1, IM V3) FLANGE 1 POWER CONNECTOR ROTATABLE ABSOLUTE ENCODER 20BIT + 12 BIT MULTITURN WITH DRIVE-CLIQ INTERFACE (ENCODER AM20DQ) PLAIN SHAFT, TOLERANCE N; WITH HOLDING BRAKE PROTECTION CLASS IP65, | 3359 | TEM | 1 | MC | 23 | 1
1FK70843BC711QA0 | SIMOTICS S SYNCHRONOUS MOTOR 1FK7-HI; PN=3,1 KW; UZK=600V M0=20NM (100K); NN=2000RPM; NATURAL COOLING; FRAME SIZE IMB 5 (IM V1, IM V3) FLANGE 1 POWER CONNECTOR ROTATABLE ABSOLUTE ENCODER SINGLETURN 20 BIT WITH DRIVE-CLIQ INTERFACE (ENCODER AS20DQI) SHAFT WITH FITTED KEY, TOLERANCE N; W/O HOLDING BRAKE PROTECTION CLASS IP64; | 2487 | TEM | 1 | MC | 22.701 | 1
1FK70843BC711QA1 | SIMOTICS S SYNCHRONOUS MOTOR 1FK7-HI; PN=3,1 KW; UZK=600V M0=20NM (100K); NN=2000RPM; NATURAL COOLING; FRAME SIZE IMB 5 (IM V1, IM V3) FLANGE 1 POWER CONNECTOR ROTATABLE ABSOLUTE ENCODER SINGLETURN 20 BIT WITH DRIVE-CLIQ INTERFACE (ENCODER AS20DQI) SHAFT WITH FITTED KEY, TOLERANCE N; W/O HOLDING BRAKE PROTECTION CLASS IP65, | 2580 | TEM | 1 | MC | 22.701 | 1
1FK70843BC711QA2 | SIMOTICS S SYNCHRONOUS MOTOR 1FK7-HI; PN=3,1 KW; UZK=600V M0=20NM (100K); NN=2000RPM; NATURAL COOLING; FRAME SIZE IMB 5 (IM V1, IM V3) FLANGE 1 POWER CONNECTOR ROTATABLE ABSOLUTE ENCODER SINGLETURN 20 BIT WITH DRIVE-CLIQ INTERFACE (ENCODER AS20DQI) SHAFT WITH FITTED KEY, TOLERANCE N; W/O HOLDING BRAKE PROTECTION CLASS IP65, FLANGE ON DRIVE END IP67; | 2580 | TEM | 1 | MC | 22.701 | 1
1FK70843BC711QB0 | SIMOTICS S SYNCHRONOUS MOTOR 1FK7-HI; PN=3,1 KW; UZK=600V M0=20NM (100K); NN=2000RPM; NATURAL COOLING; FRAME SIZE IMB 5 (IM V1, IM V3) FLANGE 1 POWER CONNECTOR ROTATABLE ABSOLUTE ENCODER SINGLETURN 20 BIT WITH DRIVE-CLIQ INTERFACE (ENCODER AS20DQI) SHAFT WITH FITTED KEY, TOLERANCE N; WITH HOLDING BRAKE PROTECTION CLASS IP64; | 2898 | TEM | 1 | MC | 23 | 1
1FK70843BC711QB1 | SIMOTICS S SYNCHRONOUS MOTOR 1FK7-HI; PN=3,1 KW; UZK=600V M0=20NM (100K); NN=2000RPM; NATURAL COOLING; FRAME SIZE IMB 5 (IM V1, IM V3) FLANGE 1 POWER CONNECTOR ROTATABLE ABSOLUTE ENCODER SINGLETURN 20 BIT WITH DRIVE-CLIQ INTERFACE (ENCODER AS20DQI) SHAFT WITH FITTED KEY, TOLERANCE N; WITH HOLDING BRAKE PROTECTION CLASS IP65, | 2991 | TEM | 1 | MC | 23 | 1
1FK70843BC711QB2 | SIMOTICS S SYNCHRONOUS MOTOR 1FK7-HI; PN=3,1 KW; UZK=600V M0=20NM (100K); NN=2000RPM; NATURAL COOLING; FRAME SIZE IMB 5 (IM V1, IM V3) FLANGE 1 POWER CONNECTOR ROTATABLE ABSOLUTE ENCODER SINGLETURN 20 BIT WITH DRIVE-CLIQ INTERFACE (ENCODER AS20DQI) SHAFT WITH FITTED KEY, TOLERANCE N; WITH HOLDING BRAKE PROTECTION CLASS IP65, FLANGE ON DRIVE END IP67; | 2991 | TEM | 1 | MC | 23 | 1
1FK70843BC711QG0 | SIMOTICS S SYNCHRONOUS MOTOR 1FK7-HI; PN=3,1 KW; UZK=600V M0=20NM (100K); NN=2000RPM; NATURAL COOLING; FRAME SIZE IMB 5 (IM V1, IM V3) FLANGE 1 POWER CONNECTOR ROTATABLE ABSOLUTE ENCODER SINGLETURN 20 BIT WITH DRIVE-CLIQ INTERFACE (ENCODER AS20DQI) PLAIN SHAFT, TOLERANCE N; W/O HOLDING BRAKE PROTECTION CLASS IP64; | 2400 | TEM | 1 | MC | 22.701 | 1
1FK70843BC711QG1 | SIMOTICS S SYNCHRONOUS MOTOR 1FK7-HI; PN=3,1 KW; UZK=600V M0=20NM (100K); NN=2000RPM; NATURAL COOLING; FRAME SIZE IMB 5 (IM V1, IM V3) FLANGE 1 POWER CONNECTOR ROTATABLE ABSOLUTE ENCODER SINGLETURN 20 BIT WITH DRIVE-CLIQ INTERFACE (ENCODER AS20DQI) PLAIN SHAFT, TOLERANCE N; W/O HOLDING BRAKE PROTECTION CLASS IP65, | 2494 | TEM | 1 | MC | 22.701 | 1
1FK70843BC711QG2 | SIMOTICS S SYNCHRONOUS MOTOR 1FK7-HI; PN=3,1 KW; UZK=600V M0=20NM (100K); NN=2000RPM; NATURAL COOLING; FRAME SIZE IMB 5 (IM V1, IM V3) FLANGE 1 POWER CONNECTOR ROTATABLE ABSOLUTE ENCODER SINGLETURN 20 BIT WITH DRIVE-CLIQ INTERFACE (ENCODER AS20DQI) PLAIN SHAFT, TOLERANCE N; W/O HOLDING BRAKE PROTECTION CLASS IP65, FLANGE ON DRIVE END IP67; | 2494 | TEM | 1 | MC | 22.701 | 1
1FK70843BC711QH0 | SIMOTICS S SYNCHRONOUS MOTOR 1FK7-HI; PN=3,1 KW; UZK=600V M0=20NM (100K); NN=2000RPM; NATURAL COOLING; FRAME SIZE IMB 5 (IM V1, IM V3) FLANGE 1 POWER CONNECTOR ROTATABLE ABSOLUTE ENCODER SINGLETURN 20 BIT WITH DRIVE-CLIQ INTERFACE (ENCODER AS20DQI) PLAIN SHAFT, TOLERANCE N; WITH HOLDING BRAKE PROTECTION CLASS IP64; | 2812 | TEM | 1 | MC | 23 | 1
1FK70843BC711QH1 | SIMOTICS S SYNCHRONOUS MOTOR 1FK7-HI; PN=3,1 KW; UZK=600V M0=20NM (100K); NN=2000RPM; NATURAL COOLING; FRAME SIZE IMB 5 (IM V1, IM V3) FLANGE 1 POWER CONNECTOR ROTATABLE ABSOLUTE ENCODER SINGLETURN 20 BIT WITH DRIVE-CLIQ INTERFACE (ENCODER AS20DQI) PLAIN SHAFT, TOLERANCE N; WITH HOLDING BRAKE PROTECTION CLASS IP65, | 2905 | TEM | 1 | MC | 23 | 1
1FK70843BC711QH2 | SIMOTICS S SYNCHRONOUS MOTOR 1FK7-HI; PN=3,1 KW; UZK=600V M0=20NM (100K); NN=2000RPM; NATURAL COOLING; FRAME SIZE IMB 5 (IM V1, IM V3) FLANGE 1 POWER CONNECTOR ROTATABLE ABSOLUTE ENCODER SINGLETURN 20 BIT WITH DRIVE-CLIQ INTERFACE (ENCODER AS20DQI) PLAIN SHAFT, TOLERANCE N; WITH HOLDING BRAKE PROTECTION CLASS IP65, FLANGE ON DRIVE END IP67; | 2905 | TEM | 1 | MC | 23 | 1
1FK70843BC711RA0 | SIMOTICS S SYNCHRONOUS MOTOR 1FK7-HI; PN=3,1 KW; UZK=600V M0=20NM (100K); NN=2000RPM; NATURAL COOLING; FRAME SIZE IMB 5 (IM V1, IM V3) FLANGE 1 POWER CONNECTOR ROTATABLE ABSOLUTE ENCODER 20 BIT + 12 BIT MULTITURN WITH DRIVE-CLIQ INTERFACE (ENCODER AM20DQI) SHAFT WITH FITTED KEY, TOLERANCE N; W/O HOLDING BRAKE PROTECTION CLASS IP64; | 2861 | TEM | 1 | MC | 22.701 | 1
1FK70843BC711RA1 | SIMOTICS S SYNCHRONOUS MOTOR 1FK7-HI; PN=3,1 KW; UZK=600V M0=20NM (100K); NN=2000RPM; NATURAL COOLING; FRAME SIZE IMB 5 (IM V1, IM V3) FLANGE 1 POWER CONNECTOR ROTATABLE ABSOLUTE ENCODER 20 BIT + 12 BIT MULTITURN WITH DRIVE-CLIQ INTERFACE (ENCODER AM20DQI) SHAFT WITH FITTED KEY, TOLERANCE N; W/O HOLDING BRAKE PROTECTION CLASS IP65, | 2954 | TEM | 1 | MC | 22.701 | 1
1FK70843BC711RA2 | SIMOTICS S SYNCHRONOUS MOTOR 1FK7-HI; PN=3,1 KW; UZK=600V M0=20NM (100K); NN=2000RPM; NATURAL COOLING; FRAME SIZE IMB 5 (IM V1, IM V3) FLANGE 1 POWER CONNECTOR ROTATABLE ABSOLUTE ENCODER 20 BIT + 12 BIT MULTITURN WITH DRIVE-CLIQ INTERFACE (ENCODER AM20DQI) SHAFT WITH FITTED KEY, TOLERANCE N; W/O HOLDING BRAKE PROTECTION CLASS IP65, FLANGE ON DRIVE END IP67; | 2954 | TEM | 1 | MC | 22.701 | 1
1FK70843BC711RB0 | SIMOTICS S SYNCHRONOUS MOTOR 1FK7-HI; PN=3,1 KW; UZK=600V M0=20NM (100K); NN=2000RPM; NATURAL COOLING; FRAME SIZE IMB 5 (IM V1, IM V3) FLANGE 1 POWER CONNECTOR ROTATABLE ABSOLUTE ENCODER 20 BIT + 12 BIT MULTITURN WITH DRIVE-CLIQ INTERFACE (ENCODER AM20DQI) SHAFT WITH FITTED KEY, TOLERANCE N; WITH HOLDING BRAKE PROTECTION CLASS IP64; | 3272 | TEM | 1 | MC | 23 | 1
1FK70843BC711RB1 | SIMOTICS S SYNCHRONOUS MOTOR 1FK7-HI; PN=3,1 KW; UZK=600V M0=20NM (100K); NN=2000RPM; NATURAL COOLING; FRAME SIZE IMB 5 (IM V1, IM V3) FLANGE 1 POWER CONNECTOR ROTATABLE ABSOLUTE ENCODER 20 BIT + 12 BIT MULTITURN WITH DRIVE-CLIQ INTERFACE (ENCODER AM20DQI) SHAFT WITH FITTED KEY, TOLERANCE N; WITH HOLDING BRAKE PROTECTION CLASS IP65, | 3365 | TEM | 1 | MC | 23 | 1
1FK70843BC711RB2 | SIMOTICS S SYNCHRONOUS MOTOR 1FK7-HI; PN=3,1 KW; UZK=600V M0=20NM (100K); NN=2000RPM; NATURAL COOLING; FRAME SIZE IMB 5 (IM V1, IM V3) FLANGE 1 POWER CONNECTOR ROTATABLE ABSOLUTE ENCODER 20 BIT + 12 BIT MULTITURN WITH DRIVE-CLIQ INTERFACE (ENCODER AM20DQI) SHAFT WITH FITTED KEY, TOLERANCE N; WITH HOLDING BRAKE PROTECTION CLASS IP65, FLANGE ON DRIVE END IP67; | 3365 | TEM | 1 | MC | 23 | 1
1FK70843BC711RG0 | SIMOTICS S SYNCHRONOUS MOTOR 1FK7-HI; PN=3,1 KW; UZK=600V M0=20NM (100K); NN=2000RPM; NATURAL COOLING; FRAME SIZE IMB 5 (IM V1, IM V3) FLANGE 1 POWER CONNECTOR ROTATABLE ABSOLUTE ENCODER 20 BIT + 12 BIT MULTITURN WITH DRIVE-CLIQ INTERFACE (ENCODER AM20DQI) PLAIN SHAFT, TOLERANCE N; W/O HOLDING BRAKE PROTECTION CLASS IP64; | 2774 | TEM | 1 | MC | 22.701 | 1
1FK70843BC711RG1 | SIMOTICS S SYNCHRONOUS MOTOR 1FK7-HI; PN=3,1 KW; UZK=600V M0=20NM (100K); NN=2000RPM; NATURAL COOLING; FRAME SIZE IMB 5 (IM V1, IM V3) FLANGE 1 POWER CONNECTOR ROTATABLE ABSOLUTE ENCODER 20 BIT + 12 BIT MULTITURN WITH DRIVE-CLIQ INTERFACE (ENCODER AM20DQI) PLAIN SHAFT, TOLERANCE N; W/O HOLDING BRAKE PROTECTION CLASS IP65, | 2868 | TEM | 1 | MC | 22.701 | 1
1FK70843BC711RG2 | SIMOTICS S SYNCHRONOUS MOTOR 1FK7-HI; PN=3,1 KW; UZK=600V M0=20NM (100K); NN=2000RPM; NATURAL COOLING; FRAME SIZE IMB 5 (IM V1, IM V3) FLANGE 1 POWER CONNECTOR ROTATABLE ABSOLUTE ENCODER 20 BIT + 12 BIT MULTITURN WITH DRIVE-CLIQ INTERFACE (ENCODER AM20DQI) PLAIN SHAFT, TOLERANCE N; W/O HOLDING BRAKE PROTECTION CLASS IP65, FLANGE ON DRIVE END IP67; | 2868 | TEM | 1 | MC | 22.701 | 1
1FK70843BC711RH0 | SIMOTICS S SYNCHRONOUS MOTOR 1FK7-HI; PN=3,1 KW; UZK=600V M0=20NM (100K); NN=2000RPM; NATURAL COOLING; FRAME SIZE IMB 5 (IM V1, IM V3) FLANGE 1 POWER CONNECTOR ROTATABLE ABSOLUTE ENCODER 20 BIT + 12 BIT MULTITURN WITH DRIVE-CLIQ INTERFACE (ENCODER AM20DQI) PLAIN SHAFT, TOLERANCE N; WITH HOLDING BRAKE PROTECTION CLASS IP64; | 3186 | TEM | 1 | MC | 23 | 1
1FK70843BC711RH1 | SIMOTICS S SYNCHRONOUS MOTOR 1FK7-HI; PN=3,1 KW; UZK=600V M0=20NM (100K); NN=2000RPM; NATURAL COOLING; FRAME SIZE IMB 5 (IM V1, IM V3) FLANGE 1 POWER CONNECTOR ROTATABLE ABSOLUTE ENCODER 20 BIT + 12 BIT MULTITURN WITH DRIVE-CLIQ INTERFACE (ENCODER AM20DQI) PLAIN SHAFT, TOLERANCE N; WITH HOLDING BRAKE PROTECTION CLASS IP65, | 3279 | TEM | 1 | MC | 23 | 1
1FK70843BC711RH2 | SIMOTICS S SYNCHRONOUS MOTOR 1FK7-HI; PN=3,1 KW; UZK=600V M0=20NM (100K); NN=2000RPM; NATURAL COOLING; FRAME SIZE IMB 5 (IM V1, IM V3) FLANGE 1 POWER CONNECTOR ROTATABLE ABSOLUTE ENCODER 20 BIT + 12 BIT MULTITURN WITH DRIVE-CLIQ INTERFACE (ENCODER AM20DQI) PLAIN SHAFT, TOLERANCE N; WITH HOLDING BRAKE PROTECTION CLASS IP65, FLANGE ON DRIVE END IP67; | 3279 | TEM | 1 | MC | 23 | 1
1FK70843BF711AA0 | SIMOTICS S SYNCHRONOUS MOTOR 1FK7-HI; PN=3,1 KW; UZK=600V M0=20NM (100K); NN=3000RPM; NATURAL COOLING; FRAME SIZE IMB 5 (IM V1, IM V3) FLANGE 1, WITH KTY TEMPERATURESENSOR POWER CONNECTOR ROTATABLE INCREMENTAL ENCODER SIN/COS 1VP 2048 S/R WITH C- AND D-SPUR (ENCODER IC2048S/R) SHAFT WITH FITTED KEY, TOLERANCE N; W/O HOLDING BRAKE PROTECTION CLASS IP64; | 2728 | TEM | 1 | MC | 22.701 | 1
1FK70843BF711AA1 | SIMOTICS S SYNCHRONOUS MOTOR 1FK7-HI; PN=3,1 KW; UZK=600V M0=20NM (100K); NN=3000RPM; NATURAL COOLING; FRAME SIZE IMB 5 (IM V1, IM V3) FLANGE 1, WITH KTY TEMPERATURESENSOR POWER CONNECTOR ROTATABLE INCREMENTAL ENCODER SIN/COS 1VP 2048 S/R WITH C- AND D-SPUR (ENCODER IC2048S/R) SHAFT WITH FITTED KEY, TOLERANCE N; W/O HOLDING BRAKE PROTECTION CLASS IP65, | 2822 | TEM | 1 | MC | 22.701 | 1
1FK70843BF711AA2 | SIMOTICS S SYNCHRONOUS MOTOR 1FK7-HI; PN=3,1 KW; UZK=600V M0=20NM (100K); NN=3000RPM; NATURAL COOLING; FRAME SIZE IMB 5 (IM V1, IM V3) FLANGE 1, WITH KTY TEMPERATURESENSOR POWER CONNECTOR ROTATABLE INCREMENTAL ENCODER SIN/COS 1VP 2048 S/R WITH C- AND D-SPUR (ENCODER IC2048S/R) SHAFT WITH FITTED KEY, TOLERANCE N; W/O HOLDING BRAKE PROTECTION CLASS IP65, FLANGE ON DRIVE END IP67; | 2822 | TEM | 1 | MC | 22.701 | 1
1FK70843BF711AB0 | SIMOTICS S SYNCHRONOUS MOTOR 1FK7-HI; PN=3,1 KW; UZK=600V M0=20NM (100K); NN=3000RPM; NATURAL COOLING; FRAME SIZE IMB 5 (IM V1, IM V3) FLANGE 1, WITH KTY TEMPERATURESENSOR POWER CONNECTOR ROTATABLE INCREMENTAL ENCODER SIN/COS 1VP 2048 S/R WITH C- AND D-SPUR (ENCODER IC2048S/R) SHAFT WITH FITTED KEY, TOLERANCE N; WITH HOLDING BRAKE PROTECTION CLASS IP64; | 3140 | TEM | 1 | MC | 23 | 1
1FK70843BF711AB1 | SIMOTICS S SYNCHRONOUS MOTOR 1FK7-HI; PN=3,1 KW; UZK=600V M0=20NM (100K); NN=3000RPM; NATURAL COOLING; FRAME SIZE IMB 5 (IM V1, IM V3) FLANGE 1, WITH KTY TEMPERATURESENSOR POWER CONNECTOR ROTATABLE INCREMENTAL ENCODER SIN/COS 1VP 2048 S/R WITH C- AND D-SPUR (ENCODER IC2048S/R) SHAFT WITH FITTED KEY, TOLERANCE N; WITH HOLDING BRAKE PROTECTION CLASS IP65, | 3233 | TEM | 1 | MC | 23 | 1
1FK70843BF711AB2 | SIMOTICS S SYNCHRONOUS MOTOR 1FK7-HI; PN=3,1 KW; UZK=600V M0=20NM (100K); NN=3000RPM; NATURAL COOLING; FRAME SIZE IMB 5 (IM V1, IM V3) FLANGE 1, WITH KTY TEMPERATURESENSOR POWER CONNECTOR ROTATABLE INCREMENTAL ENCODER SIN/COS 1VP 2048 S/R WITH C- AND D-SPUR (ENCODER IC2048S/R) SHAFT WITH FITTED KEY, TOLERANCE N; WITH HOLDING BRAKE PROTECTION CLASS IP65, FLANGE ON DRIVE END IP67; | 3233 | TEM | 1 | MC | 23 | 1
1FK70843BF711AG0 | SIMOTICS S SYNCHRONOUS MOTOR 1FK7-HI; PN=3,1 KW; UZK=600V M0=20NM (100K); NN=3000RPM; NATURAL COOLING; FRAME SIZE IMB 5 (IM V1, IM V3) FLANGE 1, WITH KTY TEMPERATURESENSOR POWER CONNECTOR ROTATABLE INCREMENTAL ENCODER SIN/COS 1VP 2048 S/R WITH C- AND D-SPUR (ENCODER IC2048S/R) PLAIN SHAFT, TOLERANCE N; W/O HOLDING BRAKE PROTECTION CLASS IP64; | 2642 | TEM | 1 | MC | 22.701 | 1
1FK70843BF711AG1 | SIMOTICS S SYNCHRONOUS MOTOR 1FK7-HI; PN=3,1 KW; UZK=600V M0=20NM (100K); NN=3000RPM; NATURAL COOLING; FRAME SIZE IMB 5 (IM V1, IM V3) FLANGE 1, WITH KTY TEMPERATURESENSOR POWER CONNECTOR ROTATABLE INCREMENTAL ENCODER SIN/COS 1VP 2048 S/R WITH C- AND D-SPUR (ENCODER IC2048S/R) PLAIN SHAFT, TOLERANCE N; W/O HOLDING BRAKE PROTECTION CLASS IP65, | 2736 | TEM | 1 | MC | 22.701 | 1
1FK70843BF711AG2 | SIMOTICS S SYNCHRONOUS MOTOR 1FK7-HI; PN=3,1 KW; UZK=600V M0=20NM (100K); NN=3000RPM; NATURAL COOLING; FRAME SIZE IMB 5 (IM V1, IM V3) FLANGE 1, WITH KTY TEMPERATURESENSOR POWER CONNECTOR ROTATABLE INCREMENTAL ENCODER SIN/COS 1VP 2048 S/R WITH C- AND D-SPUR (ENCODER IC2048S/R) PLAIN SHAFT, TOLERANCE N; W/O HOLDING BRAKE PROTECTION CLASS IP65, FLANGE ON DRIVE END IP67; | 2736 | TEM | 1 | MC | 22.701 | 1
1FK70843BF711AH0 | SIMOTICS S SYNCHRONOUS MOTOR 1FK7-HI; PN=3,1 KW; UZK=600V M0=20NM (100K); NN=3000RPM; NATURAL COOLING; FRAME SIZE IMB 5 (IM V1, IM V3) FLANGE 1, WITH KTY TEMPERATURESENSOR POWER CONNECTOR ROTATABLE INCREMENTAL ENCODER SIN/COS 1VP 2048 S/R WITH C- AND D-SPUR (ENCODER IC2048S/R) PLAIN SHAFT, TOLERANCE N; WITH HOLDING BRAKE PROTECTION CLASS IP64; | 3053 | TEM | 1 | MC | 23 | 1
1FK70843BF711AH1 | SIMOTICS S SYNCHRONOUS MOTOR 1FK7-HI; PN=3,1 KW; UZK=600V M0=20NM (100K); NN=3000RPM; NATURAL COOLING; FRAME SIZE IMB 5 (IM V1, IM V3) FLANGE 1, WITH KTY TEMPERATURESENSOR POWER CONNECTOR ROTATABLE INCREMENTAL ENCODER SIN/COS 1VP 2048 S/R WITH C- AND D-SPUR (ENCODER IC2048S/R) PLAIN SHAFT, TOLERANCE N; WITH HOLDING BRAKE PROTECTION CLASS IP65, | 3147 | TEM | 1 | MC | 23 | 1
1FK70843BF711AH2 | SIMOTICS S SYNCHRONOUS MOTOR 1FK7-HI; PN=3,1 KW; UZK=600V M0=20NM (100K); NN=3000RPM; NATURAL COOLING; FRAME SIZE IMB 5 (IM V1, IM V3) FLANGE 1, WITH KTY TEMPERATURESENSOR POWER CONNECTOR ROTATABLE INCREMENTAL ENCODER SIN/COS 1VP 2048 S/R WITH C- AND D-SPUR (ENCODER IC2048S/R) PLAIN SHAFT, TOLERANCE N; WITH HOLDING BRAKE PROTECTION CLASS IP65, FLANGE ON DRIVE END IP67; | 3147 | TEM | 1 | MC | 23 | 1
1FK70843BF711BA0 | SIMOTICS S SYNCHRONOUS MOTOR 1FK7-HI; PN=3,1 KW; UZK=600V M0=20NM (100K); NN=3000RPM; NATURAL COOLING; FRAME SIZE IMB 5 (IM V1, IM V3) FLANGE 1 POWER CONNECTOR ROTATABLE ABSOLUTE ENCODER SINGLETURN 24 BIT WITH DRIVE CLIQ INTERFACE (ENCODER AS24DQI) SHAFT WITH FITTED KEY, TOLERANCE N; W/O HOLDING BRAKE PROTECTION CLASS IP64; | 2969 | TEM | 1 | MC | 22.701 | 1
1FK70843BF711BA1 | SIMOTICS S SYNCHRONOUS MOTOR 1FK7-HI; PN=3,1 KW; UZK=600V M0=20NM (100K); NN=3000RPM; NATURAL COOLING; FRAME SIZE IMB 5 (IM V1, IM V3) FLANGE 1 POWER CONNECTOR ROTATABLE ABSOLUTE ENCODER SINGLETURN 24 BIT WITH DRIVE CLIQ INTERFACE (ENCODER AS24DQI) SHAFT WITH FITTED KEY, TOLERANCE N; W/O HOLDING BRAKE PROTECTION CLASS IP65, | 3063 | TEM | 1 | MC | 22.701 | 1
1FK70843BF711BA2 | SIMOTICS S SYNCHRONOUS MOTOR 1FK7-HI; PN=3,1 KW; UZK=600V M0=20NM (100K); NN=3000RPM; NATURAL COOLING; FRAME SIZE IMB 5 (IM V1, IM V3) FLANGE 1 POWER CONNECTOR ROTATABLE ABSOLUTE ENCODER SINGLETURN 24 BIT WITH DRIVE CLIQ INTERFACE (ENCODER AS24DQI) SHAFT WITH FITTED KEY, TOLERANCE N; W/O HOLDING BRAKE PROTECTION CLASS IP65, FLANGE ON DRIVE END IP67; | 3063 | TEM | 1 | MC | 22.701 | 1
1FK70843BF711BB0 | SIMOTICS S SYNCHRONOUS MOTOR 1FK7-HI; PN=3,1 KW; UZK=600V M0=20NM (100K); NN=3000RPM; NATURAL COOLING; FRAME SIZE IMB 5 (IM V1, IM V3) FLANGE 1 POWER CONNECTOR ROTATABLE ABSOLUTE ENCODER SINGLETURN 24 BIT WITH DRIVE CLIQ INTERFACE (ENCODER AS24DQI) SHAFT WITH FITTED KEY, TOLERANCE N; WITH HOLDING BRAKE PROTECTION CLASS IP64; | 3381 | TEM | 1 | MC | 23 | 1
1FK70843BF711BB1 | SIMOTICS S SYNCHRONOUS MOTOR 1FK7-HI; PN=3,1 KW; UZK=600V M0=20NM (100K); NN=3000RPM; NATURAL COOLING; FRAME SIZE IMB 5 (IM V1, IM V3) FLANGE 1 POWER CONNECTOR ROTATABLE ABSOLUTE ENCODER SINGLETURN 24 BIT WITH DRIVE CLIQ INTERFACE (ENCODER AS24DQI) SHAFT WITH FITTED KEY, TOLERANCE N; WITH HOLDING BRAKE PROTECTION CLASS IP65, | 3474 | TEM | 1 | MC | 23 | 1
1FK70843BF711BB2 | SIMOTICS S SYNCHRONOUS MOTOR 1FK7-HI; PN=3,1 KW; UZK=600V M0=20NM (100K); NN=3000RPM; NATURAL COOLING; FRAME SIZE IMB 5 (IM V1, IM V3) FLANGE 1 POWER CONNECTOR ROTATABLE ABSOLUTE ENCODER SINGLETURN 24 BIT WITH DRIVE CLIQ INTERFACE (ENCODER AS24DQI) SHAFT WITH FITTED KEY, TOLERANCE N; WITH HOLDING BRAKE PROTECTION CLASS IP65, FLANGE ON DRIVE END IP67; | 3474 | TEM | 1 | MC | 23 | 1
1FK70843BF711BG0 | SIMOTICS S SYNCHRONOUS MOTOR 1FK7-HI; PN=3,1 KW; UZK=600V M0=20NM (100K); NN=3000RPM; NATURAL COOLING; FRAME SIZE IMB 5 (IM V1, IM V3) FLANGE 1 POWER CONNECTOR ROTATABLE ABSOLUTE ENCODER SINGLETURN 24 BIT WITH DRIVE CLIQ INTERFACE (ENCODER AS24DQI) PLAIN SHAFT, TOLERANCE N; W/O HOLDING BRAKE PROTECTION CLASS IP64; | 2883 | TEM | 1 | MC | 22.701 | 1
1FK70843BF711BG1 | SIMOTICS S SYNCHRONOUS MOTOR 1FK7-HI; PN=3,1 KW; UZK=600V M0=20NM (100K); NN=3000RPM; NATURAL COOLING; FRAME SIZE IMB 5 (IM V1, IM V3) FLANGE 1 POWER CONNECTOR ROTATABLE ABSOLUTE ENCODER SINGLETURN 24 BIT WITH DRIVE CLIQ INTERFACE (ENCODER AS24DQI) PLAIN SHAFT, TOLERANCE N; W/O HOLDING BRAKE PROTECTION CLASS IP65, | 2977 | TEM | 1 | MC | 22.701 | 1
1FK70843BF711BG2 | SIMOTICS S SYNCHRONOUS MOTOR 1FK7-HI; PN=3,1 KW; UZK=600V M0=20NM (100K); NN=3000RPM; NATURAL COOLING; FRAME SIZE IMB 5 (IM V1, IM V3) FLANGE 1 POWER CONNECTOR ROTATABLE ABSOLUTE ENCODER SINGLETURN 24 BIT WITH DRIVE CLIQ INTERFACE (ENCODER AS24DQI) PLAIN SHAFT, TOLERANCE N; W/O HOLDING BRAKE PROTECTION CLASS IP65, FLANGE ON DRIVE END IP67; | 2977 | TEM | 1 | MC | 22.701 | 1
1FK70843BF711BH0 | SIMOTICS S SYNCHRONOUS MOTOR 1FK7-HI; PN=3,1 KW; UZK=600V M0=20NM (100K); NN=3000RPM; NATURAL COOLING; FRAME SIZE IMB 5 (IM V1, IM V3) FLANGE 1 POWER CONNECTOR ROTATABLE ABSOLUTE ENCODER SINGLETURN 24 BIT WITH DRIVE CLIQ INTERFACE (ENCODER AS24DQI) PLAIN SHAFT, TOLERANCE N; WITH HOLDING BRAKE PROTECTION CLASS IP64; | 3295 | TEM | 1 | MC | 23 | 1
1FK70843BF711BH1 | SIMOTICS S SYNCHRONOUS MOTOR 1FK7-HI; PN=3,1 KW; UZK=600V M0=20NM (100K); NN=3000RPM; NATURAL COOLING; FRAME SIZE IMB 5 (IM V1, IM V3) FLANGE 1 POWER CONNECTOR ROTATABLE ABSOLUTE ENCODER SINGLETURN 24 BIT WITH DRIVE CLIQ INTERFACE (ENCODER AS24DQI) PLAIN SHAFT, TOLERANCE N; WITH HOLDING BRAKE PROTECTION CLASS IP65, | 3388 | TEM | 1 | MC | 23 | 1
1FK70843BF711BH2 | SIMOTICS S SYNCHRONOUS MOTOR 1FK7-HI; PN=3,1 KW; UZK=600V M0=20NM (100K); NN=3000RPM; NATURAL COOLING; FRAME SIZE IMB 5 (IM V1, IM V3) FLANGE 1 POWER CONNECTOR ROTATABLE ABSOLUTE ENCODER SINGLETURN 24 BIT WITH DRIVE CLIQ INTERFACE (ENCODER AS24DQI) PLAIN SHAFT, TOLERANCE N; WITH HOLDING BRAKE PROTECTION CLASS IP65, FLANGE ON DRIVE END IP67; | 3388 | TEM | 1 | MC | 23 | 1
1FK70843BF711CA0 | SIMOTICS S SYNCHRONOUS MOTOR 1FK7-HI; PN=3,1 KW; UZK=600V M0=20NM (100K); NN=3000RPM; NATURAL COOLING; FRAME SIZE IMB 5 (IM V1, IM V3) FLANGE 1 POWER CONNECTOR ROTATABLE ABSOLUTE ENCODER 24 BIT + 12 BIT MULTITURN WITH DRIVE-CLIQ INTERFACE (ENCODER AM24DQI) SHAFT WITH FITTED KEY, TOLERANCE N; W/O HOLDING BRAKE PROTECTION CLASS IP64; | 3339 | TEM | 1 | MC | 22.701 | 1
1FK70843BF711CA1 | SIMOTICS S SYNCHRONOUS MOTOR 1FK7-HI; PN=3,1 KW; UZK=600V M0=20NM (100K); NN=3000RPM; NATURAL COOLING; FRAME SIZE IMB 5 (IM V1, IM V3) FLANGE 1 POWER CONNECTOR ROTATABLE ABSOLUTE ENCODER 24 BIT + 12 BIT MULTITURN WITH DRIVE-CLIQ INTERFACE (ENCODER AM24DQI) SHAFT WITH FITTED KEY, TOLERANCE N; W/O HOLDING BRAKE PROTECTION CLASS IP65, | 3432 | TEM | 1 | MC | 22.701 | 1
1FK70843BF711CA2 | SIMOTICS S SYNCHRONOUS MOTOR 1FK7-HI; PN=3,1 KW; UZK=600V M0=20NM (100K); NN=3000RPM; NATURAL COOLING; FRAME SIZE IMB 5 (IM V1, IM V3) FLANGE 1 POWER CONNECTOR ROTATABLE ABSOLUTE ENCODER 24 BIT + 12 BIT MULTITURN WITH DRIVE-CLIQ INTERFACE (ENCODER AM24DQI) SHAFT WITH FITTED KEY, TOLERANCE N; W/O HOLDING BRAKE PROTECTION CLASS IP65, FLANGE ON DRIVE END IP67; | 3432 | TEM | 1 | MC | 22.701 | 1
1FK70843BF711CB0 | SIMOTICS S SYNCHRONOUS MOTOR 1FK7-HI; PN=3,1 KW; UZK=600V M0=20NM (100K); NN=3000RPM; NATURAL COOLING; FRAME SIZE IMB 5 (IM V1, IM V3) FLANGE 1 POWER CONNECTOR ROTATABLE ABSOLUTE ENCODER 24 BIT + 12 BIT MULTITURN WITH DRIVE-CLIQ INTERFACE (ENCODER AM24DQI) SHAFT WITH FITTED KEY, TOLERANCE N; WITH HOLDING BRAKE PROTECTION CLASS IP64; | 3750 | TEM | 1 | MC | 23 | 1
1FK70843BF711CB1 | SIMOTICS S SYNCHRONOUS MOTOR 1FK7-HI; PN=3,1 KW; UZK=600V M0=20NM (100K); NN=3000RPM; NATURAL COOLING; FRAME SIZE IMB 5 (IM V1, IM V3) FLANGE 1 POWER CONNECTOR ROTATABLE ABSOLUTE ENCODER 24 BIT + 12 BIT MULTITURN WITH DRIVE-CLIQ INTERFACE (ENCODER AM24DQI) SHAFT WITH FITTED KEY, TOLERANCE N; WITH HOLDING BRAKE PROTECTION CLASS IP65, | 3844 | TEM | 1 | MC | 23 | 1
1FK70843BF711CB2 | SIMOTICS S SYNCHRONOUS MOTOR 1FK7-HI; PN=3,1 KW; UZK=600V M0=20NM (100K); NN=3000RPM; NATURAL COOLING; FRAME SIZE IMB 5 (IM V1, IM V3) FLANGE 1 POWER CONNECTOR ROTATABLE ABSOLUTE ENCODER 24 BIT + 12 BIT MULTITURN WITH DRIVE-CLIQ INTERFACE (ENCODER AM24DQI) SHAFT WITH FITTED KEY, TOLERANCE N; WITH HOLDING BRAKE PROTECTION CLASS IP65, FLANGE ON DRIVE END IP67; | 3844 | TEM | 1 | MC | 23 | 1
1FK70843BF711CG0 | SIMOTICS S SYNCHRONOUS MOTOR 1FK7-HI; PN=3,1 KW; UZK=600V M0=20NM (100K); NN=3000RPM; NATURAL COOLING; FRAME SIZE IMB 5 (IM V1, IM V3) FLANGE 1 POWER CONNECTOR ROTATABLE ABSOLUTE ENCODER 24 BIT + 12 BIT MULTITURN WITH DRIVE-CLIQ INTERFACE (ENCODER AM24DQI) PLAIN SHAFT, TOLERANCE N; W/O HOLDING BRAKE PROTECTION CLASS IP64; | 3252 | TEM | 1 | MC | 22.701 | 1
1FK70843BF711CG1 | SIMOTICS S SYNCHRONOUS MOTOR 1FK7-HI; PN=3,1 KW; UZK=600V M0=20NM (100K); NN=3000RPM; NATURAL COOLING; FRAME SIZE IMB 5 (IM V1, IM V3) FLANGE 1 POWER CONNECTOR ROTATABLE ABSOLUTE ENCODER 24 BIT + 12 BIT MULTITURN WITH DRIVE-CLIQ INTERFACE (ENCODER AM24DQI) PLAIN SHAFT, TOLERANCE N; W/O HOLDING BRAKE PROTECTION CLASS IP65, | 3346 | TEM | 1 | MC | 22.701 | 1
1FK70843BF711CG2 | SIMOTICS S SYNCHRONOUS MOTOR 1FK7-HI; PN=3,1 KW; UZK=600V M0=20NM (100K); NN=3000RPM; NATURAL COOLING; FRAME SIZE IMB 5 (IM V1, IM V3) FLANGE 1 POWER CONNECTOR ROTATABLE ABSOLUTE ENCODER 24 BIT + 12 BIT MULTITURN WITH DRIVE-CLIQ INTERFACE (ENCODER AM24DQI) PLAIN SHAFT, TOLERANCE N; W/O HOLDING BRAKE PROTECTION CLASS IP65, FLANGE ON DRIVE END IP67; | 3346 | TEM | 1 | MC | 22.701 | 1
1FK70843BF711CH0 | SIMOTICS S SYNCHRONOUS MOTOR 1FK7-HI; PN=3,1 KW; UZK=600V M0=20NM (100K); NN=3000RPM; NATURAL COOLING; FRAME SIZE IMB 5 (IM V1, IM V3) FLANGE 1 POWER CONNECTOR ROTATABLE ABSOLUTE ENCODER 24 BIT + 12 BIT MULTITURN WITH DRIVE-CLIQ INTERFACE (ENCODER AM24DQI) PLAIN SHAFT, TOLERANCE N; WITH HOLDING BRAKE PROTECTION CLASS IP64; | 3664 | TEM | 1 | MC | 23 | 1
1FK70843BF711CH1 | SIMOTICS S SYNCHRONOUS MOTOR 1FK7-HI; PN=3,1 KW; UZK=600V M0=20NM (100K); NN=3000RPM; NATURAL COOLING; FRAME SIZE IMB 5 (IM V1, IM V3) FLANGE 1 POWER CONNECTOR ROTATABLE ABSOLUTE ENCODER 24 BIT + 12 BIT MULTITURN WITH DRIVE-CLIQ INTERFACE (ENCODER AM24DQI) PLAIN SHAFT, TOLERANCE N; WITH HOLDING BRAKE PROTECTION CLASS IP65, | 3757 | TEM | 1 | MC | 23 | 1
1FK70843BF711CH2 | SIMOTICS S SYNCHRONOUS MOTOR 1FK7-HI; PN=3,1 KW; UZK=600V M0=20NM (100K); NN=3000RPM; NATURAL COOLING; FRAME SIZE IMB 5 (IM V1, IM V3) FLANGE 1 POWER CONNECTOR ROTATABLE ABSOLUTE ENCODER 24 BIT + 12 BIT MULTITURN WITH DRIVE-CLIQ INTERFACE (ENCODER AM24DQI) PLAIN SHAFT, TOLERANCE N; WITH HOLDING BRAKE PROTECTION CLASS IP65, FLANGE ON DRIVE END IP67; | 3757 | TEM | 1 | MC | 23 | 1
1FK70843BF711DA0 | SIMOTICS S SYNCHRONOUS MOTOR 1FK7-HI; PN=3,1 KW; UZK=600V M0=20NM (100K); NN=3000RPM; NATURAL COOLING; FRAME SIZE IMB 5 (IM V1, IM V3) FLANGE 1 POWER CONNECTOR ROTATABLE INCREMENTAL ENCODER 22 BIT WITH DRIVE-CLIQ INTERFACE (ENCODER IC22DQ) SHAFT WITH FITTED KEY, TOLERANCE N; W/O HOLDING BRAKE PROTECTION CLASS IP64; | 3050 | TEM | 1 | MC | 22.702 | 1
1FK70843BF711DA1 | SIMOTICS S SYNCHRONOUS MOTOR 1FK7-HI; PN=3,1 KW; UZK=600V M0=20NM (100K); NN=3000RPM; NATURAL COOLING; FRAME SIZE IMB 5 (IM V1, IM V3) FLANGE 1 POWER CONNECTOR ROTATABLE INCREMENTAL ENCODER 22 BIT WITH DRIVE-CLIQ INTERFACE (ENCODER IC22DQ) SHAFT WITH FITTED KEY, TOLERANCE N; W/O HOLDING BRAKE PROTECTION CLASS IP65, | 3143 | TEM | 1 | MC | 22.702 | 1
1FK70843BF711DA2 | SIMOTICS S SYNCHRONOUS MOTOR 1FK7-HI; PN=3,1 KW; UZK=600V M0=20NM (100K); NN=3000RPM; NATURAL COOLING; FRAME SIZE IMB 5 (IM V1, IM V3) FLANGE 1 POWER CONNECTOR ROTATABLE INCREMENTAL ENCODER 22 BIT WITH DRIVE-CLIQ INTERFACE (ENCODER IC22DQ) SHAFT WITH FITTED KEY, TOLERANCE N; W/O HOLDING BRAKE PROTECTION CLASS IP65, FLANGE ON DRIVE END IP67; | 3143 | TEM | 1 | MC | 22.702 | 1
1FK70843BF711DB1 | SIMOTICS S SYNCHRONOUS MOTOR 1FK7-HI; PN=3,1 KW; UZK=600V M0=20NM (100K); NN=3000RPM; NATURAL COOLING; FRAME SIZE IMB 5 (IM V1, IM V3) FLANGE 1 POWER CONNECTOR ROTATABLE INCREMENTAL ENCODER 22 BIT WITH DRIVE-CLIQ INTERFACE (ENCODER IC22DQ) SHAFT WITH FITTED KEY, TOLERANCE N; WITH HOLDING BRAKE PROTECTION CLASS IP65, | 3554 | TEM | 1 | MC | 23.001 | 1
1FK70843BF711DB2 | SIMOTICS S SYNCHRONOUS MOTOR 1FK7-HI; PN=3,1 KW; UZK=600V M0=20NM (100K); NN=3000RPM; NATURAL COOLING; FRAME SIZE IMB 5 (IM V1, IM V3) FLANGE 1 POWER CONNECTOR ROTATABLE INCREMENTAL ENCODER 22 BIT WITH DRIVE-CLIQ INTERFACE (ENCODER IC22DQ) SHAFT WITH FITTED KEY, TOLERANCE N; WITH HOLDING BRAKE PROTECTION CLASS IP65, FLANGE ON DRIVE END IP67; | 3554 | TEM | 1 | MC | 23.001 | 1
1FK70843BF711DG0 | SIMOTICS S SYNCHRONOUS MOTOR 1FK7-HI; PN=3,1 KW; UZK=600V M0=20NM (100K); NN=3000RPM; NATURAL COOLING; FRAME SIZE IMB 5 (IM V1, IM V3) FLANGE 1 POWER CONNECTOR ROTATABLE INCREMENTAL ENCODER 22 BIT WITH DRIVE-CLIQ INTERFACE (ENCODER IC22DQ) PLAIN SHAFT, TOLERANCE N; W/O HOLDING BRAKE PROTECTION CLASS IP64; | 2963 | TEM | 1 | MC | 22.702 | 1
1FK70843BF711DG1 | SIMOTICS S SYNCHRONOUS MOTOR 1FK7-HI; PN=3,1 KW; UZK=600V M0=20NM (100K); NN=3000RPM; NATURAL COOLING; FRAME SIZE IMB 5 (IM V1, IM V3) FLANGE 1 POWER CONNECTOR ROTATABLE INCREMENTAL ENCODER 22 BIT WITH DRIVE-CLIQ INTERFACE (ENCODER IC22DQ) PLAIN SHAFT, TOLERANCE N; W/O HOLDING BRAKE PROTECTION CLASS IP65, | 3057 | TEM | 1 | MC | 22.702 | 1
1FK70843BF711DG2 | SIMOTICS S SYNCHRONOUS MOTOR 1FK7-HI; PN=3,1 KW; UZK=600V M0=20NM (100K); NN=3000RPM; NATURAL COOLING; FRAME SIZE IMB 5 (IM V1, IM V3) FLANGE 1 POWER CONNECTOR ROTATABLE INCREMENTAL ENCODER 22 BIT WITH DRIVE-CLIQ INTERFACE (ENCODER IC22DQ) PLAIN SHAFT, TOLERANCE N; W/O HOLDING BRAKE PROTECTION CLASS IP65, FLANGE ON DRIVE END IP67; | 3057 | TEM | 1 | MC | 22.702 | 1
1FK70843BF711DH0 | SIMOTICS S SYNCHRONOUS MOTOR 1FK7-HI; PN=3,1 KW; UZK=600V M0=20NM (100K); NN=3000RPM; NATURAL COOLING; FRAME SIZE IMB 5 (IM V1, IM V3) FLANGE 1 POWER CONNECTOR ROTATABLE INCREMENTAL ENCODER 22 BIT WITH DRIVE-CLIQ INTERFACE (ENCODER IC22DQ) PLAIN SHAFT, TOLERANCE N; WITH HOLDING BRAKE PROTECTION CLASS IP64; | 3375 | TEM | 1 | MC | 23.001 | 1
1FK70843BF711DH1 | SIMOTICS S SYNCHRONOUS MOTOR 1FK7-HI; PN=3,1 KW; UZK=600V M0=20NM (100K); NN=3000RPM; NATURAL COOLING; FRAME SIZE IMB 5 (IM V1, IM V3) FLANGE 1 POWER CONNECTOR ROTATABLE INCREMENTAL ENCODER 22 BIT WITH DRIVE-CLIQ INTERFACE (ENCODER IC22DQ) PLAIN SHAFT, TOLERANCE N; WITH HOLDING BRAKE PROTECTION CLASS IP65, | 3468 | TEM | 1 | MC | 23.001 | 1
1FK70843BF711EA0 | SIMOTICS S SYNCHRONOUS MOTOR 1FK7-HI; PN=3,1 KW; UZK=600V M0=20NM (100K); NN=3000RPM; NATURAL COOLING; FRAME SIZE IMB 5 (IM V1, IM V3) FLANGE 1, WITH KTY TEMPERATURESENSOR POWER CONNECTOR ROTATABLE ABSOLUTE ENCODERR 2048S/R + 4096 UMDREHUNGEN MULTITURN, WITH ENDAT-SCHNITTSTELLE (ENCODER AM2048S/R) SHAFT WITH FITTED KEY, TOLERANCE N; W/O HOLDING BRAKE PROTECTION CLASS IP64; | 3100 | TEM | 1 | MC | 22.701 | 1
1FK70843BF711EA1 | SIMOTICS S SYNCHRONOUS MOTOR 1FK7-HI; PN=3,1 KW; UZK=600V M0=20NM (100K); NN=3000RPM; NATURAL COOLING; FRAME SIZE IMB 5 (IM V1, IM V3) FLANGE 1, WITH KTY TEMPERATURESENSOR POWER CONNECTOR ROTATABLE ABSOLUTE ENCODERR 2048S/R + 4096 UMDREHUNGEN MULTITURN, WITH ENDAT-SCHNITTSTELLE (ENCODER AM2048S/R) SHAFT WITH FITTED KEY, TOLERANCE N; W/O HOLDING BRAKE PROTECTION CLASS IP65, | 3193 | TEM | 1 | MC | 22.701 | 1
1FK70843BF711EA2 | SIMOTICS S SYNCHRONOUS MOTOR 1FK7-HI; PN=3,1 KW; UZK=600V M0=20NM (100K); NN=3000RPM; NATURAL COOLING; FRAME SIZE IMB 5 (IM V1, IM V3) FLANGE 1, WITH KTY TEMPERATURESENSOR POWER CONNECTOR ROTATABLE ABSOLUTE ENCODERR 2048S/R + 4096 UMDREHUNGEN MULTITURN, WITH ENDAT-SCHNITTSTELLE (ENCODER AM2048S/R) SHAFT WITH FITTED KEY, TOLERANCE N; W/O HOLDING BRAKE PROTECTION CLASS IP65, FLANGE ON DRIVE END IP67; | 3193 | TEM | 1 | MC | 22.701 | 1
1FK70843BF711EB0 | SIMOTICS S SYNCHRONOUS MOTOR 1FK7-HI; PN=3,1 KW; UZK=600V M0=20NM (100K); NN=3000RPM; NATURAL COOLING; FRAME SIZE IMB 5 (IM V1, IM V3) FLANGE 1, WITH KTY TEMPERATURESENSOR POWER CONNECTOR ROTATABLE ABSOLUTE ENCODERR 2048S/R + 4096 UMDREHUNGEN MULTITURN, WITH ENDAT-SCHNITTSTELLE (ENCODER AM2048S/R) SHAFT WITH FITTED KEY, TOLERANCE N; WITH HOLDING BRAKE PROTECTION CLASS IP64; | 3511 | TEM | 1 | MC | 23 | 1
1FK70843BF711EB1 | SIMOTICS S SYNCHRONOUS MOTOR 1FK7-HI; PN=3,1 KW; UZK=600V M0=20NM (100K); NN=3000RPM; NATURAL COOLING; FRAME SIZE IMB 5 (IM V1, IM V3) FLANGE 1, WITH KTY TEMPERATURESENSOR POWER CONNECTOR ROTATABLE ABSOLUTE ENCODERR 2048S/R + 4096 UMDREHUNGEN MULTITURN, WITH ENDAT-SCHNITTSTELLE (ENCODER AM2048S/R) SHAFT WITH FITTED KEY, TOLERANCE N; WITH HOLDING BRAKE PROTECTION CLASS IP65, | 3605 | TEM | 1 | MC | 23 | 1
1FK70843BF711EB2 | SIMOTICS S SYNCHRONOUS MOTOR 1FK7-HI; PN=3,1 KW; UZK=600V M0=20NM (100K); NN=3000RPM; NATURAL COOLING; FRAME SIZE IMB 5 (IM V1, IM V3) FLANGE 1, WITH KTY TEMPERATURESENSOR POWER CONNECTOR ROTATABLE ABSOLUTE ENCODERR 2048S/R + 4096 UMDREHUNGEN MULTITURN, WITH ENDAT-SCHNITTSTELLE (ENCODER AM2048S/R) SHAFT WITH FITTED KEY, TOLERANCE N; WITH HOLDING BRAKE PROTECTION CLASS IP65, FLANGE ON DRIVE END IP67; | 3605 | TEM | 1 | MC | 23 | 1
1FK70843BF711EG0 | SIMOTICS S SYNCHRONOUS MOTOR 1FK7-HI; PN=3,1 KW; UZK=600V M0=20NM (100K); NN=3000RPM; NATURAL COOLING; FRAME SIZE IMB 5 (IM V1, IM V3) FLANGE 1, WITH KTY TEMPERATURESENSOR POWER CONNECTOR ROTATABLE ABSOLUTE ENCODERR 2048S/R + 4096 UMDREHUNGEN MULTITURN, WITH ENDAT-SCHNITTSTELLE (ENCODER AM2048S/R) PLAIN SHAFT, TOLERANCE N; W/O HOLDING BRAKE PROTECTION CLASS IP64; | 3014 | TEM | 1 | MC | 22.701 | 1
1FK70843BF711EG1 | SIMOTICS S SYNCHRONOUS MOTOR 1FK7-HI; PN=3,1 KW; UZK=600V M0=20NM (100K); NN=3000RPM; NATURAL COOLING; FRAME SIZE IMB 5 (IM V1, IM V3) FLANGE 1, WITH KTY TEMPERATURESENSOR POWER CONNECTOR ROTATABLE ABSOLUTE ENCODERR 2048S/R + 4096 UMDREHUNGEN MULTITURN, WITH ENDAT-SCHNITTSTELLE (ENCODER AM2048S/R) PLAIN SHAFT, TOLERANCE N; W/O HOLDING BRAKE PROTECTION CLASS IP65, | 3107 | TEM | 1 | MC | 22.701 | 1
1FK70843BF711EG2 | SIMOTICS S SYNCHRONOUS MOTOR 1FK7-HI; PN=3,1 KW; UZK=600V M0=20NM (100K); NN=3000RPM; NATURAL COOLING; FRAME SIZE IMB 5 (IM V1, IM V3) FLANGE 1, WITH KTY TEMPERATURESENSOR POWER CONNECTOR ROTATABLE ABSOLUTE ENCODERR 2048S/R + 4096 UMDREHUNGEN MULTITURN, WITH ENDAT-SCHNITTSTELLE (ENCODER AM2048S/R) PLAIN SHAFT, TOLERANCE N; W/O HOLDING BRAKE PROTECTION CLASS IP65, FLANGE ON DRIVE END IP67; | 3107 | TEM | 1 | MC | 22.701 | 1
1FK70843BF711EH0 | SIMOTICS S SYNCHRONOUS MOTOR 1FK7-HI; PN=3,1 KW; UZK=600V M0=20NM (100K); NN=3000RPM; NATURAL COOLING; FRAME SIZE IMB 5 (IM V1, IM V3) FLANGE 1, WITH KTY TEMPERATURESENSOR POWER CONNECTOR ROTATABLE ABSOLUTE ENCODERR 2048S/R + 4096 UMDREHUNGEN MULTITURN, WITH ENDAT-SCHNITTSTELLE (ENCODER AM2048S/R) PLAIN SHAFT, TOLERANCE N; WITH HOLDING BRAKE PROTECTION CLASS IP64; | 3425 | TEM | 1 | MC | 23 | 1
1FK70843BF711EH1 | SIMOTICS S SYNCHRONOUS MOTOR 1FK7-HI; PN=3,1 KW; UZK=600V M0=20NM (100K); NN=3000RPM; NATURAL COOLING; FRAME SIZE IMB 5 (IM V1, IM V3) FLANGE 1, WITH KTY TEMPERATURESENSOR POWER CONNECTOR ROTATABLE ABSOLUTE ENCODERR 2048S/R + 4096 UMDREHUNGEN MULTITURN, WITH ENDAT-SCHNITTSTELLE (ENCODER AM2048S/R) PLAIN SHAFT, TOLERANCE N; WITH HOLDING BRAKE PROTECTION CLASS IP65, | 3519 | TEM | 1 | MC | 23 | 1
1FK70843BF711EH2 | SIMOTICS S SYNCHRONOUS MOTOR 1FK7-HI; PN=3,1 KW; UZK=600V M0=20NM (100K); NN=3000RPM; NATURAL COOLING; FRAME SIZE IMB 5 (IM V1, IM V3) FLANGE 1, WITH KTY TEMPERATURESENSOR POWER CONNECTOR ROTATABLE ABSOLUTE ENCODERR 2048S/R + 4096 UMDREHUNGEN MULTITURN, WITH ENDAT-SCHNITTSTELLE (ENCODER AM2048S/R) PLAIN SHAFT, TOLERANCE N; WITH HOLDING BRAKE PROTECTION CLASS IP65, FLANGE ON DRIVE END IP67; | 3519 | TEM | 1 | MC | 23 | 1
1FK70843BF711FA0 | SIMOTICS S SYNCHRONOUS MOTOR 1FK7-HI; PN=3,1 KW; UZK=600V M0=20NM (100K); NN=3000RPM; NATURAL COOLING; FRAME SIZE IMB 5 (IM V1, IM V3) FLANGE 1 POWER CONNECTOR ROTATABLE ABSOLUTE ENCODER 22BIT + 12BIT MULTITURN, WITH DRIVE-CLIQ INTERFACE (ENCODER AM22DQ) SHAFT WITH FITTED KEY, TOLERANCE N; W/O HOLDING BRAKE PROTECTION CLASS IP64; | 3419 | TEM | 1 | MC | 22.701 | 1
1FK70843BF711FA1 | SIMOTICS S SYNCHRONOUS MOTOR 1FK7-HI; PN=3,1 KW; UZK=600V M0=20NM (100K); NN=3000RPM; NATURAL COOLING; FRAME SIZE IMB 5 (IM V1, IM V3) FLANGE 1 POWER CONNECTOR ROTATABLE ABSOLUTE ENCODER 22BIT + 12BIT MULTITURN, WITH DRIVE-CLIQ INTERFACE (ENCODER AM22DQ) SHAFT WITH FITTED KEY, TOLERANCE N; W/O HOLDING BRAKE PROTECTION CLASS IP65, | 3512 | TEM | 1 | MC | 22.701 | 1
1FK70843BF711FB0 | SIMOTICS S SYNCHRONOUS MOTOR 1FK7-HI; PN=3,1 KW; UZK=600V M0=20NM (100K); NN=3000RPM; NATURAL COOLING; FRAME SIZE IMB 5 (IM V1, IM V3) FLANGE 1 POWER CONNECTOR ROTATABLE ABSOLUTE ENCODER 22BIT + 12BIT MULTITURN, WITH DRIVE-CLIQ INTERFACE (ENCODER AM22DQ) SHAFT WITH FITTED KEY, TOLERANCE N; WITH HOLDING BRAKE PROTECTION CLASS IP64; | 3830 | TEM | 1 | MC | 23 | 1
1FK70843BF711FB1 | SIMOTICS S SYNCHRONOUS MOTOR 1FK7-HI; PN=3,1 KW; UZK=600V M0=20NM (100K); NN=3000RPM; NATURAL COOLING; FRAME SIZE IMB 5 (IM V1, IM V3) FLANGE 1 POWER CONNECTOR ROTATABLE ABSOLUTE ENCODER 22BIT + 12BIT MULTITURN, WITH DRIVE-CLIQ INTERFACE (ENCODER AM22DQ) SHAFT WITH FITTED KEY, TOLERANCE N; WITH HOLDING BRAKE PROTECTION CLASS IP65, | 3924 | TEM | 1 | MC | 23 | 1
1FK70843BF711FG0 | SIMOTICS S SYNCHRONOUS MOTOR 1FK7-HI; PN=3,1 KW; UZK=600V M0=20NM (100K); NN=3000RPM; NATURAL COOLING; FRAME SIZE IMB 5 (IM V1, IM V3) FLANGE 1 POWER CONNECTOR ROTATABLE ABSOLUTE ENCODER 22BIT + 12BIT MULTITURN, WITH DRIVE-CLIQ INTERFACE (ENCODER AM22DQ) PLAIN SHAFT, TOLERANCE N; W/O HOLDING BRAKE PROTECTION CLASS IP64; | 3333 | TEM | 1 | MC | 22.701 | 1
1FK70843BF711FG1 | SIMOTICS S SYNCHRONOUS MOTOR 1FK7-HI; PN=3,1 KW; UZK=600V M0=20NM (100K); NN=3000RPM; NATURAL COOLING; FRAME SIZE IMB 5 (IM V1, IM V3) FLANGE 1 POWER CONNECTOR ROTATABLE ABSOLUTE ENCODER 22BIT + 12BIT MULTITURN, WITH DRIVE-CLIQ INTERFACE (ENCODER AM22DQ) PLAIN SHAFT, TOLERANCE N; W/O HOLDING BRAKE PROTECTION CLASS IP65, | 3426 | TEM | 1 | MC | 22.701 | 1
1FK70843BF711FG2 | SIMOTICS S SYNCHRONOUS MOTOR 1FK7-HI; PN=3,1 KW; UZK=600V M0=20NM (100K); NN=3000RPM; NATURAL COOLING; FRAME SIZE IMB 5 (IM V1, IM V3) FLANGE 1 POWER CONNECTOR ROTATABLE ABSOLUTE ENCODER 22BIT + 12BIT MULTITURN, WITH DRIVE-CLIQ INTERFACE (ENCODER AM22DQ) PLAIN SHAFT, TOLERANCE N; W/O HOLDING BRAKE PROTECTION CLASS IP65, FLANGE ON DRIVE END IP67; | 3426 | TEM | 1 | MC | 22.701 | 1
1FK70843BF711FH0 | SIMOTICS S SYNCHRONOUS MOTOR 1FK7-HI; PN=3,1 KW; UZK=600V M0=20NM (100K); NN=3000RPM; NATURAL COOLING; FRAME SIZE IMB 5 (IM V1, IM V3) FLANGE 1 POWER CONNECTOR ROTATABLE ABSOLUTE ENCODER 22BIT + 12BIT MULTITURN, WITH DRIVE-CLIQ INTERFACE (ENCODER AM22DQ) PLAIN SHAFT, TOLERANCE N; WITH HOLDING BRAKE PROTECTION CLASS IP64; | 3744 | TEM | 1 | MC | 23 | 1
1FK70843BF711FH1 | SIMOTICS S SYNCHRONOUS MOTOR 1FK7-HI; PN=3,1 KW; UZK=600V M0=20NM (100K); NN=3000RPM; NATURAL COOLING; FRAME SIZE IMB 5 (IM V1, IM V3) FLANGE 1 POWER CONNECTOR ROTATABLE ABSOLUTE ENCODER 22BIT + 12BIT MULTITURN, WITH DRIVE-CLIQ INTERFACE (ENCODER AM22DQ) PLAIN SHAFT, TOLERANCE N; WITH HOLDING BRAKE PROTECTION CLASS IP65, | 3837 | TEM | 1 | MC | 23 | 1
1FK70843BF711FH2 | SIMOTICS S SYNCHRONOUS MOTOR 1FK7-HI; PN=3,1 KW; UZK=600V M0=20NM (100K); NN=3000RPM; NATURAL COOLING; FRAME SIZE IMB 5 (IM V1, IM V3) FLANGE 1 POWER CONNECTOR ROTATABLE ABSOLUTE ENCODER 22BIT + 12BIT MULTITURN, WITH DRIVE-CLIQ INTERFACE (ENCODER AM22DQ) PLAIN SHAFT, TOLERANCE N; WITH HOLDING BRAKE PROTECTION CLASS IP65, FLANGE ON DRIVE END IP67; | 3837 | TEM | 1 | MC | 23 | 1
1FK70843BF711LG0 | SIMOTICS S SYNCHRONOUS MOTOR 1FK7-HI; PN=3,1 KW; UZK=600V M0=20NM (100K); NN=3000RPM; NATURAL COOLING; FRAME SIZE IMB 5 (IM V1, IM V3) FLANGE 1 POWER CONNECTOR ROTATABLE ABSOLUTE ENCODER 20BIT + 12 BIT MULTITURN WITH DRIVE-CLIQ INTERFACE (ENCODER AM20DQ) PLAIN SHAFT, TOLERANCE N; W/O HOLDING BRAKE PROTECTION CLASS IP64; | 2854 | TEM | 1 | MC | 22.701 | 1
1FK70843BF711LG1 | SIMOTICS S SYNCHRONOUS MOTOR 1FK7-HI; PN=3,1 KW; UZK=600V M0=20NM (100K); NN=3000RPM; NATURAL COOLING; FRAME SIZE IMB 5 (IM V1, IM V3) FLANGE 1 POWER CONNECTOR ROTATABLE ABSOLUTE ENCODER 20BIT + 12 BIT MULTITURN WITH DRIVE-CLIQ INTERFACE (ENCODER AM20DQ) PLAIN SHAFT, TOLERANCE N; W/O HOLDING BRAKE PROTECTION CLASS IP65, | 2947 | TEM | 1 | MC | 22.701 | 1
1FK70843BF711LH0 | SIMOTICS S SYNCHRONOUS MOTOR 1FK7-HI; PN=3,1 KW; UZK=600V M0=20NM (100K); NN=3000RPM; NATURAL COOLING; FRAME SIZE IMB 5 (IM V1, IM V3) FLANGE 1 POWER CONNECTOR ROTATABLE ABSOLUTE ENCODER 20BIT + 12 BIT MULTITURN WITH DRIVE-CLIQ INTERFACE (ENCODER AM20DQ) PLAIN SHAFT, TOLERANCE N; WITH HOLDING BRAKE PROTECTION CLASS IP64; | 3265 | TEM | 1 | MC | 23 | 1
1FK70843BF711QA0 | SIMOTICS S SYNCHRONOUS MOTOR 1FK7-HI; PN=3,1 KW; UZK=600V M0=20NM (100K); NN=3000RPM; NATURAL COOLING; FRAME SIZE IMB 5 (IM V1, IM V3) FLANGE 1 POWER CONNECTOR ROTATABLE ABSOLUTE ENCODER SINGLETURN 20 BIT WITH DRIVE-CLIQ INTERFACE (ENCODER AS20DQI) SHAFT WITH FITTED KEY, TOLERANCE N; W/O HOLDING BRAKE PROTECTION CLASS IP64; | 2487 | TEM | 1 | MC | 22.701 | 1
1FK70843BF711QA1 | SIMOTICS S SYNCHRONOUS MOTOR 1FK7-HI; PN=3,1 KW; UZK=600V M0=20NM (100K); NN=3000RPM; NATURAL COOLING; FRAME SIZE IMB 5 (IM V1, IM V3) FLANGE 1 POWER CONNECTOR ROTATABLE ABSOLUTE ENCODER SINGLETURN 20 BIT WITH DRIVE-CLIQ INTERFACE (ENCODER AS20DQI) SHAFT WITH FITTED KEY, TOLERANCE N; W/O HOLDING BRAKE PROTECTION CLASS IP65, | 2580 | TEM | 1 | MC | 22.701 | 1
1FK70843BF711QA2 | SIMOTICS S SYNCHRONOUS MOTOR 1FK7-HI; PN=3,1 KW; UZK=600V M0=20NM (100K); NN=3000RPM; NATURAL COOLING; FRAME SIZE IMB 5 (IM V1, IM V3) FLANGE 1 POWER CONNECTOR ROTATABLE ABSOLUTE ENCODER SINGLETURN 20 BIT WITH DRIVE-CLIQ INTERFACE (ENCODER AS20DQI) SHAFT WITH FITTED KEY, TOLERANCE N; W/O HOLDING BRAKE PROTECTION CLASS IP65, FLANGE ON DRIVE END IP67; | 2580 | TEM | 1 | MC | 22.701 | 1
1FK70843BF711QB0 | SIMOTICS S SYNCHRONOUS MOTOR 1FK7-HI; PN=3,1 KW; UZK=600V M0=20NM (100K); NN=3000RPM; NATURAL COOLING; FRAME SIZE IMB 5 (IM V1, IM V3) FLANGE 1 POWER CONNECTOR ROTATABLE ABSOLUTE ENCODER SINGLETURN 20 BIT WITH DRIVE-CLIQ INTERFACE (ENCODER AS20DQI) SHAFT WITH FITTED KEY, TOLERANCE N; WITH HOLDING BRAKE PROTECTION CLASS IP64; | 2898 | TEM | 1 | MC | 23 | 1
1FK70843BF711QB1 | SIMOTICS S SYNCHRONOUS MOTOR 1FK7-HI; PN=3,1 KW; UZK=600V M0=20NM (100K); NN=3000RPM; NATURAL COOLING; FRAME SIZE IMB 5 (IM V1, IM V3) FLANGE 1 POWER CONNECTOR ROTATABLE ABSOLUTE ENCODER SINGLETURN 20 BIT WITH DRIVE-CLIQ INTERFACE (ENCODER AS20DQI) SHAFT WITH FITTED KEY, TOLERANCE N; WITH HOLDING BRAKE PROTECTION CLASS IP65, | 2991 | TEM | 1 | MC | 23 | 1
1FK70843BF711QB2 | SIMOTICS S SYNCHRONOUS MOTOR 1FK7-HI; PN=3,1 KW; UZK=600V M0=20NM (100K); NN=3000RPM; NATURAL COOLING; FRAME SIZE IMB 5 (IM V1, IM V3) FLANGE 1 POWER CONNECTOR ROTATABLE ABSOLUTE ENCODER SINGLETURN 20 BIT WITH DRIVE-CLIQ INTERFACE (ENCODER AS20DQI) SHAFT WITH FITTED KEY, TOLERANCE N; WITH HOLDING BRAKE PROTECTION CLASS IP65, FLANGE ON DRIVE END IP67; | 2991 | TEM | 1 | MC | 23 | 1
1FK70843BF711QG0 | SIMOTICS S SYNCHRONOUS MOTOR 1FK7-HI; PN=3,1 KW; UZK=600V M0=20NM (100K); NN=3000RPM; NATURAL COOLING; FRAME SIZE IMB 5 (IM V1, IM V3) FLANGE 1 POWER CONNECTOR ROTATABLE ABSOLUTE ENCODER SINGLETURN 20 BIT WITH DRIVE-CLIQ INTERFACE (ENCODER AS20DQI) PLAIN SHAFT, TOLERANCE N; W/O HOLDING BRAKE PROTECTION CLASS IP64; | 2400 | TEM | 1 | MC | 22.701 | 1
1FK70843BF711QG1 | SIMOTICS S SYNCHRONOUS MOTOR 1FK7-HI; PN=3,1 KW; UZK=600V M0=20NM (100K); NN=3000RPM; NATURAL COOLING; FRAME SIZE IMB 5 (IM V1, IM V3) FLANGE 1 POWER CONNECTOR ROTATABLE ABSOLUTE ENCODER SINGLETURN 20 BIT WITH DRIVE-CLIQ INTERFACE (ENCODER AS20DQI) PLAIN SHAFT, TOLERANCE N; W/O HOLDING BRAKE PROTECTION CLASS IP65, | 2494 | TEM | 1 | MC | 22.701 | 1
1FK70843BF711QG2 | SIMOTICS S SYNCHRONOUS MOTOR 1FK7-HI; PN=3,1 KW; UZK=600V M0=20NM (100K); NN=3000RPM; NATURAL COOLING; FRAME SIZE IMB 5 (IM V1, IM V3) FLANGE 1 POWER CONNECTOR ROTATABLE ABSOLUTE ENCODER SINGLETURN 20 BIT WITH DRIVE-CLIQ INTERFACE (ENCODER AS20DQI) PLAIN SHAFT, TOLERANCE N; W/O HOLDING BRAKE PROTECTION CLASS IP65, FLANGE ON DRIVE END IP67; | 2494 | TEM | 1 | MC | 22.701 | 1
1FK70843BF711QH0 | SIMOTICS S SYNCHRONOUS MOTOR 1FK7-HI; PN=3,1 KW; UZK=600V M0=20NM (100K); NN=3000RPM; NATURAL COOLING; FRAME SIZE IMB 5 (IM V1, IM V3) FLANGE 1 POWER CONNECTOR ROTATABLE ABSOLUTE ENCODER SINGLETURN 20 BIT WITH DRIVE-CLIQ INTERFACE (ENCODER AS20DQI) PLAIN SHAFT, TOLERANCE N; WITH HOLDING BRAKE PROTECTION CLASS IP64; | 2812 | TEM | 1 | MC | 23 | 1
1FK70843BF711QH1 | SIMOTICS S SYNCHRONOUS MOTOR 1FK7-HI; PN=3,1 KW; UZK=600V M0=20NM (100K); NN=3000RPM; NATURAL COOLING; FRAME SIZE IMB 5 (IM V1, IM V3) FLANGE 1 POWER CONNECTOR ROTATABLE ABSOLUTE ENCODER SINGLETURN 20 BIT WITH DRIVE-CLIQ INTERFACE (ENCODER AS20DQI) PLAIN SHAFT, TOLERANCE N; WITH HOLDING BRAKE PROTECTION CLASS IP65, | 2905 | TEM | 1 | MC | 23 | 1
1FK70843BF711QH2 | SIMOTICS S SYNCHRONOUS MOTOR 1FK7-HI; PN=3,1 KW; UZK=600V M0=20NM (100K); NN=3000RPM; NATURAL COOLING; FRAME SIZE IMB 5 (IM V1, IM V3) FLANGE 1 POWER CONNECTOR ROTATABLE ABSOLUTE ENCODER SINGLETURN 20 BIT WITH DRIVE-CLIQ INTERFACE (ENCODER AS20DQI) PLAIN SHAFT, TOLERANCE N; WITH HOLDING BRAKE PROTECTION CLASS IP65, FLANGE ON DRIVE END IP67; | 2905 | TEM | 1 | MC | 23 | 1
1FK70843BF711RA0 | SIMOTICS S SYNCHRONOUS MOTOR 1FK7-HI; PN=3,1 KW; UZK=600V M0=20NM (100K); NN=3000RPM; NATURAL COOLING; FRAME SIZE IMB 5 (IM V1, IM V3) FLANGE 1 POWER CONNECTOR ROTATABLE ABSOLUTE ENCODER 20 BIT + 12 BIT MULTITURN WITH DRIVE-CLIQ INTERFACE (ENCODER AM20DQI) SHAFT WITH FITTED KEY, TOLERANCE N; W/O HOLDING BRAKE PROTECTION CLASS IP64; | 2861 | TEM | 1 | MC | 22.701 | 1
1FK70843BF711RA1 | SIMOTICS S SYNCHRONOUS MOTOR 1FK7-HI; PN=3,1 KW; UZK=600V M0=20NM (100K); NN=3000RPM; NATURAL COOLING; FRAME SIZE IMB 5 (IM V1, IM V3) FLANGE 1 POWER CONNECTOR ROTATABLE ABSOLUTE ENCODER 20 BIT + 12 BIT MULTITURN WITH DRIVE-CLIQ INTERFACE (ENCODER AM20DQI) SHAFT WITH FITTED KEY, TOLERANCE N; W/O HOLDING BRAKE PROTECTION CLASS IP65, | 2954 | TEM | 1 | MC | 22.701 | 1
1FK70843BF711RA2 | SIMOTICS S SYNCHRONOUS MOTOR 1FK7-HI; PN=3,1 KW; UZK=600V M0=20NM (100K); NN=3000RPM; NATURAL COOLING; FRAME SIZE IMB 5 (IM V1, IM V3) FLANGE 1 POWER CONNECTOR ROTATABLE ABSOLUTE ENCODER 20 BIT + 12 BIT MULTITURN WITH DRIVE-CLIQ INTERFACE (ENCODER AM20DQI) SHAFT WITH FITTED KEY, TOLERANCE N; W/O HOLDING BRAKE PROTECTION CLASS IP65, FLANGE ON DRIVE END IP67; | 2954 | TEM | 1 | MC | 22.701 | 1
1FK70843BF711RB0 | SIMOTICS S SYNCHRONOUS MOTOR 1FK7-HI; PN=3,1 KW; UZK=600V M0=20NM (100K); NN=3000RPM; NATURAL COOLING; FRAME SIZE IMB 5 (IM V1, IM V3) FLANGE 1 POWER CONNECTOR ROTATABLE ABSOLUTE ENCODER 20 BIT + 12 BIT MULTITURN WITH DRIVE-CLIQ INTERFACE (ENCODER AM20DQI) SHAFT WITH FITTED KEY, TOLERANCE N; WITH HOLDING BRAKE PROTECTION CLASS IP64; | 3272 | TEM | 1 | MC | 23 | 1
1FK70843BF711RB1 | SIMOTICS S SYNCHRONOUS MOTOR 1FK7-HI; PN=3,1 KW; UZK=600V M0=20NM (100K); NN=3000RPM; NATURAL COOLING; FRAME SIZE IMB 5 (IM V1, IM V3) FLANGE 1 POWER CONNECTOR ROTATABLE ABSOLUTE ENCODER 20 BIT + 12 BIT MULTITURN WITH DRIVE-CLIQ INTERFACE (ENCODER AM20DQI) SHAFT WITH FITTED KEY, TOLERANCE N; WITH HOLDING BRAKE PROTECTION CLASS IP65, | 3365 | TEM | 1 | MC | 23 | 1
1FK70843BF711RB2 | SIMOTICS S SYNCHRONOUS MOTOR 1FK7-HI; PN=3,1 KW; UZK=600V M0=20NM (100K); NN=3000RPM; NATURAL COOLING; FRAME SIZE IMB 5 (IM V1, IM V3) FLANGE 1 POWER CONNECTOR ROTATABLE ABSOLUTE ENCODER 20 BIT + 12 BIT MULTITURN WITH DRIVE-CLIQ INTERFACE (ENCODER AM20DQI) SHAFT WITH FITTED KEY, TOLERANCE N; WITH HOLDING BRAKE PROTECTION CLASS IP65, FLANGE ON DRIVE END IP67; | 3365 | TEM | 1 | MC | 23 | 1
1FK70843BF711RG0 | SIMOTICS S SYNCHRONOUS MOTOR 1FK7-HI; PN=3,1 KW; UZK=600V M0=20NM (100K); NN=3000RPM; NATURAL COOLING; FRAME SIZE IMB 5 (IM V1, IM V3) FLANGE 1 POWER CONNECTOR ROTATABLE ABSOLUTE ENCODER 20 BIT + 12 BIT MULTITURN WITH DRIVE-CLIQ INTERFACE (ENCODER AM20DQI) PLAIN SHAFT, TOLERANCE N; W/O HOLDING BRAKE PROTECTION CLASS IP64; | 2774 | TEM | 1 | MC | 22.701 | 1
1FK70843BF711RG1 | SIMOTICS S SYNCHRONOUS MOTOR 1FK7-HI; PN=3,1 KW; UZK=600V M0=20NM (100K); NN=3000RPM; NATURAL COOLING; FRAME SIZE IMB 5 (IM V1, IM V3) FLANGE 1 POWER CONNECTOR ROTATABLE ABSOLUTE ENCODER 20 BIT + 12 BIT MULTITURN WITH DRIVE-CLIQ INTERFACE (ENCODER AM20DQI) PLAIN SHAFT, TOLERANCE N; W/O HOLDING BRAKE PROTECTION CLASS IP65, | 2868 | TEM | 1 | MC | 22.701 | 1
1FK70843BF711RG2 | SIMOTICS S SYNCHRONOUS MOTOR 1FK7-HI; PN=3,1 KW; UZK=600V M0=20NM (100K); NN=3000RPM; NATURAL COOLING; FRAME SIZE IMB 5 (IM V1, IM V3) FLANGE 1 POWER CONNECTOR ROTATABLE ABSOLUTE ENCODER 20 BIT + 12 BIT MULTITURN WITH DRIVE-CLIQ INTERFACE (ENCODER AM20DQI) PLAIN SHAFT, TOLERANCE N; W/O HOLDING BRAKE PROTECTION CLASS IP65, FLANGE ON DRIVE END IP67; | 2868 | TEM | 1 | MC | 22.701 | 1
1FK70843BF711RH0 | SIMOTICS S SYNCHRONOUS MOTOR 1FK7-HI; PN=3,1 KW; UZK=600V M0=20NM (100K); NN=3000RPM; NATURAL COOLING; FRAME SIZE IMB 5 (IM V1, IM V3) FLANGE 1 POWER CONNECTOR ROTATABLE ABSOLUTE ENCODER 20 BIT + 12 BIT MULTITURN WITH DRIVE-CLIQ INTERFACE (ENCODER AM20DQI) PLAIN SHAFT, TOLERANCE N; WITH HOLDING BRAKE PROTECTION CLASS IP64; | 3186 | TEM | 1 | MC | 23 | 1
1FK70843BF711RH1 | SIMOTICS S SYNCHRONOUS MOTOR 1FK7-HI; PN=3,1 KW; UZK=600V M0=20NM (100K); NN=3000RPM; NATURAL COOLING; FRAME SIZE IMB 5 (IM V1, IM V3) FLANGE 1 POWER CONNECTOR ROTATABLE ABSOLUTE ENCODER 20 BIT + 12 BIT MULTITURN WITH DRIVE-CLIQ INTERFACE (ENCODER AM20DQI) PLAIN SHAFT, TOLERANCE N; WITH HOLDING BRAKE PROTECTION CLASS IP65, | 3279 | TEM | 1 | MC | 23 | 1
1FK70843BF711RH2 | SIMOTICS S SYNCHRONOUS MOTOR 1FK7-HI; PN=3,1 KW; UZK=600V M0=20NM (100K); NN=3000RPM; NATURAL COOLING; FRAME SIZE IMB 5 (IM V1, IM V3) FLANGE 1 POWER CONNECTOR ROTATABLE ABSOLUTE ENCODER 20 BIT + 12 BIT MULTITURN WITH DRIVE-CLIQ INTERFACE (ENCODER AM20DQI) PLAIN SHAFT, TOLERANCE N; WITH HOLDING BRAKE PROTECTION CLASS IP65, FLANGE ON DRIVE END IP67; | 3279 | TEM | 1 | MC | 23 | 1
1FK70854CC711AA0 | SIMOTICS S SYNCHRONOUS MOTOR 1FK7-HD PN=3,1 KW; UZK=600V M0=22NM (100K); NN=2000RPM; NATURAL COOLING, FRAME SIZE IMB 5 (IM V1, IM V3) FLANGE 1, WITH KTY TEMPERATURESENSOR POWER CONNECTOR ROTATABLE INCREMENTAL ENCODER SIN/COS 1VPP;2048 S/R W. C-AND D-SPUR (ENCODER IC2048S/R) SHAFT WITH FITTED KEY, TOLERANCE N; W/O HOLDING BRAKE PROTECTION CLASS IP64; | 2868 | TEM | 1 | MC | 23.001 | 1
1FK70854CC711AA1 | SIMOTICS S SYNCHRONOUS MOTOR 1FK7-HD PN=3,1 KW; UZK=600V M0=22NM (100K); NN=2000RPM; NATURAL COOLING, FRAME SIZE IMB 5 (IM V1, IM V3) FLANGE 1, WITH KTY TEMPERATURESENSOR POWER CONNECTOR ROTATABLE INCREMENTAL ENCODER SIN/COS 1VPP;2048 S/R W. C-AND D-SPUR (ENCODER IC2048S/R) SHAFT WITH FITTED KEY, TOLERANCE N; W/O HOLDING BRAKE PROTECTION CLASS IP65, | 2962 | TEM | 1 | MC | 23.001 | 1
1FK70854CC711AA2 | SIMOTICS S SYNCHRONOUS MOTOR 1FK7-HD PN=3,1 KW; UZK=600V M0=22NM (100K); NN=2000RPM; NATURAL COOLING, FRAME SIZE IMB 5 (IM V1, IM V3) FLANGE 1, WITH KTY TEMPERATURESENSOR POWER CONNECTOR ROTATABLE INCREMENTAL ENCODER SIN/COS 1VPP;2048 S/R W. C-AND D-SPUR (ENCODER IC2048S/R) SHAFT WITH FITTED KEY, TOLERANCE N; W/O HOLDING BRAKE PROTECTION CLASS IP65, FLANGE ON DRIVE END IP67; | 2962 | TEM | 1 | MC | 23.001 | 1
1FK70854CC711AB0 | SIMOTICS S SYNCHRONOUS MOTOR 1FK7-HD PN=3,1 KW; UZK=600V M0=22NM (100K); NN=2000RPM; NATURAL COOLING, FRAME SIZE IMB 5 (IM V1, IM V3) FLANGE 1, WITH KTY TEMPERATURESENSOR POWER CONNECTOR ROTATABLE INCREMENTAL ENCODER SIN/COS 1VPP;2048 S/R W. C-AND D-SPUR (ENCODER IC2048S/R) SHAFT WITH FITTED KEY, TOLERANCE N; WITH HOLDING BRAKE PROTECTION CLASS IP64; | 3280 | TEM | 1 | MC | 23.3 | 1
1FK70854CC711AB1 | SIMOTICS S SYNCHRONOUS MOTOR 1FK7-HD PN=3,1 KW; UZK=600V M0=22NM (100K); NN=2000RPM; NATURAL COOLING, FRAME SIZE IMB 5 (IM V1, IM V3) FLANGE 1, WITH KTY TEMPERATURESENSOR POWER CONNECTOR ROTATABLE INCREMENTAL ENCODER SIN/COS 1VPP;2048 S/R W. C-AND D-SPUR (ENCODER IC2048S/R) SHAFT WITH FITTED KEY, TOLERANCE N; WITH HOLDING BRAKE PROTECTION CLASS IP65, | 3373 | TEM | 1 | MC | 23.3 | 1
1FK70854CC711AB2 | SIMOTICS S SYNCHRONOUS MOTOR 1FK7-HD PN=3,1 KW; UZK=600V M0=22NM (100K); NN=2000RPM; NATURAL COOLING, FRAME SIZE IMB 5 (IM V1, IM V3) FLANGE 1, WITH KTY TEMPERATURESENSOR POWER CONNECTOR ROTATABLE INCREMENTAL ENCODER SIN/COS 1VPP;2048 S/R W. C-AND D-SPUR (ENCODER IC2048S/R) SHAFT WITH FITTED KEY, TOLERANCE N; WITH HOLDING BRAKE PROTECTION CLASS IP65, FLANGE ON DRIVE END IP67; | 3373 | TEM | 1 | MC | 23.3 | 1
1FK70854CC711AG0 | SIMOTICS S SYNCHRONOUS MOTOR 1FK7-HD PN=3,1 KW; UZK=600V M0=22NM (100K); NN=2000RPM; NATURAL COOLING, FRAME SIZE IMB 5 (IM V1, IM V3) FLANGE 1, WITH KTY TEMPERATURESENSOR POWER CONNECTOR ROTATABLE INCREMENTAL ENCODER SIN/COS 1VPP;2048 S/R W. C-AND D-SPUR (ENCODER IC2048S/R) PLAIN SHAFT, TOLERANCE N; W/O HOLDING BRAKE PROTECTION CLASS IP64; | 2782 | TEM | 1 | MC | 23.001 | 1
1FK70854CC711AG1 | SIMOTICS S SYNCHRONOUS MOTOR 1FK7-HD PN=3,1 KW; UZK=600V M0=22NM (100K); NN=2000RPM; NATURAL COOLING, FRAME SIZE IMB 5 (IM V1, IM V3) FLANGE 1, WITH KTY TEMPERATURESENSOR POWER CONNECTOR ROTATABLE INCREMENTAL ENCODER SIN/COS 1VPP;2048 S/R W. C-AND D-SPUR (ENCODER IC2048S/R) PLAIN SHAFT, TOLERANCE N; W/O HOLDING BRAKE PROTECTION CLASS IP65, | 2876 | TEM | 1 | MC | 23.001 | 1
1FK70854CC711AG2 | SIMOTICS S SYNCHRONOUS MOTOR 1FK7-HD PN=3,1 KW; UZK=600V M0=22NM (100K); NN=2000RPM; NATURAL COOLING, FRAME SIZE IMB 5 (IM V1, IM V3) FLANGE 1, WITH KTY TEMPERATURESENSOR POWER CONNECTOR ROTATABLE INCREMENTAL ENCODER SIN/COS 1VPP;2048 S/R W. C-AND D-SPUR (ENCODER IC2048S/R) PLAIN SHAFT, TOLERANCE N; W/O HOLDING BRAKE PROTECTION CLASS IP65, FLANGE ON DRIVE END IP67; | 2876 | TEM | 1 | MC | 23.001 | 1
1FK70854CC711AH0 | SIMOTICS S SYNCHRONOUS MOTOR 1FK7-HD PN=3,1 KW; UZK=600V M0=22NM (100K); NN=2000RPM; NATURAL COOLING, FRAME SIZE IMB 5 (IM V1, IM V3) FLANGE 1, WITH KTY TEMPERATURESENSOR POWER CONNECTOR ROTATABLE INCREMENTAL ENCODER SIN/COS 1VPP;2048 S/R W. C-AND D-SPUR (ENCODER IC2048S/R) PLAIN SHAFT, TOLERANCE N; WITH HOLDING BRAKE PROTECTION CLASS IP64; | 3194 | TEM | 1 | MC | 23.3 | 1
1FK70854CC711AH1 | SIMOTICS S SYNCHRONOUS MOTOR 1FK7-HD PN=3,1 KW; UZK=600V M0=22NM (100K); NN=2000RPM; NATURAL COOLING, FRAME SIZE IMB 5 (IM V1, IM V3) FLANGE 1, WITH KTY TEMPERATURESENSOR POWER CONNECTOR ROTATABLE INCREMENTAL ENCODER SIN/COS 1VPP;2048 S/R W. C-AND D-SPUR (ENCODER IC2048S/R) PLAIN SHAFT, TOLERANCE N; WITH HOLDING BRAKE PROTECTION CLASS IP65, | 3287 | TEM | 1 | MC | 23.3 | 1
1FK70854CC711AH2 | SIMOTICS S SYNCHRONOUS MOTOR 1FK7-HD PN=3,1 KW; UZK=600V M0=22NM (100K); NN=2000RPM; NATURAL COOLING, FRAME SIZE IMB 5 (IM V1, IM V3) FLANGE 1, WITH KTY TEMPERATURESENSOR POWER CONNECTOR ROTATABLE INCREMENTAL ENCODER SIN/COS 1VPP;2048 S/R W. C-AND D-SPUR (ENCODER IC2048S/R) PLAIN SHAFT, TOLERANCE N; WITH HOLDING BRAKE PROTECTION CLASS IP65, FLANGE ON DRIVE END IP67; | 3287 | TEM | 1 | MC | 23.3 | 1
1FK70854CC711BA0 | SIMOTICS S SYNCHRONOUS MOTOR 1FK7-HD PN=3,1 KW; UZK=600V M0=22NM (100K); NN=2000RPM; NATURAL COOLING, FRAME SIZE IMB 5 (IM V1, IM V3) FLANGE 1 POWER CONNECTOR ROTATABLE ABSOLUTE ENCODER SINGLETURN 24 BIT WITH DRIVE CLIQ INTERFACE (ENCODER AS24DQI) SHAFT WITH FITTED KEY, TOLERANCE N; W/O HOLDING BRAKE PROTECTION CLASS IP64; | 3110 | TEM | 1 | MC | 23.001 | 1
1FK70854CC711BA1 | SIMOTICS S SYNCHRONOUS MOTOR 1FK7-HD PN=3,1 KW; UZK=600V M0=22NM (100K); NN=2000RPM; NATURAL COOLING, FRAME SIZE IMB 5 (IM V1, IM V3) FLANGE 1 POWER CONNECTOR ROTATABLE ABSOLUTE ENCODER SINGLETURN 24 BIT WITH DRIVE CLIQ INTERFACE (ENCODER AS24DQI) SHAFT WITH FITTED KEY, TOLERANCE N; W/O HOLDING BRAKE PROTECTION CLASS IP65, | 3203 | TEM | 1 | MC | 23.001 | 1
1FK70854CC711BA2 | SIMOTICS S SYNCHRONOUS MOTOR 1FK7-HD PN=3,1 KW; UZK=600V M0=22NM (100K); NN=2000RPM; NATURAL COOLING, FRAME SIZE IMB 5 (IM V1, IM V3) FLANGE 1 POWER CONNECTOR ROTATABLE ABSOLUTE ENCODER SINGLETURN 24 BIT WITH DRIVE CLIQ INTERFACE (ENCODER AS24DQI) SHAFT WITH FITTED KEY, TOLERANCE N; W/O HOLDING BRAKE PROTECTION CLASS IP65, FLANGE ON DRIVE END IP67; | 3203 | TEM | 1 | MC | 23.001 | 1
1FK70854CC711BB0 | SIMOTICS S SYNCHRONOUS MOTOR 1FK7-HD PN=3,1 KW; UZK=600V M0=22NM (100K); NN=2000RPM; NATURAL COOLING, FRAME SIZE IMB 5 (IM V1, IM V3) FLANGE 1 POWER CONNECTOR ROTATABLE ABSOLUTE ENCODER SINGLETURN 24 BIT WITH DRIVE CLIQ INTERFACE (ENCODER AS24DQI) SHAFT WITH FITTED KEY, TOLERANCE N; WITH HOLDING BRAKE PROTECTION CLASS IP64; | 3521 | TEM | 1 | MC | 23.3 | 1
1FK70854CC711BB1 | SIMOTICS S SYNCHRONOUS MOTOR 1FK7-HD PN=3,1 KW; UZK=600V M0=22NM (100K); NN=2000RPM; NATURAL COOLING, FRAME SIZE IMB 5 (IM V1, IM V3) FLANGE 1 POWER CONNECTOR ROTATABLE ABSOLUTE ENCODER SINGLETURN 24 BIT WITH DRIVE CLIQ INTERFACE (ENCODER AS24DQI) SHAFT WITH FITTED KEY, TOLERANCE N; WITH HOLDING BRAKE PROTECTION CLASS IP65, | 3614 | TEM | 1 | MC | 23.3 | 1
1FK70854CC711BB2 | SIMOTICS S SYNCHRONOUS MOTOR 1FK7-HD PN=3,1 KW; UZK=600V M0=22NM (100K); NN=2000RPM; NATURAL COOLING, FRAME SIZE IMB 5 (IM V1, IM V3) FLANGE 1 POWER CONNECTOR ROTATABLE ABSOLUTE ENCODER SINGLETURN 24 BIT WITH DRIVE CLIQ INTERFACE (ENCODER AS24DQI) SHAFT WITH FITTED KEY, TOLERANCE N; WITH HOLDING BRAKE PROTECTION CLASS IP65, FLANGE ON DRIVE END IP67; | 3614 | TEM | 1 | MC | 23.3 | 1
1FK70854CC711BG0 | SIMOTICS S SYNCHRONOUS MOTOR 1FK7-HD PN=3,1 KW; UZK=600V M0=22NM (100K); NN=2000RPM; NATURAL COOLING, FRAME SIZE IMB 5 (IM V1, IM V3) FLANGE 1 POWER CONNECTOR ROTATABLE ABSOLUTE ENCODER SINGLETURN 24 BIT WITH DRIVE CLIQ INTERFACE (ENCODER AS24DQI) PLAIN SHAFT, TOLERANCE N; W/O HOLDING BRAKE PROTECTION CLASS IP64; | 3023 | TEM | 1 | MC | 23.001 | 1
1FK70854CC711BG1 | SIMOTICS S SYNCHRONOUS MOTOR 1FK7-HD PN=3,1 KW; UZK=600V M0=22NM (100K); NN=2000RPM; NATURAL COOLING, FRAME SIZE IMB 5 (IM V1, IM V3) FLANGE 1 POWER CONNECTOR ROTATABLE ABSOLUTE ENCODER SINGLETURN 24 BIT WITH DRIVE CLIQ INTERFACE (ENCODER AS24DQI) PLAIN SHAFT, TOLERANCE N; W/O HOLDING BRAKE PROTECTION CLASS IP65, | 3117 | TEM | 1 | MC | 23.001 | 1
1FK70854CC711BG2 | SIMOTICS S SYNCHRONOUS MOTOR 1FK7-HD PN=3,1 KW; UZK=600V M0=22NM (100K); NN=2000RPM; NATURAL COOLING, FRAME SIZE IMB 5 (IM V1, IM V3) FLANGE 1 POWER CONNECTOR ROTATABLE ABSOLUTE ENCODER SINGLETURN 24 BIT WITH DRIVE CLIQ INTERFACE (ENCODER AS24DQI) PLAIN SHAFT, TOLERANCE N; W/O HOLDING BRAKE PROTECTION CLASS IP65, FLANGE ON DRIVE END IP67; | 3117 | TEM | 1 | MC | 23.001 | 1
1FK70854CC711BH0 | SIMOTICS S SYNCHRONOUS MOTOR 1FK7-HD PN=3,1 KW; UZK=600V M0=22NM (100K); NN=2000RPM; NATURAL COOLING, FRAME SIZE IMB 5 (IM V1, IM V3) FLANGE 1 POWER CONNECTOR ROTATABLE ABSOLUTE ENCODER SINGLETURN 24 BIT WITH DRIVE CLIQ INTERFACE (ENCODER AS24DQI) PLAIN SHAFT, TOLERANCE N; WITH HOLDING BRAKE PROTECTION CLASS IP64; | 3435 | TEM | 1 | MC | 23.3 | 1
1FK70854CC711BH1 | SIMOTICS S SYNCHRONOUS MOTOR 1FK7-HD PN=3,1 KW; UZK=600V M0=22NM (100K); NN=2000RPM; NATURAL COOLING, FRAME SIZE IMB 5 (IM V1, IM V3) FLANGE 1 POWER CONNECTOR ROTATABLE ABSOLUTE ENCODER SINGLETURN 24 BIT WITH DRIVE CLIQ INTERFACE (ENCODER AS24DQI) PLAIN SHAFT, TOLERANCE N; WITH HOLDING BRAKE PROTECTION CLASS IP65, | 3528 | TEM | 1 | MC | 23.3 | 1
1FK70854CC711BH2 | SIMOTICS S SYNCHRONOUS MOTOR 1FK7-HD PN=3,1 KW; UZK=600V M0=22NM (100K); NN=2000RPM; NATURAL COOLING, FRAME SIZE IMB 5 (IM V1, IM V3) FLANGE 1 POWER CONNECTOR ROTATABLE ABSOLUTE ENCODER SINGLETURN 24 BIT WITH DRIVE CLIQ INTERFACE (ENCODER AS24DQI) PLAIN SHAFT, TOLERANCE N; WITH HOLDING BRAKE PROTECTION CLASS IP65, FLANGE ON DRIVE END IP67; | 3528 | TEM | 1 | MC | 23.3 | 1
1FK70854CC711CA0 | SIMOTICS S SYNCHRONOUS MOTOR 1FK7-HD PN=3,1 KW; UZK=600V M0=22NM (100K); NN=2000RPM; NATURAL COOLING, FRAME SIZE IMB 5 (IM V1, IM V3) FLANGE 1 POWER CONNECTOR ROTATABLE ABSOLUTE ENCODER 24 BIT + 12 BIT MULTITURN WITH DRIVE-CLIQ INTERFACE (ENCODER AM24DQI) SHAFT WITH FITTED KEY, TOLERANCE N; W/O HOLDING BRAKE PROTECTION CLASS IP64; | 3479 | TEM | 1 | MC | 23.001 | 1
1FK70854CC711CA1 | SIMOTICS S SYNCHRONOUS MOTOR 1FK7-HD PN=3,1 KW; UZK=600V M0=22NM (100K); NN=2000RPM; NATURAL COOLING, FRAME SIZE IMB 5 (IM V1, IM V3) FLANGE 1 POWER CONNECTOR ROTATABLE ABSOLUTE ENCODER 24 BIT + 12 BIT MULTITURN WITH DRIVE-CLIQ INTERFACE (ENCODER AM24DQI) SHAFT WITH FITTED KEY, TOLERANCE N; W/O HOLDING BRAKE PROTECTION CLASS IP65, | 3572 | TEM | 1 | MC | 23.001 | 1
1FK70854CC711CA2 | SIMOTICS S SYNCHRONOUS MOTOR 1FK7-HD PN=3,1 KW; UZK=600V M0=22NM (100K); NN=2000RPM; NATURAL COOLING, FRAME SIZE IMB 5 (IM V1, IM V3) FLANGE 1 POWER CONNECTOR ROTATABLE ABSOLUTE ENCODER 24 BIT + 12 BIT MULTITURN WITH DRIVE-CLIQ INTERFACE (ENCODER AM24DQI) SHAFT WITH FITTED KEY, TOLERANCE N; W/O HOLDING BRAKE PROTECTION CLASS IP65, FLANGE ON DRIVE END IP67; | 3572 | TEM | 1 | MC | 23.001 | 1
1FK70854CC711CB0 | SIMOTICS S SYNCHRONOUS MOTOR 1FK7-HD PN=3,1 KW; UZK=600V M0=22NM (100K); NN=2000RPM; NATURAL COOLING, FRAME SIZE IMB 5 (IM V1, IM V3) FLANGE 1 POWER CONNECTOR ROTATABLE ABSOLUTE ENCODER 24 BIT + 12 BIT MULTITURN WITH DRIVE-CLIQ INTERFACE (ENCODER AM24DQI) SHAFT WITH FITTED KEY, TOLERANCE N; WITH HOLDING BRAKE PROTECTION CLASS IP64; | 3890 | TEM | 1 | MC | 23.3 | 1
1FK70854CC711CB1 | SIMOTICS S SYNCHRONOUS MOTOR 1FK7-HD PN=3,1 KW; UZK=600V M0=22NM (100K); NN=2000RPM; NATURAL COOLING, FRAME SIZE IMB 5 (IM V1, IM V3) FLANGE 1 POWER CONNECTOR ROTATABLE ABSOLUTE ENCODER 24 BIT + 12 BIT MULTITURN WITH DRIVE-CLIQ INTERFACE (ENCODER AM24DQI) SHAFT WITH FITTED KEY, TOLERANCE N; WITH HOLDING BRAKE PROTECTION CLASS IP65, | 3984 | TEM | 1 | MC | 23.3 | 1
1FK70854CC711CB2 | SIMOTICS S SYNCHRONOUS MOTOR 1FK7-HD PN=3,1 KW; UZK=600V M0=22NM (100K); NN=2000RPM; NATURAL COOLING, FRAME SIZE IMB 5 (IM V1, IM V3) FLANGE 1 POWER CONNECTOR ROTATABLE ABSOLUTE ENCODER 24 BIT + 12 BIT MULTITURN WITH DRIVE-CLIQ INTERFACE (ENCODER AM24DQI) SHAFT WITH FITTED KEY, TOLERANCE N; WITH HOLDING BRAKE PROTECTION CLASS IP65, FLANGE ON DRIVE END IP67; | 3984 | TEM | 1 | MC | 23.3 | 1
1FK70854CC711CG0 | SIMOTICS S SYNCHRONOUS MOTOR 1FK7-HD PN=3,1 KW; UZK=600V M0=22NM (100K); NN=2000RPM; NATURAL COOLING, FRAME SIZE IMB 5 (IM V1, IM V3) FLANGE 1 POWER CONNECTOR ROTATABLE ABSOLUTE ENCODER 24 BIT + 12 BIT MULTITURN WITH DRIVE-CLIQ INTERFACE (ENCODER AM24DQI) PLAIN SHAFT, TOLERANCE N; W/O HOLDING BRAKE PROTECTION CLASS IP64; | 3393 | TEM | 1 | MC | 23.001 | 1
1FK70854CC711CG1 | SIMOTICS S SYNCHRONOUS MOTOR 1FK7-HD PN=3,1 KW; UZK=600V M0=22NM (100K); NN=2000RPM; NATURAL COOLING, FRAME SIZE IMB 5 (IM V1, IM V3) FLANGE 1 POWER CONNECTOR ROTATABLE ABSOLUTE ENCODER 24 BIT + 12 BIT MULTITURN WITH DRIVE-CLIQ INTERFACE (ENCODER AM24DQI) PLAIN SHAFT, TOLERANCE N; W/O HOLDING BRAKE PROTECTION CLASS IP65, | 3486 | TEM | 1 | MC | 23.001 | 1
1FK70854CC711CG2 | SIMOTICS S SYNCHRONOUS MOTOR 1FK7-HD PN=3,1 KW; UZK=600V M0=22NM (100K); NN=2000RPM; NATURAL COOLING, FRAME SIZE IMB 5 (IM V1, IM V3) FLANGE 1 POWER CONNECTOR ROTATABLE ABSOLUTE ENCODER 24 BIT + 12 BIT MULTITURN WITH DRIVE-CLIQ INTERFACE (ENCODER AM24DQI) PLAIN SHAFT, TOLERANCE N; W/O HOLDING BRAKE PROTECTION CLASS IP65, FLANGE ON DRIVE END IP67; | 3486 | TEM | 1 | MC | 23.001 | 1
1FK70854CC711CH0 | SIMOTICS S SYNCHRONOUS MOTOR 1FK7-HD PN=3,1 KW; UZK=600V M0=22NM (100K); NN=2000RPM; NATURAL COOLING, FRAME SIZE IMB 5 (IM V1, IM V3) FLANGE 1 POWER CONNECTOR ROTATABLE ABSOLUTE ENCODER 24 BIT + 12 BIT MULTITURN WITH DRIVE-CLIQ INTERFACE (ENCODER AM24DQI) PLAIN SHAFT, TOLERANCE N; WITH HOLDING BRAKE PROTECTION CLASS IP64; | 3804 | TEM | 1 | MC | 23.3 | 1
1FK70854CC711CH1 | SIMOTICS S SYNCHRONOUS MOTOR 1FK7-HD PN=3,1 KW; UZK=600V M0=22NM (100K); NN=2000RPM; NATURAL COOLING, FRAME SIZE IMB 5 (IM V1, IM V3) FLANGE 1 POWER CONNECTOR ROTATABLE ABSOLUTE ENCODER 24 BIT + 12 BIT MULTITURN WITH DRIVE-CLIQ INTERFACE (ENCODER AM24DQI) PLAIN SHAFT, TOLERANCE N; WITH HOLDING BRAKE PROTECTION CLASS IP65, | 3897 | TEM | 1 | MC | 23.3 | 1
1FK70854CC711CH2 | SIMOTICS S SYNCHRONOUS MOTOR 1FK7-HD PN=3,1 KW; UZK=600V M0=22NM (100K); NN=2000RPM; NATURAL COOLING, FRAME SIZE IMB 5 (IM V1, IM V3) FLANGE 1 POWER CONNECTOR ROTATABLE ABSOLUTE ENCODER 24 BIT + 12 BIT MULTITURN WITH DRIVE-CLIQ INTERFACE (ENCODER AM24DQI) PLAIN SHAFT, TOLERANCE N; WITH HOLDING BRAKE PROTECTION CLASS IP65, FLANGE ON DRIVE END IP67; | 3897 | TEM | 1 | MC | 23.3 | 1
1FK70854CC711EA0 | SIMOTICS S SYNCHRONOUS MOTOR 1FK7-HD PN=3,1 KW; UZK=600V M0=22NM (100K); NN=2000RPM; NATURAL COOLING, FRAME SIZE IMB 5 (IM V1, IM V3) FLANGE 1, WITH KTY TEMPERATURESENSOR POWER CONNECTOR ROTATABLE ABSOLUTE ENCODERR 2048 S/R + 4096 UMDREHUNGEN MULTITURN, WITH ENDAT-SCHNITTSTELLE (ENCODER AM2048S/R) SHAFT WITH FITTED KEY, TOLERANCE N; W/O HOLDING BRAKE PROTECTION CLASS IP64; | 3240 | TEM | 1 | MC | 23.001 | 1
1FK70854CC711EA1 | SIMOTICS S SYNCHRONOUS MOTOR 1FK7-HD PN=3,1 KW; UZK=600V M0=22NM (100K); NN=2000RPM; NATURAL COOLING, FRAME SIZE IMB 5 (IM V1, IM V3) FLANGE 1, WITH KTY TEMPERATURESENSOR POWER CONNECTOR ROTATABLE ABSOLUTE ENCODERR 2048 S/R + 4096 UMDREHUNGEN MULTITURN, WITH ENDAT-SCHNITTSTELLE (ENCODER AM2048S/R) SHAFT WITH FITTED KEY, TOLERANCE N; W/O HOLDING BRAKE PROTECTION CLASS IP65, | 3334 | TEM | 1 | MC | 23.001 | 1
1FK70854CC711EA2 | SIMOTICS S SYNCHRONOUS MOTOR 1FK7-HD PN=3,1 KW; UZK=600V M0=22NM (100K); NN=2000RPM; NATURAL COOLING, FRAME SIZE IMB 5 (IM V1, IM V3) FLANGE 1, WITH KTY TEMPERATURESENSOR POWER CONNECTOR ROTATABLE ABSOLUTE ENCODERR 2048 S/R + 4096 UMDREHUNGEN MULTITURN, WITH ENDAT-SCHNITTSTELLE (ENCODER AM2048S/R) SHAFT WITH FITTED KEY, TOLERANCE N; W/O HOLDING BRAKE PROTECTION CLASS IP65, FLANGE ON DRIVE END IP67; | 3334 | TEM | 1 | MC | 23.001 | 1
1FK70854CC711EB0 | SIMOTICS S SYNCHRONOUS MOTOR 1FK7-HD PN=3,1 KW; UZK=600V M0=22NM (100K); NN=2000RPM; NATURAL COOLING, FRAME SIZE IMB 5 (IM V1, IM V3) FLANGE 1, WITH KTY TEMPERATURESENSOR POWER CONNECTOR ROTATABLE ABSOLUTE ENCODERR 2048 S/R + 4096 UMDREHUNGEN MULTITURN, WITH ENDAT-SCHNITTSTELLE (ENCODER AM2048S/R) SHAFT WITH FITTED KEY, TOLERANCE N; WITH HOLDING BRAKE PROTECTION CLASS IP64; | 3651 | TEM | 1 | MC | 23.3 | 1
1FK70854CC711EB1 | SIMOTICS S SYNCHRONOUS MOTOR 1FK7-HD PN=3,1 KW; UZK=600V M0=22NM (100K); NN=2000RPM; NATURAL COOLING, FRAME SIZE IMB 5 (IM V1, IM V3) FLANGE 1, WITH KTY TEMPERATURESENSOR POWER CONNECTOR ROTATABLE ABSOLUTE ENCODERR 2048 S/R + 4096 UMDREHUNGEN MULTITURN, WITH ENDAT-SCHNITTSTELLE (ENCODER AM2048S/R) SHAFT WITH FITTED KEY, TOLERANCE N; WITH HOLDING BRAKE PROTECTION CLASS IP65, | 3745 | TEM | 1 | MC | 23.3 | 1
1FK70854CC711EB2 | SIMOTICS S SYNCHRONOUS MOTOR 1FK7-HD PN=3,1 KW; UZK=600V M0=22NM (100K); NN=2000RPM; NATURAL COOLING, FRAME SIZE IMB 5 (IM V1, IM V3) FLANGE 1, WITH KTY TEMPERATURESENSOR POWER CONNECTOR ROTATABLE ABSOLUTE ENCODERR 2048 S/R + 4096 UMDREHUNGEN MULTITURN, WITH ENDAT-SCHNITTSTELLE (ENCODER AM2048S/R) SHAFT WITH FITTED KEY, TOLERANCE N; WITH HOLDING BRAKE PROTECTION CLASS IP65, FLANGE ON DRIVE END IP67; | 3745 | TEM | 1 | MC | 23.3 | 1
1FK70854CC711EG0 | SIMOTICS S SYNCHRONOUS MOTOR 1FK7-HD PN=3,1 KW; UZK=600V M0=22NM (100K); NN=2000RPM; NATURAL COOLING, FRAME SIZE IMB 5 (IM V1, IM V3) FLANGE 1, WITH KTY TEMPERATURESENSOR POWER CONNECTOR ROTATABLE ABSOLUTE ENCODERR 2048 S/R + 4096 UMDREHUNGEN MULTITURN, WITH ENDAT-SCHNITTSTELLE (ENCODER AM2048S/R) PLAIN SHAFT, TOLERANCE N; W/O HOLDING BRAKE PROTECTION CLASS IP64; | 3154 | TEM | 1 | MC | 23.001 | 1
1FK70854CC711EG1 | SIMOTICS S SYNCHRONOUS MOTOR 1FK7-HD PN=3,1 KW; UZK=600V M0=22NM (100K); NN=2000RPM; NATURAL COOLING, FRAME SIZE IMB 5 (IM V1, IM V3) FLANGE 1, WITH KTY TEMPERATURESENSOR POWER CONNECTOR ROTATABLE ABSOLUTE ENCODERR 2048 S/R + 4096 UMDREHUNGEN MULTITURN, WITH ENDAT-SCHNITTSTELLE (ENCODER AM2048S/R) PLAIN SHAFT, TOLERANCE N; W/O HOLDING BRAKE PROTECTION CLASS IP65, | 3247 | TEM | 1 | MC | 23.001 | 1
1FK70854CC711EG2 | SIMOTICS S SYNCHRONOUS MOTOR 1FK7-HD PN=3,1 KW; UZK=600V M0=22NM (100K); NN=2000RPM; NATURAL COOLING, FRAME SIZE IMB 5 (IM V1, IM V3) FLANGE 1, WITH KTY TEMPERATURESENSOR POWER CONNECTOR ROTATABLE ABSOLUTE ENCODERR 2048 S/R + 4096 UMDREHUNGEN MULTITURN, WITH ENDAT-SCHNITTSTELLE (ENCODER AM2048S/R) PLAIN SHAFT, TOLERANCE N; W/O HOLDING BRAKE PROTECTION CLASS IP65, FLANGE ON DRIVE END IP67; | 3247 | TEM | 1 | MC | 23.001 | 1
1FK70854CC711EH0 | SIMOTICS S SYNCHRONOUS MOTOR 1FK7-HD PN=3,1 KW; UZK=600V M0=22NM (100K); NN=2000RPM; NATURAL COOLING, FRAME SIZE IMB 5 (IM V1, IM V3) FLANGE 1, WITH KTY TEMPERATURESENSOR POWER CONNECTOR ROTATABLE ABSOLUTE ENCODERR 2048 S/R + 4096 UMDREHUNGEN MULTITURN, WITH ENDAT-SCHNITTSTELLE (ENCODER AM2048S/R) PLAIN SHAFT, TOLERANCE N; WITH HOLDING BRAKE PROTECTION CLASS IP64; | 3565 | TEM | 1 | MC | 23.3 | 1
1FK70854CC711EH1 | SIMOTICS S SYNCHRONOUS MOTOR 1FK7-HD PN=3,1 KW; UZK=600V M0=22NM (100K); NN=2000RPM; NATURAL COOLING, FRAME SIZE IMB 5 (IM V1, IM V3) FLANGE 1, WITH KTY TEMPERATURESENSOR POWER CONNECTOR ROTATABLE ABSOLUTE ENCODERR 2048 S/R + 4096 UMDREHUNGEN MULTITURN, WITH ENDAT-SCHNITTSTELLE (ENCODER AM2048S/R) PLAIN SHAFT, TOLERANCE N; WITH HOLDING BRAKE PROTECTION CLASS IP65, | 3659 | TEM | 1 | MC | 23.3 | 1
1FK70854CC711EH2 | SIMOTICS S SYNCHRONOUS MOTOR 1FK7-HD PN=3,1 KW; UZK=600V M0=22NM (100K); NN=2000RPM; NATURAL COOLING, FRAME SIZE IMB 5 (IM V1, IM V3) FLANGE 1, WITH KTY TEMPERATURESENSOR POWER CONNECTOR ROTATABLE ABSOLUTE ENCODERR 2048 S/R + 4096 UMDREHUNGEN MULTITURN, WITH ENDAT-SCHNITTSTELLE (ENCODER AM2048S/R) PLAIN SHAFT, TOLERANCE N; WITH HOLDING BRAKE PROTECTION CLASS IP65, FLANGE ON DRIVE END IP67; | 3659 | TEM | 1 | MC | 23.3 | 1
1FK70854CC711KA0 | SIMOTICS S SYNCHRONOUS MOTOR 1FK7-HD PN=3,1 KW; UZK=600V M0=22NM (100K); NN=2000RPM; NATURAL COOLING, FRAME SIZE IMB 5 (IM V1, IM V3) FLANGE 1 POWER CONNECTOR ROTATABLE ABSOLUTE ENCODER 16BIT + 12BIT MULTITURN, WITH DRIVE-CLIQ INTERFACE (ENCODER AM16DQ) SHAFT WITH FITTED KEY, TOLERANCE N; W/O HOLDING BRAKE PROTECTION CLASS IP64; | 3042 | TEM | 1 | MC | 23.001 | 1
1FK70854CC711KA1 | SIMOTICS S SYNCHRONOUS MOTOR 1FK7-HD PN=3,1 KW; UZK=600V M0=22NM (100K); NN=2000RPM; NATURAL COOLING, FRAME SIZE IMB 5 (IM V1, IM V3) FLANGE 1 POWER CONNECTOR ROTATABLE ABSOLUTE ENCODER 16BIT + 12BIT MULTITURN, WITH DRIVE-CLIQ INTERFACE (ENCODER AM16DQ) SHAFT WITH FITTED KEY, TOLERANCE N; W/O HOLDING BRAKE PROTECTION CLASS IP65, | 3135 | TEM | 1 | MC | 23.001 | 1
1FK70854CC711KA2 | SIMOTICS S SYNCHRONOUS MOTOR 1FK7-HD PN=3,1 KW; UZK=600V M0=22NM (100K); NN=2000RPM; NATURAL COOLING, FRAME SIZE IMB 5 (IM V1, IM V3) FLANGE 1 POWER CONNECTOR ROTATABLE ABSOLUTE ENCODER 16BIT + 12BIT MULTITURN, WITH DRIVE-CLIQ INTERFACE (ENCODER AM16DQ) SHAFT WITH FITTED KEY, TOLERANCE N; W/O HOLDING BRAKE PROTECTION CLASS IP65, FLANGE ON DRIVE END IP67; | 3135 | TEM | 1 | MC | 23.001 | 1
1FK70854CC711KB0 | SIMOTICS S SYNCHRONOUS MOTOR 1FK7-HD PN=3,1 KW; UZK=600V M0=22NM (100K); NN=2000RPM; NATURAL COOLING, FRAME SIZE IMB 5 (IM V1, IM V3) FLANGE 1 POWER CONNECTOR ROTATABLE ABSOLUTE ENCODER 16BIT + 12BIT MULTITURN, WITH DRIVE-CLIQ INTERFACE (ENCODER AM16DQ) SHAFT WITH FITTED KEY, TOLERANCE N; WITH HOLDING BRAKE PROTECTION CLASS IP64; | 3453 | TEM | 1 | MC | 23.3 | 1
1FK70854CC711KB1 | SIMOTICS S SYNCHRONOUS MOTOR 1FK7-HD PN=3,1 KW; UZK=600V M0=22NM (100K); NN=2000RPM; NATURAL COOLING, FRAME SIZE IMB 5 (IM V1, IM V3) FLANGE 1 POWER CONNECTOR ROTATABLE ABSOLUTE ENCODER 16BIT + 12BIT MULTITURN, WITH DRIVE-CLIQ INTERFACE (ENCODER AM16DQ) SHAFT WITH FITTED KEY, TOLERANCE N; WITH HOLDING BRAKE PROTECTION CLASS IP65, | 3546 | TEM | 1 | MC | 23.3 | 1
1FK70854CC711KB2 | SIMOTICS S SYNCHRONOUS MOTOR 1FK7-HD PN=3,1 KW; UZK=600V M0=22NM (100K); NN=2000RPM; NATURAL COOLING, FRAME SIZE IMB 5 (IM V1, IM V3) FLANGE 1 POWER CONNECTOR ROTATABLE ABSOLUTE ENCODER 16BIT + 12BIT MULTITURN, WITH DRIVE-CLIQ INTERFACE (ENCODER AM16DQ) SHAFT WITH FITTED KEY, TOLERANCE N; WITH HOLDING BRAKE PROTECTION CLASS IP65, FLANGE ON DRIVE END IP67; | 3546 | TEM | 1 | MC | 23.3 | 1
1FK70854CC711KG0 | SIMOTICS S SYNCHRONOUS MOTOR 1FK7-HD PN=3,1 KW; UZK=600V M0=22NM (100K); NN=2000RPM; NATURAL COOLING, FRAME SIZE IMB 5 (IM V1, IM V3) FLANGE 1 POWER CONNECTOR ROTATABLE ABSOLUTE ENCODER 16BIT + 12BIT MULTITURN, WITH DRIVE-CLIQ INTERFACE (ENCODER AM16DQ) PLAIN SHAFT, TOLERANCE N; W/O HOLDING BRAKE PROTECTION CLASS IP64; | 2955 | TEM | 1 | MC | 23.001 | 1
1FK70854CC711KG1 | SIMOTICS S SYNCHRONOUS MOTOR 1FK7-HD PN=3,1 KW; UZK=600V M0=22NM (100K); NN=2000RPM; NATURAL COOLING, FRAME SIZE IMB 5 (IM V1, IM V3) FLANGE 1 POWER CONNECTOR ROTATABLE ABSOLUTE ENCODER 16BIT + 12BIT MULTITURN, WITH DRIVE-CLIQ INTERFACE (ENCODER AM16DQ) PLAIN SHAFT, TOLERANCE N; W/O HOLDING BRAKE PROTECTION CLASS IP65, | 3049 | TEM | 1 | MC | 23.001 | 1
1FK70854CC711KG2 | SIMOTICS S SYNCHRONOUS MOTOR 1FK7-HD PN=3,1 KW; UZK=600V M0=22NM (100K); NN=2000RPM; NATURAL COOLING, FRAME SIZE IMB 5 (IM V1, IM V3) FLANGE 1 POWER CONNECTOR ROTATABLE ABSOLUTE ENCODER 16BIT + 12BIT MULTITURN, WITH DRIVE-CLIQ INTERFACE (ENCODER AM16DQ) PLAIN SHAFT, TOLERANCE N; W/O HOLDING BRAKE PROTECTION CLASS IP65, FLANGE ON DRIVE END IP67; | 3049 | TEM | 1 | MC | 23.001 | 1
1FK70854CC711KH0 | SIMOTICS S SYNCHRONOUS MOTOR 1FK7-HD PN=3,1 KW; UZK=600V M0=22NM (100K); NN=2000RPM; NATURAL COOLING, FRAME SIZE IMB 5 (IM V1, IM V3) FLANGE 1 POWER CONNECTOR ROTATABLE ABSOLUTE ENCODER 16BIT + 12BIT MULTITURN, WITH DRIVE-CLIQ INTERFACE (ENCODER AM16DQ) PLAIN SHAFT, TOLERANCE N; WITH HOLDING BRAKE PROTECTION CLASS IP64; | 3367 | TEM | 1 | MC | 23.3 | 1
1FK70854CC711KH1 | SIMOTICS S SYNCHRONOUS MOTOR 1FK7-HD PN=3,1 KW; UZK=600V M0=22NM (100K); NN=2000RPM; NATURAL COOLING, FRAME SIZE IMB 5 (IM V1, IM V3) FLANGE 1 POWER CONNECTOR ROTATABLE ABSOLUTE ENCODER 16BIT + 12BIT MULTITURN, WITH DRIVE-CLIQ INTERFACE (ENCODER AM16DQ) PLAIN SHAFT, TOLERANCE N; WITH HOLDING BRAKE PROTECTION CLASS IP65, | 3460 | TEM | 1 | MC | 23.3 | 1
1FK70854CC711KH2 | SIMOTICS S SYNCHRONOUS MOTOR 1FK7-HD PN=3,1 KW; UZK=600V M0=22NM (100K); NN=2000RPM; NATURAL COOLING, FRAME SIZE IMB 5 (IM V1, IM V3) FLANGE 1 POWER CONNECTOR ROTATABLE ABSOLUTE ENCODER 16BIT + 12BIT MULTITURN, WITH DRIVE-CLIQ INTERFACE (ENCODER AM16DQ) PLAIN SHAFT, TOLERANCE N; WITH HOLDING BRAKE PROTECTION CLASS IP65, FLANGE ON DRIVE END IP67; | 3460 | TEM | 1 | MC | 23.3 | 1
1FK70854CC711PA0 | SIMOTICS S SYNCHRONOUS MOTOR 1FK7-HD PN=3,1 KW; UZK=600V M0=22NM (100K); NN=2000RPM; NATURAL COOLING, FRAME SIZE IMB 5 (IM V1, IM V3) FLANGE 1 POWER CONNECTOR ROTATABLE RESOLVER 2-POLE, WITH DRIVE CLIQ-INTERFACE SHAFT WITH FITTED KEY, TOLERANCE N; W/O HOLDING BRAKE PROTECTION CLASS IP64; | 2524 | TEM | 1 | MC | 23.101 | 1
1FK70854CC711PA1 | SIMOTICS S SYNCHRONOUS MOTOR 1FK7-HD PN=3,1 KW; UZK=600V M0=22NM (100K); NN=2000RPM; NATURAL COOLING, FRAME SIZE IMB 5 (IM V1, IM V3) FLANGE 1 POWER CONNECTOR ROTATABLE RESOLVER 2-POLE, WITH DRIVE CLIQ-INTERFACE SHAFT WITH FITTED KEY, TOLERANCE N; W/O HOLDING BRAKE PROTECTION CLASS IP65, | 2617 | TEM | 1 | MC | 23.101 | 1
1FK70854CC711PA2 | SIMOTICS S SYNCHRONOUS MOTOR 1FK7-HD PN=3,1 KW; UZK=600V M0=22NM (100K); NN=2000RPM; NATURAL COOLING, FRAME SIZE IMB 5 (IM V1, IM V3) FLANGE 1 POWER CONNECTOR ROTATABLE RESOLVER 2-POLE, WITH DRIVE CLIQ-INTERFACE SHAFT WITH FITTED KEY, TOLERANCE N; W/O HOLDING BRAKE PROTECTION CLASS IP65, FLANGE ON DRIVE END IP67; | 2617 | TEM | 1 | MC | 23.101 | 1
1FK70854CC711PB0 | SIMOTICS S SYNCHRONOUS MOTOR 1FK7-HD PN=3,1 KW; UZK=600V M0=22NM (100K); NN=2000RPM; NATURAL COOLING, FRAME SIZE IMB 5 (IM V1, IM V3) FLANGE 1 POWER CONNECTOR ROTATABLE RESOLVER 2-POLE, WITH DRIVE CLIQ-INTERFACE SHAFT WITH FITTED KEY, TOLERANCE N; WITH HOLDING BRAKE PROTECTION CLASS IP64; | 2935 | TEM | 1 | MC | 23.4 | 1
1FK70854CC711PB1 | SIMOTICS S SYNCHRONOUS MOTOR 1FK7-HD PN=3,1 KW; UZK=600V M0=22NM (100K); NN=2000RPM; NATURAL COOLING, FRAME SIZE IMB 5 (IM V1, IM V3) FLANGE 1 POWER CONNECTOR ROTATABLE RESOLVER 2-POLE, WITH DRIVE CLIQ-INTERFACE SHAFT WITH FITTED KEY, TOLERANCE N; WITH HOLDING BRAKE PROTECTION CLASS IP65, | 3028 | TEM | 1 | MC | 23.4 | 1
1FK70854CC711PB2 | SIMOTICS S SYNCHRONOUS MOTOR 1FK7-HD PN=3,1 KW; UZK=600V M0=22NM (100K); NN=2000RPM; NATURAL COOLING, FRAME SIZE IMB 5 (IM V1, IM V3) FLANGE 1 POWER CONNECTOR ROTATABLE RESOLVER 2-POLE, WITH DRIVE CLIQ-INTERFACE SHAFT WITH FITTED KEY, TOLERANCE N; WITH HOLDING BRAKE PROTECTION CLASS IP65, FLANGE ON DRIVE END IP67; | 3028 | TEM | 1 | MC | 23.4 | 1
1FK70854CC711PG0 | SIMOTICS S SYNCHRONOUS MOTOR 1FK7-HD PN=3,1 KW; UZK=600V M0=22NM (100K); NN=2000RPM; NATURAL COOLING, FRAME SIZE IMB 5 (IM V1, IM V3) FLANGE 1 POWER CONNECTOR ROTATABLE RESOLVER 2-POLE, WITH DRIVE CLIQ-INTERFACE PLAIN SHAFT, TOLERANCE N; W/O HOLDING BRAKE PROTECTION CLASS IP64; | 2437 | TEM | 1 | MC | 23.101 | 1
1FK70854CC711PG1 | SIMOTICS S SYNCHRONOUS MOTOR 1FK7-HD PN=3,1 KW; UZK=600V M0=22NM (100K); NN=2000RPM; NATURAL COOLING, FRAME SIZE IMB 5 (IM V1, IM V3) FLANGE 1 POWER CONNECTOR ROTATABLE RESOLVER 2-POLE, WITH DRIVE CLIQ-INTERFACE PLAIN SHAFT, TOLERANCE N; W/O HOLDING BRAKE PROTECTION CLASS IP65, | 2531 | TEM | 1 | MC | 23.101 | 1
1FK70854CC711PG2 | SIMOTICS S SYNCHRONOUS MOTOR 1FK7-HD PN=3,1 KW; UZK=600V M0=22NM (100K); NN=2000RPM; NATURAL COOLING, FRAME SIZE IMB 5 (IM V1, IM V3) FLANGE 1 POWER CONNECTOR ROTATABLE RESOLVER 2-POLE, WITH DRIVE CLIQ-INTERFACE PLAIN SHAFT, TOLERANCE N; W/O HOLDING BRAKE PROTECTION CLASS IP65, FLANGE ON DRIVE END IP67; | 2531 | TEM | 1 | MC | 23.101 | 1
1FK70854CC711PH0 | SIMOTICS S SYNCHRONOUS MOTOR 1FK7-HD PN=3,1 KW; UZK=600V M0=22NM (100K); NN=2000RPM; NATURAL COOLING, FRAME SIZE IMB 5 (IM V1, IM V3) FLANGE 1 POWER CONNECTOR ROTATABLE RESOLVER 2-POLE, WITH DRIVE CLIQ-INTERFACE PLAIN SHAFT, TOLERANCE N; WITH HOLDING BRAKE PROTECTION CLASS IP64; | 2849 | TEM | 1 | MC | 23.4 | 1
1FK70854CC711PH1 | SIMOTICS S SYNCHRONOUS MOTOR 1FK7-HD PN=3,1 KW; UZK=600V M0=22NM (100K); NN=2000RPM; NATURAL COOLING, FRAME SIZE IMB 5 (IM V1, IM V3) FLANGE 1 POWER CONNECTOR ROTATABLE RESOLVER 2-POLE, WITH DRIVE CLIQ-INTERFACE PLAIN SHAFT, TOLERANCE N; WITH HOLDING BRAKE PROTECTION CLASS IP65, | 2942 | TEM | 1 | MC | 23.4 | 1
1FK70854CC711PH2 | SIMOTICS S SYNCHRONOUS MOTOR 1FK7-HD PN=3,1 KW; UZK=600V M0=22NM (100K); NN=2000RPM; NATURAL COOLING, FRAME SIZE IMB 5 (IM V1, IM V3) FLANGE 1 POWER CONNECTOR ROTATABLE RESOLVER 2-POLE, WITH DRIVE CLIQ-INTERFACE PLAIN SHAFT, TOLERANCE N; WITH HOLDING BRAKE PROTECTION CLASS IP65, FLANGE ON DRIVE END IP67; | 2942 | TEM | 1 | MC | 23.4 | 1
1FK70854CC711QA0 | SIMOTICS S SYNCHRONOUS MOTOR 1FK7-HD PN=3,1 KW; UZK=600V M0=22NM (100K); NN=2000RPM; NATURAL COOLING, FRAME SIZE IMB 5 (IM V1, IM V3) FLANGE 1 POWER CONNECTOR ROTATABLE ABSOLUTE ENCODER SINGLETURN 20 BIT WITH DRIVE-CLIQ INTERFACE (ENCODER AS20DQI) SHAFT WITH FITTED KEY, TOLERANCE N; W/O HOLDING BRAKE PROTECTION CLASS IP64; | 2627 | TEM | 1 | MC | 23.001 | 1
1FK70854CC711QA1 | SIMOTICS S SYNCHRONOUS MOTOR 1FK7-HD PN=3,1 KW; UZK=600V M0=22NM (100K); NN=2000RPM; NATURAL COOLING, FRAME SIZE IMB 5 (IM V1, IM V3) FLANGE 1 POWER CONNECTOR ROTATABLE ABSOLUTE ENCODER SINGLETURN 20 BIT WITH DRIVE-CLIQ INTERFACE (ENCODER AS20DQI) SHAFT WITH FITTED KEY, TOLERANCE N; W/O HOLDING BRAKE PROTECTION CLASS IP65, | 2720 | TEM | 1 | MC | 23.001 | 1