1FT71025AB711BG0 | SIMOTICS S SYNCHRON. MOTOR 1FT7, M0=30NM (100K) NN=1500RPM, PN=4,08KW NATURAL AIR COOLING; FRAME SIZE IMB 5 (IM V1, IM V3) FLANGE 1 (1FT6 COMPATIBLE) POWER CONNECTOR ROTATABLE ABSOLUTE VALUE ENCODER SINGLETURN 24 BIT WITH DRIVE-CLIQ INTERFACE (ENCODER AS24DQI) PLAIN SHAFT, W/O HOLDING BRAKE; ACC. TOLERANCE N VIBRATION SEVERITY GRADE A, DEGREE OF PROTECTION IP 64 | 5427 | TEM | 1 | MC | 26.204 | 1
1FT71025AB711BG1 | SIMOTICS S SYNCHRON. MOTOR 1FT7, M0=30NM (100K) NN=1500RPM, PN=4,08KW NATURAL AIR COOLING; FRAME SIZE IMB 5 (IM V1, IM V3) FLANGE 1 (1FT6 COMPATIBLE) POWER CONNECTOR ROTATABLE ABSOLUTE VALUE ENCODER SINGLETURN 24 BIT WITH DRIVE-CLIQ INTERFACE (ENCODER AS24DQI) PLAIN SHAFT, W/O HOLDING BRAKE; ACC. TOLERANCE N VIBRATION SEVERITY GRADE A, DEGREE OF PROTECTION IP 65 | 5523 | TEM | 1 | MC | 26.204 | 1
1FT71025AB711BG2 | SIMOTICS S SYNCHRON. MOTOR 1FT7, M0=30NM (100K) NN=1500RPM, PN=4,08KW NATURAL AIR COOLING; FRAME SIZE IMB 5 (IM V1, IM V3) FLANGE 1 (1FT6 COMPATIBLE) POWER CONNECTOR ROTATABLE ABSOLUTE VALUE ENCODER SINGLETURN 24 BIT WITH DRIVE-CLIQ INTERFACE (ENCODER AS24DQI) PLAIN SHAFT, W/O HOLDING BRAKE; ACC. TOLERANCE N VIBRATION SEVERITY GRADE A, DEGREE OF PROTECTION IP 67 | 5603 | TEM | 1 | MC | 26.204 | 1
1FT71025AB711BH0 | SIMOTICS S SYNCHRON. MOTOR 1FT7, M0=30NM (100K) NN=1500RPM, PN=4,08KW NATURAL AIR COOLING; FRAME SIZE IMB 5 (IM V1, IM V3) FLANGE 1 (1FT6 COMPATIBLE) POWER CONNECTOR ROTATABLE ABSOLUTE VALUE ENCODER SINGLETURN 24 BIT WITH DRIVE-CLIQ INTERFACE (ENCODER AS24DQI) PLAIN SHAFT, WITH HOLDING BRAKE; ACCURACY TOLERANCE N VIBRATION SEVERITY GRADE A, DEGREE OF PROTECTION IP 64 | 6440 | TEM | 1 | MC | 30.703 | 1
1FT71025AB711BL0 | SIMOTICS S SYNCHRON. MOTOR 1FT7, M0=30NM (100K) NN=1500RPM, PN=4,08KW NATURAL AIR COOLING; FRAME SIZE IMB 5 (IM V1, IM V3) FLANGE 1 (1FT6 COMPATIBLE) POWER CONNECTOR ROTATABLE ABSOLUTE VALUE ENCODER SINGLETURN 24 BIT WITH DRIVE-CLIQ INTERFACE (ENCODER AS24DQI) PLAIN SHAFT, WITH HOLDING BRAKE; ACCURACY TOLERANCE R VIBRATION SEVERITY GRADE A, DEGREE OF PROTECTION IP 64 | 6599 | TEM | 1 | MC | 30.703 | 1
1FT71025AB711CA0 | SIMOTICS S SYNCHRON. MOTOR 1FT7, M0=30NM (100K) NN=1500RPM, PN=4,08KW NATURAL AIR COOLING; FRAME SIZE IMB 5 (IM V1, IM V3) FLANGE 1 (1FT6 COMPATIBLE) POWER CONNECTOR ROTATABLE ABSOLUTE ENCODER 24 BITS + 12 BIT MULTITURN WITH DRIVE-CLIQ INTERFACE (ENCODER AM24DQI) SHAFT WITH FITTED KEY; W/O HOLDING BRAKE; ACC. TOLERANCE N VIBRATION SEVERITY GRADE A, DEGREE OF PROTECTION IP 64 | 6192 | TEM | 1 | MC | 26.204 | 1
1FT71025AB711CA1 | SIMOTICS S SYNCHRON. MOTOR 1FT7, M0=30NM (100K) NN=1500RPM, PN=4,08KW NATURAL AIR COOLING; FRAME SIZE IMB 5 (IM V1, IM V3) FLANGE 1 (1FT6 COMPATIBLE) POWER CONNECTOR ROTATABLE ABSOLUTE ENCODER 24 BITS + 12 BIT MULTITURN WITH DRIVE-CLIQ INTERFACE (ENCODER AM24DQI) SHAFT WITH FITTED KEY; W/O HOLDING BRAKE; ACC. TOLERANCE N VIBRATION SEVERITY GRADE A, DEGREE OF PROTECTION IP 65 | 6288 | TEM | 1 | MC | 26.204 | 1
1FT71025AB711CA2 | SIMOTICS S SYNCHRON. MOTOR 1FT7, M0=30NM (100K) NN=1500RPM, PN=4,08KW NATURAL AIR COOLING; FRAME SIZE IMB 5 (IM V1, IM V3) FLANGE 1 (1FT6 COMPATIBLE) POWER CONNECTOR ROTATABLE ABSOLUTE ENCODER 24 BITS + 12 BIT MULTITURN WITH DRIVE-CLIQ INTERFACE (ENCODER AM24DQI) SHAFT WITH FITTED KEY; W/O HOLDING BRAKE; ACC. TOLERANCE N VIBRATION SEVERITY GRADE A, DEGREE OF PROTECTION IP 67 | 6368 | TEM | 1 | MC | 26.204 | 1
1FT71025AB711CA5 | SIMOTICS S SYNCHRON. MOTOR 1FT7, M0=30NM (100K) NN=1500RPM, PN=4,08KW NATURAL AIR COOLING; FRAME SIZE IMB 5 (IM V1, IM V3) FLANGE 1 (1FT6 COMPATIBLE) POWER CONNECTOR ROTATABLE ABSOLUTE ENCODER 24 BITS + 12 BIT MULTITURN WITH DRIVE-CLIQ INTERFACE (ENCODER AM24DQI) SHAFT WITH FITTED KEY; W/O HOLDING BRAKE; ACC. TOLERANCE N VIBRATION SEVERITY GRADE A+R, DEGREE OF PROTECTION IP 67 | 6524 | TEM | 1 | MC | 26.204 | 1
1FT71025AB711CB0 | SIMOTICS S SYNCHRON. MOTOR 1FT7, M0=30NM (100K) NN=1500RPM, PN=4,08KW NATURAL AIR COOLING; FRAME SIZE IMB 5 (IM V1, IM V3) FLANGE 1 (1FT6 COMPATIBLE) POWER CONNECTOR ROTATABLE ABSOLUTE ENCODER 24 BITS + 12 BIT MULTITURN WITH DRIVE-CLIQ INTERFACE (ENCODER AM24DQI) SHAFT WITH FITTED KEY; WITH HOLDING BRAKE; ACC. TOLERANCE N VIBRATION SEVERITY GRADE A, DEGREE OF PROTECTION IP 64 | 7205 | TEM | 1 | MC | 30.703 | 1
1FT71025AB711CB1 | SIMOTICS S SYNCHRON. MOTOR 1FT7, M0=30NM (100K) NN=1500RPM, PN=4,08KW NATURAL AIR COOLING; FRAME SIZE IMB 5 (IM V1, IM V3) FLANGE 1 (1FT6 COMPATIBLE) POWER CONNECTOR ROTATABLE ABSOLUTE ENCODER 24 BITS + 12 BIT MULTITURN WITH DRIVE-CLIQ INTERFACE (ENCODER AM24DQI) SHAFT WITH FITTED KEY; WITH HOLDING BRAKE; ACC. TOLERANCE N VIBRATION SEVERITY GRADE A, DEGREE OF PROTECTION IP 65 | 7301 | TEM | 1 | MC | 30.703 | 1
1FT71025AB711CB3 | SIMOTICS S SYNCHRON. MOTOR 1FT7, M0=30NM (100K) NN=1500RPM, PN=4,08KW NATURAL AIR COOLING; FRAME SIZE IMB 5 (IM V1, IM V3) FLANGE 1 (1FT6 COMPATIBLE) POWER CONNECTOR ROTATABLE ABSOLUTE ENCODER 24 BITS + 12 BIT MULTITURN WITH DRIVE-CLIQ INTERFACE (ENCODER AM24DQI) SHAFT WITH FITTED KEY; WITH HOLDING BRAKE; ACC. TOLERANCE N VIBRATION SEVERITY GRADE A+R, DEGREE OF PROTECTION IP 64 | 7360 | TEM | 1 | MC | 30.703 | 1
1FT71025AB711CG0 | SIMOTICS S SYNCHRON. MOTOR 1FT7, M0=30NM (100K) NN=1500RPM, PN=4,08KW NATURAL AIR COOLING; FRAME SIZE IMB 5 (IM V1, IM V3) FLANGE 1 (1FT6 COMPATIBLE) POWER CONNECTOR ROTATABLE ABSOLUTE ENCODER 24 BITS + 12 BIT MULTITURN WITH DRIVE-CLIQ INTERFACE (ENCODER AM24DQI) PLAIN SHAFT, W/O HOLDING BRAKE; ACC. TOLERANCE N VIBRATION SEVERITY GRADE A, DEGREE OF PROTECTION IP 64 | 6192 | TEM | 1 | MC | 26.204 | 1
1FT71025AB711CG1 | SIMOTICS S SYNCHRON. MOTOR 1FT7, M0=30NM (100K) NN=1500RPM, PN=4,08KW NATURAL AIR COOLING; FRAME SIZE IMB 5 (IM V1, IM V3) FLANGE 1 (1FT6 COMPATIBLE) POWER CONNECTOR ROTATABLE ABSOLUTE ENCODER 24 BITS + 12 BIT MULTITURN WITH DRIVE-CLIQ INTERFACE (ENCODER AM24DQI) PLAIN SHAFT, W/O HOLDING BRAKE; ACC. TOLERANCE N VIBRATION SEVERITY GRADE A, DEGREE OF PROTECTION IP 65 | 6288 | TEM | 1 | MC | 26.204 | 1
1FT71025AB711CG2 | SIMOTICS S SYNCHRON. MOTOR 1FT7, M0=30NM (100K) NN=1500RPM, PN=4,08KW NATURAL AIR COOLING; FRAME SIZE IMB 5 (IM V1, IM V3) FLANGE 1 (1FT6 COMPATIBLE) POWER CONNECTOR ROTATABLE ABSOLUTE ENCODER 24 BITS + 12 BIT MULTITURN WITH DRIVE-CLIQ INTERFACE (ENCODER AM24DQI) PLAIN SHAFT, W/O HOLDING BRAKE; ACC. TOLERANCE N VIBRATION SEVERITY GRADE A, DEGREE OF PROTECTION IP 67 | 6368 | TEM | 1 | MC | 26.204 | 1
1FT71025AB711CH0 | SIMOTICS S SYNCHRON. MOTOR 1FT7, M0=30NM (100K) NN=1500RPM, PN=4,08KW NATURAL AIR COOLING; FRAME SIZE IMB 5 (IM V1, IM V3) FLANGE 1 (1FT6 COMPATIBLE) POWER CONNECTOR ROTATABLE ABSOLUTE ENCODER 24 BITS + 12 BIT MULTITURN WITH DRIVE-CLIQ INTERFACE (ENCODER AM24DQI) PLAIN SHAFT, WITH HOLDING BRAKE; ACCURACY TOLERANCE N VIBRATION SEVERITY GRADE A, DEGREE OF PROTECTION IP 64 | 7205 | TEM | 1 | MC | 30.703 | 1
1FT71025AB711CH1 | SIMOTICS S SYNCHRON. MOTOR 1FT7, M0=30NM (100K) NN=1500RPM, PN=4,08KW NATURAL AIR COOLING; FRAME SIZE IMB 5 (IM V1, IM V3) FLANGE 1 (1FT6 COMPATIBLE) POWER CONNECTOR ROTATABLE ABSOLUTE ENCODER 24 BITS + 12 BIT MULTITURN WITH DRIVE-CLIQ INTERFACE (ENCODER AM24DQI) PLAIN SHAFT, WITH HOLDING BRAKE; ACCURACY TOLERANCE N VIBRATION SEVERITY GRADE A, DEGREE OF PROTECTION IP 65 | 7301 | TEM | 1 | MC | 30.703 | 1
1FT71025AB711DA0 | SIMOTICS S SYNCHRON. MOTOR 1FT7, M0=30NM (100K) NN=1500RPM, PN=4,08KW NATURAL AIR COOLING; FRAME SIZE IMB 5 (IM V1, IM V3) FLANGE 1 (1FT6 COMPATIBLE) POWER CONNECTOR ROTATABLE INCREMENTAL ENCODER 2048 S/R WITH DRIVE-CLIQ INTERFACE (ENCODER I-2048) CONNECTOR ROTATABLE SHAFT WITH FITTED KEY; W/O HOLDING BRAKE; ACC. TOLERANCE N VIBRATION SEVERITY GRADE A, DEGREE OF PROTECTION IP 64 | 5507 | TEM | 1 | MC | 26.204 | 1
1FT71025AB711DA1 | SIMOTICS S SYNCHRON. MOTOR 1FT7, M0=30NM (100K) NN=1500RPM, PN=4,08KW NATURAL AIR COOLING; FRAME SIZE IMB 5 (IM V1, IM V3) FLANGE 1 (1FT6 COMPATIBLE) POWER CONNECTOR ROTATABLE INCREMENTAL ENCODER 2048 S/R WITH DRIVE-CLIQ INTERFACE (ENCODER I-2048) CONNECTOR ROTATABLE SHAFT WITH FITTED KEY; W/O HOLDING BRAKE; ACC. TOLERANCE N VIBRATION SEVERITY GRADE A, DEGREE OF PROTECTION IP 65 | 5603 | TEM | 1 | MC | 26.204 | 1
1FT71025AB711DA2 | SIMOTICS S SYNCHRON. MOTOR 1FT7, M0=30NM (100K) NN=1500RPM, PN=4,08KW NATURAL AIR COOLING; FRAME SIZE IMB 5 (IM V1, IM V3) FLANGE 1 (1FT6 COMPATIBLE) POWER CONNECTOR ROTATABLE INCREMENTAL ENCODER 2048 S/R WITH DRIVE-CLIQ INTERFACE (ENCODER I-2048) CONNECTOR ROTATABLE SHAFT WITH FITTED KEY; W/O HOLDING BRAKE; ACC. TOLERANCE N VIBRATION SEVERITY GRADE A, DEGREE OF PROTECTION IP 67 | 5683 | TEM | 1 | MC | 26.204 | 1
1FT71025AB711DA3 | SIMOTICS S SYNCHRON. MOTOR 1FT7, M0=30NM (100K) NN=1500RPM, PN=4,08KW NATURAL AIR COOLING; FRAME SIZE IMB 5 (IM V1, IM V3) FLANGE 1 (1FT6 COMPATIBLE) POWER CONNECTOR ROTATABLE INCREMENTAL ENCODER 2048 S/R WITH DRIVE-CLIQ INTERFACE (ENCODER I-2048) CONNECTOR ROTATABLE SHAFT WITH FITTED KEY; W/O HOLDING BRAKE; ACC. TOLERANCE N VIBRATION SEVERITY GRADE A+R, DEGREE OF PROTECTION IP 64 | 5662 | TEM | 1 | MC | 26.204 | 1
1FT71025AB711DB0 | SIMOTICS S SYNCHRON. MOTOR 1FT7, M0=30NM (100K) NN=1500RPM, PN=4,08KW NATURAL AIR COOLING; FRAME SIZE IMB 5 (IM V1, IM V3) FLANGE 1 (1FT6 COMPATIBLE) POWER CONNECTOR ROTATABLE INCREMENTAL ENCODER 2048 S/R WITH DRIVE-CLIQ INTERFACE (ENCODER I-2048) CONNECTOR ROTATABLE SHAFT WITH FITTED KEY; WITH HOLDING BRAKE; ACC. TOLERANCE N VIBRATION SEVERITY GRADE A, DEGREE OF PROTECTION IP 64 | 6520 | TEM | 1 | MC | 30.703 | 1
1FT71025AB711DB1 | SIMOTICS S SYNCHRON. MOTOR 1FT7, M0=30NM (100K) NN=1500RPM, PN=4,08KW NATURAL AIR COOLING; FRAME SIZE IMB 5 (IM V1, IM V3) FLANGE 1 (1FT6 COMPATIBLE) POWER CONNECTOR ROTATABLE INCREMENTAL ENCODER 2048 S/R WITH DRIVE-CLIQ INTERFACE (ENCODER I-2048) CONNECTOR ROTATABLE SHAFT WITH FITTED KEY; WITH HOLDING BRAKE; ACC. TOLERANCE N VIBRATION SEVERITY GRADE A, DEGREE OF PROTECTION IP 65 | 6616 | TEM | 1 | MC | 30.703 | 1
1FT71025AB711DB3 | SIMOTICS S SYNCHRON. MOTOR 1FT7, M0=30NM (100K) NN=1500RPM, PN=4,08KW NATURAL AIR COOLING; FRAME SIZE IMB 5 (IM V1, IM V3) FLANGE 1 (1FT6 COMPATIBLE) POWER CONNECTOR ROTATABLE INCREMENTAL ENCODER 2048 S/R WITH DRIVE-CLIQ INTERFACE (ENCODER I-2048) CONNECTOR ROTATABLE SHAFT WITH FITTED KEY; WITH HOLDING BRAKE; ACC. TOLERANCE N VIBRATION SEVERITY GRADE A+R, DEGREE OF PROTECTION IP 64 | 6675 | TEM | 1 | MC | 30.703 | 1
1FT71025AB711DG0 | SIMOTICS S SYNCHRON. MOTOR 1FT7, M0=30NM (100K) NN=1500RPM, PN=4,08KW NATURAL AIR COOLING; FRAME SIZE IMB 5 (IM V1, IM V3) FLANGE 1 (1FT6 COMPATIBLE) POWER CONNECTOR ROTATABLE INCREMENTAL ENCODER 2048 S/R WITH DRIVE-CLIQ INTERFACE (ENCODER I-2048) CONNECTOR ROTATABLE PLAIN SHAFT, W/O HOLDING BRAKE; ACC. TOLERANCE N VIBRATION SEVERITY GRADE A, DEGREE OF PROTECTION IP 64 | 5507 | TEM | 1 | MC | 26.204 | 1
1FT71025AB711DG1 | SIMOTICS S SYNCHRON. MOTOR 1FT7, M0=30NM (100K) NN=1500RPM, PN=4,08KW NATURAL AIR COOLING; FRAME SIZE IMB 5 (IM V1, IM V3) FLANGE 1 (1FT6 COMPATIBLE) POWER CONNECTOR ROTATABLE INCREMENTAL ENCODER 2048 S/R WITH DRIVE-CLIQ INTERFACE (ENCODER I-2048) CONNECTOR ROTATABLE PLAIN SHAFT, W/O HOLDING BRAKE; ACC. TOLERANCE N VIBRATION SEVERITY GRADE A, DEGREE OF PROTECTION IP 65 | 5603 | TEM | 1 | MC | 26.204 | 1
1FT71025AB711DG2 | SIMOTICS S SYNCHRON. MOTOR 1FT7, M0=30NM (100K) NN=1500RPM, PN=4,08KW NATURAL AIR COOLING; FRAME SIZE IMB 5 (IM V1, IM V3) FLANGE 1 (1FT6 COMPATIBLE) POWER CONNECTOR ROTATABLE INCREMENTAL ENCODER 2048 S/R WITH DRIVE-CLIQ INTERFACE (ENCODER I-2048) CONNECTOR ROTATABLE PLAIN SHAFT, W/O HOLDING BRAKE; ACC. TOLERANCE N VIBRATION SEVERITY GRADE A, DEGREE OF PROTECTION IP 67 | 5683 | TEM | 1 | MC | 26.204 | 1
1FT71025AB711DH0 | SIMOTICS S SYNCHRON. MOTOR 1FT7, M0=30NM (100K) NN=1500RPM, PN=4,08KW NATURAL AIR COOLING; FRAME SIZE IMB 5 (IM V1, IM V3) FLANGE 1 (1FT6 COMPATIBLE) POWER CONNECTOR ROTATABLE INCREMENTAL ENCODER 2048 S/R WITH DRIVE-CLIQ INTERFACE (ENCODER I-2048) CONNECTOR ROTATABLE PLAIN SHAFT, WITH HOLDING BRAKE; ACCURACY TOLERANCE N VIBRATION SEVERITY GRADE A, DEGREE OF PROTECTION IP 64 | 6520 | TEM | 1 | MC | 30.703 | 1
1FT71025AB711DH1 | SIMOTICS S SYNCHRON. MOTOR 1FT7, M0=30NM (100K) NN=1500RPM, PN=4,08KW NATURAL AIR COOLING; FRAME SIZE IMB 5 (IM V1, IM V3) FLANGE 1 (1FT6 COMPATIBLE) POWER CONNECTOR ROTATABLE INCREMENTAL ENCODER 2048 S/R WITH DRIVE-CLIQ INTERFACE (ENCODER I-2048) CONNECTOR ROTATABLE PLAIN SHAFT, WITH HOLDING BRAKE; ACCURACY TOLERANCE N VIBRATION SEVERITY GRADE A, DEGREE OF PROTECTION IP 65 | 6616 | TEM | 1 | MC | 30.703 | 1
1FT71025AB711DK0 | SIMOTICS S SYNCHRON. MOTOR 1FT7, M0=30NM (100K) NN=1500RPM, PN=4,08KW NATURAL AIR COOLING; FRAME SIZE IMB 5 (IM V1, IM V3) FLANGE 1 (1FT6 COMPATIBLE) POWER CONNECTOR ROTATABLE INCREMENTAL ENCODER 2048 S/R WITH DRIVE-CLIQ INTERFACE (ENCODER I-2048) CONNECTOR ROTATABLE PLAIN SHAFT, W/O HOLDING BRAKE; ACC. TOLERANCE R VIBRATION SEVERITY GRADE A, DEGREE OF PROTECTION IP 64 | 5666 | TEM | 1 | MC | 26.204 | 1
1FT71025AB711FA0 | SIMOTICS S SYNCHRON. MOTOR 1FT7, M0=30NM (100K) NN=1500RPM, PN=4,08KW NATURAL AIR COOLING; FRAME SIZE IMB 5 (IM V1, IM V3) FLANGE 1 (1FT6 COMPATIBLE) POWER CONNECTOR ROTATABLE ABSOLUTE ENCODER 22 BITS MULTI TURN WITH DRIVE-CLIQ INTERFACE (ENCODER AM-22-DQ) CONNECTOR ROTATABLE SHAFT WITH FITTED KEY; W/O HOLDING BRAKE; ACC. TOLERANCE N VIBRATION SEVERITY GRADE A, DEGREE OF PROTECTION IP 64 | 6272 | TEM | 1 | MC | 26.204 | 1
1FT71025AB711FA1 | SIMOTICS S SYNCHRON. MOTOR 1FT7, M0=30NM (100K) NN=1500RPM, PN=4,08KW NATURAL AIR COOLING; FRAME SIZE IMB 5 (IM V1, IM V3) FLANGE 1 (1FT6 COMPATIBLE) POWER CONNECTOR ROTATABLE ABSOLUTE ENCODER 22 BITS MULTI TURN WITH DRIVE-CLIQ INTERFACE (ENCODER AM-22-DQ) CONNECTOR ROTATABLE SHAFT WITH FITTED KEY; W/O HOLDING BRAKE; ACC. TOLERANCE N VIBRATION SEVERITY GRADE A, DEGREE OF PROTECTION IP 65 | 6368 | TEM | 1 | MC | 26.204 | 1
1FT71025AB711FA2 | SIMOTICS S SYNCHRON. MOTOR 1FT7, M0=30NM (100K) NN=1500RPM, PN=4,08KW NATURAL AIR COOLING; FRAME SIZE IMB 5 (IM V1, IM V3) FLANGE 1 (1FT6 COMPATIBLE) POWER CONNECTOR ROTATABLE ABSOLUTE ENCODER 22 BITS MULTI TURN WITH DRIVE-CLIQ INTERFACE (ENCODER AM-22-DQ) CONNECTOR ROTATABLE SHAFT WITH FITTED KEY; W/O HOLDING BRAKE; ACC. TOLERANCE N VIBRATION SEVERITY GRADE A, DEGREE OF PROTECTION IP 67 | 6448 | TEM | 1 | MC | 26.204 | 1
1FT71025AB711FB0 | SIMOTICS S SYNCHRON. MOTOR 1FT7, M0=30NM (100K) NN=1500RPM, PN=4,08KW NATURAL AIR COOLING; FRAME SIZE IMB 5 (IM V1, IM V3) FLANGE 1 (1FT6 COMPATIBLE) POWER CONNECTOR ROTATABLE ABSOLUTE ENCODER 22 BITS MULTI TURN WITH DRIVE-CLIQ INTERFACE (ENCODER AM-22-DQ) CONNECTOR ROTATABLE SHAFT WITH FITTED KEY; WITH HOLDING BRAKE; ACC. TOLERANCE N VIBRATION SEVERITY GRADE A, DEGREE OF PROTECTION IP 64 | 7285 | TEM | 1 | MC | 30.703 | 1
1FT71025AB711FB1 | SIMOTICS S SYNCHRON. MOTOR 1FT7, M0=30NM (100K) NN=1500RPM, PN=4,08KW NATURAL AIR COOLING; FRAME SIZE IMB 5 (IM V1, IM V3) FLANGE 1 (1FT6 COMPATIBLE) POWER CONNECTOR ROTATABLE ABSOLUTE ENCODER 22 BITS MULTI TURN WITH DRIVE-CLIQ INTERFACE (ENCODER AM-22-DQ) CONNECTOR ROTATABLE SHAFT WITH FITTED KEY; WITH HOLDING BRAKE; ACC. TOLERANCE N VIBRATION SEVERITY GRADE A, DEGREE OF PROTECTION IP 65 | 7381 | TEM | 1 | MC | 30.703 | 1
1FT71025AB711FB2 | SIMOTICS S SYNCHRON. MOTOR 1FT7, M0=30NM (100K) NN=1500RPM, PN=4,08KW NATURAL AIR COOLING; FRAME SIZE IMB 5 (IM V1, IM V3) FLANGE 1 (1FT6 COMPATIBLE) POWER CONNECTOR ROTATABLE ABSOLUTE ENCODER 22 BITS MULTI TURN WITH DRIVE-CLIQ INTERFACE (ENCODER AM-22-DQ) CONNECTOR ROTATABLE SHAFT WITH FITTED KEY; WITH HOLDING BRAKE; ACC. TOLERANCE N VIBRATION SEVERITY GRADE A, DEGREE OF PROTECTION IP 67 | 7461 | TEM | 1 | MC | 30.703 | 1
1FT71025AB711FE0 | SIMOTICS S SYNCHRON. MOTOR 1FT7, M0=30NM (100K) NN=1500RPM, PN=4,08KW NATURAL AIR COOLING; FRAME SIZE IMB 5 (IM V1, IM V3) FLANGE 1 (1FT6 COMPATIBLE) POWER CONNECTOR ROTATABLE ABSOLUTE ENCODER 22 BITS MULTI TURN WITH DRIVE-CLIQ INTERFACE (ENCODER AM-22-DQ) CONNECTOR ROTATABLE SHAFT WITH FITTED KEY; WITH HOLDING BRAKE; ACC. TOLERANCE R VIBRATION SEVERITY GRADE A, DEGREE OF PROTECTION IP 64 | 7444 | TEM | 1 | MC | 30.703 | 1
1FT71025AB711FG0 | SIMOTICS S SYNCHRON. MOTOR 1FT7, M0=30NM (100K) NN=1500RPM, PN=4,08KW NATURAL AIR COOLING; FRAME SIZE IMB 5 (IM V1, IM V3) FLANGE 1 (1FT6 COMPATIBLE) POWER CONNECTOR ROTATABLE ABSOLUTE ENCODER 22 BITS MULTI TURN WITH DRIVE-CLIQ INTERFACE (ENCODER AM-22-DQ) CONNECTOR ROTATABLE PLAIN SHAFT, W/O HOLDING BRAKE; ACC. TOLERANCE N VIBRATION SEVERITY GRADE A, DEGREE OF PROTECTION IP 64 | 6272 | TEM | 1 | MC | 26.204 | 1
1FT71025AB711FG1 | SIMOTICS S SYNCHRON. MOTOR 1FT7, M0=30NM (100K) NN=1500RPM, PN=4,08KW NATURAL AIR COOLING; FRAME SIZE IMB 5 (IM V1, IM V3) FLANGE 1 (1FT6 COMPATIBLE) POWER CONNECTOR ROTATABLE ABSOLUTE ENCODER 22 BITS MULTI TURN WITH DRIVE-CLIQ INTERFACE (ENCODER AM-22-DQ) CONNECTOR ROTATABLE PLAIN SHAFT, W/O HOLDING BRAKE; ACC. TOLERANCE N VIBRATION SEVERITY GRADE A, DEGREE OF PROTECTION IP 65 | 6368 | TEM | 1 | MC | 26.204 | 1
1FT71025AB711FG2 | SIMOTICS S SYNCHRON. MOTOR 1FT7, M0=30NM (100K) NN=1500RPM, PN=4,08KW NATURAL AIR COOLING; FRAME SIZE IMB 5 (IM V1, IM V3) FLANGE 1 (1FT6 COMPATIBLE) POWER CONNECTOR ROTATABLE ABSOLUTE ENCODER 22 BITS MULTI TURN WITH DRIVE-CLIQ INTERFACE (ENCODER AM-22-DQ) CONNECTOR ROTATABLE PLAIN SHAFT, W/O HOLDING BRAKE; ACC. TOLERANCE N VIBRATION SEVERITY GRADE A, DEGREE OF PROTECTION IP 67 | 6448 | TEM | 1 | MC | 26.204 | 1
1FT71025AB711FH0 | SIMOTICS S SYNCHRON. MOTOR 1FT7, M0=30NM (100K) NN=1500RPM, PN=4,08KW NATURAL AIR COOLING; FRAME SIZE IMB 5 (IM V1, IM V3) FLANGE 1 (1FT6 COMPATIBLE) POWER CONNECTOR ROTATABLE ABSOLUTE ENCODER 22 BITS MULTI TURN WITH DRIVE-CLIQ INTERFACE (ENCODER AM-22-DQ) CONNECTOR ROTATABLE PLAIN SHAFT, WITH HOLDING BRAKE; ACCURACY TOLERANCE N VIBRATION SEVERITY GRADE A, DEGREE OF PROTECTION IP 64 | 7285 | TEM | 1 | MC | 30.703 | 1
1FT71025AB711FH1 | SIMOTICS S SYNCHRON. MOTOR 1FT7, M0=30NM (100K) NN=1500RPM, PN=4,08KW NATURAL AIR COOLING; FRAME SIZE IMB 5 (IM V1, IM V3) FLANGE 1 (1FT6 COMPATIBLE) POWER CONNECTOR ROTATABLE ABSOLUTE ENCODER 22 BITS MULTI TURN WITH DRIVE-CLIQ INTERFACE (ENCODER AM-22-DQ) CONNECTOR ROTATABLE PLAIN SHAFT, WITH HOLDING BRAKE; ACCURACY TOLERANCE N VIBRATION SEVERITY GRADE A, DEGREE OF PROTECTION IP 65 | 7381 | TEM | 1 | MC | 30.703 | 1
1FT71025AB711FH3 | SIMOTICS S SYNCHRON. MOTOR 1FT7, M0=30NM (100K) NN=1500RPM, PN=4,08KW NATURAL AIR COOLING; FRAME SIZE IMB 5 (IM V1, IM V3) FLANGE 1 (1FT6 COMPATIBLE) POWER CONNECTOR ROTATABLE ABSOLUTE ENCODER 22 BITS MULTI TURN WITH DRIVE-CLIQ INTERFACE (ENCODER AM-22-DQ) CONNECTOR ROTATABLE PLAIN SHAFT, WITH HOLDING BRAKE; ACCURACY TOLERANCE N VIBRATION SEVERITY GRADE A+R, DEGREE OF PROTECTION IP 64 | 7440 | TEM | 1 | MC | 30.703 | 1
1FT71025AB711MA0 | SIMOTICS S SYNCHRON. MOTOR 1FT7, M0=30NM (100K) NN=1500RPM, PN=4,08KW NATURAL AIR COOLING; FRAME SIZE IMB 5 (1FT6 COMPATIBLE) WITH KTY TEMPERATURE SENSOR POWER CONNECTOR ROTATABLE ABSOLUTE ENCODER ENDAT 2048 S/R (ENCODER A-2048) CONNECTOR ROTATABLE SHAFT WITH FITTED KEY; W/O HOLDING BRAKE; ACC. TOLERANCE N VIBRATION SEVERITY GRADE A, DEGREE OF PROTECTION IP 64 | 5840 | TEM | 1 | MC | 26.204 | 1
1FT71025AB711MB0 | SIMOTICS S SYNCHRON. MOTOR 1FT7, M0=30NM (100K) NN=1500RPM, PN=4,08KW NATURAL AIR COOLING; FRAME SIZE IMB 5 (1FT6 COMPATIBLE) WITH KTY TEMPERATURE SENSOR POWER CONNECTOR ROTATABLE ABSOLUTE ENCODER ENDAT 2048 S/R (ENCODER A-2048) CONNECTOR ROTATABLE SHAFT WITH FITTED KEY; WITH HOLDING BRAKE; ACC. TOLERANCE N VIBRATION SEVERITY GRADE A, DEGREE OF PROTECTION IP 64 | 6853 | TEM | 1 | MC | 30.703 | 1
1FT71025AB711MH1 | SIMOTICS S SYNCHRON. MOTOR 1FT7, M0=30NM (100K) NN=1500RPM, PN=4,08KW NATURAL AIR COOLING; FRAME SIZE IMB 5 (1FT6 COMPATIBLE) WITH KTY TEMPERATURE SENSOR POWER CONNECTOR ROTATABLE ABSOLUTE ENCODER ENDAT 2048 S/R (ENCODER A-2048) CONNECTOR ROTATABLE PLAIN SHAFT, WITH HOLDING BRAKE; ACCURACY TOLERANCE N VIBRATION SEVERITY GRADE A, DEGREE OF PROTECTION IP 65 | 6949 | TEM | 1 | MC | 30.703 | 1
1FT71025AB711MK5 | SIMOTICS S SYNCHRON. MOTOR 1FT7, M0=30NM (100K) NN=1500RPM, PN=4,08KW NATURAL AIR COOLING; FRAME SIZE IMB 5 (1FT6 COMPATIBLE) WITH KTY TEMPERATURE SENSOR POWER CONNECTOR ROTATABLE ABSOLUTE ENCODER ENDAT 2048 S/R (ENCODER A-2048) CONNECTOR ROTATABLE PLAIN SHAFT, W/O HOLDING BRAKE; ACC. TOLERANCE R VIBRATION SEVERITY GRADE A+R, DEGREE OF PROTECTION IP 67 | 6331 | TEM | 1 | MC | 26.204 | 1
1FT71025AB711ML5 | SIMOTICS S SYNCHRON. MOTOR 1FT7, M0=30NM (100K) NN=1500RPM, PN=4,08KW NATURAL AIR COOLING; FRAME SIZE IMB 5 (1FT6 COMPATIBLE) WITH KTY TEMPERATURE SENSOR POWER CONNECTOR ROTATABLE ABSOLUTE ENCODER ENDAT 2048 S/R (ENCODER A-2048) CONNECTOR ROTATABLE PLAIN SHAFT, WITH HOLDING BRAKE; ACCURACY TOLERANCE R VIBRATION SEVERITY GRADE A+R, DEGREE OF PROTECTION IP 67 | 7344 | TEM | 1 | MC | 30.703 | 1
1FT71025AB711NA0 | SIMOTICS S SYNCHRON. MOTOR 1FT7, M0=30NM (100K) NN=1500RPM, PN=4,08KW NATURAL AIR COOLING; FRAME SIZE IMB 5 (IM V1, IM V3) (1FT6 COMPATIBLE) WITH KTY TEMPERATURE SENSOR POWER CONNECTOR ROTATABLE INCREM. ENCODER SIN/COS 1VSS 2048 S/R (ENCODER I-2048) CONNECTOR ROTATABLE SHAFT WITH FITTED KEY; W/O HOLDING BRAKE; ACC. TOLERANCE N VIBRATION SEVERITY GRADE A, DEGREE OF PROTECTION IP 64 | 5086 | TEM | 1 | MC | 26.204 | 1
1FT71025AB711NA2 | SIMOTICS S SYNCHRON. MOTOR 1FT7, M0=30NM (100K) NN=1500RPM, PN=4,08KW NATURAL AIR COOLING; FRAME SIZE IMB 5 (IM V1, IM V3) (1FT6 COMPATIBLE) WITH KTY TEMPERATURE SENSOR POWER CONNECTOR ROTATABLE INCREM. ENCODER SIN/COS 1VSS 2048 S/R (ENCODER I-2048) CONNECTOR ROTATABLE SHAFT WITH FITTED KEY; W/O HOLDING BRAKE; ACC. TOLERANCE N VIBRATION SEVERITY GRADE A, DEGREE OF PROTECTION IP 67 | 5262 | TEM | 1 | MC | 26.204 | 1
1FT71025AB711NB2 | SIMOTICS S SYNCHRON. MOTOR 1FT7, M0=30NM (100K) NN=1500RPM, PN=4,08KW NATURAL AIR COOLING; FRAME SIZE IMB 5 (IM V1, IM V3) (1FT6 COMPATIBLE) WITH KTY TEMPERATURE SENSOR POWER CONNECTOR ROTATABLE INCREM. ENCODER SIN/COS 1VSS 2048 S/R (ENCODER I-2048) CONNECTOR ROTATABLE SHAFT WITH FITTED KEY; WITH HOLDING BRAKE; ACC. TOLERANCE N VIBRATION SEVERITY GRADE A, DEGREE OF PROTECTION IP 67 | 6275 | TEM | 1 | MC | 30.703 | 1
1FT71025AB711NG0 | SIMOTICS S SYNCHRON. MOTOR 1FT7, M0=30NM (100K) NN=1500RPM, PN=4,08KW NATURAL AIR COOLING; FRAME SIZE IMB 5 (IM V1, IM V3) (1FT6 COMPATIBLE) WITH KTY TEMPERATURE SENSOR POWER CONNECTOR ROTATABLE INCREM. ENCODER SIN/COS 1VSS 2048 S/R (ENCODER I-2048) CONNECTOR ROTATABLE PLAIN SHAFT, W/O HOLDING BRAKE; ACC. TOLERANCE N VIBRATION SEVERITY GRADE A, DEGREE OF PROTECTION IP 64 | 5086 | TEM | 1 | MC | 26.204 | 1
1FT71025AB711NG2 | SIMOTICS S SYNCHRON. MOTOR 1FT7, M0=30NM (100K) NN=1500RPM, PN=4,08KW NATURAL AIR COOLING; FRAME SIZE IMB 5 (IM V1, IM V3) (1FT6 COMPATIBLE) WITH KTY TEMPERATURE SENSOR POWER CONNECTOR ROTATABLE INCREM. ENCODER SIN/COS 1VSS 2048 S/R (ENCODER I-2048) CONNECTOR ROTATABLE PLAIN SHAFT, W/O HOLDING BRAKE; ACC. TOLERANCE N VIBRATION SEVERITY GRADE A, DEGREE OF PROTECTION IP 67 | 5262 | TEM | 1 | MC | 26.204 | 1
1FT71025AB711NH0 | SIMOTICS S SYNCHRON. MOTOR 1FT7, M0=30NM (100K) NN=1500RPM, PN=4,08KW NATURAL AIR COOLING; FRAME SIZE IMB 5 (IM V1, IM V3) (1FT6 COMPATIBLE) WITH KTY TEMPERATURE SENSOR POWER CONNECTOR ROTATABLE INCREM. ENCODER SIN/COS 1VSS 2048 S/R (ENCODER I-2048) CONNECTOR ROTATABLE PLAIN SHAFT, WITH HOLDING BRAKE; ACCURACY TOLERANCE N VIBRATION SEVERITY GRADE A, DEGREE OF PROTECTION IP 64 | 6099 | TEM | 1 | MC | 30.703 | 1
1FT71025AB711NH1 | SIMOTICS S SYNCHRON. MOTOR 1FT7, M0=30NM (100K) NN=1500RPM, PN=4,08KW NATURAL AIR COOLING; FRAME SIZE IMB 5 (IM V1, IM V3) (1FT6 COMPATIBLE) WITH KTY TEMPERATURE SENSOR POWER CONNECTOR ROTATABLE INCREM. ENCODER SIN/COS 1VSS 2048 S/R (ENCODER I-2048) CONNECTOR ROTATABLE PLAIN SHAFT, WITH HOLDING BRAKE; ACCURACY TOLERANCE N VIBRATION SEVERITY GRADE A, DEGREE OF PROTECTION IP 65 | 6195 | TEM | 1 | MC | 30.703 | 1
1FT71025AC701BA0 | SIMOTICS S SYNCHRON. MOTOR 1FT7, M0=30NM (100K) NN=2000RPM, PN=5,03KW NATURAL AIR COOLING; FRAME SIZE IMB 5 (IM V1, IM V3) FLANGE 0 POWER CONNECTOR ROTATABLE ABSOLUTE VALUE ENCODER SINGLETURN 24 BIT WITH DRIVE-CLIQ INTERFACE (ENCODER AS24DQI) SHAFT WITH FITTED KEY; W/O HOLDING BRAKE; ACC. TOLERANCE N VIBRATION SEVERITY GRADE A, DEGREE OF PROTECTION IP 64 | 5427 | TEM | 1 | MC | 26.204 | 1
1FT71025AC701BA1 | SIMOTICS S SYNCHRON. MOTOR 1FT7, M0=30NM (100K) NN=2000RPM, PN=5,03KW NATURAL AIR COOLING; FRAME SIZE IMB 5 (IM V1, IM V3) FLANGE 0 POWER CONNECTOR ROTATABLE ABSOLUTE VALUE ENCODER SINGLETURN 24 BIT WITH DRIVE-CLIQ INTERFACE (ENCODER AS24DQI) SHAFT WITH FITTED KEY; W/O HOLDING BRAKE; ACC. TOLERANCE N VIBRATION SEVERITY GRADE A, DEGREE OF PROTECTION IP 65 | 5523 | TEM | 1 | MC | 26.204 | 1
1FT71025AC701BA3 | SIMOTICS S SYNCHRON. MOTOR 1FT7, M0=30NM (100K) NN=2000RPM, PN=5,03KW NATURAL AIR COOLING; FRAME SIZE IMB 5 (IM V1, IM V3) FLANGE 0 POWER CONNECTOR ROTATABLE ABSOLUTE VALUE ENCODER SINGLETURN 24 BIT WITH DRIVE-CLIQ INTERFACE (ENCODER AS24DQI) SHAFT WITH FITTED KEY; W/O HOLDING BRAKE; ACC. TOLERANCE N VIBRATION SEVERITY GRADE A+R, DEGREE OF PROTECTION IP 64 | 5582 | TEM | 1 | MC | 26.204 | 1
1FT71025AC701BB1 | SIMOTICS S SYNCHRON. MOTOR 1FT7, M0=30NM (100K) NN=2000RPM, PN=5,03KW NATURAL AIR COOLING; FRAME SIZE IMB 5 (IM V1, IM V3) FLANGE 0 POWER CONNECTOR ROTATABLE ABSOLUTE VALUE ENCODER SINGLETURN 24 BIT WITH DRIVE-CLIQ INTERFACE (ENCODER AS24DQI) SHAFT WITH FITTED KEY; WITH HOLDING BRAKE; ACC. TOLERANCE N VIBRATION SEVERITY GRADE A, DEGREE OF PROTECTION IP 65 | 6536 | TEM | 1 | MC | 30.703 | 1
1FT71025AC701BH2 | SIMOTICS S SYNCHRON. MOTOR 1FT7, M0=30NM (100K) NN=2000RPM, PN=5,03KW NATURAL AIR COOLING; FRAME SIZE IMB 5 (IM V1, IM V3) FLANGE 0 POWER CONNECTOR ROTATABLE ABSOLUTE VALUE ENCODER SINGLETURN 24 BIT WITH DRIVE-CLIQ INTERFACE (ENCODER AS24DQI) PLAIN SHAFT, WITH HOLDING BRAKE; ACCURACY TOLERANCE N VIBRATION SEVERITY GRADE A, DEGREE OF PROTECTION IP 67 | 6615 | TEM | 1 | MC | 30.703 | 1
1FT71025AC701CA0 | SIMOTICS S SYNCHRON. MOTOR 1FT7, M0=30NM (100K) NN=2000RPM, PN=5,03KW NATURAL AIR COOLING; FRAME SIZE IMB 5 (IM V1, IM V3) FLANGE 0 POWER CONNECTOR ROTATABLE ABSOLUTE ENCODER 24 BITS + 12 BIT MULTITURN WITH DRIVE-CLIQ INTERFACE (ENCODER AM24DQI) SHAFT WITH FITTED KEY; W/O HOLDING BRAKE; ACC. TOLERANCE N VIBRATION SEVERITY GRADE A, DEGREE OF PROTECTION IP 64 | 6192 | TEM | 1 | MC | 26.204 | 1
1FT71025AC701CB0 | SIMOTICS S SYNCHRON. MOTOR 1FT7, M0=30NM (100K) NN=2000RPM, PN=5,03KW NATURAL AIR COOLING; FRAME SIZE IMB 5 (IM V1, IM V3) FLANGE 0 POWER CONNECTOR ROTATABLE ABSOLUTE ENCODER 24 BITS + 12 BIT MULTITURN WITH DRIVE-CLIQ INTERFACE (ENCODER AM24DQI) SHAFT WITH FITTED KEY; WITH HOLDING BRAKE; ACC. TOLERANCE N VIBRATION SEVERITY GRADE A, DEGREE OF PROTECTION IP 64 | 7205 | TEM | 1 | MC | 30.703 | 1
1FT71025AC701CB1 | SIMOTICS S SYNCHRON. MOTOR 1FT7, M0=30NM (100K) NN=2000RPM, PN=5,03KW NATURAL AIR COOLING; FRAME SIZE IMB 5 (IM V1, IM V3) FLANGE 0 POWER CONNECTOR ROTATABLE ABSOLUTE ENCODER 24 BITS + 12 BIT MULTITURN WITH DRIVE-CLIQ INTERFACE (ENCODER AM24DQI) SHAFT WITH FITTED KEY; WITH HOLDING BRAKE; ACC. TOLERANCE N VIBRATION SEVERITY GRADE A, DEGREE OF PROTECTION IP 65 | 7301 | TEM | 1 | MC | 30.703 | 1
1FT71025AC701CH1 | SIMOTICS S SYNCHRON. MOTOR 1FT7, M0=30NM (100K) NN=2000RPM, PN=5,03KW NATURAL AIR COOLING; FRAME SIZE IMB 5 (IM V1, IM V3) FLANGE 0 POWER CONNECTOR ROTATABLE ABSOLUTE ENCODER 24 BITS + 12 BIT MULTITURN WITH DRIVE-CLIQ INTERFACE (ENCODER AM24DQI) PLAIN SHAFT, WITH HOLDING BRAKE; ACCURACY TOLERANCE N VIBRATION SEVERITY GRADE A, DEGREE OF PROTECTION IP 65 | 7301 | TEM | 1 | MC | 30.703 | 1
1FT71025AC701CL1 | SIMOTICS S SYNCHRON. MOTOR 1FT7, M0=30NM (100K) NN=2000RPM, PN=5,03KW NATURAL AIR COOLING; FRAME SIZE IMB 5 (IM V1, IM V3) FLANGE 0 POWER CONNECTOR ROTATABLE ABSOLUTE ENCODER 24 BITS + 12 BIT MULTITURN WITH DRIVE-CLIQ INTERFACE (ENCODER AM24DQI) PLAIN SHAFT, WITH HOLDING BRAKE; ACCURACY TOLERANCE R VIBRATION SEVERITY GRADE A, DEGREE OF PROTECTION IP 65 | 7460 | TEM | 1 | MC | 30.703 | 1
1FT71025AC701DA0 | SIMOTICS S SYNCHRON. MOTOR 1FT7, M0=30NM (100K) NN=2000RPM, PN=5,03KW NATURAL AIR COOLING; FRAME SIZE IMB 5 (IM V1, IM V3) FLANGE 0 POWER CONNECTOR ROTATABLE INCREMENTAL ENCODER 2048 S/R WITH DRIVE-CLIQ INTERFACE (ENCODER I-2048) CONNECTOR ROTATABLE SHAFT WITH FITTED KEY; W/O HOLDING BRAKE; ACC. TOLERANCE N VIBRATION SEVERITY GRADE A, DEGREE OF PROTECTION IP 64 | 5507 | TEM | 1 | MC | 26.204 | 1
1FT71025AC701DA1 | SIMOTICS S SYNCHRON. MOTOR 1FT7, M0=30NM (100K) NN=2000RPM, PN=5,03KW NATURAL AIR COOLING; FRAME SIZE IMB 5 (IM V1, IM V3) FLANGE 0 POWER CONNECTOR ROTATABLE INCREMENTAL ENCODER 2048 S/R WITH DRIVE-CLIQ INTERFACE (ENCODER I-2048) CONNECTOR ROTATABLE SHAFT WITH FITTED KEY; W/O HOLDING BRAKE; ACC. TOLERANCE N VIBRATION SEVERITY GRADE A, DEGREE OF PROTECTION IP 65 | 5603 | TEM | 1 | MC | 26.204 | 1
1FT71025AC701DA2 | SIMOTICS S SYNCHRON. MOTOR 1FT7, M0=30NM (100K) NN=2000RPM, PN=5,03KW NATURAL AIR COOLING; FRAME SIZE IMB 5 (IM V1, IM V3) FLANGE 0 POWER CONNECTOR ROTATABLE INCREMENTAL ENCODER 2048 S/R WITH DRIVE-CLIQ INTERFACE (ENCODER I-2048) CONNECTOR ROTATABLE SHAFT WITH FITTED KEY; W/O HOLDING BRAKE; ACC. TOLERANCE N VIBRATION SEVERITY GRADE A, DEGREE OF PROTECTION IP 67 | 5683 | TEM | 1 | MC | 26.204 | 1
1FT71025AC701DA3 | SIMOTICS S SYNCHRON. MOTOR 1FT7, M0=30NM (100K) NN=2000RPM, PN=5,03KW NATURAL AIR COOLING; FRAME SIZE IMB 5 (IM V1, IM V3) FLANGE 0 POWER CONNECTOR ROTATABLE INCREMENTAL ENCODER 2048 S/R WITH DRIVE-CLIQ INTERFACE (ENCODER I-2048) CONNECTOR ROTATABLE SHAFT WITH FITTED KEY; W/O HOLDING BRAKE; ACC. TOLERANCE N VIBRATION SEVERITY GRADE A+R, DEGREE OF PROTECTION IP 64 | 5662 | TEM | 1 | MC | 26.204 | 1
1FT71025AC701DA4 | SIMOTICS S SYNCHRON. MOTOR 1FT7, M0=30NM (100K) NN=2000RPM, PN=5,03KW NATURAL AIR COOLING; FRAME SIZE IMB 5 (IM V1, IM V3) FLANGE 0 POWER CONNECTOR ROTATABLE INCREMENTAL ENCODER 2048 S/R WITH DRIVE-CLIQ INTERFACE (ENCODER I-2048) CONNECTOR ROTATABLE SHAFT WITH FITTED KEY; W/O HOLDING BRAKE; ACC. TOLERANCE N VIBRATION SEVERITY GRADE A+R, DEGREE OF PROTECTION IP 65 | 5759 | TEM | 1 | MC | 26.204 | 1
1FT71025AC701DB0 | SIMOTICS S SYNCHRON. MOTOR 1FT7, M0=30NM (100K) NN=2000RPM, PN=5,03KW NATURAL AIR COOLING; FRAME SIZE IMB 5 (IM V1, IM V3) FLANGE 0 POWER CONNECTOR ROTATABLE INCREMENTAL ENCODER 2048 S/R WITH DRIVE-CLIQ INTERFACE (ENCODER I-2048) CONNECTOR ROTATABLE SHAFT WITH FITTED KEY; WITH HOLDING BRAKE; ACC. TOLERANCE N VIBRATION SEVERITY GRADE A, DEGREE OF PROTECTION IP 64 | 6520 | TEM | 1 | MC | 30.703 | 1
1FT71025AC701DG0 | SIMOTICS S SYNCHRON. MOTOR 1FT7, M0=30NM (100K) NN=2000RPM, PN=5,03KW NATURAL AIR COOLING; FRAME SIZE IMB 5 (IM V1, IM V3) FLANGE 0 POWER CONNECTOR ROTATABLE INCREMENTAL ENCODER 2048 S/R WITH DRIVE-CLIQ INTERFACE (ENCODER I-2048) CONNECTOR ROTATABLE PLAIN SHAFT, W/O HOLDING BRAKE; ACC. TOLERANCE N VIBRATION SEVERITY GRADE A, DEGREE OF PROTECTION IP 64 | 5507 | TEM | 1 | MC | 26.204 | 1
1FT71025AC701DG2 | SIMOTICS S SYNCHRON. MOTOR 1FT7, M0=30NM (100K) NN=2000RPM, PN=5,03KW NATURAL AIR COOLING; FRAME SIZE IMB 5 (IM V1, IM V3) FLANGE 0 POWER CONNECTOR ROTATABLE INCREMENTAL ENCODER 2048 S/R WITH DRIVE-CLIQ INTERFACE (ENCODER I-2048) CONNECTOR ROTATABLE PLAIN SHAFT, W/O HOLDING BRAKE; ACC. TOLERANCE N VIBRATION SEVERITY GRADE A, DEGREE OF PROTECTION IP 67 | 5683 | TEM | 1 | MC | 26.204 | 1
1FT71025AC701DG3 | SIMOTICS S SYNCHRON. MOTOR 1FT7, M0=30NM (100K) NN=2000RPM, PN=5,03KW NATURAL AIR COOLING; FRAME SIZE IMB 5 (IM V1, IM V3) FLANGE 0 POWER CONNECTOR ROTATABLE INCREMENTAL ENCODER 2048 S/R WITH DRIVE-CLIQ INTERFACE (ENCODER I-2048) CONNECTOR ROTATABLE PLAIN SHAFT, W/O HOLDING BRAKE; ACC. TOLERANCE N VIBRATION SEVERITY GRADE A+R, DEGREE OF PROTECTION IP 64 | 5662 | TEM | 1 | MC | 26.204 | 1
1FT71025AC701DG4 | SIMOTICS S SYNCHRON. MOTOR 1FT7, M0=30NM (100K) NN=2000RPM, PN=5,03KW NATURAL AIR COOLING; FRAME SIZE IMB 5 (IM V1, IM V3) FLANGE 0 POWER CONNECTOR ROTATABLE INCREMENTAL ENCODER 2048 S/R WITH DRIVE-CLIQ INTERFACE (ENCODER I-2048) CONNECTOR ROTATABLE PLAIN SHAFT, W/O HOLDING BRAKE; ACC. TOLERANCE N VIBRATION SEVERITY GRADE A+R, DEGREE OF PROTECTION IP 65 | 5759 | TEM | 1 | MC | 26.204 | 1
1FT71025AC701DH0 | SIMOTICS S SYNCHRON. MOTOR 1FT7, M0=30NM (100K) NN=2000RPM, PN=5,03KW NATURAL AIR COOLING; FRAME SIZE IMB 5 (IM V1, IM V3) FLANGE 0 POWER CONNECTOR ROTATABLE INCREMENTAL ENCODER 2048 S/R WITH DRIVE-CLIQ INTERFACE (ENCODER I-2048) CONNECTOR ROTATABLE PLAIN SHAFT, WITH HOLDING BRAKE; ACCURACY TOLERANCE N VIBRATION SEVERITY GRADE A, DEGREE OF PROTECTION IP 64 | 6520 | TEM | 1 | MC | 30.703 | 1
1FT71025AC701DH1 | SIMOTICS S SYNCHRON. MOTOR 1FT7, M0=30NM (100K) NN=2000RPM, PN=5,03KW NATURAL AIR COOLING; FRAME SIZE IMB 5 (IM V1, IM V3) FLANGE 0 POWER CONNECTOR ROTATABLE INCREMENTAL ENCODER 2048 S/R WITH DRIVE-CLIQ INTERFACE (ENCODER I-2048) CONNECTOR ROTATABLE PLAIN SHAFT, WITH HOLDING BRAKE; ACCURACY TOLERANCE N VIBRATION SEVERITY GRADE A, DEGREE OF PROTECTION IP 65 | 6616 | TEM | 1 | MC | 30.703 | 1
1FT71025AC701DH2 | SIMOTICS S SYNCHRON. MOTOR 1FT7, M0=30NM (100K) NN=2000RPM, PN=5,03KW NATURAL AIR COOLING; FRAME SIZE IMB 5 (IM V1, IM V3) FLANGE 0 POWER CONNECTOR ROTATABLE INCREMENTAL ENCODER 2048 S/R WITH DRIVE-CLIQ INTERFACE (ENCODER I-2048) CONNECTOR ROTATABLE PLAIN SHAFT, WITH HOLDING BRAKE; ACCURACY TOLERANCE N VIBRATION SEVERITY GRADE A, DEGREE OF PROTECTION IP 67 | 6696 | TEM | 1 | MC | 30.703 | 1
1FT71025AC701DH3 | SIMOTICS S SYNCHRON. MOTOR 1FT7, M0=30NM (100K) NN=2000RPM, PN=5,03KW NATURAL AIR COOLING; FRAME SIZE IMB 5 (IM V1, IM V3) FLANGE 0 POWER CONNECTOR ROTATABLE INCREMENTAL ENCODER 2048 S/R WITH DRIVE-CLIQ INTERFACE (ENCODER I-2048) CONNECTOR ROTATABLE PLAIN SHAFT, WITH HOLDING BRAKE; ACCURACY TOLERANCE N VIBRATION SEVERITY GRADE A+R, DEGREE OF PROTECTION IP 64 | 6675 | TEM | 1 | MC | 30.703 | 1
1FT71025AC701FA0 | SIMOTICS S SYNCHRON. MOTOR 1FT7, M0=30NM (100K) NN=2000RPM, PN=5,03KW NATURAL AIR COOLING; FRAME SIZE IMB 5 (IM V1, IM V3) FLANGE 0 POWER CONNECTOR ROTATABLE ABSOLUTE ENCODER 22 BITS MULTI TURN WITH DRIVE-CLIQ INTERFACE (ENCODER AM-22-DQ) CONNECTOR ROTATABLE SHAFT WITH FITTED KEY; W/O HOLDING BRAKE; ACC. TOLERANCE N VIBRATION SEVERITY GRADE A, DEGREE OF PROTECTION IP 64 | 6272 | TEM | 1 | MC | 26.204 | 1
1FT71025AC701FA1 | SIMOTICS S SYNCHRON. MOTOR 1FT7, M0=30NM (100K) NN=2000RPM, PN=5,03KW NATURAL AIR COOLING; FRAME SIZE IMB 5 (IM V1, IM V3) FLANGE 0 POWER CONNECTOR ROTATABLE ABSOLUTE ENCODER 22 BITS MULTI TURN WITH DRIVE-CLIQ INTERFACE (ENCODER AM-22-DQ) CONNECTOR ROTATABLE SHAFT WITH FITTED KEY; W/O HOLDING BRAKE; ACC. TOLERANCE N VIBRATION SEVERITY GRADE A, DEGREE OF PROTECTION IP 65 | 6368 | TEM | 1 | MC | 26.204 | 1
1FT71025AC701FA3 | SIMOTICS S SYNCHRON. MOTOR 1FT7, M0=30NM (100K) NN=2000RPM, PN=5,03KW NATURAL AIR COOLING; FRAME SIZE IMB 5 (IM V1, IM V3) FLANGE 0 POWER CONNECTOR ROTATABLE ABSOLUTE ENCODER 22 BITS MULTI TURN WITH DRIVE-CLIQ INTERFACE (ENCODER AM-22-DQ) CONNECTOR ROTATABLE SHAFT WITH FITTED KEY; W/O HOLDING BRAKE; ACC. TOLERANCE N VIBRATION SEVERITY GRADE A+R, DEGREE OF PROTECTION IP 64 | 6427 | TEM | 1 | MC | 26.204 | 1
1FT71025AC701FA4 | SIMOTICS S SYNCHRON. MOTOR 1FT7, M0=30NM (100K) NN=2000RPM, PN=5,03KW NATURAL AIR COOLING; FRAME SIZE IMB 5 (IM V1, IM V3) FLANGE 0 POWER CONNECTOR ROTATABLE ABSOLUTE ENCODER 22 BITS MULTI TURN WITH DRIVE-CLIQ INTERFACE (ENCODER AM-22-DQ) CONNECTOR ROTATABLE SHAFT WITH FITTED KEY; W/O HOLDING BRAKE; ACC. TOLERANCE N VIBRATION SEVERITY GRADE A+R, DEGREE OF PROTECTION IP 65 | 6524 | TEM | 1 | MC | 26.204 | 1
1FT71025AC701FB0 | SIMOTICS S SYNCHRON. MOTOR 1FT7, M0=30NM (100K) NN=2000RPM, PN=5,03KW NATURAL AIR COOLING; FRAME SIZE IMB 5 (IM V1, IM V3) FLANGE 0 POWER CONNECTOR ROTATABLE ABSOLUTE ENCODER 22 BITS MULTI TURN WITH DRIVE-CLIQ INTERFACE (ENCODER AM-22-DQ) CONNECTOR ROTATABLE SHAFT WITH FITTED KEY; WITH HOLDING BRAKE; ACC. TOLERANCE N VIBRATION SEVERITY GRADE A, DEGREE OF PROTECTION IP 64 | 7285 | TEM | 1 | MC | 30.703 | 1
1FT71025AC701FB1 | SIMOTICS S SYNCHRON. MOTOR 1FT7, M0=30NM (100K) NN=2000RPM, PN=5,03KW NATURAL AIR COOLING; FRAME SIZE IMB 5 (IM V1, IM V3) FLANGE 0 POWER CONNECTOR ROTATABLE ABSOLUTE ENCODER 22 BITS MULTI TURN WITH DRIVE-CLIQ INTERFACE (ENCODER AM-22-DQ) CONNECTOR ROTATABLE SHAFT WITH FITTED KEY; WITH HOLDING BRAKE; ACC. TOLERANCE N VIBRATION SEVERITY GRADE A, DEGREE OF PROTECTION IP 65 | 7381 | TEM | 1 | MC | 30.703 | 1
1FT71025AC701FG0 | SIMOTICS S SYNCHRON. MOTOR 1FT7, M0=30NM (100K) NN=2000RPM, PN=5,03KW NATURAL AIR COOLING; FRAME SIZE IMB 5 (IM V1, IM V3) FLANGE 0 POWER CONNECTOR ROTATABLE ABSOLUTE ENCODER 22 BITS MULTI TURN WITH DRIVE-CLIQ INTERFACE (ENCODER AM-22-DQ) CONNECTOR ROTATABLE PLAIN SHAFT, W/O HOLDING BRAKE; ACC. TOLERANCE N VIBRATION SEVERITY GRADE A, DEGREE OF PROTECTION IP 64 | 6272 | TEM | 1 | MC | 26.204 | 1
1FT71025AC701FG2 | SIMOTICS S SYNCHRON. MOTOR 1FT7, M0=30NM (100K) NN=2000RPM, PN=5,03KW NATURAL AIR COOLING; FRAME SIZE IMB 5 (IM V1, IM V3) FLANGE 0 POWER CONNECTOR ROTATABLE ABSOLUTE ENCODER 22 BITS MULTI TURN WITH DRIVE-CLIQ INTERFACE (ENCODER AM-22-DQ) CONNECTOR ROTATABLE PLAIN SHAFT, W/O HOLDING BRAKE; ACC. TOLERANCE N VIBRATION SEVERITY GRADE A, DEGREE OF PROTECTION IP 67 | 6448 | TEM | 1 | MC | 26.204 | 1
1FT71025AC701FG3 | SIMOTICS S SYNCHRON. MOTOR 1FT7, M0=30NM (100K) NN=2000RPM, PN=5,03KW NATURAL AIR COOLING; FRAME SIZE IMB 5 (IM V1, IM V3) FLANGE 0 POWER CONNECTOR ROTATABLE ABSOLUTE ENCODER 22 BITS MULTI TURN WITH DRIVE-CLIQ INTERFACE (ENCODER AM-22-DQ) CONNECTOR ROTATABLE PLAIN SHAFT, W/O HOLDING BRAKE; ACC. TOLERANCE N VIBRATION SEVERITY GRADE A+R, DEGREE OF PROTECTION IP 64 | 6427 | TEM | 1 | MC | 26.204 | 1
1FT71025AC701FG4 | SIMOTICS S SYNCHRON. MOTOR 1FT7, M0=30NM (100K) NN=2000RPM, PN=5,03KW NATURAL AIR COOLING; FRAME SIZE IMB 5 (IM V1, IM V3) FLANGE 0 POWER CONNECTOR ROTATABLE ABSOLUTE ENCODER 22 BITS MULTI TURN WITH DRIVE-CLIQ INTERFACE (ENCODER AM-22-DQ) CONNECTOR ROTATABLE PLAIN SHAFT, W/O HOLDING BRAKE; ACC. TOLERANCE N VIBRATION SEVERITY GRADE A+R, DEGREE OF PROTECTION IP 65 | 6524 | TEM | 1 | MC | 26.204 | 1
1FT71025AC701FH0 | SIMOTICS S SYNCHRON. MOTOR 1FT7, M0=30NM (100K) NN=2000RPM, PN=5,03KW NATURAL AIR COOLING; FRAME SIZE IMB 5 (IM V1, IM V3) FLANGE 0 POWER CONNECTOR ROTATABLE ABSOLUTE ENCODER 22 BITS MULTI TURN WITH DRIVE-CLIQ INTERFACE (ENCODER AM-22-DQ) CONNECTOR ROTATABLE PLAIN SHAFT, WITH HOLDING BRAKE; ACCURACY TOLERANCE N VIBRATION SEVERITY GRADE A, DEGREE OF PROTECTION IP 64 | 7285 | TEM | 1 | MC | 30.703 | 1
1FT71025AC701MG2 | SIMOTICS S SYNCHRON. MOTOR 1FT7, M0=30NM (100K) NN=2000RPM, PN=5,03KW NATURAL AIR COOLING; FRAME SIZE IMB 5 (IM V1, IM V3) FLANGE (COMPACT) WITH KTY TEMPERATURE SENSOR POWER CONNECTOR ROTATABLE ABSOLUTE ENCODER ENDAT 2048 S/R (ENCODER A-2048) CONNECTOR ROTATABLE PLAIN SHAFT, W/O HOLDING BRAKE; ACC. TOLERANCE N VIBRATION SEVERITY GRADE A, DEGREE OF PROTECTION IP 67 | 6016 | TEM | 1 | MC | 26.204 | 1
1FT71025AC701NB1 | SIMOTICS S SYNCHRON. MOTOR 1FT7, M0=30NM (100K) NN=2000RPM, PN=5,03KW NATURAL AIR COOLING; FRAME SIZE IMB 5 (IM V1, IM V3) FLANGE (COMPACT) WITH KTY TEMPERATURE SENSOR POWER CONNECTOR ROTATABLE INCREM. ENCODER SIN/COS 1VSS 2048 S/R (ENCODER I-2048) CONNECTOR ROTATABLE SHAFT WITH FITTED KEY; WITH HOLDING BRAKE; ACC. TOLERANCE N VIBRATION SEVERITY GRADE A, DEGREE OF PROTECTION IP 65 | 6195 | TEM | 1 | MC | 30.703 | 1
1FT71025AC701NG1 | SIMOTICS S SYNCHRON. MOTOR 1FT7, M0=30NM (100K) NN=2000RPM, PN=5,03KW NATURAL AIR COOLING; FRAME SIZE IMB 5 (IM V1, IM V3) FLANGE (COMPACT) WITH KTY TEMPERATURE SENSOR POWER CONNECTOR ROTATABLE INCREM. ENCODER SIN/COS 1VSS 2048 S/R (ENCODER I-2048) CONNECTOR ROTATABLE PLAIN SHAFT, W/O HOLDING BRAKE; ACC. TOLERANCE N VIBRATION SEVERITY GRADE A, DEGREE OF PROTECTION IP 65 | 5183 | TEM | 1 | MC | 26.204 | 1
1FT71025AC701NH1 | SIMOTICS S SYNCHRON. MOTOR 1FT7, M0=30NM (100K) NN=2000RPM, PN=5,03KW NATURAL AIR COOLING; FRAME SIZE IMB 5 (IM V1, IM V3) FLANGE (COMPACT) WITH KTY TEMPERATURE SENSOR POWER CONNECTOR ROTATABLE INCREM. ENCODER SIN/COS 1VSS 2048 S/R (ENCODER I-2048) CONNECTOR ROTATABLE PLAIN SHAFT, WITH HOLDING BRAKE; ACCURACY TOLERANCE N VIBRATION SEVERITY GRADE A, DEGREE OF PROTECTION IP 65 | 6195 | TEM | 1 | MC | 30.703 | 1
1FT71025AC711BA0 | SIMOTICS S SYNCHRON. MOTOR 1FT7, M0=30NM (100K) NN=2000RPM, PN=5,03KW NATURAL AIR COOLING; FRAME SIZE IMB 5 (IM V1, IM V3) FLANGE 1 (1FT6 COMPATIBLE) POWER CONNECTOR ROTATABLE ABSOLUTE VALUE ENCODER SINGLETURN 24 BIT WITH DRIVE-CLIQ INTERFACE (ENCODER AS24DQI) SHAFT WITH FITTED KEY; W/O HOLDING BRAKE; ACC. TOLERANCE N VIBRATION SEVERITY GRADE A, DEGREE OF PROTECTION IP 64 | 5427 | TEM | 1 | MC | 26.204 | 1
1FT71025AC711BA1 | SIMOTICS S SYNCHRON. MOTOR 1FT7, M0=30NM (100K) NN=2000RPM, PN=5,03KW NATURAL AIR COOLING; FRAME SIZE IMB 5 (IM V1, IM V3) FLANGE 1 (1FT6 COMPATIBLE) POWER CONNECTOR ROTATABLE ABSOLUTE VALUE ENCODER SINGLETURN 24 BIT WITH DRIVE-CLIQ INTERFACE (ENCODER AS24DQI) SHAFT WITH FITTED KEY; W/O HOLDING BRAKE; ACC. TOLERANCE N VIBRATION SEVERITY GRADE A, DEGREE OF PROTECTION IP 65 | 5523 | TEM | 1 | MC | 26.204 | 1
1FT71025AC711BB0 | SIMOTICS S SYNCHRON. MOTOR 1FT7, M0=30NM (100K) NN=2000RPM, PN=5,03KW NATURAL AIR COOLING; FRAME SIZE IMB 5 (IM V1, IM V3) FLANGE 1 (1FT6 COMPATIBLE) POWER CONNECTOR ROTATABLE ABSOLUTE VALUE ENCODER SINGLETURN 24 BIT WITH DRIVE-CLIQ INTERFACE (ENCODER AS24DQI) SHAFT WITH FITTED KEY; WITH HOLDING BRAKE; ACC. TOLERANCE N VIBRATION SEVERITY GRADE A, DEGREE OF PROTECTION IP 64 | 6440 | TEM | 1 | MC | 30.703 | 1
1FT71025AC711BB1 | SIMOTICS S SYNCHRON. MOTOR 1FT7, M0=30NM (100K) NN=2000RPM, PN=5,03KW NATURAL AIR COOLING; FRAME SIZE IMB 5 (IM V1, IM V3) FLANGE 1 (1FT6 COMPATIBLE) POWER CONNECTOR ROTATABLE ABSOLUTE VALUE ENCODER SINGLETURN 24 BIT WITH DRIVE-CLIQ INTERFACE (ENCODER AS24DQI) SHAFT WITH FITTED KEY; WITH HOLDING BRAKE; ACC. TOLERANCE N VIBRATION SEVERITY GRADE A, DEGREE OF PROTECTION IP 65 | 6536 | TEM | 1 | MC | 30.703 | 1
1FT71025AC711BB2 | SIMOTICS S SYNCHRON. MOTOR 1FT7, M0=30NM (100K) NN=2000RPM, PN=5,03KW NATURAL AIR COOLING; FRAME SIZE IMB 5 (IM V1, IM V3) FLANGE 1 (1FT6 COMPATIBLE) POWER CONNECTOR ROTATABLE ABSOLUTE VALUE ENCODER SINGLETURN 24 BIT WITH DRIVE-CLIQ INTERFACE (ENCODER AS24DQI) SHAFT WITH FITTED KEY; WITH HOLDING BRAKE; ACC. TOLERANCE N VIBRATION SEVERITY GRADE A, DEGREE OF PROTECTION IP 67 | 6615 | TEM | 1 | MC | 30.703 | 1
1FT71025AC711BD5 | SIMOTICS S SYNCHRON. MOTOR 1FT7, M0=30NM (100K) NN=2000RPM, PN=5,03KW NATURAL AIR COOLING; FRAME SIZE IMB 5 (IM V1, IM V3) FLANGE 1 (1FT6 COMPATIBLE) POWER CONNECTOR ROTATABLE ABSOLUTE VALUE ENCODER SINGLETURN 24 BIT WITH DRIVE-CLIQ INTERFACE (ENCODER AS24DQI) SHAFT WITH FITTED KEY; W/O HOLDING BRAKE; ACC. TOLERANCE R VIBRATION SEVERITY GRADE A+R, DEGREE OF PROTECTION IP 67 | 5918 | TEM | 1 | MC | 26.204 | 1
1FT71025AC711BG0 | SIMOTICS S SYNCHRON. MOTOR 1FT7, M0=30NM (100K) NN=2000RPM, PN=5,03KW NATURAL AIR COOLING; FRAME SIZE IMB 5 (IM V1, IM V3) FLANGE 1 (1FT6 COMPATIBLE) POWER CONNECTOR ROTATABLE ABSOLUTE VALUE ENCODER SINGLETURN 24 BIT WITH DRIVE-CLIQ INTERFACE (ENCODER AS24DQI) PLAIN SHAFT, W/O HOLDING BRAKE; ACC. TOLERANCE N VIBRATION SEVERITY GRADE A, DEGREE OF PROTECTION IP 64 | 5427 | TEM | 1 | MC | 26.204 | 1
1FT71025AC711BG1 | SIMOTICS S SYNCHRON. MOTOR 1FT7, M0=30NM (100K) NN=2000RPM, PN=5,03KW NATURAL AIR COOLING; FRAME SIZE IMB 5 (IM V1, IM V3) FLANGE 1 (1FT6 COMPATIBLE) POWER CONNECTOR ROTATABLE ABSOLUTE VALUE ENCODER SINGLETURN 24 BIT WITH DRIVE-CLIQ INTERFACE (ENCODER AS24DQI) PLAIN SHAFT, W/O HOLDING BRAKE; ACC. TOLERANCE N VIBRATION SEVERITY GRADE A, DEGREE OF PROTECTION IP 65 | 5523 | TEM | 1 | MC | 26.204 | 1
1FT71025AC711BH1 | SIMOTICS S SYNCHRON. MOTOR 1FT7, M0=30NM (100K) NN=2000RPM, PN=5,03KW NATURAL AIR COOLING; FRAME SIZE IMB 5 (IM V1, IM V3) FLANGE 1 (1FT6 COMPATIBLE) POWER CONNECTOR ROTATABLE ABSOLUTE VALUE ENCODER SINGLETURN 24 BIT WITH DRIVE-CLIQ INTERFACE (ENCODER AS24DQI) PLAIN SHAFT, WITH HOLDING BRAKE; ACCURACY TOLERANCE N VIBRATION SEVERITY GRADE A, DEGREE OF PROTECTION IP 65 | 6536 | TEM | 1 | MC | 30.703 | 1
1FT71025AC711CA0 | SIMOTICS S SYNCHRON. MOTOR 1FT7, M0=30NM (100K) NN=2000RPM, PN=5,03KW NATURAL AIR COOLING; FRAME SIZE IMB 5 (IM V1, IM V3) FLANGE 1 (1FT6 COMPATIBLE) POWER CONNECTOR ROTATABLE ABSOLUTE ENCODER 24 BITS + 12 BIT MULTITURN WITH DRIVE-CLIQ INTERFACE (ENCODER AM24DQI) SHAFT WITH FITTED KEY; W/O HOLDING BRAKE; ACC. TOLERANCE N VIBRATION SEVERITY GRADE A, DEGREE OF PROTECTION IP 64 | 6192 | TEM | 1 | MC | 26.204 | 1
1FT71025AC711CA2 | SIMOTICS S SYNCHRON. MOTOR 1FT7, M0=30NM (100K) NN=2000RPM, PN=5,03KW NATURAL AIR COOLING; FRAME SIZE IMB 5 (IM V1, IM V3) FLANGE 1 (1FT6 COMPATIBLE) POWER CONNECTOR ROTATABLE ABSOLUTE ENCODER 24 BITS + 12 BIT MULTITURN WITH DRIVE-CLIQ INTERFACE (ENCODER AM24DQI) SHAFT WITH FITTED KEY; W/O HOLDING BRAKE; ACC. TOLERANCE N VIBRATION SEVERITY GRADE A, DEGREE OF PROTECTION IP 67 | 6368 | TEM | 1 | MC | 26.204 | 1
1FT71025AC711CB0 | SIMOTICS S SYNCHRON. MOTOR 1FT7, M0=30NM (100K) NN=2000RPM, PN=5,03KW NATURAL AIR COOLING; FRAME SIZE IMB 5 (IM V1, IM V3) FLANGE 1 (1FT6 COMPATIBLE) POWER CONNECTOR ROTATABLE ABSOLUTE ENCODER 24 BITS + 12 BIT MULTITURN WITH DRIVE-CLIQ INTERFACE (ENCODER AM24DQI) SHAFT WITH FITTED KEY; WITH HOLDING BRAKE; ACC. TOLERANCE N VIBRATION SEVERITY GRADE A, DEGREE OF PROTECTION IP 64 | 7205 | TEM | 1 | MC | 30.703 | 1
1FT71025AC711CB3 | SIMOTICS S SYNCHRON. MOTOR 1FT7, M0=30NM (100K) NN=2000RPM, PN=5,03KW NATURAL AIR COOLING; FRAME SIZE IMB 5 (IM V1, IM V3) FLANGE 1 (1FT6 COMPATIBLE) POWER CONNECTOR ROTATABLE ABSOLUTE ENCODER 24 BITS + 12 BIT MULTITURN WITH DRIVE-CLIQ INTERFACE (ENCODER AM24DQI) SHAFT WITH FITTED KEY; WITH HOLDING BRAKE; ACC. TOLERANCE N VIBRATION SEVERITY GRADE A+R, DEGREE OF PROTECTION IP 64 | 7360 | TEM | 1 | MC | 30.703 | 1
1FT71025AC711CG1 | SIMOTICS S SYNCHRON. MOTOR 1FT7, M0=30NM (100K) NN=2000RPM, PN=5,03KW NATURAL AIR COOLING; FRAME SIZE IMB 5 (IM V1, IM V3) FLANGE 1 (1FT6 COMPATIBLE) POWER CONNECTOR ROTATABLE ABSOLUTE ENCODER 24 BITS + 12 BIT MULTITURN WITH DRIVE-CLIQ INTERFACE (ENCODER AM24DQI) PLAIN SHAFT, W/O HOLDING BRAKE; ACC. TOLERANCE N VIBRATION SEVERITY GRADE A, DEGREE OF PROTECTION IP 65 | 6288 | TEM | 1 | MC | 26.204 | 1
1FT71025AC711CH0 | SIMOTICS S SYNCHRON. MOTOR 1FT7, M0=30NM (100K) NN=2000RPM, PN=5,03KW NATURAL AIR COOLING; FRAME SIZE IMB 5 (IM V1, IM V3) FLANGE 1 (1FT6 COMPATIBLE) POWER CONNECTOR ROTATABLE ABSOLUTE ENCODER 24 BITS + 12 BIT MULTITURN WITH DRIVE-CLIQ INTERFACE (ENCODER AM24DQI) PLAIN SHAFT, WITH HOLDING BRAKE; ACCURACY TOLERANCE N VIBRATION SEVERITY GRADE A, DEGREE OF PROTECTION IP 64 | 7205 | TEM | 1 | MC | 30.703 | 1
1FT71025AC711CH1 | SIMOTICS S SYNCHRON. MOTOR 1FT7, M0=30NM (100K) NN=2000RPM, PN=5,03KW NATURAL AIR COOLING; FRAME SIZE IMB 5 (IM V1, IM V3) FLANGE 1 (1FT6 COMPATIBLE) POWER CONNECTOR ROTATABLE ABSOLUTE ENCODER 24 BITS + 12 BIT MULTITURN WITH DRIVE-CLIQ INTERFACE (ENCODER AM24DQI) PLAIN SHAFT, WITH HOLDING BRAKE; ACCURACY TOLERANCE N VIBRATION SEVERITY GRADE A, DEGREE OF PROTECTION IP 65 | 7301 | TEM | 1 | MC | 30.703 | 1
1FT71025AC711DA0 | SIMOTICS S SYNCHRON. MOTOR 1FT7, M0=30NM (100K) NN=2000RPM, PN=5,03KW NATURAL AIR COOLING; FRAME SIZE IMB 5 (IM V1, IM V3) FLANGE 1 (1FT6 COMPATIBLE) POWER CONNECTOR ROTATABLE INCREMENTAL ENCODER 2048 S/R WITH DRIVE-CLIQ INTERFACE (ENCODER I-2048) CONNECTOR ROTATABLE SHAFT WITH FITTED KEY; W/O HOLDING BRAKE; ACC. TOLERANCE N VIBRATION SEVERITY GRADE A, DEGREE OF PROTECTION IP 64 | 5507 | TEM | 1 | MC | 26.204 | 1
1FT71025AC711DA1 | SIMOTICS S SYNCHRON. MOTOR 1FT7, M0=30NM (100K) NN=2000RPM, PN=5,03KW NATURAL AIR COOLING; FRAME SIZE IMB 5 (IM V1, IM V3) FLANGE 1 (1FT6 COMPATIBLE) POWER CONNECTOR ROTATABLE INCREMENTAL ENCODER 2048 S/R WITH DRIVE-CLIQ INTERFACE (ENCODER I-2048) CONNECTOR ROTATABLE SHAFT WITH FITTED KEY; W/O HOLDING BRAKE; ACC. TOLERANCE N VIBRATION SEVERITY GRADE A, DEGREE OF PROTECTION IP 65 | 5603 | TEM | 1 | MC | 26.204 | 1
1FT71025AC711DA2 | SIMOTICS S SYNCHRON. MOTOR 1FT7, M0=30NM (100K) NN=2000RPM, PN=5,03KW NATURAL AIR COOLING; FRAME SIZE IMB 5 (IM V1, IM V3) FLANGE 1 (1FT6 COMPATIBLE) POWER CONNECTOR ROTATABLE INCREMENTAL ENCODER 2048 S/R WITH DRIVE-CLIQ INTERFACE (ENCODER I-2048) CONNECTOR ROTATABLE SHAFT WITH FITTED KEY; W/O HOLDING BRAKE; ACC. TOLERANCE N VIBRATION SEVERITY GRADE A, DEGREE OF PROTECTION IP 67 | 5683 | TEM | 1 | MC | 26.204 | 1
1FT71025AC711DB0 | SIMOTICS S SYNCHRON. MOTOR 1FT7, M0=30NM (100K) NN=2000RPM, PN=5,03KW NATURAL AIR COOLING; FRAME SIZE IMB 5 (IM V1, IM V3) FLANGE 1 (1FT6 COMPATIBLE) POWER CONNECTOR ROTATABLE INCREMENTAL ENCODER 2048 S/R WITH DRIVE-CLIQ INTERFACE (ENCODER I-2048) CONNECTOR ROTATABLE SHAFT WITH FITTED KEY; WITH HOLDING BRAKE; ACC. TOLERANCE N VIBRATION SEVERITY GRADE A, DEGREE OF PROTECTION IP 64 | 6520 | TEM | 1 | MC | 30.703 | 1
1FT71025AC711DB1 | SIMOTICS S SYNCHRON. MOTOR 1FT7, M0=30NM (100K) NN=2000RPM, PN=5,03KW NATURAL AIR COOLING; FRAME SIZE IMB 5 (IM V1, IM V3) FLANGE 1 (1FT6 COMPATIBLE) POWER CONNECTOR ROTATABLE INCREMENTAL ENCODER 2048 S/R WITH DRIVE-CLIQ INTERFACE (ENCODER I-2048) CONNECTOR ROTATABLE SHAFT WITH FITTED KEY; WITH HOLDING BRAKE; ACC. TOLERANCE N VIBRATION SEVERITY GRADE A, DEGREE OF PROTECTION IP 65 | 6616 | TEM | 1 | MC | 30.703 | 1
1FT71025AC711DD5 | SIMOTICS S SYNCHRON. MOTOR 1FT7, M0=30NM (100K) NN=2000RPM, PN=5,03KW NATURAL AIR COOLING; FRAME SIZE IMB 5 (IM V1, IM V3) FLANGE 1 (1FT6 COMPATIBLE) POWER CONNECTOR ROTATABLE INCREMENTAL ENCODER 2048 S/R WITH DRIVE-CLIQ INTERFACE (ENCODER I-2048) CONNECTOR ROTATABLE SHAFT WITH FITTED KEY; W/O HOLDING BRAKE; ACC. TOLERANCE R VIBRATION SEVERITY GRADE A+R, DEGREE OF PROTECTION IP 67 | 5998 | TEM | 1 | MC | 26.204 | 1
1FT71025AC711DE5 | SIMOTICS S SYNCHRON. MOTOR 1FT7, M0=30NM (100K) NN=2000RPM, PN=5,03KW NATURAL AIR COOLING; FRAME SIZE IMB 5 (IM V1, IM V3) FLANGE 1 (1FT6 COMPATIBLE) POWER CONNECTOR ROTATABLE INCREMENTAL ENCODER 2048 S/R WITH DRIVE-CLIQ INTERFACE (ENCODER I-2048) CONNECTOR ROTATABLE SHAFT WITH FITTED KEY; WITH HOLDING BRAKE; ACC. TOLERANCE R VIBRATION SEVERITY GRADE A+R, DEGREE OF PROTECTION IP 67 | 7011 | TEM | 1 | MC | 30.703 | 1
1FT71025AC711DG0 | SIMOTICS S SYNCHRON. MOTOR 1FT7, M0=30NM (100K) NN=2000RPM, PN=5,03KW NATURAL AIR COOLING; FRAME SIZE IMB 5 (IM V1, IM V3) FLANGE 1 (1FT6 COMPATIBLE) POWER CONNECTOR ROTATABLE INCREMENTAL ENCODER 2048 S/R WITH DRIVE-CLIQ INTERFACE (ENCODER I-2048) CONNECTOR ROTATABLE PLAIN SHAFT, W/O HOLDING BRAKE; ACC. TOLERANCE N VIBRATION SEVERITY GRADE A, DEGREE OF PROTECTION IP 64 | 5507 | TEM | 1 | MC | 26.204 | 1
1FT71025AC711DG1 | SIMOTICS S SYNCHRON. MOTOR 1FT7, M0=30NM (100K) NN=2000RPM, PN=5,03KW NATURAL AIR COOLING; FRAME SIZE IMB 5 (IM V1, IM V3) FLANGE 1 (1FT6 COMPATIBLE) POWER CONNECTOR ROTATABLE INCREMENTAL ENCODER 2048 S/R WITH DRIVE-CLIQ INTERFACE (ENCODER I-2048) CONNECTOR ROTATABLE PLAIN SHAFT, W/O HOLDING BRAKE; ACC. TOLERANCE N VIBRATION SEVERITY GRADE A, DEGREE OF PROTECTION IP 65 | 5603 | TEM | 1 | MC | 26.204 | 1
1FT71025AC711DG2 | SIMOTICS S SYNCHRON. MOTOR 1FT7, M0=30NM (100K) NN=2000RPM, PN=5,03KW NATURAL AIR COOLING; FRAME SIZE IMB 5 (IM V1, IM V3) FLANGE 1 (1FT6 COMPATIBLE) POWER CONNECTOR ROTATABLE INCREMENTAL ENCODER 2048 S/R WITH DRIVE-CLIQ INTERFACE (ENCODER I-2048) CONNECTOR ROTATABLE PLAIN SHAFT, W/O HOLDING BRAKE; ACC. TOLERANCE N VIBRATION SEVERITY GRADE A, DEGREE OF PROTECTION IP 67 | 5683 | TEM | 1 | MC | 26.204 | 1
1FT71025AC711DG3 | SIMOTICS S SYNCHRON. MOTOR 1FT7, M0=30NM (100K) NN=2000RPM, PN=5,03KW NATURAL AIR COOLING; FRAME SIZE IMB 5 (IM V1, IM V3) FLANGE 1 (1FT6 COMPATIBLE) POWER CONNECTOR ROTATABLE INCREMENTAL ENCODER 2048 S/R WITH DRIVE-CLIQ INTERFACE (ENCODER I-2048) CONNECTOR ROTATABLE PLAIN SHAFT, W/O HOLDING BRAKE; ACC. TOLERANCE N VIBRATION SEVERITY GRADE A+R, DEGREE OF PROTECTION IP 64 | 5662 | TEM | 1 | MC | 26.204 | 1
1FT71025AC711DH0 | SIMOTICS S SYNCHRON. MOTOR 1FT7, M0=30NM (100K) NN=2000RPM, PN=5,03KW NATURAL AIR COOLING; FRAME SIZE IMB 5 (IM V1, IM V3) FLANGE 1 (1FT6 COMPATIBLE) POWER CONNECTOR ROTATABLE INCREMENTAL ENCODER 2048 S/R WITH DRIVE-CLIQ INTERFACE (ENCODER I-2048) CONNECTOR ROTATABLE PLAIN SHAFT, WITH HOLDING BRAKE; ACCURACY TOLERANCE N VIBRATION SEVERITY GRADE A, DEGREE OF PROTECTION IP 64 | 6520 | TEM | 1 | MC | 30.703 | 1
1FT71025AC711DH1 | SIMOTICS S SYNCHRON. MOTOR 1FT7, M0=30NM (100K) NN=2000RPM, PN=5,03KW NATURAL AIR COOLING; FRAME SIZE IMB 5 (IM V1, IM V3) FLANGE 1 (1FT6 COMPATIBLE) POWER CONNECTOR ROTATABLE INCREMENTAL ENCODER 2048 S/R WITH DRIVE-CLIQ INTERFACE (ENCODER I-2048) CONNECTOR ROTATABLE PLAIN SHAFT, WITH HOLDING BRAKE; ACCURACY TOLERANCE N VIBRATION SEVERITY GRADE A, DEGREE OF PROTECTION IP 65 | 6616 | TEM | 1 | MC | 30.703 | 1
1FT71025AC711DH2 | SIMOTICS S SYNCHRON. MOTOR 1FT7, M0=30NM (100K) NN=2000RPM, PN=5,03KW NATURAL AIR COOLING; FRAME SIZE IMB 5 (IM V1, IM V3) FLANGE 1 (1FT6 COMPATIBLE) POWER CONNECTOR ROTATABLE INCREMENTAL ENCODER 2048 S/R WITH DRIVE-CLIQ INTERFACE (ENCODER I-2048) CONNECTOR ROTATABLE PLAIN SHAFT, WITH HOLDING BRAKE; ACCURACY TOLERANCE N VIBRATION SEVERITY GRADE A, DEGREE OF PROTECTION IP 67 | 6696 | TEM | 1 | MC | 30.703 | 1
1FT71025AC711DH3 | SIMOTICS S SYNCHRON. MOTOR 1FT7, M0=30NM (100K) NN=2000RPM, PN=5,03KW NATURAL AIR COOLING; FRAME SIZE IMB 5 (IM V1, IM V3) FLANGE 1 (1FT6 COMPATIBLE) POWER CONNECTOR ROTATABLE INCREMENTAL ENCODER 2048 S/R WITH DRIVE-CLIQ INTERFACE (ENCODER I-2048) CONNECTOR ROTATABLE PLAIN SHAFT, WITH HOLDING BRAKE; ACCURACY TOLERANCE N VIBRATION SEVERITY GRADE A+R, DEGREE OF PROTECTION IP 64 | 6675 | TEM | 1 | MC | 30.703 | 1
1FT71025AC711DK1 | SIMOTICS S SYNCHRON. MOTOR 1FT7, M0=30NM (100K) NN=2000RPM, PN=5,03KW NATURAL AIR COOLING; FRAME SIZE IMB 5 (IM V1, IM V3) FLANGE 1 (1FT6 COMPATIBLE) POWER CONNECTOR ROTATABLE INCREMENTAL ENCODER 2048 S/R WITH DRIVE-CLIQ INTERFACE (ENCODER I-2048) CONNECTOR ROTATABLE PLAIN SHAFT, W/O HOLDING BRAKE; ACC. TOLERANCE R VIBRATION SEVERITY GRADE A, DEGREE OF PROTECTION IP 65 | 5763 | TEM | 1 | MC | 26.204 | 1
1FT71025AC711DL1 | SIMOTICS S SYNCHRON. MOTOR 1FT7, M0=30NM (100K) NN=2000RPM, PN=5,03KW NATURAL AIR COOLING; FRAME SIZE IMB 5 (IM V1, IM V3) FLANGE 1 (1FT6 COMPATIBLE) POWER CONNECTOR ROTATABLE INCREMENTAL ENCODER 2048 S/R WITH DRIVE-CLIQ INTERFACE (ENCODER I-2048) CONNECTOR ROTATABLE PLAIN SHAFT, WITH HOLDING BRAKE; ACCURACY TOLERANCE R VIBRATION SEVERITY GRADE A, DEGREE OF PROTECTION IP 65 | 6775 | TEM | 1 | MC | 30.703 | 1
1FT71025AC711FA0 | SIMOTICS S SYNCHRON. MOTOR 1FT7, M0=30NM (100K) NN=2000RPM, PN=5,03KW NATURAL AIR COOLING; FRAME SIZE IMB 5 (IM V1, IM V3) FLANGE 1 (1FT6 COMPATIBLE) POWER CONNECTOR ROTATABLE ABSOLUTE ENCODER 22 BITS MULTI TURN WITH DRIVE-CLIQ INTERFACE (ENCODER AM-22-DQ) CONNECTOR ROTATABLE SHAFT WITH FITTED KEY; W/O HOLDING BRAKE; ACC. TOLERANCE N VIBRATION SEVERITY GRADE A, DEGREE OF PROTECTION IP 64 | 6272 | TEM | 1 | MC | 26.204 | 1
1FT71025AC711FA1 | SIMOTICS S SYNCHRON. MOTOR 1FT7, M0=30NM (100K) NN=2000RPM, PN=5,03KW NATURAL AIR COOLING; FRAME SIZE IMB 5 (IM V1, IM V3) FLANGE 1 (1FT6 COMPATIBLE) POWER CONNECTOR ROTATABLE ABSOLUTE ENCODER 22 BITS MULTI TURN WITH DRIVE-CLIQ INTERFACE (ENCODER AM-22-DQ) CONNECTOR ROTATABLE SHAFT WITH FITTED KEY; W/O HOLDING BRAKE; ACC. TOLERANCE N VIBRATION SEVERITY GRADE A, DEGREE OF PROTECTION IP 65 | 6368 | TEM | 1 | MC | 26.204 | 1
1FT71025AC711FA2 | SIMOTICS S SYNCHRON. MOTOR 1FT7, M0=30NM (100K) NN=2000RPM, PN=5,03KW NATURAL AIR COOLING; FRAME SIZE IMB 5 (IM V1, IM V3) FLANGE 1 (1FT6 COMPATIBLE) POWER CONNECTOR ROTATABLE ABSOLUTE ENCODER 22 BITS MULTI TURN WITH DRIVE-CLIQ INTERFACE (ENCODER AM-22-DQ) CONNECTOR ROTATABLE SHAFT WITH FITTED KEY; W/O HOLDING BRAKE; ACC. TOLERANCE N VIBRATION SEVERITY GRADE A, DEGREE OF PROTECTION IP 67 | 6448 | TEM | 1 | MC | 26.204 | 1
1FT71025AC711FB0 | SIMOTICS S SYNCHRON. MOTOR 1FT7, M0=30NM (100K) NN=2000RPM, PN=5,03KW NATURAL AIR COOLING; FRAME SIZE IMB 5 (IM V1, IM V3) FLANGE 1 (1FT6 COMPATIBLE) POWER CONNECTOR ROTATABLE ABSOLUTE ENCODER 22 BITS MULTI TURN WITH DRIVE-CLIQ INTERFACE (ENCODER AM-22-DQ) CONNECTOR ROTATABLE SHAFT WITH FITTED KEY; WITH HOLDING BRAKE; ACC. TOLERANCE N VIBRATION SEVERITY GRADE A, DEGREE OF PROTECTION IP 64 | 7285 | TEM | 1 | MC | 30.703 | 1
1FT71025AC711FB1 | SIMOTICS S SYNCHRON. MOTOR 1FT7, M0=30NM (100K) NN=2000RPM, PN=5,03KW NATURAL AIR COOLING; FRAME SIZE IMB 5 (IM V1, IM V3) FLANGE 1 (1FT6 COMPATIBLE) POWER CONNECTOR ROTATABLE ABSOLUTE ENCODER 22 BITS MULTI TURN WITH DRIVE-CLIQ INTERFACE (ENCODER AM-22-DQ) CONNECTOR ROTATABLE SHAFT WITH FITTED KEY; WITH HOLDING BRAKE; ACC. TOLERANCE N VIBRATION SEVERITY GRADE A, DEGREE OF PROTECTION IP 65 | 7381 | TEM | 1 | MC | 30.703 | 1
1FT71025AC711FB2 | SIMOTICS S SYNCHRON. MOTOR 1FT7, M0=30NM (100K) NN=2000RPM, PN=5,03KW NATURAL AIR COOLING; FRAME SIZE IMB 5 (IM V1, IM V3) FLANGE 1 (1FT6 COMPATIBLE) POWER CONNECTOR ROTATABLE ABSOLUTE ENCODER 22 BITS MULTI TURN WITH DRIVE-CLIQ INTERFACE (ENCODER AM-22-DQ) CONNECTOR ROTATABLE SHAFT WITH FITTED KEY; WITH HOLDING BRAKE; ACC. TOLERANCE N VIBRATION SEVERITY GRADE A, DEGREE OF PROTECTION IP 67 | 7461 | TEM | 1 | MC | 30.703 | 1
1FT71025AC711FG0 | SIMOTICS S SYNCHRON. MOTOR 1FT7, M0=30NM (100K) NN=2000RPM, PN=5,03KW NATURAL AIR COOLING; FRAME SIZE IMB 5 (IM V1, IM V3) FLANGE 1 (1FT6 COMPATIBLE) POWER CONNECTOR ROTATABLE ABSOLUTE ENCODER 22 BITS MULTI TURN WITH DRIVE-CLIQ INTERFACE (ENCODER AM-22-DQ) CONNECTOR ROTATABLE PLAIN SHAFT, W/O HOLDING BRAKE; ACC. TOLERANCE N VIBRATION SEVERITY GRADE A, DEGREE OF PROTECTION IP 64 | 6272 | TEM | 1 | MC | 26.204 | 1
1FT71025AC711FG1 | SIMOTICS S SYNCHRON. MOTOR 1FT7, M0=30NM (100K) NN=2000RPM, PN=5,03KW NATURAL AIR COOLING; FRAME SIZE IMB 5 (IM V1, IM V3) FLANGE 1 (1FT6 COMPATIBLE) POWER CONNECTOR ROTATABLE ABSOLUTE ENCODER 22 BITS MULTI TURN WITH DRIVE-CLIQ INTERFACE (ENCODER AM-22-DQ) CONNECTOR ROTATABLE PLAIN SHAFT, W/O HOLDING BRAKE; ACC. TOLERANCE N VIBRATION SEVERITY GRADE A, DEGREE OF PROTECTION IP 65 | 6368 | TEM | 1 | MC | 26.204 | 1
1FT71025AC711FG2 | SIMOTICS S SYNCHRON. MOTOR 1FT7, M0=30NM (100K) NN=2000RPM, PN=5,03KW NATURAL AIR COOLING; FRAME SIZE IMB 5 (IM V1, IM V3) FLANGE 1 (1FT6 COMPATIBLE) POWER CONNECTOR ROTATABLE ABSOLUTE ENCODER 22 BITS MULTI TURN WITH DRIVE-CLIQ INTERFACE (ENCODER AM-22-DQ) CONNECTOR ROTATABLE PLAIN SHAFT, W/O HOLDING BRAKE; ACC. TOLERANCE N VIBRATION SEVERITY GRADE A, DEGREE OF PROTECTION IP 67 | 6448 | TEM | 1 | MC | 26.204 | 1
1FT71025AC711FG3 | SIMOTICS S SYNCHRON. MOTOR 1FT7, M0=30NM (100K) NN=2000RPM, PN=5,03KW NATURAL AIR COOLING; FRAME SIZE IMB 5 (IM V1, IM V3) FLANGE 1 (1FT6 COMPATIBLE) POWER CONNECTOR ROTATABLE ABSOLUTE ENCODER 22 BITS MULTI TURN WITH DRIVE-CLIQ INTERFACE (ENCODER AM-22-DQ) CONNECTOR ROTATABLE PLAIN SHAFT, W/O HOLDING BRAKE; ACC. TOLERANCE N VIBRATION SEVERITY GRADE A+R, DEGREE OF PROTECTION IP 64 | 6427 | TEM | 1 | MC | 26.204 | 1
1FT71025AC711FG4 | SIMOTICS S SYNCHRON. MOTOR 1FT7, M0=30NM (100K) NN=2000RPM, PN=5,03KW NATURAL AIR COOLING; FRAME SIZE IMB 5 (IM V1, IM V3) FLANGE 1 (1FT6 COMPATIBLE) POWER CONNECTOR ROTATABLE ABSOLUTE ENCODER 22 BITS MULTI TURN WITH DRIVE-CLIQ INTERFACE (ENCODER AM-22-DQ) CONNECTOR ROTATABLE PLAIN SHAFT, W/O HOLDING BRAKE; ACC. TOLERANCE N VIBRATION SEVERITY GRADE A+R, DEGREE OF PROTECTION IP 65 | 6524 | TEM | 1 | MC | 26.204 | 1
1FT71025AC711FH1 | SIMOTICS S SYNCHRON. MOTOR 1FT7, M0=30NM (100K) NN=2000RPM, PN=5,03KW NATURAL AIR COOLING; FRAME SIZE IMB 5 (IM V1, IM V3) FLANGE 1 (1FT6 COMPATIBLE) POWER CONNECTOR ROTATABLE ABSOLUTE ENCODER 22 BITS MULTI TURN WITH DRIVE-CLIQ INTERFACE (ENCODER AM-22-DQ) CONNECTOR ROTATABLE PLAIN SHAFT, WITH HOLDING BRAKE; ACCURACY TOLERANCE N VIBRATION SEVERITY GRADE A, DEGREE OF PROTECTION IP 65 | 7381 | TEM | 1 | MC | 30.703 | 1
1FT71025AC711FH2 | SIMOTICS S SYNCHRON. MOTOR 1FT7, M0=30NM (100K) NN=2000RPM, PN=5,03KW NATURAL AIR COOLING; FRAME SIZE IMB 5 (IM V1, IM V3) FLANGE 1 (1FT6 COMPATIBLE) POWER CONNECTOR ROTATABLE ABSOLUTE ENCODER 22 BITS MULTI TURN WITH DRIVE-CLIQ INTERFACE (ENCODER AM-22-DQ) CONNECTOR ROTATABLE PLAIN SHAFT, WITH HOLDING BRAKE; ACCURACY TOLERANCE N VIBRATION SEVERITY GRADE A, DEGREE OF PROTECTION IP 67 | 7461 | TEM | 1 | MC | 30.703 | 1
1FT71025AC711FH3 | SIMOTICS S SYNCHRON. MOTOR 1FT7, M0=30NM (100K) NN=2000RPM, PN=5,03KW NATURAL AIR COOLING; FRAME SIZE IMB 5 (IM V1, IM V3) FLANGE 1 (1FT6 COMPATIBLE) POWER CONNECTOR ROTATABLE ABSOLUTE ENCODER 22 BITS MULTI TURN WITH DRIVE-CLIQ INTERFACE (ENCODER AM-22-DQ) CONNECTOR ROTATABLE PLAIN SHAFT, WITH HOLDING BRAKE; ACCURACY TOLERANCE N VIBRATION SEVERITY GRADE A+R, DEGREE OF PROTECTION IP 64 | 7440 | TEM | 1 | MC | 30.703 | 1
1FT71025AC711FH5 | SIMOTICS S SYNCHRON. MOTOR 1FT7, M0=30NM (100K) NN=2000RPM, PN=5,03KW NATURAL AIR COOLING; FRAME SIZE IMB 5 (IM V1, IM V3) FLANGE 1 (1FT6 COMPATIBLE) POWER CONNECTOR ROTATABLE ABSOLUTE ENCODER 22 BITS MULTI TURN WITH DRIVE-CLIQ INTERFACE (ENCODER AM-22-DQ) CONNECTOR ROTATABLE PLAIN SHAFT, WITH HOLDING BRAKE; ACCURACY TOLERANCE N VIBRATION SEVERITY GRADE A+R, DEGREE OF PROTECTION IP 67 | 7617 | TEM | 1 | MC | 30.703 | 1
1FT71025AC711FK1 | SIMOTICS S SYNCHRON. MOTOR 1FT7, M0=30NM (100K) NN=2000RPM, PN=5,03KW NATURAL AIR COOLING; FRAME SIZE IMB 5 (IM V1, IM V3) FLANGE 1 (1FT6 COMPATIBLE) POWER CONNECTOR ROTATABLE ABSOLUTE ENCODER 22 BITS MULTI TURN WITH DRIVE-CLIQ INTERFACE (ENCODER AM-22-DQ) CONNECTOR ROTATABLE PLAIN SHAFT, W/O HOLDING BRAKE; ACC. TOLERANCE R VIBRATION SEVERITY GRADE A, DEGREE OF PROTECTION IP 65 | 6528 | TEM | 1 | MC | 26.204 | 1
1FT71025AC711MA1 | SIMOTICS S SYNCHRON. MOTOR 1FT7, M0=30NM (100K) NN=2000RPM, PN=5,03KW NATURAL AIR COOLING; FRAME SIZE IMB 5 (1FT6 COMPATIBLE) WITH KTY TEMPERATURE SENSOR POWER CONNECTOR ROTATABLE ABSOLUTE ENCODER ENDAT 2048 S/R (ENCODER A-2048) CONNECTOR ROTATABLE SHAFT WITH FITTED KEY; W/O HOLDING BRAKE; ACC. TOLERANCE N VIBRATION SEVERITY GRADE A, DEGREE OF PROTECTION IP 65 | 5937 | TEM | 1 | MC | 26.204 | 1
1FT71025AC711MB1 | SIMOTICS S SYNCHRON. MOTOR 1FT7, M0=30NM (100K) NN=2000RPM, PN=5,03KW NATURAL AIR COOLING; FRAME SIZE IMB 5 (1FT6 COMPATIBLE) WITH KTY TEMPERATURE SENSOR POWER CONNECTOR ROTATABLE ABSOLUTE ENCODER ENDAT 2048 S/R (ENCODER A-2048) CONNECTOR ROTATABLE SHAFT WITH FITTED KEY; WITH HOLDING BRAKE; ACC. TOLERANCE N VIBRATION SEVERITY GRADE A, DEGREE OF PROTECTION IP 65 | 6949 | TEM | 1 | MC | 30.703 | 1
1FT71025AC711MD0 | SIMOTICS S SYNCHRON. MOTOR 1FT7, M0=30NM (100K) NN=2000RPM, PN=5,03KW NATURAL AIR COOLING; FRAME SIZE IMB 5 (1FT6 COMPATIBLE) WITH KTY TEMPERATURE SENSOR POWER CONNECTOR ROTATABLE ABSOLUTE ENCODER ENDAT 2048 S/R (ENCODER A-2048) CONNECTOR ROTATABLE SHAFT WITH FITTED KEY; W/O HOLDING BRAKE; ACC. TOLERANCE R VIBRATION SEVERITY GRADE A, DEGREE OF PROTECTION IP 64 | 6000 | TEM | 1 | MC | 26.204 | 1
1FT71025AC711MD1 | SIMOTICS S SYNCHRON. MOTOR 1FT7, M0=30NM (100K) NN=2000RPM, PN=5,03KW NATURAL AIR COOLING; FRAME SIZE IMB 5 (1FT6 COMPATIBLE) WITH KTY TEMPERATURE SENSOR POWER CONNECTOR ROTATABLE ABSOLUTE ENCODER ENDAT 2048 S/R (ENCODER A-2048) CONNECTOR ROTATABLE SHAFT WITH FITTED KEY; W/O HOLDING BRAKE; ACC. TOLERANCE R VIBRATION SEVERITY GRADE A, DEGREE OF PROTECTION IP 65 | 6096 | TEM | 1 | MC | 26.204 | 1
1FT71025AC711MG0 | SIMOTICS S SYNCHRON. MOTOR 1FT7, M0=30NM (100K) NN=2000RPM, PN=5,03KW NATURAL AIR COOLING; FRAME SIZE IMB 5 (1FT6 COMPATIBLE) WITH KTY TEMPERATURE SENSOR POWER CONNECTOR ROTATABLE ABSOLUTE ENCODER ENDAT 2048 S/R (ENCODER A-2048) CONNECTOR ROTATABLE PLAIN SHAFT, W/O HOLDING BRAKE; ACC. TOLERANCE N VIBRATION SEVERITY GRADE A, DEGREE OF PROTECTION IP 64 | 5840 | TEM | 1 | MC | 26.204 | 1
1FT71025AC711MH1 | SIMOTICS S SYNCHRON. MOTOR 1FT7, M0=30NM (100K) NN=2000RPM, PN=5,03KW NATURAL AIR COOLING; FRAME SIZE IMB 5 (1FT6 COMPATIBLE) WITH KTY TEMPERATURE SENSOR POWER CONNECTOR ROTATABLE ABSOLUTE ENCODER ENDAT 2048 S/R (ENCODER A-2048) CONNECTOR ROTATABLE PLAIN SHAFT, WITH HOLDING BRAKE; ACCURACY TOLERANCE N VIBRATION SEVERITY GRADE A, DEGREE OF PROTECTION IP 65 | 6949 | TEM | 1 | MC | 30.703 | 1
1FT71025AC711MK1 | SIMOTICS S SYNCHRON. MOTOR 1FT7, M0=30NM (100K) NN=2000RPM, PN=5,03KW NATURAL AIR COOLING; FRAME SIZE IMB 5 (1FT6 COMPATIBLE) WITH KTY TEMPERATURE SENSOR POWER CONNECTOR ROTATABLE ABSOLUTE ENCODER ENDAT 2048 S/R (ENCODER A-2048) CONNECTOR ROTATABLE PLAIN SHAFT, W/O HOLDING BRAKE; ACC. TOLERANCE R VIBRATION SEVERITY GRADE A, DEGREE OF PROTECTION IP 65 | 6096 | TEM | 1 | MC | 26.204 | 1
1FT71025AC711NA1 | SIMOTICS S SYNCHRON. MOTOR 1FT7, M0=30NM (100K) NN=2000RPM, PN=5,03KW NATURAL AIR COOLING; FRAME SIZE IMB 5 (IM V1, IM V3) (1FT6 COMPATIBLE) WITH KTY TEMPERATURE SENSOR POWER CONNECTOR ROTATABLE INCREM. ENCODER SIN/COS 1VSS 2048 S/R (ENCODER I-2048) CONNECTOR ROTATABLE SHAFT WITH FITTED KEY; W/O HOLDING BRAKE; ACC. TOLERANCE N VIBRATION SEVERITY GRADE A, DEGREE OF PROTECTION IP 65 | 5183 | TEM | 1 | MC | 26.204 | 1
1FT71025AC711NA3 | SIMOTICS S SYNCHRON. MOTOR 1FT7, M0=30NM (100K) NN=2000RPM, PN=5,03KW NATURAL AIR COOLING; FRAME SIZE IMB 5 (IM V1, IM V3) (1FT6 COMPATIBLE) WITH KTY TEMPERATURE SENSOR POWER CONNECTOR ROTATABLE INCREM. ENCODER SIN/COS 1VSS 2048 S/R (ENCODER I-2048) CONNECTOR ROTATABLE SHAFT WITH FITTED KEY; W/O HOLDING BRAKE; ACC. TOLERANCE N VIBRATION SEVERITY GRADE A+R, DEGREE OF PROTECTION IP 64 | 5241 | TEM | 1 | MC | 26.204 | 1
1FT71025AC717DE0 | SIMOTICS S SYNCHRON. MOTOR 1FT7, M0=30NM (100K) NN=2000RPM, PN=5,03KW NATURAL AIR COOLING; FRAME SIZE IMB 5 (IM V1, IM V3) FLANGE 1 (1FT6 COMPATIBLE) FOR CONNECT. OF TERMINAL BOXAND SIGNAL CONNECTOR, TERMINALBOX AXIAL NON-DRIVE END INCREMENTAL ENCODER 2048 S/R WITH DRIVE-CLIQ INTERFACE (ENCODER I-2048) CONNECTOR ROTATABLE SHAFT WITH FITTED KEY; WITH HOLDING BRAKE; ACC. TOLERANCE R VIBRATION SEVERITY GRADE A, DEGREE OF PROTECTION IP 64 | 6679 | TEM | 1 | MC | 31.202 | 1
1FT71025AF701BA0 | SIMOTICS S SYNCHRON. MOTOR 1FT7, M0=30NM (100K) NN=3000RPM, PN=6,28KW NATURAL AIR COOLING; FRAME SIZE IMB 5 (IM V1, IM V3) FLANGE 0 POWER CONNECTOR ROTATABLE ABSOLUTE VALUE ENCODER SINGLETURN 24 BIT WITH DRIVE-CLIQ INTERFACE (ENCODER AS24DQI) SHAFT WITH FITTED KEY; W/O HOLDING BRAKE; ACC. TOLERANCE N VIBRATION SEVERITY GRADE A, DEGREE OF PROTECTION IP 64 | 5427 | TEM | 1 | MC | 26.204 | 1
1FT71025AF701BA1 | SIMOTICS S SYNCHRON. MOTOR 1FT7, M0=30NM (100K) NN=3000RPM, PN=6,28KW NATURAL AIR COOLING; FRAME SIZE IMB 5 (IM V1, IM V3) FLANGE 0 POWER CONNECTOR ROTATABLE ABSOLUTE VALUE ENCODER SINGLETURN 24 BIT WITH DRIVE-CLIQ INTERFACE (ENCODER AS24DQI) SHAFT WITH FITTED KEY; W/O HOLDING BRAKE; ACC. TOLERANCE N VIBRATION SEVERITY GRADE A, DEGREE OF PROTECTION IP 65 | 5523 | TEM | 1 | MC | 26.204 | 1
1FT71025AF701BA2 | SIMOTICS S SYNCHRON. MOTOR 1FT7, M0=30NM (100K) NN=3000RPM, PN=6,28KW NATURAL AIR COOLING; FRAME SIZE IMB 5 (IM V1, IM V3) FLANGE 0 POWER CONNECTOR ROTATABLE ABSOLUTE VALUE ENCODER SINGLETURN 24 BIT WITH DRIVE-CLIQ INTERFACE (ENCODER AS24DQI) SHAFT WITH FITTED KEY; W/O HOLDING BRAKE; ACC. TOLERANCE N VIBRATION SEVERITY GRADE A, DEGREE OF PROTECTION IP 67 | 5603 | TEM | 1 | MC | 26.204 | 1
1FT71025AF701BA3 | SIMOTICS S SYNCHRON. MOTOR 1FT7, M0=30NM (100K) NN=3000RPM, PN=6,28KW NATURAL AIR COOLING; FRAME SIZE IMB 5 (IM V1, IM V3) FLANGE 0 POWER CONNECTOR ROTATABLE ABSOLUTE VALUE ENCODER SINGLETURN 24 BIT WITH DRIVE-CLIQ INTERFACE (ENCODER AS24DQI) SHAFT WITH FITTED KEY; W/O HOLDING BRAKE; ACC. TOLERANCE N VIBRATION SEVERITY GRADE A+R, DEGREE OF PROTECTION IP 64 | 5582 | TEM | 1 | MC | 26.204 | 1
1FT71025AF701BA5 | SIMOTICS S SYNCHRON. MOTOR 1FT7, M0=30NM (100K) NN=3000RPM, PN=6,28KW NATURAL AIR COOLING; FRAME SIZE IMB 5 (IM V1, IM V3) FLANGE 0 POWER CONNECTOR ROTATABLE ABSOLUTE VALUE ENCODER SINGLETURN 24 BIT WITH DRIVE-CLIQ INTERFACE (ENCODER AS24DQI) SHAFT WITH FITTED KEY; W/O HOLDING BRAKE; ACC. TOLERANCE N VIBRATION SEVERITY GRADE A+R, DEGREE OF PROTECTION IP 67 | 5759 | TEM | 1 | MC | 26.204 | 1
1FT71025AF701BB0 | SIMOTICS S SYNCHRON. MOTOR 1FT7, M0=30NM (100K) NN=3000RPM, PN=6,28KW NATURAL AIR COOLING; FRAME SIZE IMB 5 (IM V1, IM V3) FLANGE 0 POWER CONNECTOR ROTATABLE ABSOLUTE VALUE ENCODER SINGLETURN 24 BIT WITH DRIVE-CLIQ INTERFACE (ENCODER AS24DQI) SHAFT WITH FITTED KEY; WITH HOLDING BRAKE; ACC. TOLERANCE N VIBRATION SEVERITY GRADE A, DEGREE OF PROTECTION IP 64 | 6440 | TEM | 1 | MC | 30.703 | 1
1FT71025AF701BB1 | SIMOTICS S SYNCHRON. MOTOR 1FT7, M0=30NM (100K) NN=3000RPM, PN=6,28KW NATURAL AIR COOLING; FRAME SIZE IMB 5 (IM V1, IM V3) FLANGE 0 POWER CONNECTOR ROTATABLE ABSOLUTE VALUE ENCODER SINGLETURN 24 BIT WITH DRIVE-CLIQ INTERFACE (ENCODER AS24DQI) SHAFT WITH FITTED KEY; WITH HOLDING BRAKE; ACC. TOLERANCE N VIBRATION SEVERITY GRADE A, DEGREE OF PROTECTION IP 65 | 6536 | TEM | 1 | MC | 30.703 | 1
1FT71025AF701BB3 | SIMOTICS S SYNCHRON. MOTOR 1FT7, M0=30NM (100K) NN=3000RPM, PN=6,28KW NATURAL AIR COOLING; FRAME SIZE IMB 5 (IM V1, IM V3) FLANGE 0 POWER CONNECTOR ROTATABLE ABSOLUTE VALUE ENCODER SINGLETURN 24 BIT WITH DRIVE-CLIQ INTERFACE (ENCODER AS24DQI) SHAFT WITH FITTED KEY; WITH HOLDING BRAKE; ACC. TOLERANCE N VIBRATION SEVERITY GRADE A+R, DEGREE OF PROTECTION IP 64 | 6594 | TEM | 1 | MC | 30.703 | 1
1FT71025AF701BB4 | SIMOTICS S SYNCHRON. MOTOR 1FT7, M0=30NM (100K) NN=3000RPM, PN=6,28KW NATURAL AIR COOLING; FRAME SIZE IMB 5 (IM V1, IM V3) FLANGE 0 POWER CONNECTOR ROTATABLE ABSOLUTE VALUE ENCODER SINGLETURN 24 BIT WITH DRIVE-CLIQ INTERFACE (ENCODER AS24DQI) SHAFT WITH FITTED KEY; WITH HOLDING BRAKE; ACC. TOLERANCE N VIBRATION SEVERITY GRADE A+R, DEGREE OF PROTECTION IP 65 | 6692 | TEM | 1 | MC | 30.703 | 1
1FT71025AF701BB5 | SIMOTICS S SYNCHRON. MOTOR 1FT7, M0=30NM (100K) NN=3000RPM, PN=6,28KW NATURAL AIR COOLING; FRAME SIZE IMB 5 (IM V1, IM V3) FLANGE 0 POWER CONNECTOR ROTATABLE ABSOLUTE VALUE ENCODER SINGLETURN 24 BIT WITH DRIVE-CLIQ INTERFACE (ENCODER AS24DQI) SHAFT WITH FITTED KEY; WITH HOLDING BRAKE; ACC. TOLERANCE N VIBRATION SEVERITY GRADE A+R, DEGREE OF PROTECTION IP 67 | 6771 | TEM | 1 | MC | 30.703 | 1
1FT71025AF701BG1 | SIMOTICS S SYNCHRON. MOTOR 1FT7, M0=30NM (100K) NN=3000RPM, PN=6,28KW NATURAL AIR COOLING; FRAME SIZE IMB 5 (IM V1, IM V3) FLANGE 0 POWER CONNECTOR ROTATABLE ABSOLUTE VALUE ENCODER SINGLETURN 24 BIT WITH DRIVE-CLIQ INTERFACE (ENCODER AS24DQI) PLAIN SHAFT, W/O HOLDING BRAKE; ACC. TOLERANCE N VIBRATION SEVERITY GRADE A, DEGREE OF PROTECTION IP 65 | 5523 | TEM | 1 | MC | 26.204 | 1
1FT71025AF701BG3 | SIMOTICS S SYNCHRON. MOTOR 1FT7, M0=30NM (100K) NN=3000RPM, PN=6,28KW NATURAL AIR COOLING; FRAME SIZE IMB 5 (IM V1, IM V3) FLANGE 0 POWER CONNECTOR ROTATABLE ABSOLUTE VALUE ENCODER SINGLETURN 24 BIT WITH DRIVE-CLIQ INTERFACE (ENCODER AS24DQI) PLAIN SHAFT, W/O HOLDING BRAKE; ACC. TOLERANCE N VIBRATION SEVERITY GRADE A+R, DEGREE OF PROTECTION IP 64 | 5582 | TEM | 1 | MC | 26.204 | 1
1FT71025AF701BH0 | SIMOTICS S SYNCHRON. MOTOR 1FT7, M0=30NM (100K) NN=3000RPM, PN=6,28KW NATURAL AIR COOLING; FRAME SIZE IMB 5 (IM V1, IM V3) FLANGE 0 POWER CONNECTOR ROTATABLE ABSOLUTE VALUE ENCODER SINGLETURN 24 BIT WITH DRIVE-CLIQ INTERFACE (ENCODER AS24DQI) PLAIN SHAFT, WITH HOLDING BRAKE; ACCURACY TOLERANCE N VIBRATION SEVERITY GRADE A, DEGREE OF PROTECTION IP 64 | 6440 | TEM | 1 | MC | 30.703 | 1
1FT71025AF701BH3 | SIMOTICS S SYNCHRON. MOTOR 1FT7, M0=30NM (100K) NN=3000RPM, PN=6,28KW NATURAL AIR COOLING; FRAME SIZE IMB 5 (IM V1, IM V3) FLANGE 0 POWER CONNECTOR ROTATABLE ABSOLUTE VALUE ENCODER SINGLETURN 24 BIT WITH DRIVE-CLIQ INTERFACE (ENCODER AS24DQI) PLAIN SHAFT, WITH HOLDING BRAKE; ACCURACY TOLERANCE N VIBRATION SEVERITY GRADE A+R, DEGREE OF PROTECTION IP 64 | 6594 | TEM | 1 | MC | 30.703 | 1
1FT71025AF701CA0 | SIMOTICS S SYNCHRON. MOTOR 1FT7, M0=30NM (100K) NN=3000RPM, PN=6,28KW NATURAL AIR COOLING; FRAME SIZE IMB 5 (IM V1, IM V3) FLANGE 0 POWER CONNECTOR ROTATABLE ABSOLUTE ENCODER 24 BITS + 12 BIT MULTITURN WITH DRIVE-CLIQ INTERFACE (ENCODER AM24DQI) SHAFT WITH FITTED KEY; W/O HOLDING BRAKE; ACC. TOLERANCE N VIBRATION SEVERITY GRADE A, DEGREE OF PROTECTION IP 64 | 6192 | TEM | 1 | MC | 26.204 | 1
1FT71025AF701CA1 | SIMOTICS S SYNCHRON. MOTOR 1FT7, M0=30NM (100K) NN=3000RPM, PN=6,28KW NATURAL AIR COOLING; FRAME SIZE IMB 5 (IM V1, IM V3) FLANGE 0 POWER CONNECTOR ROTATABLE ABSOLUTE ENCODER 24 BITS + 12 BIT MULTITURN WITH DRIVE-CLIQ INTERFACE (ENCODER AM24DQI) SHAFT WITH FITTED KEY; W/O HOLDING BRAKE; ACC. TOLERANCE N VIBRATION SEVERITY GRADE A, DEGREE OF PROTECTION IP 65 | 6288 | TEM | 1 | MC | 26.204 | 1
1FT71025AF701CA5 | SIMOTICS S SYNCHRON. MOTOR 1FT7, M0=30NM (100K) NN=3000RPM, PN=6,28KW NATURAL AIR COOLING; FRAME SIZE IMB 5 (IM V1, IM V3) FLANGE 0 POWER CONNECTOR ROTATABLE ABSOLUTE ENCODER 24 BITS + 12 BIT MULTITURN WITH DRIVE-CLIQ INTERFACE (ENCODER AM24DQI) SHAFT WITH FITTED KEY; W/O HOLDING BRAKE; ACC. TOLERANCE N VIBRATION SEVERITY GRADE A+R, DEGREE OF PROTECTION IP 67 | 6524 | TEM | 1 | MC | 26.204 | 1
1FT71025AF701CB0 | SIMOTICS S SYNCHRON. MOTOR 1FT7, M0=30NM (100K) NN=3000RPM, PN=6,28KW NATURAL AIR COOLING; FRAME SIZE IMB 5 (IM V1, IM V3) FLANGE 0 POWER CONNECTOR ROTATABLE ABSOLUTE ENCODER 24 BITS + 12 BIT MULTITURN WITH DRIVE-CLIQ INTERFACE (ENCODER AM24DQI) SHAFT WITH FITTED KEY; WITH HOLDING BRAKE; ACC. TOLERANCE N VIBRATION SEVERITY GRADE A, DEGREE OF PROTECTION IP 64 | 7205 | TEM | 1 | MC | 30.703 | 1
1FT71025AF701CB3 | SIMOTICS S SYNCHRON. MOTOR 1FT7, M0=30NM (100K) NN=3000RPM, PN=6,28KW NATURAL AIR COOLING; FRAME SIZE IMB 5 (IM V1, IM V3) FLANGE 0 POWER CONNECTOR ROTATABLE ABSOLUTE ENCODER 24 BITS + 12 BIT MULTITURN WITH DRIVE-CLIQ INTERFACE (ENCODER AM24DQI) SHAFT WITH FITTED KEY; WITH HOLDING BRAKE; ACC. TOLERANCE N VIBRATION SEVERITY GRADE A+R, DEGREE OF PROTECTION IP 64 | 7360 | TEM | 1 | MC | 30.703 | 1
1FT71025AF701CG0 | SIMOTICS S SYNCHRON. MOTOR 1FT7, M0=30NM (100K) NN=3000RPM, PN=6,28KW NATURAL AIR COOLING; FRAME SIZE IMB 5 (IM V1, IM V3) FLANGE 0 POWER CONNECTOR ROTATABLE ABSOLUTE ENCODER 24 BITS + 12 BIT MULTITURN WITH DRIVE-CLIQ INTERFACE (ENCODER AM24DQI) PLAIN SHAFT, W/O HOLDING BRAKE; ACC. TOLERANCE N VIBRATION SEVERITY GRADE A, DEGREE OF PROTECTION IP 64 | 6192 | TEM | 1 | MC | 26.204 | 1
1FT71025AF701CG1 | SIMOTICS S SYNCHRON. MOTOR 1FT7, M0=30NM (100K) NN=3000RPM, PN=6,28KW NATURAL AIR COOLING; FRAME SIZE IMB 5 (IM V1, IM V3) FLANGE 0 POWER CONNECTOR ROTATABLE ABSOLUTE ENCODER 24 BITS + 12 BIT MULTITURN WITH DRIVE-CLIQ INTERFACE (ENCODER AM24DQI) PLAIN SHAFT, W/O HOLDING BRAKE; ACC. TOLERANCE N VIBRATION SEVERITY GRADE A, DEGREE OF PROTECTION IP 65 | 6288 | TEM | 1 | MC | 26.204 | 1
1FT71025AF701CG2 | SIMOTICS S SYNCHRON. MOTOR 1FT7, M0=30NM (100K) NN=3000RPM, PN=6,28KW NATURAL AIR COOLING; FRAME SIZE IMB 5 (IM V1, IM V3) FLANGE 0 POWER CONNECTOR ROTATABLE ABSOLUTE ENCODER 24 BITS + 12 BIT MULTITURN WITH DRIVE-CLIQ INTERFACE (ENCODER AM24DQI) PLAIN SHAFT, W/O HOLDING BRAKE; ACC. TOLERANCE N VIBRATION SEVERITY GRADE A, DEGREE OF PROTECTION IP 67 | 6368 | TEM | 1 | MC | 26.204 | 1
1FT71025AF701CG3 | SIMOTICS S SYNCHRON. MOTOR 1FT7, M0=30NM (100K) NN=3000RPM, PN=6,28KW NATURAL AIR COOLING; FRAME SIZE IMB 5 (IM V1, IM V3) FLANGE 0 POWER CONNECTOR ROTATABLE ABSOLUTE ENCODER 24 BITS + 12 BIT MULTITURN WITH DRIVE-CLIQ INTERFACE (ENCODER AM24DQI) PLAIN SHAFT, W/O HOLDING BRAKE; ACC. TOLERANCE N VIBRATION SEVERITY GRADE A+R, DEGREE OF PROTECTION IP 64 | 6347 | TEM | 1 | MC | 26.204 | 1
1FT71025AF701CH0 | SIMOTICS S SYNCHRON. MOTOR 1FT7, M0=30NM (100K) NN=3000RPM, PN=6,28KW NATURAL AIR COOLING; FRAME SIZE IMB 5 (IM V1, IM V3) FLANGE 0 POWER CONNECTOR ROTATABLE ABSOLUTE ENCODER 24 BITS + 12 BIT MULTITURN WITH DRIVE-CLIQ INTERFACE (ENCODER AM24DQI) PLAIN SHAFT, WITH HOLDING BRAKE; ACCURACY TOLERANCE N VIBRATION SEVERITY GRADE A, DEGREE OF PROTECTION IP 64 | 7205 | TEM | 1 | MC | 30.703 | 1
1FT71025AF701CH1 | SIMOTICS S SYNCHRON. MOTOR 1FT7, M0=30NM (100K) NN=3000RPM, PN=6,28KW NATURAL AIR COOLING; FRAME SIZE IMB 5 (IM V1, IM V3) FLANGE 0 POWER CONNECTOR ROTATABLE ABSOLUTE ENCODER 24 BITS + 12 BIT MULTITURN WITH DRIVE-CLIQ INTERFACE (ENCODER AM24DQI) PLAIN SHAFT, WITH HOLDING BRAKE; ACCURACY TOLERANCE N VIBRATION SEVERITY GRADE A, DEGREE OF PROTECTION IP 65 | 7301 | TEM | 1 | MC | 30.703 | 1
1FT71025AF701CH2 | SIMOTICS S SYNCHRON. MOTOR 1FT7, M0=30NM (100K) NN=3000RPM, PN=6,28KW NATURAL AIR COOLING; FRAME SIZE IMB 5 (IM V1, IM V3) FLANGE 0 POWER CONNECTOR ROTATABLE ABSOLUTE ENCODER 24 BITS + 12 BIT MULTITURN WITH DRIVE-CLIQ INTERFACE (ENCODER AM24DQI) PLAIN SHAFT, WITH HOLDING BRAKE; ACCURACY TOLERANCE N VIBRATION SEVERITY GRADE A, DEGREE OF PROTECTION IP 67 | 7380 | TEM | 1 | MC | 30.703 | 1
1FT71025AF701CH3 | SIMOTICS S SYNCHRON. MOTOR 1FT7, M0=30NM (100K) NN=3000RPM, PN=6,28KW NATURAL AIR COOLING; FRAME SIZE IMB 5 (IM V1, IM V3) FLANGE 0 POWER CONNECTOR ROTATABLE ABSOLUTE ENCODER 24 BITS + 12 BIT MULTITURN WITH DRIVE-CLIQ INTERFACE (ENCODER AM24DQI) PLAIN SHAFT, WITH HOLDING BRAKE; ACCURACY TOLERANCE N VIBRATION SEVERITY GRADE A+R, DEGREE OF PROTECTION IP 64 | 7360 | TEM | 1 | MC | 30.703 | 1
1FT71025AF701DA0 | SIMOTICS S SYNCHRON. MOTOR 1FT7, M0=30NM (100K) NN=3000RPM, PN=6,28KW NATURAL AIR COOLING; FRAME SIZE IMB 5 (IM V1, IM V3) FLANGE 0 POWER CONNECTOR ROTATABLE INCREMENTAL ENCODER 2048 S/R WITH DRIVE-CLIQ INTERFACE (ENCODER I-2048) CONNECTOR ROTATABLE SHAFT WITH FITTED KEY; W/O HOLDING BRAKE; ACC. TOLERANCE N VIBRATION SEVERITY GRADE A, DEGREE OF PROTECTION IP 64 | 5507 | TEM | 1 | MC | 26.204 | 1
1FT71025AF701DA1 | SIMOTICS S SYNCHRON. MOTOR 1FT7, M0=30NM (100K) NN=3000RPM, PN=6,28KW NATURAL AIR COOLING; FRAME SIZE IMB 5 (IM V1, IM V3) FLANGE 0 POWER CONNECTOR ROTATABLE INCREMENTAL ENCODER 2048 S/R WITH DRIVE-CLIQ INTERFACE (ENCODER I-2048) CONNECTOR ROTATABLE SHAFT WITH FITTED KEY; W/O HOLDING BRAKE; ACC. TOLERANCE N VIBRATION SEVERITY GRADE A, DEGREE OF PROTECTION IP 65 | 5603 | TEM | 1 | MC | 26.204 | 1
1FT71025AF701DA2 | SIMOTICS S SYNCHRON. MOTOR 1FT7, M0=30NM (100K) NN=3000RPM, PN=6,28KW NATURAL AIR COOLING; FRAME SIZE IMB 5 (IM V1, IM V3) FLANGE 0 POWER CONNECTOR ROTATABLE INCREMENTAL ENCODER 2048 S/R WITH DRIVE-CLIQ INTERFACE (ENCODER I-2048) CONNECTOR ROTATABLE SHAFT WITH FITTED KEY; W/O HOLDING BRAKE; ACC. TOLERANCE N VIBRATION SEVERITY GRADE A, DEGREE OF PROTECTION IP 67 | 5683 | TEM | 1 | MC | 26.204 | 1
1FT71025AF701DA3 | SIMOTICS S SYNCHRON. MOTOR 1FT7, M0=30NM (100K) NN=3000RPM, PN=6,28KW NATURAL AIR COOLING; FRAME SIZE IMB 5 (IM V1, IM V3) FLANGE 0 POWER CONNECTOR ROTATABLE INCREMENTAL ENCODER 2048 S/R WITH DRIVE-CLIQ INTERFACE (ENCODER I-2048) CONNECTOR ROTATABLE SHAFT WITH FITTED KEY; W/O HOLDING BRAKE; ACC. TOLERANCE N VIBRATION SEVERITY GRADE A+R, DEGREE OF PROTECTION IP 64 | 5662 | TEM | 1 | MC | 26.204 | 1
1FT71025AF701DB0 | SIMOTICS S SYNCHRON. MOTOR 1FT7, M0=30NM (100K) NN=3000RPM, PN=6,28KW NATURAL AIR COOLING; FRAME SIZE IMB 5 (IM V1, IM V3) FLANGE 0 POWER CONNECTOR ROTATABLE INCREMENTAL ENCODER 2048 S/R WITH DRIVE-CLIQ INTERFACE (ENCODER I-2048) CONNECTOR ROTATABLE SHAFT WITH FITTED KEY; WITH HOLDING BRAKE; ACC. TOLERANCE N VIBRATION SEVERITY GRADE A, DEGREE OF PROTECTION IP 64 | 6520 | TEM | 1 | MC | 30.703 | 1
1FT71025AF701DB1 | SIMOTICS S SYNCHRON. MOTOR 1FT7, M0=30NM (100K) NN=3000RPM, PN=6,28KW NATURAL AIR COOLING; FRAME SIZE IMB 5 (IM V1, IM V3) FLANGE 0 POWER CONNECTOR ROTATABLE INCREMENTAL ENCODER 2048 S/R WITH DRIVE-CLIQ INTERFACE (ENCODER I-2048) CONNECTOR ROTATABLE SHAFT WITH FITTED KEY; WITH HOLDING BRAKE; ACC. TOLERANCE N VIBRATION SEVERITY GRADE A, DEGREE OF PROTECTION IP 65 | 6616 | TEM | 1 | MC | 30.703 | 1
1FT71025AF701DB3 | SIMOTICS S SYNCHRON. MOTOR 1FT7, M0=30NM (100K) NN=3000RPM, PN=6,28KW NATURAL AIR COOLING; FRAME SIZE IMB 5 (IM V1, IM V3) FLANGE 0 POWER CONNECTOR ROTATABLE INCREMENTAL ENCODER 2048 S/R WITH DRIVE-CLIQ INTERFACE (ENCODER I-2048) CONNECTOR ROTATABLE SHAFT WITH FITTED KEY; WITH HOLDING BRAKE; ACC. TOLERANCE N VIBRATION SEVERITY GRADE A+R, DEGREE OF PROTECTION IP 64 | 6675 | TEM | 1 | MC | 30.703 | 1
1FT71025AF701DG0 | SIMOTICS S SYNCHRON. MOTOR 1FT7, M0=30NM (100K) NN=3000RPM, PN=6,28KW NATURAL AIR COOLING; FRAME SIZE IMB 5 (IM V1, IM V3) FLANGE 0 POWER CONNECTOR ROTATABLE INCREMENTAL ENCODER 2048 S/R WITH DRIVE-CLIQ INTERFACE (ENCODER I-2048) CONNECTOR ROTATABLE PLAIN SHAFT, W/O HOLDING BRAKE; ACC. TOLERANCE N VIBRATION SEVERITY GRADE A, DEGREE OF PROTECTION IP 64 | 5507 | TEM | 1 | MC | 26.204 | 1
1FT71025AF701DG1 | SIMOTICS S SYNCHRON. MOTOR 1FT7, M0=30NM (100K) NN=3000RPM, PN=6,28KW NATURAL AIR COOLING; FRAME SIZE IMB 5 (IM V1, IM V3) FLANGE 0 POWER CONNECTOR ROTATABLE INCREMENTAL ENCODER 2048 S/R WITH DRIVE-CLIQ INTERFACE (ENCODER I-2048) CONNECTOR ROTATABLE PLAIN SHAFT, W/O HOLDING BRAKE; ACC. TOLERANCE N VIBRATION SEVERITY GRADE A, DEGREE OF PROTECTION IP 65 | 5603 | TEM | 1 | MC | 26.204 | 1
1FT71025AF701DG2 | SIMOTICS S SYNCHRON. MOTOR 1FT7, M0=30NM (100K) NN=3000RPM, PN=6,28KW NATURAL AIR COOLING; FRAME SIZE IMB 5 (IM V1, IM V3) FLANGE 0 POWER CONNECTOR ROTATABLE INCREMENTAL ENCODER 2048 S/R WITH DRIVE-CLIQ INTERFACE (ENCODER I-2048) CONNECTOR ROTATABLE PLAIN SHAFT, W/O HOLDING BRAKE; ACC. TOLERANCE N VIBRATION SEVERITY GRADE A, DEGREE OF PROTECTION IP 67 | 5683 | TEM | 1 | MC | 26.204 | 1
1FT71025AF701DH0 | SIMOTICS S SYNCHRON. MOTOR 1FT7, M0=30NM (100K) NN=3000RPM, PN=6,28KW NATURAL AIR COOLING; FRAME SIZE IMB 5 (IM V1, IM V3) FLANGE 0 POWER CONNECTOR ROTATABLE INCREMENTAL ENCODER 2048 S/R WITH DRIVE-CLIQ INTERFACE (ENCODER I-2048) CONNECTOR ROTATABLE PLAIN SHAFT, WITH HOLDING BRAKE; ACCURACY TOLERANCE N VIBRATION SEVERITY GRADE A, DEGREE OF PROTECTION IP 64 | 6520 | TEM | 1 | MC | 30.703 | 1
1FT71025AF701FA0 | SIMOTICS S SYNCHRON. MOTOR 1FT7, M0=30NM (100K) NN=3000RPM, PN=6,28KW NATURAL AIR COOLING; FRAME SIZE IMB 5 (IM V1, IM V3) FLANGE 0 POWER CONNECTOR ROTATABLE ABSOLUTE ENCODER 22 BITS MULTI TURN WITH DRIVE-CLIQ INTERFACE (ENCODER AM-22-DQ) CONNECTOR ROTATABLE SHAFT WITH FITTED KEY; W/O HOLDING BRAKE; ACC. TOLERANCE N VIBRATION SEVERITY GRADE A, DEGREE OF PROTECTION IP 64 | 6272 | TEM | 1 | MC | 26.204 | 1
1FT71025AF701FA1 | SIMOTICS S SYNCHRON. MOTOR 1FT7, M0=30NM (100K) NN=3000RPM, PN=6,28KW NATURAL AIR COOLING; FRAME SIZE IMB 5 (IM V1, IM V3) FLANGE 0 POWER CONNECTOR ROTATABLE ABSOLUTE ENCODER 22 BITS MULTI TURN WITH DRIVE-CLIQ INTERFACE (ENCODER AM-22-DQ) CONNECTOR ROTATABLE SHAFT WITH FITTED KEY; W/O HOLDING BRAKE; ACC. TOLERANCE N VIBRATION SEVERITY GRADE A, DEGREE OF PROTECTION IP 65 | 6368 | TEM | 1 | MC | 26.204 | 1
1FT71025AF701FA3 | SIMOTICS S SYNCHRON. MOTOR 1FT7, M0=30NM (100K) NN=3000RPM, PN=6,28KW NATURAL AIR COOLING; FRAME SIZE IMB 5 (IM V1, IM V3) FLANGE 0 POWER CONNECTOR ROTATABLE ABSOLUTE ENCODER 22 BITS MULTI TURN WITH DRIVE-CLIQ INTERFACE (ENCODER AM-22-DQ) CONNECTOR ROTATABLE SHAFT WITH FITTED KEY; W/O HOLDING BRAKE; ACC. TOLERANCE N VIBRATION SEVERITY GRADE A+R, DEGREE OF PROTECTION IP 64 | 6427 | TEM | 1 | MC | 26.204 | 1
1FT71025AF701FA5 | SIMOTICS S SYNCHRON. MOTOR 1FT7, M0=30NM (100K) NN=3000RPM, PN=6,28KW NATURAL AIR COOLING; FRAME SIZE IMB 5 (IM V1, IM V3) FLANGE 0 POWER CONNECTOR ROTATABLE ABSOLUTE ENCODER 22 BITS MULTI TURN WITH DRIVE-CLIQ INTERFACE (ENCODER AM-22-DQ) CONNECTOR ROTATABLE SHAFT WITH FITTED KEY; W/O HOLDING BRAKE; ACC. TOLERANCE N VIBRATION SEVERITY GRADE A+R, DEGREE OF PROTECTION IP 67 | 6604 | TEM | 1 | MC | 26.204 | 1
1FT71025AF701FB0 | SIMOTICS S SYNCHRON. MOTOR 1FT7, M0=30NM (100K) NN=3000RPM, PN=6,28KW NATURAL AIR COOLING; FRAME SIZE IMB 5 (IM V1, IM V3) FLANGE 0 POWER CONNECTOR ROTATABLE ABSOLUTE ENCODER 22 BITS MULTI TURN WITH DRIVE-CLIQ INTERFACE (ENCODER AM-22-DQ) CONNECTOR ROTATABLE SHAFT WITH FITTED KEY; WITH HOLDING BRAKE; ACC. TOLERANCE N VIBRATION SEVERITY GRADE A, DEGREE OF PROTECTION IP 64 | 7285 | TEM | 1 | MC | 30.703 | 1
1FT71025AF701FB1 | SIMOTICS S SYNCHRON. MOTOR 1FT7, M0=30NM (100K) NN=3000RPM, PN=6,28KW NATURAL AIR COOLING; FRAME SIZE IMB 5 (IM V1, IM V3) FLANGE 0 POWER CONNECTOR ROTATABLE ABSOLUTE ENCODER 22 BITS MULTI TURN WITH DRIVE-CLIQ INTERFACE (ENCODER AM-22-DQ) CONNECTOR ROTATABLE SHAFT WITH FITTED KEY; WITH HOLDING BRAKE; ACC. TOLERANCE N VIBRATION SEVERITY GRADE A, DEGREE OF PROTECTION IP 65 | 7381 | TEM | 1 | MC | 30.703 | 1
1FT71025AF701FB2 | SIMOTICS S SYNCHRON. MOTOR 1FT7, M0=30NM (100K) NN=3000RPM, PN=6,28KW NATURAL AIR COOLING; FRAME SIZE IMB 5 (IM V1, IM V3) FLANGE 0 POWER CONNECTOR ROTATABLE ABSOLUTE ENCODER 22 BITS MULTI TURN WITH DRIVE-CLIQ INTERFACE (ENCODER AM-22-DQ) CONNECTOR ROTATABLE SHAFT WITH FITTED KEY; WITH HOLDING BRAKE; ACC. TOLERANCE N VIBRATION SEVERITY GRADE A, DEGREE OF PROTECTION IP 67 | 7461 | TEM | 1 | MC | 30.703 | 1
1FT71025AF701FB3 | SIMOTICS S SYNCHRON. MOTOR 1FT7, M0=30NM (100K) NN=3000RPM, PN=6,28KW NATURAL AIR COOLING; FRAME SIZE IMB 5 (IM V1, IM V3) FLANGE 0 POWER CONNECTOR ROTATABLE ABSOLUTE ENCODER 22 BITS MULTI TURN WITH DRIVE-CLIQ INTERFACE (ENCODER AM-22-DQ) CONNECTOR ROTATABLE SHAFT WITH FITTED KEY; WITH HOLDING BRAKE; ACC. TOLERANCE N VIBRATION SEVERITY GRADE A+R, DEGREE OF PROTECTION IP 64 | 7440 | TEM | 1 | MC | 30.703 | 1
1FT71025AF701FG0 | SIMOTICS S SYNCHRON. MOTOR 1FT7, M0=30NM (100K) NN=3000RPM, PN=6,28KW NATURAL AIR COOLING; FRAME SIZE IMB 5 (IM V1, IM V3) FLANGE 0 POWER CONNECTOR ROTATABLE ABSOLUTE ENCODER 22 BITS MULTI TURN WITH DRIVE-CLIQ INTERFACE (ENCODER AM-22-DQ) CONNECTOR ROTATABLE PLAIN SHAFT, W/O HOLDING BRAKE; ACC. TOLERANCE N VIBRATION SEVERITY GRADE A, DEGREE OF PROTECTION IP 64 | 6272 | TEM | 1 | MC | 26.204 | 1
1FT71025AF701FG2 | SIMOTICS S SYNCHRON. MOTOR 1FT7, M0=30NM (100K) NN=3000RPM, PN=6,28KW NATURAL AIR COOLING; FRAME SIZE IMB 5 (IM V1, IM V3) FLANGE 0 POWER CONNECTOR ROTATABLE ABSOLUTE ENCODER 22 BITS MULTI TURN WITH DRIVE-CLIQ INTERFACE (ENCODER AM-22-DQ) CONNECTOR ROTATABLE PLAIN SHAFT, W/O HOLDING BRAKE; ACC. TOLERANCE N VIBRATION SEVERITY GRADE A, DEGREE OF PROTECTION IP 67 | 6448 | TEM | 1 | MC | 26.204 | 1
1FT71025AF701FG3 | SIMOTICS S SYNCHRON. MOTOR 1FT7, M0=30NM (100K) NN=3000RPM, PN=6,28KW NATURAL AIR COOLING; FRAME SIZE IMB 5 (IM V1, IM V3) FLANGE 0 POWER CONNECTOR ROTATABLE ABSOLUTE ENCODER 22 BITS MULTI TURN WITH DRIVE-CLIQ INTERFACE (ENCODER AM-22-DQ) CONNECTOR ROTATABLE PLAIN SHAFT, W/O HOLDING BRAKE; ACC. TOLERANCE N VIBRATION SEVERITY GRADE A+R, DEGREE OF PROTECTION IP 64 | 6427 | TEM | 1 | MC | 26.204 | 1
1FT71025AF701FH0 | SIMOTICS S SYNCHRON. MOTOR 1FT7, M0=30NM (100K) NN=3000RPM, PN=6,28KW NATURAL AIR COOLING; FRAME SIZE IMB 5 (IM V1, IM V3) FLANGE 0 POWER CONNECTOR ROTATABLE ABSOLUTE ENCODER 22 BITS MULTI TURN WITH DRIVE-CLIQ INTERFACE (ENCODER AM-22-DQ) CONNECTOR ROTATABLE PLAIN SHAFT, WITH HOLDING BRAKE; ACCURACY TOLERANCE N VIBRATION SEVERITY GRADE A, DEGREE OF PROTECTION IP 64 | 7285 | TEM | 1 | MC | 30.703 | 1
1FT71025AF701FH1 | SIMOTICS S SYNCHRON. MOTOR 1FT7, M0=30NM (100K) NN=3000RPM, PN=6,28KW NATURAL AIR COOLING; FRAME SIZE IMB 5 (IM V1, IM V3) FLANGE 0 POWER CONNECTOR ROTATABLE ABSOLUTE ENCODER 22 BITS MULTI TURN WITH DRIVE-CLIQ INTERFACE (ENCODER AM-22-DQ) CONNECTOR ROTATABLE PLAIN SHAFT, WITH HOLDING BRAKE; ACCURACY TOLERANCE N VIBRATION SEVERITY GRADE A, DEGREE OF PROTECTION IP 65 | 7381 | TEM | 1 | MC | 30.703 | 1
1FT71025AF701MA2 | SIMOTICS S SYNCHRON. MOTOR 1FT7, M0=30NM (100K) NN=3000RPM, PN=6,28KW NATURAL AIR COOLING; FRAME SIZE IMB 5 (IM V1, IM V3) FLANGE (COMPACT) WITH KTY TEMPERATURE SENSOR POWER CONNECTOR ROTATABLE ABSOLUTE ENCODER ENDAT 2048 S/R (ENCODER A-2048) CONNECTOR ROTATABLE SHAFT WITH FITTED KEY; W/O HOLDING BRAKE; ACC. TOLERANCE N VIBRATION SEVERITY GRADE A, DEGREE OF PROTECTION IP 67 | 6016 | TEM | 1 | MC | 26.204 | 1
1FT71025AF701MG0 | SIMOTICS S SYNCHRON. MOTOR 1FT7, M0=30NM (100K) NN=3000RPM, PN=6,28KW NATURAL AIR COOLING; FRAME SIZE IMB 5 (IM V1, IM V3) FLANGE (COMPACT) WITH KTY TEMPERATURE SENSOR POWER CONNECTOR ROTATABLE ABSOLUTE ENCODER ENDAT 2048 S/R (ENCODER A-2048) CONNECTOR ROTATABLE PLAIN SHAFT, W/O HOLDING BRAKE; ACC. TOLERANCE N VIBRATION SEVERITY GRADE A, DEGREE OF PROTECTION IP 64 | 5840 | TEM | 1 | MC | 26.204 | 1
1FT71025AF701MH1 | SIMOTICS S SYNCHRON. MOTOR 1FT7, M0=30NM (100K) NN=3000RPM, PN=6,28KW NATURAL AIR COOLING; FRAME SIZE IMB 5 (IM V1, IM V3) FLANGE (COMPACT) WITH KTY TEMPERATURE SENSOR POWER CONNECTOR ROTATABLE ABSOLUTE ENCODER ENDAT 2048 S/R (ENCODER A-2048) CONNECTOR ROTATABLE PLAIN SHAFT, WITH HOLDING BRAKE; ACCURACY TOLERANCE N VIBRATION SEVERITY GRADE A, DEGREE OF PROTECTION IP 65 | 6949 | TEM | 1 | MC | 30.703 | 1
1FT71025AF701NG0 | SIMOTICS S SYNCHRON. MOTOR 1FT7, M0=30NM (100K) NN=3000RPM, PN=6,28KW NATURAL AIR COOLING; FRAME SIZE IMB 5 (IM V1, IM V3) FLANGE (COMPACT) WITH KTY TEMPERATURE SENSOR POWER CONNECTOR ROTATABLE INCREM. ENCODER SIN/COS 1VSS 2048 S/R (ENCODER I-2048) CONNECTOR ROTATABLE PLAIN SHAFT, W/O HOLDING BRAKE; ACC. TOLERANCE N VIBRATION SEVERITY GRADE A, DEGREE OF PROTECTION IP 64 | 5086 | TEM | 1 | MC | 26.204 | 1
1FT71025AF701NG1 | SIMOTICS S SYNCHRON. MOTOR 1FT7, M0=30NM (100K) NN=3000RPM, PN=6,28KW NATURAL AIR COOLING; FRAME SIZE IMB 5 (IM V1, IM V3) FLANGE (COMPACT) WITH KTY TEMPERATURE SENSOR POWER CONNECTOR ROTATABLE INCREM. ENCODER SIN/COS 1VSS 2048 S/R (ENCODER I-2048) CONNECTOR ROTATABLE PLAIN SHAFT, W/O HOLDING BRAKE; ACC. TOLERANCE N VIBRATION SEVERITY GRADE A, DEGREE OF PROTECTION IP 65 | 5183 | TEM | 1 | MC | 26.204 | 1
1FT71025AF701NH0 | SIMOTICS S SYNCHRON. MOTOR 1FT7, M0=30NM (100K) NN=3000RPM, PN=6,28KW NATURAL AIR COOLING; FRAME SIZE IMB 5 (IM V1, IM V3) FLANGE (COMPACT) WITH KTY TEMPERATURE SENSOR POWER CONNECTOR ROTATABLE INCREM. ENCODER SIN/COS 1VSS 2048 S/R (ENCODER I-2048) CONNECTOR ROTATABLE PLAIN SHAFT, WITH HOLDING BRAKE; ACCURACY TOLERANCE N VIBRATION SEVERITY GRADE A, DEGREE OF PROTECTION IP 64 | 6099 | TEM | 1 | MC | 30.703 | 1
1FT71025AF711BA0 | SIMOTICS S SYNCHRON. MOTOR 1FT7, M0=30NM (100K) NN=3000RPM, PN=6,28KW NATURAL AIR COOLING; FRAME SIZE IMB 5 (IM V1, IM V3) FLANGE 1 (1FT6 COMPATIBLE) POWER CONNECTOR ROTATABLE ABSOLUTE VALUE ENCODER SINGLETURN 24 BIT WITH DRIVE-CLIQ INTERFACE (ENCODER AS24DQI) SHAFT WITH FITTED KEY; W/O HOLDING BRAKE; ACC. TOLERANCE N VIBRATION SEVERITY GRADE A, DEGREE OF PROTECTION IP 64 | 5427 | TEM | 1 | MC | 26.204 | 1
1FT71025AF711BA4 | SIMOTICS S SYNCHRON. MOTOR 1FT7, M0=30NM (100K) NN=3000RPM, PN=6,28KW NATURAL AIR COOLING; FRAME SIZE IMB 5 (IM V1, IM V3) FLANGE 1 (1FT6 COMPATIBLE) POWER CONNECTOR ROTATABLE ABSOLUTE VALUE ENCODER SINGLETURN 24 BIT WITH DRIVE-CLIQ INTERFACE (ENCODER AS24DQI) SHAFT WITH FITTED KEY; W/O HOLDING BRAKE; ACC. TOLERANCE N VIBRATION SEVERITY GRADE A+R, DEGREE OF PROTECTION IP 65 | 5679 | TEM | 1 | MC | 26.204 | 1
1FT71025AF711BB0 | SIMOTICS S SYNCHRON. MOTOR 1FT7, M0=30NM (100K) NN=3000RPM, PN=6,28KW NATURAL AIR COOLING; FRAME SIZE IMB 5 (IM V1, IM V3) FLANGE 1 (1FT6 COMPATIBLE) POWER CONNECTOR ROTATABLE ABSOLUTE VALUE ENCODER SINGLETURN 24 BIT WITH DRIVE-CLIQ INTERFACE (ENCODER AS24DQI) SHAFT WITH FITTED KEY; WITH HOLDING BRAKE; ACC. TOLERANCE N VIBRATION SEVERITY GRADE A, DEGREE OF PROTECTION IP 64 | 6440 | TEM | 1 | MC | 30.703 | 1
1FT71025AF711BD3 | SIMOTICS S SYNCHRON. MOTOR 1FT7, M0=30NM (100K) NN=3000RPM, PN=6,28KW NATURAL AIR COOLING; FRAME SIZE IMB 5 (IM V1, IM V3) FLANGE 1 (1FT6 COMPATIBLE) POWER CONNECTOR ROTATABLE ABSOLUTE VALUE ENCODER SINGLETURN 24 BIT WITH DRIVE-CLIQ INTERFACE (ENCODER AS24DQI) SHAFT WITH FITTED KEY; W/O HOLDING BRAKE; ACC. TOLERANCE R VIBRATION SEVERITY GRADE A+R, DEGREE OF PROTECTION IP 64 | 5741 | TEM | 1 | MC | 26.204 | 1
1FT71025AF711BD5 | SIMOTICS S SYNCHRON. MOTOR 1FT7, M0=30NM (100K) NN=3000RPM, PN=6,28KW NATURAL AIR COOLING; FRAME SIZE IMB 5 (IM V1, IM V3) FLANGE 1 (1FT6 COMPATIBLE) POWER CONNECTOR ROTATABLE ABSOLUTE VALUE ENCODER SINGLETURN 24 BIT WITH DRIVE-CLIQ INTERFACE (ENCODER AS24DQI) SHAFT WITH FITTED KEY; W/O HOLDING BRAKE; ACC. TOLERANCE R VIBRATION SEVERITY GRADE A+R, DEGREE OF PROTECTION IP 67 | 5918 | TEM | 1 | MC | 26.204 | 1
1FT71025AF711BG1 | SIMOTICS S SYNCHRON. MOTOR 1FT7, M0=30NM (100K) NN=3000RPM, PN=6,28KW NATURAL AIR COOLING; FRAME SIZE IMB 5 (IM V1, IM V3) FLANGE 1 (1FT6 COMPATIBLE) POWER CONNECTOR ROTATABLE ABSOLUTE VALUE ENCODER SINGLETURN 24 BIT WITH DRIVE-CLIQ INTERFACE (ENCODER AS24DQI) PLAIN SHAFT, W/O HOLDING BRAKE; ACC. TOLERANCE N VIBRATION SEVERITY GRADE A, DEGREE OF PROTECTION IP 65 | 5523 | TEM | 1 | MC | 26.204 | 1
1FT71025AF711BG2 | SIMOTICS S SYNCHRON. MOTOR 1FT7, M0=30NM (100K) NN=3000RPM, PN=6,28KW NATURAL AIR COOLING; FRAME SIZE IMB 5 (IM V1, IM V3) FLANGE 1 (1FT6 COMPATIBLE) POWER CONNECTOR ROTATABLE ABSOLUTE VALUE ENCODER SINGLETURN 24 BIT WITH DRIVE-CLIQ INTERFACE (ENCODER AS24DQI) PLAIN SHAFT, W/O HOLDING BRAKE; ACC. TOLERANCE N VIBRATION SEVERITY GRADE A, DEGREE OF PROTECTION IP 67 | 5603 | TEM | 1 | MC | 26.204 | 1
1FT71025AF711BH0 | SIMOTICS S SYNCHRON. MOTOR 1FT7, M0=30NM (100K) NN=3000RPM, PN=6,28KW NATURAL AIR COOLING; FRAME SIZE IMB 5 (IM V1, IM V3) FLANGE 1 (1FT6 COMPATIBLE) POWER CONNECTOR ROTATABLE ABSOLUTE VALUE ENCODER SINGLETURN 24 BIT WITH DRIVE-CLIQ INTERFACE (ENCODER AS24DQI) PLAIN SHAFT, WITH HOLDING BRAKE; ACCURACY TOLERANCE N VIBRATION SEVERITY GRADE A, DEGREE OF PROTECTION IP 64 | 6440 | TEM | 1 | MC | 30.703 | 1
1FT71025AF711BH1 | SIMOTICS S SYNCHRON. MOTOR 1FT7, M0=30NM (100K) NN=3000RPM, PN=6,28KW NATURAL AIR COOLING; FRAME SIZE IMB 5 (IM V1, IM V3) FLANGE 1 (1FT6 COMPATIBLE) POWER CONNECTOR ROTATABLE ABSOLUTE VALUE ENCODER SINGLETURN 24 BIT WITH DRIVE-CLIQ INTERFACE (ENCODER AS24DQI) PLAIN SHAFT, WITH HOLDING BRAKE; ACCURACY TOLERANCE N VIBRATION SEVERITY GRADE A, DEGREE OF PROTECTION IP 65 | 6536 | TEM | 1 | MC | 30.703 | 1
1FT71025AF711BH2 | SIMOTICS S SYNCHRON. MOTOR 1FT7, M0=30NM (100K) NN=3000RPM, PN=6,28KW NATURAL AIR COOLING; FRAME SIZE IMB 5 (IM V1, IM V3) FLANGE 1 (1FT6 COMPATIBLE) POWER CONNECTOR ROTATABLE ABSOLUTE VALUE ENCODER SINGLETURN 24 BIT WITH DRIVE-CLIQ INTERFACE (ENCODER AS24DQI) PLAIN SHAFT, WITH HOLDING BRAKE; ACCURACY TOLERANCE N VIBRATION SEVERITY GRADE A, DEGREE OF PROTECTION IP 67 | 6615 | TEM | 1 | MC | 30.703 | 1
1FT71025AF711CA0 | SIMOTICS S SYNCHRON. MOTOR 1FT7, M0=30NM (100K) NN=3000RPM, PN=6,28KW NATURAL AIR COOLING; FRAME SIZE IMB 5 (IM V1, IM V3) FLANGE 1 (1FT6 COMPATIBLE) POWER CONNECTOR ROTATABLE ABSOLUTE ENCODER 24 BITS + 12 BIT MULTITURN WITH DRIVE-CLIQ INTERFACE (ENCODER AM24DQI) SHAFT WITH FITTED KEY; W/O HOLDING BRAKE; ACC. TOLERANCE N VIBRATION SEVERITY GRADE A, DEGREE OF PROTECTION IP 64 | 6192 | TEM | 1 | MC | 26.204 | 1
1FT71025AF711CA1 | SIMOTICS S SYNCHRON. MOTOR 1FT7, M0=30NM (100K) NN=3000RPM, PN=6,28KW NATURAL AIR COOLING; FRAME SIZE IMB 5 (IM V1, IM V3) FLANGE 1 (1FT6 COMPATIBLE) POWER CONNECTOR ROTATABLE ABSOLUTE ENCODER 24 BITS + 12 BIT MULTITURN WITH DRIVE-CLIQ INTERFACE (ENCODER AM24DQI) SHAFT WITH FITTED KEY; W/O HOLDING BRAKE; ACC. TOLERANCE N VIBRATION SEVERITY GRADE A, DEGREE OF PROTECTION IP 65 | 6288 | TEM | 1 | MC | 26.204 | 1
1FT71025AF711CA2 | SIMOTICS S SYNCHRON. MOTOR 1FT7, M0=30NM (100K) NN=3000RPM, PN=6,28KW NATURAL AIR COOLING; FRAME SIZE IMB 5 (IM V1, IM V3) FLANGE 1 (1FT6 COMPATIBLE) POWER CONNECTOR ROTATABLE ABSOLUTE ENCODER 24 BITS + 12 BIT MULTITURN WITH DRIVE-CLIQ INTERFACE (ENCODER AM24DQI) SHAFT WITH FITTED KEY; W/O HOLDING BRAKE; ACC. TOLERANCE N VIBRATION SEVERITY GRADE A, DEGREE OF PROTECTION IP 67 | 6368 | TEM | 1 | MC | 26.204 | 1
1FT71025AF711CA4 | SIMOTICS S SYNCHRON. MOTOR 1FT7, M0=30NM (100K) NN=3000RPM, PN=6,28KW NATURAL AIR COOLING; FRAME SIZE IMB 5 (IM V1, IM V3) FLANGE 1 (1FT6 COMPATIBLE) POWER CONNECTOR ROTATABLE ABSOLUTE ENCODER 24 BITS + 12 BIT MULTITURN WITH DRIVE-CLIQ INTERFACE (ENCODER AM24DQI) SHAFT WITH FITTED KEY; W/O HOLDING BRAKE; ACC. TOLERANCE N VIBRATION SEVERITY GRADE A+R, DEGREE OF PROTECTION IP 65 | 6444 | TEM | 1 | MC | 26.204 | 1
1FT71025AF711CB0 | SIMOTICS S SYNCHRON. MOTOR 1FT7, M0=30NM (100K) NN=3000RPM, PN=6,28KW NATURAL AIR COOLING; FRAME SIZE IMB 5 (IM V1, IM V3) FLANGE 1 (1FT6 COMPATIBLE) POWER CONNECTOR ROTATABLE ABSOLUTE ENCODER 24 BITS + 12 BIT MULTITURN WITH DRIVE-CLIQ INTERFACE (ENCODER AM24DQI) SHAFT WITH FITTED KEY; WITH HOLDING BRAKE; ACC. TOLERANCE N VIBRATION SEVERITY GRADE A, DEGREE OF PROTECTION IP 64 | 7205 | TEM | 1 | MC | 30.703 | 1
1FT71025AF711CB1 | SIMOTICS S SYNCHRON. MOTOR 1FT7, M0=30NM (100K) NN=3000RPM, PN=6,28KW NATURAL AIR COOLING; FRAME SIZE IMB 5 (IM V1, IM V3) FLANGE 1 (1FT6 COMPATIBLE) POWER CONNECTOR ROTATABLE ABSOLUTE ENCODER 24 BITS + 12 BIT MULTITURN WITH DRIVE-CLIQ INTERFACE (ENCODER AM24DQI) SHAFT WITH FITTED KEY; WITH HOLDING BRAKE; ACC. TOLERANCE N VIBRATION SEVERITY GRADE A, DEGREE OF PROTECTION IP 65 | 7301 | TEM | 1 | MC | 30.703 | 1
1FT71025AF711CB2 | SIMOTICS S SYNCHRON. MOTOR 1FT7, M0=30NM (100K) NN=3000RPM, PN=6,28KW NATURAL AIR COOLING; FRAME SIZE IMB 5 (IM V1, IM V3) FLANGE 1 (1FT6 COMPATIBLE) POWER CONNECTOR ROTATABLE ABSOLUTE ENCODER 24 BITS + 12 BIT MULTITURN WITH DRIVE-CLIQ INTERFACE (ENCODER AM24DQI) SHAFT WITH FITTED KEY; WITH HOLDING BRAKE; ACC. TOLERANCE N VIBRATION SEVERITY GRADE A, DEGREE OF PROTECTION IP 67 | 7380 | TEM | 1 | MC | 30.703 | 1
1FT71025AF711CG0 | SIMOTICS S SYNCHRON. MOTOR 1FT7, M0=30NM (100K) NN=3000RPM, PN=6,28KW NATURAL AIR COOLING; FRAME SIZE IMB 5 (IM V1, IM V3) FLANGE 1 (1FT6 COMPATIBLE) POWER CONNECTOR ROTATABLE ABSOLUTE ENCODER 24 BITS + 12 BIT MULTITURN WITH DRIVE-CLIQ INTERFACE (ENCODER AM24DQI) PLAIN SHAFT, W/O HOLDING BRAKE; ACC. TOLERANCE N VIBRATION SEVERITY GRADE A, DEGREE OF PROTECTION IP 64 | 6192 | TEM | 1 | MC | 26.204 | 1
1FT71025AF711CG1 | SIMOTICS S SYNCHRON. MOTOR 1FT7, M0=30NM (100K) NN=3000RPM, PN=6,28KW NATURAL AIR COOLING; FRAME SIZE IMB 5 (IM V1, IM V3) FLANGE 1 (1FT6 COMPATIBLE) POWER CONNECTOR ROTATABLE ABSOLUTE ENCODER 24 BITS + 12 BIT MULTITURN WITH DRIVE-CLIQ INTERFACE (ENCODER AM24DQI) PLAIN SHAFT, W/O HOLDING BRAKE; ACC. TOLERANCE N VIBRATION SEVERITY GRADE A, DEGREE OF PROTECTION IP 65 | 6288 | TEM | 1 | MC | 26.204 | 1
1FT71025AF711CG2 | SIMOTICS S SYNCHRON. MOTOR 1FT7, M0=30NM (100K) NN=3000RPM, PN=6,28KW NATURAL AIR COOLING; FRAME SIZE IMB 5 (IM V1, IM V3) FLANGE 1 (1FT6 COMPATIBLE) POWER CONNECTOR ROTATABLE ABSOLUTE ENCODER 24 BITS + 12 BIT MULTITURN WITH DRIVE-CLIQ INTERFACE (ENCODER AM24DQI) PLAIN SHAFT, W/O HOLDING BRAKE; ACC. TOLERANCE N VIBRATION SEVERITY GRADE A, DEGREE OF PROTECTION IP 67 | 6368 | TEM | 1 | MC | 26.204 | 1
1FT71025AF711CG3 | SIMOTICS S SYNCHRON. MOTOR 1FT7, M0=30NM (100K) NN=3000RPM, PN=6,28KW NATURAL AIR COOLING; FRAME SIZE IMB 5 (IM V1, IM V3) FLANGE 1 (1FT6 COMPATIBLE) POWER CONNECTOR ROTATABLE ABSOLUTE ENCODER 24 BITS + 12 BIT MULTITURN WITH DRIVE-CLIQ INTERFACE (ENCODER AM24DQI) PLAIN SHAFT, W/O HOLDING BRAKE; ACC. TOLERANCE N VIBRATION SEVERITY GRADE A+R, DEGREE OF PROTECTION IP 64 | 6347 | TEM | 1 | MC | 26.204 | 1
1FT71025AF711CH0 | SIMOTICS S SYNCHRON. MOTOR 1FT7, M0=30NM (100K) NN=3000RPM, PN=6,28KW NATURAL AIR COOLING; FRAME SIZE IMB 5 (IM V1, IM V3) FLANGE 1 (1FT6 COMPATIBLE) POWER CONNECTOR ROTATABLE ABSOLUTE ENCODER 24 BITS + 12 BIT MULTITURN WITH DRIVE-CLIQ INTERFACE (ENCODER AM24DQI) PLAIN SHAFT, WITH HOLDING BRAKE; ACCURACY TOLERANCE N VIBRATION SEVERITY GRADE A, DEGREE OF PROTECTION IP 64 | 7205 | TEM | 1 | MC | 30.703 | 1
1FT71025AF711CH1 | SIMOTICS S SYNCHRON. MOTOR 1FT7, M0=30NM (100K) NN=3000RPM, PN=6,28KW NATURAL AIR COOLING; FRAME SIZE IMB 5 (IM V1, IM V3) FLANGE 1 (1FT6 COMPATIBLE) POWER CONNECTOR ROTATABLE ABSOLUTE ENCODER 24 BITS + 12 BIT MULTITURN WITH DRIVE-CLIQ INTERFACE (ENCODER AM24DQI) PLAIN SHAFT, WITH HOLDING BRAKE; ACCURACY TOLERANCE N VIBRATION SEVERITY GRADE A, DEGREE OF PROTECTION IP 65 | 7301 | TEM | 1 | MC | 30.703 | 1
1FT71025AF711CH2 | SIMOTICS S SYNCHRON. MOTOR 1FT7, M0=30NM (100K) NN=3000RPM, PN=6,28KW NATURAL AIR COOLING; FRAME SIZE IMB 5 (IM V1, IM V3) FLANGE 1 (1FT6 COMPATIBLE) POWER CONNECTOR ROTATABLE ABSOLUTE ENCODER 24 BITS + 12 BIT MULTITURN WITH DRIVE-CLIQ INTERFACE (ENCODER AM24DQI) PLAIN SHAFT, WITH HOLDING BRAKE; ACCURACY TOLERANCE N VIBRATION SEVERITY GRADE A, DEGREE OF PROTECTION IP 67 | 7380 | TEM | 1 | MC | 30.703 | 1
1FT71025AF711CH3 | SIMOTICS S SYNCHRON. MOTOR 1FT7, M0=30NM (100K) NN=3000RPM, PN=6,28KW NATURAL AIR COOLING; FRAME SIZE IMB 5 (IM V1, IM V3) FLANGE 1 (1FT6 COMPATIBLE) POWER CONNECTOR ROTATABLE ABSOLUTE ENCODER 24 BITS + 12 BIT MULTITURN WITH DRIVE-CLIQ INTERFACE (ENCODER AM24DQI) PLAIN SHAFT, WITH HOLDING BRAKE; ACCURACY TOLERANCE N VIBRATION SEVERITY GRADE A+R, DEGREE OF PROTECTION IP 64 | 7360 | TEM | 1 | MC | 30.703 | 1
1FT71025AF711CK1 | SIMOTICS S SYNCHRON. MOTOR 1FT7, M0=30NM (100K) NN=3000RPM, PN=6,28KW NATURAL AIR COOLING; FRAME SIZE IMB 5 (IM V1, IM V3) FLANGE 1 (1FT6 COMPATIBLE) POWER CONNECTOR ROTATABLE ABSOLUTE ENCODER 24 BITS + 12 BIT MULTITURN WITH DRIVE-CLIQ INTERFACE (ENCODER AM24DQI) PLAIN SHAFT, W/O HOLDING BRAKE; ACC. TOLERANCE R VIBRATION SEVERITY GRADE A, DEGREE OF PROTECTION IP 65 | 6448 | TEM | 1 | MC | 26.204 | 1
1FT71025AF711CL4 | SIMOTICS S SYNCHRON. MOTOR 1FT7, M0=30NM (100K) NN=3000RPM, PN=6,28KW NATURAL AIR COOLING; FRAME SIZE IMB 5 (IM V1, IM V3) FLANGE 1 (1FT6 COMPATIBLE) POWER CONNECTOR ROTATABLE ABSOLUTE ENCODER 24 BITS + 12 BIT MULTITURN WITH DRIVE-CLIQ INTERFACE (ENCODER AM24DQI) PLAIN SHAFT, WITH HOLDING BRAKE; ACCURACY TOLERANCE R VIBRATION SEVERITY GRADE A+R, DEGREE OF PROTECTION IP 65 | 7616 | TEM | 1 | MC | 30.703 | 1
1FT71025AF711DA0 | SIMOTICS S SYNCHRON. MOTOR 1FT7, M0=30NM (100K) NN=3000RPM, PN=6,28KW NATURAL AIR COOLING; FRAME SIZE IMB 5 (IM V1, IM V3) FLANGE 1 (1FT6 COMPATIBLE) POWER CONNECTOR ROTATABLE INCREMENTAL ENCODER 2048 S/R WITH DRIVE-CLIQ INTERFACE (ENCODER I-2048) CONNECTOR ROTATABLE SHAFT WITH FITTED KEY; W/O HOLDING BRAKE; ACC. TOLERANCE N VIBRATION SEVERITY GRADE A, DEGREE OF PROTECTION IP 64 | 5507 | TEM | 1 | MC | 26.204 | 1
1FT71025AF711DA1 | SIMOTICS S SYNCHRON. MOTOR 1FT7, M0=30NM (100K) NN=3000RPM, PN=6,28KW NATURAL AIR COOLING; FRAME SIZE IMB 5 (IM V1, IM V3) FLANGE 1 (1FT6 COMPATIBLE) POWER CONNECTOR ROTATABLE INCREMENTAL ENCODER 2048 S/R WITH DRIVE-CLIQ INTERFACE (ENCODER I-2048) CONNECTOR ROTATABLE SHAFT WITH FITTED KEY; W/O HOLDING BRAKE; ACC. TOLERANCE N VIBRATION SEVERITY GRADE A, DEGREE OF PROTECTION IP 65 | 5603 | TEM | 1 | MC | 26.204 | 1
1FT71025AF711DA2 | SIMOTICS S SYNCHRON. MOTOR 1FT7, M0=30NM (100K) NN=3000RPM, PN=6,28KW NATURAL AIR COOLING; FRAME SIZE IMB 5 (IM V1, IM V3) FLANGE 1 (1FT6 COMPATIBLE) POWER CONNECTOR ROTATABLE INCREMENTAL ENCODER 2048 S/R WITH DRIVE-CLIQ INTERFACE (ENCODER I-2048) CONNECTOR ROTATABLE SHAFT WITH FITTED KEY; W/O HOLDING BRAKE; ACC. TOLERANCE N VIBRATION SEVERITY GRADE A, DEGREE OF PROTECTION IP 67 | 5683 | TEM | 1 | MC | 26.204 | 1
1FT71025AF711DA4 | SIMOTICS S SYNCHRON. MOTOR 1FT7, M0=30NM (100K) NN=3000RPM, PN=6,28KW NATURAL AIR COOLING; FRAME SIZE IMB 5 (IM V1, IM V3) FLANGE 1 (1FT6 COMPATIBLE) POWER CONNECTOR ROTATABLE INCREMENTAL ENCODER 2048 S/R WITH DRIVE-CLIQ INTERFACE (ENCODER I-2048) CONNECTOR ROTATABLE SHAFT WITH FITTED KEY; W/O HOLDING BRAKE; ACC. TOLERANCE N VIBRATION SEVERITY GRADE A+R, DEGREE OF PROTECTION IP 65 | 5759 | TEM | 1 | MC | 26.204 | 1
1FT71025AF711DB0 | SIMOTICS S SYNCHRON. MOTOR 1FT7, M0=30NM (100K) NN=3000RPM, PN=6,28KW NATURAL AIR COOLING; FRAME SIZE IMB 5 (IM V1, IM V3) FLANGE 1 (1FT6 COMPATIBLE) POWER CONNECTOR ROTATABLE INCREMENTAL ENCODER 2048 S/R WITH DRIVE-CLIQ INTERFACE (ENCODER I-2048) CONNECTOR ROTATABLE SHAFT WITH FITTED KEY; WITH HOLDING BRAKE; ACC. TOLERANCE N VIBRATION SEVERITY GRADE A, DEGREE OF PROTECTION IP 64 | 6520 | TEM | 1 | MC | 30.703 | 1
1FT71025AF711DB1 | SIMOTICS S SYNCHRON. MOTOR 1FT7, M0=30NM (100K) NN=3000RPM, PN=6,28KW NATURAL AIR COOLING; FRAME SIZE IMB 5 (IM V1, IM V3) FLANGE 1 (1FT6 COMPATIBLE) POWER CONNECTOR ROTATABLE INCREMENTAL ENCODER 2048 S/R WITH DRIVE-CLIQ INTERFACE (ENCODER I-2048) CONNECTOR ROTATABLE SHAFT WITH FITTED KEY; WITH HOLDING BRAKE; ACC. TOLERANCE N VIBRATION SEVERITY GRADE A, DEGREE OF PROTECTION IP 65 | 6616 | TEM | 1 | MC | 30.703 | 1
1FT71025AF711DD4 | SIMOTICS S SYNCHRON. MOTOR 1FT7, M0=30NM (100K) NN=3000RPM, PN=6,28KW NATURAL AIR COOLING; FRAME SIZE IMB 5 (IM V1, IM V3) FLANGE 1 (1FT6 COMPATIBLE) POWER CONNECTOR ROTATABLE INCREMENTAL ENCODER 2048 S/R WITH DRIVE-CLIQ INTERFACE (ENCODER I-2048) CONNECTOR ROTATABLE SHAFT WITH FITTED KEY; W/O HOLDING BRAKE; ACC. TOLERANCE R VIBRATION SEVERITY GRADE A+R, DEGREE OF PROTECTION IP 65 | 5919 | TEM | 1 | MC | 26.204 | 1
1FT71025AF711DE0 | SIMOTICS S SYNCHRON. MOTOR 1FT7, M0=30NM (100K) NN=3000RPM, PN=6,28KW NATURAL AIR COOLING; FRAME SIZE IMB 5 (IM V1, IM V3) FLANGE 1 (1FT6 COMPATIBLE) POWER CONNECTOR ROTATABLE INCREMENTAL ENCODER 2048 S/R WITH DRIVE-CLIQ INTERFACE (ENCODER I-2048) CONNECTOR ROTATABLE SHAFT WITH FITTED KEY; WITH HOLDING BRAKE; ACC. TOLERANCE R VIBRATION SEVERITY GRADE A, DEGREE OF PROTECTION IP 64 | 6679 | TEM | 1 | MC | 30.703 | 1
1FT71025AF711DE2 | SIMOTICS S SYNCHRON. MOTOR 1FT7, M0=30NM (100K) NN=3000RPM, PN=6,28KW NATURAL AIR COOLING; FRAME SIZE IMB 5 (IM V1, IM V3) FLANGE 1 (1FT6 COMPATIBLE) POWER CONNECTOR ROTATABLE INCREMENTAL ENCODER 2048 S/R WITH DRIVE-CLIQ INTERFACE (ENCODER I-2048) CONNECTOR ROTATABLE SHAFT WITH FITTED KEY; WITH HOLDING BRAKE; ACC. TOLERANCE R VIBRATION SEVERITY GRADE A, DEGREE OF PROTECTION IP 67 | 6855 | TEM | 1 | MC | 30.703 | 1
1FT71025AF711DG0 | SIMOTICS S SYNCHRON. MOTOR 1FT7, M0=30NM (100K) NN=3000RPM, PN=6,28KW NATURAL AIR COOLING; FRAME SIZE IMB 5 (IM V1, IM V3) FLANGE 1 (1FT6 COMPATIBLE) POWER CONNECTOR ROTATABLE INCREMENTAL ENCODER 2048 S/R WITH DRIVE-CLIQ INTERFACE (ENCODER I-2048) CONNECTOR ROTATABLE PLAIN SHAFT, W/O HOLDING BRAKE; ACC. TOLERANCE N VIBRATION SEVERITY GRADE A, DEGREE OF PROTECTION IP 64 | 5507 | TEM | 1 | MC | 26.204 | 1
1FT71025AF711DG1 | SIMOTICS S SYNCHRON. MOTOR 1FT7, M0=30NM (100K) NN=3000RPM, PN=6,28KW NATURAL AIR COOLING; FRAME SIZE IMB 5 (IM V1, IM V3) FLANGE 1 (1FT6 COMPATIBLE) POWER CONNECTOR ROTATABLE INCREMENTAL ENCODER 2048 S/R WITH DRIVE-CLIQ INTERFACE (ENCODER I-2048) CONNECTOR ROTATABLE PLAIN SHAFT, W/O HOLDING BRAKE; ACC. TOLERANCE N VIBRATION SEVERITY GRADE A, DEGREE OF PROTECTION IP 65 | 5603 | TEM | 1 | MC | 26.204 | 1
1FT71025AF711DG2 | SIMOTICS S SYNCHRON. MOTOR 1FT7, M0=30NM (100K) NN=3000RPM, PN=6,28KW NATURAL AIR COOLING; FRAME SIZE IMB 5 (IM V1, IM V3) FLANGE 1 (1FT6 COMPATIBLE) POWER CONNECTOR ROTATABLE INCREMENTAL ENCODER 2048 S/R WITH DRIVE-CLIQ INTERFACE (ENCODER I-2048) CONNECTOR ROTATABLE PLAIN SHAFT, W/O HOLDING BRAKE; ACC. TOLERANCE N VIBRATION SEVERITY GRADE A, DEGREE OF PROTECTION IP 67 | 5683 | TEM | 1 | MC | 26.204 | 1
1FT71025AF711DG3 | SIMOTICS S SYNCHRON. MOTOR 1FT7, M0=30NM (100K) NN=3000RPM, PN=6,28KW NATURAL AIR COOLING; FRAME SIZE IMB 5 (IM V1, IM V3) FLANGE 1 (1FT6 COMPATIBLE) POWER CONNECTOR ROTATABLE INCREMENTAL ENCODER 2048 S/R WITH DRIVE-CLIQ INTERFACE (ENCODER I-2048) CONNECTOR ROTATABLE PLAIN SHAFT, W/O HOLDING BRAKE; ACC. TOLERANCE N VIBRATION SEVERITY GRADE A+R, DEGREE OF PROTECTION IP 64 | 5662 | TEM | 1 | MC | 26.204 | 1
1FT71025AF711DG5 | SIMOTICS S SYNCHRON. MOTOR 1FT7, M0=30NM (100K) NN=3000RPM, PN=6,28KW NATURAL AIR COOLING; FRAME SIZE IMB 5 (IM V1, IM V3) FLANGE 1 (1FT6 COMPATIBLE) POWER CONNECTOR ROTATABLE INCREMENTAL ENCODER 2048 S/R WITH DRIVE-CLIQ INTERFACE (ENCODER I-2048) CONNECTOR ROTATABLE PLAIN SHAFT, W/O HOLDING BRAKE; ACC. TOLERANCE N VIBRATION SEVERITY GRADE A+R, DEGREE OF PROTECTION IP 67 | 5839 | TEM | 1 | MC | 26.204 | 1
1FT71025AF711DH0 | SIMOTICS S SYNCHRON. MOTOR 1FT7, M0=30NM (100K) NN=3000RPM, PN=6,28KW NATURAL AIR COOLING; FRAME SIZE IMB 5 (IM V1, IM V3) FLANGE 1 (1FT6 COMPATIBLE) POWER CONNECTOR ROTATABLE INCREMENTAL ENCODER 2048 S/R WITH DRIVE-CLIQ INTERFACE (ENCODER I-2048) CONNECTOR ROTATABLE PLAIN SHAFT, WITH HOLDING BRAKE; ACCURACY TOLERANCE N VIBRATION SEVERITY GRADE A, DEGREE OF PROTECTION IP 64 | 6520 | TEM | 1 | MC | 30.703 | 1
1FT71025AF711DH1 | SIMOTICS S SYNCHRON. MOTOR 1FT7, M0=30NM (100K) NN=3000RPM, PN=6,28KW NATURAL AIR COOLING; FRAME SIZE IMB 5 (IM V1, IM V3) FLANGE 1 (1FT6 COMPATIBLE) POWER CONNECTOR ROTATABLE INCREMENTAL ENCODER 2048 S/R WITH DRIVE-CLIQ INTERFACE (ENCODER I-2048) CONNECTOR ROTATABLE PLAIN SHAFT, WITH HOLDING BRAKE; ACCURACY TOLERANCE N VIBRATION SEVERITY GRADE A, DEGREE OF PROTECTION IP 65 | 6616 | TEM | 1 | MC | 30.703 | 1
1FT71025AF711DH2 | SIMOTICS S SYNCHRON. MOTOR 1FT7, M0=30NM (100K) NN=3000RPM, PN=6,28KW NATURAL AIR COOLING; FRAME SIZE IMB 5 (IM V1, IM V3) FLANGE 1 (1FT6 COMPATIBLE) POWER CONNECTOR ROTATABLE INCREMENTAL ENCODER 2048 S/R WITH DRIVE-CLIQ INTERFACE (ENCODER I-2048) CONNECTOR ROTATABLE PLAIN SHAFT, WITH HOLDING BRAKE; ACCURACY TOLERANCE N VIBRATION SEVERITY GRADE A, DEGREE OF PROTECTION IP 67 | 6696 | TEM | 1 | MC | 30.703 | 1
1FT71025AF711DH3 | SIMOTICS S SYNCHRON. MOTOR 1FT7, M0=30NM (100K) NN=3000RPM, PN=6,28KW NATURAL AIR COOLING; FRAME SIZE IMB 5 (IM V1, IM V3) FLANGE 1 (1FT6 COMPATIBLE) POWER CONNECTOR ROTATABLE INCREMENTAL ENCODER 2048 S/R WITH DRIVE-CLIQ INTERFACE (ENCODER I-2048) CONNECTOR ROTATABLE PLAIN SHAFT, WITH HOLDING BRAKE; ACCURACY TOLERANCE N VIBRATION SEVERITY GRADE A+R, DEGREE OF PROTECTION IP 64 | 6675 | TEM | 1 | MC | 30.703 | 1
1FT71025AF711DK3 | SIMOTICS S SYNCHRON. MOTOR 1FT7, M0=30NM (100K) NN=3000RPM, PN=6,28KW NATURAL AIR COOLING; FRAME SIZE IMB 5 (IM V1, IM V3) FLANGE 1 (1FT6 COMPATIBLE) POWER CONNECTOR ROTATABLE INCREMENTAL ENCODER 2048 S/R WITH DRIVE-CLIQ INTERFACE (ENCODER I-2048) CONNECTOR ROTATABLE PLAIN SHAFT, W/O HOLDING BRAKE; ACC. TOLERANCE R VIBRATION SEVERITY GRADE A+R, DEGREE OF PROTECTION IP 64 | 5821 | TEM | 1 | MC | 26.204 | 1
1FT71025AF711DK5 | SIMOTICS S SYNCHRON. MOTOR 1FT7, M0=30NM (100K) NN=3000RPM, PN=6,28KW NATURAL AIR COOLING; FRAME SIZE IMB 5 (IM V1, IM V3) FLANGE 1 (1FT6 COMPATIBLE) POWER CONNECTOR ROTATABLE INCREMENTAL ENCODER 2048 S/R WITH DRIVE-CLIQ INTERFACE (ENCODER I-2048) CONNECTOR ROTATABLE PLAIN SHAFT, W/O HOLDING BRAKE; ACC. TOLERANCE R VIBRATION SEVERITY GRADE A+R, DEGREE OF PROTECTION IP 67 | 5998 | TEM | 1 | MC | 26.204 | 1
1FT71025AF711DL2 | SIMOTICS S SYNCHRON. MOTOR 1FT7, M0=30NM (100K) NN=3000RPM, PN=6,28KW NATURAL AIR COOLING; FRAME SIZE IMB 5 (IM V1, IM V3) FLANGE 1 (1FT6 COMPATIBLE) POWER CONNECTOR ROTATABLE INCREMENTAL ENCODER 2048 S/R WITH DRIVE-CLIQ INTERFACE (ENCODER I-2048) CONNECTOR ROTATABLE PLAIN SHAFT, WITH HOLDING BRAKE; ACCURACY TOLERANCE R VIBRATION SEVERITY GRADE A, DEGREE OF PROTECTION IP 67 | 6855 | TEM | 1 | MC | 30.703 | 1
1FT71025AF711DL4 | SIMOTICS S SYNCHRON. MOTOR 1FT7, M0=30NM (100K) NN=3000RPM, PN=6,28KW NATURAL AIR COOLING; FRAME SIZE IMB 5 (IM V1, IM V3) FLANGE 1 (1FT6 COMPATIBLE) POWER CONNECTOR ROTATABLE INCREMENTAL ENCODER 2048 S/R WITH DRIVE-CLIQ INTERFACE (ENCODER I-2048) CONNECTOR ROTATABLE PLAIN SHAFT, WITH HOLDING BRAKE; ACCURACY TOLERANCE R VIBRATION SEVERITY GRADE A+R, DEGREE OF PROTECTION IP 65 | 6931 | TEM | 1 | MC | 30.703 | 1
1FT71025AF711FA0 | SIMOTICS S SYNCHRON. MOTOR 1FT7, M0=30NM (100K) NN=3000RPM, PN=6,28KW NATURAL AIR COOLING; FRAME SIZE IMB 5 (IM V1, IM V3) FLANGE 1 (1FT6 COMPATIBLE) POWER CONNECTOR ROTATABLE ABSOLUTE ENCODER 22 BITS MULTI TURN WITH DRIVE-CLIQ INTERFACE (ENCODER AM-22-DQ) CONNECTOR ROTATABLE SHAFT WITH FITTED KEY; W/O HOLDING BRAKE; ACC. TOLERANCE N VIBRATION SEVERITY GRADE A, DEGREE OF PROTECTION IP 64 | 6272 | TEM | 1 | MC | 26.204 | 1
1FT71025AF711FA1 | SIMOTICS S SYNCHRON. MOTOR 1FT7, M0=30NM (100K) NN=3000RPM, PN=6,28KW NATURAL AIR COOLING; FRAME SIZE IMB 5 (IM V1, IM V3) FLANGE 1 (1FT6 COMPATIBLE) POWER CONNECTOR ROTATABLE ABSOLUTE ENCODER 22 BITS MULTI TURN WITH DRIVE-CLIQ INTERFACE (ENCODER AM-22-DQ) CONNECTOR ROTATABLE SHAFT WITH FITTED KEY; W/O HOLDING BRAKE; ACC. TOLERANCE N VIBRATION SEVERITY GRADE A, DEGREE OF PROTECTION IP 65 | 6368 | TEM | 1 | MC | 26.204 | 1
1FT71025AF711FA2 | SIMOTICS S SYNCHRON. MOTOR 1FT7, M0=30NM (100K) NN=3000RPM, PN=6,28KW NATURAL AIR COOLING; FRAME SIZE IMB 5 (IM V1, IM V3) FLANGE 1 (1FT6 COMPATIBLE) POWER CONNECTOR ROTATABLE ABSOLUTE ENCODER 22 BITS MULTI TURN WITH DRIVE-CLIQ INTERFACE (ENCODER AM-22-DQ) CONNECTOR ROTATABLE SHAFT WITH FITTED KEY; W/O HOLDING BRAKE; ACC. TOLERANCE N VIBRATION SEVERITY GRADE A, DEGREE OF PROTECTION IP 67 | 6448 | TEM | 1 | MC | 26.204 | 1
1FT71025AF711FA4 | SIMOTICS S SYNCHRON. MOTOR 1FT7, M0=30NM (100K) NN=3000RPM, PN=6,28KW NATURAL AIR COOLING; FRAME SIZE IMB 5 (IM V1, IM V3) FLANGE 1 (1FT6 COMPATIBLE) POWER CONNECTOR ROTATABLE ABSOLUTE ENCODER 22 BITS MULTI TURN WITH DRIVE-CLIQ INTERFACE (ENCODER AM-22-DQ) CONNECTOR ROTATABLE SHAFT WITH FITTED KEY; W/O HOLDING BRAKE; ACC. TOLERANCE N VIBRATION SEVERITY GRADE A+R, DEGREE OF PROTECTION IP 65 | 6524 | TEM | 1 | MC | 26.204 | 1
1FT71025AF711FA5 | SIMOTICS S SYNCHRON. MOTOR 1FT7, M0=30NM (100K) NN=3000RPM, PN=6,28KW NATURAL AIR COOLING; FRAME SIZE IMB 5 (IM V1, IM V3) FLANGE 1 (1FT6 COMPATIBLE) POWER CONNECTOR ROTATABLE ABSOLUTE ENCODER 22 BITS MULTI TURN WITH DRIVE-CLIQ INTERFACE (ENCODER AM-22-DQ) CONNECTOR ROTATABLE SHAFT WITH FITTED KEY; W/O HOLDING BRAKE; ACC. TOLERANCE N VIBRATION SEVERITY GRADE A+R, DEGREE OF PROTECTION IP 67 | 6604 | TEM | 1 | MC | 26.204 | 1
1FT71025AF711FB0 | SIMOTICS S SYNCHRON. MOTOR 1FT7, M0=30NM (100K) NN=3000RPM, PN=6,28KW NATURAL AIR COOLING; FRAME SIZE IMB 5 (IM V1, IM V3) FLANGE 1 (1FT6 COMPATIBLE) POWER CONNECTOR ROTATABLE ABSOLUTE ENCODER 22 BITS MULTI TURN WITH DRIVE-CLIQ INTERFACE (ENCODER AM-22-DQ) CONNECTOR ROTATABLE SHAFT WITH FITTED KEY; WITH HOLDING BRAKE; ACC. TOLERANCE N VIBRATION SEVERITY GRADE A, DEGREE OF PROTECTION IP 64 | 7285 | TEM | 1 | MC | 30.703 | 1
1FT71025AF711FB1 | SIMOTICS S SYNCHRON. MOTOR 1FT7, M0=30NM (100K) NN=3000RPM, PN=6,28KW NATURAL AIR COOLING; FRAME SIZE IMB 5 (IM V1, IM V3) FLANGE 1 (1FT6 COMPATIBLE) POWER CONNECTOR ROTATABLE ABSOLUTE ENCODER 22 BITS MULTI TURN WITH DRIVE-CLIQ INTERFACE (ENCODER AM-22-DQ) CONNECTOR ROTATABLE SHAFT WITH FITTED KEY; WITH HOLDING BRAKE; ACC. TOLERANCE N VIBRATION SEVERITY GRADE A, DEGREE OF PROTECTION IP 65 | 7381 | TEM | 1 | MC | 30.703 | 1
1FT71025AF711FB2 | SIMOTICS S SYNCHRON. MOTOR 1FT7, M0=30NM (100K) NN=3000RPM, PN=6,28KW NATURAL AIR COOLING; FRAME SIZE IMB 5 (IM V1, IM V3) FLANGE 1 (1FT6 COMPATIBLE) POWER CONNECTOR ROTATABLE ABSOLUTE ENCODER 22 BITS MULTI TURN WITH DRIVE-CLIQ INTERFACE (ENCODER AM-22-DQ) CONNECTOR ROTATABLE SHAFT WITH FITTED KEY; WITH HOLDING BRAKE; ACC. TOLERANCE N VIBRATION SEVERITY GRADE A, DEGREE OF PROTECTION IP 67 | 7461 | TEM | 1 | MC | 30.703 | 1
1FT71025AF711FB4 | SIMOTICS S SYNCHRON. MOTOR 1FT7, M0=30NM (100K) NN=3000RPM, PN=6,28KW NATURAL AIR COOLING; FRAME SIZE IMB 5 (IM V1, IM V3) FLANGE 1 (1FT6 COMPATIBLE) POWER CONNECTOR ROTATABLE ABSOLUTE ENCODER 22 BITS MULTI TURN WITH DRIVE-CLIQ INTERFACE (ENCODER AM-22-DQ) CONNECTOR ROTATABLE SHAFT WITH FITTED KEY; WITH HOLDING BRAKE; ACC. TOLERANCE N VIBRATION SEVERITY GRADE A+R, DEGREE OF PROTECTION IP 65 | 7537 | TEM | 1 | MC | 30.703 | 1
1FT71025AF711FB5 | SIMOTICS S SYNCHRON. MOTOR 1FT7, M0=30NM (100K) NN=3000RPM, PN=6,28KW NATURAL AIR COOLING; FRAME SIZE IMB 5 (IM V1, IM V3) FLANGE 1 (1FT6 COMPATIBLE) POWER CONNECTOR ROTATABLE ABSOLUTE ENCODER 22 BITS MULTI TURN WITH DRIVE-CLIQ INTERFACE (ENCODER AM-22-DQ) CONNECTOR ROTATABLE SHAFT WITH FITTED KEY; WITH HOLDING BRAKE; ACC. TOLERANCE N VIBRATION SEVERITY GRADE A+R, DEGREE OF PROTECTION IP 67 | 7617 | TEM | 1 | MC | 30.703 | 1
1FT71025AF711FG0 | SIMOTICS S SYNCHRON. MOTOR 1FT7, M0=30NM (100K) NN=3000RPM, PN=6,28KW NATURAL AIR COOLING; FRAME SIZE IMB 5 (IM V1, IM V3) FLANGE 1 (1FT6 COMPATIBLE) POWER CONNECTOR ROTATABLE ABSOLUTE ENCODER 22 BITS MULTI TURN WITH DRIVE-CLIQ INTERFACE (ENCODER AM-22-DQ) CONNECTOR ROTATABLE PLAIN SHAFT, W/O HOLDING BRAKE; ACC. TOLERANCE N VIBRATION SEVERITY GRADE A, DEGREE OF PROTECTION IP 64 | 6272 | TEM | 1 | MC | 26.204 | 1
1FT71025AF711FG1 | SIMOTICS S SYNCHRON. MOTOR 1FT7, M0=30NM (100K) NN=3000RPM, PN=6,28KW NATURAL AIR COOLING; FRAME SIZE IMB 5 (IM V1, IM V3) FLANGE 1 (1FT6 COMPATIBLE) POWER CONNECTOR ROTATABLE ABSOLUTE ENCODER 22 BITS MULTI TURN WITH DRIVE-CLIQ INTERFACE (ENCODER AM-22-DQ) CONNECTOR ROTATABLE PLAIN SHAFT, W/O HOLDING BRAKE; ACC. TOLERANCE N VIBRATION SEVERITY GRADE A, DEGREE OF PROTECTION IP 65 | 6368 | TEM | 1 | MC | 26.204 | 1
1FT71025AF711FG2 | SIMOTICS S SYNCHRON. MOTOR 1FT7, M0=30NM (100K) NN=3000RPM, PN=6,28KW NATURAL AIR COOLING; FRAME SIZE IMB 5 (IM V1, IM V3) FLANGE 1 (1FT6 COMPATIBLE) POWER CONNECTOR ROTATABLE ABSOLUTE ENCODER 22 BITS MULTI TURN WITH DRIVE-CLIQ INTERFACE (ENCODER AM-22-DQ) CONNECTOR ROTATABLE PLAIN SHAFT, W/O HOLDING BRAKE; ACC. TOLERANCE N VIBRATION SEVERITY GRADE A, DEGREE OF PROTECTION IP 67 | 6448 | TEM | 1 | MC | 26.204 | 1
1FT71025AF711FG3 | SIMOTICS S SYNCHRON. MOTOR 1FT7, M0=30NM (100K) NN=3000RPM, PN=6,28KW NATURAL AIR COOLING; FRAME SIZE IMB 5 (IM V1, IM V3) FLANGE 1 (1FT6 COMPATIBLE) POWER CONNECTOR ROTATABLE ABSOLUTE ENCODER 22 BITS MULTI TURN WITH DRIVE-CLIQ INTERFACE (ENCODER AM-22-DQ) CONNECTOR ROTATABLE PLAIN SHAFT, W/O HOLDING BRAKE; ACC. TOLERANCE N VIBRATION SEVERITY GRADE A+R, DEGREE OF PROTECTION IP 64 | 6427 | TEM | 1 | MC | 26.204 | 1
1FT71025AF711FH0 | SIMOTICS S SYNCHRON. MOTOR 1FT7, M0=30NM (100K) NN=3000RPM, PN=6,28KW NATURAL AIR COOLING; FRAME SIZE IMB 5 (IM V1, IM V3) FLANGE 1 (1FT6 COMPATIBLE) POWER CONNECTOR ROTATABLE ABSOLUTE ENCODER 22 BITS MULTI TURN WITH DRIVE-CLIQ INTERFACE (ENCODER AM-22-DQ) CONNECTOR ROTATABLE PLAIN SHAFT, WITH HOLDING BRAKE; ACCURACY TOLERANCE N VIBRATION SEVERITY GRADE A, DEGREE OF PROTECTION IP 64 | 7285 | TEM | 1 | MC | 30.703 | 1
1FT71025AF711FH1 | SIMOTICS S SYNCHRON. MOTOR 1FT7, M0=30NM (100K) NN=3000RPM, PN=6,28KW NATURAL AIR COOLING; FRAME SIZE IMB 5 (IM V1, IM V3) FLANGE 1 (1FT6 COMPATIBLE) POWER CONNECTOR ROTATABLE ABSOLUTE ENCODER 22 BITS MULTI TURN WITH DRIVE-CLIQ INTERFACE (ENCODER AM-22-DQ) CONNECTOR ROTATABLE PLAIN SHAFT, WITH HOLDING BRAKE; ACCURACY TOLERANCE N VIBRATION SEVERITY GRADE A, DEGREE OF PROTECTION IP 65 | 7381 | TEM | 1 | MC | 30.703 | 1
1FT71025AF711FH2 | SIMOTICS S SYNCHRON. MOTOR 1FT7, M0=30NM (100K) NN=3000RPM, PN=6,28KW NATURAL AIR COOLING; FRAME SIZE IMB 5 (IM V1, IM V3) FLANGE 1 (1FT6 COMPATIBLE) POWER CONNECTOR ROTATABLE ABSOLUTE ENCODER 22 BITS MULTI TURN WITH DRIVE-CLIQ INTERFACE (ENCODER AM-22-DQ) CONNECTOR ROTATABLE PLAIN SHAFT, WITH HOLDING BRAKE; ACCURACY TOLERANCE N VIBRATION SEVERITY GRADE A, DEGREE OF PROTECTION IP 67 | 7461 | TEM | 1 | MC | 30.703 | 1
1FT71025AF711FH3 | SIMOTICS S SYNCHRON. MOTOR 1FT7, M0=30NM (100K) NN=3000RPM, PN=6,28KW NATURAL AIR COOLING; FRAME SIZE IMB 5 (IM V1, IM V3) FLANGE 1 (1FT6 COMPATIBLE) POWER CONNECTOR ROTATABLE ABSOLUTE ENCODER 22 BITS MULTI TURN WITH DRIVE-CLIQ INTERFACE (ENCODER AM-22-DQ) CONNECTOR ROTATABLE PLAIN SHAFT, WITH HOLDING BRAKE; ACCURACY TOLERANCE N VIBRATION SEVERITY GRADE A+R, DEGREE OF PROTECTION IP 64 | 7440 | TEM | 1 | MC | 30.703 | 1
1FT71025AF711FK0 | SIMOTICS S SYNCHRON. MOTOR 1FT7, M0=30NM (100K) NN=3000RPM, PN=6,28KW NATURAL AIR COOLING; FRAME SIZE IMB 5 (IM V1, IM V3) FLANGE 1 (1FT6 COMPATIBLE) POWER CONNECTOR ROTATABLE ABSOLUTE ENCODER 22 BITS MULTI TURN WITH DRIVE-CLIQ INTERFACE (ENCODER AM-22-DQ) CONNECTOR ROTATABLE PLAIN SHAFT, W/O HOLDING BRAKE; ACC. TOLERANCE R VIBRATION SEVERITY GRADE A, DEGREE OF PROTECTION IP 64 | 6432 | TEM | 1 | MC | 26.204 | 1
1FT71025AF711FL4 | SIMOTICS S SYNCHRON. MOTOR 1FT7, M0=30NM (100K) NN=3000RPM, PN=6,28KW NATURAL AIR COOLING; FRAME SIZE IMB 5 (IM V1, IM V3) FLANGE 1 (1FT6 COMPATIBLE) POWER CONNECTOR ROTATABLE ABSOLUTE ENCODER 22 BITS MULTI TURN WITH DRIVE-CLIQ INTERFACE (ENCODER AM-22-DQ) CONNECTOR ROTATABLE PLAIN SHAFT, WITH HOLDING BRAKE; ACCURACY TOLERANCE R VIBRATION SEVERITY GRADE A+R, DEGREE OF PROTECTION IP 65 | 7696 | TEM | 1 | MC | 30.703 | 1
1FT71025AF711MA0 | SIMOTICS S SYNCHRON. MOTOR 1FT7, M0=30NM (100K) NN=3000RPM, PN=6,28KW NATURAL AIR COOLING; FRAME SIZE IMB 5 (1FT6 COMPATIBLE) WITH KTY TEMPERATURE SENSOR POWER CONNECTOR ROTATABLE ABSOLUTE ENCODER ENDAT 2048 S/R (ENCODER A-2048) CONNECTOR ROTATABLE SHAFT WITH FITTED KEY; W/O HOLDING BRAKE; ACC. TOLERANCE N VIBRATION SEVERITY GRADE A, DEGREE OF PROTECTION IP 64 | 5840 | TEM | 1 | MC | 26.204 | 1
1FT71025AF711MA1 | SIMOTICS S SYNCHRON. MOTOR 1FT7, M0=30NM (100K) NN=3000RPM, PN=6,28KW NATURAL AIR COOLING; FRAME SIZE IMB 5 (1FT6 COMPATIBLE) WITH KTY TEMPERATURE SENSOR POWER CONNECTOR ROTATABLE ABSOLUTE ENCODER ENDAT 2048 S/R (ENCODER A-2048) CONNECTOR ROTATABLE SHAFT WITH FITTED KEY; W/O HOLDING BRAKE; ACC. TOLERANCE N VIBRATION SEVERITY GRADE A, DEGREE OF PROTECTION IP 65 | 5937 | TEM | 1 | MC | 26.204 | 1
1FT71025AF711MG0 | SIMOTICS S SYNCHRON. MOTOR 1FT7, M0=30NM (100K) NN=3000RPM, PN=6,28KW NATURAL AIR COOLING; FRAME SIZE IMB 5 (1FT6 COMPATIBLE) WITH KTY TEMPERATURE SENSOR POWER CONNECTOR ROTATABLE ABSOLUTE ENCODER ENDAT 2048 S/R (ENCODER A-2048) CONNECTOR ROTATABLE PLAIN SHAFT, W/O HOLDING BRAKE; ACC. TOLERANCE N VIBRATION SEVERITY GRADE A, DEGREE OF PROTECTION IP 64 | 5840 | TEM | 1 | MC | 26.204 | 1
1FT71025AF711MG1 | SIMOTICS S SYNCHRON. MOTOR 1FT7, M0=30NM (100K) NN=3000RPM, PN=6,28KW NATURAL AIR COOLING; FRAME SIZE IMB 5 (1FT6 COMPATIBLE) WITH KTY TEMPERATURE SENSOR POWER CONNECTOR ROTATABLE ABSOLUTE ENCODER ENDAT 2048 S/R (ENCODER A-2048) CONNECTOR ROTATABLE PLAIN SHAFT, W/O HOLDING BRAKE; ACC. TOLERANCE N VIBRATION SEVERITY GRADE A, DEGREE OF PROTECTION IP 65 | 5937 | TEM | 1 | MC | 26.204 | 1
1FT71025AF711MG2 | SIMOTICS S SYNCHRON. MOTOR 1FT7, M0=30NM (100K) NN=3000RPM, PN=6,28KW NATURAL AIR COOLING; FRAME SIZE IMB 5 (1FT6 COMPATIBLE) WITH KTY TEMPERATURE SENSOR POWER CONNECTOR ROTATABLE ABSOLUTE ENCODER ENDAT 2048 S/R (ENCODER A-2048) CONNECTOR ROTATABLE PLAIN SHAFT, W/O HOLDING BRAKE; ACC. TOLERANCE N VIBRATION SEVERITY GRADE A, DEGREE OF PROTECTION IP 67 | 6016 | TEM | 1 | MC | 26.204 | 1
1FT71025AF711MH0 | SIMOTICS S SYNCHRON. MOTOR 1FT7, M0=30NM (100K) NN=3000RPM, PN=6,28KW NATURAL AIR COOLING; FRAME SIZE IMB 5 (1FT6 COMPATIBLE) WITH KTY TEMPERATURE SENSOR POWER CONNECTOR ROTATABLE ABSOLUTE ENCODER ENDAT 2048 S/R (ENCODER A-2048) CONNECTOR ROTATABLE PLAIN SHAFT, WITH HOLDING BRAKE; ACCURACY TOLERANCE N VIBRATION SEVERITY GRADE A, DEGREE OF PROTECTION IP 64 | 6853 | TEM | 1 | MC | 30.703 | 1
1FT71025AF711MH1 | SIMOTICS S SYNCHRON. MOTOR 1FT7, M0=30NM (100K) NN=3000RPM, PN=6,28KW NATURAL AIR COOLING; FRAME SIZE IMB 5 (1FT6 COMPATIBLE) WITH KTY TEMPERATURE SENSOR POWER CONNECTOR ROTATABLE ABSOLUTE ENCODER ENDAT 2048 S/R (ENCODER A-2048) CONNECTOR ROTATABLE PLAIN SHAFT, WITH HOLDING BRAKE; ACCURACY TOLERANCE N VIBRATION SEVERITY GRADE A, DEGREE OF PROTECTION IP 65 | 6949 | TEM | 1 | MC | 30.703 | 1
1FT71025AF711MH2 | SIMOTICS S SYNCHRON. MOTOR 1FT7, M0=30NM (100K) NN=3000RPM, PN=6,28KW NATURAL AIR COOLING; FRAME SIZE IMB 5 (1FT6 COMPATIBLE) WITH KTY TEMPERATURE SENSOR POWER CONNECTOR ROTATABLE ABSOLUTE ENCODER ENDAT 2048 S/R (ENCODER A-2048) CONNECTOR ROTATABLE PLAIN SHAFT, WITH HOLDING BRAKE; ACCURACY TOLERANCE N VIBRATION SEVERITY GRADE A, DEGREE OF PROTECTION IP 67 | 7029 | TEM | 1 | MC | 30.703 | 1
1FT71025AF711MK1 | SIMOTICS S SYNCHRON. MOTOR 1FT7, M0=30NM (100K) NN=3000RPM, PN=6,28KW NATURAL AIR COOLING; FRAME SIZE IMB 5 (1FT6 COMPATIBLE) WITH KTY TEMPERATURE SENSOR POWER CONNECTOR ROTATABLE ABSOLUTE ENCODER ENDAT 2048 S/R (ENCODER A-2048) CONNECTOR ROTATABLE PLAIN SHAFT, W/O HOLDING BRAKE; ACC. TOLERANCE R VIBRATION SEVERITY GRADE A, DEGREE OF PROTECTION IP 65 | 6096 | TEM | 1 | MC | 26.204 | 1
1FT71025AF711ML1 | SIMOTICS S SYNCHRON. MOTOR 1FT7, M0=30NM (100K) NN=3000RPM, PN=6,28KW NATURAL AIR COOLING; FRAME SIZE IMB 5 (1FT6 COMPATIBLE) WITH KTY TEMPERATURE SENSOR POWER CONNECTOR ROTATABLE ABSOLUTE ENCODER ENDAT 2048 S/R (ENCODER A-2048) CONNECTOR ROTATABLE PLAIN SHAFT, WITH HOLDING BRAKE; ACCURACY TOLERANCE R VIBRATION SEVERITY GRADE A, DEGREE OF PROTECTION IP 65 | 7109 | TEM | 1 | MC | 30.703 | 1
1FT71025AF711NA0 | SIMOTICS S SYNCHRON. MOTOR 1FT7, M0=30NM (100K) NN=3000RPM, PN=6,28KW NATURAL AIR COOLING; FRAME SIZE IMB 5 (IM V1, IM V3) (1FT6 COMPATIBLE) WITH KTY TEMPERATURE SENSOR POWER CONNECTOR ROTATABLE INCREM. ENCODER SIN/COS 1VSS 2048 S/R (ENCODER I-2048) CONNECTOR ROTATABLE SHAFT WITH FITTED KEY; W/O HOLDING BRAKE; ACC. TOLERANCE N VIBRATION SEVERITY GRADE A, DEGREE OF PROTECTION IP 64 | 5086 | TEM | 1 | MC | 26.204 | 1
1FT71025AF711NA3 | SIMOTICS S SYNCHRON. MOTOR 1FT7, M0=30NM (100K) NN=3000RPM, PN=6,28KW NATURAL AIR COOLING; FRAME SIZE IMB 5 (IM V1, IM V3) (1FT6 COMPATIBLE) WITH KTY TEMPERATURE SENSOR POWER CONNECTOR ROTATABLE INCREM. ENCODER SIN/COS 1VSS 2048 S/R (ENCODER I-2048) CONNECTOR ROTATABLE SHAFT WITH FITTED KEY; W/O HOLDING BRAKE; ACC. TOLERANCE N VIBRATION SEVERITY GRADE A+R, DEGREE OF PROTECTION IP 64 | 5241 | TEM | 1 | MC | 26.204 | 1
1FT71025AF711NB0 | SIMOTICS S SYNCHRON. MOTOR 1FT7, M0=30NM (100K) NN=3000RPM, PN=6,28KW NATURAL AIR COOLING; FRAME SIZE IMB 5 (IM V1, IM V3) (1FT6 COMPATIBLE) WITH KTY TEMPERATURE SENSOR POWER CONNECTOR ROTATABLE INCREM. ENCODER SIN/COS 1VSS 2048 S/R (ENCODER I-2048) CONNECTOR ROTATABLE SHAFT WITH FITTED KEY; WITH HOLDING BRAKE; ACC. TOLERANCE N VIBRATION SEVERITY GRADE A, DEGREE OF PROTECTION IP 64 | 6099 | TEM | 1 | MC | 30.703 | 1
1FT71025AF711NB1 | SIMOTICS S SYNCHRON. MOTOR 1FT7, M0=30NM (100K) NN=3000RPM, PN=6,28KW NATURAL AIR COOLING; FRAME SIZE IMB 5 (IM V1, IM V3) (1FT6 COMPATIBLE) WITH KTY TEMPERATURE SENSOR POWER CONNECTOR ROTATABLE INCREM. ENCODER SIN/COS 1VSS 2048 S/R (ENCODER I-2048) CONNECTOR ROTATABLE SHAFT WITH FITTED KEY; WITH HOLDING BRAKE; ACC. TOLERANCE N VIBRATION SEVERITY GRADE A, DEGREE OF PROTECTION IP 65 | 6195 | TEM | 1 | MC | 30.703 | 1
1FT71025AF711NG0 | SIMOTICS S SYNCHRON. MOTOR 1FT7, M0=30NM (100K) NN=3000RPM, PN=6,28KW NATURAL AIR COOLING; FRAME SIZE IMB 5 (IM V1, IM V3) (1FT6 COMPATIBLE) WITH KTY TEMPERATURE SENSOR POWER CONNECTOR ROTATABLE INCREM. ENCODER SIN/COS 1VSS 2048 S/R (ENCODER I-2048) CONNECTOR ROTATABLE PLAIN SHAFT, W/O HOLDING BRAKE; ACC. TOLERANCE N VIBRATION SEVERITY GRADE A, DEGREE OF PROTECTION IP 64 | 5086 | TEM | 1 | MC | 26.204 | 1
1FT71025AF711NG1 | SIMOTICS S SYNCHRON. MOTOR 1FT7, M0=30NM (100K) NN=3000RPM, PN=6,28KW NATURAL AIR COOLING; FRAME SIZE IMB 5 (IM V1, IM V3) (1FT6 COMPATIBLE) WITH KTY TEMPERATURE SENSOR POWER CONNECTOR ROTATABLE INCREM. ENCODER SIN/COS 1VSS 2048 S/R (ENCODER I-2048) CONNECTOR ROTATABLE PLAIN SHAFT, W/O HOLDING BRAKE; ACC. TOLERANCE N VIBRATION SEVERITY GRADE A, DEGREE OF PROTECTION IP 65 | 5183 | TEM | 1 | MC | 26.204 | 1
1FT71025AF711NG2 | SIMOTICS S SYNCHRON. MOTOR 1FT7, M0=30NM (100K) NN=3000RPM, PN=6,28KW NATURAL AIR COOLING; FRAME SIZE IMB 5 (IM V1, IM V3) (1FT6 COMPATIBLE) WITH KTY TEMPERATURE SENSOR POWER CONNECTOR ROTATABLE INCREM. ENCODER SIN/COS 1VSS 2048 S/R (ENCODER I-2048) CONNECTOR ROTATABLE PLAIN SHAFT, W/O HOLDING BRAKE; ACC. TOLERANCE N VIBRATION SEVERITY GRADE A, DEGREE OF PROTECTION IP 67 | 5262 | TEM | 1 | MC | 26.204 | 1
1FT71025AF711NG3 | SIMOTICS S SYNCHRON. MOTOR 1FT7, M0=30NM (100K) NN=3000RPM, PN=6,28KW NATURAL AIR COOLING; FRAME SIZE IMB 5 (IM V1, IM V3) (1FT6 COMPATIBLE) WITH KTY TEMPERATURE SENSOR POWER CONNECTOR ROTATABLE INCREM. ENCODER SIN/COS 1VSS 2048 S/R (ENCODER I-2048) CONNECTOR ROTATABLE PLAIN SHAFT, W/O HOLDING BRAKE; ACC. TOLERANCE N VIBRATION SEVERITY GRADE A+R, DEGREE OF PROTECTION IP 64 | 5241 | TEM | 1 | MC | 26.204 | 1
1FT71025AF711NH0 | SIMOTICS S SYNCHRON. MOTOR 1FT7, M0=30NM (100K) NN=3000RPM, PN=6,28KW NATURAL AIR COOLING; FRAME SIZE IMB 5 (IM V1, IM V3) (1FT6 COMPATIBLE) WITH KTY TEMPERATURE SENSOR POWER CONNECTOR ROTATABLE INCREM. ENCODER SIN/COS 1VSS 2048 S/R (ENCODER I-2048) CONNECTOR ROTATABLE PLAIN SHAFT, WITH HOLDING BRAKE; ACCURACY TOLERANCE N VIBRATION SEVERITY GRADE A, DEGREE OF PROTECTION IP 64 | 6099 | TEM | 1 | MC | 30.703 | 1
1FT71025AF711NH1 | SIMOTICS S SYNCHRON. MOTOR 1FT7, M0=30NM (100K) NN=3000RPM, PN=6,28KW NATURAL AIR COOLING; FRAME SIZE IMB 5 (IM V1, IM V3) (1FT6 COMPATIBLE) WITH KTY TEMPERATURE SENSOR POWER CONNECTOR ROTATABLE INCREM. ENCODER SIN/COS 1VSS 2048 S/R (ENCODER I-2048) CONNECTOR ROTATABLE PLAIN SHAFT, WITH HOLDING BRAKE; ACCURACY TOLERANCE N VIBRATION SEVERITY GRADE A, DEGREE OF PROTECTION IP 65 | 6195 | TEM | 1 | MC | 30.703 | 1
1FT71025AF711NH2 | SIMOTICS S SYNCHRON. MOTOR 1FT7, M0=30NM (100K) NN=3000RPM, PN=6,28KW NATURAL AIR COOLING; FRAME SIZE IMB 5 (IM V1, IM V3) (1FT6 COMPATIBLE) WITH KTY TEMPERATURE SENSOR POWER CONNECTOR ROTATABLE INCREM. ENCODER SIN/COS 1VSS 2048 S/R (ENCODER I-2048) CONNECTOR ROTATABLE PLAIN SHAFT, WITH HOLDING BRAKE; ACCURACY TOLERANCE N VIBRATION SEVERITY GRADE A, DEGREE OF PROTECTION IP 67 | 6275 | TEM | 1 | MC | 30.703 | 1
1FT71025WB701NH1 | SIMOTICS S SYNCHRON. MOTOR 1FT7, M0=50NM (100K) NN=1500RPM, PN=7,90KW WATER-COOLED; FRAME SIZE IMB 5 (IM V1, IM V3) FLANGE (COMPACT) WITH KTY TEMPERATURE SENSOR POWER CONNECTOR ROTATABLE INCREM. ENCODER SIN/COS 1VSS 2048 S/R (ENCODER I-2048) CONNECTOR ROTATABLE PLAIN SHAFT, WITH HOLDING BRAKE; ACCURACY TOLERANCE N VIBRATION SEVERITY GRADE A, DEGREE OF PROTECTION IP 65 | 6837 | TEM | 1 | MC | 41.203 | 1
1FT71025WB711BB3 | SIMOTICS S SYNCHRON. MOTOR 1FT7, M0=50NM (100K) NN=1500RPM, PN=7,90KW WATER-COOLED; FRAME SIZE IMB 5 (IM V1, IM V3) FLANGE 1 (1FT6 COMPATIBLE) POWER CONNECTOR ROTATABLE ABSOLUTE VALUE ENCODER SINGLETURN 24 BIT WITH DRIVE-CLIQ INTERFACE (ENCODER AS24DQI) SHAFT WITH FITTED KEY; WITH HOLDING BRAKE; ACC. TOLERANCE N VIBRATION SEVERITY GRADE A+R, DEGREE OF PROTECTION IP 64 | 7236 | TEM | 1 | MC | 41.203 | 1
1FT71025WB711BG2 | SIMOTICS S SYNCHRON. MOTOR 1FT7, M0=50NM (100K) NN=1500RPM, PN=7,90KW WATER-COOLED; FRAME SIZE IMB 5 (IM V1, IM V3) FLANGE 1 (1FT6 COMPATIBLE) POWER CONNECTOR ROTATABLE ABSOLUTE VALUE ENCODER SINGLETURN 24 BIT WITH DRIVE-CLIQ INTERFACE (ENCODER AS24DQI) PLAIN SHAFT, W/O HOLDING BRAKE; ACC. TOLERANCE N VIBRATION SEVERITY GRADE A, DEGREE OF PROTECTION IP 67 | 6244 | TEM | 1 | MC | 36.704 | 1
1FT71025WB711CH1 | SIMOTICS S SYNCHRON. MOTOR 1FT7, M0=50NM (100K) NN=1500RPM, PN=7,90KW WATER-COOLED; FRAME SIZE IMB 5 (IM V1, IM V3) FLANGE 1 (1FT6 COMPATIBLE) POWER CONNECTOR ROTATABLE ABSOLUTE ENCODER 24 BITS + 12 BIT MULTITURN WITH DRIVE-CLIQ INTERFACE (ENCODER AM24DQI) PLAIN SHAFT, WITH HOLDING BRAKE; ACCURACY TOLERANCE N VIBRATION SEVERITY GRADE A, DEGREE OF PROTECTION IP 65 | 7942 | TEM | 1 | MC | 41.203 | 1
1FT71025WB711CK5 | SIMOTICS S SYNCHRON. MOTOR 1FT7, M0=50NM (100K) NN=1500RPM, PN=7,90KW WATER-COOLED; FRAME SIZE IMB 5 (IM V1, IM V3) FLANGE 1 (1FT6 COMPATIBLE) POWER CONNECTOR ROTATABLE ABSOLUTE ENCODER 24 BITS + 12 BIT MULTITURN WITH DRIVE-CLIQ INTERFACE (ENCODER AM24DQI) PLAIN SHAFT, W/O HOLDING BRAKE; ACC. TOLERANCE R VIBRATION SEVERITY GRADE A+R, DEGREE OF PROTECTION IP 67 | 7324 | TEM | 1 | MC | 36.704 | 1
1FT71025WB711CL5 | SIMOTICS S SYNCHRON. MOTOR 1FT7, M0=50NM (100K) NN=1500RPM, PN=7,90KW WATER-COOLED; FRAME SIZE IMB 5 (IM V1, IM V3) FLANGE 1 (1FT6 COMPATIBLE) POWER CONNECTOR ROTATABLE ABSOLUTE ENCODER 24 BITS + 12 BIT MULTITURN WITH DRIVE-CLIQ INTERFACE (ENCODER AM24DQI) PLAIN SHAFT, WITH HOLDING BRAKE; ACCURACY TOLERANCE R VIBRATION SEVERITY GRADE A+R, DEGREE OF PROTECTION IP 67 | 8337 | TEM | 1 | MC | 41.203 | 1
1FT71025WB711DH5 | SIMOTICS S SYNCHRON. MOTOR 1FT7, M0=50NM (100K) NN=1500RPM, PN=7,90KW WATER-COOLED; FRAME SIZE IMB 5 (IM V1, IM V3) FLANGE 1 (1FT6 COMPATIBLE) POWER CONNECTOR ROTATABLE INCREMENTAL ENCODER 2048 S/R WITH DRIVE-CLIQ INTERFACE (ENCODER I-2048) CONNECTOR ROTATABLE PLAIN SHAFT, WITH HOLDING BRAKE; ACCURACY TOLERANCE N VIBRATION SEVERITY GRADE A+R, DEGREE OF PROTECTION IP 67 | 7493 | TEM | 1 | MC | 41.203 | 1
1FT71025WC701CD3 | SIMOTICS S SYNCHRON. MOTOR 1FT7, M0=50NM (100K) NN=2000RPM, PN=10,40KW WATER-COOLED; FRAME SIZE IMB 5 (IM V1, IM V3) FLANGE 0 POWER CONNECTOR ROTATABLE ABSOLUTE ENCODER 24 BITS + 12 BIT MULTITURN WITH DRIVE-CLIQ INTERFACE (ENCODER AM24DQI) SHAFT WITH FITTED KEY; W/O HOLDING BRAKE; ACC. TOLERANCE R VIBRATION SEVERITY GRADE A+R, DEGREE OF PROTECTION IP 64 | 7147 | TEM | 1 | MC | 36.704 | 1
1FT71025WC711BL4 | SIMOTICS S SYNCHRON. MOTOR 1FT7, M0=50NM (100K) NN=2000RPM, PN=10,40KW WATER-COOLED; FRAME SIZE IMB 5 (IM V1, IM V3) FLANGE 1 (1FT6 COMPATIBLE) POWER CONNECTOR ROTATABLE ABSOLUTE VALUE ENCODER SINGLETURN 24 BIT WITH DRIVE-CLIQ INTERFACE (ENCODER AS24DQI) PLAIN SHAFT, WITH HOLDING BRAKE; ACCURACY TOLERANCE R VIBRATION SEVERITY GRADE A+R, DEGREE OF PROTECTION IP 65 | 7492 | TEM | 1 | MC | 41.203 | 1
1FT71025WC711CG1 | SIMOTICS S SYNCHRON. MOTOR 1FT7, M0=50NM (100K) NN=2000RPM, PN=10,40KW WATER-COOLED; FRAME SIZE IMB 5 (IM V1, IM V3) FLANGE 1 (1FT6 COMPATIBLE) POWER CONNECTOR ROTATABLE ABSOLUTE ENCODER 24 BITS + 12 BIT MULTITURN WITH DRIVE-CLIQ INTERFACE (ENCODER AM24DQI) PLAIN SHAFT, W/O HOLDING BRAKE; ACC. TOLERANCE N VIBRATION SEVERITY GRADE A, DEGREE OF PROTECTION IP 65 | 6929 | TEM | 1 | MC | 36.704 | 1
1FT71025WC711DH4 | SIMOTICS S SYNCHRON. MOTOR 1FT7, M0=50NM (100K) NN=2000RPM, PN=10,40KW WATER-COOLED; FRAME SIZE IMB 5 (IM V1, IM V3) FLANGE 1 (1FT6 COMPATIBLE) POWER CONNECTOR ROTATABLE INCREMENTAL ENCODER 2048 S/R WITH DRIVE-CLIQ INTERFACE (ENCODER I-2048) CONNECTOR ROTATABLE PLAIN SHAFT, WITH HOLDING BRAKE; ACCURACY TOLERANCE N VIBRATION SEVERITY GRADE A+R, DEGREE OF PROTECTION IP 65 | 7413 | TEM | 1 | MC | 41.203 | 1
1FT71025WC711DL4 | SIMOTICS S SYNCHRON. MOTOR 1FT7, M0=50NM (100K) NN=2000RPM, PN=10,40KW WATER-COOLED; FRAME SIZE IMB 5 (IM V1, IM V3) FLANGE 1 (1FT6 COMPATIBLE) POWER CONNECTOR ROTATABLE INCREMENTAL ENCODER 2048 S/R WITH DRIVE-CLIQ INTERFACE (ENCODER I-2048) CONNECTOR ROTATABLE PLAIN SHAFT, WITH HOLDING BRAKE; ACCURACY TOLERANCE R VIBRATION SEVERITY GRADE A+R, DEGREE OF PROTECTION IP 65 | 7572 | TEM | 1 | MC | 41.203 | 1
1FT71025WC711FG1 | SIMOTICS S SYNCHRON. MOTOR 1FT7, M0=50NM (100K) NN=2000RPM, PN=10,40KW WATER-COOLED; FRAME SIZE IMB 5 (IM V1, IM V3) FLANGE 1 (1FT6 COMPATIBLE) POWER CONNECTOR ROTATABLE ABSOLUTE ENCODER 22 BITS MULTI TURN WITH DRIVE-CLIQ INTERFACE (ENCODER AM-22-DQ) CONNECTOR ROTATABLE PLAIN SHAFT, W/O HOLDING BRAKE; ACC. TOLERANCE N VIBRATION SEVERITY GRADE A, DEGREE OF PROTECTION IP 65 | 7010 | TEM | 1 | MC | 36.704 | 1
1FT71025WC711MG0 | SIMOTICS S SYNCHRON. MOTOR 1FT7, M0=50NM (100K) NN=2000RPM, PN=10,40KW WATER-COOLED; FRAME SIZE IMB 5 (1FT6 COMPATIBLE) WITH KTY TEMPERATURE SENSOR POWER CONNECTOR ROTATABLE ABSOLUTE ENCODER ENDAT 2048 S/R (ENCODER A-2048) CONNECTOR ROTATABLE PLAIN SHAFT, W/O HOLDING BRAKE; ACC. TOLERANCE N VIBRATION SEVERITY GRADE A, DEGREE OF PROTECTION IP 64 | 6482 | TEM | 1 | MC | 36.704 | 1
1FT71025WC711MH1 | SIMOTICS S SYNCHRON. MOTOR 1FT7, M0=50NM (100K) NN=2000RPM, PN=10,40KW WATER-COOLED; FRAME SIZE IMB 5 (1FT6 COMPATIBLE) WITH KTY TEMPERATURE SENSOR POWER CONNECTOR ROTATABLE ABSOLUTE ENCODER ENDAT 2048 S/R (ENCODER A-2048) CONNECTOR ROTATABLE PLAIN SHAFT, WITH HOLDING BRAKE; ACCURACY TOLERANCE N VIBRATION SEVERITY GRADE A, DEGREE OF PROTECTION IP 65 | 7591 | TEM | 1 | MC | 41.203 | 1
1FT71025WC711NH1 | SIMOTICS S SYNCHRON. MOTOR 1FT7, M0=50NM (100K) NN=2000RPM, PN=10,40KW WATER-COOLED; FRAME SIZE IMB 5 (IM V1, IM V3) (1FT6 COMPATIBLE) WITH KTY TEMPERATURE SENSOR POWER CONNECTOR ROTATABLE INCREM. ENCODER SIN/COS 1VSS 2048 S/R (ENCODER I-2048) CONNECTOR ROTATABLE PLAIN SHAFT, WITH HOLDING BRAKE; ACCURACY TOLERANCE N VIBRATION SEVERITY GRADE A, DEGREE OF PROTECTION IP 65 | 6837 | TEM | 1 | MC | 41.203 | 1
1FT71025WC711NH4 | SIMOTICS S SYNCHRON. MOTOR 1FT7, M0=50NM (100K) NN=2000RPM, PN=10,40KW WATER-COOLED; FRAME SIZE IMB 5 (IM V1, IM V3) (1FT6 COMPATIBLE) WITH KTY TEMPERATURE SENSOR POWER CONNECTOR ROTATABLE INCREM. ENCODER SIN/COS 1VSS 2048 S/R (ENCODER I-2048) CONNECTOR ROTATABLE PLAIN SHAFT, WITH HOLDING BRAKE; ACCURACY TOLERANCE N VIBRATION SEVERITY GRADE A+R, DEGREE OF PROTECTION IP 65 | 6992 | TEM | 1 | MC | 41.203 | 1
1FT71025WF701BA0 | SIMOTICS S SYNCHRON. MOTOR 1FT7, M0=50NM (100K) NN=3000RPM, PN=14,30KW WATER-COOLED; FRAME SIZE IMB 5 (IM V1, IM V3) FLANGE 0 POWER CONNECTOR ROTATABLE ABSOLUTE VALUE ENCODER SINGLETURN 24 BIT WITH DRIVE-CLIQ INTERFACE (ENCODER AS24DQI) SHAFT WITH FITTED KEY; W/O HOLDING BRAKE; ACC. TOLERANCE N VIBRATION SEVERITY GRADE A, DEGREE OF PROTECTION IP 64 | 6068 | TEM | 1 | MC | 36.704 | 1
1FT71025WF701BG3 | SIMOTICS S SYNCHRON. MOTOR 1FT7, M0=50NM (100K) NN=3000RPM, PN=14,30KW WATER-COOLED; FRAME SIZE IMB 5 (IM V1, IM V3) FLANGE 0 POWER CONNECTOR ROTATABLE ABSOLUTE VALUE ENCODER SINGLETURN 24 BIT WITH DRIVE-CLIQ INTERFACE (ENCODER AS24DQI) PLAIN SHAFT, W/O HOLDING BRAKE; ACC. TOLERANCE N VIBRATION SEVERITY GRADE A+R, DEGREE OF PROTECTION IP 64 | 6223 | TEM | 1 | MC | 36.704 | 1
1FT71025WF701CG2 | SIMOTICS S SYNCHRON. MOTOR 1FT7, M0=50NM (100K) NN=3000RPM, PN=14,30KW WATER-COOLED; FRAME SIZE IMB 5 (IM V1, IM V3) FLANGE 0 POWER CONNECTOR ROTATABLE ABSOLUTE ENCODER 24 BITS + 12 BIT MULTITURN WITH DRIVE-CLIQ INTERFACE (ENCODER AM24DQI) PLAIN SHAFT, W/O HOLDING BRAKE; ACC. TOLERANCE N VIBRATION SEVERITY GRADE A, DEGREE OF PROTECTION IP 67 | 7009 | TEM | 1 | MC | 36.704 | 1
1FT71025WF701DH2 | SIMOTICS S SYNCHRON. MOTOR 1FT7, M0=50NM (100K) NN=3000RPM, PN=14,30KW WATER-COOLED; FRAME SIZE IMB 5 (IM V1, IM V3) FLANGE 0 POWER CONNECTOR ROTATABLE INCREMENTAL ENCODER 2048 S/R WITH DRIVE-CLIQ INTERFACE (ENCODER I-2048) CONNECTOR ROTATABLE PLAIN SHAFT, WITH HOLDING BRAKE; ACCURACY TOLERANCE N VIBRATION SEVERITY GRADE A, DEGREE OF PROTECTION IP 67 | 7337 | TEM | 1 | MC | 41.203 | 1
1FT71025WF701NH1 | SIMOTICS S SYNCHRON. MOTOR 1FT7, M0=50NM (100K) NN=3000RPM, PN=14,30KW WATER-COOLED; FRAME SIZE IMB 5 (IM V1, IM V3) FLANGE (COMPACT) WITH KTY TEMPERATURE SENSOR POWER CONNECTOR ROTATABLE INCREM. ENCODER SIN/COS 1VSS 2048 S/R (ENCODER I-2048) CONNECTOR ROTATABLE PLAIN SHAFT, WITH HOLDING BRAKE; ACCURACY TOLERANCE N VIBRATION SEVERITY GRADE A, DEGREE OF PROTECTION IP 65 | 6837 | TEM | 1 | MC | 41.203 | 1
1FT71025WF711BA0 | SIMOTICS S SYNCHRON. MOTOR 1FT7, M0=50NM (100K) NN=3000RPM, PN=14,30KW WATER-COOLED; FRAME SIZE IMB 5 (IM V1, IM V3) FLANGE 1 (1FT6 COMPATIBLE) POWER CONNECTOR ROTATABLE ABSOLUTE VALUE ENCODER SINGLETURN 24 BIT WITH DRIVE-CLIQ INTERFACE (ENCODER AS24DQI) SHAFT WITH FITTED KEY; W/O HOLDING BRAKE; ACC. TOLERANCE N VIBRATION SEVERITY GRADE A, DEGREE OF PROTECTION IP 64 | 6068 | TEM | 1 | MC | 36.704 | 1
1FT71025WF711BG0 | SIMOTICS S SYNCHRON. MOTOR 1FT7, M0=50NM (100K) NN=3000RPM, PN=14,30KW WATER-COOLED; FRAME SIZE IMB 5 (IM V1, IM V3) FLANGE 1 (1FT6 COMPATIBLE) POWER CONNECTOR ROTATABLE ABSOLUTE VALUE ENCODER SINGLETURN 24 BIT WITH DRIVE-CLIQ INTERFACE (ENCODER AS24DQI) PLAIN SHAFT, W/O HOLDING BRAKE; ACC. TOLERANCE N VIBRATION SEVERITY GRADE A, DEGREE OF PROTECTION IP 64 | 6068 | TEM | 1 | MC | 36.704 | 1
1FT71025WF711BG1 | SIMOTICS S SYNCHRON. MOTOR 1FT7, M0=50NM (100K) NN=3000RPM, PN=14,30KW WATER-COOLED; FRAME SIZE IMB 5 (IM V1, IM V3) FLANGE 1 (1FT6 COMPATIBLE) POWER CONNECTOR ROTATABLE ABSOLUTE VALUE ENCODER SINGLETURN 24 BIT WITH DRIVE-CLIQ INTERFACE (ENCODER AS24DQI) PLAIN SHAFT, W/O HOLDING BRAKE; ACC. TOLERANCE N VIBRATION SEVERITY GRADE A, DEGREE OF PROTECTION IP 65 | 6164 | TEM | 1 | MC | 36.704 | 1
1FT71025WF711BH0 | SIMOTICS S SYNCHRON. MOTOR 1FT7, M0=50NM (100K) NN=3000RPM, PN=14,30KW WATER-COOLED; FRAME SIZE IMB 5 (IM V1, IM V3) FLANGE 1 (1FT6 COMPATIBLE) POWER CONNECTOR ROTATABLE ABSOLUTE VALUE ENCODER SINGLETURN 24 BIT WITH DRIVE-CLIQ INTERFACE (ENCODER AS24DQI) PLAIN SHAFT, WITH HOLDING BRAKE; ACCURACY TOLERANCE N VIBRATION SEVERITY GRADE A, DEGREE OF PROTECTION IP 64 | 7081 | TEM | 1 | MC | 41.203 | 1
1FT71025WF711CH0 | SIMOTICS S SYNCHRON. MOTOR 1FT7, M0=50NM (100K) NN=3000RPM, PN=14,30KW WATER-COOLED; FRAME SIZE IMB 5 (IM V1, IM V3) FLANGE 1 (1FT6 COMPATIBLE) POWER CONNECTOR ROTATABLE ABSOLUTE ENCODER 24 BITS + 12 BIT MULTITURN WITH DRIVE-CLIQ INTERFACE (ENCODER AM24DQI) PLAIN SHAFT, WITH HOLDING BRAKE; ACCURACY TOLERANCE N VIBRATION SEVERITY GRADE A, DEGREE OF PROTECTION IP 64 | 7846 | TEM | 1 | MC | 41.203 | 1
1FT71025WF711CH1 | SIMOTICS S SYNCHRON. MOTOR 1FT7, M0=50NM (100K) NN=3000RPM, PN=14,30KW WATER-COOLED; FRAME SIZE IMB 5 (IM V1, IM V3) FLANGE 1 (1FT6 COMPATIBLE) POWER CONNECTOR ROTATABLE ABSOLUTE ENCODER 24 BITS + 12 BIT MULTITURN WITH DRIVE-CLIQ INTERFACE (ENCODER AM24DQI) PLAIN SHAFT, WITH HOLDING BRAKE; ACCURACY TOLERANCE N VIBRATION SEVERITY GRADE A, DEGREE OF PROTECTION IP 65 | 7942 | TEM | 1 | MC | 41.203 | 1
1FT71025WF711DA0 | SIMOTICS S SYNCHRON. MOTOR 1FT7, M0=50NM (100K) NN=3000RPM, PN=14,30KW WATER-COOLED; FRAME SIZE IMB 5 (IM V1, IM V3) FLANGE 1 (1FT6 COMPATIBLE) POWER CONNECTOR ROTATABLE INCREMENTAL ENCODER 2048 S/R WITH DRIVE-CLIQ INTERFACE (ENCODER I-2048) CONNECTOR ROTATABLE SHAFT WITH FITTED KEY; W/O HOLDING BRAKE; ACC. TOLERANCE N VIBRATION SEVERITY GRADE A, DEGREE OF PROTECTION IP 64 | 6148 | TEM | 1 | MC | 36.704 | 1
1FT71025WF711DG1 | SIMOTICS S SYNCHRON. MOTOR 1FT7, M0=50NM (100K) NN=3000RPM, PN=14,30KW WATER-COOLED; FRAME SIZE IMB 5 (IM V1, IM V3) FLANGE 1 (1FT6 COMPATIBLE) POWER CONNECTOR ROTATABLE INCREMENTAL ENCODER 2048 S/R WITH DRIVE-CLIQ INTERFACE (ENCODER I-2048) CONNECTOR ROTATABLE PLAIN SHAFT, W/O HOLDING BRAKE; ACC. TOLERANCE N VIBRATION SEVERITY GRADE A, DEGREE OF PROTECTION IP 65 | 6244 | TEM | 1 | MC | 36.704 | 1
1FT71025WF711DH0 | SIMOTICS S SYNCHRON. MOTOR 1FT7, M0=50NM (100K) NN=3000RPM, PN=14,30KW WATER-COOLED; FRAME SIZE IMB 5 (IM V1, IM V3) FLANGE 1 (1FT6 COMPATIBLE) POWER CONNECTOR ROTATABLE INCREMENTAL ENCODER 2048 S/R WITH DRIVE-CLIQ INTERFACE (ENCODER I-2048) CONNECTOR ROTATABLE PLAIN SHAFT, WITH HOLDING BRAKE; ACCURACY TOLERANCE N VIBRATION SEVERITY GRADE A, DEGREE OF PROTECTION IP 64 | 7161 | TEM | 1 | MC | 41.203 | 1
1FT71025WF711DH1 | SIMOTICS S SYNCHRON. MOTOR 1FT7, M0=50NM (100K) NN=3000RPM, PN=14,30KW WATER-COOLED; FRAME SIZE IMB 5 (IM V1, IM V3) FLANGE 1 (1FT6 COMPATIBLE) POWER CONNECTOR ROTATABLE INCREMENTAL ENCODER 2048 S/R WITH DRIVE-CLIQ INTERFACE (ENCODER I-2048) CONNECTOR ROTATABLE PLAIN SHAFT, WITH HOLDING BRAKE; ACCURACY TOLERANCE N VIBRATION SEVERITY GRADE A, DEGREE OF PROTECTION IP 65 | 7257 | TEM | 1 | MC | 41.203 | 1
1FT71025WF711DL4 | SIMOTICS S SYNCHRON. MOTOR 1FT7, M0=50NM (100K) NN=3000RPM, PN=14,30KW WATER-COOLED; FRAME SIZE IMB 5 (IM V1, IM V3) FLANGE 1 (1FT6 COMPATIBLE) POWER CONNECTOR ROTATABLE INCREMENTAL ENCODER 2048 S/R WITH DRIVE-CLIQ INTERFACE (ENCODER I-2048) CONNECTOR ROTATABLE PLAIN SHAFT, WITH HOLDING BRAKE; ACCURACY TOLERANCE R VIBRATION SEVERITY GRADE A+R, DEGREE OF PROTECTION IP 65 | 7572 | TEM | 1 | MC | 41.203 | 1
1FT71025WF711FH0 | SIMOTICS S SYNCHRON. MOTOR 1FT7, M0=50NM (100K) NN=3000RPM, PN=14,30KW WATER-COOLED; FRAME SIZE IMB 5 (IM V1, IM V3) FLANGE 1 (1FT6 COMPATIBLE) POWER CONNECTOR ROTATABLE ABSOLUTE ENCODER 22 BITS MULTI TURN WITH DRIVE-CLIQ INTERFACE (ENCODER AM-22-DQ) CONNECTOR ROTATABLE PLAIN SHAFT, WITH HOLDING BRAKE; ACCURACY TOLERANCE N VIBRATION SEVERITY GRADE A, DEGREE OF PROTECTION IP 64 | 7926 | TEM | 1 | MC | 41.203 | 1
1FT71025WF711FH1 | SIMOTICS S SYNCHRON. MOTOR 1FT7, M0=50NM (100K) NN=3000RPM, PN=14,30KW WATER-COOLED; FRAME SIZE IMB 5 (IM V1, IM V3) FLANGE 1 (1FT6 COMPATIBLE) POWER CONNECTOR ROTATABLE ABSOLUTE ENCODER 22 BITS MULTI TURN WITH DRIVE-CLIQ INTERFACE (ENCODER AM-22-DQ) CONNECTOR ROTATABLE PLAIN SHAFT, WITH HOLDING BRAKE; ACCURACY TOLERANCE N VIBRATION SEVERITY GRADE A, DEGREE OF PROTECTION IP 65 | 8022 | TEM | 1 | MC | 41.203 | 1
1FT71025WF711FH5 | SIMOTICS S SYNCHRON. MOTOR 1FT7, M0=50NM (100K) NN=3000RPM, PN=14,30KW WATER-COOLED; FRAME SIZE IMB 5 (IM V1, IM V3) FLANGE 1 (1FT6 COMPATIBLE) POWER CONNECTOR ROTATABLE ABSOLUTE ENCODER 22 BITS MULTI TURN WITH DRIVE-CLIQ INTERFACE (ENCODER AM-22-DQ) CONNECTOR ROTATABLE PLAIN SHAFT, WITH HOLDING BRAKE; ACCURACY TOLERANCE N VIBRATION SEVERITY GRADE A+R, DEGREE OF PROTECTION IP 67 | 8258 | TEM | 1 | MC | 41.203 | 1
1FT71025WF711MG1 | SIMOTICS S SYNCHRON. MOTOR 1FT7, M0=50NM (100K) NN=3000RPM, PN=14,30KW WATER-COOLED; FRAME SIZE IMB 5 (1FT6 COMPATIBLE) WITH KTY TEMPERATURE SENSOR POWER CONNECTOR ROTATABLE ABSOLUTE ENCODER ENDAT 2048 S/R (ENCODER A-2048) CONNECTOR ROTATABLE PLAIN SHAFT, W/O HOLDING BRAKE; ACC. TOLERANCE N VIBRATION SEVERITY GRADE A, DEGREE OF PROTECTION IP 65 | 6578 | TEM | 1 | MC | 36.704 | 1
1FT71025WF711MH1 | SIMOTICS S SYNCHRON. MOTOR 1FT7, M0=50NM (100K) NN=3000RPM, PN=14,30KW WATER-COOLED; FRAME SIZE IMB 5 (1FT6 COMPATIBLE) WITH KTY TEMPERATURE SENSOR POWER CONNECTOR ROTATABLE ABSOLUTE ENCODER ENDAT 2048 S/R (ENCODER A-2048) CONNECTOR ROTATABLE PLAIN SHAFT, WITH HOLDING BRAKE; ACCURACY TOLERANCE N VIBRATION SEVERITY GRADE A, DEGREE OF PROTECTION IP 65 | 7591 | TEM | 1 | MC | 41.203 | 1
1FT71025WF711NG1 | SIMOTICS S SYNCHRON. MOTOR 1FT7, M0=50NM (100K) NN=3000RPM, PN=14,30KW WATER-COOLED; FRAME SIZE IMB 5 (IM V1, IM V3) (1FT6 COMPATIBLE) WITH KTY TEMPERATURE SENSOR POWER CONNECTOR ROTATABLE INCREM. ENCODER SIN/COS 1VSS 2048 S/R (ENCODER I-2048) CONNECTOR ROTATABLE PLAIN SHAFT, W/O HOLDING BRAKE; ACC. TOLERANCE N VIBRATION SEVERITY GRADE A, DEGREE OF PROTECTION IP 65 | 5824 | TEM | 1 | MC | 36.704 | 1
1FT71025WF711NH1 | SIMOTICS S SYNCHRON. MOTOR 1FT7, M0=50NM (100K) NN=3000RPM, PN=14,30KW WATER-COOLED; FRAME SIZE IMB 5 (IM V1, IM V3) (1FT6 COMPATIBLE) WITH KTY TEMPERATURE SENSOR POWER CONNECTOR ROTATABLE INCREM. ENCODER SIN/COS 1VSS 2048 S/R (ENCODER I-2048) CONNECTOR ROTATABLE PLAIN SHAFT, WITH HOLDING BRAKE; ACCURACY TOLERANCE N VIBRATION SEVERITY GRADE A, DEGREE OF PROTECTION IP 65 | 6837 | TEM | 1 | MC | 41.203 | 1
1FT71025WF711NH3 | SIMOTICS S SYNCHRON. MOTOR 1FT7, M0=50NM (100K) NN=3000RPM, PN=14,30KW WATER-COOLED; FRAME SIZE IMB 5 (IM V1, IM V3) (1FT6 COMPATIBLE) WITH KTY TEMPERATURE SENSOR POWER CONNECTOR ROTATABLE INCREM. ENCODER SIN/COS 1VSS 2048 S/R (ENCODER I-2048) CONNECTOR ROTATABLE PLAIN SHAFT, WITH HOLDING BRAKE; ACCURACY TOLERANCE N VIBRATION SEVERITY GRADE A+R, DEGREE OF PROTECTION IP 64 | 6895 | TEM | 1 | MC | 41.203 | 1
1FT71051AC701BG1 | SIMOTICS S SYNCHRON. MOTOR 1FT7, M0=50NM (100K) NN=2000RPM, PN=7,96KW NATURAL AIR COOLING; POWER CONNECTOR ROTATABLE VIBRATION SEVERITY GRADE A PROTECTION CLASS IP 65; FRAME SIZE IMB 5 (IM V1, IM V3) FLANGE 0 ABSOLUTE VALUE ENCODER SINGLETURN 24 BIT WITH DRIVE-CLIQ INTERFACE (ENCODER AS24DQI) PLAIN SHAFT, W/O HOLDING BRAKE; ACCURACY TOLERANCE N | 5316 | TEM | 1 | MC | 44.3 | 1
1FT71051AC701BH1 | SIMOTICS S SYNCHRON. MOTOR 1FT7, M0=50NM (100K) NN=2000RPM, PN=7,96KW NATURAL AIR COOLING; POWER CONNECTOR ROTATABLE VIBRATION SEVERITY GRADE A PROTECTION CLASS IP 65; FRAME SIZE IMB 5 (IM V1, IM V3) FLANGE 0 ABSOLUTE VALUE ENCODER SINGLETURN 24 BIT WITH DRIVE-CLIQ INTERFACE (ENCODER AS24DQI) PLAIN SHAFT, WITH HOLDING BRAKE; ACCURACY TOLERANCE N | 6123 | TEM | 1 | MC | 48.8 | 1
1FT71051AC701CG1 | SIMOTICS S SYNCHRON. MOTOR 1FT7, M0=50NM (100K) NN=2000RPM, PN=7,96KW NATURAL AIR COOLING; POWER CONNECTOR ROTATABLE VIBRATION SEVERITY GRADE A PROTECTION CLASS IP 65; FRAME SIZE IMB 5 (IM V1, IM V3) FLANGE 0 ABSOLUTE ENCODER 24 BITS + 12 BIT MULTITURN WITH DRIVE-CLIQ INTERFACE (ENCODER AM24DQI) PLAIN SHAFT, W/O HOLDING BRAKE; ACCURACY TOLERANCE N | 6081 | TEM | 1 | MC | 44.3 | 1
1FT71051AC701CH1 | SIMOTICS S SYNCHRON. MOTOR 1FT7, M0=50NM (100K) NN=2000RPM, PN=7,96KW NATURAL AIR COOLING; POWER CONNECTOR ROTATABLE VIBRATION SEVERITY GRADE A PROTECTION CLASS IP 65; FRAME SIZE IMB 5 (IM V1, IM V3) FLANGE 0 ABSOLUTE ENCODER 24 BITS + 12 BIT MULTITURN WITH DRIVE-CLIQ INTERFACE (ENCODER AM24DQI) PLAIN SHAFT, WITH HOLDING BRAKE; ACCURACY TOLERANCE N | 6889 | TEM | 1 | MC | 48.8 | 1
1FT71051AC701DG1 | SIMOTICS S SYNCHRON. MOTOR 1FT7, M0=50NM (100K) NN=2000RPM, PN=7,96KW NATURAL AIR COOLING; POWER CONNECTOR ROTATABLE VIBRATION SEVERITY GRADE A PROTECTION CLASS IP 65; FRAME SIZE IMB 5 (IM V1, IM V3) FLANGE 0 INCREMENTAL ENCODER 2048 S/R WITH DRIVE-CLIQ INTERFACE (ENCODER I-2048) CONNECTOR ROTATABLE PLAIN SHAFT, W/O HOLDING BRAKE; ACCURACY TOLERANCE N | 5396 | TEM | 1 | MC | 44.2 | 1
1FT71051AC701DH1 | SIMOTICS S SYNCHRON. MOTOR 1FT7, M0=50NM (100K) NN=2000RPM, PN=7,96KW NATURAL AIR COOLING; POWER CONNECTOR ROTATABLE VIBRATION SEVERITY GRADE A PROTECTION CLASS IP 65; FRAME SIZE IMB 5 (IM V1, IM V3) FLANGE 0 INCREMENTAL ENCODER 2048 S/R WITH DRIVE-CLIQ INTERFACE (ENCODER I-2048) CONNECTOR ROTATABLE PLAIN SHAFT, WITH HOLDING BRAKE; ACCURACY TOLERANCE N | 6204 | TEM | 1 | MC | 48.7 | 1
1FT71051AC701FG1 | SIMOTICS S SYNCHRON. MOTOR 1FT7, M0=50NM (100K) NN=2000RPM, PN=7,96KW NATURAL AIR COOLING; POWER CONNECTOR ROTATABLE VIBRATION SEVERITY GRADE A PROTECTION CLASS IP 65; FRAME SIZE IMB 5 (IM V1, IM V3) FLANGE 0 ABSOLUTE ENCODER 22 BITS MULTI TURN WITH DRIVE-CLIQ INTERFACE (ENCODER AM-22-DQ) CONNECTOR ROTATABLE PLAIN SHAFT, W/O HOLDING BRAKE; ACCURACY TOLERANCE N | 6162 | TEM | 1 | MC | 44.2 | 1
1FT71051AC701FH1 | SIMOTICS S SYNCHRON. MOTOR 1FT7, M0=50NM (100K) NN=2000RPM, PN=7,96KW NATURAL AIR COOLING; POWER CONNECTOR ROTATABLE VIBRATION SEVERITY GRADE A PROTECTION CLASS IP 65; FRAME SIZE IMB 5 (IM V1, IM V3) FLANGE 0 ABSOLUTE ENCODER 22 BITS MULTI TURN WITH DRIVE-CLIQ INTERFACE (ENCODER AM-22-DQ) CONNECTOR ROTATABLE PLAIN SHAFT, WITH HOLDING BRAKE; ACCURACY TOLERANCE N | 6969 | TEM | 1 | MC | 48.7 | 1
1FT71051AC701MG1 | SIMOTICS S SYNCHRON. MOTOR 1FT7, M0=50NM (100K) NN=2000RPM, PN=7,96KW NATURAL AIR COOLING; POWER CONNECTOR ROTATABLE VIBRATION SEVERITY GRADE A PROTECTION CLASS IP 65; FRAME SIZE IMB 5 (IM V1, IM V3) FLANGE (COMPACT) WITH KTY TEMPERATURE SENSOR ABSOLUTE ENCODER ENDAT 2048 S/R (ENCODER A-2048) CONNECTOR ROTATABLE PLAIN SHAFT, W/O HOLDING BRAKE; ACCURACY TOLERANCE N | 5730 | TEM | 1 | MC | 44.2 | 1
1FT71051AC701MH1 | SIMOTICS S SYNCHRON. MOTOR 1FT7, M0=50NM (100K) NN=2000RPM, PN=7,96KW NATURAL AIR COOLING; POWER CONNECTOR ROTATABLE VIBRATION SEVERITY GRADE A PROTECTION CLASS IP 65; FRAME SIZE IMB 5 (IM V1, IM V3) FLANGE (COMPACT) WITH KTY TEMPERATURE SENSOR ABSOLUTE ENCODER ENDAT 2048 S/R (ENCODER A-2048) CONNECTOR ROTATABLE PLAIN SHAFT, WITH HOLDING BRAKE; ACCURACY TOLERANCE N | 6537 | TEM | 1 | MC | 48.7 | 1
1FT71051AC701NG1 | SIMOTICS S SYNCHRON. MOTOR 1FT7, M0=50NM (100K) NN=2000RPM, PN=7,96KW NATURAL AIR COOLING; POWER CONNECTOR ROTATABLE VIBRATION SEVERITY GRADE A PROTECTION CLASS IP 65; FRAME SIZE IMB 5 (IM V1, IM V3) FLANGE (COMPACT) WITH KTY TEMPERATURE SENSOR INCREM. ENCODER SIN/COS 1VSS 2048 S/R (ENCODER I-2048) CONNECTOR ROTATABLE PLAIN SHAFT, W/O HOLDING BRAKE; ACCURACY TOLERANCE N | 4976 | TEM | 1 | MC | 44.2 | 1
1FT71051AC701NH1 | SIMOTICS S SYNCHRON. MOTOR 1FT7, M0=50NM (100K) NN=2000RPM, PN=7,96KW NATURAL AIR COOLING; POWER CONNECTOR ROTATABLE VIBRATION SEVERITY GRADE A PROTECTION CLASS IP 65; FRAME SIZE IMB 5 (IM V1, IM V3) FLANGE (COMPACT) WITH KTY TEMPERATURE SENSOR INCREM. ENCODER SIN/COS 1VSS 2048 S/R (ENCODER I-2048) CONNECTOR ROTATABLE PLAIN SHAFT, WITH HOLDING BRAKE; ACCURACY TOLERANCE N | 5783 | TEM | 1 | MC | 48.7 | 1
1FT71051AC711BG1 | SIMOTICS S SYNCHRON. MOTOR 1FT7, M0=50NM (100K) NN=2000RPM, PN=7,96KW NATURAL AIR COOLING; POWER CONNECTOR ROTATABLE VIBRATION SEVERITY GRADE A PROTECTION CLASS IP 65; FRAME SIZE IMB 5 (IM V1, IM V3) FLANGE 1 (1FT6 COMPATIBLE) ABSOLUTE VALUE ENCODER SINGLETURN 24 BIT WITH DRIVE-CLIQ INTERFACE (ENCODER AS24DQI) PLAIN SHAFT, W/O HOLDING BRAKE; ACCURACY TOLERANCE N | 5316 | TEM | 1 | MC | 44.3 | 1
1FT71051AC711BH1 | SIMOTICS S SYNCHRON. MOTOR 1FT7, M0=50NM (100K) NN=2000RPM, PN=7,96KW NATURAL AIR COOLING; POWER CONNECTOR ROTATABLE VIBRATION SEVERITY GRADE A PROTECTION CLASS IP 65; FRAME SIZE IMB 5 (IM V1, IM V3) FLANGE 1 (1FT6 COMPATIBLE) ABSOLUTE VALUE ENCODER SINGLETURN 24 BIT WITH DRIVE-CLIQ INTERFACE (ENCODER AS24DQI) PLAIN SHAFT, WITH HOLDING BRAKE; ACCURACY TOLERANCE N | 6123 | TEM | 1 | MC | 48.8 | 1
1FT71051AC711CG1 | SIMOTICS S SYNCHRON. MOTOR 1FT7, M0=50NM (100K) NN=2000RPM, PN=7,96KW NATURAL AIR COOLING; POWER CONNECTOR ROTATABLE VIBRATION SEVERITY GRADE A PROTECTION CLASS IP 65; FRAME SIZE IMB 5 (IM V1, IM V3) FLANGE 1 (1FT6 COMPATIBLE) ABSOLUTE ENCODER 24 BITS + 12 BIT MULTITURN WITH DRIVE-CLIQ INTERFACE (ENCODER AM24DQI) PLAIN SHAFT, W/O HOLDING BRAKE; ACCURACY TOLERANCE N | 6081 | TEM | 1 | MC | 44.3 | 1
1FT71051AC711CH1 | SIMOTICS S SYNCHRON. MOTOR 1FT7, M0=50NM (100K) NN=2000RPM, PN=7,96KW NATURAL AIR COOLING; POWER CONNECTOR ROTATABLE VIBRATION SEVERITY GRADE A PROTECTION CLASS IP 65; FRAME SIZE IMB 5 (IM V1, IM V3) FLANGE 1 (1FT6 COMPATIBLE) ABSOLUTE ENCODER 24 BITS + 12 BIT MULTITURN WITH DRIVE-CLIQ INTERFACE (ENCODER AM24DQI) PLAIN SHAFT, WITH HOLDING BRAKE; ACCURACY TOLERANCE N | 6889 | TEM | 1 | MC | 48.8 | 1
1FT71051AC711DG1 | SIMOTICS S SYNCHRON. MOTOR 1FT7, M0=50NM (100K) NN=2000RPM, PN=7,96KW NATURAL AIR COOLING; POWER CONNECTOR ROTATABLE VIBRATION SEVERITY GRADE A PROTECTION CLASS IP 65; FRAME SIZE IMB 5 (IM V1, IM V3) FLANGE 1 (1FT6 COMPATIBLE) INCREMENTAL ENCODER 2048 S/R WITH DRIVE-CLIQ INTERFACE (ENCODER I-2048) CONNECTOR ROTATABLE PLAIN SHAFT, W/O HOLDING BRAKE; ACCURACY TOLERANCE N | 5396 | TEM | 1 | MC | 44.2 | 1
1FT71051AC711DH1 | SIMOTICS S SYNCHRON. MOTOR 1FT7, M0=50NM (100K) NN=2000RPM, PN=7,96KW NATURAL AIR COOLING; POWER CONNECTOR ROTATABLE VIBRATION SEVERITY GRADE A PROTECTION CLASS IP 65; FRAME SIZE IMB 5 (IM V1, IM V3) FLANGE 1 (1FT6 COMPATIBLE) INCREMENTAL ENCODER 2048 S/R WITH DRIVE-CLIQ INTERFACE (ENCODER I-2048) CONNECTOR ROTATABLE PLAIN SHAFT, WITH HOLDING BRAKE; ACCURACY TOLERANCE N | 6204 | TEM | 1 | MC | 48.7 | 1
1FT71051AC711FG1 | SIMOTICS S SYNCHRON. MOTOR 1FT7, M0=50NM (100K) NN=2000RPM, PN=7,96KW NATURAL AIR COOLING; POWER CONNECTOR ROTATABLE VIBRATION SEVERITY GRADE A PROTECTION CLASS IP 65; FRAME SIZE IMB 5 (IM V1, IM V3) FLANGE 1 (1FT6 COMPATIBLE) ABSOLUTE ENCODER 22 BITS MULTI TURN WITH DRIVE-CLIQ INTERFACE (ENCODER AM-22-DQ) CONNECTOR ROTATABLE PLAIN SHAFT, W/O HOLDING BRAKE; ACCURACY TOLERANCE N | 6162 | TEM | 1 | MC | 44.2 | 1
1FT71051AC711FH1 | SIMOTICS S SYNCHRON. MOTOR 1FT7, M0=50NM (100K) NN=2000RPM, PN=7,96KW NATURAL AIR COOLING; POWER CONNECTOR ROTATABLE VIBRATION SEVERITY GRADE A PROTECTION CLASS IP 65; FRAME SIZE IMB 5 (IM V1, IM V3) FLANGE 1 (1FT6 COMPATIBLE) ABSOLUTE ENCODER 22 BITS MULTI TURN WITH DRIVE-CLIQ INTERFACE (ENCODER AM-22-DQ) CONNECTOR ROTATABLE PLAIN SHAFT, WITH HOLDING BRAKE; ACCURACY TOLERANCE N | 6969 | TEM | 1 | MC | 48.7 | 1
1FT71051AC711MG1 | SIMOTICS S SYNCHRON. MOTOR 1FT7, M0=50NM (100K) NN=2000RPM, PN=7,96KW NATURAL AIR COOLING; POWER CONNECTOR ROTATABLE VIBRATION SEVERITY GRADE A PROTECTION CLASS IP 65; FRAME SIZE IMB 5 (IM V1, IM V3) (1FT6 COMPATIBLE) WITH KTY TEMPERATURE SENSOR ABSOLUTE ENCODER ENDAT 2048 S/R (ENCODER A-2048) CONNECTOR ROTATABLE PLAIN SHAFT, W/O HOLDING BRAKE; ACCURACY TOLERANCE N | 5730 | TEM | 1 | MC | 44.2 | 1
1FT71051AC711MH1 | SIMOTICS S SYNCHRON. MOTOR 1FT7, M0=50NM (100K) NN=2000RPM, PN=7,96KW NATURAL AIR COOLING; POWER CONNECTOR ROTATABLE VIBRATION SEVERITY GRADE A PROTECTION CLASS IP 65; FRAME SIZE IMB 5 (IM V1, IM V3) (1FT6 COMPATIBLE) WITH KTY TEMPERATURE SENSOR ABSOLUTE ENCODER ENDAT 2048 S/R (ENCODER A-2048) CONNECTOR ROTATABLE PLAIN SHAFT, WITH HOLDING BRAKE; ACCURACY TOLERANCE N | 6537 | TEM | 1 | MC | 48.7 | 1
1FT71051AC711NG1 | SIMOTICS S SYNCHRON. MOTOR 1FT7, M0=50NM (100K) NN=2000RPM, PN=7,96KW NATURAL AIR COOLING; POWER CONNECTOR ROTATABLE VIBRATION SEVERITY GRADE A PROTECTION CLASS IP 65; FRAME SIZE IMB 5 (1FT6 COMPATIBLE) WITH KTY TEMPERATURE SENSOR INCREM. ENCODER SIN/COS 1VSS 2048 S/R (ENCODER I-2048) CONNECTOR ROTATABLE PLAIN SHAFT, W/O HOLDING BRAKE; ACCURACY TOLERANCE N | 4976 | TEM | 1 | MC | 44.2 | 1
1FT71051AC711NH1 | SIMOTICS S SYNCHRON. MOTOR 1FT7, M0=50NM (100K) NN=2000RPM, PN=7,96KW NATURAL AIR COOLING; POWER CONNECTOR ROTATABLE VIBRATION SEVERITY GRADE A PROTECTION CLASS IP 65; FRAME SIZE IMB 5 (1FT6 COMPATIBLE) WITH KTY TEMPERATURE SENSOR INCREM. ENCODER SIN/COS 1VSS 2048 S/R (ENCODER I-2048) CONNECTOR ROTATABLE PLAIN SHAFT, WITH HOLDING BRAKE; ACCURACY TOLERANCE N | 5783 | TEM | 1 | MC | 48.7 | 1
1FT71055AB701BA0 | SIMOTICS S SYNCHRON. MOTOR 1FT7, M0=50NM (100K) NN=1500RPM, PN=6,60KW NATURAL AIR COOLING; FRAME SIZE IMB 5 (IM V1, IM V3) FLANGE 0 POWER CONNECTOR ROTATABLE ABSOLUTE VALUE ENCODER SINGLETURN 24 BIT WITH DRIVE-CLIQ INTERFACE (ENCODER AS24DQI) SHAFT WITH FITTED KEY; W/O HOLDING BRAKE; ACC. TOLERANCE N VIBRATION SEVERITY GRADE A, DEGREE OF PROTECTION IP 64 | 6953 | TEM | 1 | MC | 44.304 | 1
1FT71055AB701BA1 | SIMOTICS S SYNCHRON. MOTOR 1FT7, M0=50NM (100K) NN=1500RPM, PN=6,60KW NATURAL AIR COOLING; FRAME SIZE IMB 5 (IM V1, IM V3) FLANGE 0 POWER CONNECTOR ROTATABLE ABSOLUTE VALUE ENCODER SINGLETURN 24 BIT WITH DRIVE-CLIQ INTERFACE (ENCODER AS24DQI) SHAFT WITH FITTED KEY; W/O HOLDING BRAKE; ACC. TOLERANCE N VIBRATION SEVERITY GRADE A, DEGREE OF PROTECTION IP 65 | 7049 | TEM | 1 | MC | 44.304 | 1
1FT71055AB701BA2 | SIMOTICS S SYNCHRON. MOTOR 1FT7, M0=50NM (100K) NN=1500RPM, PN=6,60KW NATURAL AIR COOLING; FRAME SIZE IMB 5 (IM V1, IM V3) FLANGE 0 POWER CONNECTOR ROTATABLE ABSOLUTE VALUE ENCODER SINGLETURN 24 BIT WITH DRIVE-CLIQ INTERFACE (ENCODER AS24DQI) SHAFT WITH FITTED KEY; W/O HOLDING BRAKE; ACC. TOLERANCE N VIBRATION SEVERITY GRADE A, DEGREE OF PROTECTION IP 67 | 7128 | TEM | 1 | MC | 44.304 | 1
1FT71055AB701BB0 | SIMOTICS S SYNCHRON. MOTOR 1FT7, M0=50NM (100K) NN=1500RPM, PN=6,60KW NATURAL AIR COOLING; FRAME SIZE IMB 5 (IM V1, IM V3) FLANGE 0 POWER CONNECTOR ROTATABLE ABSOLUTE VALUE ENCODER SINGLETURN 24 BIT WITH DRIVE-CLIQ INTERFACE (ENCODER AS24DQI) SHAFT WITH FITTED KEY; WITH HOLDING BRAKE; ACC. TOLERANCE N VIBRATION SEVERITY GRADE A, DEGREE OF PROTECTION IP 64 | 7965 | TEM | 1 | MC | 48.803 | 1
1FT71055AB701BB2 | SIMOTICS S SYNCHRON. MOTOR 1FT7, M0=50NM (100K) NN=1500RPM, PN=6,60KW NATURAL AIR COOLING; FRAME SIZE IMB 5 (IM V1, IM V3) FLANGE 0 POWER CONNECTOR ROTATABLE ABSOLUTE VALUE ENCODER SINGLETURN 24 BIT WITH DRIVE-CLIQ INTERFACE (ENCODER AS24DQI) SHAFT WITH FITTED KEY; WITH HOLDING BRAKE; ACC. TOLERANCE N VIBRATION SEVERITY GRADE A, DEGREE OF PROTECTION IP 67 | 8141 | TEM | 1 | MC | 48.803 | 1
1FT71055AB701BG0 | SIMOTICS S SYNCHRON. MOTOR 1FT7, M0=50NM (100K) NN=1500RPM, PN=6,60KW NATURAL AIR COOLING; FRAME SIZE IMB 5 (IM V1, IM V3) FLANGE 0 POWER CONNECTOR ROTATABLE ABSOLUTE VALUE ENCODER SINGLETURN 24 BIT WITH DRIVE-CLIQ INTERFACE (ENCODER AS24DQI) PLAIN SHAFT, W/O HOLDING BRAKE; ACC. TOLERANCE N VIBRATION SEVERITY GRADE A, DEGREE OF PROTECTION IP 64 | 6953 | TEM | 1 | MC | 44.304 | 1
1FT71055AB701BG1 | SIMOTICS S SYNCHRON. MOTOR 1FT7, M0=50NM (100K) NN=1500RPM, PN=6,60KW NATURAL AIR COOLING; FRAME SIZE IMB 5 (IM V1, IM V3) FLANGE 0 POWER CONNECTOR ROTATABLE ABSOLUTE VALUE ENCODER SINGLETURN 24 BIT WITH DRIVE-CLIQ INTERFACE (ENCODER AS24DQI) PLAIN SHAFT, W/O HOLDING BRAKE; ACC. TOLERANCE N VIBRATION SEVERITY GRADE A, DEGREE OF PROTECTION IP 65 | 7049 | TEM | 1 | MC | 44.304 | 1
1FT71055AB701BG3 | SIMOTICS S SYNCHRON. MOTOR 1FT7, M0=50NM (100K) NN=1500RPM, PN=6,60KW NATURAL AIR COOLING; FRAME SIZE IMB 5 (IM V1, IM V3) FLANGE 0 POWER CONNECTOR ROTATABLE ABSOLUTE VALUE ENCODER SINGLETURN 24 BIT WITH DRIVE-CLIQ INTERFACE (ENCODER AS24DQI) PLAIN SHAFT, W/O HOLDING BRAKE; ACC. TOLERANCE N VIBRATION SEVERITY GRADE A+R, DEGREE OF PROTECTION IP 64 | 7107 | TEM | 1 | MC | 44.304 | 1
1FT71055AB701BH0 | SIMOTICS S SYNCHRON. MOTOR 1FT7, M0=50NM (100K) NN=1500RPM, PN=6,60KW NATURAL AIR COOLING; FRAME SIZE IMB 5 (IM V1, IM V3) FLANGE 0 POWER CONNECTOR ROTATABLE ABSOLUTE VALUE ENCODER SINGLETURN 24 BIT WITH DRIVE-CLIQ INTERFACE (ENCODER AS24DQI) PLAIN SHAFT, WITH HOLDING BRAKE; ACCURACY TOLERANCE N VIBRATION SEVERITY GRADE A, DEGREE OF PROTECTION IP 64 | 7965 | TEM | 1 | MC | 48.803 | 1
1FT71055AB701BH1 | SIMOTICS S SYNCHRON. MOTOR 1FT7, M0=50NM (100K) NN=1500RPM, PN=6,60KW NATURAL AIR COOLING; FRAME SIZE IMB 5 (IM V1, IM V3) FLANGE 0 POWER CONNECTOR ROTATABLE ABSOLUTE VALUE ENCODER SINGLETURN 24 BIT WITH DRIVE-CLIQ INTERFACE (ENCODER AS24DQI) PLAIN SHAFT, WITH HOLDING BRAKE; ACCURACY TOLERANCE N VIBRATION SEVERITY GRADE A, DEGREE OF PROTECTION IP 65 | 8062 | TEM | 1 | MC | 48.803 | 1
1FT71055AB701BH4 | SIMOTICS S SYNCHRON. MOTOR 1FT7, M0=50NM (100K) NN=1500RPM, PN=6,60KW NATURAL AIR COOLING; FRAME SIZE IMB 5 (IM V1, IM V3) FLANGE 0 POWER CONNECTOR ROTATABLE ABSOLUTE VALUE ENCODER SINGLETURN 24 BIT WITH DRIVE-CLIQ INTERFACE (ENCODER AS24DQI) PLAIN SHAFT, WITH HOLDING BRAKE; ACCURACY TOLERANCE N VIBRATION SEVERITY GRADE A+R, DEGREE OF PROTECTION IP 65 | 8217 | TEM | 1 | MC | 48.803 | 1
1FT71055AB701CA0 | SIMOTICS S SYNCHRON. MOTOR 1FT7, M0=50NM (100K) NN=1500RPM, PN=6,60KW NATURAL AIR COOLING; FRAME SIZE IMB 5 (IM V1, IM V3) FLANGE 0 POWER CONNECTOR ROTATABLE ABSOLUTE ENCODER 24 BITS + 12 BIT MULTITURN WITH DRIVE-CLIQ INTERFACE (ENCODER AM24DQI) SHAFT WITH FITTED KEY; W/O HOLDING BRAKE; ACC. TOLERANCE N VIBRATION SEVERITY GRADE A, DEGREE OF PROTECTION IP 64 | 7718 | TEM | 1 | MC | 44.304 | 1
1FT71055AB701CA1 | SIMOTICS S SYNCHRON. MOTOR 1FT7, M0=50NM (100K) NN=1500RPM, PN=6,60KW NATURAL AIR COOLING; FRAME SIZE IMB 5 (IM V1, IM V3) FLANGE 0 POWER CONNECTOR ROTATABLE ABSOLUTE ENCODER 24 BITS + 12 BIT MULTITURN WITH DRIVE-CLIQ INTERFACE (ENCODER AM24DQI) SHAFT WITH FITTED KEY; W/O HOLDING BRAKE; ACC. TOLERANCE N VIBRATION SEVERITY GRADE A, DEGREE OF PROTECTION IP 65 | 7814 | TEM | 1 | MC | 44.304 | 1
1FT71055AB701CA2 | SIMOTICS S SYNCHRON. MOTOR 1FT7, M0=50NM (100K) NN=1500RPM, PN=6,60KW NATURAL AIR COOLING; FRAME SIZE IMB 5 (IM V1, IM V3) FLANGE 0 POWER CONNECTOR ROTATABLE ABSOLUTE ENCODER 24 BITS + 12 BIT MULTITURN WITH DRIVE-CLIQ INTERFACE (ENCODER AM24DQI) SHAFT WITH FITTED KEY; W/O HOLDING BRAKE; ACC. TOLERANCE N VIBRATION SEVERITY GRADE A, DEGREE OF PROTECTION IP 67 | 7893 | TEM | 1 | MC | 44.304 | 1
1FT71055AB701CA3 | SIMOTICS S SYNCHRON. MOTOR 1FT7, M0=50NM (100K) NN=1500RPM, PN=6,60KW NATURAL AIR COOLING; FRAME SIZE IMB 5 (IM V1, IM V3) FLANGE 0 POWER CONNECTOR ROTATABLE ABSOLUTE ENCODER 24 BITS + 12 BIT MULTITURN WITH DRIVE-CLIQ INTERFACE (ENCODER AM24DQI) SHAFT WITH FITTED KEY; W/O HOLDING BRAKE; ACC. TOLERANCE N VIBRATION SEVERITY GRADE A+R, DEGREE OF PROTECTION IP 64 | 7873 | TEM | 1 | MC | 44.304 | 1
1FT71055AB701CA4 | SIMOTICS S SYNCHRON. MOTOR 1FT7, M0=50NM (100K) NN=1500RPM, PN=6,60KW NATURAL AIR COOLING; FRAME SIZE IMB 5 (IM V1, IM V3) FLANGE 0 POWER CONNECTOR ROTATABLE ABSOLUTE ENCODER 24 BITS + 12 BIT MULTITURN WITH DRIVE-CLIQ INTERFACE (ENCODER AM24DQI) SHAFT WITH FITTED KEY; W/O HOLDING BRAKE; ACC. TOLERANCE N VIBRATION SEVERITY GRADE A+R, DEGREE OF PROTECTION IP 65 | 7970 | TEM | 1 | MC | 44.304 | 1
1FT71055AB701CA5 | SIMOTICS S SYNCHRON. MOTOR 1FT7, M0=50NM (100K) NN=1500RPM, PN=6,60KW NATURAL AIR COOLING; FRAME SIZE IMB 5 (IM V1, IM V3) FLANGE 0 POWER CONNECTOR ROTATABLE ABSOLUTE ENCODER 24 BITS + 12 BIT MULTITURN WITH DRIVE-CLIQ INTERFACE (ENCODER AM24DQI) SHAFT WITH FITTED KEY; W/O HOLDING BRAKE; ACC. TOLERANCE N VIBRATION SEVERITY GRADE A+R, DEGREE OF PROTECTION IP 67 | 8049 | TEM | 1 | MC | 44.304 | 1
1FT71055AB701CB0 | SIMOTICS S SYNCHRON. MOTOR 1FT7, M0=50NM (100K) NN=1500RPM, PN=6,60KW NATURAL AIR COOLING; FRAME SIZE IMB 5 (IM V1, IM V3) FLANGE 0 POWER CONNECTOR ROTATABLE ABSOLUTE ENCODER 24 BITS + 12 BIT MULTITURN WITH DRIVE-CLIQ INTERFACE (ENCODER AM24DQI) SHAFT WITH FITTED KEY; WITH HOLDING BRAKE; ACC. TOLERANCE N VIBRATION SEVERITY GRADE A, DEGREE OF PROTECTION IP 64 | 8730 | TEM | 1 | MC | 48.803 | 1
1FT71055AB701CB1 | SIMOTICS S SYNCHRON. MOTOR 1FT7, M0=50NM (100K) NN=1500RPM, PN=6,60KW NATURAL AIR COOLING; FRAME SIZE IMB 5 (IM V1, IM V3) FLANGE 0 POWER CONNECTOR ROTATABLE ABSOLUTE ENCODER 24 BITS + 12 BIT MULTITURN WITH DRIVE-CLIQ INTERFACE (ENCODER AM24DQI) SHAFT WITH FITTED KEY; WITH HOLDING BRAKE; ACC. TOLERANCE N VIBRATION SEVERITY GRADE A, DEGREE OF PROTECTION IP 65 | 8827 | TEM | 1 | MC | 48.803 | 1
1FT71055AB701CB3 | SIMOTICS S SYNCHRON. MOTOR 1FT7, M0=50NM (100K) NN=1500RPM, PN=6,60KW NATURAL AIR COOLING; FRAME SIZE IMB 5 (IM V1, IM V3) FLANGE 0 POWER CONNECTOR ROTATABLE ABSOLUTE ENCODER 24 BITS + 12 BIT MULTITURN WITH DRIVE-CLIQ INTERFACE (ENCODER AM24DQI) SHAFT WITH FITTED KEY; WITH HOLDING BRAKE; ACC. TOLERANCE N VIBRATION SEVERITY GRADE A+R, DEGREE OF PROTECTION IP 64 | 8885 | TEM | 1 | MC | 48.803 | 1
1FT71055AB701CB4 | SIMOTICS S SYNCHRON. MOTOR 1FT7, M0=50NM (100K) NN=1500RPM, PN=6,60KW NATURAL AIR COOLING; FRAME SIZE IMB 5 (IM V1, IM V3) FLANGE 0 POWER CONNECTOR ROTATABLE ABSOLUTE ENCODER 24 BITS + 12 BIT MULTITURN WITH DRIVE-CLIQ INTERFACE (ENCODER AM24DQI) SHAFT WITH FITTED KEY; WITH HOLDING BRAKE; ACC. TOLERANCE N VIBRATION SEVERITY GRADE A+R, DEGREE OF PROTECTION IP 65 | 8983 | TEM | 1 | MC | 48.803 | 1
1FT71055AB701CG0 | SIMOTICS S SYNCHRON. MOTOR 1FT7, M0=50NM (100K) NN=1500RPM, PN=6,60KW NATURAL AIR COOLING; FRAME SIZE IMB 5 (IM V1, IM V3) FLANGE 0 POWER CONNECTOR ROTATABLE ABSOLUTE ENCODER 24 BITS + 12 BIT MULTITURN WITH DRIVE-CLIQ INTERFACE (ENCODER AM24DQI) PLAIN SHAFT, W/O HOLDING BRAKE; ACC. TOLERANCE N VIBRATION SEVERITY GRADE A, DEGREE OF PROTECTION IP 64 | 7718 | TEM | 1 | MC | 44.304 | 1
1FT71055AB701CG1 | SIMOTICS S SYNCHRON. MOTOR 1FT7, M0=50NM (100K) NN=1500RPM, PN=6,60KW NATURAL AIR COOLING; FRAME SIZE IMB 5 (IM V1, IM V3) FLANGE 0 POWER CONNECTOR ROTATABLE ABSOLUTE ENCODER 24 BITS + 12 BIT MULTITURN WITH DRIVE-CLIQ INTERFACE (ENCODER AM24DQI) PLAIN SHAFT, W/O HOLDING BRAKE; ACC. TOLERANCE N VIBRATION SEVERITY GRADE A, DEGREE OF PROTECTION IP 65 | 7814 | TEM | 1 | MC | 44.304 | 1
1FT71055AB701CG2 | SIMOTICS S SYNCHRON. MOTOR 1FT7, M0=50NM (100K) NN=1500RPM, PN=6,60KW NATURAL AIR COOLING; FRAME SIZE IMB 5 (IM V1, IM V3) FLANGE 0 POWER CONNECTOR ROTATABLE ABSOLUTE ENCODER 24 BITS + 12 BIT MULTITURN WITH DRIVE-CLIQ INTERFACE (ENCODER AM24DQI) PLAIN SHAFT, W/O HOLDING BRAKE; ACC. TOLERANCE N VIBRATION SEVERITY GRADE A, DEGREE OF PROTECTION IP 67 | 7893 | TEM | 1 | MC | 44.304 | 1
1FT71055AB701CG3 | SIMOTICS S SYNCHRON. MOTOR 1FT7, M0=50NM (100K) NN=1500RPM, PN=6,60KW NATURAL AIR COOLING; FRAME SIZE IMB 5 (IM V1, IM V3) FLANGE 0 POWER CONNECTOR ROTATABLE ABSOLUTE ENCODER 24 BITS + 12 BIT MULTITURN WITH DRIVE-CLIQ INTERFACE (ENCODER AM24DQI) PLAIN SHAFT, W/O HOLDING BRAKE; ACC. TOLERANCE N VIBRATION SEVERITY GRADE A+R, DEGREE OF PROTECTION IP 64 | 7873 | TEM | 1 | MC | 44.304 | 1
1FT71055AB701CH0 | SIMOTICS S SYNCHRON. MOTOR 1FT7, M0=50NM (100K) NN=1500RPM, PN=6,60KW NATURAL AIR COOLING; FRAME SIZE IMB 5 (IM V1, IM V3) FLANGE 0 POWER CONNECTOR ROTATABLE ABSOLUTE ENCODER 24 BITS + 12 BIT MULTITURN WITH DRIVE-CLIQ INTERFACE (ENCODER AM24DQI) PLAIN SHAFT, WITH HOLDING BRAKE; ACCURACY TOLERANCE N VIBRATION SEVERITY GRADE A, DEGREE OF PROTECTION IP 64 | 8730 | TEM | 1 | MC | 48.803 | 1
1FT71055AB701CH2 | SIMOTICS S SYNCHRON. MOTOR 1FT7, M0=50NM (100K) NN=1500RPM, PN=6,60KW NATURAL AIR COOLING; FRAME SIZE IMB 5 (IM V1, IM V3) FLANGE 0 POWER CONNECTOR ROTATABLE ABSOLUTE ENCODER 24 BITS + 12 BIT MULTITURN WITH DRIVE-CLIQ INTERFACE (ENCODER AM24DQI) PLAIN SHAFT, WITH HOLDING BRAKE; ACCURACY TOLERANCE N VIBRATION SEVERITY GRADE A, DEGREE OF PROTECTION IP 67 | 8906 | TEM | 1 | MC | 48.803 | 1
1FT71055AB701CH3 | SIMOTICS S SYNCHRON. MOTOR 1FT7, M0=50NM (100K) NN=1500RPM, PN=6,60KW NATURAL AIR COOLING; FRAME SIZE IMB 5 (IM V1, IM V3) FLANGE 0 POWER CONNECTOR ROTATABLE ABSOLUTE ENCODER 24 BITS + 12 BIT MULTITURN WITH DRIVE-CLIQ INTERFACE (ENCODER AM24DQI) PLAIN SHAFT, WITH HOLDING BRAKE; ACCURACY TOLERANCE N VIBRATION SEVERITY GRADE A+R, DEGREE OF PROTECTION IP 64 | 8885 | TEM | 1 | MC | 48.803 | 1
1FT71055AB701DA0 | SIMOTICS S SYNCHRON. MOTOR 1FT7, M0=50NM (100K) NN=1500RPM, PN=6,60KW NATURAL AIR COOLING; FRAME SIZE IMB 5 (IM V1, IM V3) FLANGE 0 POWER CONNECTOR ROTATABLE INCREMENTAL ENCODER 2048 S/R WITH DRIVE-CLIQ INTERFACE (ENCODER I-2048) CONNECTOR ROTATABLE SHAFT WITH FITTED KEY; W/O HOLDING BRAKE; ACC. TOLERANCE N VIBRATION SEVERITY GRADE A, DEGREE OF PROTECTION IP 64 | 7033 | TEM | 1 | MC | 44.304 | 1
1FT71055AB701DA1 | SIMOTICS S SYNCHRON. MOTOR 1FT7, M0=50NM (100K) NN=1500RPM, PN=6,60KW NATURAL AIR COOLING; FRAME SIZE IMB 5 (IM V1, IM V3) FLANGE 0 POWER CONNECTOR ROTATABLE INCREMENTAL ENCODER 2048 S/R WITH DRIVE-CLIQ INTERFACE (ENCODER I-2048) CONNECTOR ROTATABLE SHAFT WITH FITTED KEY; W/O HOLDING BRAKE; ACC. TOLERANCE N VIBRATION SEVERITY GRADE A, DEGREE OF PROTECTION IP 65 | 7129 | TEM | 1 | MC | 44.304 | 1
1FT71055AB701DA3 | SIMOTICS S SYNCHRON. MOTOR 1FT7, M0=50NM (100K) NN=1500RPM, PN=6,60KW NATURAL AIR COOLING; FRAME SIZE IMB 5 (IM V1, IM V3) FLANGE 0 POWER CONNECTOR ROTATABLE INCREMENTAL ENCODER 2048 S/R WITH DRIVE-CLIQ INTERFACE (ENCODER I-2048) CONNECTOR ROTATABLE SHAFT WITH FITTED KEY; W/O HOLDING BRAKE; ACC. TOLERANCE N VIBRATION SEVERITY GRADE A+R, DEGREE OF PROTECTION IP 64 | 7188 | TEM | 1 | MC | 44.304 | 1
1FT71055AB701DB0 | SIMOTICS S SYNCHRON. MOTOR 1FT7, M0=50NM (100K) NN=1500RPM, PN=6,60KW NATURAL AIR COOLING; FRAME SIZE IMB 5 (IM V1, IM V3) FLANGE 0 POWER CONNECTOR ROTATABLE INCREMENTAL ENCODER 2048 S/R WITH DRIVE-CLIQ INTERFACE (ENCODER I-2048) CONNECTOR ROTATABLE SHAFT WITH FITTED KEY; WITH HOLDING BRAKE; ACC. TOLERANCE N VIBRATION SEVERITY GRADE A, DEGREE OF PROTECTION IP 64 | 8046 | TEM | 1 | MC | 48.803 | 1
1FT71055AB701DB1 | SIMOTICS S SYNCHRON. MOTOR 1FT7, M0=50NM (100K) NN=1500RPM, PN=6,60KW NATURAL AIR COOLING; FRAME SIZE IMB 5 (IM V1, IM V3) FLANGE 0 POWER CONNECTOR ROTATABLE INCREMENTAL ENCODER 2048 S/R WITH DRIVE-CLIQ INTERFACE (ENCODER I-2048) CONNECTOR ROTATABLE SHAFT WITH FITTED KEY; WITH HOLDING BRAKE; ACC. TOLERANCE N VIBRATION SEVERITY GRADE A, DEGREE OF PROTECTION IP 65 | 8142 | TEM | 1 | MC | 48.803 | 1
1FT71055AB701DB3 | SIMOTICS S SYNCHRON. MOTOR 1FT7, M0=50NM (100K) NN=1500RPM, PN=6,60KW NATURAL AIR COOLING; FRAME SIZE IMB 5 (IM V1, IM V3) FLANGE 0 POWER CONNECTOR ROTATABLE INCREMENTAL ENCODER 2048 S/R WITH DRIVE-CLIQ INTERFACE (ENCODER I-2048) CONNECTOR ROTATABLE SHAFT WITH FITTED KEY; WITH HOLDING BRAKE; ACC. TOLERANCE N VIBRATION SEVERITY GRADE A+R, DEGREE OF PROTECTION IP 64 | 8200 | TEM | 1 | MC | 48.803 | 1
1FT71055AB701DG0 | SIMOTICS S SYNCHRON. MOTOR 1FT7, M0=50NM (100K) NN=1500RPM, PN=6,60KW NATURAL AIR COOLING; FRAME SIZE IMB 5 (IM V1, IM V3) FLANGE 0 POWER CONNECTOR ROTATABLE INCREMENTAL ENCODER 2048 S/R WITH DRIVE-CLIQ INTERFACE (ENCODER I-2048) CONNECTOR ROTATABLE PLAIN SHAFT, W/O HOLDING BRAKE; ACC. TOLERANCE N VIBRATION SEVERITY GRADE A, DEGREE OF PROTECTION IP 64 | 7033 | TEM | 1 | MC | 44.304 | 1
1FT71055AB701DG1 | SIMOTICS S SYNCHRON. MOTOR 1FT7, M0=50NM (100K) NN=1500RPM, PN=6,60KW NATURAL AIR COOLING; FRAME SIZE IMB 5 (IM V1, IM V3) FLANGE 0 POWER CONNECTOR ROTATABLE INCREMENTAL ENCODER 2048 S/R WITH DRIVE-CLIQ INTERFACE (ENCODER I-2048) CONNECTOR ROTATABLE PLAIN SHAFT, W/O HOLDING BRAKE; ACC. TOLERANCE N VIBRATION SEVERITY GRADE A, DEGREE OF PROTECTION IP 65 | 7129 | TEM | 1 | MC | 44.304 | 1
1FT71055AB701DG2 | SIMOTICS S SYNCHRON. MOTOR 1FT7, M0=50NM (100K) NN=1500RPM, PN=6,60KW NATURAL AIR COOLING; FRAME SIZE IMB 5 (IM V1, IM V3) FLANGE 0 POWER CONNECTOR ROTATABLE INCREMENTAL ENCODER 2048 S/R WITH DRIVE-CLIQ INTERFACE (ENCODER I-2048) CONNECTOR ROTATABLE PLAIN SHAFT, W/O HOLDING BRAKE; ACC. TOLERANCE N VIBRATION SEVERITY GRADE A, DEGREE OF PROTECTION IP 67 | 7209 | TEM | 1 | MC | 44.304 | 1
1FT71055AB701DG3 | SIMOTICS S SYNCHRON. MOTOR 1FT7, M0=50NM (100K) NN=1500RPM, PN=6,60KW NATURAL AIR COOLING; FRAME SIZE IMB 5 (IM V1, IM V3) FLANGE 0 POWER CONNECTOR ROTATABLE INCREMENTAL ENCODER 2048 S/R WITH DRIVE-CLIQ INTERFACE (ENCODER I-2048) CONNECTOR ROTATABLE PLAIN SHAFT, W/O HOLDING BRAKE; ACC. TOLERANCE N VIBRATION SEVERITY GRADE A+R, DEGREE OF PROTECTION IP 64 | 7188 | TEM | 1 | MC | 44.304 | 1
1FT71055AB701DG4 | SIMOTICS S SYNCHRON. MOTOR 1FT7, M0=50NM (100K) NN=1500RPM, PN=6,60KW NATURAL AIR COOLING; FRAME SIZE IMB 5 (IM V1, IM V3) FLANGE 0 POWER CONNECTOR ROTATABLE INCREMENTAL ENCODER 2048 S/R WITH DRIVE-CLIQ INTERFACE (ENCODER I-2048) CONNECTOR ROTATABLE PLAIN SHAFT, W/O HOLDING BRAKE; ACC. TOLERANCE N VIBRATION SEVERITY GRADE A+R, DEGREE OF PROTECTION IP 65 | 7285 | TEM | 1 | MC | 44.304 | 1
1FT71055AB701DH0 | SIMOTICS S SYNCHRON. MOTOR 1FT7, M0=50NM (100K) NN=1500RPM, PN=6,60KW NATURAL AIR COOLING; FRAME SIZE IMB 5 (IM V1, IM V3) FLANGE 0 POWER CONNECTOR ROTATABLE INCREMENTAL ENCODER 2048 S/R WITH DRIVE-CLIQ INTERFACE (ENCODER I-2048) CONNECTOR ROTATABLE PLAIN SHAFT, WITH HOLDING BRAKE; ACCURACY TOLERANCE N VIBRATION SEVERITY GRADE A, DEGREE OF PROTECTION IP 64 | 8046 | TEM | 1 | MC | 48.803 | 1
1FT71055AB701DH1 | SIMOTICS S SYNCHRON. MOTOR 1FT7, M0=50NM (100K) NN=1500RPM, PN=6,60KW NATURAL AIR COOLING; FRAME SIZE IMB 5 (IM V1, IM V3) FLANGE 0 POWER CONNECTOR ROTATABLE INCREMENTAL ENCODER 2048 S/R WITH DRIVE-CLIQ INTERFACE (ENCODER I-2048) CONNECTOR ROTATABLE PLAIN SHAFT, WITH HOLDING BRAKE; ACCURACY TOLERANCE N VIBRATION SEVERITY GRADE A, DEGREE OF PROTECTION IP 65 | 8142 | TEM | 1 | MC | 48.803 | 1
1FT71055AB701DH3 | SIMOTICS S SYNCHRON. MOTOR 1FT7, M0=50NM (100K) NN=1500RPM, PN=6,60KW NATURAL AIR COOLING; FRAME SIZE IMB 5 (IM V1, IM V3) FLANGE 0 POWER CONNECTOR ROTATABLE INCREMENTAL ENCODER 2048 S/R WITH DRIVE-CLIQ INTERFACE (ENCODER I-2048) CONNECTOR ROTATABLE PLAIN SHAFT, WITH HOLDING BRAKE; ACCURACY TOLERANCE N VIBRATION SEVERITY GRADE A+R, DEGREE OF PROTECTION IP 64 | 8200 | TEM | 1 | MC | 48.803 | 1
1FT71055AB701DH4 | SIMOTICS S SYNCHRON. MOTOR 1FT7, M0=50NM (100K) NN=1500RPM, PN=6,60KW NATURAL AIR COOLING; FRAME SIZE IMB 5 (IM V1, IM V3) FLANGE 0 POWER CONNECTOR ROTATABLE INCREMENTAL ENCODER 2048 S/R WITH DRIVE-CLIQ INTERFACE (ENCODER I-2048) CONNECTOR ROTATABLE PLAIN SHAFT, WITH HOLDING BRAKE; ACCURACY TOLERANCE N VIBRATION SEVERITY GRADE A+R, DEGREE OF PROTECTION IP 65 | 8298 | TEM | 1 | MC | 48.803 | 1
1FT71055AB701FA0 | SIMOTICS S SYNCHRON. MOTOR 1FT7, M0=50NM (100K) NN=1500RPM, PN=6,60KW NATURAL AIR COOLING; FRAME SIZE IMB 5 (IM V1, IM V3) FLANGE 0 POWER CONNECTOR ROTATABLE ABSOLUTE ENCODER 22 BITS MULTI TURN WITH DRIVE-CLIQ INTERFACE (ENCODER AM-22-DQ) CONNECTOR ROTATABLE SHAFT WITH FITTED KEY; W/O HOLDING BRAKE; ACC. TOLERANCE N VIBRATION SEVERITY GRADE A, DEGREE OF PROTECTION IP 64 | 7798 | TEM | 1 | MC | 44.304 | 1
1FT71055AB701FA1 | SIMOTICS S SYNCHRON. MOTOR 1FT7, M0=50NM (100K) NN=1500RPM, PN=6,60KW NATURAL AIR COOLING; FRAME SIZE IMB 5 (IM V1, IM V3) FLANGE 0 POWER CONNECTOR ROTATABLE ABSOLUTE ENCODER 22 BITS MULTI TURN WITH DRIVE-CLIQ INTERFACE (ENCODER AM-22-DQ) CONNECTOR ROTATABLE SHAFT WITH FITTED KEY; W/O HOLDING BRAKE; ACC. TOLERANCE N VIBRATION SEVERITY GRADE A, DEGREE OF PROTECTION IP 65 | 7894 | TEM | 1 | MC | 44.304 | 1
1FT71055AB701FA3 | SIMOTICS S SYNCHRON. MOTOR 1FT7, M0=50NM (100K) NN=1500RPM, PN=6,60KW NATURAL AIR COOLING; FRAME SIZE IMB 5 (IM V1, IM V3) FLANGE 0 POWER CONNECTOR ROTATABLE ABSOLUTE ENCODER 22 BITS MULTI TURN WITH DRIVE-CLIQ INTERFACE (ENCODER AM-22-DQ) CONNECTOR ROTATABLE SHAFT WITH FITTED KEY; W/O HOLDING BRAKE; ACC. TOLERANCE N VIBRATION SEVERITY GRADE A+R, DEGREE OF PROTECTION IP 64 | 7953 | TEM | 1 | MC | 44.304 | 1
1FT71055AB701FA5 | SIMOTICS S SYNCHRON. MOTOR 1FT7, M0=50NM (100K) NN=1500RPM, PN=6,60KW NATURAL AIR COOLING; FRAME SIZE IMB 5 (IM V1, IM V3) FLANGE 0 POWER CONNECTOR ROTATABLE ABSOLUTE ENCODER 22 BITS MULTI TURN WITH DRIVE-CLIQ INTERFACE (ENCODER AM-22-DQ) CONNECTOR ROTATABLE SHAFT WITH FITTED KEY; W/O HOLDING BRAKE; ACC. TOLERANCE N VIBRATION SEVERITY GRADE A+R, DEGREE OF PROTECTION IP 67 | 8130 | TEM | 1 | MC | 44.304 | 1
1FT71055AB701FB0 | SIMOTICS S SYNCHRON. MOTOR 1FT7, M0=50NM (100K) NN=1500RPM, PN=6,60KW NATURAL AIR COOLING; FRAME SIZE IMB 5 (IM V1, IM V3) FLANGE 0 POWER CONNECTOR ROTATABLE ABSOLUTE ENCODER 22 BITS MULTI TURN WITH DRIVE-CLIQ INTERFACE (ENCODER AM-22-DQ) CONNECTOR ROTATABLE SHAFT WITH FITTED KEY; WITH HOLDING BRAKE; ACC. TOLERANCE N VIBRATION SEVERITY GRADE A, DEGREE OF PROTECTION IP 64 | 8811 | TEM | 1 | MC | 48.803 | 1
1FT71055AB701FB1 | SIMOTICS S SYNCHRON. MOTOR 1FT7, M0=50NM (100K) NN=1500RPM, PN=6,60KW NATURAL AIR COOLING; FRAME SIZE IMB 5 (IM V1, IM V3) FLANGE 0 POWER CONNECTOR ROTATABLE ABSOLUTE ENCODER 22 BITS MULTI TURN WITH DRIVE-CLIQ INTERFACE (ENCODER AM-22-DQ) CONNECTOR ROTATABLE SHAFT WITH FITTED KEY; WITH HOLDING BRAKE; ACC. TOLERANCE N VIBRATION SEVERITY GRADE A, DEGREE OF PROTECTION IP 65 | 8907 | TEM | 1 | MC | 48.803 | 1
1FT71055AB701FG0 | SIMOTICS S SYNCHRON. MOTOR 1FT7, M0=50NM (100K) NN=1500RPM, PN=6,60KW NATURAL AIR COOLING; FRAME SIZE IMB 5 (IM V1, IM V3) FLANGE 0 POWER CONNECTOR ROTATABLE ABSOLUTE ENCODER 22 BITS MULTI TURN WITH DRIVE-CLIQ INTERFACE (ENCODER AM-22-DQ) CONNECTOR ROTATABLE PLAIN SHAFT, W/O HOLDING BRAKE; ACC. TOLERANCE N VIBRATION SEVERITY GRADE A, DEGREE OF PROTECTION IP 64 | 7798 | TEM | 1 | MC | 44.304 | 1
1FT71055AB701FG1 | SIMOTICS S SYNCHRON. MOTOR 1FT7, M0=50NM (100K) NN=1500RPM, PN=6,60KW NATURAL AIR COOLING; FRAME SIZE IMB 5 (IM V1, IM V3) FLANGE 0 POWER CONNECTOR ROTATABLE ABSOLUTE ENCODER 22 BITS MULTI TURN WITH DRIVE-CLIQ INTERFACE (ENCODER AM-22-DQ) CONNECTOR ROTATABLE PLAIN SHAFT, W/O HOLDING BRAKE; ACC. TOLERANCE N VIBRATION SEVERITY GRADE A, DEGREE OF PROTECTION IP 65 | 7894 | TEM | 1 | MC | 44.304 | 1
1FT71055AB701FG2 | SIMOTICS S SYNCHRON. MOTOR 1FT7, M0=50NM (100K) NN=1500RPM, PN=6,60KW NATURAL AIR COOLING; FRAME SIZE IMB 5 (IM V1, IM V3) FLANGE 0 POWER CONNECTOR ROTATABLE ABSOLUTE ENCODER 22 BITS MULTI TURN WITH DRIVE-CLIQ INTERFACE (ENCODER AM-22-DQ) CONNECTOR ROTATABLE PLAIN SHAFT, W/O HOLDING BRAKE; ACC. TOLERANCE N VIBRATION SEVERITY GRADE A, DEGREE OF PROTECTION IP 67 | 7974 | TEM | 1 | MC | 44.304 | 1
1FT71055AB701FG3 | SIMOTICS S SYNCHRON. MOTOR 1FT7, M0=50NM (100K) NN=1500RPM, PN=6,60KW NATURAL AIR COOLING; FRAME SIZE IMB 5 (IM V1, IM V3) FLANGE 0 POWER CONNECTOR ROTATABLE ABSOLUTE ENCODER 22 BITS MULTI TURN WITH DRIVE-CLIQ INTERFACE (ENCODER AM-22-DQ) CONNECTOR ROTATABLE PLAIN SHAFT, W/O HOLDING BRAKE; ACC. TOLERANCE N VIBRATION SEVERITY GRADE A+R, DEGREE OF PROTECTION IP 64 | 7953 | TEM | 1 | MC | 44.304 | 1
1FT71055AB701FG4 | SIMOTICS S SYNCHRON. MOTOR 1FT7, M0=50NM (100K) NN=1500RPM, PN=6,60KW NATURAL AIR COOLING; FRAME SIZE IMB 5 (IM V1, IM V3) FLANGE 0 POWER CONNECTOR ROTATABLE ABSOLUTE ENCODER 22 BITS MULTI TURN WITH DRIVE-CLIQ INTERFACE (ENCODER AM-22-DQ) CONNECTOR ROTATABLE PLAIN SHAFT, W/O HOLDING BRAKE; ACC. TOLERANCE N VIBRATION SEVERITY GRADE A+R, DEGREE OF PROTECTION IP 65 | 8050 | TEM | 1 | MC | 44.304 | 1
1FT71055AB701FH0 | SIMOTICS S SYNCHRON. MOTOR 1FT7, M0=50NM (100K) NN=1500RPM, PN=6,60KW NATURAL AIR COOLING; FRAME SIZE IMB 5 (IM V1, IM V3) FLANGE 0 POWER CONNECTOR ROTATABLE ABSOLUTE ENCODER 22 BITS MULTI TURN WITH DRIVE-CLIQ INTERFACE (ENCODER AM-22-DQ) CONNECTOR ROTATABLE PLAIN SHAFT, WITH HOLDING BRAKE; ACCURACY TOLERANCE N VIBRATION SEVERITY GRADE A, DEGREE OF PROTECTION IP 64 | 8811 | TEM | 1 | MC | 48.803 | 1
1FT71055AB701FK0 | SIMOTICS S SYNCHRON. MOTOR 1FT7, M0=50NM (100K) NN=1500RPM, PN=6,60KW NATURAL AIR COOLING; FRAME SIZE IMB 5 (IM V1, IM V3) FLANGE 0 POWER CONNECTOR ROTATABLE ABSOLUTE ENCODER 22 BITS MULTI TURN WITH DRIVE-CLIQ INTERFACE (ENCODER AM-22-DQ) CONNECTOR ROTATABLE PLAIN SHAFT, W/O HOLDING BRAKE; ACC. TOLERANCE R VIBRATION SEVERITY GRADE A, DEGREE OF PROTECTION IP 64 | 7957 | TEM | 1 | MC | 44.304 | 1
1FT71055AB701FL0 | SIMOTICS S SYNCHRON. MOTOR 1FT7, M0=50NM (100K) NN=1500RPM, PN=6,60KW NATURAL AIR COOLING; FRAME SIZE IMB 5 (IM V1, IM V3) FLANGE 0 POWER CONNECTOR ROTATABLE ABSOLUTE ENCODER 22 BITS MULTI TURN WITH DRIVE-CLIQ INTERFACE (ENCODER AM-22-DQ) CONNECTOR ROTATABLE PLAIN SHAFT, WITH HOLDING BRAKE; ACCURACY TOLERANCE R VIBRATION SEVERITY GRADE A, DEGREE OF PROTECTION IP 64 | 8970 | TEM | 1 | MC | 48.803 | 1
1FT71055AB701FL2 | SIMOTICS S SYNCHRON. MOTOR 1FT7, M0=50NM (100K) NN=1500RPM, PN=6,60KW NATURAL AIR COOLING; FRAME SIZE IMB 5 (IM V1, IM V3) FLANGE 0 POWER CONNECTOR ROTATABLE ABSOLUTE ENCODER 22 BITS MULTI TURN WITH DRIVE-CLIQ INTERFACE (ENCODER AM-22-DQ) CONNECTOR ROTATABLE PLAIN SHAFT, WITH HOLDING BRAKE; ACCURACY TOLERANCE R VIBRATION SEVERITY GRADE A, DEGREE OF PROTECTION IP 67 | 9146 | TEM | 1 | MC | 48.803 | 1
1FT71055AB701MB1 | SIMOTICS S SYNCHRON. MOTOR 1FT7, M0=50NM (100K) NN=1500RPM, PN=6,60KW NATURAL AIR COOLING; FRAME SIZE IMB 5 (IM V1, IM V3) FLANGE (COMPACT) WITH KTY TEMPERATURE SENSOR POWER CONNECTOR ROTATABLE ABSOLUTE ENCODER ENDAT 2048 S/R (ENCODER A-2048) CONNECTOR ROTATABLE SHAFT WITH FITTED KEY; WITH HOLDING BRAKE; ACC. TOLERANCE N VIBRATION SEVERITY GRADE A, DEGREE OF PROTECTION IP 65 | 8475 | TEM | 1 | MC | 48.803 | 1
1FT71055AB701MG0 | SIMOTICS S SYNCHRON. MOTOR 1FT7, M0=50NM (100K) NN=1500RPM, PN=6,60KW NATURAL AIR COOLING; FRAME SIZE IMB 5 (IM V1, IM V3) FLANGE (COMPACT) WITH KTY TEMPERATURE SENSOR POWER CONNECTOR ROTATABLE ABSOLUTE ENCODER ENDAT 2048 S/R (ENCODER A-2048) CONNECTOR ROTATABLE PLAIN SHAFT, W/O HOLDING BRAKE; ACC. TOLERANCE N VIBRATION SEVERITY GRADE A, DEGREE OF PROTECTION IP 64 | 7366 | TEM | 1 | MC | 44.304 | 1
1FT71055AB701MG3 | SIMOTICS S SYNCHRON. MOTOR 1FT7, M0=50NM (100K) NN=1500RPM, PN=6,60KW NATURAL AIR COOLING; FRAME SIZE IMB 5 (IM V1, IM V3) FLANGE (COMPACT) WITH KTY TEMPERATURE SENSOR POWER CONNECTOR ROTATABLE ABSOLUTE ENCODER ENDAT 2048 S/R (ENCODER A-2048) CONNECTOR ROTATABLE PLAIN SHAFT, W/O HOLDING BRAKE; ACC. TOLERANCE N VIBRATION SEVERITY GRADE A+R, DEGREE OF PROTECTION IP 64 | 7521 | TEM | 1 | MC | 44.304 | 1
1FT71055AB701MH0 | SIMOTICS S SYNCHRON. MOTOR 1FT7, M0=50NM (100K) NN=1500RPM, PN=6,60KW NATURAL AIR COOLING; FRAME SIZE IMB 5 (IM V1, IM V3) FLANGE (COMPACT) WITH KTY TEMPERATURE SENSOR POWER CONNECTOR ROTATABLE ABSOLUTE ENCODER ENDAT 2048 S/R (ENCODER A-2048) CONNECTOR ROTATABLE PLAIN SHAFT, WITH HOLDING BRAKE; ACCURACY TOLERANCE N VIBRATION SEVERITY GRADE A, DEGREE OF PROTECTION IP 64 | 8379 | TEM | 1 | MC | 48.803 | 1
1FT71055AB701MH1 | SIMOTICS S SYNCHRON. MOTOR 1FT7, M0=50NM (100K) NN=1500RPM, PN=6,60KW NATURAL AIR COOLING; FRAME SIZE IMB 5 (IM V1, IM V3) FLANGE (COMPACT) WITH KTY TEMPERATURE SENSOR POWER CONNECTOR ROTATABLE ABSOLUTE ENCODER ENDAT 2048 S/R (ENCODER A-2048) CONNECTOR ROTATABLE PLAIN SHAFT, WITH HOLDING BRAKE; ACCURACY TOLERANCE N VIBRATION SEVERITY GRADE A, DEGREE OF PROTECTION IP 65 | 8475 | TEM | 1 | MC | 48.803 | 1
1FT71055AB701NA0 | SIMOTICS S SYNCHRON. MOTOR 1FT7, M0=50NM (100K) NN=1500RPM, PN=6,60KW NATURAL AIR COOLING; FRAME SIZE IMB 5 (IM V1, IM V3) FLANGE (COMPACT) WITH KTY TEMPERATURE SENSOR POWER CONNECTOR ROTATABLE INCREM. ENCODER SIN/COS 1VSS 2048 S/R (ENCODER I-2048) CONNECTOR ROTATABLE SHAFT WITH FITTED KEY; W/O HOLDING BRAKE; ACC. TOLERANCE N VIBRATION SEVERITY GRADE A, DEGREE OF PROTECTION IP 64 | 6612 | TEM | 1 | MC | 44.304 | 1
1FT71055AB701NA1 | SIMOTICS S SYNCHRON. MOTOR 1FT7, M0=50NM (100K) NN=1500RPM, PN=6,60KW NATURAL AIR COOLING; FRAME SIZE IMB 5 (IM V1, IM V3) FLANGE (COMPACT) WITH KTY TEMPERATURE SENSOR POWER CONNECTOR ROTATABLE INCREM. ENCODER SIN/COS 1VSS 2048 S/R (ENCODER I-2048) CONNECTOR ROTATABLE SHAFT WITH FITTED KEY; W/O HOLDING BRAKE; ACC. TOLERANCE N VIBRATION SEVERITY GRADE A, DEGREE OF PROTECTION IP 65 | 6708 | TEM | 1 | MC | 44.304 | 1
1FT71055AB701NA2 | SIMOTICS S SYNCHRON. MOTOR 1FT7, M0=50NM (100K) NN=1500RPM, PN=6,60KW NATURAL AIR COOLING; FRAME SIZE IMB 5 (IM V1, IM V3) FLANGE (COMPACT) WITH KTY TEMPERATURE SENSOR POWER CONNECTOR ROTATABLE INCREM. ENCODER SIN/COS 1VSS 2048 S/R (ENCODER I-2048) CONNECTOR ROTATABLE SHAFT WITH FITTED KEY; W/O HOLDING BRAKE; ACC. TOLERANCE N VIBRATION SEVERITY GRADE A, DEGREE OF PROTECTION IP 67 | 6788 | TEM | 1 | MC | 44.304 | 1
1FT71055AB701NB1 | SIMOTICS S SYNCHRON. MOTOR 1FT7, M0=50NM (100K) NN=1500RPM, PN=6,60KW NATURAL AIR COOLING; FRAME SIZE IMB 5 (IM V1, IM V3) FLANGE (COMPACT) WITH KTY TEMPERATURE SENSOR POWER CONNECTOR ROTATABLE INCREM. ENCODER SIN/COS 1VSS 2048 S/R (ENCODER I-2048) CONNECTOR ROTATABLE SHAFT WITH FITTED KEY; WITH HOLDING BRAKE; ACC. TOLERANCE N VIBRATION SEVERITY GRADE A, DEGREE OF PROTECTION IP 65 | 7721 | TEM | 1 | MC | 48.803 | 1
1FT71055AB701NB2 | SIMOTICS S SYNCHRON. MOTOR 1FT7, M0=50NM (100K) NN=1500RPM, PN=6,60KW NATURAL AIR COOLING; FRAME SIZE IMB 5 (IM V1, IM V3) FLANGE (COMPACT) WITH KTY TEMPERATURE SENSOR POWER CONNECTOR ROTATABLE INCREM. ENCODER SIN/COS 1VSS 2048 S/R (ENCODER I-2048) CONNECTOR ROTATABLE SHAFT WITH FITTED KEY; WITH HOLDING BRAKE; ACC. TOLERANCE N VIBRATION SEVERITY GRADE A, DEGREE OF PROTECTION IP 67 | 7801 | TEM | 1 | MC | 48.803 | 1
1FT71055AB701ND2 | SIMOTICS S SYNCHRON. MOTOR 1FT7, M0=50NM (100K) NN=1500RPM, PN=6,60KW NATURAL AIR COOLING; FRAME SIZE IMB 5 (IM V1, IM V3) FLANGE (COMPACT) WITH KTY TEMPERATURE SENSOR POWER CONNECTOR ROTATABLE INCREM. ENCODER SIN/COS 1VSS 2048 S/R (ENCODER I-2048) CONNECTOR ROTATABLE SHAFT WITH FITTED KEY; W/O HOLDING BRAKE; ACC. TOLERANCE R VIBRATION SEVERITY GRADE A, DEGREE OF PROTECTION IP 67 | 6947 | TEM | 1 | MC | 44.304 | 1
1FT71055AB701NG0 | SIMOTICS S SYNCHRON. MOTOR 1FT7, M0=50NM (100K) NN=1500RPM, PN=6,60KW NATURAL AIR COOLING; FRAME SIZE IMB 5 (IM V1, IM V3) FLANGE (COMPACT) WITH KTY TEMPERATURE SENSOR POWER CONNECTOR ROTATABLE INCREM. ENCODER SIN/COS 1VSS 2048 S/R (ENCODER I-2048) CONNECTOR ROTATABLE PLAIN SHAFT, W/O HOLDING BRAKE; ACC. TOLERANCE N VIBRATION SEVERITY GRADE A, DEGREE OF PROTECTION IP 64 | 6612 | TEM | 1 | MC | 44.304 | 1
1FT71055AB701NG1 | SIMOTICS S SYNCHRON. MOTOR 1FT7, M0=50NM (100K) NN=1500RPM, PN=6,60KW NATURAL AIR COOLING; FRAME SIZE IMB 5 (IM V1, IM V3) FLANGE (COMPACT) WITH KTY TEMPERATURE SENSOR POWER CONNECTOR ROTATABLE INCREM. ENCODER SIN/COS 1VSS 2048 S/R (ENCODER I-2048) CONNECTOR ROTATABLE PLAIN SHAFT, W/O HOLDING BRAKE; ACC. TOLERANCE N VIBRATION SEVERITY GRADE A, DEGREE OF PROTECTION IP 65 | 6708 | TEM | 1 | MC | 44.304 | 1
1FT71055AB701NH0 | SIMOTICS S SYNCHRON. MOTOR 1FT7, M0=50NM (100K) NN=1500RPM, PN=6,60KW NATURAL AIR COOLING; FRAME SIZE IMB 5 (IM V1, IM V3) FLANGE (COMPACT) WITH KTY TEMPERATURE SENSOR POWER CONNECTOR ROTATABLE INCREM. ENCODER SIN/COS 1VSS 2048 S/R (ENCODER I-2048) CONNECTOR ROTATABLE PLAIN SHAFT, WITH HOLDING BRAKE; ACCURACY TOLERANCE N VIBRATION SEVERITY GRADE A, DEGREE OF PROTECTION IP 64 | 7625 | TEM | 1 | MC | 48.803 | 1
1FT71055AB701NH1 | SIMOTICS S SYNCHRON. MOTOR 1FT7, M0=50NM (100K) NN=1500RPM, PN=6,60KW NATURAL AIR COOLING; FRAME SIZE IMB 5 (IM V1, IM V3) FLANGE (COMPACT) WITH KTY TEMPERATURE SENSOR POWER CONNECTOR ROTATABLE INCREM. ENCODER SIN/COS 1VSS 2048 S/R (ENCODER I-2048) CONNECTOR ROTATABLE PLAIN SHAFT, WITH HOLDING BRAKE; ACCURACY TOLERANCE N VIBRATION SEVERITY GRADE A, DEGREE OF PROTECTION IP 65 | 7721 | TEM | 1 | MC | 48.803 | 1
1FT71055AB711BA0 | SIMOTICS S SYNCHRON. MOTOR 1FT7, M0=50NM (100K) NN=1500RPM, PN=6,60KW NATURAL AIR COOLING; FRAME SIZE IMB 5 (IM V1, IM V3) FLANGE 1 (1FT6 COMPATIBLE) POWER CONNECTOR ROTATABLE ABSOLUTE VALUE ENCODER SINGLETURN 24 BIT WITH DRIVE-CLIQ INTERFACE (ENCODER AS24DQI) SHAFT WITH FITTED KEY; W/O HOLDING BRAKE; ACC. TOLERANCE N VIBRATION SEVERITY GRADE A, DEGREE OF PROTECTION IP 64 | 6953 | TEM | 1 | MC | 44.304 | 1
1FT71055AB711BA1 | SIMOTICS S SYNCHRON. MOTOR 1FT7, M0=50NM (100K) NN=1500RPM, PN=6,60KW NATURAL AIR COOLING; FRAME SIZE IMB 5 (IM V1, IM V3) FLANGE 1 (1FT6 COMPATIBLE) POWER CONNECTOR ROTATABLE ABSOLUTE VALUE ENCODER SINGLETURN 24 BIT WITH DRIVE-CLIQ INTERFACE (ENCODER AS24DQI) SHAFT WITH FITTED KEY; W/O HOLDING BRAKE; ACC. TOLERANCE N VIBRATION SEVERITY GRADE A, DEGREE OF PROTECTION IP 65 | 7049 | TEM | 1 | MC | 44.304 | 1
1FT71055AB711BA2 | SIMOTICS S SYNCHRON. MOTOR 1FT7, M0=50NM (100K) NN=1500RPM, PN=6,60KW NATURAL AIR COOLING; FRAME SIZE IMB 5 (IM V1, IM V3) FLANGE 1 (1FT6 COMPATIBLE) POWER CONNECTOR ROTATABLE ABSOLUTE VALUE ENCODER SINGLETURN 24 BIT WITH DRIVE-CLIQ INTERFACE (ENCODER AS24DQI) SHAFT WITH FITTED KEY; W/O HOLDING BRAKE; ACC. TOLERANCE N VIBRATION SEVERITY GRADE A, DEGREE OF PROTECTION IP 67 | 7128 | TEM | 1 | MC | 44.304 | 1
1FT71055AB711BA3 | SIMOTICS S SYNCHRON. MOTOR 1FT7, M0=50NM (100K) NN=1500RPM, PN=6,60KW NATURAL AIR COOLING; FRAME SIZE IMB 5 (IM V1, IM V3) FLANGE 1 (1FT6 COMPATIBLE) POWER CONNECTOR ROTATABLE ABSOLUTE VALUE ENCODER SINGLETURN 24 BIT WITH DRIVE-CLIQ INTERFACE (ENCODER AS24DQI) SHAFT WITH FITTED KEY; W/O HOLDING BRAKE; ACC. TOLERANCE N VIBRATION SEVERITY GRADE A+R, DEGREE OF PROTECTION IP 64 | 7107 | TEM | 1 | MC | 44.304 | 1
1FT71055AB711BB0 | SIMOTICS S SYNCHRON. MOTOR 1FT7, M0=50NM (100K) NN=1500RPM, PN=6,60KW NATURAL AIR COOLING; FRAME SIZE IMB 5 (IM V1, IM V3) FLANGE 1 (1FT6 COMPATIBLE) POWER CONNECTOR ROTATABLE ABSOLUTE VALUE ENCODER SINGLETURN 24 BIT WITH DRIVE-CLIQ INTERFACE (ENCODER AS24DQI) SHAFT WITH FITTED KEY; WITH HOLDING BRAKE; ACC. TOLERANCE N VIBRATION SEVERITY GRADE A, DEGREE OF PROTECTION IP 64 | 7965 | TEM | 1 | MC | 48.803 | 1
1FT71055AB711BB1 | SIMOTICS S SYNCHRON. MOTOR 1FT7, M0=50NM (100K) NN=1500RPM, PN=6,60KW NATURAL AIR COOLING; FRAME SIZE IMB 5 (IM V1, IM V3) FLANGE 1 (1FT6 COMPATIBLE) POWER CONNECTOR ROTATABLE ABSOLUTE VALUE ENCODER SINGLETURN 24 BIT WITH DRIVE-CLIQ INTERFACE (ENCODER AS24DQI) SHAFT WITH FITTED KEY; WITH HOLDING BRAKE; ACC. TOLERANCE N VIBRATION SEVERITY GRADE A, DEGREE OF PROTECTION IP 65 | 8062 | TEM | 1 | MC | 48.803 | 1
1FT71055AB711BB2 | SIMOTICS S SYNCHRON. MOTOR 1FT7, M0=50NM (100K) NN=1500RPM, PN=6,60KW NATURAL AIR COOLING; FRAME SIZE IMB 5 (IM V1, IM V3) FLANGE 1 (1FT6 COMPATIBLE) POWER CONNECTOR ROTATABLE ABSOLUTE VALUE ENCODER SINGLETURN 24 BIT WITH DRIVE-CLIQ INTERFACE (ENCODER AS24DQI) SHAFT WITH FITTED KEY; WITH HOLDING BRAKE; ACC. TOLERANCE N VIBRATION SEVERITY GRADE A, DEGREE OF PROTECTION IP 67 | 8141 | TEM | 1 | MC | 48.803 | 1
1FT71055AB711BB3 | SIMOTICS S SYNCHRON. MOTOR 1FT7, M0=50NM (100K) NN=1500RPM, PN=6,60KW NATURAL AIR COOLING; FRAME SIZE IMB 5 (IM V1, IM V3) FLANGE 1 (1FT6 COMPATIBLE) POWER CONNECTOR ROTATABLE ABSOLUTE VALUE ENCODER SINGLETURN 24 BIT WITH DRIVE-CLIQ INTERFACE (ENCODER AS24DQI) SHAFT WITH FITTED KEY; WITH HOLDING BRAKE; ACC. TOLERANCE N VIBRATION SEVERITY GRADE A+R, DEGREE OF PROTECTION IP 64 | 8120 | TEM | 1 | MC | 48.803 | 1
1FT71055AB711BG0 | SIMOTICS S SYNCHRON. MOTOR 1FT7, M0=50NM (100K) NN=1500RPM, PN=6,60KW NATURAL AIR COOLING; FRAME SIZE IMB 5 (IM V1, IM V3) FLANGE 1 (1FT6 COMPATIBLE) POWER CONNECTOR ROTATABLE ABSOLUTE VALUE ENCODER SINGLETURN 24 BIT WITH DRIVE-CLIQ INTERFACE (ENCODER AS24DQI) PLAIN SHAFT, W/O HOLDING BRAKE; ACC. TOLERANCE N VIBRATION SEVERITY GRADE A, DEGREE OF PROTECTION IP 64 | 6953 | TEM | 1 | MC | 44.304 | 1
1FT71055AB711BG1 | SIMOTICS S SYNCHRON. MOTOR 1FT7, M0=50NM (100K) NN=1500RPM, PN=6,60KW NATURAL AIR COOLING; FRAME SIZE IMB 5 (IM V1, IM V3) FLANGE 1 (1FT6 COMPATIBLE) POWER CONNECTOR ROTATABLE ABSOLUTE VALUE ENCODER SINGLETURN 24 BIT WITH DRIVE-CLIQ INTERFACE (ENCODER AS24DQI) PLAIN SHAFT, W/O HOLDING BRAKE; ACC. TOLERANCE N VIBRATION SEVERITY GRADE A, DEGREE OF PROTECTION IP 65 | 7049 | TEM | 1 | MC | 44.304 | 1
1FT71055AB711BG2 | SIMOTICS S SYNCHRON. MOTOR 1FT7, M0=50NM (100K) NN=1500RPM, PN=6,60KW NATURAL AIR COOLING; FRAME SIZE IMB 5 (IM V1, IM V3) FLANGE 1 (1FT6 COMPATIBLE) POWER CONNECTOR ROTATABLE ABSOLUTE VALUE ENCODER SINGLETURN 24 BIT WITH DRIVE-CLIQ INTERFACE (ENCODER AS24DQI) PLAIN SHAFT, W/O HOLDING BRAKE; ACC. TOLERANCE N VIBRATION SEVERITY GRADE A, DEGREE OF PROTECTION IP 67 | 7128 | TEM | 1 | MC | 44.304 | 1
1FT71055AB711BG3 | SIMOTICS S SYNCHRON. MOTOR 1FT7, M0=50NM (100K) NN=1500RPM, PN=6,60KW NATURAL AIR COOLING; FRAME SIZE IMB 5 (IM V1, IM V3) FLANGE 1 (1FT6 COMPATIBLE) POWER CONNECTOR ROTATABLE ABSOLUTE VALUE ENCODER SINGLETURN 24 BIT WITH DRIVE-CLIQ INTERFACE (ENCODER AS24DQI) PLAIN SHAFT, W/O HOLDING BRAKE; ACC. TOLERANCE N VIBRATION SEVERITY GRADE A+R, DEGREE OF PROTECTION IP 64 | 7107 | TEM | 1 | MC | 44.304 | 1
1FT71055AB711BG5 | SIMOTICS S SYNCHRON. MOTOR 1FT7, M0=50NM (100K) NN=1500RPM, PN=6,60KW NATURAL AIR COOLING; FRAME SIZE IMB 5 (IM V1, IM V3) FLANGE 1 (1FT6 COMPATIBLE) POWER CONNECTOR ROTATABLE ABSOLUTE VALUE ENCODER SINGLETURN 24 BIT WITH DRIVE-CLIQ INTERFACE (ENCODER AS24DQI) PLAIN SHAFT, W/O HOLDING BRAKE; ACC. TOLERANCE N VIBRATION SEVERITY GRADE A+R, DEGREE OF PROTECTION IP 67 | 7284 | TEM | 1 | MC | 44.304 | 1
1FT71055AB711BH0 | SIMOTICS S SYNCHRON. MOTOR 1FT7, M0=50NM (100K) NN=1500RPM, PN=6,60KW NATURAL AIR COOLING; FRAME SIZE IMB 5 (IM V1, IM V3) FLANGE 1 (1FT6 COMPATIBLE) POWER CONNECTOR ROTATABLE ABSOLUTE VALUE ENCODER SINGLETURN 24 BIT WITH DRIVE-CLIQ INTERFACE (ENCODER AS24DQI) PLAIN SHAFT, WITH HOLDING BRAKE; ACCURACY TOLERANCE N VIBRATION SEVERITY GRADE A, DEGREE OF PROTECTION IP 64 | 7965 | TEM | 1 | MC | 48.803 | 1
1FT71055AB711BH1 | SIMOTICS S SYNCHRON. MOTOR 1FT7, M0=50NM (100K) NN=1500RPM, PN=6,60KW NATURAL AIR COOLING; FRAME SIZE IMB 5 (IM V1, IM V3) FLANGE 1 (1FT6 COMPATIBLE) POWER CONNECTOR ROTATABLE ABSOLUTE VALUE ENCODER SINGLETURN 24 BIT WITH DRIVE-CLIQ INTERFACE (ENCODER AS24DQI) PLAIN SHAFT, WITH HOLDING BRAKE; ACCURACY TOLERANCE N VIBRATION SEVERITY GRADE A, DEGREE OF PROTECTION IP 65 | 8062 | TEM | 1 | MC | 48.803 | 1
1FT71055AB711BH2 | SIMOTICS S SYNCHRON. MOTOR 1FT7, M0=50NM (100K) NN=1500RPM, PN=6,60KW NATURAL AIR COOLING; FRAME SIZE IMB 5 (IM V1, IM V3) FLANGE 1 (1FT6 COMPATIBLE) POWER CONNECTOR ROTATABLE ABSOLUTE VALUE ENCODER SINGLETURN 24 BIT WITH DRIVE-CLIQ INTERFACE (ENCODER AS24DQI) PLAIN SHAFT, WITH HOLDING BRAKE; ACCURACY TOLERANCE N VIBRATION SEVERITY GRADE A, DEGREE OF PROTECTION IP 67 | 8141 | TEM | 1 | MC | 48.803 | 1
1FT71055AB711BH3 | SIMOTICS S SYNCHRON. MOTOR 1FT7, M0=50NM (100K) NN=1500RPM, PN=6,60KW NATURAL AIR COOLING; FRAME SIZE IMB 5 (IM V1, IM V3) FLANGE 1 (1FT6 COMPATIBLE) POWER CONNECTOR ROTATABLE ABSOLUTE VALUE ENCODER SINGLETURN 24 BIT WITH DRIVE-CLIQ INTERFACE (ENCODER AS24DQI) PLAIN SHAFT, WITH HOLDING BRAKE; ACCURACY TOLERANCE N VIBRATION SEVERITY GRADE A+R, DEGREE OF PROTECTION IP 64 | 8120 | TEM | 1 | MC | 48.803 | 1
1FT71055AB711CA0 | SIMOTICS S SYNCHRON. MOTOR 1FT7, M0=50NM (100K) NN=1500RPM, PN=6,60KW NATURAL AIR COOLING; FRAME SIZE IMB 5 (IM V1, IM V3) FLANGE 1 (1FT6 COMPATIBLE) POWER CONNECTOR ROTATABLE ABSOLUTE ENCODER 24 BITS + 12 BIT MULTITURN WITH DRIVE-CLIQ INTERFACE (ENCODER AM24DQI) SHAFT WITH FITTED KEY; W/O HOLDING BRAKE; ACC. TOLERANCE N VIBRATION SEVERITY GRADE A, DEGREE OF PROTECTION IP 64 | 7718 | TEM | 1 | MC | 44.304 | 1
1FT71055AB711CA1 | SIMOTICS S SYNCHRON. MOTOR 1FT7, M0=50NM (100K) NN=1500RPM, PN=6,60KW NATURAL AIR COOLING; FRAME SIZE IMB 5 (IM V1, IM V3) FLANGE 1 (1FT6 COMPATIBLE) POWER CONNECTOR ROTATABLE ABSOLUTE ENCODER 24 BITS + 12 BIT MULTITURN WITH DRIVE-CLIQ INTERFACE (ENCODER AM24DQI) SHAFT WITH FITTED KEY; W/O HOLDING BRAKE; ACC. TOLERANCE N VIBRATION SEVERITY GRADE A, DEGREE OF PROTECTION IP 65 | 7814 | TEM | 1 | MC | 44.304 | 1
1FT71055AB711CA2 | SIMOTICS S SYNCHRON. MOTOR 1FT7, M0=50NM (100K) NN=1500RPM, PN=6,60KW NATURAL AIR COOLING; FRAME SIZE IMB 5 (IM V1, IM V3) FLANGE 1 (1FT6 COMPATIBLE) POWER CONNECTOR ROTATABLE ABSOLUTE ENCODER 24 BITS + 12 BIT MULTITURN WITH DRIVE-CLIQ INTERFACE (ENCODER AM24DQI) SHAFT WITH FITTED KEY; W/O HOLDING BRAKE; ACC. TOLERANCE N VIBRATION SEVERITY GRADE A, DEGREE OF PROTECTION IP 67 | 7893 | TEM | 1 | MC | 44.304 | 1
1FT71055AB711CB0 | SIMOTICS S SYNCHRON. MOTOR 1FT7, M0=50NM (100K) NN=1500RPM, PN=6,60KW NATURAL AIR COOLING; FRAME SIZE IMB 5 (IM V1, IM V3) FLANGE 1 (1FT6 COMPATIBLE) POWER CONNECTOR ROTATABLE ABSOLUTE ENCODER 24 BITS + 12 BIT MULTITURN WITH DRIVE-CLIQ INTERFACE (ENCODER AM24DQI) SHAFT WITH FITTED KEY; WITH HOLDING BRAKE; ACC. TOLERANCE N VIBRATION SEVERITY GRADE A, DEGREE OF PROTECTION IP 64 | 8730 | TEM | 1 | MC | 48.803 | 1
1FT71055AB711CB1 | SIMOTICS S SYNCHRON. MOTOR 1FT7, M0=50NM (100K) NN=1500RPM, PN=6,60KW NATURAL AIR COOLING; FRAME SIZE IMB 5 (IM V1, IM V3) FLANGE 1 (1FT6 COMPATIBLE) POWER CONNECTOR ROTATABLE ABSOLUTE ENCODER 24 BITS + 12 BIT MULTITURN WITH DRIVE-CLIQ INTERFACE (ENCODER AM24DQI) SHAFT WITH FITTED KEY; WITH HOLDING BRAKE; ACC. TOLERANCE N VIBRATION SEVERITY GRADE A, DEGREE OF PROTECTION IP 65 | 8827 | TEM | 1 | MC | 48.803 | 1
1FT71055AB711CB2 | SIMOTICS S SYNCHRON. MOTOR 1FT7, M0=50NM (100K) NN=1500RPM, PN=6,60KW NATURAL AIR COOLING; FRAME SIZE IMB 5 (IM V1, IM V3) FLANGE 1 (1FT6 COMPATIBLE) POWER CONNECTOR ROTATABLE ABSOLUTE ENCODER 24 BITS + 12 BIT MULTITURN WITH DRIVE-CLIQ INTERFACE (ENCODER AM24DQI) SHAFT WITH FITTED KEY; WITH HOLDING BRAKE; ACC. TOLERANCE N VIBRATION SEVERITY GRADE A, DEGREE OF PROTECTION IP 67 | 8906 | TEM | 1 | MC | 48.803 | 1
1FT71055AB711CD5 | SIMOTICS S SYNCHRON. MOTOR 1FT7, M0=50NM (100K) NN=1500RPM, PN=6,60KW NATURAL AIR COOLING; FRAME SIZE IMB 5 (IM V1, IM V3) FLANGE 1 (1FT6 COMPATIBLE) POWER CONNECTOR ROTATABLE ABSOLUTE ENCODER 24 BITS + 12 BIT MULTITURN WITH DRIVE-CLIQ INTERFACE (ENCODER AM24DQI) SHAFT WITH FITTED KEY; W/O HOLDING BRAKE; ACC. TOLERANCE R VIBRATION SEVERITY GRADE A+R, DEGREE OF PROTECTION IP 67 | 8209 | TEM | 1 | MC | 44.304 | 1
1FT71055AB711CE4 | SIMOTICS S SYNCHRON. MOTOR 1FT7, M0=50NM (100K) NN=1500RPM, PN=6,60KW NATURAL AIR COOLING; FRAME SIZE IMB 5 (IM V1, IM V3) FLANGE 1 (1FT6 COMPATIBLE) POWER CONNECTOR ROTATABLE ABSOLUTE ENCODER 24 BITS + 12 BIT MULTITURN WITH DRIVE-CLIQ INTERFACE (ENCODER AM24DQI) SHAFT WITH FITTED KEY; WITH HOLDING BRAKE; ACC. TOLERANCE R VIBRATION SEVERITY GRADE A+R, DEGREE OF PROTECTION IP 65 | 9142 | TEM | 1 | MC | 48.803 | 1
1FT71055AB711CG0 | SIMOTICS S SYNCHRON. MOTOR 1FT7, M0=50NM (100K) NN=1500RPM, PN=6,60KW NATURAL AIR COOLING; FRAME SIZE IMB 5 (IM V1, IM V3) FLANGE 1 (1FT6 COMPATIBLE) POWER CONNECTOR ROTATABLE ABSOLUTE ENCODER 24 BITS + 12 BIT MULTITURN WITH DRIVE-CLIQ INTERFACE (ENCODER AM24DQI) PLAIN SHAFT, W/O HOLDING BRAKE; ACC. TOLERANCE N VIBRATION SEVERITY GRADE A, DEGREE OF PROTECTION IP 64 | 7718 | TEM | 1 | MC | 44.304 | 1
1FT71055AB711CG1 | SIMOTICS S SYNCHRON. MOTOR 1FT7, M0=50NM (100K) NN=1500RPM, PN=6,60KW NATURAL AIR COOLING; FRAME SIZE IMB 5 (IM V1, IM V3) FLANGE 1 (1FT6 COMPATIBLE) POWER CONNECTOR ROTATABLE ABSOLUTE ENCODER 24 BITS + 12 BIT MULTITURN WITH DRIVE-CLIQ INTERFACE (ENCODER AM24DQI) PLAIN SHAFT, W/O HOLDING BRAKE; ACC. TOLERANCE N VIBRATION SEVERITY GRADE A, DEGREE OF PROTECTION IP 65 | 7814 | TEM | 1 | MC | 44.304 | 1
1FT71055AB711CG2 | SIMOTICS S SYNCHRON. MOTOR 1FT7, M0=50NM (100K) NN=1500RPM, PN=6,60KW NATURAL AIR COOLING; FRAME SIZE IMB 5 (IM V1, IM V3) FLANGE 1 (1FT6 COMPATIBLE) POWER CONNECTOR ROTATABLE ABSOLUTE ENCODER 24 BITS + 12 BIT MULTITURN WITH DRIVE-CLIQ INTERFACE (ENCODER AM24DQI) PLAIN SHAFT, W/O HOLDING BRAKE; ACC. TOLERANCE N VIBRATION SEVERITY GRADE A, DEGREE OF PROTECTION IP 67 | 7893 | TEM | 1 | MC | 44.304 | 1
1FT71055AB711CH0 | SIMOTICS S SYNCHRON. MOTOR 1FT7, M0=50NM (100K) NN=1500RPM, PN=6,60KW NATURAL AIR COOLING; FRAME SIZE IMB 5 (IM V1, IM V3) FLANGE 1 (1FT6 COMPATIBLE) POWER CONNECTOR ROTATABLE ABSOLUTE ENCODER 24 BITS + 12 BIT MULTITURN WITH DRIVE-CLIQ INTERFACE (ENCODER AM24DQI) PLAIN SHAFT, WITH HOLDING BRAKE; ACCURACY TOLERANCE N VIBRATION SEVERITY GRADE A, DEGREE OF PROTECTION IP 64 | 8730 | TEM | 1 | MC | 48.803 | 1
1FT71055AB711CH1 | SIMOTICS S SYNCHRON. MOTOR 1FT7, M0=50NM (100K) NN=1500RPM, PN=6,60KW NATURAL AIR COOLING; FRAME SIZE IMB 5 (IM V1, IM V3) FLANGE 1 (1FT6 COMPATIBLE) POWER CONNECTOR ROTATABLE ABSOLUTE ENCODER 24 BITS + 12 BIT MULTITURN WITH DRIVE-CLIQ INTERFACE (ENCODER AM24DQI) PLAIN SHAFT, WITH HOLDING BRAKE; ACCURACY TOLERANCE N VIBRATION SEVERITY GRADE A, DEGREE OF PROTECTION IP 65 | 8827 | TEM | 1 | MC | 48.803 | 1
1FT71055AB711CH2 | SIMOTICS S SYNCHRON. MOTOR 1FT7, M0=50NM (100K) NN=1500RPM, PN=6,60KW NATURAL AIR COOLING; FRAME SIZE IMB 5 (IM V1, IM V3) FLANGE 1 (1FT6 COMPATIBLE) POWER CONNECTOR ROTATABLE ABSOLUTE ENCODER 24 BITS + 12 BIT MULTITURN WITH DRIVE-CLIQ INTERFACE (ENCODER AM24DQI) PLAIN SHAFT, WITH HOLDING BRAKE; ACCURACY TOLERANCE N VIBRATION SEVERITY GRADE A, DEGREE OF PROTECTION IP 67 | 8906 | TEM | 1 | MC | 48.803 | 1
1FT71055AB711CK1 | SIMOTICS S SYNCHRON. MOTOR 1FT7, M0=50NM (100K) NN=1500RPM, PN=6,60KW NATURAL AIR COOLING; FRAME SIZE IMB 5 (IM V1, IM V3) FLANGE 1 (1FT6 COMPATIBLE) POWER CONNECTOR ROTATABLE ABSOLUTE ENCODER 24 BITS + 12 BIT MULTITURN WITH DRIVE-CLIQ INTERFACE (ENCODER AM24DQI) PLAIN SHAFT, W/O HOLDING BRAKE; ACC. TOLERANCE R VIBRATION SEVERITY GRADE A, DEGREE OF PROTECTION IP 65 | 7973 | TEM | 1 | MC | 44.304 | 1
1FT71055AB711CL5 | SIMOTICS S SYNCHRON. MOTOR 1FT7, M0=50NM (100K) NN=1500RPM, PN=6,60KW NATURAL AIR COOLING; FRAME SIZE IMB 5 (IM V1, IM V3) FLANGE 1 (1FT6 COMPATIBLE) POWER CONNECTOR ROTATABLE ABSOLUTE ENCODER 24 BITS + 12 BIT MULTITURN WITH DRIVE-CLIQ INTERFACE (ENCODER AM24DQI) PLAIN SHAFT, WITH HOLDING BRAKE; ACCURACY TOLERANCE R VIBRATION SEVERITY GRADE A+R, DEGREE OF PROTECTION IP 67 | 9221 | TEM | 1 | MC | 48.803 | 1
1FT71055AB711DA0 | SIMOTICS S SYNCHRON. MOTOR 1FT7, M0=50NM (100K) NN=1500RPM, PN=6,60KW NATURAL AIR COOLING; FRAME SIZE IMB 5 (IM V1, IM V3) FLANGE 1 (1FT6 COMPATIBLE) POWER CONNECTOR ROTATABLE INCREMENTAL ENCODER 2048 S/R WITH DRIVE-CLIQ INTERFACE (ENCODER I-2048) CONNECTOR ROTATABLE SHAFT WITH FITTED KEY; W/O HOLDING BRAKE; ACC. TOLERANCE N VIBRATION SEVERITY GRADE A, DEGREE OF PROTECTION IP 64 | 7033 | TEM | 1 | MC | 44.304 | 1
1FT71055AB711DA1 | SIMOTICS S SYNCHRON. MOTOR 1FT7, M0=50NM (100K) NN=1500RPM, PN=6,60KW NATURAL AIR COOLING; FRAME SIZE IMB 5 (IM V1, IM V3) FLANGE 1 (1FT6 COMPATIBLE) POWER CONNECTOR ROTATABLE INCREMENTAL ENCODER 2048 S/R WITH DRIVE-CLIQ INTERFACE (ENCODER I-2048) CONNECTOR ROTATABLE SHAFT WITH FITTED KEY; W/O HOLDING BRAKE; ACC. TOLERANCE N VIBRATION SEVERITY GRADE A, DEGREE OF PROTECTION IP 65 | 7129 | TEM | 1 | MC | 44.304 | 1
1FT71055AB711DA2 | SIMOTICS S SYNCHRON. MOTOR 1FT7, M0=50NM (100K) NN=1500RPM, PN=6,60KW NATURAL AIR COOLING; FRAME SIZE IMB 5 (IM V1, IM V3) FLANGE 1 (1FT6 COMPATIBLE) POWER CONNECTOR ROTATABLE INCREMENTAL ENCODER 2048 S/R WITH DRIVE-CLIQ INTERFACE (ENCODER I-2048) CONNECTOR ROTATABLE SHAFT WITH FITTED KEY; W/O HOLDING BRAKE; ACC. TOLERANCE N VIBRATION SEVERITY GRADE A, DEGREE OF PROTECTION IP 67 | 7209 | TEM | 1 | MC | 44.304 | 1
1FT71055AB711DA5 | SIMOTICS S SYNCHRON. MOTOR 1FT7, M0=50NM (100K) NN=1500RPM, PN=6,60KW NATURAL AIR COOLING; FRAME SIZE IMB 5 (IM V1, IM V3) FLANGE 1 (1FT6 COMPATIBLE) POWER CONNECTOR ROTATABLE INCREMENTAL ENCODER 2048 S/R WITH DRIVE-CLIQ INTERFACE (ENCODER I-2048) CONNECTOR ROTATABLE SHAFT WITH FITTED KEY; W/O HOLDING BRAKE; ACC. TOLERANCE N VIBRATION SEVERITY GRADE A+R, DEGREE OF PROTECTION IP 67 | 7364 | TEM | 1 | MC | 44.304 | 1
1FT71055AB711DB0 | SIMOTICS S SYNCHRON. MOTOR 1FT7, M0=50NM (100K) NN=1500RPM, PN=6,60KW NATURAL AIR COOLING; FRAME SIZE IMB 5 (IM V1, IM V3) FLANGE 1 (1FT6 COMPATIBLE) POWER CONNECTOR ROTATABLE INCREMENTAL ENCODER 2048 S/R WITH DRIVE-CLIQ INTERFACE (ENCODER I-2048) CONNECTOR ROTATABLE SHAFT WITH FITTED KEY; WITH HOLDING BRAKE; ACC. TOLERANCE N VIBRATION SEVERITY GRADE A, DEGREE OF PROTECTION IP 64 | 8046 | TEM | 1 | MC | 48.803 | 1
1FT71055AB711DB1 | SIMOTICS S SYNCHRON. MOTOR 1FT7, M0=50NM (100K) NN=1500RPM, PN=6,60KW NATURAL AIR COOLING; FRAME SIZE IMB 5 (IM V1, IM V3) FLANGE 1 (1FT6 COMPATIBLE) POWER CONNECTOR ROTATABLE INCREMENTAL ENCODER 2048 S/R WITH DRIVE-CLIQ INTERFACE (ENCODER I-2048) CONNECTOR ROTATABLE SHAFT WITH FITTED KEY; WITH HOLDING BRAKE; ACC. TOLERANCE N VIBRATION SEVERITY GRADE A, DEGREE OF PROTECTION IP 65 | 8142 | TEM | 1 | MC | 48.803 | 1
1FT71055AB711DB2 | SIMOTICS S SYNCHRON. MOTOR 1FT7, M0=50NM (100K) NN=1500RPM, PN=6,60KW NATURAL AIR COOLING; FRAME SIZE IMB 5 (IM V1, IM V3) FLANGE 1 (1FT6 COMPATIBLE) POWER CONNECTOR ROTATABLE INCREMENTAL ENCODER 2048 S/R WITH DRIVE-CLIQ INTERFACE (ENCODER I-2048) CONNECTOR ROTATABLE SHAFT WITH FITTED KEY; WITH HOLDING BRAKE; ACC. TOLERANCE N VIBRATION SEVERITY GRADE A, DEGREE OF PROTECTION IP 67 | 8221 | TEM | 1 | MC | 48.803 | 1
1FT71055AB711DB3 | SIMOTICS S SYNCHRON. MOTOR 1FT7, M0=50NM (100K) NN=1500RPM, PN=6,60KW NATURAL AIR COOLING; FRAME SIZE IMB 5 (IM V1, IM V3) FLANGE 1 (1FT6 COMPATIBLE) POWER CONNECTOR ROTATABLE INCREMENTAL ENCODER 2048 S/R WITH DRIVE-CLIQ INTERFACE (ENCODER I-2048) CONNECTOR ROTATABLE SHAFT WITH FITTED KEY; WITH HOLDING BRAKE; ACC. TOLERANCE N VIBRATION SEVERITY GRADE A+R, DEGREE OF PROTECTION IP 64 | 8200 | TEM | 1 | MC | 48.803 | 1
1FT71055AB711DB4 | SIMOTICS S SYNCHRON. MOTOR 1FT7, M0=50NM (100K) NN=1500RPM, PN=6,60KW NATURAL AIR COOLING; FRAME SIZE IMB 5 (IM V1, IM V3) FLANGE 1 (1FT6 COMPATIBLE) POWER CONNECTOR ROTATABLE INCREMENTAL ENCODER 2048 S/R WITH DRIVE-CLIQ INTERFACE (ENCODER I-2048) CONNECTOR ROTATABLE SHAFT WITH FITTED KEY; WITH HOLDING BRAKE; ACC. TOLERANCE N VIBRATION SEVERITY GRADE A+R, DEGREE OF PROTECTION IP 65 | 8298 | TEM | 1 | MC | 48.803 | 1
1FT71055AB711DD0 | SIMOTICS S SYNCHRON. MOTOR 1FT7, M0=50NM (100K) NN=1500RPM, PN=6,60KW NATURAL AIR COOLING; FRAME SIZE IMB 5 (IM V1, IM V3) FLANGE 1 (1FT6 COMPATIBLE) POWER CONNECTOR ROTATABLE INCREMENTAL ENCODER 2048 S/R WITH DRIVE-CLIQ INTERFACE (ENCODER I-2048) CONNECTOR ROTATABLE SHAFT WITH FITTED KEY; W/O HOLDING BRAKE; ACC. TOLERANCE R VIBRATION SEVERITY GRADE A, DEGREE OF PROTECTION IP 64 | 7192 | TEM | 1 | MC | 44.304 | 1
1FT71055AB711DE0 | SIMOTICS S SYNCHRON. MOTOR 1FT7, M0=50NM (100K) NN=1500RPM, PN=6,60KW NATURAL AIR COOLING; FRAME SIZE IMB 5 (IM V1, IM V3) FLANGE 1 (1FT6 COMPATIBLE) POWER CONNECTOR ROTATABLE INCREMENTAL ENCODER 2048 S/R WITH DRIVE-CLIQ INTERFACE (ENCODER I-2048) CONNECTOR ROTATABLE SHAFT WITH FITTED KEY; WITH HOLDING BRAKE; ACC. TOLERANCE R VIBRATION SEVERITY GRADE A, DEGREE OF PROTECTION IP 64 | 8205 | TEM | 1 | MC | 48.803 | 1
1FT71055AB711DE4 | SIMOTICS S SYNCHRON. MOTOR 1FT7, M0=50NM (100K) NN=1500RPM, PN=6,60KW NATURAL AIR COOLING; FRAME SIZE IMB 5 (IM V1, IM V3) FLANGE 1 (1FT6 COMPATIBLE) POWER CONNECTOR ROTATABLE INCREMENTAL ENCODER 2048 S/R WITH DRIVE-CLIQ INTERFACE (ENCODER I-2048) CONNECTOR ROTATABLE SHAFT WITH FITTED KEY; WITH HOLDING BRAKE; ACC. TOLERANCE R VIBRATION SEVERITY GRADE A+R, DEGREE OF PROTECTION IP 65 | 8457 | TEM | 1 | MC | 48.803 | 1
1FT71055AB711DG0 | SIMOTICS S SYNCHRON. MOTOR 1FT7, M0=50NM (100K) NN=1500RPM, PN=6,60KW NATURAL AIR COOLING; FRAME SIZE IMB 5 (IM V1, IM V3) FLANGE 1 (1FT6 COMPATIBLE) POWER CONNECTOR ROTATABLE INCREMENTAL ENCODER 2048 S/R WITH DRIVE-CLIQ INTERFACE (ENCODER I-2048) CONNECTOR ROTATABLE PLAIN SHAFT, W/O HOLDING BRAKE; ACC. TOLERANCE N VIBRATION SEVERITY GRADE A, DEGREE OF PROTECTION IP 64 | 7033 | TEM | 1 | MC | 44.304 | 1
1FT71055AB711DG1 | SIMOTICS S SYNCHRON. MOTOR 1FT7, M0=50NM (100K) NN=1500RPM, PN=6,60KW NATURAL AIR COOLING; FRAME SIZE IMB 5 (IM V1, IM V3) FLANGE 1 (1FT6 COMPATIBLE) POWER CONNECTOR ROTATABLE INCREMENTAL ENCODER 2048 S/R WITH DRIVE-CLIQ INTERFACE (ENCODER I-2048) CONNECTOR ROTATABLE PLAIN SHAFT, W/O HOLDING BRAKE; ACC. TOLERANCE N VIBRATION SEVERITY GRADE A, DEGREE OF PROTECTION IP 65 | 7129 | TEM | 1 | MC | 44.304 | 1
1FT71055AB711DG2 | SIMOTICS S SYNCHRON. MOTOR 1FT7, M0=50NM (100K) NN=1500RPM, PN=6,60KW NATURAL AIR COOLING; FRAME SIZE IMB 5 (IM V1, IM V3) FLANGE 1 (1FT6 COMPATIBLE) POWER CONNECTOR ROTATABLE INCREMENTAL ENCODER 2048 S/R WITH DRIVE-CLIQ INTERFACE (ENCODER I-2048) CONNECTOR ROTATABLE PLAIN SHAFT, W/O HOLDING BRAKE; ACC. TOLERANCE N VIBRATION SEVERITY GRADE A, DEGREE OF PROTECTION IP 67 | 7209 | TEM | 1 | MC | 44.304 | 1
1FT71055AB711DG3 | SIMOTICS S SYNCHRON. MOTOR 1FT7, M0=50NM (100K) NN=1500RPM, PN=6,60KW NATURAL AIR COOLING; FRAME SIZE IMB 5 (IM V1, IM V3) FLANGE 1 (1FT6 COMPATIBLE) POWER CONNECTOR ROTATABLE INCREMENTAL ENCODER 2048 S/R WITH DRIVE-CLIQ INTERFACE (ENCODER I-2048) CONNECTOR ROTATABLE PLAIN SHAFT, W/O HOLDING BRAKE; ACC. TOLERANCE N VIBRATION SEVERITY GRADE A+R, DEGREE OF PROTECTION IP 64 | 7188 | TEM | 1 | MC | 44.304 | 1
1FT71055AB711DG5 | SIMOTICS S SYNCHRON. MOTOR 1FT7, M0=50NM (100K) NN=1500RPM, PN=6,60KW NATURAL AIR COOLING; FRAME SIZE IMB 5 (IM V1, IM V3) FLANGE 1 (1FT6 COMPATIBLE) POWER CONNECTOR ROTATABLE INCREMENTAL ENCODER 2048 S/R WITH DRIVE-CLIQ INTERFACE (ENCODER I-2048) CONNECTOR ROTATABLE PLAIN SHAFT, W/O HOLDING BRAKE; ACC. TOLERANCE N VIBRATION SEVERITY GRADE A+R, DEGREE OF PROTECTION IP 67 | 7364 | TEM | 1 | MC | 44.304 | 1
1FT71055AB711DH0 | SIMOTICS S SYNCHRON. MOTOR 1FT7, M0=50NM (100K) NN=1500RPM, PN=6,60KW NATURAL AIR COOLING; FRAME SIZE IMB 5 (IM V1, IM V3) FLANGE 1 (1FT6 COMPATIBLE) POWER CONNECTOR ROTATABLE INCREMENTAL ENCODER 2048 S/R WITH DRIVE-CLIQ INTERFACE (ENCODER I-2048) CONNECTOR ROTATABLE PLAIN SHAFT, WITH HOLDING BRAKE; ACCURACY TOLERANCE N VIBRATION SEVERITY GRADE A, DEGREE OF PROTECTION IP 64 | 8046 | TEM | 1 | MC | 48.803 | 1
1FT71055AB711DH1 | SIMOTICS S SYNCHRON. MOTOR 1FT7, M0=50NM (100K) NN=1500RPM, PN=6,60KW NATURAL AIR COOLING; FRAME SIZE IMB 5 (IM V1, IM V3) FLANGE 1 (1FT6 COMPATIBLE) POWER CONNECTOR ROTATABLE INCREMENTAL ENCODER 2048 S/R WITH DRIVE-CLIQ INTERFACE (ENCODER I-2048) CONNECTOR ROTATABLE PLAIN SHAFT, WITH HOLDING BRAKE; ACCURACY TOLERANCE N VIBRATION SEVERITY GRADE A, DEGREE OF PROTECTION IP 65 | 8142 | TEM | 1 | MC | 48.803 | 1
1FT71055AB711DH2 | SIMOTICS S SYNCHRON. MOTOR 1FT7, M0=50NM (100K) NN=1500RPM, PN=6,60KW NATURAL AIR COOLING; FRAME SIZE IMB 5 (IM V1, IM V3) FLANGE 1 (1FT6 COMPATIBLE) POWER CONNECTOR ROTATABLE INCREMENTAL ENCODER 2048 S/R WITH DRIVE-CLIQ INTERFACE (ENCODER I-2048) CONNECTOR ROTATABLE PLAIN SHAFT, WITH HOLDING BRAKE; ACCURACY TOLERANCE N VIBRATION SEVERITY GRADE A, DEGREE OF PROTECTION IP 67 | 8221 | TEM | 1 | MC | 48.803 | 1
1FT71055AB711DH3 | SIMOTICS S SYNCHRON. MOTOR 1FT7, M0=50NM (100K) NN=1500RPM, PN=6,60KW NATURAL AIR COOLING; FRAME SIZE IMB 5 (IM V1, IM V3) FLANGE 1 (1FT6 COMPATIBLE) POWER CONNECTOR ROTATABLE INCREMENTAL ENCODER 2048 S/R WITH DRIVE-CLIQ INTERFACE (ENCODER I-2048) CONNECTOR ROTATABLE PLAIN SHAFT, WITH HOLDING BRAKE; ACCURACY TOLERANCE N VIBRATION SEVERITY GRADE A+R, DEGREE OF PROTECTION IP 64 | 8200 | TEM | 1 | MC | 48.803 | 1
1FT71055AB711DK0 | SIMOTICS S SYNCHRON. MOTOR 1FT7, M0=50NM (100K) NN=1500RPM, PN=6,60KW NATURAL AIR COOLING; FRAME SIZE IMB 5 (IM V1, IM V3) FLANGE 1 (1FT6 COMPATIBLE) POWER CONNECTOR ROTATABLE INCREMENTAL ENCODER 2048 S/R WITH DRIVE-CLIQ INTERFACE (ENCODER I-2048) CONNECTOR ROTATABLE PLAIN SHAFT, W/O HOLDING BRAKE; ACC. TOLERANCE R VIBRATION SEVERITY GRADE A, DEGREE OF PROTECTION IP 64 | 7192 | TEM | 1 | MC | 44.304 | 1
1FT71055AB711DL1 | SIMOTICS S SYNCHRON. MOTOR 1FT7, M0=50NM (100K) NN=1500RPM, PN=6,60KW NATURAL AIR COOLING; FRAME SIZE IMB 5 (IM V1, IM V3) FLANGE 1 (1FT6 COMPATIBLE) POWER CONNECTOR ROTATABLE INCREMENTAL ENCODER 2048 S/R WITH DRIVE-CLIQ INTERFACE (ENCODER I-2048) CONNECTOR ROTATABLE PLAIN SHAFT, WITH HOLDING BRAKE; ACCURACY TOLERANCE R VIBRATION SEVERITY GRADE A, DEGREE OF PROTECTION IP 65 | 8301 | TEM | 1 | MC | 48.803 | 1
1FT71055AB711FA0 | SIMOTICS S SYNCHRON. MOTOR 1FT7, M0=50NM (100K) NN=1500RPM, PN=6,60KW NATURAL AIR COOLING; FRAME SIZE IMB 5 (IM V1, IM V3) FLANGE 1 (1FT6 COMPATIBLE) POWER CONNECTOR ROTATABLE ABSOLUTE ENCODER 22 BITS MULTI TURN WITH DRIVE-CLIQ INTERFACE (ENCODER AM-22-DQ) CONNECTOR ROTATABLE SHAFT WITH FITTED KEY; W/O HOLDING BRAKE; ACC. TOLERANCE N VIBRATION SEVERITY GRADE A, DEGREE OF PROTECTION IP 64 | 7798 | TEM | 1 | MC | 44.304 | 1
1FT71055AB711FA1 | SIMOTICS S SYNCHRON. MOTOR 1FT7, M0=50NM (100K) NN=1500RPM, PN=6,60KW NATURAL AIR COOLING; FRAME SIZE IMB 5 (IM V1, IM V3) FLANGE 1 (1FT6 COMPATIBLE) POWER CONNECTOR ROTATABLE ABSOLUTE ENCODER 22 BITS MULTI TURN WITH DRIVE-CLIQ INTERFACE (ENCODER AM-22-DQ) CONNECTOR ROTATABLE SHAFT WITH FITTED KEY; W/O HOLDING BRAKE; ACC. TOLERANCE N VIBRATION SEVERITY GRADE A, DEGREE OF PROTECTION IP 65 | 7894 | TEM | 1 | MC | 44.304 | 1
1FT71055AB711FB0 | SIMOTICS S SYNCHRON. MOTOR 1FT7, M0=50NM (100K) NN=1500RPM, PN=6,60KW NATURAL AIR COOLING; FRAME SIZE IMB 5 (IM V1, IM V3) FLANGE 1 (1FT6 COMPATIBLE) POWER CONNECTOR ROTATABLE ABSOLUTE ENCODER 22 BITS MULTI TURN WITH DRIVE-CLIQ INTERFACE (ENCODER AM-22-DQ) CONNECTOR ROTATABLE SHAFT WITH FITTED KEY; WITH HOLDING BRAKE; ACC. TOLERANCE N VIBRATION SEVERITY GRADE A, DEGREE OF PROTECTION IP 64 | 8811 | TEM | 1 | MC | 48.803 | 1
1FT71055AB711FB1 | SIMOTICS S SYNCHRON. MOTOR 1FT7, M0=50NM (100K) NN=1500RPM, PN=6,60KW NATURAL AIR COOLING; FRAME SIZE IMB 5 (IM V1, IM V3) FLANGE 1 (1FT6 COMPATIBLE) POWER CONNECTOR ROTATABLE ABSOLUTE ENCODER 22 BITS MULTI TURN WITH DRIVE-CLIQ INTERFACE (ENCODER AM-22-DQ) CONNECTOR ROTATABLE SHAFT WITH FITTED KEY; WITH HOLDING BRAKE; ACC. TOLERANCE N VIBRATION SEVERITY GRADE A, DEGREE OF PROTECTION IP 65 | 8907 | TEM | 1 | MC | 48.803 | 1
1FT71055AB711FB2 | SIMOTICS S SYNCHRON. MOTOR 1FT7, M0=50NM (100K) NN=1500RPM, PN=6,60KW NATURAL AIR COOLING; FRAME SIZE IMB 5 (IM V1, IM V3) FLANGE 1 (1FT6 COMPATIBLE) POWER CONNECTOR ROTATABLE ABSOLUTE ENCODER 22 BITS MULTI TURN WITH DRIVE-CLIQ INTERFACE (ENCODER AM-22-DQ) CONNECTOR ROTATABLE SHAFT WITH FITTED KEY; WITH HOLDING BRAKE; ACC. TOLERANCE N VIBRATION SEVERITY GRADE A, DEGREE OF PROTECTION IP 67 | 8986 | TEM | 1 | MC | 48.803 | 1
1FT71055AB711FE0 | SIMOTICS S SYNCHRON. MOTOR 1FT7, M0=50NM (100K) NN=1500RPM, PN=6,60KW NATURAL AIR COOLING; FRAME SIZE IMB 5 (IM V1, IM V3) FLANGE 1 (1FT6 COMPATIBLE) POWER CONNECTOR ROTATABLE ABSOLUTE ENCODER 22 BITS MULTI TURN WITH DRIVE-CLIQ INTERFACE (ENCODER AM-22-DQ) CONNECTOR ROTATABLE SHAFT WITH FITTED KEY; WITH HOLDING BRAKE; ACC. TOLERANCE R VIBRATION SEVERITY GRADE A, DEGREE OF PROTECTION IP 64 | 8970 | TEM | 1 | MC | 48.803 | 1
1FT71055AB711FG0 | SIMOTICS S SYNCHRON. MOTOR 1FT7, M0=50NM (100K) NN=1500RPM, PN=6,60KW NATURAL AIR COOLING; FRAME SIZE IMB 5 (IM V1, IM V3) FLANGE 1 (1FT6 COMPATIBLE) POWER CONNECTOR ROTATABLE ABSOLUTE ENCODER 22 BITS MULTI TURN WITH DRIVE-CLIQ INTERFACE (ENCODER AM-22-DQ) CONNECTOR ROTATABLE PLAIN SHAFT, W/O HOLDING BRAKE; ACC. TOLERANCE N VIBRATION SEVERITY GRADE A, DEGREE OF PROTECTION IP 64 | 7798 | TEM | 1 | MC | 44.304 | 1
1FT71055AB711FG1 | SIMOTICS S SYNCHRON. MOTOR 1FT7, M0=50NM (100K) NN=1500RPM, PN=6,60KW NATURAL AIR COOLING; FRAME SIZE IMB 5 (IM V1, IM V3) FLANGE 1 (1FT6 COMPATIBLE) POWER CONNECTOR ROTATABLE ABSOLUTE ENCODER 22 BITS MULTI TURN WITH DRIVE-CLIQ INTERFACE (ENCODER AM-22-DQ) CONNECTOR ROTATABLE PLAIN SHAFT, W/O HOLDING BRAKE; ACC. TOLERANCE N VIBRATION SEVERITY GRADE A, DEGREE OF PROTECTION IP 65 | 7894 | TEM | 1 | MC | 44.304 | 1
1FT71055AB711FG2 | SIMOTICS S SYNCHRON. MOTOR 1FT7, M0=50NM (100K) NN=1500RPM, PN=6,60KW NATURAL AIR COOLING; FRAME SIZE IMB 5 (IM V1, IM V3) FLANGE 1 (1FT6 COMPATIBLE) POWER CONNECTOR ROTATABLE ABSOLUTE ENCODER 22 BITS MULTI TURN WITH DRIVE-CLIQ INTERFACE (ENCODER AM-22-DQ) CONNECTOR ROTATABLE PLAIN SHAFT, W/O HOLDING BRAKE; ACC. TOLERANCE N VIBRATION SEVERITY GRADE A, DEGREE OF PROTECTION IP 67 | 7974 | TEM | 1 | MC | 44.304 | 1
1FT71055AB711FH0 | SIMOTICS S SYNCHRON. MOTOR 1FT7, M0=50NM (100K) NN=1500RPM, PN=6,60KW NATURAL AIR COOLING; FRAME SIZE IMB 5 (IM V1, IM V3) FLANGE 1 (1FT6 COMPATIBLE) POWER CONNECTOR ROTATABLE ABSOLUTE ENCODER 22 BITS MULTI TURN WITH DRIVE-CLIQ INTERFACE (ENCODER AM-22-DQ) CONNECTOR ROTATABLE PLAIN SHAFT, WITH HOLDING BRAKE; ACCURACY TOLERANCE N VIBRATION SEVERITY GRADE A, DEGREE OF PROTECTION IP 64 | 8811 | TEM | 1 | MC | 48.803 | 1
1FT71055AB711FH1 | SIMOTICS S SYNCHRON. MOTOR 1FT7, M0=50NM (100K) NN=1500RPM, PN=6,60KW NATURAL AIR COOLING; FRAME SIZE IMB 5 (IM V1, IM V3) FLANGE 1 (1FT6 COMPATIBLE) POWER CONNECTOR ROTATABLE ABSOLUTE ENCODER 22 BITS MULTI TURN WITH DRIVE-CLIQ INTERFACE (ENCODER AM-22-DQ) CONNECTOR ROTATABLE PLAIN SHAFT, WITH HOLDING BRAKE; ACCURACY TOLERANCE N VIBRATION SEVERITY GRADE A, DEGREE OF PROTECTION IP 65 | 8907 | TEM | 1 | MC | 48.803 | 1
1FT71055AB711FH2 | SIMOTICS S SYNCHRON. MOTOR 1FT7, M0=50NM (100K) NN=1500RPM, PN=6,60KW NATURAL AIR COOLING; FRAME SIZE IMB 5 (IM V1, IM V3) FLANGE 1 (1FT6 COMPATIBLE) POWER CONNECTOR ROTATABLE ABSOLUTE ENCODER 22 BITS MULTI TURN WITH DRIVE-CLIQ INTERFACE (ENCODER AM-22-DQ) CONNECTOR ROTATABLE PLAIN SHAFT, WITH HOLDING BRAKE; ACCURACY TOLERANCE N VIBRATION SEVERITY GRADE A, DEGREE OF PROTECTION IP 67 | 8986 | TEM | 1 | MC | 48.803 | 1
1FT71055AB711FH4 | SIMOTICS S SYNCHRON. MOTOR 1FT7, M0=50NM (100K) NN=1500RPM, PN=6,60KW NATURAL AIR COOLING; FRAME SIZE IMB 5 (IM V1, IM V3) FLANGE 1 (1FT6 COMPATIBLE) POWER CONNECTOR ROTATABLE ABSOLUTE ENCODER 22 BITS MULTI TURN WITH DRIVE-CLIQ INTERFACE (ENCODER AM-22-DQ) CONNECTOR ROTATABLE PLAIN SHAFT, WITH HOLDING BRAKE; ACCURACY TOLERANCE N VIBRATION SEVERITY GRADE A+R, DEGREE OF PROTECTION IP 65 | 9063 | TEM | 1 | MC | 48.803 | 1
1FT71055AB711FK2 | SIMOTICS S SYNCHRON. MOTOR 1FT7, M0=50NM (100K) NN=1500RPM, PN=6,60KW NATURAL AIR COOLING; FRAME SIZE IMB 5 (IM V1, IM V3) FLANGE 1 (1FT6 COMPATIBLE) POWER CONNECTOR ROTATABLE ABSOLUTE ENCODER 22 BITS MULTI TURN WITH DRIVE-CLIQ INTERFACE (ENCODER AM-22-DQ) CONNECTOR ROTATABLE PLAIN SHAFT, W/O HOLDING BRAKE; ACC. TOLERANCE R VIBRATION SEVERITY GRADE A, DEGREE OF PROTECTION IP 67 | 8133 | TEM | 1 | MC | 44.304 | 1
1FT71055AB711FL1 | SIMOTICS S SYNCHRON. MOTOR 1FT7, M0=50NM (100K) NN=1500RPM, PN=6,60KW NATURAL AIR COOLING; FRAME SIZE IMB 5 (IM V1, IM V3) FLANGE 1 (1FT6 COMPATIBLE) POWER CONNECTOR ROTATABLE ABSOLUTE ENCODER 22 BITS MULTI TURN WITH DRIVE-CLIQ INTERFACE (ENCODER AM-22-DQ) CONNECTOR ROTATABLE PLAIN SHAFT, WITH HOLDING BRAKE; ACCURACY TOLERANCE R VIBRATION SEVERITY GRADE A, DEGREE OF PROTECTION IP 65 | 9066 | TEM | 1 | MC | 48.803 | 1
1FT71055AB711FL5 | SIMOTICS S SYNCHRON. MOTOR 1FT7, M0=50NM (100K) NN=1500RPM, PN=6,60KW NATURAL AIR COOLING; FRAME SIZE IMB 5 (IM V1, IM V3) FLANGE 1 (1FT6 COMPATIBLE) POWER CONNECTOR ROTATABLE ABSOLUTE ENCODER 22 BITS MULTI TURN WITH DRIVE-CLIQ INTERFACE (ENCODER AM-22-DQ) CONNECTOR ROTATABLE PLAIN SHAFT, WITH HOLDING BRAKE; ACCURACY TOLERANCE R VIBRATION SEVERITY GRADE A+R, DEGREE OF PROTECTION IP 67 | 9301 | TEM | 1 | MC | 48.803 | 1
1FT71055AB711MB0 | SIMOTICS S SYNCHRON. MOTOR 1FT7, M0=50NM (100K) NN=1500RPM, PN=6,60KW NATURAL AIR COOLING; FRAME SIZE IMB 5 (1FT6 COMPATIBLE) WITH KTY TEMPERATURE SENSOR POWER CONNECTOR ROTATABLE ABSOLUTE ENCODER ENDAT 2048 S/R (ENCODER A-2048) CONNECTOR ROTATABLE SHAFT WITH FITTED KEY; WITH HOLDING BRAKE; ACC. TOLERANCE N VIBRATION SEVERITY GRADE A, DEGREE OF PROTECTION IP 64 | 8379 | TEM | 1 | MC | 48.803 | 1
1FT71055AB711MB1 | SIMOTICS S SYNCHRON. MOTOR 1FT7, M0=50NM (100K) NN=1500RPM, PN=6,60KW NATURAL AIR COOLING; FRAME SIZE IMB 5 (1FT6 COMPATIBLE) WITH KTY TEMPERATURE SENSOR POWER CONNECTOR ROTATABLE ABSOLUTE ENCODER ENDAT 2048 S/R (ENCODER A-2048) CONNECTOR ROTATABLE SHAFT WITH FITTED KEY; WITH HOLDING BRAKE; ACC. TOLERANCE N VIBRATION SEVERITY GRADE A, DEGREE OF PROTECTION IP 65 | 8475 | TEM | 1 | MC | 48.803 | 1
1FT71055AB711MG1 | SIMOTICS S SYNCHRON. MOTOR 1FT7, M0=50NM (100K) NN=1500RPM, PN=6,60KW NATURAL AIR COOLING; FRAME SIZE IMB 5 (1FT6 COMPATIBLE) WITH KTY TEMPERATURE SENSOR POWER CONNECTOR ROTATABLE ABSOLUTE ENCODER ENDAT 2048 S/R (ENCODER A-2048) CONNECTOR ROTATABLE PLAIN SHAFT, W/O HOLDING BRAKE; ACC. TOLERANCE N VIBRATION SEVERITY GRADE A, DEGREE OF PROTECTION IP 65 | 7462 | TEM | 1 | MC | 44.304 | 1
1FT71055AB711MH0 | SIMOTICS S SYNCHRON. MOTOR 1FT7, M0=50NM (100K) NN=1500RPM, PN=6,60KW NATURAL AIR COOLING; FRAME SIZE IMB 5 (1FT6 COMPATIBLE) WITH KTY TEMPERATURE SENSOR POWER CONNECTOR ROTATABLE ABSOLUTE ENCODER ENDAT 2048 S/R (ENCODER A-2048) CONNECTOR ROTATABLE PLAIN SHAFT, WITH HOLDING BRAKE; ACCURACY TOLERANCE N VIBRATION SEVERITY GRADE A, DEGREE OF PROTECTION IP 64 | 8379 | TEM | 1 | MC | 48.803 | 1
1FT71055AB711MH1 | SIMOTICS S SYNCHRON. MOTOR 1FT7, M0=50NM (100K) NN=1500RPM, PN=6,60KW NATURAL AIR COOLING; FRAME SIZE IMB 5 (1FT6 COMPATIBLE) WITH KTY TEMPERATURE SENSOR POWER CONNECTOR ROTATABLE ABSOLUTE ENCODER ENDAT 2048 S/R (ENCODER A-2048) CONNECTOR ROTATABLE PLAIN SHAFT, WITH HOLDING BRAKE; ACCURACY TOLERANCE N VIBRATION SEVERITY GRADE A, DEGREE OF PROTECTION IP 65 | 8475 | TEM | 1 | MC | 48.803 | 1
1FT71055AB711MK2 | SIMOTICS S SYNCHRON. MOTOR 1FT7, M0=50NM (100K) NN=1500RPM, PN=6,60KW NATURAL AIR COOLING; FRAME SIZE IMB 5 (1FT6 COMPATIBLE) WITH KTY TEMPERATURE SENSOR POWER CONNECTOR ROTATABLE ABSOLUTE ENCODER ENDAT 2048 S/R (ENCODER A-2048) CONNECTOR ROTATABLE PLAIN SHAFT, W/O HOLDING BRAKE; ACC. TOLERANCE R VIBRATION SEVERITY GRADE A, DEGREE OF PROTECTION IP 67 | 7701 | TEM | 1 | MC | 44.304 | 1
1FT71055AB711NA0 | SIMOTICS S SYNCHRON. MOTOR 1FT7, M0=50NM (100K) NN=1500RPM, PN=6,60KW NATURAL AIR COOLING; FRAME SIZE IMB 5 (IM V1, IM V3) (1FT6 COMPATIBLE) WITH KTY TEMPERATURE SENSOR POWER CONNECTOR ROTATABLE INCREM. ENCODER SIN/COS 1VSS 2048 S/R (ENCODER I-2048) CONNECTOR ROTATABLE SHAFT WITH FITTED KEY; W/O HOLDING BRAKE; ACC. TOLERANCE N VIBRATION SEVERITY GRADE A, DEGREE OF PROTECTION IP 64 | 6612 | TEM | 1 | MC | 44.304 | 1
1FT71055AB711NA2 | SIMOTICS S SYNCHRON. MOTOR 1FT7, M0=50NM (100K) NN=1500RPM, PN=6,60KW NATURAL AIR COOLING; FRAME SIZE IMB 5 (IM V1, IM V3) (1FT6 COMPATIBLE) WITH KTY TEMPERATURE SENSOR POWER CONNECTOR ROTATABLE INCREM. ENCODER SIN/COS 1VSS 2048 S/R (ENCODER I-2048) CONNECTOR ROTATABLE SHAFT WITH FITTED KEY; W/O HOLDING BRAKE; ACC. TOLERANCE N VIBRATION SEVERITY GRADE A, DEGREE OF PROTECTION IP 67 | 6788 | TEM | 1 | MC | 44.304 | 1
1FT71055AB711NB0 | SIMOTICS S SYNCHRON. MOTOR 1FT7, M0=50NM (100K) NN=1500RPM, PN=6,60KW NATURAL AIR COOLING; FRAME SIZE IMB 5 (IM V1, IM V3) (1FT6 COMPATIBLE) WITH KTY TEMPERATURE SENSOR POWER CONNECTOR ROTATABLE INCREM. ENCODER SIN/COS 1VSS 2048 S/R (ENCODER I-2048) CONNECTOR ROTATABLE SHAFT WITH FITTED KEY; WITH HOLDING BRAKE; ACC. TOLERANCE N VIBRATION SEVERITY GRADE A, DEGREE OF PROTECTION IP 64 | 7625 | TEM | 1 | MC | 48.803 | 1
1FT71055AB711NB1 | SIMOTICS S SYNCHRON. MOTOR 1FT7, M0=50NM (100K) NN=1500RPM, PN=6,60KW NATURAL AIR COOLING; FRAME SIZE IMB 5 (IM V1, IM V3) (1FT6 COMPATIBLE) WITH KTY TEMPERATURE SENSOR POWER CONNECTOR ROTATABLE INCREM. ENCODER SIN/COS 1VSS 2048 S/R (ENCODER I-2048) CONNECTOR ROTATABLE SHAFT WITH FITTED KEY; WITH HOLDING BRAKE; ACC. TOLERANCE N VIBRATION SEVERITY GRADE A, DEGREE OF PROTECTION IP 65 | 7721 | TEM | 1 | MC | 48.803 | 1
1FT71055AB711NB2 | SIMOTICS S SYNCHRON. MOTOR 1FT7, M0=50NM (100K) NN=1500RPM, PN=6,60KW NATURAL AIR COOLING; FRAME SIZE IMB 5 (IM V1, IM V3) (1FT6 COMPATIBLE) WITH KTY TEMPERATURE SENSOR POWER CONNECTOR ROTATABLE INCREM. ENCODER SIN/COS 1VSS 2048 S/R (ENCODER I-2048) CONNECTOR ROTATABLE SHAFT WITH FITTED KEY; WITH HOLDING BRAKE; ACC. TOLERANCE N VIBRATION SEVERITY GRADE A, DEGREE OF PROTECTION IP 67 | 7801 | TEM | 1 | MC | 48.803 | 1
1FT71055AB711NG0 | SIMOTICS S SYNCHRON. MOTOR 1FT7, M0=50NM (100K) NN=1500RPM, PN=6,60KW NATURAL AIR COOLING; FRAME SIZE IMB 5 (IM V1, IM V3) (1FT6 COMPATIBLE) WITH KTY TEMPERATURE SENSOR POWER CONNECTOR ROTATABLE INCREM. ENCODER SIN/COS 1VSS 2048 S/R (ENCODER I-2048) CONNECTOR ROTATABLE PLAIN SHAFT, W/O HOLDING BRAKE; ACC. TOLERANCE N VIBRATION SEVERITY GRADE A, DEGREE OF PROTECTION IP 64 | 6612 | TEM | 1 | MC | 44.304 | 1
1FT71055AB711NG1 | SIMOTICS S SYNCHRON. MOTOR 1FT7, M0=50NM (100K) NN=1500RPM, PN=6,60KW NATURAL AIR COOLING; FRAME SIZE IMB 5 (IM V1, IM V3) (1FT6 COMPATIBLE) WITH KTY TEMPERATURE SENSOR POWER CONNECTOR ROTATABLE INCREM. ENCODER SIN/COS 1VSS 2048 S/R (ENCODER I-2048) CONNECTOR ROTATABLE PLAIN SHAFT, W/O HOLDING BRAKE; ACC. TOLERANCE N VIBRATION SEVERITY GRADE A, DEGREE OF PROTECTION IP 65 | 6708 | TEM | 1 | MC | 44.304 | 1
1FT71055AB711NH0 | SIMOTICS S SYNCHRON. MOTOR 1FT7, M0=50NM (100K) NN=1500RPM, PN=6,60KW NATURAL AIR COOLING; FRAME SIZE IMB 5 (IM V1, IM V3) (1FT6 COMPATIBLE) WITH KTY TEMPERATURE SENSOR POWER CONNECTOR ROTATABLE INCREM. ENCODER SIN/COS 1VSS 2048 S/R (ENCODER I-2048) CONNECTOR ROTATABLE PLAIN SHAFT, WITH HOLDING BRAKE; ACCURACY TOLERANCE N VIBRATION SEVERITY GRADE A, DEGREE OF PROTECTION IP 64 | 7625 | TEM | 1 | MC | 48.803 | 1
1FT71055AB711NH1 | SIMOTICS S SYNCHRON. MOTOR 1FT7, M0=50NM (100K) NN=1500RPM, PN=6,60KW NATURAL AIR COOLING; FRAME SIZE IMB 5 (IM V1, IM V3) (1FT6 COMPATIBLE) WITH KTY TEMPERATURE SENSOR POWER CONNECTOR ROTATABLE INCREM. ENCODER SIN/COS 1VSS 2048 S/R (ENCODER I-2048) CONNECTOR ROTATABLE PLAIN SHAFT, WITH HOLDING BRAKE; ACCURACY TOLERANCE N VIBRATION SEVERITY GRADE A, DEGREE OF PROTECTION IP 65 | 7721 | TEM | 1 | MC | 48.803 | 1
1FT71055AC701BA0 | SIMOTICS S SYNCHRON. MOTOR 1FT7, M0=50NM (100K) NN=2000RPM, PN=7,96KW NATURAL AIR COOLING; FRAME SIZE IMB 5 (IM V1, IM V3) FLANGE 0 POWER CONNECTOR ROTATABLE ABSOLUTE VALUE ENCODER SINGLETURN 24 BIT WITH DRIVE-CLIQ INTERFACE (ENCODER AS24DQI) SHAFT WITH FITTED KEY; W/O HOLDING BRAKE; ACC. TOLERANCE N VIBRATION SEVERITY GRADE A, DEGREE OF PROTECTION IP 64 | 6953 | TEM | 1 | MC | 44.304 | 1
1FT71055AC701BA1 | SIMOTICS S SYNCHRON. MOTOR 1FT7, M0=50NM (100K) NN=2000RPM, PN=7,96KW NATURAL AIR COOLING; FRAME SIZE IMB 5 (IM V1, IM V3) FLANGE 0 POWER CONNECTOR ROTATABLE ABSOLUTE VALUE ENCODER SINGLETURN 24 BIT WITH DRIVE-CLIQ INTERFACE (ENCODER AS24DQI) SHAFT WITH FITTED KEY; W/O HOLDING BRAKE; ACC. TOLERANCE N VIBRATION SEVERITY GRADE A, DEGREE OF PROTECTION IP 65 | 7049 | TEM | 1 | MC | 44.304 | 1
1FT71055AC701BA3 | SIMOTICS S SYNCHRON. MOTOR 1FT7, M0=50NM (100K) NN=2000RPM, PN=7,96KW NATURAL AIR COOLING; FRAME SIZE IMB 5 (IM V1, IM V3) FLANGE 0 POWER CONNECTOR ROTATABLE ABSOLUTE VALUE ENCODER SINGLETURN 24 BIT WITH DRIVE-CLIQ INTERFACE (ENCODER AS24DQI) SHAFT WITH FITTED KEY; W/O HOLDING BRAKE; ACC. TOLERANCE N VIBRATION SEVERITY GRADE A+R, DEGREE OF PROTECTION IP 64 | 7107 | TEM | 1 | MC | 44.304 | 1
1FT71055AC701BB0 | SIMOTICS S SYNCHRON. MOTOR 1FT7, M0=50NM (100K) NN=2000RPM, PN=7,96KW NATURAL AIR COOLING; FRAME SIZE IMB 5 (IM V1, IM V3) FLANGE 0 POWER CONNECTOR ROTATABLE ABSOLUTE VALUE ENCODER SINGLETURN 24 BIT WITH DRIVE-CLIQ INTERFACE (ENCODER AS24DQI) SHAFT WITH FITTED KEY; WITH HOLDING BRAKE; ACC. TOLERANCE N VIBRATION SEVERITY GRADE A, DEGREE OF PROTECTION IP 64 | 7965 | TEM | 1 | MC | 48.803 | 1
1FT71055AC701BB1 | SIMOTICS S SYNCHRON. MOTOR 1FT7, M0=50NM (100K) NN=2000RPM, PN=7,96KW NATURAL AIR COOLING; FRAME SIZE IMB 5 (IM V1, IM V3) FLANGE 0 POWER CONNECTOR ROTATABLE ABSOLUTE VALUE ENCODER SINGLETURN 24 BIT WITH DRIVE-CLIQ INTERFACE (ENCODER AS24DQI) SHAFT WITH FITTED KEY; WITH HOLDING BRAKE; ACC. TOLERANCE N VIBRATION SEVERITY GRADE A, DEGREE OF PROTECTION IP 65 | 8062 | TEM | 1 | MC | 48.803 | 1
1FT71055AC701BB3 | SIMOTICS S SYNCHRON. MOTOR 1FT7, M0=50NM (100K) NN=2000RPM, PN=7,96KW NATURAL AIR COOLING; FRAME SIZE IMB 5 (IM V1, IM V3) FLANGE 0 POWER CONNECTOR ROTATABLE ABSOLUTE VALUE ENCODER SINGLETURN 24 BIT WITH DRIVE-CLIQ INTERFACE (ENCODER AS24DQI) SHAFT WITH FITTED KEY; WITH HOLDING BRAKE; ACC. TOLERANCE N VIBRATION SEVERITY GRADE A+R, DEGREE OF PROTECTION IP 64 | 8120 | TEM | 1 | MC | 48.803 | 1
1FT71055AC701BG0 | SIMOTICS S SYNCHRON. MOTOR 1FT7, M0=50NM (100K) NN=2000RPM, PN=7,96KW NATURAL AIR COOLING; FRAME SIZE IMB 5 (IM V1, IM V3) FLANGE 0 POWER CONNECTOR ROTATABLE ABSOLUTE VALUE ENCODER SINGLETURN 24 BIT WITH DRIVE-CLIQ INTERFACE (ENCODER AS24DQI) PLAIN SHAFT, W/O HOLDING BRAKE; ACC. TOLERANCE N VIBRATION SEVERITY GRADE A, DEGREE OF PROTECTION IP 64 | 6953 | TEM | 1 | MC | 44.304 | 1
1FT71055AC701BG1 | SIMOTICS S SYNCHRON. MOTOR 1FT7, M0=50NM (100K) NN=2000RPM, PN=7,96KW NATURAL AIR COOLING; FRAME SIZE IMB 5 (IM V1, IM V3) FLANGE 0 POWER CONNECTOR ROTATABLE ABSOLUTE VALUE ENCODER SINGLETURN 24 BIT WITH DRIVE-CLIQ INTERFACE (ENCODER AS24DQI) PLAIN SHAFT, W/O HOLDING BRAKE; ACC. TOLERANCE N VIBRATION SEVERITY GRADE A, DEGREE OF PROTECTION IP 65 | 7049 | TEM | 1 | MC | 44.304 | 1
1FT71055AC701BG3 | SIMOTICS S SYNCHRON. MOTOR 1FT7, M0=50NM (100K) NN=2000RPM, PN=7,96KW NATURAL AIR COOLING; FRAME SIZE IMB 5 (IM V1, IM V3) FLANGE 0 POWER CONNECTOR ROTATABLE ABSOLUTE VALUE ENCODER SINGLETURN 24 BIT WITH DRIVE-CLIQ INTERFACE (ENCODER AS24DQI) PLAIN SHAFT, W/O HOLDING BRAKE; ACC. TOLERANCE N VIBRATION SEVERITY GRADE A+R, DEGREE OF PROTECTION IP 64 | 7107 | TEM | 1 | MC | 44.304 | 1
1FT71055AC701BH3 | SIMOTICS S SYNCHRON. MOTOR 1FT7, M0=50NM (100K) NN=2000RPM, PN=7,96KW NATURAL AIR COOLING; FRAME SIZE IMB 5 (IM V1, IM V3) FLANGE 0 POWER CONNECTOR ROTATABLE ABSOLUTE VALUE ENCODER SINGLETURN 24 BIT WITH DRIVE-CLIQ INTERFACE (ENCODER AS24DQI) PLAIN SHAFT, WITH HOLDING BRAKE; ACCURACY TOLERANCE N VIBRATION SEVERITY GRADE A+R, DEGREE OF PROTECTION IP 64 | 8120 | TEM | 1 | MC | 48.803 | 1
1FT71055AC701CA0 | SIMOTICS S SYNCHRON. MOTOR 1FT7, M0=50NM (100K) NN=2000RPM, PN=7,96KW NATURAL AIR COOLING; FRAME SIZE IMB 5 (IM V1, IM V3) FLANGE 0 POWER CONNECTOR ROTATABLE ABSOLUTE ENCODER 24 BITS + 12 BIT MULTITURN WITH DRIVE-CLIQ INTERFACE (ENCODER AM24DQI) SHAFT WITH FITTED KEY; W/O HOLDING BRAKE; ACC. TOLERANCE N VIBRATION SEVERITY GRADE A, DEGREE OF PROTECTION IP 64 | 7718 | TEM | 1 | MC | 44.304 | 1
1FT71055AC701CA1 | SIMOTICS S SYNCHRON. MOTOR 1FT7, M0=50NM (100K) NN=2000RPM, PN=7,96KW NATURAL AIR COOLING; FRAME SIZE IMB 5 (IM V1, IM V3) FLANGE 0 POWER CONNECTOR ROTATABLE ABSOLUTE ENCODER 24 BITS + 12 BIT MULTITURN WITH DRIVE-CLIQ INTERFACE (ENCODER AM24DQI) SHAFT WITH FITTED KEY; W/O HOLDING BRAKE; ACC. TOLERANCE N VIBRATION SEVERITY GRADE A, DEGREE OF PROTECTION IP 65 | 7814 | TEM | 1 | MC | 44.304 | 1
1FT71055AC701CA4 | SIMOTICS S SYNCHRON. MOTOR 1FT7, M0=50NM (100K) NN=2000RPM, PN=7,96KW NATURAL AIR COOLING; FRAME SIZE IMB 5 (IM V1, IM V3) FLANGE 0 POWER CONNECTOR ROTATABLE ABSOLUTE ENCODER 24 BITS + 12 BIT MULTITURN WITH DRIVE-CLIQ INTERFACE (ENCODER AM24DQI) SHAFT WITH FITTED KEY; W/O HOLDING BRAKE; ACC. TOLERANCE N VIBRATION SEVERITY GRADE A+R, DEGREE OF PROTECTION IP 65 | 7970 | TEM | 1 | MC | 44.304 | 1
1FT71055AC701CA5 | SIMOTICS S SYNCHRON. MOTOR 1FT7, M0=50NM (100K) NN=2000RPM, PN=7,96KW NATURAL AIR COOLING; FRAME SIZE IMB 5 (IM V1, IM V3) FLANGE 0 POWER CONNECTOR ROTATABLE ABSOLUTE ENCODER 24 BITS + 12 BIT MULTITURN WITH DRIVE-CLIQ INTERFACE (ENCODER AM24DQI) SHAFT WITH FITTED KEY; W/O HOLDING BRAKE; ACC. TOLERANCE N VIBRATION SEVERITY GRADE A+R, DEGREE OF PROTECTION IP 67 | 8049 | TEM | 1 | MC | 44.304 | 1
1FT71055AC701CB0 | SIMOTICS S SYNCHRON. MOTOR 1FT7, M0=50NM (100K) NN=2000RPM, PN=7,96KW NATURAL AIR COOLING; FRAME SIZE IMB 5 (IM V1, IM V3) FLANGE 0 POWER CONNECTOR ROTATABLE ABSOLUTE ENCODER 24 BITS + 12 BIT MULTITURN WITH DRIVE-CLIQ INTERFACE (ENCODER AM24DQI) SHAFT WITH FITTED KEY; WITH HOLDING BRAKE; ACC. TOLERANCE N VIBRATION SEVERITY GRADE A, DEGREE OF PROTECTION IP 64 | 8730 | TEM | 1 | MC | 48.803 | 1
1FT71055AC701CB1 | SIMOTICS S SYNCHRON. MOTOR 1FT7, M0=50NM (100K) NN=2000RPM, PN=7,96KW NATURAL AIR COOLING; FRAME SIZE IMB 5 (IM V1, IM V3) FLANGE 0 POWER CONNECTOR ROTATABLE ABSOLUTE ENCODER 24 BITS + 12 BIT MULTITURN WITH DRIVE-CLIQ INTERFACE (ENCODER AM24DQI) SHAFT WITH FITTED KEY; WITH HOLDING BRAKE; ACC. TOLERANCE N VIBRATION SEVERITY GRADE A, DEGREE OF PROTECTION IP 65 | 8827 | TEM | 1 | MC | 48.803 | 1
1FT71055AC701CB2 | SIMOTICS S SYNCHRON. MOTOR 1FT7, M0=50NM (100K) NN=2000RPM, PN=7,96KW NATURAL AIR COOLING; FRAME SIZE IMB 5 (IM V1, IM V3) FLANGE 0 POWER CONNECTOR ROTATABLE ABSOLUTE ENCODER 24 BITS + 12 BIT MULTITURN WITH DRIVE-CLIQ INTERFACE (ENCODER AM24DQI) SHAFT WITH FITTED KEY; WITH HOLDING BRAKE; ACC. TOLERANCE N VIBRATION SEVERITY GRADE A, DEGREE OF PROTECTION IP 67 | 8906 | TEM | 1 | MC | 48.803 | 1
1FT71055AC701CB4 | SIMOTICS S SYNCHRON. MOTOR 1FT7, M0=50NM (100K) NN=2000RPM, PN=7,96KW NATURAL AIR COOLING; FRAME SIZE IMB 5 (IM V1, IM V3) FLANGE 0 POWER CONNECTOR ROTATABLE ABSOLUTE ENCODER 24 BITS + 12 BIT MULTITURN WITH DRIVE-CLIQ INTERFACE (ENCODER AM24DQI) SHAFT WITH FITTED KEY; WITH HOLDING BRAKE; ACC. TOLERANCE N VIBRATION SEVERITY GRADE A+R, DEGREE OF PROTECTION IP 65 | 8983 | TEM | 1 | MC | 48.803 | 1
1FT71055AC701CG0 | SIMOTICS S SYNCHRON. MOTOR 1FT7, M0=50NM (100K) NN=2000RPM, PN=7,96KW NATURAL AIR COOLING; FRAME SIZE IMB 5 (IM V1, IM V3) FLANGE 0 POWER CONNECTOR ROTATABLE ABSOLUTE ENCODER 24 BITS + 12 BIT MULTITURN WITH DRIVE-CLIQ INTERFACE (ENCODER AM24DQI) PLAIN SHAFT, W/O HOLDING BRAKE; ACC. TOLERANCE N VIBRATION SEVERITY GRADE A, DEGREE OF PROTECTION IP 64 | 7718 | TEM | 1 | MC | 44.304 | 1
1FT71055AC701CG1 | SIMOTICS S SYNCHRON. MOTOR 1FT7, M0=50NM (100K) NN=2000RPM, PN=7,96KW NATURAL AIR COOLING; FRAME SIZE IMB 5 (IM V1, IM V3) FLANGE 0 POWER CONNECTOR ROTATABLE ABSOLUTE ENCODER 24 BITS + 12 BIT MULTITURN WITH DRIVE-CLIQ INTERFACE (ENCODER AM24DQI) PLAIN SHAFT, W/O HOLDING BRAKE; ACC. TOLERANCE N VIBRATION SEVERITY GRADE A, DEGREE OF PROTECTION IP 65 | 7814 | TEM | 1 | MC | 44.304 | 1
1FT71055AC701CG2 | SIMOTICS S SYNCHRON. MOTOR 1FT7, M0=50NM (100K) NN=2000RPM, PN=7,96KW NATURAL AIR COOLING; FRAME SIZE IMB 5 (IM V1, IM V3) FLANGE 0 POWER CONNECTOR ROTATABLE ABSOLUTE ENCODER 24 BITS + 12 BIT MULTITURN WITH DRIVE-CLIQ INTERFACE (ENCODER AM24DQI) PLAIN SHAFT, W/O HOLDING BRAKE; ACC. TOLERANCE N VIBRATION SEVERITY GRADE A, DEGREE OF PROTECTION IP 67 | 7893 | TEM | 1 | MC | 44.304 | 1
1FT71055AC701CG3 | SIMOTICS S SYNCHRON. MOTOR 1FT7, M0=50NM (100K) NN=2000RPM, PN=7,96KW NATURAL AIR COOLING; FRAME SIZE IMB 5 (IM V1, IM V3) FLANGE 0 POWER CONNECTOR ROTATABLE ABSOLUTE ENCODER 24 BITS + 12 BIT MULTITURN WITH DRIVE-CLIQ INTERFACE (ENCODER AM24DQI) PLAIN SHAFT, W/O HOLDING BRAKE; ACC. TOLERANCE N VIBRATION SEVERITY GRADE A+R, DEGREE OF PROTECTION IP 64 | 7873 | TEM | 1 | MC | 44.304 | 1
1FT71055AC701CH0 | SIMOTICS S SYNCHRON. MOTOR 1FT7, M0=50NM (100K) NN=2000RPM, PN=7,96KW NATURAL AIR COOLING; FRAME SIZE IMB 5 (IM V1, IM V3) FLANGE 0 POWER CONNECTOR ROTATABLE ABSOLUTE ENCODER 24 BITS + 12 BIT MULTITURN WITH DRIVE-CLIQ INTERFACE (ENCODER AM24DQI) PLAIN SHAFT, WITH HOLDING BRAKE; ACCURACY TOLERANCE N VIBRATION SEVERITY GRADE A, DEGREE OF PROTECTION IP 64 | 8730 | TEM | 1 | MC | 48.803 | 1
1FT71055AC701CH2 | SIMOTICS S SYNCHRON. MOTOR 1FT7, M0=50NM (100K) NN=2000RPM, PN=7,96KW NATURAL AIR COOLING; FRAME SIZE IMB 5 (IM V1, IM V3) FLANGE 0 POWER CONNECTOR ROTATABLE ABSOLUTE ENCODER 24 BITS + 12 BIT MULTITURN WITH DRIVE-CLIQ INTERFACE (ENCODER AM24DQI) PLAIN SHAFT, WITH HOLDING BRAKE; ACCURACY TOLERANCE N VIBRATION SEVERITY GRADE A, DEGREE OF PROTECTION IP 67 | 8906 | TEM | 1 | MC | 48.803 | 1
1FT71055AC701DA0 | SIMOTICS S SYNCHRON. MOTOR 1FT7, M0=50NM (100K) NN=2000RPM, PN=7,96KW NATURAL AIR COOLING; FRAME SIZE IMB 5 (IM V1, IM V3) FLANGE 0 POWER CONNECTOR ROTATABLE INCREMENTAL ENCODER 2048 S/R WITH DRIVE-CLIQ INTERFACE (ENCODER I-2048) CONNECTOR ROTATABLE SHAFT WITH FITTED KEY; W/O HOLDING BRAKE; ACC. TOLERANCE N VIBRATION SEVERITY GRADE A, DEGREE OF PROTECTION IP 64 | 7033 | TEM | 1 | MC | 44.304 | 1
1FT71055AC701DA1 | SIMOTICS S SYNCHRON. MOTOR 1FT7, M0=50NM (100K) NN=2000RPM, PN=7,96KW NATURAL AIR COOLING; FRAME SIZE IMB 5 (IM V1, IM V3) FLANGE 0 POWER CONNECTOR ROTATABLE INCREMENTAL ENCODER 2048 S/R WITH DRIVE-CLIQ INTERFACE (ENCODER I-2048) CONNECTOR ROTATABLE SHAFT WITH FITTED KEY; W/O HOLDING BRAKE; ACC. TOLERANCE N VIBRATION SEVERITY GRADE A, DEGREE OF PROTECTION IP 65 | 7129 | TEM | 1 | MC | 44.304 | 1
1FT71055AC701DA3 | SIMOTICS S SYNCHRON. MOTOR 1FT7, M0=50NM (100K) NN=2000RPM, PN=7,96KW NATURAL AIR COOLING; FRAME SIZE IMB 5 (IM V1, IM V3) FLANGE 0 POWER CONNECTOR ROTATABLE INCREMENTAL ENCODER 2048 S/R WITH DRIVE-CLIQ INTERFACE (ENCODER I-2048) CONNECTOR ROTATABLE SHAFT WITH FITTED KEY; W/O HOLDING BRAKE; ACC. TOLERANCE N VIBRATION SEVERITY GRADE A+R, DEGREE OF PROTECTION IP 64 | 7188 | TEM | 1 | MC | 44.304 | 1
1FT71055AC701DB0 | SIMOTICS S SYNCHRON. MOTOR 1FT7, M0=50NM (100K) NN=2000RPM, PN=7,96KW NATURAL AIR COOLING; FRAME SIZE IMB 5 (IM V1, IM V3) FLANGE 0 POWER CONNECTOR ROTATABLE INCREMENTAL ENCODER 2048 S/R WITH DRIVE-CLIQ INTERFACE (ENCODER I-2048) CONNECTOR ROTATABLE SHAFT WITH FITTED KEY; WITH HOLDING BRAKE; ACC. TOLERANCE N VIBRATION SEVERITY GRADE A, DEGREE OF PROTECTION IP 64 | 8046 | TEM | 1 | MC | 48.803 | 1
1FT71055AC701DB1 | SIMOTICS S SYNCHRON. MOTOR 1FT7, M0=50NM (100K) NN=2000RPM, PN=7,96KW NATURAL AIR COOLING; FRAME SIZE IMB 5 (IM V1, IM V3) FLANGE 0 POWER CONNECTOR ROTATABLE INCREMENTAL ENCODER 2048 S/R WITH DRIVE-CLIQ INTERFACE (ENCODER I-2048) CONNECTOR ROTATABLE SHAFT WITH FITTED KEY; WITH HOLDING BRAKE; ACC. TOLERANCE N VIBRATION SEVERITY GRADE A, DEGREE OF PROTECTION IP 65 | 8142 | TEM | 1 | MC | 48.803 | 1
1FT71055AC701DB2 | SIMOTICS S SYNCHRON. MOTOR 1FT7, M0=50NM (100K) NN=2000RPM, PN=7,96KW NATURAL AIR COOLING; FRAME SIZE IMB 5 (IM V1, IM V3) FLANGE 0 POWER CONNECTOR ROTATABLE INCREMENTAL ENCODER 2048 S/R WITH DRIVE-CLIQ INTERFACE (ENCODER I-2048) CONNECTOR ROTATABLE SHAFT WITH FITTED KEY; WITH HOLDING BRAKE; ACC. TOLERANCE N VIBRATION SEVERITY GRADE A, DEGREE OF PROTECTION IP 67 | 8221 | TEM | 1 | MC | 48.803 | 1
1FT71055AC701DG0 | SIMOTICS S SYNCHRON. MOTOR 1FT7, M0=50NM (100K) NN=2000RPM, PN=7,96KW NATURAL AIR COOLING; FRAME SIZE IMB 5 (IM V1, IM V3) FLANGE 0 POWER CONNECTOR ROTATABLE INCREMENTAL ENCODER 2048 S/R WITH DRIVE-CLIQ INTERFACE (ENCODER I-2048) CONNECTOR ROTATABLE PLAIN SHAFT, W/O HOLDING BRAKE; ACC. TOLERANCE N VIBRATION SEVERITY GRADE A, DEGREE OF PROTECTION IP 64 | 7033 | TEM | 1 | MC | 44.304 | 1
1FT71055AC701DG1 | SIMOTICS S SYNCHRON. MOTOR 1FT7, M0=50NM (100K) NN=2000RPM, PN=7,96KW NATURAL AIR COOLING; FRAME SIZE IMB 5 (IM V1, IM V3) FLANGE 0 POWER CONNECTOR ROTATABLE INCREMENTAL ENCODER 2048 S/R WITH DRIVE-CLIQ INTERFACE (ENCODER I-2048) CONNECTOR ROTATABLE PLAIN SHAFT, W/O HOLDING BRAKE; ACC. TOLERANCE N VIBRATION SEVERITY GRADE A, DEGREE OF PROTECTION IP 65 | 7129 | TEM | 1 | MC | 44.304 | 1
1FT71055AC701DG3 | SIMOTICS S SYNCHRON. MOTOR 1FT7, M0=50NM (100K) NN=2000RPM, PN=7,96KW NATURAL AIR COOLING; FRAME SIZE IMB 5 (IM V1, IM V3) FLANGE 0 POWER CONNECTOR ROTATABLE INCREMENTAL ENCODER 2048 S/R WITH DRIVE-CLIQ INTERFACE (ENCODER I-2048) CONNECTOR ROTATABLE PLAIN SHAFT, W/O HOLDING BRAKE; ACC. TOLERANCE N VIBRATION SEVERITY GRADE A+R, DEGREE OF PROTECTION IP 64 | 7188 | TEM | 1 | MC | 44.304 | 1
1FT71055AC701DG4 | SIMOTICS S SYNCHRON. MOTOR 1FT7, M0=50NM (100K) NN=2000RPM, PN=7,96KW NATURAL AIR COOLING; FRAME SIZE IMB 5 (IM V1, IM V3) FLANGE 0 POWER CONNECTOR ROTATABLE INCREMENTAL ENCODER 2048 S/R WITH DRIVE-CLIQ INTERFACE (ENCODER I-2048) CONNECTOR ROTATABLE PLAIN SHAFT, W/O HOLDING BRAKE; ACC. TOLERANCE N VIBRATION SEVERITY GRADE A+R, DEGREE OF PROTECTION IP 65 | 7285 | TEM | 1 | MC | 44.304 | 1
1FT71055AC701DH0 | SIMOTICS S SYNCHRON. MOTOR 1FT7, M0=50NM (100K) NN=2000RPM, PN=7,96KW NATURAL AIR COOLING; FRAME SIZE IMB 5 (IM V1, IM V3) FLANGE 0 POWER CONNECTOR ROTATABLE INCREMENTAL ENCODER 2048 S/R WITH DRIVE-CLIQ INTERFACE (ENCODER I-2048) CONNECTOR ROTATABLE PLAIN SHAFT, WITH HOLDING BRAKE; ACCURACY TOLERANCE N VIBRATION SEVERITY GRADE A, DEGREE OF PROTECTION IP 64 | 8046 | TEM | 1 | MC | 48.803 | 1
1FT71055AC701DH1 | SIMOTICS S SYNCHRON. MOTOR 1FT7, M0=50NM (100K) NN=2000RPM, PN=7,96KW NATURAL AIR COOLING; FRAME SIZE IMB 5 (IM V1, IM V3) FLANGE 0 POWER CONNECTOR ROTATABLE INCREMENTAL ENCODER 2048 S/R WITH DRIVE-CLIQ INTERFACE (ENCODER I-2048) CONNECTOR ROTATABLE PLAIN SHAFT, WITH HOLDING BRAKE; ACCURACY TOLERANCE N VIBRATION SEVERITY GRADE A, DEGREE OF PROTECTION IP 65 | 8142 | TEM | 1 | MC | 48.803 | 1
1FT71055AC701DH2 | SIMOTICS S SYNCHRON. MOTOR 1FT7, M0=50NM (100K) NN=2000RPM, PN=7,96KW NATURAL AIR COOLING; FRAME SIZE IMB 5 (IM V1, IM V3) FLANGE 0 POWER CONNECTOR ROTATABLE INCREMENTAL ENCODER 2048 S/R WITH DRIVE-CLIQ INTERFACE (ENCODER I-2048) CONNECTOR ROTATABLE PLAIN SHAFT, WITH HOLDING BRAKE; ACCURACY TOLERANCE N VIBRATION SEVERITY GRADE A, DEGREE OF PROTECTION IP 67 | 8221 | TEM | 1 | MC | 48.803 | 1
1FT71055AC701DH4 | SIMOTICS S SYNCHRON. MOTOR 1FT7, M0=50NM (100K) NN=2000RPM, PN=7,96KW NATURAL AIR COOLING; FRAME SIZE IMB 5 (IM V1, IM V3) FLANGE 0 POWER CONNECTOR ROTATABLE INCREMENTAL ENCODER 2048 S/R WITH DRIVE-CLIQ INTERFACE (ENCODER I-2048) CONNECTOR ROTATABLE PLAIN SHAFT, WITH HOLDING BRAKE; ACCURACY TOLERANCE N VIBRATION SEVERITY GRADE A+R, DEGREE OF PROTECTION IP 65 | 8298 | TEM | 1 | MC | 48.803 | 1
1FT71055AC701DK3 | SIMOTICS S SYNCHRON. MOTOR 1FT7, M0=50NM (100K) NN=2000RPM, PN=7,96KW NATURAL AIR COOLING; FRAME SIZE IMB 5 (IM V1, IM V3) FLANGE 0 POWER CONNECTOR ROTATABLE INCREMENTAL ENCODER 2048 S/R WITH DRIVE-CLIQ INTERFACE (ENCODER I-2048) CONNECTOR ROTATABLE PLAIN SHAFT, W/O HOLDING BRAKE; ACC. TOLERANCE R VIBRATION SEVERITY GRADE A+R, DEGREE OF PROTECTION IP 64 | 7347 | TEM | 1 | MC | 44.304 | 1
1FT71055AC701DL3 | SIMOTICS S SYNCHRON. MOTOR 1FT7, M0=50NM (100K) NN=2000RPM, PN=7,96KW NATURAL AIR COOLING; FRAME SIZE IMB 5 (IM V1, IM V3) FLANGE 0 POWER CONNECTOR ROTATABLE INCREMENTAL ENCODER 2048 S/R WITH DRIVE-CLIQ INTERFACE (ENCODER I-2048) CONNECTOR ROTATABLE PLAIN SHAFT, WITH HOLDING BRAKE; ACCURACY TOLERANCE R VIBRATION SEVERITY GRADE A+R, DEGREE OF PROTECTION IP 64 | 8359 | TEM | 1 | MC | 48.803 | 1
1FT71055AC701FA0 | SIMOTICS S SYNCHRON. MOTOR 1FT7, M0=50NM (100K) NN=2000RPM, PN=7,96KW NATURAL AIR COOLING; FRAME SIZE IMB 5 (IM V1, IM V3) FLANGE 0 POWER CONNECTOR ROTATABLE ABSOLUTE ENCODER 22 BITS MULTI TURN WITH DRIVE-CLIQ INTERFACE (ENCODER AM-22-DQ) CONNECTOR ROTATABLE SHAFT WITH FITTED KEY; W/O HOLDING BRAKE; ACC. TOLERANCE N VIBRATION SEVERITY GRADE A, DEGREE OF PROTECTION IP 64 | 7798 | TEM | 1 | MC | 44.304 | 1
1FT71055AC701FA1 | SIMOTICS S SYNCHRON. MOTOR 1FT7, M0=50NM (100K) NN=2000RPM, PN=7,96KW NATURAL AIR COOLING; FRAME SIZE IMB 5 (IM V1, IM V3) FLANGE 0 POWER CONNECTOR ROTATABLE ABSOLUTE ENCODER 22 BITS MULTI TURN WITH DRIVE-CLIQ INTERFACE (ENCODER AM-22-DQ) CONNECTOR ROTATABLE SHAFT WITH FITTED KEY; W/O HOLDING BRAKE; ACC. TOLERANCE N VIBRATION SEVERITY GRADE A, DEGREE OF PROTECTION IP 65 | 7894 | TEM | 1 | MC | 44.304 | 1
1FT71055AC701FA2 | SIMOTICS S SYNCHRON. MOTOR 1FT7, M0=50NM (100K) NN=2000RPM, PN=7,96KW NATURAL AIR COOLING; FRAME SIZE IMB 5 (IM V1, IM V3) FLANGE 0 POWER CONNECTOR ROTATABLE ABSOLUTE ENCODER 22 BITS MULTI TURN WITH DRIVE-CLIQ INTERFACE (ENCODER AM-22-DQ) CONNECTOR ROTATABLE SHAFT WITH FITTED KEY; W/O HOLDING BRAKE; ACC. TOLERANCE N VIBRATION SEVERITY GRADE A, DEGREE OF PROTECTION IP 67 | 7974 | TEM | 1 | MC | 44.304 | 1
1FT71055AC701FA5 | SIMOTICS S SYNCHRON. MOTOR 1FT7, M0=50NM (100K) NN=2000RPM, PN=7,96KW NATURAL AIR COOLING; FRAME SIZE IMB 5 (IM V1, IM V3) FLANGE 0 POWER CONNECTOR ROTATABLE ABSOLUTE ENCODER 22 BITS MULTI TURN WITH DRIVE-CLIQ INTERFACE (ENCODER AM-22-DQ) CONNECTOR ROTATABLE SHAFT WITH FITTED KEY; W/O HOLDING BRAKE; ACC. TOLERANCE N VIBRATION SEVERITY GRADE A+R, DEGREE OF PROTECTION IP 67 | 8130 | TEM | 1 | MC | 44.304 | 1
1FT71055AC701FB0 | SIMOTICS S SYNCHRON. MOTOR 1FT7, M0=50NM (100K) NN=2000RPM, PN=7,96KW NATURAL AIR COOLING; FRAME SIZE IMB 5 (IM V1, IM V3) FLANGE 0 POWER CONNECTOR ROTATABLE ABSOLUTE ENCODER 22 BITS MULTI TURN WITH DRIVE-CLIQ INTERFACE (ENCODER AM-22-DQ) CONNECTOR ROTATABLE SHAFT WITH FITTED KEY; WITH HOLDING BRAKE; ACC. TOLERANCE N VIBRATION SEVERITY GRADE A, DEGREE OF PROTECTION IP 64 | 8811 | TEM | 1 | MC | 48.803 | 1
1FT71055AC701FB1 | SIMOTICS S SYNCHRON. MOTOR 1FT7, M0=50NM (100K) NN=2000RPM, PN=7,96KW NATURAL AIR COOLING; FRAME SIZE IMB 5 (IM V1, IM V3) FLANGE 0 POWER CONNECTOR ROTATABLE ABSOLUTE ENCODER 22 BITS MULTI TURN WITH DRIVE-CLIQ INTERFACE (ENCODER AM-22-DQ) CONNECTOR ROTATABLE SHAFT WITH FITTED KEY; WITH HOLDING BRAKE; ACC. TOLERANCE N VIBRATION SEVERITY GRADE A, DEGREE OF PROTECTION IP 65 | 8907 | TEM | 1 | MC | 48.803 | 1
1FT71055AC701FB2 | SIMOTICS S SYNCHRON. MOTOR 1FT7, M0=50NM (100K) NN=2000RPM, PN=7,96KW NATURAL AIR COOLING; FRAME SIZE IMB 5 (IM V1, IM V3) FLANGE 0 POWER CONNECTOR ROTATABLE ABSOLUTE ENCODER 22 BITS MULTI TURN WITH DRIVE-CLIQ INTERFACE (ENCODER AM-22-DQ) CONNECTOR ROTATABLE SHAFT WITH FITTED KEY; WITH HOLDING BRAKE; ACC. TOLERANCE N VIBRATION SEVERITY GRADE A, DEGREE OF PROTECTION IP 67 | 8986 | TEM | 1 | MC | 48.803 | 1
1FT71055AC701FD3 | SIMOTICS S SYNCHRON. MOTOR 1FT7, M0=50NM (100K) NN=2000RPM, PN=7,96KW NATURAL AIR COOLING; FRAME SIZE IMB 5 (IM V1, IM V3) FLANGE 0 POWER CONNECTOR ROTATABLE ABSOLUTE ENCODER 22 BITS MULTI TURN WITH DRIVE-CLIQ INTERFACE (ENCODER AM-22-DQ) CONNECTOR ROTATABLE SHAFT WITH FITTED KEY; W/O HOLDING BRAKE; ACC. TOLERANCE R VIBRATION SEVERITY GRADE A+R, DEGREE OF PROTECTION IP 64 | 8112 | TEM | 1 | MC | 44.304 | 1
1FT71055AC701FG0 | SIMOTICS S SYNCHRON. MOTOR 1FT7, M0=50NM (100K) NN=2000RPM, PN=7,96KW NATURAL AIR COOLING; FRAME SIZE IMB 5 (IM V1, IM V3) FLANGE 0 POWER CONNECTOR ROTATABLE ABSOLUTE ENCODER 22 BITS MULTI TURN WITH DRIVE-CLIQ INTERFACE (ENCODER AM-22-DQ) CONNECTOR ROTATABLE PLAIN SHAFT, W/O HOLDING BRAKE; ACC. TOLERANCE N VIBRATION SEVERITY GRADE A, DEGREE OF PROTECTION IP 64 | 7798 | TEM | 1 | MC | 44.304 | 1
1FT71055AC701FG1 | SIMOTICS S SYNCHRON. MOTOR 1FT7, M0=50NM (100K) NN=2000RPM, PN=7,96KW NATURAL AIR COOLING; FRAME SIZE IMB 5 (IM V1, IM V3) FLANGE 0 POWER CONNECTOR ROTATABLE ABSOLUTE ENCODER 22 BITS MULTI TURN WITH DRIVE-CLIQ INTERFACE (ENCODER AM-22-DQ) CONNECTOR ROTATABLE PLAIN SHAFT, W/O HOLDING BRAKE; ACC. TOLERANCE N VIBRATION SEVERITY GRADE A, DEGREE OF PROTECTION IP 65 | 7894 | TEM | 1 | MC | 44.304 | 1
1FT71055AC701FG3 | SIMOTICS S SYNCHRON. MOTOR 1FT7, M0=50NM (100K) NN=2000RPM, PN=7,96KW NATURAL AIR COOLING; FRAME SIZE IMB 5 (IM V1, IM V3) FLANGE 0 POWER CONNECTOR ROTATABLE ABSOLUTE ENCODER 22 BITS MULTI TURN WITH DRIVE-CLIQ INTERFACE (ENCODER AM-22-DQ) CONNECTOR ROTATABLE PLAIN SHAFT, W/O HOLDING BRAKE; ACC. TOLERANCE N VIBRATION SEVERITY GRADE A+R, DEGREE OF PROTECTION IP 64 | 7953 | TEM | 1 | MC | 44.304 | 1
1FT71055AC701FG4 | SIMOTICS S SYNCHRON. MOTOR 1FT7, M0=50NM (100K) NN=2000RPM, PN=7,96KW NATURAL AIR COOLING; FRAME SIZE IMB 5 (IM V1, IM V3) FLANGE 0 POWER CONNECTOR ROTATABLE ABSOLUTE ENCODER 22 BITS MULTI TURN WITH DRIVE-CLIQ INTERFACE (ENCODER AM-22-DQ) CONNECTOR ROTATABLE PLAIN SHAFT, W/O HOLDING BRAKE; ACC. TOLERANCE N VIBRATION SEVERITY GRADE A+R, DEGREE OF PROTECTION IP 65 | 8050 | TEM | 1 | MC | 44.304 | 1
1FT71055AC701FH0 | SIMOTICS S SYNCHRON. MOTOR 1FT7, M0=50NM (100K) NN=2000RPM, PN=7,96KW NATURAL AIR COOLING; FRAME SIZE IMB 5 (IM V1, IM V3) FLANGE 0 POWER CONNECTOR ROTATABLE ABSOLUTE ENCODER 22 BITS MULTI TURN WITH DRIVE-CLIQ INTERFACE (ENCODER AM-22-DQ) CONNECTOR ROTATABLE PLAIN SHAFT, WITH HOLDING BRAKE; ACCURACY TOLERANCE N VIBRATION SEVERITY GRADE A, DEGREE OF PROTECTION IP 64 | 8811 | TEM | 1 | MC | 48.803 | 1
1FT71055AC701FH1 | SIMOTICS S SYNCHRON. MOTOR 1FT7, M0=50NM (100K) NN=2000RPM, PN=7,96KW NATURAL AIR COOLING; FRAME SIZE IMB 5 (IM V1, IM V3) FLANGE 0 POWER CONNECTOR ROTATABLE ABSOLUTE ENCODER 22 BITS MULTI TURN WITH DRIVE-CLIQ INTERFACE (ENCODER AM-22-DQ) CONNECTOR ROTATABLE PLAIN SHAFT, WITH HOLDING BRAKE; ACCURACY TOLERANCE N VIBRATION SEVERITY GRADE A, DEGREE OF PROTECTION IP 65 | 8907 | TEM | 1 | MC | 48.803 | 1
1FT71055AC701FH3 | SIMOTICS S SYNCHRON. MOTOR 1FT7, M0=50NM (100K) NN=2000RPM, PN=7,96KW NATURAL AIR COOLING; FRAME SIZE IMB 5 (IM V1, IM V3) FLANGE 0 POWER CONNECTOR ROTATABLE ABSOLUTE ENCODER 22 BITS MULTI TURN WITH DRIVE-CLIQ INTERFACE (ENCODER AM-22-DQ) CONNECTOR ROTATABLE PLAIN SHAFT, WITH HOLDING BRAKE; ACCURACY TOLERANCE N VIBRATION SEVERITY GRADE A+R, DEGREE OF PROTECTION IP 64 | 8965 | TEM | 1 | MC | 48.803 | 1
1FT71055AC701MA1 | SIMOTICS S SYNCHRON. MOTOR 1FT7, M0=50NM (100K) NN=2000RPM, PN=7,96KW NATURAL AIR COOLING; FRAME SIZE IMB 5 (IM V1, IM V3) FLANGE (COMPACT) WITH KTY TEMPERATURE SENSOR POWER CONNECTOR ROTATABLE ABSOLUTE ENCODER ENDAT 2048 S/R (ENCODER A-2048) CONNECTOR ROTATABLE SHAFT WITH FITTED KEY; W/O HOLDING BRAKE; ACC. TOLERANCE N VIBRATION SEVERITY GRADE A, DEGREE OF PROTECTION IP 65 | 7462 | TEM | 1 | MC | 44.304 | 1
1FT71055AC701MB1 | SIMOTICS S SYNCHRON. MOTOR 1FT7, M0=50NM (100K) NN=2000RPM, PN=7,96KW NATURAL AIR COOLING; FRAME SIZE IMB 5 (IM V1, IM V3) FLANGE (COMPACT) WITH KTY TEMPERATURE SENSOR POWER CONNECTOR ROTATABLE ABSOLUTE ENCODER ENDAT 2048 S/R (ENCODER A-2048) CONNECTOR ROTATABLE SHAFT WITH FITTED KEY; WITH HOLDING BRAKE; ACC. TOLERANCE N VIBRATION SEVERITY GRADE A, DEGREE OF PROTECTION IP 65 | 8475 | TEM | 1 | MC | 48.803 | 1
1FT71055AC701MB2 | SIMOTICS S SYNCHRON. MOTOR 1FT7, M0=50NM (100K) NN=2000RPM, PN=7,96KW NATURAL AIR COOLING; FRAME SIZE IMB 5 (IM V1, IM V3) FLANGE (COMPACT) WITH KTY TEMPERATURE SENSOR POWER CONNECTOR ROTATABLE ABSOLUTE ENCODER ENDAT 2048 S/R (ENCODER A-2048) CONNECTOR ROTATABLE SHAFT WITH FITTED KEY; WITH HOLDING BRAKE; ACC. TOLERANCE N VIBRATION SEVERITY GRADE A, DEGREE OF PROTECTION IP 67 | 8555 | TEM | 1 | MC | 48.803 | 1
1FT71055AC701MG1 | SIMOTICS S SYNCHRON. MOTOR 1FT7, M0=50NM (100K) NN=2000RPM, PN=7,96KW NATURAL AIR COOLING; FRAME SIZE IMB 5 (IM V1, IM V3) FLANGE (COMPACT) WITH KTY TEMPERATURE SENSOR POWER CONNECTOR ROTATABLE ABSOLUTE ENCODER ENDAT 2048 S/R (ENCODER A-2048) CONNECTOR ROTATABLE PLAIN SHAFT, W/O HOLDING BRAKE; ACC. TOLERANCE N VIBRATION SEVERITY GRADE A, DEGREE OF PROTECTION IP 65 | 7462 | TEM | 1 | MC | 44.304 | 1
1FT71055AC701MH0 | SIMOTICS S SYNCHRON. MOTOR 1FT7, M0=50NM (100K) NN=2000RPM, PN=7,96KW NATURAL AIR COOLING; FRAME SIZE IMB 5 (IM V1, IM V3) FLANGE (COMPACT) WITH KTY TEMPERATURE SENSOR POWER CONNECTOR ROTATABLE ABSOLUTE ENCODER ENDAT 2048 S/R (ENCODER A-2048) CONNECTOR ROTATABLE PLAIN SHAFT, WITH HOLDING BRAKE; ACCURACY TOLERANCE N VIBRATION SEVERITY GRADE A, DEGREE OF PROTECTION IP 64 | 8379 | TEM | 1 | MC | 48.803 | 1
1FT71055AC701MH2 | SIMOTICS S SYNCHRON. MOTOR 1FT7, M0=50NM (100K) NN=2000RPM, PN=7,96KW NATURAL AIR COOLING; FRAME SIZE IMB 5 (IM V1, IM V3) FLANGE (COMPACT) WITH KTY TEMPERATURE SENSOR POWER CONNECTOR ROTATABLE ABSOLUTE ENCODER ENDAT 2048 S/R (ENCODER A-2048) CONNECTOR ROTATABLE PLAIN SHAFT, WITH HOLDING BRAKE; ACCURACY TOLERANCE N VIBRATION SEVERITY GRADE A, DEGREE OF PROTECTION IP 67 | 8555 | TEM | 1 | MC | 48.803 | 1
1FT71055AC701NA0 | SIMOTICS S SYNCHRON. MOTOR 1FT7, M0=50NM (100K) NN=2000RPM, PN=7,96KW NATURAL AIR COOLING; FRAME SIZE IMB 5 (IM V1, IM V3) FLANGE (COMPACT) WITH KTY TEMPERATURE SENSOR POWER CONNECTOR ROTATABLE INCREM. ENCODER SIN/COS 1VSS 2048 S/R (ENCODER I-2048) CONNECTOR ROTATABLE SHAFT WITH FITTED KEY; W/O HOLDING BRAKE; ACC. TOLERANCE N VIBRATION SEVERITY GRADE A, DEGREE OF PROTECTION IP 64 | 6612 | TEM | 1 | MC | 44.304 | 1
1FT71055AC701NA1 | SIMOTICS S SYNCHRON. MOTOR 1FT7, M0=50NM (100K) NN=2000RPM, PN=7,96KW NATURAL AIR COOLING; FRAME SIZE IMB 5 (IM V1, IM V3) FLANGE (COMPACT) WITH KTY TEMPERATURE SENSOR POWER CONNECTOR ROTATABLE INCREM. ENCODER SIN/COS 1VSS 2048 S/R (ENCODER I-2048) CONNECTOR ROTATABLE SHAFT WITH FITTED KEY; W/O HOLDING BRAKE; ACC. TOLERANCE N VIBRATION SEVERITY GRADE A, DEGREE OF PROTECTION IP 65 | 6708 | TEM | 1 | MC | 44.304 | 1
1FT71055AC701NA2 | SIMOTICS S SYNCHRON. MOTOR 1FT7, M0=50NM (100K) NN=2000RPM, PN=7,96KW NATURAL AIR COOLING; FRAME SIZE IMB 5 (IM V1, IM V3) FLANGE (COMPACT) WITH KTY TEMPERATURE SENSOR POWER CONNECTOR ROTATABLE INCREM. ENCODER SIN/COS 1VSS 2048 S/R (ENCODER I-2048) CONNECTOR ROTATABLE SHAFT WITH FITTED KEY; W/O HOLDING BRAKE; ACC. TOLERANCE N VIBRATION SEVERITY GRADE A, DEGREE OF PROTECTION IP 67 | 6788 | TEM | 1 | MC | 44.304 | 1
1FT71055AC701NB0 | SIMOTICS S SYNCHRON. MOTOR 1FT7, M0=50NM (100K) NN=2000RPM, PN=7,96KW NATURAL AIR COOLING; FRAME SIZE IMB 5 (IM V1, IM V3) FLANGE (COMPACT) WITH KTY TEMPERATURE SENSOR POWER CONNECTOR ROTATABLE INCREM. ENCODER SIN/COS 1VSS 2048 S/R (ENCODER I-2048) CONNECTOR ROTATABLE SHAFT WITH FITTED KEY; WITH HOLDING BRAKE; ACC. TOLERANCE N VIBRATION SEVERITY GRADE A, DEGREE OF PROTECTION IP 64 | 7625 | TEM | 1 | MC | 48.803 | 1
1FT71055AC701NB1 | SIMOTICS S SYNCHRON. MOTOR 1FT7, M0=50NM (100K) NN=2000RPM, PN=7,96KW NATURAL AIR COOLING; FRAME SIZE IMB 5 (IM V1, IM V3) FLANGE (COMPACT) WITH KTY TEMPERATURE SENSOR POWER CONNECTOR ROTATABLE INCREM. ENCODER SIN/COS 1VSS 2048 S/R (ENCODER I-2048) CONNECTOR ROTATABLE SHAFT WITH FITTED KEY; WITH HOLDING BRAKE; ACC. TOLERANCE N VIBRATION SEVERITY GRADE A, DEGREE OF PROTECTION IP 65 | 7721 | TEM | 1 | MC | 48.803 | 1
1FT71055AC701NB2 | SIMOTICS S SYNCHRON. MOTOR 1FT7, M0=50NM (100K) NN=2000RPM, PN=7,96KW NATURAL AIR COOLING; FRAME SIZE IMB 5 (IM V1, IM V3) FLANGE (COMPACT) WITH KTY TEMPERATURE SENSOR POWER CONNECTOR ROTATABLE INCREM. ENCODER SIN/COS 1VSS 2048 S/R (ENCODER I-2048) CONNECTOR ROTATABLE SHAFT WITH FITTED KEY; WITH HOLDING BRAKE; ACC. TOLERANCE N VIBRATION SEVERITY GRADE A, DEGREE OF PROTECTION IP 67 | 7801 | TEM | 1 | MC | 48.803 | 1
1FT71055AC701NG0 | SIMOTICS S SYNCHRON. MOTOR 1FT7, M0=50NM (100K) NN=2000RPM, PN=7,96KW NATURAL AIR COOLING; FRAME SIZE IMB 5 (IM V1, IM V3) FLANGE (COMPACT) WITH KTY TEMPERATURE SENSOR POWER CONNECTOR ROTATABLE INCREM. ENCODER SIN/COS 1VSS 2048 S/R (ENCODER I-2048) CONNECTOR ROTATABLE PLAIN SHAFT, W/O HOLDING BRAKE; ACC. TOLERANCE N VIBRATION SEVERITY GRADE A, DEGREE OF PROTECTION IP 64 | 6612 | TEM | 1 | MC | 44.304 | 1
1FT71055AC701NG1 | SIMOTICS S SYNCHRON. MOTOR 1FT7, M0=50NM (100K) NN=2000RPM, PN=7,96KW NATURAL AIR COOLING; FRAME SIZE IMB 5 (IM V1, IM V3) FLANGE (COMPACT) WITH KTY TEMPERATURE SENSOR POWER CONNECTOR ROTATABLE INCREM. ENCODER SIN/COS 1VSS 2048 S/R (ENCODER I-2048) CONNECTOR ROTATABLE PLAIN SHAFT, W/O HOLDING BRAKE; ACC. TOLERANCE N VIBRATION SEVERITY GRADE A, DEGREE OF PROTECTION IP 65 | 6708 | TEM | 1 | MC | 44.304 | 1
1FT71055AC701NG2 | SIMOTICS S SYNCHRON. MOTOR 1FT7, M0=50NM (100K) NN=2000RPM, PN=7,96KW NATURAL AIR COOLING; FRAME SIZE IMB 5 (IM V1, IM V3) FLANGE (COMPACT) WITH KTY TEMPERATURE SENSOR POWER CONNECTOR ROTATABLE INCREM. ENCODER SIN/COS 1VSS 2048 S/R (ENCODER I-2048) CONNECTOR ROTATABLE PLAIN SHAFT, W/O HOLDING BRAKE; ACC. TOLERANCE N VIBRATION SEVERITY GRADE A, DEGREE OF PROTECTION IP 67 | 6788 | TEM | 1 | MC | 44.304 | 1
1FT71055AC701NH1 | SIMOTICS S SYNCHRON. MOTOR 1FT7, M0=50NM (100K) NN=2000RPM, PN=7,96KW NATURAL AIR COOLING; FRAME SIZE IMB 5 (IM V1, IM V3) FLANGE (COMPACT) WITH KTY TEMPERATURE SENSOR POWER CONNECTOR ROTATABLE INCREM. ENCODER SIN/COS 1VSS 2048 S/R (ENCODER I-2048) CONNECTOR ROTATABLE PLAIN SHAFT, WITH HOLDING BRAKE; ACCURACY TOLERANCE N VIBRATION SEVERITY GRADE A, DEGREE OF PROTECTION IP 65 | 7721 | TEM | 1 | MC | 48.803 | 1
1FT71055AC711BA0 | SIMOTICS S SYNCHRON. MOTOR 1FT7, M0=50NM (100K) NN=2000RPM, PN=7,96KW NATURAL AIR COOLING; FRAME SIZE IMB 5 (IM V1, IM V3) FLANGE 1 (1FT6 COMPATIBLE) POWER CONNECTOR ROTATABLE ABSOLUTE VALUE ENCODER SINGLETURN 24 BIT WITH DRIVE-CLIQ INTERFACE (ENCODER AS24DQI) SHAFT WITH FITTED KEY; W/O HOLDING BRAKE; ACC. TOLERANCE N VIBRATION SEVERITY GRADE A, DEGREE OF PROTECTION IP 64 | 6953 | TEM | 1 | MC | 44.304 | 1
1FT71055AC711BA1 | SIMOTICS S SYNCHRON. MOTOR 1FT7, M0=50NM (100K) NN=2000RPM, PN=7,96KW NATURAL AIR COOLING; FRAME SIZE IMB 5 (IM V1, IM V3) FLANGE 1 (1FT6 COMPATIBLE) POWER CONNECTOR ROTATABLE ABSOLUTE VALUE ENCODER SINGLETURN 24 BIT WITH DRIVE-CLIQ INTERFACE (ENCODER AS24DQI) SHAFT WITH FITTED KEY; W/O HOLDING BRAKE; ACC. TOLERANCE N VIBRATION SEVERITY GRADE A, DEGREE OF PROTECTION IP 65 | 7049 | TEM | 1 | MC | 44.304 | 1
1FT71055AC711BA2 | SIMOTICS S SYNCHRON. MOTOR 1FT7, M0=50NM (100K) NN=2000RPM, PN=7,96KW NATURAL AIR COOLING; FRAME SIZE IMB 5 (IM V1, IM V3) FLANGE 1 (1FT6 COMPATIBLE) POWER CONNECTOR ROTATABLE ABSOLUTE VALUE ENCODER SINGLETURN 24 BIT WITH DRIVE-CLIQ INTERFACE (ENCODER AS24DQI) SHAFT WITH FITTED KEY; W/O HOLDING BRAKE; ACC. TOLERANCE N VIBRATION SEVERITY GRADE A, DEGREE OF PROTECTION IP 67 | 7128 | TEM | 1 | MC | 44.304 | 1
1FT71055AC711BB0 | SIMOTICS S SYNCHRON. MOTOR 1FT7, M0=50NM (100K) NN=2000RPM, PN=7,96KW NATURAL AIR COOLING; FRAME SIZE IMB 5 (IM V1, IM V3) FLANGE 1 (1FT6 COMPATIBLE) POWER CONNECTOR ROTATABLE ABSOLUTE VALUE ENCODER SINGLETURN 24 BIT WITH DRIVE-CLIQ INTERFACE (ENCODER AS24DQI) SHAFT WITH FITTED KEY; WITH HOLDING BRAKE; ACC. TOLERANCE N VIBRATION SEVERITY GRADE A, DEGREE OF PROTECTION IP 64 | 7965 | TEM | 1 | MC | 48.803 | 1
1FT71055AC711BB1 | SIMOTICS S SYNCHRON. MOTOR 1FT7, M0=50NM (100K) NN=2000RPM, PN=7,96KW NATURAL AIR COOLING; FRAME SIZE IMB 5 (IM V1, IM V3) FLANGE 1 (1FT6 COMPATIBLE) POWER CONNECTOR ROTATABLE ABSOLUTE VALUE ENCODER SINGLETURN 24 BIT WITH DRIVE-CLIQ INTERFACE (ENCODER AS24DQI) SHAFT WITH FITTED KEY; WITH HOLDING BRAKE; ACC. TOLERANCE N VIBRATION SEVERITY GRADE A, DEGREE OF PROTECTION IP 65 | 8062 | TEM | 1 | MC | 48.803 | 1
1FT71055AC711BB3 | SIMOTICS S SYNCHRON. MOTOR 1FT7, M0=50NM (100K) NN=2000RPM, PN=7,96KW NATURAL AIR COOLING; FRAME SIZE IMB 5 (IM V1, IM V3) FLANGE 1 (1FT6 COMPATIBLE) POWER CONNECTOR ROTATABLE ABSOLUTE VALUE ENCODER SINGLETURN 24 BIT WITH DRIVE-CLIQ INTERFACE (ENCODER AS24DQI) SHAFT WITH FITTED KEY; WITH HOLDING BRAKE; ACC. TOLERANCE N VIBRATION SEVERITY GRADE A+R, DEGREE OF PROTECTION IP 64 | 8120 | TEM | 1 | MC | 48.803 | 1
1FT71055AC711BD0 | SIMOTICS S SYNCHRON. MOTOR 1FT7, M0=50NM (100K) NN=2000RPM, PN=7,96KW NATURAL AIR COOLING; FRAME SIZE IMB 5 (IM V1, IM V3) FLANGE 1 (1FT6 COMPATIBLE) POWER CONNECTOR ROTATABLE ABSOLUTE VALUE ENCODER SINGLETURN 24 BIT WITH DRIVE-CLIQ INTERFACE (ENCODER AS24DQI) SHAFT WITH FITTED KEY; W/O HOLDING BRAKE; ACC. TOLERANCE R VIBRATION SEVERITY GRADE A, DEGREE OF PROTECTION IP 64 | 7112 | TEM | 1 | MC | 44.304 | 1
1FT71055AC711BD1 | SIMOTICS S SYNCHRON. MOTOR 1FT7, M0=50NM (100K) NN=2000RPM, PN=7,96KW NATURAL AIR COOLING; FRAME SIZE IMB 5 (IM V1, IM V3) FLANGE 1 (1FT6 COMPATIBLE) POWER CONNECTOR ROTATABLE ABSOLUTE VALUE ENCODER SINGLETURN 24 BIT WITH DRIVE-CLIQ INTERFACE (ENCODER AS24DQI) SHAFT WITH FITTED KEY; W/O HOLDING BRAKE; ACC. TOLERANCE R VIBRATION SEVERITY GRADE A, DEGREE OF PROTECTION IP 65 | 7208 | TEM | 1 | MC | 44.304 | 1
1FT71055AC711BD5 | SIMOTICS S SYNCHRON. MOTOR 1FT7, M0=50NM (100K) NN=2000RPM, PN=7,96KW NATURAL AIR COOLING; FRAME SIZE IMB 5 (IM V1, IM V3) FLANGE 1 (1FT6 COMPATIBLE) POWER CONNECTOR ROTATABLE ABSOLUTE VALUE ENCODER SINGLETURN 24 BIT WITH DRIVE-CLIQ INTERFACE (ENCODER AS24DQI) SHAFT WITH FITTED KEY; W/O HOLDING BRAKE; ACC. TOLERANCE R VIBRATION SEVERITY GRADE A+R, DEGREE OF PROTECTION IP 67 | 7444 | TEM | 1 | MC | 44.304 | 1
1FT71055AC711BE1 | SIMOTICS S SYNCHRON. MOTOR 1FT7, M0=50NM (100K) NN=2000RPM, PN=7,96KW NATURAL AIR COOLING; FRAME SIZE IMB 5 (IM V1, IM V3) FLANGE 1 (1FT6 COMPATIBLE) POWER CONNECTOR ROTATABLE ABSOLUTE VALUE ENCODER SINGLETURN 24 BIT WITH DRIVE-CLIQ INTERFACE (ENCODER AS24DQI) SHAFT WITH FITTED KEY; WITH HOLDING BRAKE; ACC. TOLERANCE R VIBRATION SEVERITY GRADE A, DEGREE OF PROTECTION IP 65 | 8221 | TEM | 1 | MC | 48.803 | 1
1FT71055AC711BE2 | SIMOTICS S SYNCHRON. MOTOR 1FT7, M0=50NM (100K) NN=2000RPM, PN=7,96KW NATURAL AIR COOLING; FRAME SIZE IMB 5 (IM V1, IM V3) FLANGE 1 (1FT6 COMPATIBLE) POWER CONNECTOR ROTATABLE ABSOLUTE VALUE ENCODER SINGLETURN 24 BIT WITH DRIVE-CLIQ INTERFACE (ENCODER AS24DQI) SHAFT WITH FITTED KEY; WITH HOLDING BRAKE; ACC. TOLERANCE R VIBRATION SEVERITY GRADE A, DEGREE OF PROTECTION IP 67 | 8300 | TEM | 1 | MC | 48.803 | 1
1FT71055AC711BG0 | SIMOTICS S SYNCHRON. MOTOR 1FT7, M0=50NM (100K) NN=2000RPM, PN=7,96KW NATURAL AIR COOLING; FRAME SIZE IMB 5 (IM V1, IM V3) FLANGE 1 (1FT6 COMPATIBLE) POWER CONNECTOR ROTATABLE ABSOLUTE VALUE ENCODER SINGLETURN 24 BIT WITH DRIVE-CLIQ INTERFACE (ENCODER AS24DQI) PLAIN SHAFT, W/O HOLDING BRAKE; ACC. TOLERANCE N VIBRATION SEVERITY GRADE A, DEGREE OF PROTECTION IP 64 | 6953 | TEM | 1 | MC | 44.304 | 1
1FT71055AC711BG1 | SIMOTICS S SYNCHRON. MOTOR 1FT7, M0=50NM (100K) NN=2000RPM, PN=7,96KW NATURAL AIR COOLING; FRAME SIZE IMB 5 (IM V1, IM V3) FLANGE 1 (1FT6 COMPATIBLE) POWER CONNECTOR ROTATABLE ABSOLUTE VALUE ENCODER SINGLETURN 24 BIT WITH DRIVE-CLIQ INTERFACE (ENCODER AS24DQI) PLAIN SHAFT, W/O HOLDING BRAKE; ACC. TOLERANCE N VIBRATION SEVERITY GRADE A, DEGREE OF PROTECTION IP 65 | 7049 | TEM | 1 | MC | 44.304 | 1
1FT71055AC711BG2 | SIMOTICS S SYNCHRON. MOTOR 1FT7, M0=50NM (100K) NN=2000RPM, PN=7,96KW NATURAL AIR COOLING; FRAME SIZE IMB 5 (IM V1, IM V3) FLANGE 1 (1FT6 COMPATIBLE) POWER CONNECTOR ROTATABLE ABSOLUTE VALUE ENCODER SINGLETURN 24 BIT WITH DRIVE-CLIQ INTERFACE (ENCODER AS24DQI) PLAIN SHAFT, W/O HOLDING BRAKE; ACC. TOLERANCE N VIBRATION SEVERITY GRADE A, DEGREE OF PROTECTION IP 67 | 7128 | TEM | 1 | MC | 44.304 | 1
1FT71055AC711BH0 | SIMOTICS S SYNCHRON. MOTOR 1FT7, M0=50NM (100K) NN=2000RPM, PN=7,96KW NATURAL AIR COOLING; FRAME SIZE IMB 5 (IM V1, IM V3) FLANGE 1 (1FT6 COMPATIBLE) POWER CONNECTOR ROTATABLE ABSOLUTE VALUE ENCODER SINGLETURN 24 BIT WITH DRIVE-CLIQ INTERFACE (ENCODER AS24DQI) PLAIN SHAFT, WITH HOLDING BRAKE; ACCURACY TOLERANCE N VIBRATION SEVERITY GRADE A, DEGREE OF PROTECTION IP 64 | 7965 | TEM | 1 | MC | 48.803 | 1
1FT71055AC711BH1 | SIMOTICS S SYNCHRON. MOTOR 1FT7, M0=50NM (100K) NN=2000RPM, PN=7,96KW NATURAL AIR COOLING; FRAME SIZE IMB 5 (IM V1, IM V3) FLANGE 1 (1FT6 COMPATIBLE) POWER CONNECTOR ROTATABLE ABSOLUTE VALUE ENCODER SINGLETURN 24 BIT WITH DRIVE-CLIQ INTERFACE (ENCODER AS24DQI) PLAIN SHAFT, WITH HOLDING BRAKE; ACCURACY TOLERANCE N VIBRATION SEVERITY GRADE A, DEGREE OF PROTECTION IP 65 | 8062 | TEM | 1 | MC | 48.803 | 1
1FT71055AC711BH2 | SIMOTICS S SYNCHRON. MOTOR 1FT7, M0=50NM (100K) NN=2000RPM, PN=7,96KW NATURAL AIR COOLING; FRAME SIZE IMB 5 (IM V1, IM V3) FLANGE 1 (1FT6 COMPATIBLE) POWER CONNECTOR ROTATABLE ABSOLUTE VALUE ENCODER SINGLETURN 24 BIT WITH DRIVE-CLIQ INTERFACE (ENCODER AS24DQI) PLAIN SHAFT, WITH HOLDING BRAKE; ACCURACY TOLERANCE N VIBRATION SEVERITY GRADE A, DEGREE OF PROTECTION IP 67 | 8141 | TEM | 1 | MC | 48.803 | 1
1FT71055AC711BK1 | SIMOTICS S SYNCHRON. MOTOR 1FT7, M0=50NM (100K) NN=2000RPM, PN=7,96KW NATURAL AIR COOLING; FRAME SIZE IMB 5 (IM V1, IM V3) FLANGE 1 (1FT6 COMPATIBLE) POWER CONNECTOR ROTATABLE ABSOLUTE VALUE ENCODER SINGLETURN 24 BIT WITH DRIVE-CLIQ INTERFACE (ENCODER AS24DQI) PLAIN SHAFT, W/O HOLDING BRAKE; ACC. TOLERANCE R VIBRATION SEVERITY GRADE A, DEGREE OF PROTECTION IP 65 | 7208 | TEM | 1 | MC | 44.304 | 1
1FT71055AC711BL2 | SIMOTICS S SYNCHRON. MOTOR 1FT7, M0=50NM (100K) NN=2000RPM, PN=7,96KW NATURAL AIR COOLING; FRAME SIZE IMB 5 (IM V1, IM V3) FLANGE 1 (1FT6 COMPATIBLE) POWER CONNECTOR ROTATABLE ABSOLUTE VALUE ENCODER SINGLETURN 24 BIT WITH DRIVE-CLIQ INTERFACE (ENCODER AS24DQI) PLAIN SHAFT, WITH HOLDING BRAKE; ACCURACY TOLERANCE R VIBRATION SEVERITY GRADE A, DEGREE OF PROTECTION IP 67 | 8300 | TEM | 1 | MC | 48.803 | 1
1FT71055AC711CA0 | SIMOTICS S SYNCHRON. MOTOR 1FT7, M0=50NM (100K) NN=2000RPM, PN=7,96KW NATURAL AIR COOLING; FRAME SIZE IMB 5 (IM V1, IM V3) FLANGE 1 (1FT6 COMPATIBLE) POWER CONNECTOR ROTATABLE ABSOLUTE ENCODER 24 BITS + 12 BIT MULTITURN WITH DRIVE-CLIQ INTERFACE (ENCODER AM24DQI) SHAFT WITH FITTED KEY; W/O HOLDING BRAKE; ACC. TOLERANCE N VIBRATION SEVERITY GRADE A, DEGREE OF PROTECTION IP 64 | 7718 | TEM | 1 | MC | 44.304 | 1
1FT71055AC711CA1 | SIMOTICS S SYNCHRON. MOTOR 1FT7, M0=50NM (100K) NN=2000RPM, PN=7,96KW NATURAL AIR COOLING; FRAME SIZE IMB 5 (IM V1, IM V3) FLANGE 1 (1FT6 COMPATIBLE) POWER CONNECTOR ROTATABLE ABSOLUTE ENCODER 24 BITS + 12 BIT MULTITURN WITH DRIVE-CLIQ INTERFACE (ENCODER AM24DQI) SHAFT WITH FITTED KEY; W/O HOLDING BRAKE; ACC. TOLERANCE N VIBRATION SEVERITY GRADE A, DEGREE OF PROTECTION IP 65 | 7814 | TEM | 1 | MC | 44.304 | 1
1FT71055AC711CA2 | SIMOTICS S SYNCHRON. MOTOR 1FT7, M0=50NM (100K) NN=2000RPM, PN=7,96KW NATURAL AIR COOLING; FRAME SIZE IMB 5 (IM V1, IM V3) FLANGE 1 (1FT6 COMPATIBLE) POWER CONNECTOR ROTATABLE ABSOLUTE ENCODER 24 BITS + 12 BIT MULTITURN WITH DRIVE-CLIQ INTERFACE (ENCODER AM24DQI) SHAFT WITH FITTED KEY; W/O HOLDING BRAKE; ACC. TOLERANCE N VIBRATION SEVERITY GRADE A, DEGREE OF PROTECTION IP 67 | 7893 | TEM | 1 | MC | 44.304 | 1
1FT71055AC711CB0 | SIMOTICS S SYNCHRON. MOTOR 1FT7, M0=50NM (100K) NN=2000RPM, PN=7,96KW NATURAL AIR COOLING; FRAME SIZE IMB 5 (IM V1, IM V3) FLANGE 1 (1FT6 COMPATIBLE) POWER CONNECTOR ROTATABLE ABSOLUTE ENCODER 24 BITS + 12 BIT MULTITURN WITH DRIVE-CLIQ INTERFACE (ENCODER AM24DQI) SHAFT WITH FITTED KEY; WITH HOLDING BRAKE; ACC. TOLERANCE N VIBRATION SEVERITY GRADE A, DEGREE OF PROTECTION IP 64 | 8730 | TEM | 1 | MC | 48.803 | 1
1FT71055AC711CB1 | SIMOTICS S SYNCHRON. MOTOR 1FT7, M0=50NM (100K) NN=2000RPM, PN=7,96KW NATURAL AIR COOLING; FRAME SIZE IMB 5 (IM V1, IM V3) FLANGE 1 (1FT6 COMPATIBLE) POWER CONNECTOR ROTATABLE ABSOLUTE ENCODER 24 BITS + 12 BIT MULTITURN WITH DRIVE-CLIQ INTERFACE (ENCODER AM24DQI) SHAFT WITH FITTED KEY; WITH HOLDING BRAKE; ACC. TOLERANCE N VIBRATION SEVERITY GRADE A, DEGREE OF PROTECTION IP 65 | 8827 | TEM | 1 | MC | 48.803 | 1
1FT71055AC711CB2 | SIMOTICS S SYNCHRON. MOTOR 1FT7, M0=50NM (100K) NN=2000RPM, PN=7,96KW NATURAL AIR COOLING; FRAME SIZE IMB 5 (IM V1, IM V3) FLANGE 1 (1FT6 COMPATIBLE) POWER CONNECTOR ROTATABLE ABSOLUTE ENCODER 24 BITS + 12 BIT MULTITURN WITH DRIVE-CLIQ INTERFACE (ENCODER AM24DQI) SHAFT WITH FITTED KEY; WITH HOLDING BRAKE; ACC. TOLERANCE N VIBRATION SEVERITY GRADE A, DEGREE OF PROTECTION IP 67 | 8906 | TEM | 1 | MC | 48.803 | 1
1FT71055AC711CB3 | SIMOTICS S SYNCHRON. MOTOR 1FT7, M0=50NM (100K) NN=2000RPM, PN=7,96KW NATURAL AIR COOLING; FRAME SIZE IMB 5 (IM V1, IM V3) FLANGE 1 (1FT6 COMPATIBLE) POWER CONNECTOR ROTATABLE ABSOLUTE ENCODER 24 BITS + 12 BIT MULTITURN WITH DRIVE-CLIQ INTERFACE (ENCODER AM24DQI) SHAFT WITH FITTED KEY; WITH HOLDING BRAKE; ACC. TOLERANCE N VIBRATION SEVERITY GRADE A+R, DEGREE OF PROTECTION IP 64 | 8885 | TEM | 1 | MC | 48.803 | 1
1FT71055AC711CE3 | SIMOTICS S SYNCHRON. MOTOR 1FT7, M0=50NM (100K) NN=2000RPM, PN=7,96KW NATURAL AIR COOLING; FRAME SIZE IMB 5 (IM V1, IM V3) FLANGE 1 (1FT6 COMPATIBLE) POWER CONNECTOR ROTATABLE ABSOLUTE ENCODER 24 BITS + 12 BIT MULTITURN WITH DRIVE-CLIQ INTERFACE (ENCODER AM24DQI) SHAFT WITH FITTED KEY; WITH HOLDING BRAKE; ACC. TOLERANCE R VIBRATION SEVERITY GRADE A+R, DEGREE OF PROTECTION IP 64 | 9044 | TEM | 1 | MC | 48.803 | 1
1FT71055AC711CG0 | SIMOTICS S SYNCHRON. MOTOR 1FT7, M0=50NM (100K) NN=2000RPM, PN=7,96KW NATURAL AIR COOLING; FRAME SIZE IMB 5 (IM V1, IM V3) FLANGE 1 (1FT6 COMPATIBLE) POWER CONNECTOR ROTATABLE ABSOLUTE ENCODER 24 BITS + 12 BIT MULTITURN WITH DRIVE-CLIQ INTERFACE (ENCODER AM24DQI) PLAIN SHAFT, W/O HOLDING BRAKE; ACC. TOLERANCE N VIBRATION SEVERITY GRADE A, DEGREE OF PROTECTION IP 64 | 7718 | TEM | 1 | MC | 44.304 | 1
1FT71055AC711CG1 | SIMOTICS S SYNCHRON. MOTOR 1FT7, M0=50NM (100K) NN=2000RPM, PN=7,96KW NATURAL AIR COOLING; FRAME SIZE IMB 5 (IM V1, IM V3) FLANGE 1 (1FT6 COMPATIBLE) POWER CONNECTOR ROTATABLE ABSOLUTE ENCODER 24 BITS + 12 BIT MULTITURN WITH DRIVE-CLIQ INTERFACE (ENCODER AM24DQI) PLAIN SHAFT, W/O HOLDING BRAKE; ACC. TOLERANCE N VIBRATION SEVERITY GRADE A, DEGREE OF PROTECTION IP 65 | 7814 | TEM | 1 | MC | 44.304 | 1
1FT71055AC711CG2 | SIMOTICS S SYNCHRON. MOTOR 1FT7, M0=50NM (100K) NN=2000RPM, PN=7,96KW NATURAL AIR COOLING; FRAME SIZE IMB 5 (IM V1, IM V3) FLANGE 1 (1FT6 COMPATIBLE) POWER CONNECTOR ROTATABLE ABSOLUTE ENCODER 24 BITS + 12 BIT MULTITURN WITH DRIVE-CLIQ INTERFACE (ENCODER AM24DQI) PLAIN SHAFT, W/O HOLDING BRAKE; ACC. TOLERANCE N VIBRATION SEVERITY GRADE A, DEGREE OF PROTECTION IP 67 | 7893 | TEM | 1 | MC | 44.304 | 1
1FT71055AC711CH0 | SIMOTICS S SYNCHRON. MOTOR 1FT7, M0=50NM (100K) NN=2000RPM, PN=7,96KW NATURAL AIR COOLING; FRAME SIZE IMB 5 (IM V1, IM V3) FLANGE 1 (1FT6 COMPATIBLE) POWER CONNECTOR ROTATABLE ABSOLUTE ENCODER 24 BITS + 12 BIT MULTITURN WITH DRIVE-CLIQ INTERFACE (ENCODER AM24DQI) PLAIN SHAFT, WITH HOLDING BRAKE; ACCURACY TOLERANCE N VIBRATION SEVERITY GRADE A, DEGREE OF PROTECTION IP 64 | 8730 | TEM | 1 | MC | 48.803 | 1
1FT71055AC711CH1 | SIMOTICS S SYNCHRON. MOTOR 1FT7, M0=50NM (100K) NN=2000RPM, PN=7,96KW NATURAL AIR COOLING; FRAME SIZE IMB 5 (IM V1, IM V3) FLANGE 1 (1FT6 COMPATIBLE) POWER CONNECTOR ROTATABLE ABSOLUTE ENCODER 24 BITS + 12 BIT MULTITURN WITH DRIVE-CLIQ INTERFACE (ENCODER AM24DQI) PLAIN SHAFT, WITH HOLDING BRAKE; ACCURACY TOLERANCE N VIBRATION SEVERITY GRADE A, DEGREE OF PROTECTION IP 65 | 8827 | TEM | 1 | MC | 48.803 | 1
1FT71055AC711CH2 | SIMOTICS S SYNCHRON. MOTOR 1FT7, M0=50NM (100K) NN=2000RPM, PN=7,96KW NATURAL AIR COOLING; FRAME SIZE IMB 5 (IM V1, IM V3) FLANGE 1 (1FT6 COMPATIBLE) POWER CONNECTOR ROTATABLE ABSOLUTE ENCODER 24 BITS + 12 BIT MULTITURN WITH DRIVE-CLIQ INTERFACE (ENCODER AM24DQI) PLAIN SHAFT, WITH HOLDING BRAKE; ACCURACY TOLERANCE N VIBRATION SEVERITY GRADE A, DEGREE OF PROTECTION IP 67 | 8906 | TEM | 1 | MC | 48.803 | 1
1FT71055AC711CH3 | SIMOTICS S SYNCHRON. MOTOR 1FT7, M0=50NM (100K) NN=2000RPM, PN=7,96KW NATURAL AIR COOLING; FRAME SIZE IMB 5 (IM V1, IM V3) FLANGE 1 (1FT6 COMPATIBLE) POWER CONNECTOR ROTATABLE ABSOLUTE ENCODER 24 BITS + 12 BIT MULTITURN WITH DRIVE-CLIQ INTERFACE (ENCODER AM24DQI) PLAIN SHAFT, WITH HOLDING BRAKE; ACCURACY TOLERANCE N VIBRATION SEVERITY GRADE A+R, DEGREE OF PROTECTION IP 64 | 8885 | TEM | 1 | MC | 48.803 | 1
1FT71055AC711CK3 | SIMOTICS S SYNCHRON. MOTOR 1FT7, M0=50NM (100K) NN=2000RPM, PN=7,96KW NATURAL AIR COOLING; FRAME SIZE IMB 5 (IM V1, IM V3) FLANGE 1 (1FT6 COMPATIBLE) POWER CONNECTOR ROTATABLE ABSOLUTE ENCODER 24 BITS + 12 BIT MULTITURN WITH DRIVE-CLIQ INTERFACE (ENCODER AM24DQI) PLAIN SHAFT, W/O HOLDING BRAKE; ACC. TOLERANCE R VIBRATION SEVERITY GRADE A+R, DEGREE OF PROTECTION IP 64 | 8032 | TEM | 1 | MC | 44.304 | 1
1FT71055AC711CL1 | SIMOTICS S SYNCHRON. MOTOR 1FT7, M0=50NM (100K) NN=2000RPM, PN=7,96KW NATURAL AIR COOLING; FRAME SIZE IMB 5 (IM V1, IM V3) FLANGE 1 (1FT6 COMPATIBLE) POWER CONNECTOR ROTATABLE ABSOLUTE ENCODER 24 BITS + 12 BIT MULTITURN WITH DRIVE-CLIQ INTERFACE (ENCODER AM24DQI) PLAIN SHAFT, WITH HOLDING BRAKE; ACCURACY TOLERANCE R VIBRATION SEVERITY GRADE A, DEGREE OF PROTECTION IP 65 | 8986 | TEM | 1 | MC | 48.803 | 1
1FT71055AC711CL5 | SIMOTICS S SYNCHRON. MOTOR 1FT7, M0=50NM (100K) NN=2000RPM, PN=7,96KW NATURAL AIR COOLING; FRAME SIZE IMB 5 (IM V1, IM V3) FLANGE 1 (1FT6 COMPATIBLE) POWER CONNECTOR ROTATABLE ABSOLUTE ENCODER 24 BITS + 12 BIT MULTITURN WITH DRIVE-CLIQ INTERFACE (ENCODER AM24DQI) PLAIN SHAFT, WITH HOLDING BRAKE; ACCURACY TOLERANCE R VIBRATION SEVERITY GRADE A+R, DEGREE OF PROTECTION IP 67 | 9221 | TEM | 1 | MC | 48.803 | 1
1FT71055AC711DA0 | SIMOTICS S SYNCHRON. MOTOR 1FT7, M0=50NM (100K) NN=2000RPM, PN=7,96KW NATURAL AIR COOLING; FRAME SIZE IMB 5 (IM V1, IM V3) FLANGE 1 (1FT6 COMPATIBLE) POWER CONNECTOR ROTATABLE INCREMENTAL ENCODER 2048 S/R WITH DRIVE-CLIQ INTERFACE (ENCODER I-2048) CONNECTOR ROTATABLE SHAFT WITH FITTED KEY; W/O HOLDING BRAKE; ACC. TOLERANCE N VIBRATION SEVERITY GRADE A, DEGREE OF PROTECTION IP 64 | 7033 | TEM | 1 | MC | 44.304 | 1
1FT71055AC711DA1 | SIMOTICS S SYNCHRON. MOTOR 1FT7, M0=50NM (100K) NN=2000RPM, PN=7,96KW NATURAL AIR COOLING; FRAME SIZE IMB 5 (IM V1, IM V3) FLANGE 1 (1FT6 COMPATIBLE) POWER CONNECTOR ROTATABLE INCREMENTAL ENCODER 2048 S/R WITH DRIVE-CLIQ INTERFACE (ENCODER I-2048) CONNECTOR ROTATABLE SHAFT WITH FITTED KEY; W/O HOLDING BRAKE; ACC. TOLERANCE N VIBRATION SEVERITY GRADE A, DEGREE OF PROTECTION IP 65 | 7129 | TEM | 1 | MC | 44.304 | 1
1FT71055AC711DA2 | SIMOTICS S SYNCHRON. MOTOR 1FT7, M0=50NM (100K) NN=2000RPM, PN=7,96KW NATURAL AIR COOLING; FRAME SIZE IMB 5 (IM V1, IM V3) FLANGE 1 (1FT6 COMPATIBLE) POWER CONNECTOR ROTATABLE INCREMENTAL ENCODER 2048 S/R WITH DRIVE-CLIQ INTERFACE (ENCODER I-2048) CONNECTOR ROTATABLE SHAFT WITH FITTED KEY; W/O HOLDING BRAKE; ACC. TOLERANCE N VIBRATION SEVERITY GRADE A, DEGREE OF PROTECTION IP 67 | 7209 | TEM | 1 | MC | 44.304 | 1
1FT71055AC711DA3 | SIMOTICS S SYNCHRON. MOTOR 1FT7, M0=50NM (100K) NN=2000RPM, PN=7,96KW NATURAL AIR COOLING; FRAME SIZE IMB 5 (IM V1, IM V3) FLANGE 1 (1FT6 COMPATIBLE) POWER CONNECTOR ROTATABLE INCREMENTAL ENCODER 2048 S/R WITH DRIVE-CLIQ INTERFACE (ENCODER I-2048) CONNECTOR ROTATABLE SHAFT WITH FITTED KEY; W/O HOLDING BRAKE; ACC. TOLERANCE N VIBRATION SEVERITY GRADE A+R, DEGREE OF PROTECTION IP 64 | 7188 | TEM | 1 | MC | 44.304 | 1
1FT71055AC711DB0 | SIMOTICS S SYNCHRON. MOTOR 1FT7, M0=50NM (100K) NN=2000RPM, PN=7,96KW NATURAL AIR COOLING; FRAME SIZE IMB 5 (IM V1, IM V3) FLANGE 1 (1FT6 COMPATIBLE) POWER CONNECTOR ROTATABLE INCREMENTAL ENCODER 2048 S/R WITH DRIVE-CLIQ INTERFACE (ENCODER I-2048) CONNECTOR ROTATABLE SHAFT WITH FITTED KEY; WITH HOLDING BRAKE; ACC. TOLERANCE N VIBRATION SEVERITY GRADE A, DEGREE OF PROTECTION IP 64 | 8046 | TEM | 1 | MC | 48.803 | 1
1FT71055AC711DB1 | SIMOTICS S SYNCHRON. MOTOR 1FT7, M0=50NM (100K) NN=2000RPM, PN=7,96KW NATURAL AIR COOLING; FRAME SIZE IMB 5 (IM V1, IM V3) FLANGE 1 (1FT6 COMPATIBLE) POWER CONNECTOR ROTATABLE INCREMENTAL ENCODER 2048 S/R WITH DRIVE-CLIQ INTERFACE (ENCODER I-2048) CONNECTOR ROTATABLE SHAFT WITH FITTED KEY; WITH HOLDING BRAKE; ACC. TOLERANCE N VIBRATION SEVERITY GRADE A, DEGREE OF PROTECTION IP 65 | 8142 | TEM | 1 | MC | 48.803 | 1
1FT71055AC711DB2 | SIMOTICS S SYNCHRON. MOTOR 1FT7, M0=50NM (100K) NN=2000RPM, PN=7,96KW NATURAL AIR COOLING; FRAME SIZE IMB 5 (IM V1, IM V3) FLANGE 1 (1FT6 COMPATIBLE) POWER CONNECTOR ROTATABLE INCREMENTAL ENCODER 2048 S/R WITH DRIVE-CLIQ INTERFACE (ENCODER I-2048) CONNECTOR ROTATABLE SHAFT WITH FITTED KEY; WITH HOLDING BRAKE; ACC. TOLERANCE N VIBRATION SEVERITY GRADE A, DEGREE OF PROTECTION IP 67 | 8221 | TEM | 1 | MC | 48.803 | 1
1FT71055AC711DB3 | SIMOTICS S SYNCHRON. MOTOR 1FT7, M0=50NM (100K) NN=2000RPM, PN=7,96KW NATURAL AIR COOLING; FRAME SIZE IMB 5 (IM V1, IM V3) FLANGE 1 (1FT6 COMPATIBLE) POWER CONNECTOR ROTATABLE INCREMENTAL ENCODER 2048 S/R WITH DRIVE-CLIQ INTERFACE (ENCODER I-2048) CONNECTOR ROTATABLE SHAFT WITH FITTED KEY; WITH HOLDING BRAKE; ACC. TOLERANCE N VIBRATION SEVERITY GRADE A+R, DEGREE OF PROTECTION IP 64 | 8200 | TEM | 1 | MC | 48.803 | 1
1FT71055AC711DE2 | SIMOTICS S SYNCHRON. MOTOR 1FT7, M0=50NM (100K) NN=2000RPM, PN=7,96KW NATURAL AIR COOLING; FRAME SIZE IMB 5 (IM V1, IM V3) FLANGE 1 (1FT6 COMPATIBLE) POWER CONNECTOR ROTATABLE INCREMENTAL ENCODER 2048 S/R WITH DRIVE-CLIQ INTERFACE (ENCODER I-2048) CONNECTOR ROTATABLE SHAFT WITH FITTED KEY; WITH HOLDING BRAKE; ACC. TOLERANCE R VIBRATION SEVERITY GRADE A, DEGREE OF PROTECTION IP 67 | 8381 | TEM | 1 | MC | 48.803 | 1
1FT71055AC711DG0 | SIMOTICS S SYNCHRON. MOTOR 1FT7, M0=50NM (100K) NN=2000RPM, PN=7,96KW NATURAL AIR COOLING; FRAME SIZE IMB 5 (IM V1, IM V3) FLANGE 1 (1FT6 COMPATIBLE) POWER CONNECTOR ROTATABLE INCREMENTAL ENCODER 2048 S/R WITH DRIVE-CLIQ INTERFACE (ENCODER I-2048) CONNECTOR ROTATABLE PLAIN SHAFT, W/O HOLDING BRAKE; ACC. TOLERANCE N VIBRATION SEVERITY GRADE A, DEGREE OF PROTECTION IP 64 | 7033 | TEM | 1 | MC | 44.304 | 1
1FT71055AC711DG1 | SIMOTICS S SYNCHRON. MOTOR 1FT7, M0=50NM (100K) NN=2000RPM, PN=7,96KW NATURAL AIR COOLING; FRAME SIZE IMB 5 (IM V1, IM V3) FLANGE 1 (1FT6 COMPATIBLE) POWER CONNECTOR ROTATABLE INCREMENTAL ENCODER 2048 S/R WITH DRIVE-CLIQ INTERFACE (ENCODER I-2048) CONNECTOR ROTATABLE PLAIN SHAFT, W/O HOLDING BRAKE; ACC. TOLERANCE N VIBRATION SEVERITY GRADE A, DEGREE OF PROTECTION IP 65 | 7129 | TEM | 1 | MC | 44.304 | 1
1FT71055AC711DG2 | SIMOTICS S SYNCHRON. MOTOR 1FT7, M0=50NM (100K) NN=2000RPM, PN=7,96KW NATURAL AIR COOLING; FRAME SIZE IMB 5 (IM V1, IM V3) FLANGE 1 (1FT6 COMPATIBLE) POWER CONNECTOR ROTATABLE INCREMENTAL ENCODER 2048 S/R WITH DRIVE-CLIQ INTERFACE (ENCODER I-2048) CONNECTOR ROTATABLE PLAIN SHAFT, W/O HOLDING BRAKE; ACC. TOLERANCE N VIBRATION SEVERITY GRADE A, DEGREE OF PROTECTION IP 67 | 7209 | TEM | 1 | MC | 44.304 | 1
1FT71055AC711DG3 | SIMOTICS S SYNCHRON. MOTOR 1FT7, M0=50NM (100K) NN=2000RPM, PN=7,96KW NATURAL AIR COOLING; FRAME SIZE IMB 5 (IM V1, IM V3) FLANGE 1 (1FT6 COMPATIBLE) POWER CONNECTOR ROTATABLE INCREMENTAL ENCODER 2048 S/R WITH DRIVE-CLIQ INTERFACE (ENCODER I-2048) CONNECTOR ROTATABLE PLAIN SHAFT, W/O HOLDING BRAKE; ACC. TOLERANCE N VIBRATION SEVERITY GRADE A+R, DEGREE OF PROTECTION IP 64 | 7188 | TEM | 1 | MC | 44.304 | 1
1FT71055AC711DG5 | SIMOTICS S SYNCHRON. MOTOR 1FT7, M0=50NM (100K) NN=2000RPM, PN=7,96KW NATURAL AIR COOLING; FRAME SIZE IMB 5 (IM V1, IM V3) FLANGE 1 (1FT6 COMPATIBLE) POWER CONNECTOR ROTATABLE INCREMENTAL ENCODER 2048 S/R WITH DRIVE-CLIQ INTERFACE (ENCODER I-2048) CONNECTOR ROTATABLE PLAIN SHAFT, W/O HOLDING BRAKE; ACC. TOLERANCE N VIBRATION SEVERITY GRADE A+R, DEGREE OF PROTECTION IP 67 | 7364 | TEM | 1 | MC | 44.304 | 1
1FT71055AC711DH0 | SIMOTICS S SYNCHRON. MOTOR 1FT7, M0=50NM (100K) NN=2000RPM, PN=7,96KW NATURAL AIR COOLING; FRAME SIZE IMB 5 (IM V1, IM V3) FLANGE 1 (1FT6 COMPATIBLE) POWER CONNECTOR ROTATABLE INCREMENTAL ENCODER 2048 S/R WITH DRIVE-CLIQ INTERFACE (ENCODER I-2048) CONNECTOR ROTATABLE PLAIN SHAFT, WITH HOLDING BRAKE; ACCURACY TOLERANCE N VIBRATION SEVERITY GRADE A, DEGREE OF PROTECTION IP 64 | 8046 | TEM | 1 | MC | 48.803 | 1
1FT71055AC711DH1 | SIMOTICS S SYNCHRON. MOTOR 1FT7, M0=50NM (100K) NN=2000RPM, PN=7,96KW NATURAL AIR COOLING; FRAME SIZE IMB 5 (IM V1, IM V3) FLANGE 1 (1FT6 COMPATIBLE) POWER CONNECTOR ROTATABLE INCREMENTAL ENCODER 2048 S/R WITH DRIVE-CLIQ INTERFACE (ENCODER I-2048) CONNECTOR ROTATABLE PLAIN SHAFT, WITH HOLDING BRAKE; ACCURACY TOLERANCE N VIBRATION SEVERITY GRADE A, DEGREE OF PROTECTION IP 65 | 8142 | TEM | 1 | MC | 48.803 | 1
1FT71055AC711DH2 | SIMOTICS S SYNCHRON. MOTOR 1FT7, M0=50NM (100K) NN=2000RPM, PN=7,96KW NATURAL AIR COOLING; FRAME SIZE IMB 5 (IM V1, IM V3) FLANGE 1 (1FT6 COMPATIBLE) POWER CONNECTOR ROTATABLE INCREMENTAL ENCODER 2048 S/R WITH DRIVE-CLIQ INTERFACE (ENCODER I-2048) CONNECTOR ROTATABLE PLAIN SHAFT, WITH HOLDING BRAKE; ACCURACY TOLERANCE N VIBRATION SEVERITY GRADE A, DEGREE OF PROTECTION IP 67 | 8221 | TEM | 1 | MC | 48.803 | 1
1FT71055AC711DH3 | SIMOTICS S SYNCHRON. MOTOR 1FT7, M0=50NM (100K) NN=2000RPM, PN=7,96KW NATURAL AIR COOLING; FRAME SIZE IMB 5 (IM V1, IM V3) FLANGE 1 (1FT6 COMPATIBLE) POWER CONNECTOR ROTATABLE INCREMENTAL ENCODER 2048 S/R WITH DRIVE-CLIQ INTERFACE (ENCODER I-2048) CONNECTOR ROTATABLE PLAIN SHAFT, WITH HOLDING BRAKE; ACCURACY TOLERANCE N VIBRATION SEVERITY GRADE A+R, DEGREE OF PROTECTION IP 64 | 8200 | TEM | 1 | MC | 48.803 | 1
1FT71055AC711DH4 | SIMOTICS S SYNCHRON. MOTOR 1FT7, M0=50NM (100K) NN=2000RPM, PN=7,96KW NATURAL AIR COOLING; FRAME SIZE IMB 5 (IM V1, IM V3) FLANGE 1 (1FT6 COMPATIBLE) POWER CONNECTOR ROTATABLE INCREMENTAL ENCODER 2048 S/R WITH DRIVE-CLIQ INTERFACE (ENCODER I-2048) CONNECTOR ROTATABLE PLAIN SHAFT, WITH HOLDING BRAKE; ACCURACY TOLERANCE N VIBRATION SEVERITY GRADE A+R, DEGREE OF PROTECTION IP 65 | 8298 | TEM | 1 | MC | 48.803 | 1
1FT71055AC711DK1 | SIMOTICS S SYNCHRON. MOTOR 1FT7, M0=50NM (100K) NN=2000RPM, PN=7,96KW NATURAL AIR COOLING; FRAME SIZE IMB 5 (IM V1, IM V3) FLANGE 1 (1FT6 COMPATIBLE) POWER CONNECTOR ROTATABLE INCREMENTAL ENCODER 2048 S/R WITH DRIVE-CLIQ INTERFACE (ENCODER I-2048) CONNECTOR ROTATABLE PLAIN SHAFT, W/O HOLDING BRAKE; ACC. TOLERANCE R VIBRATION SEVERITY GRADE A, DEGREE OF PROTECTION IP 65 | 7288 | TEM | 1 | MC | 44.304 | 1
1FT71055AC711DK2 | SIMOTICS S SYNCHRON. MOTOR 1FT7, M0=50NM (100K) NN=2000RPM, PN=7,96KW NATURAL AIR COOLING; FRAME SIZE IMB 5 (IM V1, IM V3) FLANGE 1 (1FT6 COMPATIBLE) POWER CONNECTOR ROTATABLE INCREMENTAL ENCODER 2048 S/R WITH DRIVE-CLIQ INTERFACE (ENCODER I-2048) CONNECTOR ROTATABLE PLAIN SHAFT, W/O HOLDING BRAKE; ACC. TOLERANCE R VIBRATION SEVERITY GRADE A, DEGREE OF PROTECTION IP 67 | 7368 | TEM | 1 | MC | 44.304 | 1
1FT71055AC711FA0 | SIMOTICS S SYNCHRON. MOTOR 1FT7, M0=50NM (100K) NN=2000RPM, PN=7,96KW NATURAL AIR COOLING; FRAME SIZE IMB 5 (IM V1, IM V3) FLANGE 1 (1FT6 COMPATIBLE) POWER CONNECTOR ROTATABLE ABSOLUTE ENCODER 22 BITS MULTI TURN WITH DRIVE-CLIQ INTERFACE (ENCODER AM-22-DQ) CONNECTOR ROTATABLE SHAFT WITH FITTED KEY; W/O HOLDING BRAKE; ACC. TOLERANCE N VIBRATION SEVERITY GRADE A, DEGREE OF PROTECTION IP 64 | 7798 | TEM | 1 | MC | 44.304 | 1
1FT71055AC711FA1 | SIMOTICS S SYNCHRON. MOTOR 1FT7, M0=50NM (100K) NN=2000RPM, PN=7,96KW NATURAL AIR COOLING; FRAME SIZE IMB 5 (IM V1, IM V3) FLANGE 1 (1FT6 COMPATIBLE) POWER CONNECTOR ROTATABLE ABSOLUTE ENCODER 22 BITS MULTI TURN WITH DRIVE-CLIQ INTERFACE (ENCODER AM-22-DQ) CONNECTOR ROTATABLE SHAFT WITH FITTED KEY; W/O HOLDING BRAKE; ACC. TOLERANCE N VIBRATION SEVERITY GRADE A, DEGREE OF PROTECTION IP 65 | 7894 | TEM | 1 | MC | 44.304 | 1
1FT71055AC711FA2 | SIMOTICS S SYNCHRON. MOTOR 1FT7, M0=50NM (100K) NN=2000RPM, PN=7,96KW NATURAL AIR COOLING; FRAME SIZE IMB 5 (IM V1, IM V3) FLANGE 1 (1FT6 COMPATIBLE) POWER CONNECTOR ROTATABLE ABSOLUTE ENCODER 22 BITS MULTI TURN WITH DRIVE-CLIQ INTERFACE (ENCODER AM-22-DQ) CONNECTOR ROTATABLE SHAFT WITH FITTED KEY; W/O HOLDING BRAKE; ACC. TOLERANCE N VIBRATION SEVERITY GRADE A, DEGREE OF PROTECTION IP 67 | 7974 | TEM | 1 | MC | 44.304 | 1
1FT71055AC711FB0 | SIMOTICS S SYNCHRON. MOTOR 1FT7, M0=50NM (100K) NN=2000RPM, PN=7,96KW NATURAL AIR COOLING; FRAME SIZE IMB 5 (IM V1, IM V3) FLANGE 1 (1FT6 COMPATIBLE) POWER CONNECTOR ROTATABLE ABSOLUTE ENCODER 22 BITS MULTI TURN WITH DRIVE-CLIQ INTERFACE (ENCODER AM-22-DQ) CONNECTOR ROTATABLE SHAFT WITH FITTED KEY; WITH HOLDING BRAKE; ACC. TOLERANCE N VIBRATION SEVERITY GRADE A, DEGREE OF PROTECTION IP 64 | 8811 | TEM | 1 | MC | 48.803 | 1
1FT71055AC711FB1 | SIMOTICS S SYNCHRON. MOTOR 1FT7, M0=50NM (100K) NN=2000RPM, PN=7,96KW NATURAL AIR COOLING; FRAME SIZE IMB 5 (IM V1, IM V3) FLANGE 1 (1FT6 COMPATIBLE) POWER CONNECTOR ROTATABLE ABSOLUTE ENCODER 22 BITS MULTI TURN WITH DRIVE-CLIQ INTERFACE (ENCODER AM-22-DQ) CONNECTOR ROTATABLE SHAFT WITH FITTED KEY; WITH HOLDING BRAKE; ACC. TOLERANCE N VIBRATION SEVERITY GRADE A, DEGREE OF PROTECTION IP 65 | 8907 | TEM | 1 | MC | 48.803 | 1
1FT71055AC711FB2 | SIMOTICS S SYNCHRON. MOTOR 1FT7, M0=50NM (100K) NN=2000RPM, PN=7,96KW NATURAL AIR COOLING; FRAME SIZE IMB 5 (IM V1, IM V3) FLANGE 1 (1FT6 COMPATIBLE) POWER CONNECTOR ROTATABLE ABSOLUTE ENCODER 22 BITS MULTI TURN WITH DRIVE-CLIQ INTERFACE (ENCODER AM-22-DQ) CONNECTOR ROTATABLE SHAFT WITH FITTED KEY; WITH HOLDING BRAKE; ACC. TOLERANCE N VIBRATION SEVERITY GRADE A, DEGREE OF PROTECTION IP 67 | 8986 | TEM | 1 | MC | 48.803 | 1
1FT71055AC711FD1 | SIMOTICS S SYNCHRON. MOTOR 1FT7, M0=50NM (100K) NN=2000RPM, PN=7,96KW NATURAL AIR COOLING; FRAME SIZE IMB 5 (IM V1, IM V3) FLANGE 1 (1FT6 COMPATIBLE) POWER CONNECTOR ROTATABLE ABSOLUTE ENCODER 22 BITS MULTI TURN WITH DRIVE-CLIQ INTERFACE (ENCODER AM-22-DQ) CONNECTOR ROTATABLE SHAFT WITH FITTED KEY; W/O HOLDING BRAKE; ACC. TOLERANCE R VIBRATION SEVERITY GRADE A, DEGREE OF PROTECTION IP 65 | 8053 | TEM | 1 | MC | 44.304 | 1
1FT71055AC711FG0 | SIMOTICS S SYNCHRON. MOTOR 1FT7, M0=50NM (100K) NN=2000RPM, PN=7,96KW NATURAL AIR COOLING; FRAME SIZE IMB 5 (IM V1, IM V3) FLANGE 1 (1FT6 COMPATIBLE) POWER CONNECTOR ROTATABLE ABSOLUTE ENCODER 22 BITS MULTI TURN WITH DRIVE-CLIQ INTERFACE (ENCODER AM-22-DQ) CONNECTOR ROTATABLE PLAIN SHAFT, W/O HOLDING BRAKE; ACC. TOLERANCE N VIBRATION SEVERITY GRADE A, DEGREE OF PROTECTION IP 64 | 7798 | TEM | 1 | MC | 44.304 | 1
1FT71055AC711FG1 | SIMOTICS S SYNCHRON. MOTOR 1FT7, M0=50NM (100K) NN=2000RPM, PN=7,96KW NATURAL AIR COOLING; FRAME SIZE IMB 5 (IM V1, IM V3) FLANGE 1 (1FT6 COMPATIBLE) POWER CONNECTOR ROTATABLE ABSOLUTE ENCODER 22 BITS MULTI TURN WITH DRIVE-CLIQ INTERFACE (ENCODER AM-22-DQ) CONNECTOR ROTATABLE PLAIN SHAFT, W/O HOLDING BRAKE; ACC. TOLERANCE N VIBRATION SEVERITY GRADE A, DEGREE OF PROTECTION IP 65 | 7894 | TEM | 1 | MC | 44.304 | 1
1FT71055AC711FG2 | SIMOTICS S SYNCHRON. MOTOR 1FT7, M0=50NM (100K) NN=2000RPM, PN=7,96KW NATURAL AIR COOLING; FRAME SIZE IMB 5 (IM V1, IM V3) FLANGE 1 (1FT6 COMPATIBLE) POWER CONNECTOR ROTATABLE ABSOLUTE ENCODER 22 BITS MULTI TURN WITH DRIVE-CLIQ INTERFACE (ENCODER AM-22-DQ) CONNECTOR ROTATABLE PLAIN SHAFT, W/O HOLDING BRAKE; ACC. TOLERANCE N VIBRATION SEVERITY GRADE A, DEGREE OF PROTECTION IP 67 | 7974 | TEM | 1 | MC | 44.304 | 1
1FT71055AC711FG3 | SIMOTICS S SYNCHRON. MOTOR 1FT7, M0=50NM (100K) NN=2000RPM, PN=7,96KW NATURAL AIR COOLING; FRAME SIZE IMB 5 (IM V1, IM V3) FLANGE 1 (1FT6 COMPATIBLE) POWER CONNECTOR ROTATABLE ABSOLUTE ENCODER 22 BITS MULTI TURN WITH DRIVE-CLIQ INTERFACE (ENCODER AM-22-DQ) CONNECTOR ROTATABLE PLAIN SHAFT, W/O HOLDING BRAKE; ACC. TOLERANCE N VIBRATION SEVERITY GRADE A+R, DEGREE OF PROTECTION IP 64 | 7953 | TEM | 1 | MC | 44.304 | 1
1FT71055AC711FH0 | SIMOTICS S SYNCHRON. MOTOR 1FT7, M0=50NM (100K) NN=2000RPM, PN=7,96KW NATURAL AIR COOLING; FRAME SIZE IMB 5 (IM V1, IM V3) FLANGE 1 (1FT6 COMPATIBLE) POWER CONNECTOR ROTATABLE ABSOLUTE ENCODER 22 BITS MULTI TURN WITH DRIVE-CLIQ INTERFACE (ENCODER AM-22-DQ) CONNECTOR ROTATABLE PLAIN SHAFT, WITH HOLDING BRAKE; ACCURACY TOLERANCE N VIBRATION SEVERITY GRADE A, DEGREE OF PROTECTION IP 64 | 8811 | TEM | 1 | MC | 48.803 | 1
1FT71055AC711FH1 | SIMOTICS S SYNCHRON. MOTOR 1FT7, M0=50NM (100K) NN=2000RPM, PN=7,96KW NATURAL AIR COOLING; FRAME SIZE IMB 5 (IM V1, IM V3) FLANGE 1 (1FT6 COMPATIBLE) POWER CONNECTOR ROTATABLE ABSOLUTE ENCODER 22 BITS MULTI TURN WITH DRIVE-CLIQ INTERFACE (ENCODER AM-22-DQ) CONNECTOR ROTATABLE PLAIN SHAFT, WITH HOLDING BRAKE; ACCURACY TOLERANCE N VIBRATION SEVERITY GRADE A, DEGREE OF PROTECTION IP 65 | 8907 | TEM | 1 | MC | 48.803 | 1
1FT71055AC711FH2 | SIMOTICS S SYNCHRON. MOTOR 1FT7, M0=50NM (100K) NN=2000RPM, PN=7,96KW NATURAL AIR COOLING; FRAME SIZE IMB 5 (IM V1, IM V3) FLANGE 1 (1FT6 COMPATIBLE) POWER CONNECTOR ROTATABLE ABSOLUTE ENCODER 22 BITS MULTI TURN WITH DRIVE-CLIQ INTERFACE (ENCODER AM-22-DQ) CONNECTOR ROTATABLE PLAIN SHAFT, WITH HOLDING BRAKE; ACCURACY TOLERANCE N VIBRATION SEVERITY GRADE A, DEGREE OF PROTECTION IP 67 | 8986 | TEM | 1 | MC | 48.803 | 1
1FT71055AC711FH3 | SIMOTICS S SYNCHRON. MOTOR 1FT7, M0=50NM (100K) NN=2000RPM, PN=7,96KW NATURAL AIR COOLING; FRAME SIZE IMB 5 (IM V1, IM V3) FLANGE 1 (1FT6 COMPATIBLE) POWER CONNECTOR ROTATABLE ABSOLUTE ENCODER 22 BITS MULTI TURN WITH DRIVE-CLIQ INTERFACE (ENCODER AM-22-DQ) CONNECTOR ROTATABLE PLAIN SHAFT, WITH HOLDING BRAKE; ACCURACY TOLERANCE N VIBRATION SEVERITY GRADE A+R, DEGREE OF PROTECTION IP 64 | 8965 | TEM | 1 | MC | 48.803 | 1
1FT71055AC711MA1 | SIMOTICS S SYNCHRON. MOTOR 1FT7, M0=50NM (100K) NN=2000RPM, PN=7,96KW NATURAL AIR COOLING; FRAME SIZE IMB 5 (1FT6 COMPATIBLE) WITH KTY TEMPERATURE SENSOR POWER CONNECTOR ROTATABLE ABSOLUTE ENCODER ENDAT 2048 S/R (ENCODER A-2048) CONNECTOR ROTATABLE SHAFT WITH FITTED KEY; W/O HOLDING BRAKE; ACC. TOLERANCE N VIBRATION SEVERITY GRADE A, DEGREE OF PROTECTION IP 65 | 7462 | TEM | 1 | MC | 44.304 | 1
1FT71055AC711MB1 | SIMOTICS S SYNCHRON. MOTOR 1FT7, M0=50NM (100K) NN=2000RPM, PN=7,96KW NATURAL AIR COOLING; FRAME SIZE IMB 5 (1FT6 COMPATIBLE) WITH KTY TEMPERATURE SENSOR POWER CONNECTOR ROTATABLE ABSOLUTE ENCODER ENDAT 2048 S/R (ENCODER A-2048) CONNECTOR ROTATABLE SHAFT WITH FITTED KEY; WITH HOLDING BRAKE; ACC. TOLERANCE N VIBRATION SEVERITY GRADE A, DEGREE OF PROTECTION IP 65 | 8475 | TEM | 1 | MC | 48.803 | 1
1FT71055AC711MG0 | SIMOTICS S SYNCHRON. MOTOR 1FT7, M0=50NM (100K) NN=2000RPM, PN=7,96KW NATURAL AIR COOLING; FRAME SIZE IMB 5 (1FT6 COMPATIBLE) WITH KTY TEMPERATURE SENSOR POWER CONNECTOR ROTATABLE ABSOLUTE ENCODER ENDAT 2048 S/R (ENCODER A-2048) CONNECTOR ROTATABLE PLAIN SHAFT, W/O HOLDING BRAKE; ACC. TOLERANCE N VIBRATION SEVERITY GRADE A, DEGREE OF PROTECTION IP 64 | 7366 | TEM | 1 | MC | 44.304 | 1
1FT71055AC711MG1 | SIMOTICS S SYNCHRON. MOTOR 1FT7, M0=50NM (100K) NN=2000RPM, PN=7,96KW NATURAL AIR COOLING; FRAME SIZE IMB 5 (1FT6 COMPATIBLE) WITH KTY TEMPERATURE SENSOR POWER CONNECTOR ROTATABLE ABSOLUTE ENCODER ENDAT 2048 S/R (ENCODER A-2048) CONNECTOR ROTATABLE PLAIN SHAFT, W/O HOLDING BRAKE; ACC. TOLERANCE N VIBRATION SEVERITY GRADE A, DEGREE OF PROTECTION IP 65 | 7462 | TEM | 1 | MC | 44.304 | 1
1FT71055AC711MG2 | SIMOTICS S SYNCHRON. MOTOR 1FT7, M0=50NM (100K) NN=2000RPM, PN=7,96KW NATURAL AIR COOLING; FRAME SIZE IMB 5 (1FT6 COMPATIBLE) WITH KTY TEMPERATURE SENSOR POWER CONNECTOR ROTATABLE ABSOLUTE ENCODER ENDAT 2048 S/R (ENCODER A-2048) CONNECTOR ROTATABLE PLAIN SHAFT, W/O HOLDING BRAKE; ACC. TOLERANCE N VIBRATION SEVERITY GRADE A, DEGREE OF PROTECTION IP 67 | 7542 | TEM | 1 | MC | 44.304 | 1
1FT71055AC711MH0 | SIMOTICS S SYNCHRON. MOTOR 1FT7, M0=50NM (100K) NN=2000RPM, PN=7,96KW NATURAL AIR COOLING; FRAME SIZE IMB 5 (1FT6 COMPATIBLE) WITH KTY TEMPERATURE SENSOR POWER CONNECTOR ROTATABLE ABSOLUTE ENCODER ENDAT 2048 S/R (ENCODER A-2048) CONNECTOR ROTATABLE PLAIN SHAFT, WITH HOLDING BRAKE; ACCURACY TOLERANCE N VIBRATION SEVERITY GRADE A, DEGREE OF PROTECTION IP 64 | 8379 | TEM | 1 | MC | 48.803 | 1
1FT71055AC711MH1 | SIMOTICS S SYNCHRON. MOTOR 1FT7, M0=50NM (100K) NN=2000RPM, PN=7,96KW NATURAL AIR COOLING; FRAME SIZE IMB 5 (1FT6 COMPATIBLE) WITH KTY TEMPERATURE SENSOR POWER CONNECTOR ROTATABLE ABSOLUTE ENCODER ENDAT 2048 S/R (ENCODER A-2048) CONNECTOR ROTATABLE PLAIN SHAFT, WITH HOLDING BRAKE; ACCURACY TOLERANCE N VIBRATION SEVERITY GRADE A, DEGREE OF PROTECTION IP 65 | 8475 | TEM | 1 | MC | 48.803 | 1
1FT71055AC711MH2 | SIMOTICS S SYNCHRON. MOTOR 1FT7, M0=50NM (100K) NN=2000RPM, PN=7,96KW NATURAL AIR COOLING; FRAME SIZE IMB 5 (1FT6 COMPATIBLE) WITH KTY TEMPERATURE SENSOR POWER CONNECTOR ROTATABLE ABSOLUTE ENCODER ENDAT 2048 S/R (ENCODER A-2048) CONNECTOR ROTATABLE PLAIN SHAFT, WITH HOLDING BRAKE; ACCURACY TOLERANCE N VIBRATION SEVERITY GRADE A, DEGREE OF PROTECTION IP 67 | 8555 | TEM | 1 | MC | 48.803 | 1
1FT71055AC711NA0 | SIMOTICS S SYNCHRON. MOTOR 1FT7, M0=50NM (100K) NN=2000RPM, PN=7,96KW NATURAL AIR COOLING; FRAME SIZE IMB 5 (IM V1, IM V3) (1FT6 COMPATIBLE) WITH KTY TEMPERATURE SENSOR POWER CONNECTOR ROTATABLE INCREM. ENCODER SIN/COS 1VSS 2048 S/R (ENCODER I-2048) CONNECTOR ROTATABLE SHAFT WITH FITTED KEY; W/O HOLDING BRAKE; ACC. TOLERANCE N VIBRATION SEVERITY GRADE A, DEGREE OF PROTECTION IP 64 | 6612 | TEM | 1 | MC | 44.304 | 1
1FT71055AC711NA1 | SIMOTICS S SYNCHRON. MOTOR 1FT7, M0=50NM (100K) NN=2000RPM, PN=7,96KW NATURAL AIR COOLING; FRAME SIZE IMB 5 (IM V1, IM V3) (1FT6 COMPATIBLE) WITH KTY TEMPERATURE SENSOR POWER CONNECTOR ROTATABLE INCREM. ENCODER SIN/COS 1VSS 2048 S/R (ENCODER I-2048) CONNECTOR ROTATABLE SHAFT WITH FITTED KEY; W/O HOLDING BRAKE; ACC. TOLERANCE N VIBRATION SEVERITY GRADE A, DEGREE OF PROTECTION IP 65 | 6708 | TEM | 1 | MC | 44.304 | 1
1FT71055AC711NA2 | SIMOTICS S SYNCHRON. MOTOR 1FT7, M0=50NM (100K) NN=2000RPM, PN=7,96KW NATURAL AIR COOLING; FRAME SIZE IMB 5 (IM V1, IM V3) (1FT6 COMPATIBLE) WITH KTY TEMPERATURE SENSOR POWER CONNECTOR ROTATABLE INCREM. ENCODER SIN/COS 1VSS 2048 S/R (ENCODER I-2048) CONNECTOR ROTATABLE SHAFT WITH FITTED KEY; W/O HOLDING BRAKE; ACC. TOLERANCE N VIBRATION SEVERITY GRADE A, DEGREE OF PROTECTION IP 67 | 6788 | TEM | 1 | MC | 44.304 | 1
1FT71055AC711NB0 | SIMOTICS S SYNCHRON. MOTOR 1FT7, M0=50NM (100K) NN=2000RPM, PN=7,96KW NATURAL AIR COOLING; FRAME SIZE IMB 5 (IM V1, IM V3) (1FT6 COMPATIBLE) WITH KTY TEMPERATURE SENSOR POWER CONNECTOR ROTATABLE INCREM. ENCODER SIN/COS 1VSS 2048 S/R (ENCODER I-2048) CONNECTOR ROTATABLE SHAFT WITH FITTED KEY; WITH HOLDING BRAKE; ACC. TOLERANCE N VIBRATION SEVERITY GRADE A, DEGREE OF PROTECTION IP 64 | 7625 | TEM | 1 | MC | 48.803 | 1
1FT71055AC711NB1 | SIMOTICS S SYNCHRON. MOTOR 1FT7, M0=50NM (100K) NN=2000RPM, PN=7,96KW NATURAL AIR COOLING; FRAME SIZE IMB 5 (IM V1, IM V3) (1FT6 COMPATIBLE) WITH KTY TEMPERATURE SENSOR POWER CONNECTOR ROTATABLE INCREM. ENCODER SIN/COS 1VSS 2048 S/R (ENCODER I-2048) CONNECTOR ROTATABLE SHAFT WITH FITTED KEY; WITH HOLDING BRAKE; ACC. TOLERANCE N VIBRATION SEVERITY GRADE A, DEGREE OF PROTECTION IP 65 | 7721 | TEM | 1 | MC | 48.803 | 1
1FT71055AC711NB4 | SIMOTICS S SYNCHRON. MOTOR 1FT7, M0=50NM (100K) NN=2000RPM, PN=7,96KW NATURAL AIR COOLING; FRAME SIZE IMB 5 (IM V1, IM V3) (1FT6 COMPATIBLE) WITH KTY TEMPERATURE SENSOR POWER CONNECTOR ROTATABLE INCREM. ENCODER SIN/COS 1VSS 2048 S/R (ENCODER I-2048) CONNECTOR ROTATABLE SHAFT WITH FITTED KEY; WITH HOLDING BRAKE; ACC. TOLERANCE N VIBRATION SEVERITY GRADE A+R, DEGREE OF PROTECTION IP 65 | 7877 | TEM | 1 | MC | 48.803 | 1
1FT71055AC711NE2 | SIMOTICS S SYNCHRON. MOTOR 1FT7, M0=50NM (100K) NN=2000RPM, PN=7,96KW NATURAL AIR COOLING; FRAME SIZE IMB 5 (IM V1, IM V3) (1FT6 COMPATIBLE) WITH KTY TEMPERATURE SENSOR POWER CONNECTOR ROTATABLE INCREM. ENCODER SIN/COS 1VSS 2048 S/R (ENCODER I-2048) CONNECTOR ROTATABLE SHAFT WITH FITTED KEY; WITH HOLDING BRAKE; ACC. TOLERANCE R VIBRATION SEVERITY GRADE A, DEGREE OF PROTECTION IP 67 | 7960 | TEM | 1 | MC | 48.803 | 1
1FT71055AC711NG0 | SIMOTICS S SYNCHRON. MOTOR 1FT7, M0=50NM (100K) NN=2000RPM, PN=7,96KW NATURAL AIR COOLING; FRAME SIZE IMB 5 (IM V1, IM V3) (1FT6 COMPATIBLE) WITH KTY TEMPERATURE SENSOR POWER CONNECTOR ROTATABLE INCREM. ENCODER SIN/COS 1VSS 2048 S/R (ENCODER I-2048) CONNECTOR ROTATABLE PLAIN SHAFT, W/O HOLDING BRAKE; ACC. TOLERANCE N VIBRATION SEVERITY GRADE A, DEGREE OF PROTECTION IP 64 | 6612 | TEM | 1 | MC | 44.304 | 1
1FT71055AC711NG2 | SIMOTICS S SYNCHRON. MOTOR 1FT7, M0=50NM (100K) NN=2000RPM, PN=7,96KW NATURAL AIR COOLING; FRAME SIZE IMB 5 (IM V1, IM V3) (1FT6 COMPATIBLE) WITH KTY TEMPERATURE SENSOR POWER CONNECTOR ROTATABLE INCREM. ENCODER SIN/COS 1VSS 2048 S/R (ENCODER I-2048) CONNECTOR ROTATABLE PLAIN SHAFT, W/O HOLDING BRAKE; ACC. TOLERANCE N VIBRATION SEVERITY GRADE A, DEGREE OF PROTECTION IP 67 | 6788 | TEM | 1 | MC | 44.304 | 1
1FT71055AC711NG5 | SIMOTICS S SYNCHRON. MOTOR 1FT7, M0=50NM (100K) NN=2000RPM, PN=7,96KW NATURAL AIR COOLING; FRAME SIZE IMB 5 (IM V1, IM V3) (1FT6 COMPATIBLE) WITH KTY TEMPERATURE SENSOR POWER CONNECTOR ROTATABLE INCREM. ENCODER SIN/COS 1VSS 2048 S/R (ENCODER I-2048) CONNECTOR ROTATABLE PLAIN SHAFT, W/O HOLDING BRAKE; ACC. TOLERANCE N VIBRATION SEVERITY GRADE A+R, DEGREE OF PROTECTION IP 67 | 6944 | TEM | 1 | MC | 44.304 | 1
1FT71055AC711NH1 | SIMOTICS S SYNCHRON. MOTOR 1FT7, M0=50NM (100K) NN=2000RPM, PN=7,96KW NATURAL AIR COOLING; FRAME SIZE IMB 5 (IM V1, IM V3) (1FT6 COMPATIBLE) WITH KTY TEMPERATURE SENSOR POWER CONNECTOR ROTATABLE INCREM. ENCODER SIN/COS 1VSS 2048 S/R (ENCODER I-2048) CONNECTOR ROTATABLE PLAIN SHAFT, WITH HOLDING BRAKE; ACCURACY TOLERANCE N VIBRATION SEVERITY GRADE A, DEGREE OF PROTECTION IP 65 | 7721 | TEM | 1 | MC | 48.803 | 1
1FT71055AC711NH2 | SIMOTICS S SYNCHRON. MOTOR 1FT7, M0=50NM (100K) NN=2000RPM, PN=7,96KW NATURAL AIR COOLING; FRAME SIZE IMB 5 (IM V1, IM V3) (1FT6 COMPATIBLE) WITH KTY TEMPERATURE SENSOR POWER CONNECTOR ROTATABLE INCREM. ENCODER SIN/COS 1VSS 2048 S/R (ENCODER I-2048) CONNECTOR ROTATABLE PLAIN SHAFT, WITH HOLDING BRAKE; ACCURACY TOLERANCE N VIBRATION SEVERITY GRADE A, DEGREE OF PROTECTION IP 67 | 7801 | TEM | 1 | MC | 48.803 | 1
1FT71055AC711NH3 | SIMOTICS S SYNCHRON. MOTOR 1FT7, M0=50NM (100K) NN=2000RPM, PN=7,96KW NATURAL AIR COOLING; FRAME SIZE IMB 5 (IM V1, IM V3) (1FT6 COMPATIBLE) WITH KTY TEMPERATURE SENSOR POWER CONNECTOR ROTATABLE INCREM. ENCODER SIN/COS 1VSS 2048 S/R (ENCODER I-2048) CONNECTOR ROTATABLE PLAIN SHAFT, WITH HOLDING BRAKE; ACCURACY TOLERANCE N VIBRATION SEVERITY GRADE A+R, DEGREE OF PROTECTION IP 64 | 7780 | TEM | 1 | MC | 48.803 | 1
1FT71055AC711NK2 | SIMOTICS S SYNCHRON. MOTOR 1FT7, M0=50NM (100K) NN=2000RPM, PN=7,96KW NATURAL AIR COOLING; FRAME SIZE IMB 5 (IM V1, IM V3) (1FT6 COMPATIBLE) WITH KTY TEMPERATURE SENSOR POWER CONNECTOR ROTATABLE INCREM. ENCODER SIN/COS 1VSS 2048 S/R (ENCODER I-2048) CONNECTOR ROTATABLE PLAIN SHAFT, W/O HOLDING BRAKE; ACC. TOLERANCE R VIBRATION SEVERITY GRADE A, DEGREE OF PROTECTION IP 67 | 6947 | TEM | 1 | MC | 44.304 | 1
1FT71055AF701BA0 | SIMOTICS S SYNCHRON. MOTOR 1FT7, M0=50NM (100K) NN=3000RPM, PN=8,80KW NATURAL AIR COOLING; FRAME SIZE IMB 5 (IM V1, IM V3) FLANGE 0 POWER CONNECTOR ROTATABLE ABSOLUTE VALUE ENCODER SINGLETURN 24 BIT WITH DRIVE-CLIQ INTERFACE (ENCODER AS24DQI) SHAFT WITH FITTED KEY; W/O HOLDING BRAKE; ACC. TOLERANCE N VIBRATION SEVERITY GRADE A, DEGREE OF PROTECTION IP 64 | 6953 | TEM | 1 | MC | 44.304 | 1
1FT71055AF701BA1 | SIMOTICS S SYNCHRON. MOTOR 1FT7, M0=50NM (100K) NN=3000RPM, PN=8,80KW NATURAL AIR COOLING; FRAME SIZE IMB 5 (IM V1, IM V3) FLANGE 0 POWER CONNECTOR ROTATABLE ABSOLUTE VALUE ENCODER SINGLETURN 24 BIT WITH DRIVE-CLIQ INTERFACE (ENCODER AS24DQI) SHAFT WITH FITTED KEY; W/O HOLDING BRAKE; ACC. TOLERANCE N VIBRATION SEVERITY GRADE A, DEGREE OF PROTECTION IP 65 | 7049 | TEM | 1 | MC | 44.304 | 1
1FT71055AF701BA3 | SIMOTICS S SYNCHRON. MOTOR 1FT7, M0=50NM (100K) NN=3000RPM, PN=8,80KW NATURAL AIR COOLING; FRAME SIZE IMB 5 (IM V1, IM V3) FLANGE 0 POWER CONNECTOR ROTATABLE ABSOLUTE VALUE ENCODER SINGLETURN 24 BIT WITH DRIVE-CLIQ INTERFACE (ENCODER AS24DQI) SHAFT WITH FITTED KEY; W/O HOLDING BRAKE; ACC. TOLERANCE N VIBRATION SEVERITY GRADE A+R, DEGREE OF PROTECTION IP 64 | 7107 | TEM | 1 | MC | 44.304 | 1
1FT71055AF701BB1 | SIMOTICS S SYNCHRON. MOTOR 1FT7, M0=50NM (100K) NN=3000RPM, PN=8,80KW NATURAL AIR COOLING; FRAME SIZE IMB 5 (IM V1, IM V3) FLANGE 0 POWER CONNECTOR ROTATABLE ABSOLUTE VALUE ENCODER SINGLETURN 24 BIT WITH DRIVE-CLIQ INTERFACE (ENCODER AS24DQI) SHAFT WITH FITTED KEY; WITH HOLDING BRAKE; ACC. TOLERANCE N VIBRATION SEVERITY GRADE A, DEGREE OF PROTECTION IP 65 | 8062 | TEM | 1 | MC | 48.803 | 1
1FT71055AF701BD3 | SIMOTICS S SYNCHRON. MOTOR 1FT7, M0=50NM (100K) NN=3000RPM, PN=8,80KW NATURAL AIR COOLING; FRAME SIZE IMB 5 (IM V1, IM V3) FLANGE 0 POWER CONNECTOR ROTATABLE ABSOLUTE VALUE ENCODER SINGLETURN 24 BIT WITH DRIVE-CLIQ INTERFACE (ENCODER AS24DQI) SHAFT WITH FITTED KEY; W/O HOLDING BRAKE; ACC. TOLERANCE R VIBRATION SEVERITY GRADE A+R, DEGREE OF PROTECTION IP 64 | 7267 | TEM | 1 | MC | 44.304 | 1
1FT71055AF701BG0 | SIMOTICS S SYNCHRON. MOTOR 1FT7, M0=50NM (100K) NN=3000RPM, PN=8,80KW NATURAL AIR COOLING; FRAME SIZE IMB 5 (IM V1, IM V3) FLANGE 0 POWER CONNECTOR ROTATABLE ABSOLUTE VALUE ENCODER SINGLETURN 24 BIT WITH DRIVE-CLIQ INTERFACE (ENCODER AS24DQI) PLAIN SHAFT, W/O HOLDING BRAKE; ACC. TOLERANCE N VIBRATION SEVERITY GRADE A, DEGREE OF PROTECTION IP 64 | 6953 | TEM | 1 | MC | 44.304 | 1
1FT71055AF701BG3 | SIMOTICS S SYNCHRON. MOTOR 1FT7, M0=50NM (100K) NN=3000RPM, PN=8,80KW NATURAL AIR COOLING; FRAME SIZE IMB 5 (IM V1, IM V3) FLANGE 0 POWER CONNECTOR ROTATABLE ABSOLUTE VALUE ENCODER SINGLETURN 24 BIT WITH DRIVE-CLIQ INTERFACE (ENCODER AS24DQI) PLAIN SHAFT, W/O HOLDING BRAKE; ACC. TOLERANCE N VIBRATION SEVERITY GRADE A+R, DEGREE OF PROTECTION IP 64 | 7107 | TEM | 1 | MC | 44.304 | 1
1FT71055AF701BH0 | SIMOTICS S SYNCHRON. MOTOR 1FT7, M0=50NM (100K) NN=3000RPM, PN=8,80KW NATURAL AIR COOLING; FRAME SIZE IMB 5 (IM V1, IM V3) FLANGE 0 POWER CONNECTOR ROTATABLE ABSOLUTE VALUE ENCODER SINGLETURN 24 BIT WITH DRIVE-CLIQ INTERFACE (ENCODER AS24DQI) PLAIN SHAFT, WITH HOLDING BRAKE; ACCURACY TOLERANCE N VIBRATION SEVERITY GRADE A, DEGREE OF PROTECTION IP 64 | 7965 | TEM | 1 | MC | 48.803 | 1
1FT71055AF701BH3 | SIMOTICS S SYNCHRON. MOTOR 1FT7, M0=50NM (100K) NN=3000RPM, PN=8,80KW NATURAL AIR COOLING; FRAME SIZE IMB 5 (IM V1, IM V3) FLANGE 0 POWER CONNECTOR ROTATABLE ABSOLUTE VALUE ENCODER SINGLETURN 24 BIT WITH DRIVE-CLIQ INTERFACE (ENCODER AS24DQI) PLAIN SHAFT, WITH HOLDING BRAKE; ACCURACY TOLERANCE N VIBRATION SEVERITY GRADE A+R, DEGREE OF PROTECTION IP 64 | 8120 | TEM | 1 | MC | 48.803 | 1
1FT71055AF701CA0 | SIMOTICS S SYNCHRON. MOTOR 1FT7, M0=50NM (100K) NN=3000RPM, PN=8,80KW NATURAL AIR COOLING; FRAME SIZE IMB 5 (IM V1, IM V3) FLANGE 0 POWER CONNECTOR ROTATABLE ABSOLUTE ENCODER 24 BITS + 12 BIT MULTITURN WITH DRIVE-CLIQ INTERFACE (ENCODER AM24DQI) SHAFT WITH FITTED KEY; W/O HOLDING BRAKE; ACC. TOLERANCE N VIBRATION SEVERITY GRADE A, DEGREE OF PROTECTION IP 64 | 7718 | TEM | 1 | MC | 44.304 | 1
1FT71055AF701CA1 | SIMOTICS S SYNCHRON. MOTOR 1FT7, M0=50NM (100K) NN=3000RPM, PN=8,80KW NATURAL AIR COOLING; FRAME SIZE IMB 5 (IM V1, IM V3) FLANGE 0 POWER CONNECTOR ROTATABLE ABSOLUTE ENCODER 24 BITS + 12 BIT MULTITURN WITH DRIVE-CLIQ INTERFACE (ENCODER AM24DQI) SHAFT WITH FITTED KEY; W/O HOLDING BRAKE; ACC. TOLERANCE N VIBRATION SEVERITY GRADE A, DEGREE OF PROTECTION IP 65 | 7814 | TEM | 1 | MC | 44.304 | 1
1FT71055AF701CA3 | SIMOTICS S SYNCHRON. MOTOR 1FT7, M0=50NM (100K) NN=3000RPM, PN=8,80KW NATURAL AIR COOLING; FRAME SIZE IMB 5 (IM V1, IM V3) FLANGE 0 POWER CONNECTOR ROTATABLE ABSOLUTE ENCODER 24 BITS + 12 BIT MULTITURN WITH DRIVE-CLIQ INTERFACE (ENCODER AM24DQI) SHAFT WITH FITTED KEY; W/O HOLDING BRAKE; ACC. TOLERANCE N VIBRATION SEVERITY GRADE A+R, DEGREE OF PROTECTION IP 64 | 7873 | TEM | 1 | MC | 44.304 | 1
1FT71055AF701CB0 | SIMOTICS S SYNCHRON. MOTOR 1FT7, M0=50NM (100K) NN=3000RPM, PN=8,80KW NATURAL AIR COOLING; FRAME SIZE IMB 5 (IM V1, IM V3) FLANGE 0 POWER CONNECTOR ROTATABLE ABSOLUTE ENCODER 24 BITS + 12 BIT MULTITURN WITH DRIVE-CLIQ INTERFACE (ENCODER AM24DQI) SHAFT WITH FITTED KEY; WITH HOLDING BRAKE; ACC. TOLERANCE N VIBRATION SEVERITY GRADE A, DEGREE OF PROTECTION IP 64 | 8730 | TEM | 1 | MC | 48.803 | 1
1FT71055AF701CB1 | SIMOTICS S SYNCHRON. MOTOR 1FT7, M0=50NM (100K) NN=3000RPM, PN=8,80KW NATURAL AIR COOLING; FRAME SIZE IMB 5 (IM V1, IM V3) FLANGE 0 POWER CONNECTOR ROTATABLE ABSOLUTE ENCODER 24 BITS + 12 BIT MULTITURN WITH DRIVE-CLIQ INTERFACE (ENCODER AM24DQI) SHAFT WITH FITTED KEY; WITH HOLDING BRAKE; ACC. TOLERANCE N VIBRATION SEVERITY GRADE A, DEGREE OF PROTECTION IP 65 | 8827 | TEM | 1 | MC | 48.803 | 1
1FT71055AF701CB2 | SIMOTICS S SYNCHRON. MOTOR 1FT7, M0=50NM (100K) NN=3000RPM, PN=8,80KW NATURAL AIR COOLING; FRAME SIZE IMB 5 (IM V1, IM V3) FLANGE 0 POWER CONNECTOR ROTATABLE ABSOLUTE ENCODER 24 BITS + 12 BIT MULTITURN WITH DRIVE-CLIQ INTERFACE (ENCODER AM24DQI) SHAFT WITH FITTED KEY; WITH HOLDING BRAKE; ACC. TOLERANCE N VIBRATION SEVERITY GRADE A, DEGREE OF PROTECTION IP 67 | 8906 | TEM | 1 | MC | 48.803 | 1
1FT71055AF701CB3 | SIMOTICS S SYNCHRON. MOTOR 1FT7, M0=50NM (100K) NN=3000RPM, PN=8,80KW NATURAL AIR COOLING; FRAME SIZE IMB 5 (IM V1, IM V3) FLANGE 0 POWER CONNECTOR ROTATABLE ABSOLUTE ENCODER 24 BITS + 12 BIT MULTITURN WITH DRIVE-CLIQ INTERFACE (ENCODER AM24DQI) SHAFT WITH FITTED KEY; WITH HOLDING BRAKE; ACC. TOLERANCE N VIBRATION SEVERITY GRADE A+R, DEGREE OF PROTECTION IP 64 | 8885 | TEM | 1 | MC | 48.803 | 1
1FT71055AF701CG0 | SIMOTICS S SYNCHRON. MOTOR 1FT7, M0=50NM (100K) NN=3000RPM, PN=8,80KW NATURAL AIR COOLING; FRAME SIZE IMB 5 (IM V1, IM V3) FLANGE 0 POWER CONNECTOR ROTATABLE ABSOLUTE ENCODER 24 BITS + 12 BIT MULTITURN WITH DRIVE-CLIQ INTERFACE (ENCODER AM24DQI) PLAIN SHAFT, W/O HOLDING BRAKE; ACC. TOLERANCE N VIBRATION SEVERITY GRADE A, DEGREE OF PROTECTION IP 64 | 7718 | TEM | 1 | MC | 44.304 | 1
1FT71055AF701CG1 | SIMOTICS S SYNCHRON. MOTOR 1FT7, M0=50NM (100K) NN=3000RPM, PN=8,80KW NATURAL AIR COOLING; FRAME SIZE IMB 5 (IM V1, IM V3) FLANGE 0 POWER CONNECTOR ROTATABLE ABSOLUTE ENCODER 24 BITS + 12 BIT MULTITURN WITH DRIVE-CLIQ INTERFACE (ENCODER AM24DQI) PLAIN SHAFT, W/O HOLDING BRAKE; ACC. TOLERANCE N VIBRATION SEVERITY GRADE A, DEGREE OF PROTECTION IP 65 | 7814 | TEM | 1 | MC | 44.304 | 1
1FT71055AF701CG2 | SIMOTICS S SYNCHRON. MOTOR 1FT7, M0=50NM (100K) NN=3000RPM, PN=8,80KW NATURAL AIR COOLING; FRAME SIZE IMB 5 (IM V1, IM V3) FLANGE 0 POWER CONNECTOR ROTATABLE ABSOLUTE ENCODER 24 BITS + 12 BIT MULTITURN WITH DRIVE-CLIQ INTERFACE (ENCODER AM24DQI) PLAIN SHAFT, W/O HOLDING BRAKE; ACC. TOLERANCE N VIBRATION SEVERITY GRADE A, DEGREE OF PROTECTION IP 67 | 7893 | TEM | 1 | MC | 44.304 | 1
1FT71055AF701CG3 | SIMOTICS S SYNCHRON. MOTOR 1FT7, M0=50NM (100K) NN=3000RPM, PN=8,80KW NATURAL AIR COOLING; FRAME SIZE IMB 5 (IM V1, IM V3) FLANGE 0 POWER CONNECTOR ROTATABLE ABSOLUTE ENCODER 24 BITS + 12 BIT MULTITURN WITH DRIVE-CLIQ INTERFACE (ENCODER AM24DQI) PLAIN SHAFT, W/O HOLDING BRAKE; ACC. TOLERANCE N VIBRATION SEVERITY GRADE A+R, DEGREE OF PROTECTION IP 64 | 7873 | TEM | 1 | MC | 44.304 | 1
1FT71055AF701CG4 | SIMOTICS S SYNCHRON. MOTOR 1FT7, M0=50NM (100K) NN=3000RPM, PN=8,80KW NATURAL AIR COOLING; FRAME SIZE IMB 5 (IM V1, IM V3) FLANGE 0 POWER CONNECTOR ROTATABLE ABSOLUTE ENCODER 24 BITS + 12 BIT MULTITURN WITH DRIVE-CLIQ INTERFACE (ENCODER AM24DQI) PLAIN SHAFT, W/O HOLDING BRAKE; ACC. TOLERANCE N VIBRATION SEVERITY GRADE A+R, DEGREE OF PROTECTION IP 65 | 7970 | TEM | 1 | MC | 44.304 | 1
1FT71055AF701CH0 | SIMOTICS S SYNCHRON. MOTOR 1FT7, M0=50NM (100K) NN=3000RPM, PN=8,80KW NATURAL AIR COOLING; FRAME SIZE IMB 5 (IM V1, IM V3) FLANGE 0 POWER CONNECTOR ROTATABLE ABSOLUTE ENCODER 24 BITS + 12 BIT MULTITURN WITH DRIVE-CLIQ INTERFACE (ENCODER AM24DQI) PLAIN SHAFT, WITH HOLDING BRAKE; ACCURACY TOLERANCE N VIBRATION SEVERITY GRADE A, DEGREE OF PROTECTION IP 64 | 8730 | TEM | 1 | MC | 48.803 | 1
1FT71055AF701CH1 | SIMOTICS S SYNCHRON. MOTOR 1FT7, M0=50NM (100K) NN=3000RPM, PN=8,80KW NATURAL AIR COOLING; FRAME SIZE IMB 5 (IM V1, IM V3) FLANGE 0 POWER CONNECTOR ROTATABLE ABSOLUTE ENCODER 24 BITS + 12 BIT MULTITURN WITH DRIVE-CLIQ INTERFACE (ENCODER AM24DQI) PLAIN SHAFT, WITH HOLDING BRAKE; ACCURACY TOLERANCE N VIBRATION SEVERITY GRADE A, DEGREE OF PROTECTION IP 65 | 8827 | TEM | 1 | MC | 48.803 | 1
1FT71055AF701CH2 | SIMOTICS S SYNCHRON. MOTOR 1FT7, M0=50NM (100K) NN=3000RPM, PN=8,80KW NATURAL AIR COOLING; FRAME SIZE IMB 5 (IM V1, IM V3) FLANGE 0 POWER CONNECTOR ROTATABLE ABSOLUTE ENCODER 24 BITS + 12 BIT MULTITURN WITH DRIVE-CLIQ INTERFACE (ENCODER AM24DQI) PLAIN SHAFT, WITH HOLDING BRAKE; ACCURACY TOLERANCE N VIBRATION SEVERITY GRADE A, DEGREE OF PROTECTION IP 67 | 8906 | TEM | 1 | MC | 48.803 | 1
1FT71055AF701CH3 | SIMOTICS S SYNCHRON. MOTOR 1FT7, M0=50NM (100K) NN=3000RPM, PN=8,80KW NATURAL AIR COOLING; FRAME SIZE IMB 5 (IM V1, IM V3) FLANGE 0 POWER CONNECTOR ROTATABLE ABSOLUTE ENCODER 24 BITS + 12 BIT MULTITURN WITH DRIVE-CLIQ INTERFACE (ENCODER AM24DQI) PLAIN SHAFT, WITH HOLDING BRAKE; ACCURACY TOLERANCE N VIBRATION SEVERITY GRADE A+R, DEGREE OF PROTECTION IP 64 | 8885 | TEM | 1 | MC | 48.803 | 1
1FT71055AF701CH4 | SIMOTICS S SYNCHRON. MOTOR 1FT7, M0=50NM (100K) NN=3000RPM, PN=8,80KW NATURAL AIR COOLING; FRAME SIZE IMB 5 (IM V1, IM V3) FLANGE 0 POWER CONNECTOR ROTATABLE ABSOLUTE ENCODER 24 BITS + 12 BIT MULTITURN WITH DRIVE-CLIQ INTERFACE (ENCODER AM24DQI) PLAIN SHAFT, WITH HOLDING BRAKE; ACCURACY TOLERANCE N VIBRATION SEVERITY GRADE A+R, DEGREE OF PROTECTION IP 65 | 8983 | TEM | 1 | MC | 48.803 | 1
1FT71055AF701DA0 | SIMOTICS S SYNCHRON. MOTOR 1FT7, M0=50NM (100K) NN=3000RPM, PN=8,80KW NATURAL AIR COOLING; FRAME SIZE IMB 5 (IM V1, IM V3) FLANGE 0 POWER CONNECTOR ROTATABLE INCREMENTAL ENCODER 2048 S/R WITH DRIVE-CLIQ INTERFACE (ENCODER I-2048) CONNECTOR ROTATABLE SHAFT WITH FITTED KEY; W/O HOLDING BRAKE; ACC. TOLERANCE N VIBRATION SEVERITY GRADE A, DEGREE OF PROTECTION IP 64 | 7033 | TEM | 1 | MC | 44.304 | 1
1FT71055AF701DA1 | SIMOTICS S SYNCHRON. MOTOR 1FT7, M0=50NM (100K) NN=3000RPM, PN=8,80KW NATURAL AIR COOLING; FRAME SIZE IMB 5 (IM V1, IM V3) FLANGE 0 POWER CONNECTOR ROTATABLE INCREMENTAL ENCODER 2048 S/R WITH DRIVE-CLIQ INTERFACE (ENCODER I-2048) CONNECTOR ROTATABLE SHAFT WITH FITTED KEY; W/O HOLDING BRAKE; ACC. TOLERANCE N VIBRATION SEVERITY GRADE A, DEGREE OF PROTECTION IP 65 | 7129 | TEM | 1 | MC | 44.304 | 1
1FT71055AF701DA3 | SIMOTICS S SYNCHRON. MOTOR 1FT7, M0=50NM (100K) NN=3000RPM, PN=8,80KW NATURAL AIR COOLING; FRAME SIZE IMB 5 (IM V1, IM V3) FLANGE 0 POWER CONNECTOR ROTATABLE INCREMENTAL ENCODER 2048 S/R WITH DRIVE-CLIQ INTERFACE (ENCODER I-2048) CONNECTOR ROTATABLE SHAFT WITH FITTED KEY; W/O HOLDING BRAKE; ACC. TOLERANCE N VIBRATION SEVERITY GRADE A+R, DEGREE OF PROTECTION IP 64 | 7188 | TEM | 1 | MC | 44.304 | 1
1FT71055AF701DB0 | SIMOTICS S SYNCHRON. MOTOR 1FT7, M0=50NM (100K) NN=3000RPM, PN=8,80KW NATURAL AIR COOLING; FRAME SIZE IMB 5 (IM V1, IM V3) FLANGE 0 POWER CONNECTOR ROTATABLE INCREMENTAL ENCODER 2048 S/R WITH DRIVE-CLIQ INTERFACE (ENCODER I-2048) CONNECTOR ROTATABLE SHAFT WITH FITTED KEY; WITH HOLDING BRAKE; ACC. TOLERANCE N VIBRATION SEVERITY GRADE A, DEGREE OF PROTECTION IP 64 | 8046 | TEM | 1 | MC | 48.803 | 1
1FT71055AF701DB1 | SIMOTICS S SYNCHRON. MOTOR 1FT7, M0=50NM (100K) NN=3000RPM, PN=8,80KW NATURAL AIR COOLING; FRAME SIZE IMB 5 (IM V1, IM V3) FLANGE 0 POWER CONNECTOR ROTATABLE INCREMENTAL ENCODER 2048 S/R WITH DRIVE-CLIQ INTERFACE (ENCODER I-2048) CONNECTOR ROTATABLE SHAFT WITH FITTED KEY; WITH HOLDING BRAKE; ACC. TOLERANCE N VIBRATION SEVERITY GRADE A, DEGREE OF PROTECTION IP 65 | 8142 | TEM | 1 | MC | 48.803 | 1
1FT71055AF701DB3 | SIMOTICS S SYNCHRON. MOTOR 1FT7, M0=50NM (100K) NN=3000RPM, PN=8,80KW NATURAL AIR COOLING; FRAME SIZE IMB 5 (IM V1, IM V3) FLANGE 0 POWER CONNECTOR ROTATABLE INCREMENTAL ENCODER 2048 S/R WITH DRIVE-CLIQ INTERFACE (ENCODER I-2048) CONNECTOR ROTATABLE SHAFT WITH FITTED KEY; WITH HOLDING BRAKE; ACC. TOLERANCE N VIBRATION SEVERITY GRADE A+R, DEGREE OF PROTECTION IP 64 | 8200 | TEM | 1 | MC | 48.803 | 1
1FT71055AF701DD2 | SIMOTICS S SYNCHRON. MOTOR 1FT7, M0=50NM (100K) NN=3000RPM, PN=8,80KW NATURAL AIR COOLING; FRAME SIZE IMB 5 (IM V1, IM V3) FLANGE 0 POWER CONNECTOR ROTATABLE INCREMENTAL ENCODER 2048 S/R WITH DRIVE-CLIQ INTERFACE (ENCODER I-2048) CONNECTOR ROTATABLE SHAFT WITH FITTED KEY; W/O HOLDING BRAKE; ACC. TOLERANCE R VIBRATION SEVERITY GRADE A, DEGREE OF PROTECTION IP 67 | 7368 | TEM | 1 | MC | 44.304 | 1
1FT71055AF701DE2 | SIMOTICS S SYNCHRON. MOTOR 1FT7, M0=50NM (100K) NN=3000RPM, PN=8,80KW NATURAL AIR COOLING; FRAME SIZE IMB 5 (IM V1, IM V3) FLANGE 0 POWER CONNECTOR ROTATABLE INCREMENTAL ENCODER 2048 S/R WITH DRIVE-CLIQ INTERFACE (ENCODER I-2048) CONNECTOR ROTATABLE SHAFT WITH FITTED KEY; WITH HOLDING BRAKE; ACC. TOLERANCE R VIBRATION SEVERITY GRADE A, DEGREE OF PROTECTION IP 67 | 8381 | TEM | 1 | MC | 48.803 | 1
1FT71055AF701DG0 | SIMOTICS S SYNCHRON. MOTOR 1FT7, M0=50NM (100K) NN=3000RPM, PN=8,80KW NATURAL AIR COOLING; FRAME SIZE IMB 5 (IM V1, IM V3) FLANGE 0 POWER CONNECTOR ROTATABLE INCREMENTAL ENCODER 2048 S/R WITH DRIVE-CLIQ INTERFACE (ENCODER I-2048) CONNECTOR ROTATABLE PLAIN SHAFT, W/O HOLDING BRAKE; ACC. TOLERANCE N VIBRATION SEVERITY GRADE A, DEGREE OF PROTECTION IP 64 | 7033 | TEM | 1 | MC | 44.304 | 1
1FT71055AF701DG1 | SIMOTICS S SYNCHRON. MOTOR 1FT7, M0=50NM (100K) NN=3000RPM, PN=8,80KW NATURAL AIR COOLING; FRAME SIZE IMB 5 (IM V1, IM V3) FLANGE 0 POWER CONNECTOR ROTATABLE INCREMENTAL ENCODER 2048 S/R WITH DRIVE-CLIQ INTERFACE (ENCODER I-2048) CONNECTOR ROTATABLE PLAIN SHAFT, W/O HOLDING BRAKE; ACC. TOLERANCE N VIBRATION SEVERITY GRADE A, DEGREE OF PROTECTION IP 65 | 7129 | TEM | 1 | MC | 44.304 | 1
1FT71055AF701DG3 | SIMOTICS S SYNCHRON. MOTOR 1FT7, M0=50NM (100K) NN=3000RPM, PN=8,80KW NATURAL AIR COOLING; FRAME SIZE IMB 5 (IM V1, IM V3) FLANGE 0 POWER CONNECTOR ROTATABLE INCREMENTAL ENCODER 2048 S/R WITH DRIVE-CLIQ INTERFACE (ENCODER I-2048) CONNECTOR ROTATABLE PLAIN SHAFT, W/O HOLDING BRAKE; ACC. TOLERANCE N VIBRATION SEVERITY GRADE A+R, DEGREE OF PROTECTION IP 64 | 7188 | TEM | 1 | MC | 44.304 | 1
1FT71055AF701DG4 | SIMOTICS S SYNCHRON. MOTOR 1FT7, M0=50NM (100K) NN=3000RPM, PN=8,80KW NATURAL AIR COOLING; FRAME SIZE IMB 5 (IM V1, IM V3) FLANGE 0 POWER CONNECTOR ROTATABLE INCREMENTAL ENCODER 2048 S/R WITH DRIVE-CLIQ INTERFACE (ENCODER I-2048) CONNECTOR ROTATABLE PLAIN SHAFT, W/O HOLDING BRAKE; ACC. TOLERANCE N VIBRATION SEVERITY GRADE A+R, DEGREE OF PROTECTION IP 65 | 7285 | TEM | 1 | MC | 44.304 | 1
1FT71055AF701DH0 | SIMOTICS S SYNCHRON. MOTOR 1FT7, M0=50NM (100K) NN=3000RPM, PN=8,80KW NATURAL AIR COOLING; FRAME SIZE IMB 5 (IM V1, IM V3) FLANGE 0 POWER CONNECTOR ROTATABLE INCREMENTAL ENCODER 2048 S/R WITH DRIVE-CLIQ INTERFACE (ENCODER I-2048) CONNECTOR ROTATABLE PLAIN SHAFT, WITH HOLDING BRAKE; ACCURACY TOLERANCE N VIBRATION SEVERITY GRADE A, DEGREE OF PROTECTION IP 64 | 8046 | TEM | 1 | MC | 48.803 | 1
1FT71055AF701DH1 | SIMOTICS S SYNCHRON. MOTOR 1FT7, M0=50NM (100K) NN=3000RPM, PN=8,80KW NATURAL AIR COOLING; FRAME SIZE IMB 5 (IM V1, IM V3) FLANGE 0 POWER CONNECTOR ROTATABLE INCREMENTAL ENCODER 2048 S/R WITH DRIVE-CLIQ INTERFACE (ENCODER I-2048) CONNECTOR ROTATABLE PLAIN SHAFT, WITH HOLDING BRAKE; ACCURACY TOLERANCE N VIBRATION SEVERITY GRADE A, DEGREE OF PROTECTION IP 65 | 8142 | TEM | 1 | MC | 48.803 | 1
1FT71055AF701DH2 | SIMOTICS S SYNCHRON. MOTOR 1FT7, M0=50NM (100K) NN=3000RPM, PN=8,80KW NATURAL AIR COOLING; FRAME SIZE IMB 5 (IM V1, IM V3) FLANGE 0 POWER CONNECTOR ROTATABLE INCREMENTAL ENCODER 2048 S/R WITH DRIVE-CLIQ INTERFACE (ENCODER I-2048) CONNECTOR ROTATABLE PLAIN SHAFT, WITH HOLDING BRAKE; ACCURACY TOLERANCE N VIBRATION SEVERITY GRADE A, DEGREE OF PROTECTION IP 67 | 8221 | TEM | 1 | MC | 48.803 | 1
1FT71055AF701DK4 | SIMOTICS S SYNCHRON. MOTOR 1FT7, M0=50NM (100K) NN=3000RPM, PN=8,80KW NATURAL AIR COOLING; FRAME SIZE IMB 5 (IM V1, IM V3) FLANGE 0 POWER CONNECTOR ROTATABLE INCREMENTAL ENCODER 2048 S/R WITH DRIVE-CLIQ INTERFACE (ENCODER I-2048) CONNECTOR ROTATABLE PLAIN SHAFT, W/O HOLDING BRAKE; ACC. TOLERANCE R VIBRATION SEVERITY GRADE A+R, DEGREE OF PROTECTION IP 65 | 7444 | TEM | 1 | MC | 44.304 | 1
1FT71055AF701FA0 | SIMOTICS S SYNCHRON. MOTOR 1FT7, M0=50NM (100K) NN=3000RPM, PN=8,80KW NATURAL AIR COOLING; FRAME SIZE IMB 5 (IM V1, IM V3) FLANGE 0 POWER CONNECTOR ROTATABLE ABSOLUTE ENCODER 22 BITS MULTI TURN WITH DRIVE-CLIQ INTERFACE (ENCODER AM-22-DQ) CONNECTOR ROTATABLE SHAFT WITH FITTED KEY; W/O HOLDING BRAKE; ACC. TOLERANCE N VIBRATION SEVERITY GRADE A, DEGREE OF PROTECTION IP 64 | 7798 | TEM | 1 | MC | 44.304 | 1
1FT71055AF701FA1 | SIMOTICS S SYNCHRON. MOTOR 1FT7, M0=50NM (100K) NN=3000RPM, PN=8,80KW NATURAL AIR COOLING; FRAME SIZE IMB 5 (IM V1, IM V3) FLANGE 0 POWER CONNECTOR ROTATABLE ABSOLUTE ENCODER 22 BITS MULTI TURN WITH DRIVE-CLIQ INTERFACE (ENCODER AM-22-DQ) CONNECTOR ROTATABLE SHAFT WITH FITTED KEY; W/O HOLDING BRAKE; ACC. TOLERANCE N VIBRATION SEVERITY GRADE A, DEGREE OF PROTECTION IP 65 | 7894 | TEM | 1 | MC | 44.304 | 1
1FT71055AF701FA3 | SIMOTICS S SYNCHRON. MOTOR 1FT7, M0=50NM (100K) NN=3000RPM, PN=8,80KW NATURAL AIR COOLING; FRAME SIZE IMB 5 (IM V1, IM V3) FLANGE 0 POWER CONNECTOR ROTATABLE ABSOLUTE ENCODER 22 BITS MULTI TURN WITH DRIVE-CLIQ INTERFACE (ENCODER AM-22-DQ) CONNECTOR ROTATABLE SHAFT WITH FITTED KEY; W/O HOLDING BRAKE; ACC. TOLERANCE N VIBRATION SEVERITY GRADE A+R, DEGREE OF PROTECTION IP 64 | 7953 | TEM | 1 | MC | 44.304 | 1
1FT71055AF701FB0 | SIMOTICS S SYNCHRON. MOTOR 1FT7, M0=50NM (100K) NN=3000RPM, PN=8,80KW NATURAL AIR COOLING; FRAME SIZE IMB 5 (IM V1, IM V3) FLANGE 0 POWER CONNECTOR ROTATABLE ABSOLUTE ENCODER 22 BITS MULTI TURN WITH DRIVE-CLIQ INTERFACE (ENCODER AM-22-DQ) CONNECTOR ROTATABLE SHAFT WITH FITTED KEY; WITH HOLDING BRAKE; ACC. TOLERANCE N VIBRATION SEVERITY GRADE A, DEGREE OF PROTECTION IP 64 | 8811 | TEM | 1 | MC | 48.803 | 1
1FT71055AF701FB1 | SIMOTICS S SYNCHRON. MOTOR 1FT7, M0=50NM (100K) NN=3000RPM, PN=8,80KW NATURAL AIR COOLING; FRAME SIZE IMB 5 (IM V1, IM V3) FLANGE 0 POWER CONNECTOR ROTATABLE ABSOLUTE ENCODER 22 BITS MULTI TURN WITH DRIVE-CLIQ INTERFACE (ENCODER AM-22-DQ) CONNECTOR ROTATABLE SHAFT WITH FITTED KEY; WITH HOLDING BRAKE; ACC. TOLERANCE N VIBRATION SEVERITY GRADE A, DEGREE OF PROTECTION IP 65 | 8907 | TEM | 1 | MC | 48.803 | 1
1FT71055AF701FB2 | SIMOTICS S SYNCHRON. MOTOR 1FT7, M0=50NM (100K) NN=3000RPM, PN=8,80KW NATURAL AIR COOLING; FRAME SIZE IMB 5 (IM V1, IM V3) FLANGE 0 POWER CONNECTOR ROTATABLE ABSOLUTE ENCODER 22 BITS MULTI TURN WITH DRIVE-CLIQ INTERFACE (ENCODER AM-22-DQ) CONNECTOR ROTATABLE SHAFT WITH FITTED KEY; WITH HOLDING BRAKE; ACC. TOLERANCE N VIBRATION SEVERITY GRADE A, DEGREE OF PROTECTION IP 67 | 8986 | TEM | 1 | MC | 48.803 | 1
1FT71055AF701FE1 | SIMOTICS S SYNCHRON. MOTOR 1FT7, M0=50NM (100K) NN=3000RPM, PN=8,80KW NATURAL AIR COOLING; FRAME SIZE IMB 5 (IM V1, IM V3) FLANGE 0 POWER CONNECTOR ROTATABLE ABSOLUTE ENCODER 22 BITS MULTI TURN WITH DRIVE-CLIQ INTERFACE (ENCODER AM-22-DQ) CONNECTOR ROTATABLE SHAFT WITH FITTED KEY; WITH HOLDING BRAKE; ACC. TOLERANCE R VIBRATION SEVERITY GRADE A, DEGREE OF PROTECTION IP 65 | 9066 | TEM | 1 | MC | 48.803 | 1
1FT71055AF701FG0 | SIMOTICS S SYNCHRON. MOTOR 1FT7, M0=50NM (100K) NN=3000RPM, PN=8,80KW NATURAL AIR COOLING; FRAME SIZE IMB 5 (IM V1, IM V3) FLANGE 0 POWER CONNECTOR ROTATABLE ABSOLUTE ENCODER 22 BITS MULTI TURN WITH DRIVE-CLIQ INTERFACE (ENCODER AM-22-DQ) CONNECTOR ROTATABLE PLAIN SHAFT, W/O HOLDING BRAKE; ACC. TOLERANCE N VIBRATION SEVERITY GRADE A, DEGREE OF PROTECTION IP 64 | 7798 | TEM | 1 | MC | 44.304 | 1
1FT71055AF701FG1 | SIMOTICS S SYNCHRON. MOTOR 1FT7, M0=50NM (100K) NN=3000RPM, PN=8,80KW NATURAL AIR COOLING; FRAME SIZE IMB 5 (IM V1, IM V3) FLANGE 0 POWER CONNECTOR ROTATABLE ABSOLUTE ENCODER 22 BITS MULTI TURN WITH DRIVE-CLIQ INTERFACE (ENCODER AM-22-DQ) CONNECTOR ROTATABLE PLAIN SHAFT, W/O HOLDING BRAKE; ACC. TOLERANCE N VIBRATION SEVERITY GRADE A, DEGREE OF PROTECTION IP 65 | 7894 | TEM | 1 | MC | 44.304 | 1
1FT71055AF701FG2 | SIMOTICS S SYNCHRON. MOTOR 1FT7, M0=50NM (100K) NN=3000RPM, PN=8,80KW NATURAL AIR COOLING; FRAME SIZE IMB 5 (IM V1, IM V3) FLANGE 0 POWER CONNECTOR ROTATABLE ABSOLUTE ENCODER 22 BITS MULTI TURN WITH DRIVE-CLIQ INTERFACE (ENCODER AM-22-DQ) CONNECTOR ROTATABLE PLAIN SHAFT, W/O HOLDING BRAKE; ACC. TOLERANCE N VIBRATION SEVERITY GRADE A, DEGREE OF PROTECTION IP 67 | 7974 | TEM | 1 | MC | 44.304 | 1
1FT71055AF701FG3 | SIMOTICS S SYNCHRON. MOTOR 1FT7, M0=50NM (100K) NN=3000RPM, PN=8,80KW NATURAL AIR COOLING; FRAME SIZE IMB 5 (IM V1, IM V3) FLANGE 0 POWER CONNECTOR ROTATABLE ABSOLUTE ENCODER 22 BITS MULTI TURN WITH DRIVE-CLIQ INTERFACE (ENCODER AM-22-DQ) CONNECTOR ROTATABLE PLAIN SHAFT, W/O HOLDING BRAKE; ACC. TOLERANCE N VIBRATION SEVERITY GRADE A+R, DEGREE OF PROTECTION IP 64 | 7953 | TEM | 1 | MC | 44.304 | 1
1FT71055AF701FG4 | SIMOTICS S SYNCHRON. MOTOR 1FT7, M0=50NM (100K) NN=3000RPM, PN=8,80KW NATURAL AIR COOLING; FRAME SIZE IMB 5 (IM V1, IM V3) FLANGE 0 POWER CONNECTOR ROTATABLE ABSOLUTE ENCODER 22 BITS MULTI TURN WITH DRIVE-CLIQ INTERFACE (ENCODER AM-22-DQ) CONNECTOR ROTATABLE PLAIN SHAFT, W/O HOLDING BRAKE; ACC. TOLERANCE N VIBRATION SEVERITY GRADE A+R, DEGREE OF PROTECTION IP 65 | 8050 | TEM | 1 | MC | 44.304 | 1
1FT71055AF701FH0 | SIMOTICS S SYNCHRON. MOTOR 1FT7, M0=50NM (100K) NN=3000RPM, PN=8,80KW NATURAL AIR COOLING; FRAME SIZE IMB 5 (IM V1, IM V3) FLANGE 0 POWER CONNECTOR ROTATABLE ABSOLUTE ENCODER 22 BITS MULTI TURN WITH DRIVE-CLIQ INTERFACE (ENCODER AM-22-DQ) CONNECTOR ROTATABLE PLAIN SHAFT, WITH HOLDING BRAKE; ACCURACY TOLERANCE N VIBRATION SEVERITY GRADE A, DEGREE OF PROTECTION IP 64 | 8811 | TEM | 1 | MC | 48.803 | 1
1FT71055AF701FH1 | SIMOTICS S SYNCHRON. MOTOR 1FT7, M0=50NM (100K) NN=3000RPM, PN=8,80KW NATURAL AIR COOLING; FRAME SIZE IMB 5 (IM V1, IM V3) FLANGE 0 POWER CONNECTOR ROTATABLE ABSOLUTE ENCODER 22 BITS MULTI TURN WITH DRIVE-CLIQ INTERFACE (ENCODER AM-22-DQ) CONNECTOR ROTATABLE PLAIN SHAFT, WITH HOLDING BRAKE; ACCURACY TOLERANCE N VIBRATION SEVERITY GRADE A, DEGREE OF PROTECTION IP 65 | 8907 | TEM | 1 | MC | 48.803 | 1
1FT71055AF701FH2 | SIMOTICS S SYNCHRON. MOTOR 1FT7, M0=50NM (100K) NN=3000RPM, PN=8,80KW NATURAL AIR COOLING; FRAME SIZE IMB 5 (IM V1, IM V3) FLANGE 0 POWER CONNECTOR ROTATABLE ABSOLUTE ENCODER 22 BITS MULTI TURN WITH DRIVE-CLIQ INTERFACE (ENCODER AM-22-DQ) CONNECTOR ROTATABLE PLAIN SHAFT, WITH HOLDING BRAKE; ACCURACY TOLERANCE N VIBRATION SEVERITY GRADE A, DEGREE OF PROTECTION IP 67 | 8986 | TEM | 1 | MC | 48.803 | 1
1FT71055AF701FH3 | SIMOTICS S SYNCHRON. MOTOR 1FT7, M0=50NM (100K) NN=3000RPM, PN=8,80KW NATURAL AIR COOLING; FRAME SIZE IMB 5 (IM V1, IM V3) FLANGE 0 POWER CONNECTOR ROTATABLE ABSOLUTE ENCODER 22 BITS MULTI TURN WITH DRIVE-CLIQ INTERFACE (ENCODER AM-22-DQ) CONNECTOR ROTATABLE PLAIN SHAFT, WITH HOLDING BRAKE; ACCURACY TOLERANCE N VIBRATION SEVERITY GRADE A+R, DEGREE OF PROTECTION IP 64 | 8965 | TEM | 1 | MC | 48.803 | 1
1FT71055AF701FH4 | SIMOTICS S SYNCHRON. MOTOR 1FT7, M0=50NM (100K) NN=3000RPM, PN=8,80KW NATURAL AIR COOLING; FRAME SIZE IMB 5 (IM V1, IM V3) FLANGE 0 POWER CONNECTOR ROTATABLE ABSOLUTE ENCODER 22 BITS MULTI TURN WITH DRIVE-CLIQ INTERFACE (ENCODER AM-22-DQ) CONNECTOR ROTATABLE PLAIN SHAFT, WITH HOLDING BRAKE; ACCURACY TOLERANCE N VIBRATION SEVERITY GRADE A+R, DEGREE OF PROTECTION IP 65 | 9063 | TEM | 1 | MC | 48.803 | 1
1FT71055AF701MA0 | SIMOTICS S SYNCHRON. MOTOR 1FT7, M0=50NM (100K) NN=3000RPM, PN=8,80KW NATURAL AIR COOLING; FRAME SIZE IMB 5 (IM V1, IM V3) FLANGE (COMPACT) WITH KTY TEMPERATURE SENSOR POWER CONNECTOR ROTATABLE ABSOLUTE ENCODER ENDAT 2048 S/R (ENCODER A-2048) CONNECTOR ROTATABLE SHAFT WITH FITTED KEY; W/O HOLDING BRAKE; ACC. TOLERANCE N VIBRATION SEVERITY GRADE A, DEGREE OF PROTECTION IP 64 | 7366 | TEM | 1 | MC | 44.304 | 1
1FT71055AF701MA1 | SIMOTICS S SYNCHRON. MOTOR 1FT7, M0=50NM (100K) NN=3000RPM, PN=8,80KW NATURAL AIR COOLING; FRAME SIZE IMB 5 (IM V1, IM V3) FLANGE (COMPACT) WITH KTY TEMPERATURE SENSOR POWER CONNECTOR ROTATABLE ABSOLUTE ENCODER ENDAT 2048 S/R (ENCODER A-2048) CONNECTOR ROTATABLE SHAFT WITH FITTED KEY; W/O HOLDING BRAKE; ACC. TOLERANCE N VIBRATION SEVERITY GRADE A, DEGREE OF PROTECTION IP 65 | 7462 | TEM | 1 | MC | 44.304 | 1
1FT71055AF701MB0 | SIMOTICS S SYNCHRON. MOTOR 1FT7, M0=50NM (100K) NN=3000RPM, PN=8,80KW NATURAL AIR COOLING; FRAME SIZE IMB 5 (IM V1, IM V3) FLANGE (COMPACT) WITH KTY TEMPERATURE SENSOR POWER CONNECTOR ROTATABLE ABSOLUTE ENCODER ENDAT 2048 S/R (ENCODER A-2048) CONNECTOR ROTATABLE SHAFT WITH FITTED KEY; WITH HOLDING BRAKE; ACC. TOLERANCE N VIBRATION SEVERITY GRADE A, DEGREE OF PROTECTION IP 64 | 8379 | TEM | 1 | MC | 48.803 | 1
1FT71055AF701MB1 | SIMOTICS S SYNCHRON. MOTOR 1FT7, M0=50NM (100K) NN=3000RPM, PN=8,80KW NATURAL AIR COOLING; FRAME SIZE IMB 5 (IM V1, IM V3) FLANGE (COMPACT) WITH KTY TEMPERATURE SENSOR POWER CONNECTOR ROTATABLE ABSOLUTE ENCODER ENDAT 2048 S/R (ENCODER A-2048) CONNECTOR ROTATABLE SHAFT WITH FITTED KEY; WITH HOLDING BRAKE; ACC. TOLERANCE N VIBRATION SEVERITY GRADE A, DEGREE OF PROTECTION IP 65 | 8475 | TEM | 1 | MC | 48.803 | 1
1FT71055AF701MG3 | SIMOTICS S SYNCHRON. MOTOR 1FT7, M0=50NM (100K) NN=3000RPM, PN=8,80KW NATURAL AIR COOLING; FRAME SIZE IMB 5 (IM V1, IM V3) FLANGE (COMPACT) WITH KTY TEMPERATURE SENSOR POWER CONNECTOR ROTATABLE ABSOLUTE ENCODER ENDAT 2048 S/R (ENCODER A-2048) CONNECTOR ROTATABLE PLAIN SHAFT, W/O HOLDING BRAKE; ACC. TOLERANCE N VIBRATION SEVERITY GRADE A+R, DEGREE OF PROTECTION IP 64 | 7521 | TEM | 1 | MC | 44.304 | 1
1FT71055AF701NA0 | SIMOTICS S SYNCHRON. MOTOR 1FT7, M0=50NM (100K) NN=3000RPM, PN=8,80KW NATURAL AIR COOLING; FRAME SIZE IMB 5 (IM V1, IM V3) FLANGE (COMPACT) WITH KTY TEMPERATURE SENSOR POWER CONNECTOR ROTATABLE INCREM. ENCODER SIN/COS 1VSS 2048 S/R (ENCODER I-2048) CONNECTOR ROTATABLE SHAFT WITH FITTED KEY; W/O HOLDING BRAKE; ACC. TOLERANCE N VIBRATION SEVERITY GRADE A, DEGREE OF PROTECTION IP 64 | 6612 | TEM | 1 | MC | 44.304 | 1
1FT71055AF701NA1 | SIMOTICS S SYNCHRON. MOTOR 1FT7, M0=50NM (100K) NN=3000RPM, PN=8,80KW NATURAL AIR COOLING; FRAME SIZE IMB 5 (IM V1, IM V3) FLANGE (COMPACT) WITH KTY TEMPERATURE SENSOR POWER CONNECTOR ROTATABLE INCREM. ENCODER SIN/COS 1VSS 2048 S/R (ENCODER I-2048) CONNECTOR ROTATABLE SHAFT WITH FITTED KEY; W/O HOLDING BRAKE; ACC. TOLERANCE N VIBRATION SEVERITY GRADE A, DEGREE OF PROTECTION IP 65 | 6708 | TEM | 1 | MC | 44.304 | 1
1FT71055AF701NB0 | SIMOTICS S SYNCHRON. MOTOR 1FT7, M0=50NM (100K) NN=3000RPM, PN=8,80KW NATURAL AIR COOLING; FRAME SIZE IMB 5 (IM V1, IM V3) FLANGE (COMPACT) WITH KTY TEMPERATURE SENSOR POWER CONNECTOR ROTATABLE INCREM. ENCODER SIN/COS 1VSS 2048 S/R (ENCODER I-2048) CONNECTOR ROTATABLE SHAFT WITH FITTED KEY; WITH HOLDING BRAKE; ACC. TOLERANCE N VIBRATION SEVERITY GRADE A, DEGREE OF PROTECTION IP 64 | 7625 | TEM | 1 | MC | 48.803 | 1
1FT71055AF701NG0 | SIMOTICS S SYNCHRON. MOTOR 1FT7, M0=50NM (100K) NN=3000RPM, PN=8,80KW NATURAL AIR COOLING; FRAME SIZE IMB 5 (IM V1, IM V3) FLANGE (COMPACT) WITH KTY TEMPERATURE SENSOR POWER CONNECTOR ROTATABLE INCREM. ENCODER SIN/COS 1VSS 2048 S/R (ENCODER I-2048) CONNECTOR ROTATABLE PLAIN SHAFT, W/O HOLDING BRAKE; ACC. TOLERANCE N VIBRATION SEVERITY GRADE A, DEGREE OF PROTECTION IP 64 | 6612 | TEM | 1 | MC | 44.304 | 1
1FT71055AF701NG1 | SIMOTICS S SYNCHRON. MOTOR 1FT7, M0=50NM (100K) NN=3000RPM, PN=8,80KW NATURAL AIR COOLING; FRAME SIZE IMB 5 (IM V1, IM V3) FLANGE (COMPACT) WITH KTY TEMPERATURE SENSOR POWER CONNECTOR ROTATABLE INCREM. ENCODER SIN/COS 1VSS 2048 S/R (ENCODER I-2048) CONNECTOR ROTATABLE PLAIN SHAFT, W/O HOLDING BRAKE; ACC. TOLERANCE N VIBRATION SEVERITY GRADE A, DEGREE OF PROTECTION IP 65 | 6708 | TEM | 1 | MC | 44.304 | 1
1FT71055AF701NG2 | SIMOTICS S SYNCHRON. MOTOR 1FT7, M0=50NM (100K) NN=3000RPM, PN=8,80KW NATURAL AIR COOLING; FRAME SIZE IMB 5 (IM V1, IM V3) FLANGE (COMPACT) WITH KTY TEMPERATURE SENSOR POWER CONNECTOR ROTATABLE INCREM. ENCODER SIN/COS 1VSS 2048 S/R (ENCODER I-2048) CONNECTOR ROTATABLE PLAIN SHAFT, W/O HOLDING BRAKE; ACC. TOLERANCE N VIBRATION SEVERITY GRADE A, DEGREE OF PROTECTION IP 67 | 6788 | TEM | 1 | MC | 44.304 | 1
1FT71055AF701NH0 | SIMOTICS S SYNCHRON. MOTOR 1FT7, M0=50NM (100K) NN=3000RPM, PN=8,80KW NATURAL AIR COOLING; FRAME SIZE IMB 5 (IM V1, IM V3) FLANGE (COMPACT) WITH KTY TEMPERATURE SENSOR POWER CONNECTOR ROTATABLE INCREM. ENCODER SIN/COS 1VSS 2048 S/R (ENCODER I-2048) CONNECTOR ROTATABLE PLAIN SHAFT, WITH HOLDING BRAKE; ACCURACY TOLERANCE N VIBRATION SEVERITY GRADE A, DEGREE OF PROTECTION IP 64 | 7625 | TEM | 1 | MC | 48.803 | 1
1FT71055AF701NH1 | SIMOTICS S SYNCHRON. MOTOR 1FT7, M0=50NM (100K) NN=3000RPM, PN=8,80KW NATURAL AIR COOLING; FRAME SIZE IMB 5 (IM V1, IM V3) FLANGE (COMPACT) WITH KTY TEMPERATURE SENSOR POWER CONNECTOR ROTATABLE INCREM. ENCODER SIN/COS 1VSS 2048 S/R (ENCODER I-2048) CONNECTOR ROTATABLE PLAIN SHAFT, WITH HOLDING BRAKE; ACCURACY TOLERANCE N VIBRATION SEVERITY GRADE A, DEGREE OF PROTECTION IP 65 | 7721 | TEM | 1 | MC | 48.803 | 1
1FT71055AF701NH2 | SIMOTICS S SYNCHRON. MOTOR 1FT7, M0=50NM (100K) NN=3000RPM, PN=8,80KW NATURAL AIR COOLING; FRAME SIZE IMB 5 (IM V1, IM V3) FLANGE (COMPACT) WITH KTY TEMPERATURE SENSOR POWER CONNECTOR ROTATABLE INCREM. ENCODER SIN/COS 1VSS 2048 S/R (ENCODER I-2048) CONNECTOR ROTATABLE PLAIN SHAFT, WITH HOLDING BRAKE; ACCURACY TOLERANCE N VIBRATION SEVERITY GRADE A, DEGREE OF PROTECTION IP 67 | 7801 | TEM | 1 | MC | 48.803 | 1
1FT71055AF711BA0 | SIMOTICS S SYNCHRON. MOTOR 1FT7, M0=50NM (100K) NN=3000RPM, PN=8,80KW NATURAL AIR COOLING; FRAME SIZE IMB 5 (IM V1, IM V3) FLANGE 1 (1FT6 COMPATIBLE) POWER CONNECTOR ROTATABLE ABSOLUTE VALUE ENCODER SINGLETURN 24 BIT WITH DRIVE-CLIQ INTERFACE (ENCODER AS24DQI) SHAFT WITH FITTED KEY; W/O HOLDING BRAKE; ACC. TOLERANCE N VIBRATION SEVERITY GRADE A, DEGREE OF PROTECTION IP 64 | 6953 | TEM | 1 | MC | 44.304 | 1
1FT71055AF711BA1 | SIMOTICS S SYNCHRON. MOTOR 1FT7, M0=50NM (100K) NN=3000RPM, PN=8,80KW NATURAL AIR COOLING; FRAME SIZE IMB 5 (IM V1, IM V3) FLANGE 1 (1FT6 COMPATIBLE) POWER CONNECTOR ROTATABLE ABSOLUTE VALUE ENCODER SINGLETURN 24 BIT WITH DRIVE-CLIQ INTERFACE (ENCODER AS24DQI) SHAFT WITH FITTED KEY; W/O HOLDING BRAKE; ACC. TOLERANCE N VIBRATION SEVERITY GRADE A, DEGREE OF PROTECTION IP 65 | 7049 | TEM | 1 | MC | 44.304 | 1
1FT71055AF711BA2 | SIMOTICS S SYNCHRON. MOTOR 1FT7, M0=50NM (100K) NN=3000RPM, PN=8,80KW NATURAL AIR COOLING; FRAME SIZE IMB 5 (IM V1, IM V3) FLANGE 1 (1FT6 COMPATIBLE) POWER CONNECTOR ROTATABLE ABSOLUTE VALUE ENCODER SINGLETURN 24 BIT WITH DRIVE-CLIQ INTERFACE (ENCODER AS24DQI) SHAFT WITH FITTED KEY; W/O HOLDING BRAKE; ACC. TOLERANCE N VIBRATION SEVERITY GRADE A, DEGREE OF PROTECTION IP 67 | 7128 | TEM | 1 | MC | 44.304 | 1
1FT71055AF711BB0 | SIMOTICS S SYNCHRON. MOTOR 1FT7, M0=50NM (100K) NN=3000RPM, PN=8,80KW NATURAL AIR COOLING; FRAME SIZE IMB 5 (IM V1, IM V3) FLANGE 1 (1FT6 COMPATIBLE) POWER CONNECTOR ROTATABLE ABSOLUTE VALUE ENCODER SINGLETURN 24 BIT WITH DRIVE-CLIQ INTERFACE (ENCODER AS24DQI) SHAFT WITH FITTED KEY; WITH HOLDING BRAKE; ACC. TOLERANCE N VIBRATION SEVERITY GRADE A, DEGREE OF PROTECTION IP 64 | 7965 | TEM | 1 | MC | 48.803 | 1
1FT71055AF711BB1 | SIMOTICS S SYNCHRON. MOTOR 1FT7, M0=50NM (100K) NN=3000RPM, PN=8,80KW NATURAL AIR COOLING; FRAME SIZE IMB 5 (IM V1, IM V3) FLANGE 1 (1FT6 COMPATIBLE) POWER CONNECTOR ROTATABLE ABSOLUTE VALUE ENCODER SINGLETURN 24 BIT WITH DRIVE-CLIQ INTERFACE (ENCODER AS24DQI) SHAFT WITH FITTED KEY; WITH HOLDING BRAKE; ACC. TOLERANCE N VIBRATION SEVERITY GRADE A, DEGREE OF PROTECTION IP 65 | 8062 | TEM | 1 | MC | 48.803 | 1
1FT71055AF711BB3 | SIMOTICS S SYNCHRON. MOTOR 1FT7, M0=50NM (100K) NN=3000RPM, PN=8,80KW NATURAL AIR COOLING; FRAME SIZE IMB 5 (IM V1, IM V3) FLANGE 1 (1FT6 COMPATIBLE) POWER CONNECTOR ROTATABLE ABSOLUTE VALUE ENCODER SINGLETURN 24 BIT WITH DRIVE-CLIQ INTERFACE (ENCODER AS24DQI) SHAFT WITH FITTED KEY; WITH HOLDING BRAKE; ACC. TOLERANCE N VIBRATION SEVERITY GRADE A+R, DEGREE OF PROTECTION IP 64 | 8120 | TEM | 1 | MC | 48.803 | 1
1FT71055AF711BG0 | SIMOTICS S SYNCHRON. MOTOR 1FT7, M0=50NM (100K) NN=3000RPM, PN=8,80KW NATURAL AIR COOLING; FRAME SIZE IMB 5 (IM V1, IM V3) FLANGE 1 (1FT6 COMPATIBLE) POWER CONNECTOR ROTATABLE ABSOLUTE VALUE ENCODER SINGLETURN 24 BIT WITH DRIVE-CLIQ INTERFACE (ENCODER AS24DQI) PLAIN SHAFT, W/O HOLDING BRAKE; ACC. TOLERANCE N VIBRATION SEVERITY GRADE A, DEGREE OF PROTECTION IP 64 | 6953 | TEM | 1 | MC | 44.304 | 1
1FT71055AF711BG1 | SIMOTICS S SYNCHRON. MOTOR 1FT7, M0=50NM (100K) NN=3000RPM, PN=8,80KW NATURAL AIR COOLING; FRAME SIZE IMB 5 (IM V1, IM V3) FLANGE 1 (1FT6 COMPATIBLE) POWER CONNECTOR ROTATABLE ABSOLUTE VALUE ENCODER SINGLETURN 24 BIT WITH DRIVE-CLIQ INTERFACE (ENCODER AS24DQI) PLAIN SHAFT, W/O HOLDING BRAKE; ACC. TOLERANCE N VIBRATION SEVERITY GRADE A, DEGREE OF PROTECTION IP 65 | 7049 | TEM | 1 | MC | 44.304 | 1
1FT71055AF711BG2 | SIMOTICS S SYNCHRON. MOTOR 1FT7, M0=50NM (100K) NN=3000RPM, PN=8,80KW NATURAL AIR COOLING; FRAME SIZE IMB 5 (IM V1, IM V3) FLANGE 1 (1FT6 COMPATIBLE) POWER CONNECTOR ROTATABLE ABSOLUTE VALUE ENCODER SINGLETURN 24 BIT WITH DRIVE-CLIQ INTERFACE (ENCODER AS24DQI) PLAIN SHAFT, W/O HOLDING BRAKE; ACC. TOLERANCE N VIBRATION SEVERITY GRADE A, DEGREE OF PROTECTION IP 67 | 7128 | TEM | 1 | MC | 44.304 | 1
1FT71055AF711BG5 | SIMOTICS S SYNCHRON. MOTOR 1FT7, M0=50NM (100K) NN=3000RPM, PN=8,80KW NATURAL AIR COOLING; FRAME SIZE IMB 5 (IM V1, IM V3) FLANGE 1 (1FT6 COMPATIBLE) POWER CONNECTOR ROTATABLE ABSOLUTE VALUE ENCODER SINGLETURN 24 BIT WITH DRIVE-CLIQ INTERFACE (ENCODER AS24DQI) PLAIN SHAFT, W/O HOLDING BRAKE; ACC. TOLERANCE N VIBRATION SEVERITY GRADE A+R, DEGREE OF PROTECTION IP 67 | 7284 | TEM | 1 | MC | 44.304 | 1
1FT71055AF711BH0 | SIMOTICS S SYNCHRON. MOTOR 1FT7, M0=50NM (100K) NN=3000RPM, PN=8,80KW NATURAL AIR COOLING; FRAME SIZE IMB 5 (IM V1, IM V3) FLANGE 1 (1FT6 COMPATIBLE) POWER CONNECTOR ROTATABLE ABSOLUTE VALUE ENCODER SINGLETURN 24 BIT WITH DRIVE-CLIQ INTERFACE (ENCODER AS24DQI) PLAIN SHAFT, WITH HOLDING BRAKE; ACCURACY TOLERANCE N VIBRATION SEVERITY GRADE A, DEGREE OF PROTECTION IP 64 | 7965 | TEM | 1 | MC | 48.803 | 1
1FT71055AF711BH1 | SIMOTICS S SYNCHRON. MOTOR 1FT7, M0=50NM (100K) NN=3000RPM, PN=8,80KW NATURAL AIR COOLING; FRAME SIZE IMB 5 (IM V1, IM V3) FLANGE 1 (1FT6 COMPATIBLE) POWER CONNECTOR ROTATABLE ABSOLUTE VALUE ENCODER SINGLETURN 24 BIT WITH DRIVE-CLIQ INTERFACE (ENCODER AS24DQI) PLAIN SHAFT, WITH HOLDING BRAKE; ACCURACY TOLERANCE N VIBRATION SEVERITY GRADE A, DEGREE OF PROTECTION IP 65 | 8062 | TEM | 1 | MC | 48.803 | 1
1FT71055AF711BH2 | SIMOTICS S SYNCHRON. MOTOR 1FT7, M0=50NM (100K) NN=3000RPM, PN=8,80KW NATURAL AIR COOLING; FRAME SIZE IMB 5 (IM V1, IM V3) FLANGE 1 (1FT6 COMPATIBLE) POWER CONNECTOR ROTATABLE ABSOLUTE VALUE ENCODER SINGLETURN 24 BIT WITH DRIVE-CLIQ INTERFACE (ENCODER AS24DQI) PLAIN SHAFT, WITH HOLDING BRAKE; ACCURACY TOLERANCE N VIBRATION SEVERITY GRADE A, DEGREE OF PROTECTION IP 67 | 8141 | TEM | 1 | MC | 48.803 | 1
1FT71055AF711BH5 | SIMOTICS S SYNCHRON. MOTOR 1FT7, M0=50NM (100K) NN=3000RPM, PN=8,80KW NATURAL AIR COOLING; FRAME SIZE IMB 5 (IM V1, IM V3) FLANGE 1 (1FT6 COMPATIBLE) POWER CONNECTOR ROTATABLE ABSOLUTE VALUE ENCODER SINGLETURN 24 BIT WITH DRIVE-CLIQ INTERFACE (ENCODER AS24DQI) PLAIN SHAFT, WITH HOLDING BRAKE; ACCURACY TOLERANCE N VIBRATION SEVERITY GRADE A+R, DEGREE OF PROTECTION IP 67 | 8297 | TEM | 1 | MC | 48.803 | 1
1FT71055AF711CA0 | SIMOTICS S SYNCHRON. MOTOR 1FT7, M0=50NM (100K) NN=3000RPM, PN=8,80KW NATURAL AIR COOLING; FRAME SIZE IMB 5 (IM V1, IM V3) FLANGE 1 (1FT6 COMPATIBLE) POWER CONNECTOR ROTATABLE ABSOLUTE ENCODER 24 BITS + 12 BIT MULTITURN WITH DRIVE-CLIQ INTERFACE (ENCODER AM24DQI) SHAFT WITH FITTED KEY; W/O HOLDING BRAKE; ACC. TOLERANCE N VIBRATION SEVERITY GRADE A, DEGREE OF PROTECTION IP 64 | 7718 | TEM | 1 | MC | 44.304 | 1
1FT71055AF711CA1 | SIMOTICS S SYNCHRON. MOTOR 1FT7, M0=50NM (100K) NN=3000RPM, PN=8,80KW NATURAL AIR COOLING; FRAME SIZE IMB 5 (IM V1, IM V3) FLANGE 1 (1FT6 COMPATIBLE) POWER CONNECTOR ROTATABLE ABSOLUTE ENCODER 24 BITS + 12 BIT MULTITURN WITH DRIVE-CLIQ INTERFACE (ENCODER AM24DQI) SHAFT WITH FITTED KEY; W/O HOLDING BRAKE; ACC. TOLERANCE N VIBRATION SEVERITY GRADE A, DEGREE OF PROTECTION IP 65 | 7814 | TEM | 1 | MC | 44.304 | 1
1FT71055AF711CA2 | SIMOTICS S SYNCHRON. MOTOR 1FT7, M0=50NM (100K) NN=3000RPM, PN=8,80KW NATURAL AIR COOLING; FRAME SIZE IMB 5 (IM V1, IM V3) FLANGE 1 (1FT6 COMPATIBLE) POWER CONNECTOR ROTATABLE ABSOLUTE ENCODER 24 BITS + 12 BIT MULTITURN WITH DRIVE-CLIQ INTERFACE (ENCODER AM24DQI) SHAFT WITH FITTED KEY; W/O HOLDING BRAKE; ACC. TOLERANCE N VIBRATION SEVERITY GRADE A, DEGREE OF PROTECTION IP 67 | 7893 | TEM | 1 | MC | 44.304 | 1
1FT71055AF711CA3 | SIMOTICS S SYNCHRON. MOTOR 1FT7, M0=50NM (100K) NN=3000RPM, PN=8,80KW NATURAL AIR COOLING; FRAME SIZE IMB 5 (IM V1, IM V3) FLANGE 1 (1FT6 COMPATIBLE) POWER CONNECTOR ROTATABLE ABSOLUTE ENCODER 24 BITS + 12 BIT MULTITURN WITH DRIVE-CLIQ INTERFACE (ENCODER AM24DQI) SHAFT WITH FITTED KEY; W/O HOLDING BRAKE; ACC. TOLERANCE N VIBRATION SEVERITY GRADE A+R, DEGREE OF PROTECTION IP 64 | 7873 | TEM | 1 | MC | 44.304 | 1
1FT71055AF711CB0 | SIMOTICS S SYNCHRON. MOTOR 1FT7, M0=50NM (100K) NN=3000RPM, PN=8,80KW NATURAL AIR COOLING; FRAME SIZE IMB 5 (IM V1, IM V3) FLANGE 1 (1FT6 COMPATIBLE) POWER CONNECTOR ROTATABLE ABSOLUTE ENCODER 24 BITS + 12 BIT MULTITURN WITH DRIVE-CLIQ INTERFACE (ENCODER AM24DQI) SHAFT WITH FITTED KEY; WITH HOLDING BRAKE; ACC. TOLERANCE N VIBRATION SEVERITY GRADE A, DEGREE OF PROTECTION IP 64 | 8730 | TEM | 1 | MC | 48.803 | 1
1FT71055AF711CB1 | SIMOTICS S SYNCHRON. MOTOR 1FT7, M0=50NM (100K) NN=3000RPM, PN=8,80KW NATURAL AIR COOLING; FRAME SIZE IMB 5 (IM V1, IM V3) FLANGE 1 (1FT6 COMPATIBLE) POWER CONNECTOR ROTATABLE ABSOLUTE ENCODER 24 BITS + 12 BIT MULTITURN WITH DRIVE-CLIQ INTERFACE (ENCODER AM24DQI) SHAFT WITH FITTED KEY; WITH HOLDING BRAKE; ACC. TOLERANCE N VIBRATION SEVERITY GRADE A, DEGREE OF PROTECTION IP 65 | 8827 | TEM | 1 | MC | 48.803 | 1
1FT71055AF711CB3 | SIMOTICS S SYNCHRON. MOTOR 1FT7, M0=50NM (100K) NN=3000RPM, PN=8,80KW NATURAL AIR COOLING; FRAME SIZE IMB 5 (IM V1, IM V3) FLANGE 1 (1FT6 COMPATIBLE) POWER CONNECTOR ROTATABLE ABSOLUTE ENCODER 24 BITS + 12 BIT MULTITURN WITH DRIVE-CLIQ INTERFACE (ENCODER AM24DQI) SHAFT WITH FITTED KEY; WITH HOLDING BRAKE; ACC. TOLERANCE N VIBRATION SEVERITY GRADE A+R, DEGREE OF PROTECTION IP 64 | 8885 | TEM | 1 | MC | 48.803 | 1
1FT71055AF711CE1 | SIMOTICS S SYNCHRON. MOTOR 1FT7, M0=50NM (100K) NN=3000RPM, PN=8,80KW NATURAL AIR COOLING; FRAME SIZE IMB 5 (IM V1, IM V3) FLANGE 1 (1FT6 COMPATIBLE) POWER CONNECTOR ROTATABLE ABSOLUTE ENCODER 24 BITS + 12 BIT MULTITURN WITH DRIVE-CLIQ INTERFACE (ENCODER AM24DQI) SHAFT WITH FITTED KEY; WITH HOLDING BRAKE; ACC. TOLERANCE R VIBRATION SEVERITY GRADE A, DEGREE OF PROTECTION IP 65 | 8986 | TEM | 1 | MC | 48.803 | 1
1FT71055AF711CE4 | SIMOTICS S SYNCHRON. MOTOR 1FT7, M0=50NM (100K) NN=3000RPM, PN=8,80KW NATURAL AIR COOLING; FRAME SIZE IMB 5 (IM V1, IM V3) FLANGE 1 (1FT6 COMPATIBLE) POWER CONNECTOR ROTATABLE ABSOLUTE ENCODER 24 BITS + 12 BIT MULTITURN WITH DRIVE-CLIQ INTERFACE (ENCODER AM24DQI) SHAFT WITH FITTED KEY; WITH HOLDING BRAKE; ACC. TOLERANCE R VIBRATION SEVERITY GRADE A+R, DEGREE OF PROTECTION IP 65 | 9142 | TEM | 1 | MC | 48.803 | 1
1FT71055AF711CG0 | SIMOTICS S SYNCHRON. MOTOR 1FT7, M0=50NM (100K) NN=3000RPM, PN=8,80KW NATURAL AIR COOLING; FRAME SIZE IMB 5 (IM V1, IM V3) FLANGE 1 (1FT6 COMPATIBLE) POWER CONNECTOR ROTATABLE ABSOLUTE ENCODER 24 BITS + 12 BIT MULTITURN WITH DRIVE-CLIQ INTERFACE (ENCODER AM24DQI) PLAIN SHAFT, W/O HOLDING BRAKE; ACC. TOLERANCE N VIBRATION SEVERITY GRADE A, DEGREE OF PROTECTION IP 64 | 7718 | TEM | 1 | MC | 44.304 | 1
1FT71055AF711CG1 | SIMOTICS S SYNCHRON. MOTOR 1FT7, M0=50NM (100K) NN=3000RPM, PN=8,80KW NATURAL AIR COOLING; FRAME SIZE IMB 5 (IM V1, IM V3) FLANGE 1 (1FT6 COMPATIBLE) POWER CONNECTOR ROTATABLE ABSOLUTE ENCODER 24 BITS + 12 BIT MULTITURN WITH DRIVE-CLIQ INTERFACE (ENCODER AM24DQI) PLAIN SHAFT, W/O HOLDING BRAKE; ACC. TOLERANCE N VIBRATION SEVERITY GRADE A, DEGREE OF PROTECTION IP 65 | 7814 | TEM | 1 | MC | 44.304 | 1
1FT71055AF711CG2 | SIMOTICS S SYNCHRON. MOTOR 1FT7, M0=50NM (100K) NN=3000RPM, PN=8,80KW NATURAL AIR COOLING; FRAME SIZE IMB 5 (IM V1, IM V3) FLANGE 1 (1FT6 COMPATIBLE) POWER CONNECTOR ROTATABLE ABSOLUTE ENCODER 24 BITS + 12 BIT MULTITURN WITH DRIVE-CLIQ INTERFACE (ENCODER AM24DQI) PLAIN SHAFT, W/O HOLDING BRAKE; ACC. TOLERANCE N VIBRATION SEVERITY GRADE A, DEGREE OF PROTECTION IP 67 | 7893 | TEM | 1 | MC | 44.304 | 1
1FT71055AF711CG4 | SIMOTICS S SYNCHRON. MOTOR 1FT7, M0=50NM (100K) NN=3000RPM, PN=8,80KW NATURAL AIR COOLING; FRAME SIZE IMB 5 (IM V1, IM V3) FLANGE 1 (1FT6 COMPATIBLE) POWER CONNECTOR ROTATABLE ABSOLUTE ENCODER 24 BITS + 12 BIT MULTITURN WITH DRIVE-CLIQ INTERFACE (ENCODER AM24DQI) PLAIN SHAFT, W/O HOLDING BRAKE; ACC. TOLERANCE N VIBRATION SEVERITY GRADE A+R, DEGREE OF PROTECTION IP 65 | 7970 | TEM | 1 | MC | 44.304 | 1
1FT71055AF711CH0 | SIMOTICS S SYNCHRON. MOTOR 1FT7, M0=50NM (100K) NN=3000RPM, PN=8,80KW NATURAL AIR COOLING; FRAME SIZE IMB 5 (IM V1, IM V3) FLANGE 1 (1FT6 COMPATIBLE) POWER CONNECTOR ROTATABLE ABSOLUTE ENCODER 24 BITS + 12 BIT MULTITURN WITH DRIVE-CLIQ INTERFACE (ENCODER AM24DQI) PLAIN SHAFT, WITH HOLDING BRAKE; ACCURACY TOLERANCE N VIBRATION SEVERITY GRADE A, DEGREE OF PROTECTION IP 64 | 8730 | TEM | 1 | MC | 48.803 | 1
1FT71055AF711CH1 | SIMOTICS S SYNCHRON. MOTOR 1FT7, M0=50NM (100K) NN=3000RPM, PN=8,80KW NATURAL AIR COOLING; FRAME SIZE IMB 5 (IM V1, IM V3) FLANGE 1 (1FT6 COMPATIBLE) POWER CONNECTOR ROTATABLE ABSOLUTE ENCODER 24 BITS + 12 BIT MULTITURN WITH DRIVE-CLIQ INTERFACE (ENCODER AM24DQI) PLAIN SHAFT, WITH HOLDING BRAKE; ACCURACY TOLERANCE N VIBRATION SEVERITY GRADE A, DEGREE OF PROTECTION IP 65 | 8827 | TEM | 1 | MC | 48.803 | 1
1FT71055AF711CH2 | SIMOTICS S SYNCHRON. MOTOR 1FT7, M0=50NM (100K) NN=3000RPM, PN=8,80KW NATURAL AIR COOLING; FRAME SIZE IMB 5 (IM V1, IM V3) FLANGE 1 (1FT6 COMPATIBLE) POWER CONNECTOR ROTATABLE ABSOLUTE ENCODER 24 BITS + 12 BIT MULTITURN WITH DRIVE-CLIQ INTERFACE (ENCODER AM24DQI) PLAIN SHAFT, WITH HOLDING BRAKE; ACCURACY TOLERANCE N VIBRATION SEVERITY GRADE A, DEGREE OF PROTECTION IP 67 | 8906 | TEM | 1 | MC | 48.803 | 1
1FT71055AF711CK1 | SIMOTICS S SYNCHRON. MOTOR 1FT7, M0=50NM (100K) NN=3000RPM, PN=8,80KW NATURAL AIR COOLING; FRAME SIZE IMB 5 (IM V1, IM V3) FLANGE 1 (1FT6 COMPATIBLE) POWER CONNECTOR ROTATABLE ABSOLUTE ENCODER 24 BITS + 12 BIT MULTITURN WITH DRIVE-CLIQ INTERFACE (ENCODER AM24DQI) PLAIN SHAFT, W/O HOLDING BRAKE; ACC. TOLERANCE R VIBRATION SEVERITY GRADE A, DEGREE OF PROTECTION IP 65 | 7973 | TEM | 1 | MC | 44.304 | 1
1FT71055AF711CK2 | SIMOTICS S SYNCHRON. MOTOR 1FT7, M0=50NM (100K) NN=3000RPM, PN=8,80KW NATURAL AIR COOLING; FRAME SIZE IMB 5 (IM V1, IM V3) FLANGE 1 (1FT6 COMPATIBLE) POWER CONNECTOR ROTATABLE ABSOLUTE ENCODER 24 BITS + 12 BIT MULTITURN WITH DRIVE-CLIQ INTERFACE (ENCODER AM24DQI) PLAIN SHAFT, W/O HOLDING BRAKE; ACC. TOLERANCE R VIBRATION SEVERITY GRADE A, DEGREE OF PROTECTION IP 67 | 8053 | TEM | 1 | MC | 44.304 | 1
1FT71055AF711CK3 | SIMOTICS S SYNCHRON. MOTOR 1FT7, M0=50NM (100K) NN=3000RPM, PN=8,80KW NATURAL AIR COOLING; FRAME SIZE IMB 5 (IM V1, IM V3) FLANGE 1 (1FT6 COMPATIBLE) POWER CONNECTOR ROTATABLE ABSOLUTE ENCODER 24 BITS + 12 BIT MULTITURN WITH DRIVE-CLIQ INTERFACE (ENCODER AM24DQI) PLAIN SHAFT, W/O HOLDING BRAKE; ACC. TOLERANCE R VIBRATION SEVERITY GRADE A+R, DEGREE OF PROTECTION IP 64 | 8032 | TEM | 1 | MC | 44.304 | 1
1FT71055AF711CK4 | SIMOTICS S SYNCHRON. MOTOR 1FT7, M0=50NM (100K) NN=3000RPM, PN=8,80KW NATURAL AIR COOLING; FRAME SIZE IMB 5 (IM V1, IM V3) FLANGE 1 (1FT6 COMPATIBLE) POWER CONNECTOR ROTATABLE ABSOLUTE ENCODER 24 BITS + 12 BIT MULTITURN WITH DRIVE-CLIQ INTERFACE (ENCODER AM24DQI) PLAIN SHAFT, W/O HOLDING BRAKE; ACC. TOLERANCE R VIBRATION SEVERITY GRADE A+R, DEGREE OF PROTECTION IP 65 | 8129 | TEM | 1 | MC | 44.304 | 1
1FT71055AF711CL1 | SIMOTICS S SYNCHRON. MOTOR 1FT7, M0=50NM (100K) NN=3000RPM, PN=8,80KW NATURAL AIR COOLING; FRAME SIZE IMB 5 (IM V1, IM V3) FLANGE 1 (1FT6 COMPATIBLE) POWER CONNECTOR ROTATABLE ABSOLUTE ENCODER 24 BITS + 12 BIT MULTITURN WITH DRIVE-CLIQ INTERFACE (ENCODER AM24DQI) PLAIN SHAFT, WITH HOLDING BRAKE; ACCURACY TOLERANCE R VIBRATION SEVERITY GRADE A, DEGREE OF PROTECTION IP 65 | 8986 | TEM | 1 | MC | 48.803 | 1
1FT71055AF711CL2 | SIMOTICS S SYNCHRON. MOTOR 1FT7, M0=50NM (100K) NN=3000RPM, PN=8,80KW NATURAL AIR COOLING; FRAME SIZE IMB 5 (IM V1, IM V3) FLANGE 1 (1FT6 COMPATIBLE) POWER CONNECTOR ROTATABLE ABSOLUTE ENCODER 24 BITS + 12 BIT MULTITURN WITH DRIVE-CLIQ INTERFACE (ENCODER AM24DQI) PLAIN SHAFT, WITH HOLDING BRAKE; ACCURACY TOLERANCE R VIBRATION SEVERITY GRADE A, DEGREE OF PROTECTION IP 67 | 9065 | TEM | 1 | MC | 48.803 | 1
1FT71055AF711CL4 | SIMOTICS S SYNCHRON. MOTOR 1FT7, M0=50NM (100K) NN=3000RPM, PN=8,80KW NATURAL AIR COOLING; FRAME SIZE IMB 5 (IM V1, IM V3) FLANGE 1 (1FT6 COMPATIBLE) POWER CONNECTOR ROTATABLE ABSOLUTE ENCODER 24 BITS + 12 BIT MULTITURN WITH DRIVE-CLIQ INTERFACE (ENCODER AM24DQI) PLAIN SHAFT, WITH HOLDING BRAKE; ACCURACY TOLERANCE R VIBRATION SEVERITY GRADE A+R, DEGREE OF PROTECTION IP 65 | 9142 | TEM | 1 | MC | 48.803 | 1
1FT71055AF711CL5 | SIMOTICS S SYNCHRON. MOTOR 1FT7, M0=50NM (100K) NN=3000RPM, PN=8,80KW NATURAL AIR COOLING; FRAME SIZE IMB 5 (IM V1, IM V3) FLANGE 1 (1FT6 COMPATIBLE) POWER CONNECTOR ROTATABLE ABSOLUTE ENCODER 24 BITS + 12 BIT MULTITURN WITH DRIVE-CLIQ INTERFACE (ENCODER AM24DQI) PLAIN SHAFT, WITH HOLDING BRAKE; ACCURACY TOLERANCE R VIBRATION SEVERITY GRADE A+R, DEGREE OF PROTECTION IP 67 | 9221 | TEM | 1 | MC | 48.803 | 1
1FT71055AF711DA0 | SIMOTICS S SYNCHRON. MOTOR 1FT7, M0=50NM (100K) NN=3000RPM, PN=8,80KW NATURAL AIR COOLING; FRAME SIZE IMB 5 (IM V1, IM V3) FLANGE 1 (1FT6 COMPATIBLE) POWER CONNECTOR ROTATABLE INCREMENTAL ENCODER 2048 S/R WITH DRIVE-CLIQ INTERFACE (ENCODER I-2048) CONNECTOR ROTATABLE SHAFT WITH FITTED KEY; W/O HOLDING BRAKE; ACC. TOLERANCE N VIBRATION SEVERITY GRADE A, DEGREE OF PROTECTION IP 64 | 7033 | TEM | 1 | MC | 44.304 | 1
1FT71055AF711DA1 | SIMOTICS S SYNCHRON. MOTOR 1FT7, M0=50NM (100K) NN=3000RPM, PN=8,80KW NATURAL AIR COOLING; FRAME SIZE IMB 5 (IM V1, IM V3) FLANGE 1 (1FT6 COMPATIBLE) POWER CONNECTOR ROTATABLE INCREMENTAL ENCODER 2048 S/R WITH DRIVE-CLIQ INTERFACE (ENCODER I-2048) CONNECTOR ROTATABLE SHAFT WITH FITTED KEY; W/O HOLDING BRAKE; ACC. TOLERANCE N VIBRATION SEVERITY GRADE A, DEGREE OF PROTECTION IP 65 | 7129 | TEM | 1 | MC | 44.304 | 1
1FT71055AF711DA2 | SIMOTICS S SYNCHRON. MOTOR 1FT7, M0=50NM (100K) NN=3000RPM, PN=8,80KW NATURAL AIR COOLING; FRAME SIZE IMB 5 (IM V1, IM V3) FLANGE 1 (1FT6 COMPATIBLE) POWER CONNECTOR ROTATABLE INCREMENTAL ENCODER 2048 S/R WITH DRIVE-CLIQ INTERFACE (ENCODER I-2048) CONNECTOR ROTATABLE SHAFT WITH FITTED KEY; W/O HOLDING BRAKE; ACC. TOLERANCE N VIBRATION SEVERITY GRADE A, DEGREE OF PROTECTION IP 67 | 7209 | TEM | 1 | MC | 44.304 | 1
1FT71055AF711DA3 | SIMOTICS S SYNCHRON. MOTOR 1FT7, M0=50NM (100K) NN=3000RPM, PN=8,80KW NATURAL AIR COOLING; FRAME SIZE IMB 5 (IM V1, IM V3) FLANGE 1 (1FT6 COMPATIBLE) POWER CONNECTOR ROTATABLE INCREMENTAL ENCODER 2048 S/R WITH DRIVE-CLIQ INTERFACE (ENCODER I-2048) CONNECTOR ROTATABLE SHAFT WITH FITTED KEY; W/O HOLDING BRAKE; ACC. TOLERANCE N VIBRATION SEVERITY GRADE A+R, DEGREE OF PROTECTION IP 64 | 7188 | TEM | 1 | MC | 44.304 | 1
1FT71055AF711DB0 | SIMOTICS S SYNCHRON. MOTOR 1FT7, M0=50NM (100K) NN=3000RPM, PN=8,80KW NATURAL AIR COOLING; FRAME SIZE IMB 5 (IM V1, IM V3) FLANGE 1 (1FT6 COMPATIBLE) POWER CONNECTOR ROTATABLE INCREMENTAL ENCODER 2048 S/R WITH DRIVE-CLIQ INTERFACE (ENCODER I-2048) CONNECTOR ROTATABLE SHAFT WITH FITTED KEY; WITH HOLDING BRAKE; ACC. TOLERANCE N VIBRATION SEVERITY GRADE A, DEGREE OF PROTECTION IP 64 | 8046 | TEM | 1 | MC | 48.803 | 1
1FT71055AF711DB1 | SIMOTICS S SYNCHRON. MOTOR 1FT7, M0=50NM (100K) NN=3000RPM, PN=8,80KW NATURAL AIR COOLING; FRAME SIZE IMB 5 (IM V1, IM V3) FLANGE 1 (1FT6 COMPATIBLE) POWER CONNECTOR ROTATABLE INCREMENTAL ENCODER 2048 S/R WITH DRIVE-CLIQ INTERFACE (ENCODER I-2048) CONNECTOR ROTATABLE SHAFT WITH FITTED KEY; WITH HOLDING BRAKE; ACC. TOLERANCE N VIBRATION SEVERITY GRADE A, DEGREE OF PROTECTION IP 65 | 8142 | TEM | 1 | MC | 48.803 | 1
1FT71055AF711DB3 | SIMOTICS S SYNCHRON. MOTOR 1FT7, M0=50NM (100K) NN=3000RPM, PN=8,80KW NATURAL AIR COOLING; FRAME SIZE IMB 5 (IM V1, IM V3) FLANGE 1 (1FT6 COMPATIBLE) POWER CONNECTOR ROTATABLE INCREMENTAL ENCODER 2048 S/R WITH DRIVE-CLIQ INTERFACE (ENCODER I-2048) CONNECTOR ROTATABLE SHAFT WITH FITTED KEY; WITH HOLDING BRAKE; ACC. TOLERANCE N VIBRATION SEVERITY GRADE A+R, DEGREE OF PROTECTION IP 64 | 8200 | TEM | 1 | MC | 48.803 | 1
1FT71055AF711DD0 | SIMOTICS S SYNCHRON. MOTOR 1FT7, M0=50NM (100K) NN=3000RPM, PN=8,80KW NATURAL AIR COOLING; FRAME SIZE IMB 5 (IM V1, IM V3) FLANGE 1 (1FT6 COMPATIBLE) POWER CONNECTOR ROTATABLE INCREMENTAL ENCODER 2048 S/R WITH DRIVE-CLIQ INTERFACE (ENCODER I-2048) CONNECTOR ROTATABLE SHAFT WITH FITTED KEY; W/O HOLDING BRAKE; ACC. TOLERANCE R VIBRATION SEVERITY GRADE A, DEGREE OF PROTECTION IP 64 | 7192 | TEM | 1 | MC | 44.304 | 1
1FT71055AF711DD2 | SIMOTICS S SYNCHRON. MOTOR 1FT7, M0=50NM (100K) NN=3000RPM, PN=8,80KW NATURAL AIR COOLING; FRAME SIZE IMB 5 (IM V1, IM V3) FLANGE 1 (1FT6 COMPATIBLE) POWER CONNECTOR ROTATABLE INCREMENTAL ENCODER 2048 S/R WITH DRIVE-CLIQ INTERFACE (ENCODER I-2048) CONNECTOR ROTATABLE SHAFT WITH FITTED KEY; W/O HOLDING BRAKE; ACC. TOLERANCE R VIBRATION SEVERITY GRADE A, DEGREE OF PROTECTION IP 67 | 7368 | TEM | 1 | MC | 44.304 | 1
1FT71055AF711DD4 | SIMOTICS S SYNCHRON. MOTOR 1FT7, M0=50NM (100K) NN=3000RPM, PN=8,80KW NATURAL AIR COOLING; FRAME SIZE IMB 5 (IM V1, IM V3) FLANGE 1 (1FT6 COMPATIBLE) POWER CONNECTOR ROTATABLE INCREMENTAL ENCODER 2048 S/R WITH DRIVE-CLIQ INTERFACE (ENCODER I-2048) CONNECTOR ROTATABLE SHAFT WITH FITTED KEY; W/O HOLDING BRAKE; ACC. TOLERANCE R VIBRATION SEVERITY GRADE A+R, DEGREE OF PROTECTION IP 65 | 7444 | TEM | 1 | MC | 44.304 | 1
1FT71055AF711DE0 | SIMOTICS S SYNCHRON. MOTOR 1FT7, M0=50NM (100K) NN=3000RPM, PN=8,80KW NATURAL AIR COOLING; FRAME SIZE IMB 5 (IM V1, IM V3) FLANGE 1 (1FT6 COMPATIBLE) POWER CONNECTOR ROTATABLE INCREMENTAL ENCODER 2048 S/R WITH DRIVE-CLIQ INTERFACE (ENCODER I-2048) CONNECTOR ROTATABLE SHAFT WITH FITTED KEY; WITH HOLDING BRAKE; ACC. TOLERANCE R VIBRATION SEVERITY GRADE A, DEGREE OF PROTECTION IP 64 | 8205 | TEM | 1 | MC | 48.803 | 1
1FT71055AF711DE1 | SIMOTICS S SYNCHRON. MOTOR 1FT7, M0=50NM (100K) NN=3000RPM, PN=8,80KW NATURAL AIR COOLING; FRAME SIZE IMB 5 (IM V1, IM V3) FLANGE 1 (1FT6 COMPATIBLE) POWER CONNECTOR ROTATABLE INCREMENTAL ENCODER 2048 S/R WITH DRIVE-CLIQ INTERFACE (ENCODER I-2048) CONNECTOR ROTATABLE SHAFT WITH FITTED KEY; WITH HOLDING BRAKE; ACC. TOLERANCE R VIBRATION SEVERITY GRADE A, DEGREE OF PROTECTION IP 65 | 8301 | TEM | 1 | MC | 48.803 | 1
1FT71055AF711DE4 | SIMOTICS S SYNCHRON. MOTOR 1FT7, M0=50NM (100K) NN=3000RPM, PN=8,80KW NATURAL AIR COOLING; FRAME SIZE IMB 5 (IM V1, IM V3) FLANGE 1 (1FT6 COMPATIBLE) POWER CONNECTOR ROTATABLE INCREMENTAL ENCODER 2048 S/R WITH DRIVE-CLIQ INTERFACE (ENCODER I-2048) CONNECTOR ROTATABLE SHAFT WITH FITTED KEY; WITH HOLDING BRAKE; ACC. TOLERANCE R VIBRATION SEVERITY GRADE A+R, DEGREE OF PROTECTION IP 65 | 8457 | TEM | 1 | MC | 48.803 | 1
1FT71055AF711DG0 | SIMOTICS S SYNCHRON. MOTOR 1FT7, M0=50NM (100K) NN=3000RPM, PN=8,80KW NATURAL AIR COOLING; FRAME SIZE IMB 5 (IM V1, IM V3) FLANGE 1 (1FT6 COMPATIBLE) POWER CONNECTOR ROTATABLE INCREMENTAL ENCODER 2048 S/R WITH DRIVE-CLIQ INTERFACE (ENCODER I-2048) CONNECTOR ROTATABLE PLAIN SHAFT, W/O HOLDING BRAKE; ACC. TOLERANCE N VIBRATION SEVERITY GRADE A, DEGREE OF PROTECTION IP 64 | 7033 | TEM | 1 | MC | 44.304 | 1
1FT71055AF711DG1 | SIMOTICS S SYNCHRON. MOTOR 1FT7, M0=50NM (100K) NN=3000RPM, PN=8,80KW NATURAL AIR COOLING; FRAME SIZE IMB 5 (IM V1, IM V3) FLANGE 1 (1FT6 COMPATIBLE) POWER CONNECTOR ROTATABLE INCREMENTAL ENCODER 2048 S/R WITH DRIVE-CLIQ INTERFACE (ENCODER I-2048) CONNECTOR ROTATABLE PLAIN SHAFT, W/O HOLDING BRAKE; ACC. TOLERANCE N VIBRATION SEVERITY GRADE A, DEGREE OF PROTECTION IP 65 | 7129 | TEM | 1 | MC | 44.304 | 1
1FT71055AF711DG2 | SIMOTICS S SYNCHRON. MOTOR 1FT7, M0=50NM (100K) NN=3000RPM, PN=8,80KW NATURAL AIR COOLING; FRAME SIZE IMB 5 (IM V1, IM V3) FLANGE 1 (1FT6 COMPATIBLE) POWER CONNECTOR ROTATABLE INCREMENTAL ENCODER 2048 S/R WITH DRIVE-CLIQ INTERFACE (ENCODER I-2048) CONNECTOR ROTATABLE PLAIN SHAFT, W/O HOLDING BRAKE; ACC. TOLERANCE N VIBRATION SEVERITY GRADE A, DEGREE OF PROTECTION IP 67 | 7209 | TEM | 1 | MC | 44.304 | 1
1FT71055AF711DG3 | SIMOTICS S SYNCHRON. MOTOR 1FT7, M0=50NM (100K) NN=3000RPM, PN=8,80KW NATURAL AIR COOLING; FRAME SIZE IMB 5 (IM V1, IM V3) FLANGE 1 (1FT6 COMPATIBLE) POWER CONNECTOR ROTATABLE INCREMENTAL ENCODER 2048 S/R WITH DRIVE-CLIQ INTERFACE (ENCODER I-2048) CONNECTOR ROTATABLE PLAIN SHAFT, W/O HOLDING BRAKE; ACC. TOLERANCE N VIBRATION SEVERITY GRADE A+R, DEGREE OF PROTECTION IP 64 | 7188 | TEM | 1 | MC | 44.304 | 1
1FT71055AF711DG5 | SIMOTICS S SYNCHRON. MOTOR 1FT7, M0=50NM (100K) NN=3000RPM, PN=8,80KW NATURAL AIR COOLING; FRAME SIZE IMB 5 (IM V1, IM V3) FLANGE 1 (1FT6 COMPATIBLE) POWER CONNECTOR ROTATABLE INCREMENTAL ENCODER 2048 S/R WITH DRIVE-CLIQ INTERFACE (ENCODER I-2048) CONNECTOR ROTATABLE PLAIN SHAFT, W/O HOLDING BRAKE; ACC. TOLERANCE N VIBRATION SEVERITY GRADE A+R, DEGREE OF PROTECTION IP 67 | 7364 | TEM | 1 | MC | 44.304 | 1
1FT71055AF711DH0 | SIMOTICS S SYNCHRON. MOTOR 1FT7, M0=50NM (100K) NN=3000RPM, PN=8,80KW NATURAL AIR COOLING; FRAME SIZE IMB 5 (IM V1, IM V3) FLANGE 1 (1FT6 COMPATIBLE) POWER CONNECTOR ROTATABLE INCREMENTAL ENCODER 2048 S/R WITH DRIVE-CLIQ INTERFACE (ENCODER I-2048) CONNECTOR ROTATABLE PLAIN SHAFT, WITH HOLDING BRAKE; ACCURACY TOLERANCE N VIBRATION SEVERITY GRADE A, DEGREE OF PROTECTION IP 64 | 8046 | TEM | 1 | MC | 48.803 | 1
1FT71055AF711DH1 | SIMOTICS S SYNCHRON. MOTOR 1FT7, M0=50NM (100K) NN=3000RPM, PN=8,80KW NATURAL AIR COOLING; FRAME SIZE IMB 5 (IM V1, IM V3) FLANGE 1 (1FT6 COMPATIBLE) POWER CONNECTOR ROTATABLE INCREMENTAL ENCODER 2048 S/R WITH DRIVE-CLIQ INTERFACE (ENCODER I-2048) CONNECTOR ROTATABLE PLAIN SHAFT, WITH HOLDING BRAKE; ACCURACY TOLERANCE N VIBRATION SEVERITY GRADE A, DEGREE OF PROTECTION IP 65 | 8142 | TEM | 1 | MC | 48.803 | 1
1FT71055AF711DH2 | SIMOTICS S SYNCHRON. MOTOR 1FT7, M0=50NM (100K) NN=3000RPM, PN=8,80KW NATURAL AIR COOLING; FRAME SIZE IMB 5 (IM V1, IM V3) FLANGE 1 (1FT6 COMPATIBLE) POWER CONNECTOR ROTATABLE INCREMENTAL ENCODER 2048 S/R WITH DRIVE-CLIQ INTERFACE (ENCODER I-2048) CONNECTOR ROTATABLE PLAIN SHAFT, WITH HOLDING BRAKE; ACCURACY TOLERANCE N VIBRATION SEVERITY GRADE A, DEGREE OF PROTECTION IP 67 | 8221 | TEM | 1 | MC | 48.803 | 1
1FT71055AF711DH3 | SIMOTICS S SYNCHRON. MOTOR 1FT7, M0=50NM (100K) NN=3000RPM, PN=8,80KW NATURAL AIR COOLING; FRAME SIZE IMB 5 (IM V1, IM V3) FLANGE 1 (1FT6 COMPATIBLE) POWER CONNECTOR ROTATABLE INCREMENTAL ENCODER 2048 S/R WITH DRIVE-CLIQ INTERFACE (ENCODER I-2048) CONNECTOR ROTATABLE PLAIN SHAFT, WITH HOLDING BRAKE; ACCURACY TOLERANCE N VIBRATION SEVERITY GRADE A+R, DEGREE OF PROTECTION IP 64 | 8200 | TEM | 1 | MC | 48.803 | 1
1FT71055AF711DH5 | SIMOTICS S SYNCHRON. MOTOR 1FT7, M0=50NM (100K) NN=3000RPM, PN=8,80KW NATURAL AIR COOLING; FRAME SIZE IMB 5 (IM V1, IM V3) FLANGE 1 (1FT6 COMPATIBLE) POWER CONNECTOR ROTATABLE INCREMENTAL ENCODER 2048 S/R WITH DRIVE-CLIQ INTERFACE (ENCODER I-2048) CONNECTOR ROTATABLE PLAIN SHAFT, WITH HOLDING BRAKE; ACCURACY TOLERANCE N VIBRATION SEVERITY GRADE A+R, DEGREE OF PROTECTION IP 67 | 8377 | TEM | 1 | MC | 48.803 | 1
1FT71055AF711DK3 | SIMOTICS S SYNCHRON. MOTOR 1FT7, M0=50NM (100K) NN=3000RPM, PN=8,80KW NATURAL AIR COOLING; FRAME SIZE IMB 5 (IM V1, IM V3) FLANGE 1 (1FT6 COMPATIBLE) POWER CONNECTOR ROTATABLE INCREMENTAL ENCODER 2048 S/R WITH DRIVE-CLIQ INTERFACE (ENCODER I-2048) CONNECTOR ROTATABLE PLAIN SHAFT, W/O HOLDING BRAKE; ACC. TOLERANCE R VIBRATION SEVERITY GRADE A+R, DEGREE OF PROTECTION IP 64 | 7347 | TEM | 1 | MC | 44.304 | 1
1FT71055AF711DK4 | SIMOTICS S SYNCHRON. MOTOR 1FT7, M0=50NM (100K) NN=3000RPM, PN=8,80KW NATURAL AIR COOLING; FRAME SIZE IMB 5 (IM V1, IM V3) FLANGE 1 (1FT6 COMPATIBLE) POWER CONNECTOR ROTATABLE INCREMENTAL ENCODER 2048 S/R WITH DRIVE-CLIQ INTERFACE (ENCODER I-2048) CONNECTOR ROTATABLE PLAIN SHAFT, W/O HOLDING BRAKE; ACC. TOLERANCE R VIBRATION SEVERITY GRADE A+R, DEGREE OF PROTECTION IP 65 | 7444 | TEM | 1 | MC | 44.304 | 1
1FT71055AF711DL1 | SIMOTICS S SYNCHRON. MOTOR 1FT7, M0=50NM (100K) NN=3000RPM, PN=8,80KW NATURAL AIR COOLING; FRAME SIZE IMB 5 (IM V1, IM V3) FLANGE 1 (1FT6 COMPATIBLE) POWER CONNECTOR ROTATABLE INCREMENTAL ENCODER 2048 S/R WITH DRIVE-CLIQ INTERFACE (ENCODER I-2048) CONNECTOR ROTATABLE PLAIN SHAFT, WITH HOLDING BRAKE; ACCURACY TOLERANCE R VIBRATION SEVERITY GRADE A, DEGREE OF PROTECTION IP 65 | 8301 | TEM | 1 | MC | 48.803 | 1
1FT71055AF711DL2 | SIMOTICS S SYNCHRON. MOTOR 1FT7, M0=50NM (100K) NN=3000RPM, PN=8,80KW NATURAL AIR COOLING; FRAME SIZE IMB 5 (IM V1, IM V3) FLANGE 1 (1FT6 COMPATIBLE) POWER CONNECTOR ROTATABLE INCREMENTAL ENCODER 2048 S/R WITH DRIVE-CLIQ INTERFACE (ENCODER I-2048) CONNECTOR ROTATABLE PLAIN SHAFT, WITH HOLDING BRAKE; ACCURACY TOLERANCE R VIBRATION SEVERITY GRADE A, DEGREE OF PROTECTION IP 67 | 8381 | TEM | 1 | MC | 48.803 | 1
1FT71055AF711DL4 | SIMOTICS S SYNCHRON. MOTOR 1FT7, M0=50NM (100K) NN=3000RPM, PN=8,80KW NATURAL AIR COOLING; FRAME SIZE IMB 5 (IM V1, IM V3) FLANGE 1 (1FT6 COMPATIBLE) POWER CONNECTOR ROTATABLE INCREMENTAL ENCODER 2048 S/R WITH DRIVE-CLIQ INTERFACE (ENCODER I-2048) CONNECTOR ROTATABLE PLAIN SHAFT, WITH HOLDING BRAKE; ACCURACY TOLERANCE R VIBRATION SEVERITY GRADE A+R, DEGREE OF PROTECTION IP 65 | 8457 | TEM | 1 | MC | 48.803 | 1
1FT71055AF711FA0 | SIMOTICS S SYNCHRON. MOTOR 1FT7, M0=50NM (100K) NN=3000RPM, PN=8,80KW NATURAL AIR COOLING; FRAME SIZE IMB 5 (IM V1, IM V3) FLANGE 1 (1FT6 COMPATIBLE) POWER CONNECTOR ROTATABLE ABSOLUTE ENCODER 22 BITS MULTI TURN WITH DRIVE-CLIQ INTERFACE (ENCODER AM-22-DQ) CONNECTOR ROTATABLE SHAFT WITH FITTED KEY; W/O HOLDING BRAKE; ACC. TOLERANCE N VIBRATION SEVERITY GRADE A, DEGREE OF PROTECTION IP 64 | 7798 | TEM | 1 | MC | 44.304 | 1
1FT71055AF711FA1 | SIMOTICS S SYNCHRON. MOTOR 1FT7, M0=50NM (100K) NN=3000RPM, PN=8,80KW NATURAL AIR COOLING; FRAME SIZE IMB 5 (IM V1, IM V3) FLANGE 1 (1FT6 COMPATIBLE) POWER CONNECTOR ROTATABLE ABSOLUTE ENCODER 22 BITS MULTI TURN WITH DRIVE-CLIQ INTERFACE (ENCODER AM-22-DQ) CONNECTOR ROTATABLE SHAFT WITH FITTED KEY; W/O HOLDING BRAKE; ACC. TOLERANCE N VIBRATION SEVERITY GRADE A, DEGREE OF PROTECTION IP 65 | 7894 | TEM | 1 | MC | 44.304 | 1
1FT71055AF711FA2 | SIMOTICS S SYNCHRON. MOTOR 1FT7, M0=50NM (100K) NN=3000RPM, PN=8,80KW NATURAL AIR COOLING; FRAME SIZE IMB 5 (IM V1, IM V3) FLANGE 1 (1FT6 COMPATIBLE) POWER CONNECTOR ROTATABLE ABSOLUTE ENCODER 22 BITS MULTI TURN WITH DRIVE-CLIQ INTERFACE (ENCODER AM-22-DQ) CONNECTOR ROTATABLE SHAFT WITH FITTED KEY; W/O HOLDING BRAKE; ACC. TOLERANCE N VIBRATION SEVERITY GRADE A, DEGREE OF PROTECTION IP 67 | 7974 | TEM | 1 | MC | 44.304 | 1
1FT71055AF711FA3 | SIMOTICS S SYNCHRON. MOTOR 1FT7, M0=50NM (100K) NN=3000RPM, PN=8,80KW NATURAL AIR COOLING; FRAME SIZE IMB 5 (IM V1, IM V3) FLANGE 1 (1FT6 COMPATIBLE) POWER CONNECTOR ROTATABLE ABSOLUTE ENCODER 22 BITS MULTI TURN WITH DRIVE-CLIQ INTERFACE (ENCODER AM-22-DQ) CONNECTOR ROTATABLE SHAFT WITH FITTED KEY; W/O HOLDING BRAKE; ACC. TOLERANCE N VIBRATION SEVERITY GRADE A+R, DEGREE OF PROTECTION IP 64 | 7953 | TEM | 1 | MC | 44.304 | 1
1FT71055AF711FB0 | SIMOTICS S SYNCHRON. MOTOR 1FT7, M0=50NM (100K) NN=3000RPM, PN=8,80KW NATURAL AIR COOLING; FRAME SIZE IMB 5 (IM V1, IM V3) FLANGE 1 (1FT6 COMPATIBLE) POWER CONNECTOR ROTATABLE ABSOLUTE ENCODER 22 BITS MULTI TURN WITH DRIVE-CLIQ INTERFACE (ENCODER AM-22-DQ) CONNECTOR ROTATABLE SHAFT WITH FITTED KEY; WITH HOLDING BRAKE; ACC. TOLERANCE N VIBRATION SEVERITY GRADE A, DEGREE OF PROTECTION IP 64 | 8811 | TEM | 1 | MC | 48.803 | 1
1FT71055AF711FB1 | SIMOTICS S SYNCHRON. MOTOR 1FT7, M0=50NM (100K) NN=3000RPM, PN=8,80KW NATURAL AIR COOLING; FRAME SIZE IMB 5 (IM V1, IM V3) FLANGE 1 (1FT6 COMPATIBLE) POWER CONNECTOR ROTATABLE ABSOLUTE ENCODER 22 BITS MULTI TURN WITH DRIVE-CLIQ INTERFACE (ENCODER AM-22-DQ) CONNECTOR ROTATABLE SHAFT WITH FITTED KEY; WITH HOLDING BRAKE; ACC. TOLERANCE N VIBRATION SEVERITY GRADE A, DEGREE OF PROTECTION IP 65 | 8907 | TEM | 1 | MC | 48.803 | 1
1FT71055AF711FB2 | SIMOTICS S SYNCHRON. MOTOR 1FT7, M0=50NM (100K) NN=3000RPM, PN=8,80KW NATURAL AIR COOLING; FRAME SIZE IMB 5 (IM V1, IM V3) FLANGE 1 (1FT6 COMPATIBLE) POWER CONNECTOR ROTATABLE ABSOLUTE ENCODER 22 BITS MULTI TURN WITH DRIVE-CLIQ INTERFACE (ENCODER AM-22-DQ) CONNECTOR ROTATABLE SHAFT WITH FITTED KEY; WITH HOLDING BRAKE; ACC. TOLERANCE N VIBRATION SEVERITY GRADE A, DEGREE OF PROTECTION IP 67 | 8986 | TEM | 1 | MC | 48.803 | 1
1FT71055AF711FB4 | SIMOTICS S SYNCHRON. MOTOR 1FT7, M0=50NM (100K) NN=3000RPM, PN=8,80KW NATURAL AIR COOLING; FRAME SIZE IMB 5 (IM V1, IM V3) FLANGE 1 (1FT6 COMPATIBLE) POWER CONNECTOR ROTATABLE ABSOLUTE ENCODER 22 BITS MULTI TURN WITH DRIVE-CLIQ INTERFACE (ENCODER AM-22-DQ) CONNECTOR ROTATABLE SHAFT WITH FITTED KEY; WITH HOLDING BRAKE; ACC. TOLERANCE N VIBRATION SEVERITY GRADE A+R, DEGREE OF PROTECTION IP 65 | 9063 | TEM | 1 | MC | 48.803 | 1
1FT71055AF711FD2 | SIMOTICS S SYNCHRON. MOTOR 1FT7, M0=50NM (100K) NN=3000RPM, PN=8,80KW NATURAL AIR COOLING; FRAME SIZE IMB 5 (IM V1, IM V3) FLANGE 1 (1FT6 COMPATIBLE) POWER CONNECTOR ROTATABLE ABSOLUTE ENCODER 22 BITS MULTI TURN WITH DRIVE-CLIQ INTERFACE (ENCODER AM-22-DQ) CONNECTOR ROTATABLE SHAFT WITH FITTED KEY; W/O HOLDING BRAKE; ACC. TOLERANCE R VIBRATION SEVERITY GRADE A, DEGREE OF PROTECTION IP 67 | 8133 | TEM | 1 | MC | 44.304 | 1
1FT71055AF711FG0 | SIMOTICS S SYNCHRON. MOTOR 1FT7, M0=50NM (100K) NN=3000RPM, PN=8,80KW NATURAL AIR COOLING; FRAME SIZE IMB 5 (IM V1, IM V3) FLANGE 1 (1FT6 COMPATIBLE) POWER CONNECTOR ROTATABLE ABSOLUTE ENCODER 22 BITS MULTI TURN WITH DRIVE-CLIQ INTERFACE (ENCODER AM-22-DQ) CONNECTOR ROTATABLE PLAIN SHAFT, W/O HOLDING BRAKE; ACC. TOLERANCE N VIBRATION SEVERITY GRADE A, DEGREE OF PROTECTION IP 64 | 7798 | TEM | 1 | MC | 44.304 | 1
1FT71055AF711FG1 | SIMOTICS S SYNCHRON. MOTOR 1FT7, M0=50NM (100K) NN=3000RPM, PN=8,80KW NATURAL AIR COOLING; FRAME SIZE IMB 5 (IM V1, IM V3) FLANGE 1 (1FT6 COMPATIBLE) POWER CONNECTOR ROTATABLE ABSOLUTE ENCODER 22 BITS MULTI TURN WITH DRIVE-CLIQ INTERFACE (ENCODER AM-22-DQ) CONNECTOR ROTATABLE PLAIN SHAFT, W/O HOLDING BRAKE; ACC. TOLERANCE N VIBRATION SEVERITY GRADE A, DEGREE OF PROTECTION IP 65 | 7894 | TEM | 1 | MC | 44.304 | 1
1FT71055AF711FG2 | SIMOTICS S SYNCHRON. MOTOR 1FT7, M0=50NM (100K) NN=3000RPM, PN=8,80KW NATURAL AIR COOLING; FRAME SIZE IMB 5 (IM V1, IM V3) FLANGE 1 (1FT6 COMPATIBLE) POWER CONNECTOR ROTATABLE ABSOLUTE ENCODER 22 BITS MULTI TURN WITH DRIVE-CLIQ INTERFACE (ENCODER AM-22-DQ) CONNECTOR ROTATABLE PLAIN SHAFT, W/O HOLDING BRAKE; ACC. TOLERANCE N VIBRATION SEVERITY GRADE A, DEGREE OF PROTECTION IP 67 | 7974 | TEM | 1 | MC | 44.304 | 1
1FT71055AF711FG3 | SIMOTICS S SYNCHRON. MOTOR 1FT7, M0=50NM (100K) NN=3000RPM, PN=8,80KW NATURAL AIR COOLING; FRAME SIZE IMB 5 (IM V1, IM V3) FLANGE 1 (1FT6 COMPATIBLE) POWER CONNECTOR ROTATABLE ABSOLUTE ENCODER 22 BITS MULTI TURN WITH DRIVE-CLIQ INTERFACE (ENCODER AM-22-DQ) CONNECTOR ROTATABLE PLAIN SHAFT, W/O HOLDING BRAKE; ACC. TOLERANCE N VIBRATION SEVERITY GRADE A+R, DEGREE OF PROTECTION IP 64 | 7953 | TEM | 1 | MC | 44.304 | 1
1FT71055AF711FG4 | SIMOTICS S SYNCHRON. MOTOR 1FT7, M0=50NM (100K) NN=3000RPM, PN=8,80KW NATURAL AIR COOLING; FRAME SIZE IMB 5 (IM V1, IM V3) FLANGE 1 (1FT6 COMPATIBLE) POWER CONNECTOR ROTATABLE ABSOLUTE ENCODER 22 BITS MULTI TURN WITH DRIVE-CLIQ INTERFACE (ENCODER AM-22-DQ) CONNECTOR ROTATABLE PLAIN SHAFT, W/O HOLDING BRAKE; ACC. TOLERANCE N VIBRATION SEVERITY GRADE A+R, DEGREE OF PROTECTION IP 65 | 8050 | TEM | 1 | MC | 44.304 | 1
1FT71055AF711FG5 | SIMOTICS S SYNCHRON. MOTOR 1FT7, M0=50NM (100K) NN=3000RPM, PN=8,80KW NATURAL AIR COOLING; FRAME SIZE IMB 5 (IM V1, IM V3) FLANGE 1 (1FT6 COMPATIBLE) POWER CONNECTOR ROTATABLE ABSOLUTE ENCODER 22 BITS MULTI TURN WITH DRIVE-CLIQ INTERFACE (ENCODER AM-22-DQ) CONNECTOR ROTATABLE PLAIN SHAFT, W/O HOLDING BRAKE; ACC. TOLERANCE N VIBRATION SEVERITY GRADE A+R, DEGREE OF PROTECTION IP 67 | 8130 | TEM | 1 | MC | 44.304 | 1
1FT71055AF711FH0 | SIMOTICS S SYNCHRON. MOTOR 1FT7, M0=50NM (100K) NN=3000RPM, PN=8,80KW NATURAL AIR COOLING; FRAME SIZE IMB 5 (IM V1, IM V3) FLANGE 1 (1FT6 COMPATIBLE) POWER CONNECTOR ROTATABLE ABSOLUTE ENCODER 22 BITS MULTI TURN WITH DRIVE-CLIQ INTERFACE (ENCODER AM-22-DQ) CONNECTOR ROTATABLE PLAIN SHAFT, WITH HOLDING BRAKE; ACCURACY TOLERANCE N VIBRATION SEVERITY GRADE A, DEGREE OF PROTECTION IP 64 | 8811 | TEM | 1 | MC | 48.803 | 1
1FT71055AF711FH1 | SIMOTICS S SYNCHRON. MOTOR 1FT7, M0=50NM (100K) NN=3000RPM, PN=8,80KW NATURAL AIR COOLING; FRAME SIZE IMB 5 (IM V1, IM V3) FLANGE 1 (1FT6 COMPATIBLE) POWER CONNECTOR ROTATABLE ABSOLUTE ENCODER 22 BITS MULTI TURN WITH DRIVE-CLIQ INTERFACE (ENCODER AM-22-DQ) CONNECTOR ROTATABLE PLAIN SHAFT, WITH HOLDING BRAKE; ACCURACY TOLERANCE N VIBRATION SEVERITY GRADE A, DEGREE OF PROTECTION IP 65 | 8907 | TEM | 1 | MC | 48.803 | 1
1FT71055AF711FH2 | SIMOTICS S SYNCHRON. MOTOR 1FT7, M0=50NM (100K) NN=3000RPM, PN=8,80KW NATURAL AIR COOLING; FRAME SIZE IMB 5 (IM V1, IM V3) FLANGE 1 (1FT6 COMPATIBLE) POWER CONNECTOR ROTATABLE ABSOLUTE ENCODER 22 BITS MULTI TURN WITH DRIVE-CLIQ INTERFACE (ENCODER AM-22-DQ) CONNECTOR ROTATABLE PLAIN SHAFT, WITH HOLDING BRAKE; ACCURACY TOLERANCE N VIBRATION SEVERITY GRADE A, DEGREE OF PROTECTION IP 67 | 8986 | TEM | 1 | MC | 48.803 | 1
1FT71055AF711FH3 | SIMOTICS S SYNCHRON. MOTOR 1FT7, M0=50NM (100K) NN=3000RPM, PN=8,80KW NATURAL AIR COOLING; FRAME SIZE IMB 5 (IM V1, IM V3) FLANGE 1 (1FT6 COMPATIBLE) POWER CONNECTOR ROTATABLE ABSOLUTE ENCODER 22 BITS MULTI TURN WITH DRIVE-CLIQ INTERFACE (ENCODER AM-22-DQ) CONNECTOR ROTATABLE PLAIN SHAFT, WITH HOLDING BRAKE; ACCURACY TOLERANCE N VIBRATION SEVERITY GRADE A+R, DEGREE OF PROTECTION IP 64 | 8965 | TEM | 1 | MC | 48.803 | 1
1FT71055AF711FK0 | SIMOTICS S SYNCHRON. MOTOR 1FT7, M0=50NM (100K) NN=3000RPM, PN=8,80KW NATURAL AIR COOLING; FRAME SIZE IMB 5 (IM V1, IM V3) FLANGE 1 (1FT6 COMPATIBLE) POWER CONNECTOR ROTATABLE ABSOLUTE ENCODER 22 BITS MULTI TURN WITH DRIVE-CLIQ INTERFACE (ENCODER AM-22-DQ) CONNECTOR ROTATABLE PLAIN SHAFT, W/O HOLDING BRAKE; ACC. TOLERANCE R VIBRATION SEVERITY GRADE A, DEGREE OF PROTECTION IP 64 | 7957 | TEM | 1 | MC | 44.304 | 1
1FT71055AF711FK1 | SIMOTICS S SYNCHRON. MOTOR 1FT7, M0=50NM (100K) NN=3000RPM, PN=8,80KW NATURAL AIR COOLING; FRAME SIZE IMB 5 (IM V1, IM V3) FLANGE 1 (1FT6 COMPATIBLE) POWER CONNECTOR ROTATABLE ABSOLUTE ENCODER 22 BITS MULTI TURN WITH DRIVE-CLIQ INTERFACE (ENCODER AM-22-DQ) CONNECTOR ROTATABLE PLAIN SHAFT, W/O HOLDING BRAKE; ACC. TOLERANCE R VIBRATION SEVERITY GRADE A, DEGREE OF PROTECTION IP 65 | 8053 | TEM | 1 | MC | 44.304 | 1
1FT71055AF711FK3 | SIMOTICS S SYNCHRON. MOTOR 1FT7, M0=50NM (100K) NN=3000RPM, PN=8,80KW NATURAL AIR COOLING; FRAME SIZE IMB 5 (IM V1, IM V3) FLANGE 1 (1FT6 COMPATIBLE) POWER CONNECTOR ROTATABLE ABSOLUTE ENCODER 22 BITS MULTI TURN WITH DRIVE-CLIQ INTERFACE (ENCODER AM-22-DQ) CONNECTOR ROTATABLE PLAIN SHAFT, W/O HOLDING BRAKE; ACC. TOLERANCE R VIBRATION SEVERITY GRADE A+R, DEGREE OF PROTECTION IP 64 | 8112 | TEM | 1 | MC | 44.304 | 1
1FT71055AF711FK4 | SIMOTICS S SYNCHRON. MOTOR 1FT7, M0=50NM (100K) NN=3000RPM, PN=8,80KW NATURAL AIR COOLING; FRAME SIZE IMB 5 (IM V1, IM V3) FLANGE 1 (1FT6 COMPATIBLE) POWER CONNECTOR ROTATABLE ABSOLUTE ENCODER 22 BITS MULTI TURN WITH DRIVE-CLIQ INTERFACE (ENCODER AM-22-DQ) CONNECTOR ROTATABLE PLAIN SHAFT, W/O HOLDING BRAKE; ACC. TOLERANCE R VIBRATION SEVERITY GRADE A+R, DEGREE OF PROTECTION IP 65 | 8209 | TEM | 1 | MC | 44.304 | 1
1FT71055AF711FK5 | SIMOTICS S SYNCHRON. MOTOR 1FT7, M0=50NM (100K) NN=3000RPM, PN=8,80KW NATURAL AIR COOLING; FRAME SIZE IMB 5 (IM V1, IM V3) FLANGE 1 (1FT6 COMPATIBLE) POWER CONNECTOR ROTATABLE ABSOLUTE ENCODER 22 BITS MULTI TURN WITH DRIVE-CLIQ INTERFACE (ENCODER AM-22-DQ) CONNECTOR ROTATABLE PLAIN SHAFT, W/O HOLDING BRAKE; ACC. TOLERANCE R VIBRATION SEVERITY GRADE A+R, DEGREE OF PROTECTION IP 67 | 8289 | TEM | 1 | MC | 44.304 | 1
1FT71055AF711FL1 | SIMOTICS S SYNCHRON. MOTOR 1FT7, M0=50NM (100K) NN=3000RPM, PN=8,80KW NATURAL AIR COOLING; FRAME SIZE IMB 5 (IM V1, IM V3) FLANGE 1 (1FT6 COMPATIBLE) POWER CONNECTOR ROTATABLE ABSOLUTE ENCODER 22 BITS MULTI TURN WITH DRIVE-CLIQ INTERFACE (ENCODER AM-22-DQ) CONNECTOR ROTATABLE PLAIN SHAFT, WITH HOLDING BRAKE; ACCURACY TOLERANCE R VIBRATION SEVERITY GRADE A, DEGREE OF PROTECTION IP 65 | 9066 | TEM | 1 | MC | 48.803 | 1
1FT71055AF711FL3 | SIMOTICS S SYNCHRON. MOTOR 1FT7, M0=50NM (100K) NN=3000RPM, PN=8,80KW NATURAL AIR COOLING; FRAME SIZE IMB 5 (IM V1, IM V3) FLANGE 1 (1FT6 COMPATIBLE) POWER CONNECTOR ROTATABLE ABSOLUTE ENCODER 22 BITS MULTI TURN WITH DRIVE-CLIQ INTERFACE (ENCODER AM-22-DQ) CONNECTOR ROTATABLE PLAIN SHAFT, WITH HOLDING BRAKE; ACCURACY TOLERANCE R VIBRATION SEVERITY GRADE A+R, DEGREE OF PROTECTION IP 64 | 9125 | TEM | 1 | MC | 48.803 | 1
1FT71055AF711FL5 | SIMOTICS S SYNCHRON. MOTOR 1FT7, M0=50NM (100K) NN=3000RPM, PN=8,80KW NATURAL AIR COOLING; FRAME SIZE IMB 5 (IM V1, IM V3) FLANGE 1 (1FT6 COMPATIBLE) POWER CONNECTOR ROTATABLE ABSOLUTE ENCODER 22 BITS MULTI TURN WITH DRIVE-CLIQ INTERFACE (ENCODER AM-22-DQ) CONNECTOR ROTATABLE PLAIN SHAFT, WITH HOLDING BRAKE; ACCURACY TOLERANCE R VIBRATION SEVERITY GRADE A+R, DEGREE OF PROTECTION IP 67 | 9301 | TEM | 1 | MC | 48.803 | 1
1FT71055AF711MA0 | SIMOTICS S SYNCHRON. MOTOR 1FT7, M0=50NM (100K) NN=3000RPM, PN=8,80KW NATURAL AIR COOLING; FRAME SIZE IMB 5 (1FT6 COMPATIBLE) WITH KTY TEMPERATURE SENSOR POWER CONNECTOR ROTATABLE ABSOLUTE ENCODER ENDAT 2048 S/R (ENCODER A-2048) CONNECTOR ROTATABLE SHAFT WITH FITTED KEY; W/O HOLDING BRAKE; ACC. TOLERANCE N VIBRATION SEVERITY GRADE A, DEGREE OF PROTECTION IP 64 | 7366 | TEM | 1 | MC | 44.304 | 1
1FT71055AF711MA1 | SIMOTICS S SYNCHRON. MOTOR 1FT7, M0=50NM (100K) NN=3000RPM, PN=8,80KW NATURAL AIR COOLING; FRAME SIZE IMB 5 (1FT6 COMPATIBLE) WITH KTY TEMPERATURE SENSOR POWER CONNECTOR ROTATABLE ABSOLUTE ENCODER ENDAT 2048 S/R (ENCODER A-2048) CONNECTOR ROTATABLE SHAFT WITH FITTED KEY; W/O HOLDING BRAKE; ACC. TOLERANCE N VIBRATION SEVERITY GRADE A, DEGREE OF PROTECTION IP 65 | 7462 | TEM | 1 | MC | 44.304 | 1
1FT71055AF711MB0 | SIMOTICS S SYNCHRON. MOTOR 1FT7, M0=50NM (100K) NN=3000RPM, PN=8,80KW NATURAL AIR COOLING; FRAME SIZE IMB 5 (1FT6 COMPATIBLE) WITH KTY TEMPERATURE SENSOR POWER CONNECTOR ROTATABLE ABSOLUTE ENCODER ENDAT 2048 S/R (ENCODER A-2048) CONNECTOR ROTATABLE SHAFT WITH FITTED KEY; WITH HOLDING BRAKE; ACC. TOLERANCE N VIBRATION SEVERITY GRADE A, DEGREE OF PROTECTION IP 64 | 8379 | TEM | 1 | MC | 48.803 | 1
1FT71055AF711MB1 | SIMOTICS S SYNCHRON. MOTOR 1FT7, M0=50NM (100K) NN=3000RPM, PN=8,80KW NATURAL AIR COOLING; FRAME SIZE IMB 5 (1FT6 COMPATIBLE) WITH KTY TEMPERATURE SENSOR POWER CONNECTOR ROTATABLE ABSOLUTE ENCODER ENDAT 2048 S/R (ENCODER A-2048) CONNECTOR ROTATABLE SHAFT WITH FITTED KEY; WITH HOLDING BRAKE; ACC. TOLERANCE N VIBRATION SEVERITY GRADE A, DEGREE OF PROTECTION IP 65 | 8475 | TEM | 1 | MC | 48.803 | 1
1FT71055AF711MD1 | SIMOTICS S SYNCHRON. MOTOR 1FT7, M0=50NM (100K) NN=3000RPM, PN=8,80KW NATURAL AIR COOLING; FRAME SIZE IMB 5 (1FT6 COMPATIBLE) WITH KTY TEMPERATURE SENSOR POWER CONNECTOR ROTATABLE ABSOLUTE ENCODER ENDAT 2048 S/R (ENCODER A-2048) CONNECTOR ROTATABLE SHAFT WITH FITTED KEY; W/O HOLDING BRAKE; ACC. TOLERANCE R VIBRATION SEVERITY GRADE A, DEGREE OF PROTECTION IP 65 | 7622 | TEM | 1 | MC | 44.304 | 1
1FT71055AF711MG0 | SIMOTICS S SYNCHRON. MOTOR 1FT7, M0=50NM (100K) NN=3000RPM, PN=8,80KW NATURAL AIR COOLING; FRAME SIZE IMB 5 (1FT6 COMPATIBLE) WITH KTY TEMPERATURE SENSOR POWER CONNECTOR ROTATABLE ABSOLUTE ENCODER ENDAT 2048 S/R (ENCODER A-2048) CONNECTOR ROTATABLE PLAIN SHAFT, W/O HOLDING BRAKE; ACC. TOLERANCE N VIBRATION SEVERITY GRADE A, DEGREE OF PROTECTION IP 64 | 7366 | TEM | 1 | MC | 44.304 | 1
1FT71055AF711MG1 | SIMOTICS S SYNCHRON. MOTOR 1FT7, M0=50NM (100K) NN=3000RPM, PN=8,80KW NATURAL AIR COOLING; FRAME SIZE IMB 5 (1FT6 COMPATIBLE) WITH KTY TEMPERATURE SENSOR POWER CONNECTOR ROTATABLE ABSOLUTE ENCODER ENDAT 2048 S/R (ENCODER A-2048) CONNECTOR ROTATABLE PLAIN SHAFT, W/O HOLDING BRAKE; ACC. TOLERANCE N VIBRATION SEVERITY GRADE A, DEGREE OF PROTECTION IP 65 | 7462 | TEM | 1 | MC | 44.304 | 1
1FT71055AF711MG2 | SIMOTICS S SYNCHRON. MOTOR 1FT7, M0=50NM (100K) NN=3000RPM, PN=8,80KW NATURAL AIR COOLING; FRAME SIZE IMB 5 (1FT6 COMPATIBLE) WITH KTY TEMPERATURE SENSOR POWER CONNECTOR ROTATABLE ABSOLUTE ENCODER ENDAT 2048 S/R (ENCODER A-2048) CONNECTOR ROTATABLE PLAIN SHAFT, W/O HOLDING BRAKE; ACC. TOLERANCE N VIBRATION SEVERITY GRADE A, DEGREE OF PROTECTION IP 67 | 7542 | TEM | 1 | MC | 44.304 | 1
1FT71055AF711MG3 | SIMOTICS S SYNCHRON. MOTOR 1FT7, M0=50NM (100K) NN=3000RPM, PN=8,80KW NATURAL AIR COOLING; FRAME SIZE IMB 5 (1FT6 COMPATIBLE) WITH KTY TEMPERATURE SENSOR POWER CONNECTOR ROTATABLE ABSOLUTE ENCODER ENDAT 2048 S/R (ENCODER A-2048) CONNECTOR ROTATABLE PLAIN SHAFT, W/O HOLDING BRAKE; ACC. TOLERANCE N VIBRATION SEVERITY GRADE A+R, DEGREE OF PROTECTION IP 64 | 7521 | TEM | 1 | MC | 44.304 | 1
1FT71055AF711MG5 | SIMOTICS S SYNCHRON. MOTOR 1FT7, M0=50NM (100K) NN=3000RPM, PN=8,80KW NATURAL AIR COOLING; FRAME SIZE IMB 5 (1FT6 COMPATIBLE) WITH KTY TEMPERATURE SENSOR POWER CONNECTOR ROTATABLE ABSOLUTE ENCODER ENDAT 2048 S/R (ENCODER A-2048) CONNECTOR ROTATABLE PLAIN SHAFT, W/O HOLDING BRAKE; ACC. TOLERANCE N VIBRATION SEVERITY GRADE A+R, DEGREE OF PROTECTION IP 67 | 7698 | TEM | 1 | MC | 44.304 | 1
1FT71055AF711MH0 | SIMOTICS S SYNCHRON. MOTOR 1FT7, M0=50NM (100K) NN=3000RPM, PN=8,80KW NATURAL AIR COOLING; FRAME SIZE IMB 5 (1FT6 COMPATIBLE) WITH KTY TEMPERATURE SENSOR POWER CONNECTOR ROTATABLE ABSOLUTE ENCODER ENDAT 2048 S/R (ENCODER A-2048) CONNECTOR ROTATABLE PLAIN SHAFT, WITH HOLDING BRAKE; ACCURACY TOLERANCE N VIBRATION SEVERITY GRADE A, DEGREE OF PROTECTION IP 64 | 8379 | TEM | 1 | MC | 48.803 | 1
1FT71055AF711MH1 | SIMOTICS S SYNCHRON. MOTOR 1FT7, M0=50NM (100K) NN=3000RPM, PN=8,80KW NATURAL AIR COOLING; FRAME SIZE IMB 5 (1FT6 COMPATIBLE) WITH KTY TEMPERATURE SENSOR POWER CONNECTOR ROTATABLE ABSOLUTE ENCODER ENDAT 2048 S/R (ENCODER A-2048) CONNECTOR ROTATABLE PLAIN SHAFT, WITH HOLDING BRAKE; ACCURACY TOLERANCE N VIBRATION SEVERITY GRADE A, DEGREE OF PROTECTION IP 65 | 8475 | TEM | 1 | MC | 48.803 | 1
1FT71055AF711MH2 | SIMOTICS S SYNCHRON. MOTOR 1FT7, M0=50NM (100K) NN=3000RPM, PN=8,80KW NATURAL AIR COOLING; FRAME SIZE IMB 5 (1FT6 COMPATIBLE) WITH KTY TEMPERATURE SENSOR POWER CONNECTOR ROTATABLE ABSOLUTE ENCODER ENDAT 2048 S/R (ENCODER A-2048) CONNECTOR ROTATABLE PLAIN SHAFT, WITH HOLDING BRAKE; ACCURACY TOLERANCE N VIBRATION SEVERITY GRADE A, DEGREE OF PROTECTION IP 67 | 8555 | TEM | 1 | MC | 48.803 | 1
1FT71055AF711MK1 | SIMOTICS S SYNCHRON. MOTOR 1FT7, M0=50NM (100K) NN=3000RPM, PN=8,80KW NATURAL AIR COOLING; FRAME SIZE IMB 5 (1FT6 COMPATIBLE) WITH KTY TEMPERATURE SENSOR POWER CONNECTOR ROTATABLE ABSOLUTE ENCODER ENDAT 2048 S/R (ENCODER A-2048) CONNECTOR ROTATABLE PLAIN SHAFT, W/O HOLDING BRAKE; ACC. TOLERANCE R VIBRATION SEVERITY GRADE A, DEGREE OF PROTECTION IP 65 | 7622 | TEM | 1 | MC | 44.304 | 1
1FT71055AF711MK3 | SIMOTICS S SYNCHRON. MOTOR 1FT7, M0=50NM (100K) NN=3000RPM, PN=8,80KW NATURAL AIR COOLING; FRAME SIZE IMB 5 (1FT6 COMPATIBLE) WITH KTY TEMPERATURE SENSOR POWER CONNECTOR ROTATABLE ABSOLUTE ENCODER ENDAT 2048 S/R (ENCODER A-2048) CONNECTOR ROTATABLE PLAIN SHAFT, W/O HOLDING BRAKE; ACC. TOLERANCE R VIBRATION SEVERITY GRADE A+R, DEGREE OF PROTECTION IP 64 | 7680 | TEM | 1 | MC | 44.304 | 1
1FT71055AF711ML1 | SIMOTICS S SYNCHRON. MOTOR 1FT7, M0=50NM (100K) NN=3000RPM, PN=8,80KW NATURAL AIR COOLING; FRAME SIZE IMB 5 (1FT6 COMPATIBLE) WITH KTY TEMPERATURE SENSOR POWER CONNECTOR ROTATABLE ABSOLUTE ENCODER ENDAT 2048 S/R (ENCODER A-2048) CONNECTOR ROTATABLE PLAIN SHAFT, WITH HOLDING BRAKE; ACCURACY TOLERANCE R VIBRATION SEVERITY GRADE A, DEGREE OF PROTECTION IP 65 | 8634 | TEM | 1 | MC | 48.803 | 1
1FT71055AF711NA0 | SIMOTICS S SYNCHRON. MOTOR 1FT7, M0=50NM (100K) NN=3000RPM, PN=8,80KW NATURAL AIR COOLING; FRAME SIZE IMB 5 (IM V1, IM V3) (1FT6 COMPATIBLE) WITH KTY TEMPERATURE SENSOR POWER CONNECTOR ROTATABLE INCREM. ENCODER SIN/COS 1VSS 2048 S/R (ENCODER I-2048) CONNECTOR ROTATABLE SHAFT WITH FITTED KEY; W/O HOLDING BRAKE; ACC. TOLERANCE N VIBRATION SEVERITY GRADE A, DEGREE OF PROTECTION IP 64 | 6612 | TEM | 1 | MC | 44.304 | 1
1FT71055AF711NA1 | SIMOTICS S SYNCHRON. MOTOR 1FT7, M0=50NM (100K) NN=3000RPM, PN=8,80KW NATURAL AIR COOLING; FRAME SIZE IMB 5 (IM V1, IM V3) (1FT6 COMPATIBLE) WITH KTY TEMPERATURE SENSOR POWER CONNECTOR ROTATABLE INCREM. ENCODER SIN/COS 1VSS 2048 S/R (ENCODER I-2048) CONNECTOR ROTATABLE SHAFT WITH FITTED KEY; W/O HOLDING BRAKE; ACC. TOLERANCE N VIBRATION SEVERITY GRADE A, DEGREE OF PROTECTION IP 65 | 6708 | TEM | 1 | MC | 44.304 | 1
1FT71055AF711NA2 | SIMOTICS S SYNCHRON. MOTOR 1FT7, M0=50NM (100K) NN=3000RPM, PN=8,80KW NATURAL AIR COOLING; FRAME SIZE IMB 5 (IM V1, IM V3) (1FT6 COMPATIBLE) WITH KTY TEMPERATURE SENSOR POWER CONNECTOR ROTATABLE INCREM. ENCODER SIN/COS 1VSS 2048 S/R (ENCODER I-2048) CONNECTOR ROTATABLE SHAFT WITH FITTED KEY; W/O HOLDING BRAKE; ACC. TOLERANCE N VIBRATION SEVERITY GRADE A, DEGREE OF PROTECTION IP 67 | 6788 | TEM | 1 | MC | 44.304 | 1
1FT71055AF711NB0 | SIMOTICS S SYNCHRON. MOTOR 1FT7, M0=50NM (100K) NN=3000RPM, PN=8,80KW NATURAL AIR COOLING; FRAME SIZE IMB 5 (IM V1, IM V3) (1FT6 COMPATIBLE) WITH KTY TEMPERATURE SENSOR POWER CONNECTOR ROTATABLE INCREM. ENCODER SIN/COS 1VSS 2048 S/R (ENCODER I-2048) CONNECTOR ROTATABLE SHAFT WITH FITTED KEY; WITH HOLDING BRAKE; ACC. TOLERANCE N VIBRATION SEVERITY GRADE A, DEGREE OF PROTECTION IP 64 | 7625 | TEM | 1 | MC | 48.803 | 1
1FT71055AF711NB1 | SIMOTICS S SYNCHRON. MOTOR 1FT7, M0=50NM (100K) NN=3000RPM, PN=8,80KW NATURAL AIR COOLING; FRAME SIZE IMB 5 (IM V1, IM V3) (1FT6 COMPATIBLE) WITH KTY TEMPERATURE SENSOR POWER CONNECTOR ROTATABLE INCREM. ENCODER SIN/COS 1VSS 2048 S/R (ENCODER I-2048) CONNECTOR ROTATABLE SHAFT WITH FITTED KEY; WITH HOLDING BRAKE; ACC. TOLERANCE N VIBRATION SEVERITY GRADE A, DEGREE OF PROTECTION IP 65 | 7721 | TEM | 1 | MC | 48.803 | 1
1FT71055AF711NE1 | SIMOTICS S SYNCHRON. MOTOR 1FT7, M0=50NM (100K) NN=3000RPM, PN=8,80KW NATURAL AIR COOLING; FRAME SIZE IMB 5 (IM V1, IM V3) (1FT6 COMPATIBLE) WITH KTY TEMPERATURE SENSOR POWER CONNECTOR ROTATABLE INCREM. ENCODER SIN/COS 1VSS 2048 S/R (ENCODER I-2048) CONNECTOR ROTATABLE SHAFT WITH FITTED KEY; WITH HOLDING BRAKE; ACC. TOLERANCE R VIBRATION SEVERITY GRADE A, DEGREE OF PROTECTION IP 65 | 7880 | TEM | 1 | MC | 48.803 | 1
1FT71055AF711NG0 | SIMOTICS S SYNCHRON. MOTOR 1FT7, M0=50NM (100K) NN=3000RPM, PN=8,80KW NATURAL AIR COOLING; FRAME SIZE IMB 5 (IM V1, IM V3) (1FT6 COMPATIBLE) WITH KTY TEMPERATURE SENSOR POWER CONNECTOR ROTATABLE INCREM. ENCODER SIN/COS 1VSS 2048 S/R (ENCODER I-2048) CONNECTOR ROTATABLE PLAIN SHAFT, W/O HOLDING BRAKE; ACC. TOLERANCE N VIBRATION SEVERITY GRADE A, DEGREE OF PROTECTION IP 64 | 6612 | TEM | 1 | MC | 44.304 | 1
1FT71055AF711NG1 | SIMOTICS S SYNCHRON. MOTOR 1FT7, M0=50NM (100K) NN=3000RPM, PN=8,80KW NATURAL AIR COOLING; FRAME SIZE IMB 5 (IM V1, IM V3) (1FT6 COMPATIBLE) WITH KTY TEMPERATURE SENSOR POWER CONNECTOR ROTATABLE INCREM. ENCODER SIN/COS 1VSS 2048 S/R (ENCODER I-2048) CONNECTOR ROTATABLE PLAIN SHAFT, W/O HOLDING BRAKE; ACC. TOLERANCE N VIBRATION SEVERITY GRADE A, DEGREE OF PROTECTION IP 65 | 6708 | TEM | 1 | MC | 44.304 | 1
1FT71055AF711NG2 | SIMOTICS S SYNCHRON. MOTOR 1FT7, M0=50NM (100K) NN=3000RPM, PN=8,80KW NATURAL AIR COOLING; FRAME SIZE IMB 5 (IM V1, IM V3) (1FT6 COMPATIBLE) WITH KTY TEMPERATURE SENSOR POWER CONNECTOR ROTATABLE INCREM. ENCODER SIN/COS 1VSS 2048 S/R (ENCODER I-2048) CONNECTOR ROTATABLE PLAIN SHAFT, W/O HOLDING BRAKE; ACC. TOLERANCE N VIBRATION SEVERITY GRADE A, DEGREE OF PROTECTION IP 67 | 6788 | TEM | 1 | MC | 44.304 | 1
1FT71055AF711NH0 | SIMOTICS S SYNCHRON. MOTOR 1FT7, M0=50NM (100K) NN=3000RPM, PN=8,80KW NATURAL AIR COOLING; FRAME SIZE IMB 5 (IM V1, IM V3) (1FT6 COMPATIBLE) WITH KTY TEMPERATURE SENSOR POWER CONNECTOR ROTATABLE INCREM. ENCODER SIN/COS 1VSS 2048 S/R (ENCODER I-2048) CONNECTOR ROTATABLE PLAIN SHAFT, WITH HOLDING BRAKE; ACCURACY TOLERANCE N VIBRATION SEVERITY GRADE A, DEGREE OF PROTECTION IP 64 | 7625 | TEM | 1 | MC | 48.803 | 1
1FT71055AF711NH1 | SIMOTICS S SYNCHRON. MOTOR 1FT7, M0=50NM (100K) NN=3000RPM, PN=8,80KW NATURAL AIR COOLING; FRAME SIZE IMB 5 (IM V1, IM V3) (1FT6 COMPATIBLE) WITH KTY TEMPERATURE SENSOR POWER CONNECTOR ROTATABLE INCREM. ENCODER SIN/COS 1VSS 2048 S/R (ENCODER I-2048) CONNECTOR ROTATABLE PLAIN SHAFT, WITH HOLDING BRAKE; ACCURACY TOLERANCE N VIBRATION SEVERITY GRADE A, DEGREE OF PROTECTION IP 65 | 7721 | TEM | 1 | MC | 48.803 | 1
1FT71055AF711NK0 | SIMOTICS S SYNCHRON. MOTOR 1FT7, M0=50NM (100K) NN=3000RPM, PN=8,80KW NATURAL AIR COOLING; FRAME SIZE IMB 5 (IM V1, IM V3) (1FT6 COMPATIBLE) WITH KTY TEMPERATURE SENSOR POWER CONNECTOR ROTATABLE INCREM. ENCODER SIN/COS 1VSS 2048 S/R (ENCODER I-2048) CONNECTOR ROTATABLE PLAIN SHAFT, W/O HOLDING BRAKE; ACC. TOLERANCE R VIBRATION SEVERITY GRADE A, DEGREE OF PROTECTION IP 64 | 6772 | TEM | 1 | MC | 44.304 | 1
1FT71055AF711NL0 | SIMOTICS S SYNCHRON. MOTOR 1FT7, M0=50NM (100K) NN=3000RPM, PN=8,80KW NATURAL AIR COOLING; FRAME SIZE IMB 5 (IM V1, IM V3) (1FT6 COMPATIBLE) WITH KTY TEMPERATURE SENSOR POWER CONNECTOR ROTATABLE INCREM. ENCODER SIN/COS 1VSS 2048 S/R (ENCODER I-2048) CONNECTOR ROTATABLE PLAIN SHAFT, WITH HOLDING BRAKE; ACCURACY TOLERANCE R VIBRATION SEVERITY GRADE A, DEGREE OF PROTECTION IP 64 | 7784 | TEM | 1 | MC | 48.803 | 1
1FT71055AF711NL1 | SIMOTICS S SYNCHRON. MOTOR 1FT7, M0=50NM (100K) NN=3000RPM, PN=8,80KW NATURAL AIR COOLING; FRAME SIZE IMB 5 (IM V1, IM V3) (1FT6 COMPATIBLE) WITH KTY TEMPERATURE SENSOR POWER CONNECTOR ROTATABLE INCREM. ENCODER SIN/COS 1VSS 2048 S/R (ENCODER I-2048) CONNECTOR ROTATABLE PLAIN SHAFT, WITH HOLDING BRAKE; ACCURACY TOLERANCE R VIBRATION SEVERITY GRADE A, DEGREE OF PROTECTION IP 65 | 7880 | TEM | 1 | MC | 48.803 | 1
1FT71055AF711NL2 | SIMOTICS S SYNCHRON. MOTOR 1FT7, M0=50NM (100K) NN=3000RPM, PN=8,80KW NATURAL AIR COOLING; FRAME SIZE IMB 5 (IM V1, IM V3) (1FT6 COMPATIBLE) WITH KTY TEMPERATURE SENSOR POWER CONNECTOR ROTATABLE INCREM. ENCODER SIN/COS 1VSS 2048 S/R (ENCODER I-2048) CONNECTOR ROTATABLE PLAIN SHAFT, WITH HOLDING BRAKE; ACCURACY TOLERANCE R VIBRATION SEVERITY GRADE A, DEGREE OF PROTECTION IP 67 | 7960 | TEM | 1 | MC | 48.803 | 1
1FT71055SC701BA0 | SIMOTICS S SYNCHRON. MOTOR 1FT7, M0=65NM (100K) NN=2000RPM, PN=11,70KW SEPARATE VENTILATION; FRAME SIZE IMB 5 (IM V1, IM V3) FLANGE 0 POWER CONNECTOR ROTATABLE ABSOLUTE VALUE ENCODER SINGLETURN 24 BIT WITH DRIVE-CLIQ INTERFACE (ENCODER AS24DQI) SHAFT WITH FITTED KEY; W/O HOLDING BRAKE; ACC. TOLERANCE N VIBRATION SEVERITY GRADE A, DEGREE OF PROTECTION IP 64 | 7594 | TEM | 1 | MC | 50.004 | 1
1FT71055SC701BA1 | SIMOTICS S SYNCHRON. MOTOR 1FT7, M0=65NM (100K) NN=2000RPM, PN=11,70KW SEPARATE VENTILATION; FRAME SIZE IMB 5 (IM V1, IM V3) FLANGE 0 POWER CONNECTOR ROTATABLE ABSOLUTE VALUE ENCODER SINGLETURN 24 BIT WITH DRIVE-CLIQ INTERFACE (ENCODER AS24DQI) SHAFT WITH FITTED KEY; W/O HOLDING BRAKE; ACC. TOLERANCE N VIBRATION SEVERITY GRADE A, DEGREE OF PROTECTION IP 65 | 7690 | TEM | 1 | MC | 50.004 | 1
1FT71055SC701BB0 | SIMOTICS S SYNCHRON. MOTOR 1FT7, M0=65NM (100K) NN=2000RPM, PN=11,70KW SEPARATE VENTILATION; FRAME SIZE IMB 5 (IM V1, IM V3) FLANGE 0 POWER CONNECTOR ROTATABLE ABSOLUTE VALUE ENCODER SINGLETURN 24 BIT WITH DRIVE-CLIQ INTERFACE (ENCODER AS24DQI) SHAFT WITH FITTED KEY; WITH HOLDING BRAKE; ACC. TOLERANCE N VIBRATION SEVERITY GRADE A, DEGREE OF PROTECTION IP 64 | 8607 | TEM | 1 | MC | 54.503 | 1
1FT71055SC701BB3 | SIMOTICS S SYNCHRON. MOTOR 1FT7, M0=65NM (100K) NN=2000RPM, PN=11,70KW SEPARATE VENTILATION; FRAME SIZE IMB 5 (IM V1, IM V3) FLANGE 0 POWER CONNECTOR ROTATABLE ABSOLUTE VALUE ENCODER SINGLETURN 24 BIT WITH DRIVE-CLIQ INTERFACE (ENCODER AS24DQI) SHAFT WITH FITTED KEY; WITH HOLDING BRAKE; ACC. TOLERANCE N VIBRATION SEVERITY GRADE A+R, DEGREE OF PROTECTION IP 64 | 8761 | TEM | 1 | MC | 54.503 | 1
1FT71055SC701BG0 | SIMOTICS S SYNCHRON. MOTOR 1FT7, M0=65NM (100K) NN=2000RPM, PN=11,70KW SEPARATE VENTILATION; FRAME SIZE IMB 5 (IM V1, IM V3) FLANGE 0 POWER CONNECTOR ROTATABLE ABSOLUTE VALUE ENCODER SINGLETURN 24 BIT WITH DRIVE-CLIQ INTERFACE (ENCODER AS24DQI) PLAIN SHAFT, W/O HOLDING BRAKE; ACC. TOLERANCE N VIBRATION SEVERITY GRADE A, DEGREE OF PROTECTION IP 64 | 7594 | TEM | 1 | MC | 50.004 | 1
1FT71055SC701BG1 | SIMOTICS S SYNCHRON. MOTOR 1FT7, M0=65NM (100K) NN=2000RPM, PN=11,70KW SEPARATE VENTILATION; FRAME SIZE IMB 5 (IM V1, IM V3) FLANGE 0 POWER CONNECTOR ROTATABLE ABSOLUTE VALUE ENCODER SINGLETURN 24 BIT WITH DRIVE-CLIQ INTERFACE (ENCODER AS24DQI) PLAIN SHAFT, W/O HOLDING BRAKE; ACC. TOLERANCE N VIBRATION SEVERITY GRADE A, DEGREE OF PROTECTION IP 65 | 7690 | TEM | 1 | MC | 50.004 | 1
1FT71055SC701BH0 | SIMOTICS S SYNCHRON. MOTOR 1FT7, M0=65NM (100K) NN=2000RPM, PN=11,70KW SEPARATE VENTILATION; FRAME SIZE IMB 5 (IM V1, IM V3) FLANGE 0 POWER CONNECTOR ROTATABLE ABSOLUTE VALUE ENCODER SINGLETURN 24 BIT WITH DRIVE-CLIQ INTERFACE (ENCODER AS24DQI) PLAIN SHAFT, WITH HOLDING BRAKE; ACCURACY TOLERANCE N VIBRATION SEVERITY GRADE A, DEGREE OF PROTECTION IP 64 | 8607 | TEM | 1 | MC | 54.503 | 1
1FT71055SC701CA0 | SIMOTICS S SYNCHRON. MOTOR 1FT7, M0=65NM (100K) NN=2000RPM, PN=11,70KW SEPARATE VENTILATION; FRAME SIZE IMB 5 (IM V1, IM V3) FLANGE 0 POWER CONNECTOR ROTATABLE ABSOLUTE ENCODER 24 BITS + 12 BIT MULTITURN WITH DRIVE-CLIQ INTERFACE (ENCODER AM24DQI) SHAFT WITH FITTED KEY; W/O HOLDING BRAKE; ACC. TOLERANCE N VIBRATION SEVERITY GRADE A, DEGREE OF PROTECTION IP 64 | 8359 | TEM | 1 | MC | 50.104 | 1
1FT71055SC701CA1 | SIMOTICS S SYNCHRON. MOTOR 1FT7, M0=65NM (100K) NN=2000RPM, PN=11,70KW SEPARATE VENTILATION; FRAME SIZE IMB 5 (IM V1, IM V3) FLANGE 0 POWER CONNECTOR ROTATABLE ABSOLUTE ENCODER 24 BITS + 12 BIT MULTITURN WITH DRIVE-CLIQ INTERFACE (ENCODER AM24DQI) SHAFT WITH FITTED KEY; W/O HOLDING BRAKE; ACC. TOLERANCE N VIBRATION SEVERITY GRADE A, DEGREE OF PROTECTION IP 65 | 8455 | TEM | 1 | MC | 50.104 | 1
1FT71055SC701CB0 | SIMOTICS S SYNCHRON. MOTOR 1FT7, M0=65NM (100K) NN=2000RPM, PN=11,70KW SEPARATE VENTILATION; FRAME SIZE IMB 5 (IM V1, IM V3) FLANGE 0 POWER CONNECTOR ROTATABLE ABSOLUTE ENCODER 24 BITS + 12 BIT MULTITURN WITH DRIVE-CLIQ INTERFACE (ENCODER AM24DQI) SHAFT WITH FITTED KEY; WITH HOLDING BRAKE; ACC. TOLERANCE N VIBRATION SEVERITY GRADE A, DEGREE OF PROTECTION IP 64 | 9372 | TEM | 1 | MC | 54.603 | 1
1FT71055SC701CG0 | SIMOTICS S SYNCHRON. MOTOR 1FT7, M0=65NM (100K) NN=2000RPM, PN=11,70KW SEPARATE VENTILATION; FRAME SIZE IMB 5 (IM V1, IM V3) FLANGE 0 POWER CONNECTOR ROTATABLE ABSOLUTE ENCODER 24 BITS + 12 BIT MULTITURN WITH DRIVE-CLIQ INTERFACE (ENCODER AM24DQI) PLAIN SHAFT, W/O HOLDING BRAKE; ACC. TOLERANCE N VIBRATION SEVERITY GRADE A, DEGREE OF PROTECTION IP 64 | 8359 | TEM | 1 | MC | 50.104 | 1
1FT71055SC701CG1 | SIMOTICS S SYNCHRON. MOTOR 1FT7, M0=65NM (100K) NN=2000RPM, PN=11,70KW SEPARATE VENTILATION; FRAME SIZE IMB 5 (IM V1, IM V3) FLANGE 0 POWER CONNECTOR ROTATABLE ABSOLUTE ENCODER 24 BITS + 12 BIT MULTITURN WITH DRIVE-CLIQ INTERFACE (ENCODER AM24DQI) PLAIN SHAFT, W/O HOLDING BRAKE; ACC. TOLERANCE N VIBRATION SEVERITY GRADE A, DEGREE OF PROTECTION IP 65 | 8455 | TEM | 1 | MC | 50.104 | 1
1FT71055SC701CH0 | SIMOTICS S SYNCHRON. MOTOR 1FT7, M0=65NM (100K) NN=2000RPM, PN=11,70KW SEPARATE VENTILATION; FRAME SIZE IMB 5 (IM V1, IM V3) FLANGE 0 POWER CONNECTOR ROTATABLE ABSOLUTE ENCODER 24 BITS + 12 BIT MULTITURN WITH DRIVE-CLIQ INTERFACE (ENCODER AM24DQI) PLAIN SHAFT, WITH HOLDING BRAKE; ACCURACY TOLERANCE N VIBRATION SEVERITY GRADE A, DEGREE OF PROTECTION IP 64 | 9372 | TEM | 1 | MC | 54.603 | 1
1FT71055SC701CH1 | SIMOTICS S SYNCHRON. MOTOR 1FT7, M0=65NM (100K) NN=2000RPM, PN=11,70KW SEPARATE VENTILATION; FRAME SIZE IMB 5 (IM V1, IM V3) FLANGE 0 POWER CONNECTOR ROTATABLE ABSOLUTE ENCODER 24 BITS + 12 BIT MULTITURN WITH DRIVE-CLIQ INTERFACE (ENCODER AM24DQI) PLAIN SHAFT, WITH HOLDING BRAKE; ACCURACY TOLERANCE N VIBRATION SEVERITY GRADE A, DEGREE OF PROTECTION IP 65 | 9468 | TEM | 1 | MC | 54.603 | 1
1FT71055SC701MH0 | SIMOTICS S SYNCHRON. MOTOR 1FT7, M0=65NM (100K) NN=2000RPM, PN=11,70KW SEPARATE VENTILATION; FRAME SIZE IMB 5 (IM V1, IM V3) FLANGE (COMPACT) WITH KTY TEMPERATURE SENSOR POWER CONNECTOR ROTATABLE ABSOLUTE ENCODER ENDAT 2048 S/R (ENCODER A-2048) CONNECTOR ROTATABLE PLAIN SHAFT, WITH HOLDING BRAKE; ACCURACY TOLERANCE N VIBRATION SEVERITY GRADE A, DEGREE OF PROTECTION IP 64 | 9020 | TEM | 1 | MC | 54.503 | 1
1FT71055SC701NA3 | SIMOTICS S SYNCHRON. MOTOR 1FT7, M0=65NM (100K) NN=2000RPM, PN=11,70KW SEPARATE VENTILATION; FRAME SIZE IMB 5 (IM V1, IM V3) FLANGE (COMPACT) WITH KTY TEMPERATURE SENSOR POWER CONNECTOR ROTATABLE INCREM. ENCODER SIN/COS 1VSS 2048 S/R (ENCODER I-2048) CONNECTOR ROTATABLE SHAFT WITH FITTED KEY; W/O HOLDING BRAKE; ACC. TOLERANCE N VIBRATION SEVERITY GRADE A+R, DEGREE OF PROTECTION IP 64 | 7408 | TEM | 1 | MC | 50.004 | 1
1FT71055SC701NB3 | SIMOTICS S SYNCHRON. MOTOR 1FT7, M0=65NM (100K) NN=2000RPM, PN=11,70KW SEPARATE VENTILATION; FRAME SIZE IMB 5 (IM V1, IM V3) FLANGE (COMPACT) WITH KTY TEMPERATURE SENSOR POWER CONNECTOR ROTATABLE INCREM. ENCODER SIN/COS 1VSS 2048 S/R (ENCODER I-2048) CONNECTOR ROTATABLE SHAFT WITH FITTED KEY; WITH HOLDING BRAKE; ACC. TOLERANCE N VIBRATION SEVERITY GRADE A+R, DEGREE OF PROTECTION IP 64 | 8421 | TEM | 1 | MC | 54.503 | 1
1FT71055SC701NG1 | SIMOTICS S SYNCHRON. MOTOR 1FT7, M0=65NM (100K) NN=2000RPM, PN=11,70KW SEPARATE VENTILATION; FRAME SIZE IMB 5 (IM V1, IM V3) FLANGE (COMPACT) WITH KTY TEMPERATURE SENSOR POWER CONNECTOR ROTATABLE INCREM. ENCODER SIN/COS 1VSS 2048 S/R (ENCODER I-2048) CONNECTOR ROTATABLE PLAIN SHAFT, W/O HOLDING BRAKE; ACC. TOLERANCE N VIBRATION SEVERITY GRADE A, DEGREE OF PROTECTION IP 65 | 7350 | TEM | 1 | MC | 50.004 | 1
1FT71055SC701NG3 | SIMOTICS S SYNCHRON. MOTOR 1FT7, M0=65NM (100K) NN=2000RPM, PN=11,70KW SEPARATE VENTILATION; FRAME SIZE IMB 5 (IM V1, IM V3) FLANGE (COMPACT) WITH KTY TEMPERATURE SENSOR POWER CONNECTOR ROTATABLE INCREM. ENCODER SIN/COS 1VSS 2048 S/R (ENCODER I-2048) CONNECTOR ROTATABLE PLAIN SHAFT, W/O HOLDING BRAKE; ACC. TOLERANCE N VIBRATION SEVERITY GRADE A+R, DEGREE OF PROTECTION IP 64 | 7408 | TEM | 1 | MC | 50.004 | 1
1FT71055SC711BA0 | SIMOTICS S SYNCHRON. MOTOR 1FT7, M0=65NM (100K) NN=2000RPM, PN=11,70KW SEPARATE VENTILATION; FRAME SIZE IMB 5 (IM V1, IM V3) FLANGE 1 (1FT6 COMPATIBLE) POWER CONNECTOR ROTATABLE ABSOLUTE VALUE ENCODER SINGLETURN 24 BIT WITH DRIVE-CLIQ INTERFACE (ENCODER AS24DQI) SHAFT WITH FITTED KEY; W/O HOLDING BRAKE; ACC. TOLERANCE N VIBRATION SEVERITY GRADE A, DEGREE OF PROTECTION IP 64 | 7594 | TEM | 1 | MC | 50.004 | 1
1FT71055SC711BB0 | SIMOTICS S SYNCHRON. MOTOR 1FT7, M0=65NM (100K) NN=2000RPM, PN=11,70KW SEPARATE VENTILATION; FRAME SIZE IMB 5 (IM V1, IM V3) FLANGE 1 (1FT6 COMPATIBLE) POWER CONNECTOR ROTATABLE ABSOLUTE VALUE ENCODER SINGLETURN 24 BIT WITH DRIVE-CLIQ INTERFACE (ENCODER AS24DQI) SHAFT WITH FITTED KEY; WITH HOLDING BRAKE; ACC. TOLERANCE N VIBRATION SEVERITY GRADE A, DEGREE OF PROTECTION IP 64 | 8607 | TEM | 1 | MC | 54.503 | 1
1FT71055SC711BD1 | SIMOTICS S SYNCHRON. MOTOR 1FT7, M0=65NM (100K) NN=2000RPM, PN=11,70KW SEPARATE VENTILATION; FRAME SIZE IMB 5 (IM V1, IM V3) FLANGE 1 (1FT6 COMPATIBLE) POWER CONNECTOR ROTATABLE ABSOLUTE VALUE ENCODER SINGLETURN 24 BIT WITH DRIVE-CLIQ INTERFACE (ENCODER AS24DQI) SHAFT WITH FITTED KEY; W/O HOLDING BRAKE; ACC. TOLERANCE R VIBRATION SEVERITY GRADE A, DEGREE OF PROTECTION IP 65 | 7850 | TEM | 1 | MC | 50.004 | 1
1FT71055SC711BE3 | SIMOTICS S SYNCHRON. MOTOR 1FT7, M0=65NM (100K) NN=2000RPM, PN=11,70KW SEPARATE VENTILATION; FRAME SIZE IMB 5 (IM V1, IM V3) FLANGE 1 (1FT6 COMPATIBLE) POWER CONNECTOR ROTATABLE ABSOLUTE VALUE ENCODER SINGLETURN 24 BIT WITH DRIVE-CLIQ INTERFACE (ENCODER AS24DQI) SHAFT WITH FITTED KEY; WITH HOLDING BRAKE; ACC. TOLERANCE R VIBRATION SEVERITY GRADE A+R, DEGREE OF PROTECTION IP 64 | 8921 | TEM | 1 | MC | 54.503 | 1
1FT71055SC711BG0 | SIMOTICS S SYNCHRON. MOTOR 1FT7, M0=65NM (100K) NN=2000RPM, PN=11,70KW SEPARATE VENTILATION; FRAME SIZE IMB 5 (IM V1, IM V3) FLANGE 1 (1FT6 COMPATIBLE) POWER CONNECTOR ROTATABLE ABSOLUTE VALUE ENCODER SINGLETURN 24 BIT WITH DRIVE-CLIQ INTERFACE (ENCODER AS24DQI) PLAIN SHAFT, W/O HOLDING BRAKE; ACC. TOLERANCE N VIBRATION SEVERITY GRADE A, DEGREE OF PROTECTION IP 64 | 7594 | TEM | 1 | MC | 50.004 | 1
1FT71055SC711BG1 | SIMOTICS S SYNCHRON. MOTOR 1FT7, M0=65NM (100K) NN=2000RPM, PN=11,70KW SEPARATE VENTILATION; FRAME SIZE IMB 5 (IM V1, IM V3) FLANGE 1 (1FT6 COMPATIBLE) POWER CONNECTOR ROTATABLE ABSOLUTE VALUE ENCODER SINGLETURN 24 BIT WITH DRIVE-CLIQ INTERFACE (ENCODER AS24DQI) PLAIN SHAFT, W/O HOLDING BRAKE; ACC. TOLERANCE N VIBRATION SEVERITY GRADE A, DEGREE OF PROTECTION IP 65 | 7690 | TEM | 1 | MC | 50.004 | 1
1FT71055SC711BH0 | SIMOTICS S SYNCHRON. MOTOR 1FT7, M0=65NM (100K) NN=2000RPM, PN=11,70KW SEPARATE VENTILATION; FRAME SIZE IMB 5 (IM V1, IM V3) FLANGE 1 (1FT6 COMPATIBLE) POWER CONNECTOR ROTATABLE ABSOLUTE VALUE ENCODER SINGLETURN 24 BIT WITH DRIVE-CLIQ INTERFACE (ENCODER AS24DQI) PLAIN SHAFT, WITH HOLDING BRAKE; ACCURACY TOLERANCE N VIBRATION SEVERITY GRADE A, DEGREE OF PROTECTION IP 64 | 8607 | TEM | 1 | MC | 54.503 | 1
1FT71055SC711BH1 | SIMOTICS S SYNCHRON. MOTOR 1FT7, M0=65NM (100K) NN=2000RPM, PN=11,70KW SEPARATE VENTILATION; FRAME SIZE IMB 5 (IM V1, IM V3) FLANGE 1 (1FT6 COMPATIBLE) POWER CONNECTOR ROTATABLE ABSOLUTE VALUE ENCODER SINGLETURN 24 BIT WITH DRIVE-CLIQ INTERFACE (ENCODER AS24DQI) PLAIN SHAFT, WITH HOLDING BRAKE; ACCURACY TOLERANCE N VIBRATION SEVERITY GRADE A, DEGREE OF PROTECTION IP 65 | 8703 | TEM | 1 | MC | 54.503 | 1
1FT71055SC711BL0 | SIMOTICS S SYNCHRON. MOTOR 1FT7, M0=65NM (100K) NN=2000RPM, PN=11,70KW SEPARATE VENTILATION; FRAME SIZE IMB 5 (IM V1, IM V3) FLANGE 1 (1FT6 COMPATIBLE) POWER CONNECTOR ROTATABLE ABSOLUTE VALUE ENCODER SINGLETURN 24 BIT WITH DRIVE-CLIQ INTERFACE (ENCODER AS24DQI) PLAIN SHAFT, WITH HOLDING BRAKE; ACCURACY TOLERANCE R VIBRATION SEVERITY GRADE A, DEGREE OF PROTECTION IP 64 | 8766 | TEM | 1 | MC | 54.503 | 1
1FT71055SC711CA0 | SIMOTICS S SYNCHRON. MOTOR 1FT7, M0=65NM (100K) NN=2000RPM, PN=11,70KW SEPARATE VENTILATION; FRAME SIZE IMB 5 (IM V1, IM V3) FLANGE 1 (1FT6 COMPATIBLE) POWER CONNECTOR ROTATABLE ABSOLUTE ENCODER 24 BITS + 12 BIT MULTITURN WITH DRIVE-CLIQ INTERFACE (ENCODER AM24DQI) SHAFT WITH FITTED KEY; W/O HOLDING BRAKE; ACC. TOLERANCE N VIBRATION SEVERITY GRADE A, DEGREE OF PROTECTION IP 64 | 8359 | TEM | 1 | MC | 50.104 | 1
1FT71055SC711CA1 | SIMOTICS S SYNCHRON. MOTOR 1FT7, M0=65NM (100K) NN=2000RPM, PN=11,70KW SEPARATE VENTILATION; FRAME SIZE IMB 5 (IM V1, IM V3) FLANGE 1 (1FT6 COMPATIBLE) POWER CONNECTOR ROTATABLE ABSOLUTE ENCODER 24 BITS + 12 BIT MULTITURN WITH DRIVE-CLIQ INTERFACE (ENCODER AM24DQI) SHAFT WITH FITTED KEY; W/O HOLDING BRAKE; ACC. TOLERANCE N VIBRATION SEVERITY GRADE A, DEGREE OF PROTECTION IP 65 | 8455 | TEM | 1 | MC | 50.104 | 1
1FT71055SC711CA4 | SIMOTICS S SYNCHRON. MOTOR 1FT7, M0=65NM (100K) NN=2000RPM, PN=11,70KW SEPARATE VENTILATION; FRAME SIZE IMB 5 (IM V1, IM V3) FLANGE 1 (1FT6 COMPATIBLE) POWER CONNECTOR ROTATABLE ABSOLUTE ENCODER 24 BITS + 12 BIT MULTITURN WITH DRIVE-CLIQ INTERFACE (ENCODER AM24DQI) SHAFT WITH FITTED KEY; W/O HOLDING BRAKE; ACC. TOLERANCE N VIBRATION SEVERITY GRADE A+R, DEGREE OF PROTECTION IP 65 | 8611 | TEM | 1 | MC | 50.104 | 1
1FT71055SC711CB0 | SIMOTICS S SYNCHRON. MOTOR 1FT7, M0=65NM (100K) NN=2000RPM, PN=11,70KW SEPARATE VENTILATION; FRAME SIZE IMB 5 (IM V1, IM V3) FLANGE 1 (1FT6 COMPATIBLE) POWER CONNECTOR ROTATABLE ABSOLUTE ENCODER 24 BITS + 12 BIT MULTITURN WITH DRIVE-CLIQ INTERFACE (ENCODER AM24DQI) SHAFT WITH FITTED KEY; WITH HOLDING BRAKE; ACC. TOLERANCE N VIBRATION SEVERITY GRADE A, DEGREE OF PROTECTION IP 64 | 9372 | TEM | 1 | MC | 54.603 | 1
1FT71055SC711CB1 | SIMOTICS S SYNCHRON. MOTOR 1FT7, M0=65NM (100K) NN=2000RPM, PN=11,70KW SEPARATE VENTILATION; FRAME SIZE IMB 5 (IM V1, IM V3) FLANGE 1 (1FT6 COMPATIBLE) POWER CONNECTOR ROTATABLE ABSOLUTE ENCODER 24 BITS + 12 BIT MULTITURN WITH DRIVE-CLIQ INTERFACE (ENCODER AM24DQI) SHAFT WITH FITTED KEY; WITH HOLDING BRAKE; ACC. TOLERANCE N VIBRATION SEVERITY GRADE A, DEGREE OF PROTECTION IP 65 | 9468 | TEM | 1 | MC | 54.603 | 1
1FT71055SC711CB4 | SIMOTICS S SYNCHRON. MOTOR 1FT7, M0=65NM (100K) NN=2000RPM, PN=11,70KW SEPARATE VENTILATION; FRAME SIZE IMB 5 (IM V1, IM V3) FLANGE 1 (1FT6 COMPATIBLE) POWER CONNECTOR ROTATABLE ABSOLUTE ENCODER 24 BITS + 12 BIT MULTITURN WITH DRIVE-CLIQ INTERFACE (ENCODER AM24DQI) SHAFT WITH FITTED KEY; WITH HOLDING BRAKE; ACC. TOLERANCE N VIBRATION SEVERITY GRADE A+R, DEGREE OF PROTECTION IP 65 | 9624 | TEM | 1 | MC | 54.603 | 1
1FT71055SC711CG0 | SIMOTICS S SYNCHRON. MOTOR 1FT7, M0=65NM (100K) NN=2000RPM, PN=11,70KW SEPARATE VENTILATION; FRAME SIZE IMB 5 (IM V1, IM V3) FLANGE 1 (1FT6 COMPATIBLE) POWER CONNECTOR ROTATABLE ABSOLUTE ENCODER 24 BITS + 12 BIT MULTITURN WITH DRIVE-CLIQ INTERFACE (ENCODER AM24DQI) PLAIN SHAFT, W/O HOLDING BRAKE; ACC. TOLERANCE N VIBRATION SEVERITY GRADE A, DEGREE OF PROTECTION IP 64 | 8359 | TEM | 1 | MC | 50.104 | 1
1FT71055SC711CG1 | SIMOTICS S SYNCHRON. MOTOR 1FT7, M0=65NM (100K) NN=2000RPM, PN=11,70KW SEPARATE VENTILATION; FRAME SIZE IMB 5 (IM V1, IM V3) FLANGE 1 (1FT6 COMPATIBLE) POWER CONNECTOR ROTATABLE ABSOLUTE ENCODER 24 BITS + 12 BIT MULTITURN WITH DRIVE-CLIQ INTERFACE (ENCODER AM24DQI) PLAIN SHAFT, W/O HOLDING BRAKE; ACC. TOLERANCE N VIBRATION SEVERITY GRADE A, DEGREE OF PROTECTION IP 65 | 8455 | TEM | 1 | MC | 50.104 | 1
1FT71055SC711CG4 | SIMOTICS S SYNCHRON. MOTOR 1FT7, M0=65NM (100K) NN=2000RPM, PN=11,70KW SEPARATE VENTILATION; FRAME SIZE IMB 5 (IM V1, IM V3) FLANGE 1 (1FT6 COMPATIBLE) POWER CONNECTOR ROTATABLE ABSOLUTE ENCODER 24 BITS + 12 BIT MULTITURN WITH DRIVE-CLIQ INTERFACE (ENCODER AM24DQI) PLAIN SHAFT, W/O HOLDING BRAKE; ACC. TOLERANCE N VIBRATION SEVERITY GRADE A+R, DEGREE OF PROTECTION IP 65 | 8611 | TEM | 1 | MC | 50.104 | 1
1FT71055SC711CH0 | SIMOTICS S SYNCHRON. MOTOR 1FT7, M0=65NM (100K) NN=2000RPM, PN=11,70KW SEPARATE VENTILATION; FRAME SIZE IMB 5 (IM V1, IM V3) FLANGE 1 (1FT6 COMPATIBLE) POWER CONNECTOR ROTATABLE ABSOLUTE ENCODER 24 BITS + 12 BIT MULTITURN WITH DRIVE-CLIQ INTERFACE (ENCODER AM24DQI) PLAIN SHAFT, WITH HOLDING BRAKE; ACCURACY TOLERANCE N VIBRATION SEVERITY GRADE A, DEGREE OF PROTECTION IP 64 | 9372 | TEM | 1 | MC | 54.603 | 1
1FT71055SC711CH1 | SIMOTICS S SYNCHRON. MOTOR 1FT7, M0=65NM (100K) NN=2000RPM, PN=11,70KW SEPARATE VENTILATION; FRAME SIZE IMB 5 (IM V1, IM V3) FLANGE 1 (1FT6 COMPATIBLE) POWER CONNECTOR ROTATABLE ABSOLUTE ENCODER 24 BITS + 12 BIT MULTITURN WITH DRIVE-CLIQ INTERFACE (ENCODER AM24DQI) PLAIN SHAFT, WITH HOLDING BRAKE; ACCURACY TOLERANCE N VIBRATION SEVERITY GRADE A, DEGREE OF PROTECTION IP 65 | 9468 | TEM | 1 | MC | 54.603 | 1
1FT71055SC711MA0 | SIMOTICS S SYNCHRON. MOTOR 1FT7, M0=65NM (100K) NN=2000RPM, PN=11,70KW SEPARATE VENTILATION; FRAME SIZE IMB 5 (1FT6 COMPATIBLE) WITH KTY TEMPERATURE SENSOR POWER CONNECTOR ROTATABLE ABSOLUTE ENCODER ENDAT 2048 S/R (ENCODER A-2048) CONNECTOR ROTATABLE SHAFT WITH FITTED KEY; W/O HOLDING BRAKE; ACC. TOLERANCE N VIBRATION SEVERITY GRADE A, DEGREE OF PROTECTION IP 64 | 8007 | TEM | 1 | MC | 50.004 | 1
1FT71055SC711MA1 | SIMOTICS S SYNCHRON. MOTOR 1FT7, M0=65NM (100K) NN=2000RPM, PN=11,70KW SEPARATE VENTILATION; FRAME SIZE IMB 5 (1FT6 COMPATIBLE) WITH KTY TEMPERATURE SENSOR POWER CONNECTOR ROTATABLE ABSOLUTE ENCODER ENDAT 2048 S/R (ENCODER A-2048) CONNECTOR ROTATABLE SHAFT WITH FITTED KEY; W/O HOLDING BRAKE; ACC. TOLERANCE N VIBRATION SEVERITY GRADE A, DEGREE OF PROTECTION IP 65 | 8104 | TEM | 1 | MC | 50.004 | 1
1FT71055SC711MB1 | SIMOTICS S SYNCHRON. MOTOR 1FT7, M0=65NM (100K) NN=2000RPM, PN=11,70KW SEPARATE VENTILATION; FRAME SIZE IMB 5 (1FT6 COMPATIBLE) WITH KTY TEMPERATURE SENSOR POWER CONNECTOR ROTATABLE ABSOLUTE ENCODER ENDAT 2048 S/R (ENCODER A-2048) CONNECTOR ROTATABLE SHAFT WITH FITTED KEY; WITH HOLDING BRAKE; ACC. TOLERANCE N VIBRATION SEVERITY GRADE A, DEGREE OF PROTECTION IP 65 | 9116 | TEM | 1 | MC | 54.503 | 1
1FT71055SC711MB4 | SIMOTICS S SYNCHRON. MOTOR 1FT7, M0=65NM (100K) NN=2000RPM, PN=11,70KW SEPARATE VENTILATION; FRAME SIZE IMB 5 (1FT6 COMPATIBLE) WITH KTY TEMPERATURE SENSOR POWER CONNECTOR ROTATABLE ABSOLUTE ENCODER ENDAT 2048 S/R (ENCODER A-2048) CONNECTOR ROTATABLE SHAFT WITH FITTED KEY; WITH HOLDING BRAKE; ACC. TOLERANCE N VIBRATION SEVERITY GRADE A+R, DEGREE OF PROTECTION IP 65 | 9272 | TEM | 1 | MC | 54.503 | 1
1FT71055SC711MG0 | SIMOTICS S SYNCHRON. MOTOR 1FT7, M0=65NM (100K) NN=2000RPM, PN=11,70KW SEPARATE VENTILATION; FRAME SIZE IMB 5 (1FT6 COMPATIBLE) WITH KTY TEMPERATURE SENSOR POWER CONNECTOR ROTATABLE ABSOLUTE ENCODER ENDAT 2048 S/R (ENCODER A-2048) CONNECTOR ROTATABLE PLAIN SHAFT, W/O HOLDING BRAKE; ACC. TOLERANCE N VIBRATION SEVERITY GRADE A, DEGREE OF PROTECTION IP 64 | 8007 | TEM | 1 | MC | 50.004 | 1
1FT71055SC711MH0 | SIMOTICS S SYNCHRON. MOTOR 1FT7, M0=65NM (100K) NN=2000RPM, PN=11,70KW SEPARATE VENTILATION; FRAME SIZE IMB 5 (1FT6 COMPATIBLE) WITH KTY TEMPERATURE SENSOR POWER CONNECTOR ROTATABLE ABSOLUTE ENCODER ENDAT 2048 S/R (ENCODER A-2048) CONNECTOR ROTATABLE PLAIN SHAFT, WITH HOLDING BRAKE; ACCURACY TOLERANCE N VIBRATION SEVERITY GRADE A, DEGREE OF PROTECTION IP 64 | 9020 | TEM | 1 | MC | 54.503 | 1
1FT71055SC711MH1 | SIMOTICS S SYNCHRON. MOTOR 1FT7, M0=65NM (100K) NN=2000RPM, PN=11,70KW SEPARATE VENTILATION; FRAME SIZE IMB 5 (1FT6 COMPATIBLE) WITH KTY TEMPERATURE SENSOR POWER CONNECTOR ROTATABLE ABSOLUTE ENCODER ENDAT 2048 S/R (ENCODER A-2048) CONNECTOR ROTATABLE PLAIN SHAFT, WITH HOLDING BRAKE; ACCURACY TOLERANCE N VIBRATION SEVERITY GRADE A, DEGREE OF PROTECTION IP 65 | 9116 | TEM | 1 | MC | 54.503 | 1
1FT71055SC711NA0 | SIMOTICS S SYNCHRON. MOTOR 1FT7, M0=65NM (100K) NN=2000RPM, PN=11,70KW SEPARATE VENTILATION; FRAME SIZE IMB 5 (IM V1, IM V3) (1FT6 COMPATIBLE) WITH KTY TEMPERATURE SENSOR POWER CONNECTOR ROTATABLE INCREM. ENCODER SIN/COS 1VSS 2048 S/R (ENCODER I-2048) CONNECTOR ROTATABLE SHAFT WITH FITTED KEY; W/O HOLDING BRAKE; ACC. TOLERANCE N VIBRATION SEVERITY GRADE A, DEGREE OF PROTECTION IP 64 | 7253 | TEM | 1 | MC | 50.004 | 1
1FT71055SC711NA3 | SIMOTICS S SYNCHRON. MOTOR 1FT7, M0=65NM (100K) NN=2000RPM, PN=11,70KW SEPARATE VENTILATION; FRAME SIZE IMB 5 (IM V1, IM V3) (1FT6 COMPATIBLE) WITH KTY TEMPERATURE SENSOR POWER CONNECTOR ROTATABLE INCREM. ENCODER SIN/COS 1VSS 2048 S/R (ENCODER I-2048) CONNECTOR ROTATABLE SHAFT WITH FITTED KEY; W/O HOLDING BRAKE; ACC. TOLERANCE N VIBRATION SEVERITY GRADE A+R, DEGREE OF PROTECTION IP 64 | 7408 | TEM | 1 | MC | 50.004 | 1
1FT71055SC711NB0 | SIMOTICS S SYNCHRON. MOTOR 1FT7, M0=65NM (100K) NN=2000RPM, PN=11,70KW SEPARATE VENTILATION; FRAME SIZE IMB 5 (IM V1, IM V3) (1FT6 COMPATIBLE) WITH KTY TEMPERATURE SENSOR POWER CONNECTOR ROTATABLE INCREM. ENCODER SIN/COS 1VSS 2048 S/R (ENCODER I-2048) CONNECTOR ROTATABLE SHAFT WITH FITTED KEY; WITH HOLDING BRAKE; ACC. TOLERANCE N VIBRATION SEVERITY GRADE A, DEGREE OF PROTECTION IP 64 | 8266 | TEM | 1 | MC | 54.503 | 1
1FT71055SC711NG0 | SIMOTICS S SYNCHRON. MOTOR 1FT7, M0=65NM (100K) NN=2000RPM, PN=11,70KW SEPARATE VENTILATION; FRAME SIZE IMB 5 (IM V1, IM V3) (1FT6 COMPATIBLE) WITH KTY TEMPERATURE SENSOR POWER CONNECTOR ROTATABLE INCREM. ENCODER SIN/COS 1VSS 2048 S/R (ENCODER I-2048) CONNECTOR ROTATABLE PLAIN SHAFT, W/O HOLDING BRAKE; ACC. TOLERANCE N VIBRATION SEVERITY GRADE A, DEGREE OF PROTECTION IP 64 | 7253 | TEM | 1 | MC | 50.004 | 1
1FT71055SC711NG1 | SIMOTICS S SYNCHRON. MOTOR 1FT7, M0=65NM (100K) NN=2000RPM, PN=11,70KW SEPARATE VENTILATION; FRAME SIZE IMB 5 (IM V1, IM V3) (1FT6 COMPATIBLE) WITH KTY TEMPERATURE SENSOR POWER CONNECTOR ROTATABLE INCREM. ENCODER SIN/COS 1VSS 2048 S/R (ENCODER I-2048) CONNECTOR ROTATABLE PLAIN SHAFT, W/O HOLDING BRAKE; ACC. TOLERANCE N VIBRATION SEVERITY GRADE A, DEGREE OF PROTECTION IP 65 | 7350 | TEM | 1 | MC | 50.004 | 1
1FT71055SC711NH1 | SIMOTICS S SYNCHRON. MOTOR 1FT7, M0=65NM (100K) NN=2000RPM, PN=11,70KW SEPARATE VENTILATION; FRAME SIZE IMB 5 (IM V1, IM V3) (1FT6 COMPATIBLE) WITH KTY TEMPERATURE SENSOR POWER CONNECTOR ROTATABLE INCREM. ENCODER SIN/COS 1VSS 2048 S/R (ENCODER I-2048) CONNECTOR ROTATABLE PLAIN SHAFT, WITH HOLDING BRAKE; ACCURACY TOLERANCE N VIBRATION SEVERITY GRADE A, DEGREE OF PROTECTION IP 65 | 8362 | TEM | 1 | MC | 54.503 | 1
1FT71055SF701BA0 | SIMOTICS S SYNCHRON. MOTOR 1FT7, M0=65NM (100K) NN=3000RPM, PN=15,10KW SEPARATE VENTILATION; FRAME SIZE IMB 5 (IM V1, IM V3) FLANGE 0 POWER CONNECTOR OUTGOING CONNECTOR DIRECTIONTRAVERSE RIGHT ABSOLUTE VALUE ENCODER SINGLETURN 24 BIT WITH DRIVE-CLIQ INTERFACE (ENCODER AS24DQI) SHAFT WITH FITTED KEY; W/O HOLDING BRAKE; ACC. TOLERANCE N VIBRATION SEVERITY GRADE A, DEGREE OF PROTECTION IP 64 | 7594 | TEM | 1 | MC | 50.004 | 1
1FT71055SF701BA1 | SIMOTICS S SYNCHRON. MOTOR 1FT7, M0=65NM (100K) NN=3000RPM, PN=15,10KW SEPARATE VENTILATION; FRAME SIZE IMB 5 (IM V1, IM V3) FLANGE 0 POWER CONNECTOR OUTGOING CONNECTOR DIRECTIONTRAVERSE RIGHT ABSOLUTE VALUE ENCODER SINGLETURN 24 BIT WITH DRIVE-CLIQ INTERFACE (ENCODER AS24DQI) SHAFT WITH FITTED KEY; W/O HOLDING BRAKE; ACC. TOLERANCE N VIBRATION SEVERITY GRADE A, DEGREE OF PROTECTION IP 65 | 7690 | TEM | 1 | MC | 50.004 | 1
1FT71055SF701BB0 | SIMOTICS S SYNCHRON. MOTOR 1FT7, M0=65NM (100K) NN=3000RPM, PN=15,10KW SEPARATE VENTILATION; FRAME SIZE IMB 5 (IM V1, IM V3) FLANGE 0 POWER CONNECTOR OUTGOING CONNECTOR DIRECTIONTRAVERSE RIGHT ABSOLUTE VALUE ENCODER SINGLETURN 24 BIT WITH DRIVE-CLIQ INTERFACE (ENCODER AS24DQI) SHAFT WITH FITTED KEY; WITH HOLDING BRAKE; ACC. TOLERANCE N VIBRATION SEVERITY GRADE A, DEGREE OF PROTECTION IP 64 | 8607 | TEM | 1 | MC | 54.503 | 1
1FT71055SF701BE0 | SIMOTICS S SYNCHRON. MOTOR 1FT7, M0=65NM (100K) NN=3000RPM, PN=15,10KW SEPARATE VENTILATION; FRAME SIZE IMB 5 (IM V1, IM V3) FLANGE 0 POWER CONNECTOR OUTGOING CONNECTOR DIRECTIONTRAVERSE RIGHT ABSOLUTE VALUE ENCODER SINGLETURN 24 BIT WITH DRIVE-CLIQ INTERFACE (ENCODER AS24DQI) SHAFT WITH FITTED KEY; WITH HOLDING BRAKE; ACC. TOLERANCE R VIBRATION SEVERITY GRADE A, DEGREE OF PROTECTION IP 64 | 8766 | TEM | 1 | MC | 54.503 | 1
1FT71055SF701BG0 | SIMOTICS S SYNCHRON. MOTOR 1FT7, M0=65NM (100K) NN=3000RPM, PN=15,10KW SEPARATE VENTILATION; FRAME SIZE IMB 5 (IM V1, IM V3) FLANGE 0 POWER CONNECTOR OUTGOING CONNECTOR DIRECTIONTRAVERSE RIGHT ABSOLUTE VALUE ENCODER SINGLETURN 24 BIT WITH DRIVE-CLIQ INTERFACE (ENCODER AS24DQI) PLAIN SHAFT, W/O HOLDING BRAKE; ACC. TOLERANCE N VIBRATION SEVERITY GRADE A, DEGREE OF PROTECTION IP 64 | 7594 | TEM | 1 | MC | 50.004 | 1
1FT71055SF701BG1 | SIMOTICS S SYNCHRON. MOTOR 1FT7, M0=65NM (100K) NN=3000RPM, PN=15,10KW SEPARATE VENTILATION; FRAME SIZE IMB 5 (IM V1, IM V3) FLANGE 0 POWER CONNECTOR OUTGOING CONNECTOR DIRECTIONTRAVERSE RIGHT ABSOLUTE VALUE ENCODER SINGLETURN 24 BIT WITH DRIVE-CLIQ INTERFACE (ENCODER AS24DQI) PLAIN SHAFT, W/O HOLDING BRAKE; ACC. TOLERANCE N VIBRATION SEVERITY GRADE A, DEGREE OF PROTECTION IP 65 | 7690 | TEM | 1 | MC | 50.004 | 1
1FT71055SF701BG3 | SIMOTICS S SYNCHRON. MOTOR 1FT7, M0=65NM (100K) NN=3000RPM, PN=15,10KW SEPARATE VENTILATION; FRAME SIZE IMB 5 (IM V1, IM V3) FLANGE 0 POWER CONNECTOR OUTGOING CONNECTOR DIRECTIONTRAVERSE RIGHT ABSOLUTE VALUE ENCODER SINGLETURN 24 BIT WITH DRIVE-CLIQ INTERFACE (ENCODER AS24DQI) PLAIN SHAFT, W/O HOLDING BRAKE; ACC. TOLERANCE N VIBRATION SEVERITY GRADE A+R, DEGREE OF PROTECTION IP 64 | 7749 | TEM | 1 | MC | 50.004 | 1
1FT71055SF701BH0 | SIMOTICS S SYNCHRON. MOTOR 1FT7, M0=65NM (100K) NN=3000RPM, PN=15,10KW SEPARATE VENTILATION; FRAME SIZE IMB 5 (IM V1, IM V3) FLANGE 0 POWER CONNECTOR OUTGOING CONNECTOR DIRECTIONTRAVERSE RIGHT ABSOLUTE VALUE ENCODER SINGLETURN 24 BIT WITH DRIVE-CLIQ INTERFACE (ENCODER AS24DQI) PLAIN SHAFT, WITH HOLDING BRAKE; ACCURACY TOLERANCE N VIBRATION SEVERITY GRADE A, DEGREE OF PROTECTION IP 64 | 8607 | TEM | 1 | MC | 54.503 | 1
1FT71055SF701BH3 | SIMOTICS S SYNCHRON. MOTOR 1FT7, M0=65NM (100K) NN=3000RPM, PN=15,10KW SEPARATE VENTILATION; FRAME SIZE IMB 5 (IM V1, IM V3) FLANGE 0 POWER CONNECTOR OUTGOING CONNECTOR DIRECTIONTRAVERSE RIGHT ABSOLUTE VALUE ENCODER SINGLETURN 24 BIT WITH DRIVE-CLIQ INTERFACE (ENCODER AS24DQI) PLAIN SHAFT, WITH HOLDING BRAKE; ACCURACY TOLERANCE N VIBRATION SEVERITY GRADE A+R, DEGREE OF PROTECTION IP 64 | 8761 | TEM | 1 | MC | 54.503 | 1
1FT71055SF701CA0 | SIMOTICS S SYNCHRON. MOTOR 1FT7, M0=65NM (100K) NN=3000RPM, PN=15,10KW SEPARATE VENTILATION; FRAME SIZE IMB 5 (IM V1, IM V3) FLANGE 0 POWER CONNECTOR OUTGOING CONNECTOR DIRECTIONTRAVERSE RIGHT ABSOLUTE ENCODER 24 BITS + 12 BIT MULTITURN WITH DRIVE-CLIQ INTERFACE (ENCODER AM24DQI) SHAFT WITH FITTED KEY; W/O HOLDING BRAKE; ACC. TOLERANCE N VIBRATION SEVERITY GRADE A, DEGREE OF PROTECTION IP 64 | 8359 | TEM | 1 | MC | 50.104 | 1
1FT71055SF701CA4 | SIMOTICS S SYNCHRON. MOTOR 1FT7, M0=65NM (100K) NN=3000RPM, PN=15,10KW SEPARATE VENTILATION; FRAME SIZE IMB 5 (IM V1, IM V3) FLANGE 0 POWER CONNECTOR OUTGOING CONNECTOR DIRECTIONTRAVERSE RIGHT ABSOLUTE ENCODER 24 BITS + 12 BIT MULTITURN WITH DRIVE-CLIQ INTERFACE (ENCODER AM24DQI) SHAFT WITH FITTED KEY; W/O HOLDING BRAKE; ACC. TOLERANCE N VIBRATION SEVERITY GRADE A+R, DEGREE OF PROTECTION IP 65 | 8611 | TEM | 1 | MC | 50.104 | 1
1FT71055SF701CB0 | SIMOTICS S SYNCHRON. MOTOR 1FT7, M0=65NM (100K) NN=3000RPM, PN=15,10KW SEPARATE VENTILATION; FRAME SIZE IMB 5 (IM V1, IM V3) FLANGE 0 POWER CONNECTOR OUTGOING CONNECTOR DIRECTIONTRAVERSE RIGHT ABSOLUTE ENCODER 24 BITS + 12 BIT MULTITURN WITH DRIVE-CLIQ INTERFACE (ENCODER AM24DQI) SHAFT WITH FITTED KEY; WITH HOLDING BRAKE; ACC. TOLERANCE N VIBRATION SEVERITY GRADE A, DEGREE OF PROTECTION IP 64 | 9372 | TEM | 1 | MC | 54.603 | 1
1FT71055SF701CE1 | SIMOTICS S SYNCHRON. MOTOR 1FT7, M0=65NM (100K) NN=3000RPM, PN=15,10KW SEPARATE VENTILATION; FRAME SIZE IMB 5 (IM V1, IM V3) FLANGE 0 POWER CONNECTOR OUTGOING CONNECTOR DIRECTIONTRAVERSE RIGHT ABSOLUTE ENCODER 24 BITS + 12 BIT MULTITURN WITH DRIVE-CLIQ INTERFACE (ENCODER AM24DQI) SHAFT WITH FITTED KEY; WITH HOLDING BRAKE; ACC. TOLERANCE R VIBRATION SEVERITY GRADE A, DEGREE OF PROTECTION IP 65 | 9627 | TEM | 1 | MC | 54.603 | 1
1FT71055SF701CH0 | SIMOTICS S SYNCHRON. MOTOR 1FT7, M0=65NM (100K) NN=3000RPM, PN=15,10KW SEPARATE VENTILATION; FRAME SIZE IMB 5 (IM V1, IM V3) FLANGE 0 POWER CONNECTOR OUTGOING CONNECTOR DIRECTIONTRAVERSE RIGHT ABSOLUTE ENCODER 24 BITS + 12 BIT MULTITURN WITH DRIVE-CLIQ INTERFACE (ENCODER AM24DQI) PLAIN SHAFT, WITH HOLDING BRAKE; ACCURACY TOLERANCE N VIBRATION SEVERITY GRADE A, DEGREE OF PROTECTION IP 64 | 9372 | TEM | 1 | MC | 54.603 | 1
1FT71055SF701CH1 | SIMOTICS S SYNCHRON. MOTOR 1FT7, M0=65NM (100K) NN=3000RPM, PN=15,10KW SEPARATE VENTILATION; FRAME SIZE IMB 5 (IM V1, IM V3) FLANGE 0 POWER CONNECTOR OUTGOING CONNECTOR DIRECTIONTRAVERSE RIGHT ABSOLUTE ENCODER 24 BITS + 12 BIT MULTITURN WITH DRIVE-CLIQ INTERFACE (ENCODER AM24DQI) PLAIN SHAFT, WITH HOLDING BRAKE; ACCURACY TOLERANCE N VIBRATION SEVERITY GRADE A, DEGREE OF PROTECTION IP 65 | 9468 | TEM | 1 | MC | 54.603 | 1
1FT71055SF701CL1 | SIMOTICS S SYNCHRON. MOTOR 1FT7, M0=65NM (100K) NN=3000RPM, PN=15,10KW SEPARATE VENTILATION; FRAME SIZE IMB 5 (IM V1, IM V3) FLANGE 0 POWER CONNECTOR OUTGOING CONNECTOR DIRECTIONTRAVERSE RIGHT ABSOLUTE ENCODER 24 BITS + 12 BIT MULTITURN WITH DRIVE-CLIQ INTERFACE (ENCODER AM24DQI) PLAIN SHAFT, WITH HOLDING BRAKE; ACCURACY TOLERANCE R VIBRATION SEVERITY GRADE A, DEGREE OF PROTECTION IP 65 | 9627 | TEM | 1 | MC | 54.603 | 1
1FT71055SF701MH1 | SIMOTICS S SYNCHRON. MOTOR 1FT7, M0=65NM (100K) NN=3000RPM, PN=15,10KW SEPARATE VENTILATION; FRAME SIZE IMB 5 (IM V1, IM V3) FLANGE (COMPACT) WITH KTY TEMPERATURE SENSOR POWER CONNECTOR OUTGOING CONNECTOR DIRECTIONTRAVERSE RIGHT ABSOLUTE ENCODER ENDAT 2048 S/R (ENCODER A-2048) CONNECTOR ROTATABLE PLAIN SHAFT, WITH HOLDING BRAKE; ACCURACY TOLERANCE N VIBRATION SEVERITY GRADE A, DEGREE OF PROTECTION IP 65 | 9116 | TEM | 1 | MC | 54.503 | 1
1FT71055SF701NA0 | SIMOTICS S SYNCHRON. MOTOR 1FT7, M0=65NM (100K) NN=3000RPM, PN=15,10KW SEPARATE VENTILATION; FRAME SIZE IMB 5 (IM V1, IM V3) FLANGE (COMPACT) WITH KTY TEMPERATURE SENSOR POWER CONNECTOR OUTGOING CONNECTOR DIRECTIONTRAVERSE RIGHT INCREM. ENCODER SIN/COS 1VSS 2048 S/R (ENCODER I-2048) CONNECTOR ROTATABLE SHAFT WITH FITTED KEY; W/O HOLDING BRAKE; ACC. TOLERANCE N VIBRATION SEVERITY GRADE A, DEGREE OF PROTECTION IP 64 | 7253 | TEM | 1 | MC | 50.004 | 1
1FT71055SF701NG0 | SIMOTICS S SYNCHRON. MOTOR 1FT7, M0=65NM (100K) NN=3000RPM, PN=15,10KW SEPARATE VENTILATION; FRAME SIZE IMB 5 (IM V1, IM V3) FLANGE (COMPACT) WITH KTY TEMPERATURE SENSOR POWER CONNECTOR OUTGOING CONNECTOR DIRECTIONTRAVERSE RIGHT INCREM. ENCODER SIN/COS 1VSS 2048 S/R (ENCODER I-2048) CONNECTOR ROTATABLE PLAIN SHAFT, W/O HOLDING BRAKE; ACC. TOLERANCE N VIBRATION SEVERITY GRADE A, DEGREE OF PROTECTION IP 64 | 7253 | TEM | 1 | MC | 50.004 | 1
1FT71055SF701NG4 | SIMOTICS S SYNCHRON. MOTOR 1FT7, M0=65NM (100K) NN=3000RPM, PN=15,10KW SEPARATE VENTILATION; FRAME SIZE IMB 5 (IM V1, IM V3) FLANGE (COMPACT) WITH KTY TEMPERATURE SENSOR POWER CONNECTOR OUTGOING CONNECTOR DIRECTIONTRAVERSE RIGHT INCREM. ENCODER SIN/COS 1VSS 2048 S/R (ENCODER I-2048) CONNECTOR ROTATABLE PLAIN SHAFT, W/O HOLDING BRAKE; ACC. TOLERANCE N VIBRATION SEVERITY GRADE A+R, DEGREE OF PROTECTION IP 65 | 7505 | TEM | 1 | MC | 50.004 | 1
1FT71055SF702BA0 | SIMOTICS S SYNCHRON. MOTOR 1FT7, M0=65NM (100K) NN=3000RPM, PN=15,10KW SEPARATE VENTILATION; FRAME SIZE IMB 5 (IM V1, IM V3) FLANGE 0 POWER CONNECTOR OUTGOING CONNECTOR DIRECTIONTRAVERSE LEFT ABSOLUTE VALUE ENCODER SINGLETURN 24 BIT WITH DRIVE-CLIQ INTERFACE (ENCODER AS24DQI) SHAFT WITH FITTED KEY; W/O HOLDING BRAKE; ACC. TOLERANCE N VIBRATION SEVERITY GRADE A, DEGREE OF PROTECTION IP 64 | 7594 | TEM | 1 | MC | 50.004 | 1
1FT71055SF702BB0 | SIMOTICS S SYNCHRON. MOTOR 1FT7, M0=65NM (100K) NN=3000RPM, PN=15,10KW SEPARATE VENTILATION; FRAME SIZE IMB 5 (IM V1, IM V3) FLANGE 0 POWER CONNECTOR OUTGOING CONNECTOR DIRECTIONTRAVERSE LEFT ABSOLUTE VALUE ENCODER SINGLETURN 24 BIT WITH DRIVE-CLIQ INTERFACE (ENCODER AS24DQI) SHAFT WITH FITTED KEY; WITH HOLDING BRAKE; ACC. TOLERANCE N VIBRATION SEVERITY GRADE A, DEGREE OF PROTECTION IP 64 | 8607 | TEM | 1 | MC | 54.503 | 1
1FT71055SF702CH1 | SIMOTICS S SYNCHRON. MOTOR 1FT7, M0=65NM (100K) NN=3000RPM, PN=15,10KW SEPARATE VENTILATION; FRAME SIZE IMB 5 (IM V1, IM V3) FLANGE 0 POWER CONNECTOR OUTGOING CONNECTOR DIRECTIONTRAVERSE LEFT ABSOLUTE ENCODER 24 BITS + 12 BIT MULTITURN WITH DRIVE-CLIQ INTERFACE (ENCODER AM24DQI) PLAIN SHAFT, WITH HOLDING BRAKE; ACCURACY TOLERANCE N VIBRATION SEVERITY GRADE A, DEGREE OF PROTECTION IP 65 | 9468 | TEM | 1 | MC | 54.603 | 1
1FT71055SF703BA0 | SIMOTICS S SYNCHRON. MOTOR 1FT7, M0=65NM (100K) NN=3000RPM, PN=15,10KW SEPARATE VENTILATION; FRAME SIZE IMB 5 (IM V1, IM V3) FLANGE 0 POWER CONNECTOR OUTGOING CONNECTOR DIRECTIONAXIAL NON-DRIVE END ABSOLUTE VALUE ENCODER SINGLETURN 24 BIT WITH DRIVE-CLIQ INTERFACE (ENCODER AS24DQI) SHAFT WITH FITTED KEY; W/O HOLDING BRAKE; ACC. TOLERANCE N VIBRATION SEVERITY GRADE A, DEGREE OF PROTECTION IP 64 | 7594 | TEM | 1 | MC | 50.004 | 1
1FT71055SF703BA1 | SIMOTICS S SYNCHRON. MOTOR 1FT7, M0=65NM (100K) NN=3000RPM, PN=15,10KW SEPARATE VENTILATION; FRAME SIZE IMB 5 (IM V1, IM V3) FLANGE 0 POWER CONNECTOR OUTGOING CONNECTOR DIRECTIONAXIAL NON-DRIVE END ABSOLUTE VALUE ENCODER SINGLETURN 24 BIT WITH DRIVE-CLIQ INTERFACE (ENCODER AS24DQI) SHAFT WITH FITTED KEY; W/O HOLDING BRAKE; ACC. TOLERANCE N VIBRATION SEVERITY GRADE A, DEGREE OF PROTECTION IP 65 | 7690 | TEM | 1 | MC | 50.004 | 1
1FT71055SF703BB0 | SIMOTICS S SYNCHRON. MOTOR 1FT7, M0=65NM (100K) NN=3000RPM, PN=15,10KW SEPARATE VENTILATION; FRAME SIZE IMB 5 (IM V1, IM V3) FLANGE 0 POWER CONNECTOR OUTGOING CONNECTOR DIRECTIONAXIAL NON-DRIVE END ABSOLUTE VALUE ENCODER SINGLETURN 24 BIT WITH DRIVE-CLIQ INTERFACE (ENCODER AS24DQI) SHAFT WITH FITTED KEY; WITH HOLDING BRAKE; ACC. TOLERANCE N VIBRATION SEVERITY GRADE A, DEGREE OF PROTECTION IP 64 | 8607 | TEM | 1 | MC | 54.503 | 1
1FT71055SF703BG0 | SIMOTICS S SYNCHRON. MOTOR 1FT7, M0=65NM (100K) NN=3000RPM, PN=15,10KW SEPARATE VENTILATION; FRAME SIZE IMB 5 (IM V1, IM V3) FLANGE 0 POWER CONNECTOR OUTGOING CONNECTOR DIRECTIONAXIAL NON-DRIVE END ABSOLUTE VALUE ENCODER SINGLETURN 24 BIT WITH DRIVE-CLIQ INTERFACE (ENCODER AS24DQI) PLAIN SHAFT, W/O HOLDING BRAKE; ACC. TOLERANCE N VIBRATION SEVERITY GRADE A, DEGREE OF PROTECTION IP 64 | 7594 | TEM | 1 | MC | 50.004 | 1
1FT71055SF703BG1 | SIMOTICS S SYNCHRON. MOTOR 1FT7, M0=65NM (100K) NN=3000RPM, PN=15,10KW SEPARATE VENTILATION; FRAME SIZE IMB 5 (IM V1, IM V3) FLANGE 0 POWER CONNECTOR OUTGOING CONNECTOR DIRECTIONAXIAL NON-DRIVE END ABSOLUTE VALUE ENCODER SINGLETURN 24 BIT WITH DRIVE-CLIQ INTERFACE (ENCODER AS24DQI) PLAIN SHAFT, W/O HOLDING BRAKE; ACC. TOLERANCE N VIBRATION SEVERITY GRADE A, DEGREE OF PROTECTION IP 65 | 7690 | TEM | 1 | MC | 50.004 | 1
1FT71055SF703BH1 | SIMOTICS S SYNCHRON. MOTOR 1FT7, M0=65NM (100K) NN=3000RPM, PN=15,10KW SEPARATE VENTILATION; FRAME SIZE IMB 5 (IM V1, IM V3) FLANGE 0 POWER CONNECTOR OUTGOING CONNECTOR DIRECTIONAXIAL NON-DRIVE END ABSOLUTE VALUE ENCODER SINGLETURN 24 BIT WITH DRIVE-CLIQ INTERFACE (ENCODER AS24DQI) PLAIN SHAFT, WITH HOLDING BRAKE; ACCURACY TOLERANCE N VIBRATION SEVERITY GRADE A, DEGREE OF PROTECTION IP 65 | 8703 | TEM | 1 | MC | 54.503 | 1
1FT71055SF703CA0 | SIMOTICS S SYNCHRON. MOTOR 1FT7, M0=65NM (100K) NN=3000RPM, PN=15,10KW SEPARATE VENTILATION; FRAME SIZE IMB 5 (IM V1, IM V3) FLANGE 0 POWER CONNECTOR OUTGOING CONNECTOR DIRECTIONAXIAL NON-DRIVE END ABSOLUTE ENCODER 24 BITS + 12 BIT MULTITURN WITH DRIVE-CLIQ INTERFACE (ENCODER AM24DQI) SHAFT WITH FITTED KEY; W/O HOLDING BRAKE; ACC. TOLERANCE N VIBRATION SEVERITY GRADE A, DEGREE OF PROTECTION IP 64 | 8359 | TEM | 1 | MC | 50.104 | 1
1FT71055SF703CB0 | SIMOTICS S SYNCHRON. MOTOR 1FT7, M0=65NM (100K) NN=3000RPM, PN=15,10KW SEPARATE VENTILATION; FRAME SIZE IMB 5 (IM V1, IM V3) FLANGE 0 POWER CONNECTOR OUTGOING CONNECTOR DIRECTIONAXIAL NON-DRIVE END ABSOLUTE ENCODER 24 BITS + 12 BIT MULTITURN WITH DRIVE-CLIQ INTERFACE (ENCODER AM24DQI) SHAFT WITH FITTED KEY; WITH HOLDING BRAKE; ACC. TOLERANCE N VIBRATION SEVERITY GRADE A, DEGREE OF PROTECTION IP 64 | 9372 | TEM | 1 | MC | 54.603 | 1
1FT71055SF703CB1 | SIMOTICS S SYNCHRON. MOTOR 1FT7, M0=65NM (100K) NN=3000RPM, PN=15,10KW SEPARATE VENTILATION; FRAME SIZE IMB 5 (IM V1, IM V3) FLANGE 0 POWER CONNECTOR OUTGOING CONNECTOR DIRECTIONAXIAL NON-DRIVE END ABSOLUTE ENCODER 24 BITS + 12 BIT MULTITURN WITH DRIVE-CLIQ INTERFACE (ENCODER AM24DQI) SHAFT WITH FITTED KEY; WITH HOLDING BRAKE; ACC. TOLERANCE N VIBRATION SEVERITY GRADE A, DEGREE OF PROTECTION IP 65 | 9468 | TEM | 1 | MC | 54.603 | 1
1FT71055SF703CG0 | SIMOTICS S SYNCHRON. MOTOR 1FT7, M0=65NM (100K) NN=3000RPM, PN=15,10KW SEPARATE VENTILATION; FRAME SIZE IMB 5 (IM V1, IM V3) FLANGE 0 POWER CONNECTOR OUTGOING CONNECTOR DIRECTIONAXIAL NON-DRIVE END ABSOLUTE ENCODER 24 BITS + 12 BIT MULTITURN WITH DRIVE-CLIQ INTERFACE (ENCODER AM24DQI) PLAIN SHAFT, W/O HOLDING BRAKE; ACC. TOLERANCE N VIBRATION SEVERITY GRADE A, DEGREE OF PROTECTION IP 64 | 8359 | TEM | 1 | MC | 50.104 | 1
1FT71055SF703CG1 | SIMOTICS S SYNCHRON. MOTOR 1FT7, M0=65NM (100K) NN=3000RPM, PN=15,10KW SEPARATE VENTILATION; FRAME SIZE IMB 5 (IM V1, IM V3) FLANGE 0 POWER CONNECTOR OUTGOING CONNECTOR DIRECTIONAXIAL NON-DRIVE END ABSOLUTE ENCODER 24 BITS + 12 BIT MULTITURN WITH DRIVE-CLIQ INTERFACE (ENCODER AM24DQI) PLAIN SHAFT, W/O HOLDING BRAKE; ACC. TOLERANCE N VIBRATION SEVERITY GRADE A, DEGREE OF PROTECTION IP 65 | 8455 | TEM | 1 | MC | 50.104 | 1
1FT71055SF703CH0 | SIMOTICS S SYNCHRON. MOTOR 1FT7, M0=65NM (100K) NN=3000RPM, PN=15,10KW SEPARATE VENTILATION; FRAME SIZE IMB 5 (IM V1, IM V3) FLANGE 0 POWER CONNECTOR OUTGOING CONNECTOR DIRECTIONAXIAL NON-DRIVE END ABSOLUTE ENCODER 24 BITS + 12 BIT MULTITURN WITH DRIVE-CLIQ INTERFACE (ENCODER AM24DQI) PLAIN SHAFT, WITH HOLDING BRAKE; ACCURACY TOLERANCE N VIBRATION SEVERITY GRADE A, DEGREE OF PROTECTION IP 64 | 9372 | TEM | 1 | MC | 54.603 | 1
1FT71055SF703CH1 | SIMOTICS S SYNCHRON. MOTOR 1FT7, M0=65NM (100K) NN=3000RPM, PN=15,10KW SEPARATE VENTILATION; FRAME SIZE IMB 5 (IM V1, IM V3) FLANGE 0 POWER CONNECTOR OUTGOING CONNECTOR DIRECTIONAXIAL NON-DRIVE END ABSOLUTE ENCODER 24 BITS + 12 BIT MULTITURN WITH DRIVE-CLIQ INTERFACE (ENCODER AM24DQI) PLAIN SHAFT, WITH HOLDING BRAKE; ACCURACY TOLERANCE N VIBRATION SEVERITY GRADE A, DEGREE OF PROTECTION IP 65 | 9468 | TEM | 1 | MC | 54.603 | 1
1FT71055SF703MA0 | SIMOTICS S SYNCHRON. MOTOR 1FT7, M0=65NM (100K) NN=3000RPM, PN=15,10KW SEPARATE VENTILATION; FRAME SIZE IMB 5 (IM V1, IM V3) FLANGE (COMPACT) WITH KTY TEMPERATURE SENSOR POWER CONNECTOR OUTGOING CONNECTOR DIRECTIONAXIAL NON-DRIVE END ABSOLUTE ENCODER ENDAT 2048 S/R (ENCODER A-2048) CONNECTOR ROTATABLE SHAFT WITH FITTED KEY; W/O HOLDING BRAKE; ACC. TOLERANCE N VIBRATION SEVERITY GRADE A, DEGREE OF PROTECTION IP 64 | 8007 | TEM | 1 | MC | 50.004 | 1
1FT71055SF703ML3 | SIMOTICS S SYNCHRON. MOTOR 1FT7, M0=65NM (100K) NN=3000RPM, PN=15,10KW SEPARATE VENTILATION; FRAME SIZE IMB 5 (IM V1, IM V3) FLANGE (COMPACT) WITH KTY TEMPERATURE SENSOR POWER CONNECTOR OUTGOING CONNECTOR DIRECTIONAXIAL NON-DRIVE END ABSOLUTE ENCODER ENDAT 2048 S/R (ENCODER A-2048) CONNECTOR ROTATABLE PLAIN SHAFT, WITH HOLDING BRAKE; ACCURACY TOLERANCE R VIBRATION SEVERITY GRADE A+R, DEGREE OF PROTECTION IP 64 | 9334 | TEM | 1 | MC | 54.503 | 1
1FT71055SF703NA0 | SIMOTICS S SYNCHRON. MOTOR 1FT7, M0=65NM (100K) NN=3000RPM, PN=15,10KW SEPARATE VENTILATION; FRAME SIZE IMB 5 (IM V1, IM V3) FLANGE (COMPACT) WITH KTY TEMPERATURE SENSOR POWER CONNECTOR OUTGOING CONNECTOR DIRECTIONAXIAL NON-DRIVE END INCREM. ENCODER SIN/COS 1VSS 2048 S/R (ENCODER I-2048) CONNECTOR ROTATABLE SHAFT WITH FITTED KEY; W/O HOLDING BRAKE; ACC. TOLERANCE N VIBRATION SEVERITY GRADE A, DEGREE OF PROTECTION IP 64 | 7253 | TEM | 1 | MC | 50.004 | 1
1FT71055SF703NB0 | SIMOTICS S SYNCHRON. MOTOR 1FT7, M0=65NM (100K) NN=3000RPM, PN=15,10KW SEPARATE VENTILATION; FRAME SIZE IMB 5 (IM V1, IM V3) FLANGE (COMPACT) WITH KTY TEMPERATURE SENSOR POWER CONNECTOR OUTGOING CONNECTOR DIRECTIONAXIAL NON-DRIVE END INCREM. ENCODER SIN/COS 1VSS 2048 S/R (ENCODER I-2048) CONNECTOR ROTATABLE SHAFT WITH FITTED KEY; WITH HOLDING BRAKE; ACC. TOLERANCE N VIBRATION SEVERITY GRADE A, DEGREE OF PROTECTION IP 64 | 8266 | TEM | 1 | MC | 54.503 | 1
1FT71055SF703NG0 | SIMOTICS S SYNCHRON. MOTOR 1FT7, M0=65NM (100K) NN=3000RPM, PN=15,10KW SEPARATE VENTILATION; FRAME SIZE IMB 5 (IM V1, IM V3) FLANGE (COMPACT) WITH KTY TEMPERATURE SENSOR POWER CONNECTOR OUTGOING CONNECTOR DIRECTIONAXIAL NON-DRIVE END INCREM. ENCODER SIN/COS 1VSS 2048 S/R (ENCODER I-2048) CONNECTOR ROTATABLE PLAIN SHAFT, W/O HOLDING BRAKE; ACC. TOLERANCE N VIBRATION SEVERITY GRADE A, DEGREE OF PROTECTION IP 64 | 7253 | TEM | 1 | MC | 50.004 | 1
1FT71055SF704BB4 | SIMOTICS S SYNCHRON. MOTOR 1FT7, M0=65NM (100K) NN=3000RPM, PN=15,10KW SEPARATE VENTILATION; FRAME SIZE IMB 5 (IM V1, IM V3) FLANGE 0 POWER CONNECTOR OUTGOING CONNECTOR DIRECTIONAXIAL DRIVE END ABSOLUTE VALUE ENCODER SINGLETURN 24 BIT WITH DRIVE-CLIQ INTERFACE (ENCODER AS24DQI) SHAFT WITH FITTED KEY; WITH HOLDING BRAKE; ACC. TOLERANCE N VIBRATION SEVERITY GRADE A+R, DEGREE OF PROTECTION IP 65 | 8859 | TEM | 1 | MC | 54.503 | 1
1FT71055SF704BH0 | SIMOTICS S SYNCHRON. MOTOR 1FT7, M0=65NM (100K) NN=3000RPM, PN=15,10KW SEPARATE VENTILATION; FRAME SIZE IMB 5 (IM V1, IM V3) FLANGE 0 POWER CONNECTOR OUTGOING CONNECTOR DIRECTIONAXIAL DRIVE END ABSOLUTE VALUE ENCODER SINGLETURN 24 BIT WITH DRIVE-CLIQ INTERFACE (ENCODER AS24DQI) PLAIN SHAFT, WITH HOLDING BRAKE; ACCURACY TOLERANCE N VIBRATION SEVERITY GRADE A, DEGREE OF PROTECTION IP 64 | 8607 | TEM | 1 | MC | 54.503 | 1
1FT71055SF704CB0 | SIMOTICS S SYNCHRON. MOTOR 1FT7, M0=65NM (100K) NN=3000RPM, PN=15,10KW SEPARATE VENTILATION; FRAME SIZE IMB 5 (IM V1, IM V3) FLANGE 0 POWER CONNECTOR OUTGOING CONNECTOR DIRECTIONAXIAL DRIVE END ABSOLUTE ENCODER 24 BITS + 12 BIT MULTITURN WITH DRIVE-CLIQ INTERFACE (ENCODER AM24DQI) SHAFT WITH FITTED KEY; WITH HOLDING BRAKE; ACC. TOLERANCE N VIBRATION SEVERITY GRADE A, DEGREE OF PROTECTION IP 64 | 9372 | TEM | 1 | MC | 54.603 | 1
1FT71055SF704CB1 | SIMOTICS S SYNCHRON. MOTOR 1FT7, M0=65NM (100K) NN=3000RPM, PN=15,10KW SEPARATE VENTILATION; FRAME SIZE IMB 5 (IM V1, IM V3) FLANGE 0 POWER CONNECTOR OUTGOING CONNECTOR DIRECTIONAXIAL DRIVE END ABSOLUTE ENCODER 24 BITS + 12 BIT MULTITURN WITH DRIVE-CLIQ INTERFACE (ENCODER AM24DQI) SHAFT WITH FITTED KEY; WITH HOLDING BRAKE; ACC. TOLERANCE N VIBRATION SEVERITY GRADE A, DEGREE OF PROTECTION IP 65 | 9468 | TEM | 1 | MC | 54.603 | 1
1FT71055SF704CH0 | SIMOTICS S SYNCHRON. MOTOR 1FT7, M0=65NM (100K) NN=3000RPM, PN=15,10KW SEPARATE VENTILATION; FRAME SIZE IMB 5 (IM V1, IM V3) FLANGE 0 POWER CONNECTOR OUTGOING CONNECTOR DIRECTIONAXIAL DRIVE END ABSOLUTE ENCODER 24 BITS + 12 BIT MULTITURN WITH DRIVE-CLIQ INTERFACE (ENCODER AM24DQI) PLAIN SHAFT, WITH HOLDING BRAKE; ACCURACY TOLERANCE N VIBRATION SEVERITY GRADE A, DEGREE OF PROTECTION IP 64 | 9372 | TEM | 1 | MC | 54.603 | 1
1FT71055SF704CH1 | SIMOTICS S SYNCHRON. MOTOR 1FT7, M0=65NM (100K) NN=3000RPM, PN=15,10KW SEPARATE VENTILATION; FRAME SIZE IMB 5 (IM V1, IM V3) FLANGE 0 POWER CONNECTOR OUTGOING CONNECTOR DIRECTIONAXIAL DRIVE END ABSOLUTE ENCODER 24 BITS + 12 BIT MULTITURN WITH DRIVE-CLIQ INTERFACE (ENCODER AM24DQI) PLAIN SHAFT, WITH HOLDING BRAKE; ACCURACY TOLERANCE N VIBRATION SEVERITY GRADE A, DEGREE OF PROTECTION IP 65 | 9468 | TEM | 1 | MC | 54.603 | 1
1FT71055SF704MA3 | SIMOTICS S SYNCHRON. MOTOR 1FT7, M0=65NM (100K) NN=3000RPM, PN=15,10KW SEPARATE VENTILATION; FRAME SIZE IMB 5 (IM V1, IM V3) FLANGE (COMPACT) WITH KTY TEMPERATURE SENSOR POWER CONNECTOR OUTGOING CONNECTOR DIRECTIONAXIAL DRIVE END ABSOLUTE ENCODER ENDAT 2048 S/R (ENCODER A-2048) CONNECTOR ROTATABLE SHAFT WITH FITTED KEY; W/O HOLDING BRAKE; ACC. TOLERANCE N VIBRATION SEVERITY GRADE A+R, DEGREE OF PROTECTION IP 64 | 8162 | TEM | 1 | MC | 50.004 | 1
1FT71055SF704MB3 | SIMOTICS S SYNCHRON. MOTOR 1FT7, M0=65NM (100K) NN=3000RPM, PN=15,10KW SEPARATE VENTILATION; FRAME SIZE IMB 5 (IM V1, IM V3) FLANGE (COMPACT) WITH KTY TEMPERATURE SENSOR POWER CONNECTOR OUTGOING CONNECTOR DIRECTIONAXIAL DRIVE END ABSOLUTE ENCODER ENDAT 2048 S/R (ENCODER A-2048) CONNECTOR ROTATABLE SHAFT WITH FITTED KEY; WITH HOLDING BRAKE; ACC. TOLERANCE N VIBRATION SEVERITY GRADE A+R, DEGREE OF PROTECTION IP 64 | 9175 | TEM | 1 | MC | 54.503 | 1
1FT71055SF704MG4 | SIMOTICS S SYNCHRON. MOTOR 1FT7, M0=65NM (100K) NN=3000RPM, PN=15,10KW SEPARATE VENTILATION; FRAME SIZE IMB 5 (IM V1, IM V3) FLANGE (COMPACT) WITH KTY TEMPERATURE SENSOR POWER CONNECTOR OUTGOING CONNECTOR DIRECTIONAXIAL DRIVE END ABSOLUTE ENCODER ENDAT 2048 S/R (ENCODER A-2048) CONNECTOR ROTATABLE PLAIN SHAFT, W/O HOLDING BRAKE; ACC. TOLERANCE N VIBRATION SEVERITY GRADE A+R, DEGREE OF PROTECTION IP 65 | 8259 | TEM | 1 | MC | 50.004 | 1
1FT71055SF704MH3 | SIMOTICS S SYNCHRON. MOTOR 1FT7, M0=65NM (100K) NN=3000RPM, PN=15,10KW SEPARATE VENTILATION; FRAME SIZE IMB 5 (IM V1, IM V3) FLANGE (COMPACT) WITH KTY TEMPERATURE SENSOR POWER CONNECTOR OUTGOING CONNECTOR DIRECTIONAXIAL DRIVE END ABSOLUTE ENCODER ENDAT 2048 S/R (ENCODER A-2048) CONNECTOR ROTATABLE PLAIN SHAFT, WITH HOLDING BRAKE; ACCURACY TOLERANCE N VIBRATION SEVERITY GRADE A+R, DEGREE OF PROTECTION IP 64 | 9175 | TEM | 1 | MC | 54.503 | 1
1FT71055SF704ML3 | SIMOTICS S SYNCHRON. MOTOR 1FT7, M0=65NM (100K) NN=3000RPM, PN=15,10KW SEPARATE VENTILATION; FRAME SIZE IMB 5 (IM V1, IM V3) FLANGE (COMPACT) WITH KTY TEMPERATURE SENSOR POWER CONNECTOR OUTGOING CONNECTOR DIRECTIONAXIAL DRIVE END ABSOLUTE ENCODER ENDAT 2048 S/R (ENCODER A-2048) CONNECTOR ROTATABLE PLAIN SHAFT, WITH HOLDING BRAKE; ACCURACY TOLERANCE R VIBRATION SEVERITY GRADE A+R, DEGREE OF PROTECTION IP 64 | 9334 | TEM | 1 | MC | 54.503 | 1
1FT71055SF704NA3 | SIMOTICS S SYNCHRON. MOTOR 1FT7, M0=65NM (100K) NN=3000RPM, PN=15,10KW SEPARATE VENTILATION; FRAME SIZE IMB 5 (IM V1, IM V3) FLANGE (COMPACT) WITH KTY TEMPERATURE SENSOR POWER CONNECTOR OUTGOING CONNECTOR DIRECTIONAXIAL DRIVE END INCREM. ENCODER SIN/COS 1VSS 2048 S/R (ENCODER I-2048) CONNECTOR ROTATABLE SHAFT WITH FITTED KEY; W/O HOLDING BRAKE; ACC. TOLERANCE N VIBRATION SEVERITY GRADE A+R, DEGREE OF PROTECTION IP 64 | 7408 | TEM | 1 | MC | 50.004 | 1
1FT71055SF704NB0 | SIMOTICS S SYNCHRON. MOTOR 1FT7, M0=65NM (100K) NN=3000RPM, PN=15,10KW SEPARATE VENTILATION; FRAME SIZE IMB 5 (IM V1, IM V3) FLANGE (COMPACT) WITH KTY TEMPERATURE SENSOR POWER CONNECTOR OUTGOING CONNECTOR DIRECTIONAXIAL DRIVE END INCREM. ENCODER SIN/COS 1VSS 2048 S/R (ENCODER I-2048) CONNECTOR ROTATABLE SHAFT WITH FITTED KEY; WITH HOLDING BRAKE; ACC. TOLERANCE N VIBRATION SEVERITY GRADE A, DEGREE OF PROTECTION IP 64 | 8266 | TEM | 1 | MC | 54.503 | 1
1FT71055SF704NG0 | SIMOTICS S SYNCHRON. MOTOR 1FT7, M0=65NM (100K) NN=3000RPM, PN=15,10KW SEPARATE VENTILATION; FRAME SIZE IMB 5 (IM V1, IM V3) FLANGE (COMPACT) WITH KTY TEMPERATURE SENSOR POWER CONNECTOR OUTGOING CONNECTOR DIRECTIONAXIAL DRIVE END INCREM. ENCODER SIN/COS 1VSS 2048 S/R (ENCODER I-2048) CONNECTOR ROTATABLE PLAIN SHAFT, W/O HOLDING BRAKE; ACC. TOLERANCE N VIBRATION SEVERITY GRADE A, DEGREE OF PROTECTION IP 64 | 7253 | TEM | 1 | MC | 50.004 | 1
1FT71055SF704NG3 | SIMOTICS S SYNCHRON. MOTOR 1FT7, M0=65NM (100K) NN=3000RPM, PN=15,10KW SEPARATE VENTILATION; FRAME SIZE IMB 5 (IM V1, IM V3) FLANGE (COMPACT) WITH KTY TEMPERATURE SENSOR POWER CONNECTOR OUTGOING CONNECTOR DIRECTIONAXIAL DRIVE END INCREM. ENCODER SIN/COS 1VSS 2048 S/R (ENCODER I-2048) CONNECTOR ROTATABLE PLAIN SHAFT, W/O HOLDING BRAKE; ACC. TOLERANCE N VIBRATION SEVERITY GRADE A+R, DEGREE OF PROTECTION IP 64 | 7408 | TEM | 1 | MC | 50.004 | 1
1FT71055SF704NG4 | SIMOTICS S SYNCHRON. MOTOR 1FT7, M0=65NM (100K) NN=3000RPM, PN=15,10KW SEPARATE VENTILATION; FRAME SIZE IMB 5 (IM V1, IM V3) FLANGE (COMPACT) WITH KTY TEMPERATURE SENSOR POWER CONNECTOR OUTGOING CONNECTOR DIRECTIONAXIAL DRIVE END INCREM. ENCODER SIN/COS 1VSS 2048 S/R (ENCODER I-2048) CONNECTOR ROTATABLE PLAIN SHAFT, W/O HOLDING BRAKE; ACC. TOLERANCE N VIBRATION SEVERITY GRADE A+R, DEGREE OF PROTECTION IP 65 | 7505 | TEM | 1 | MC | 50.004 | 1
1FT71055SF711BA0 | SIMOTICS S SYNCHRON. MOTOR 1FT7, M0=65NM (100K) NN=3000RPM, PN=15,10KW SEPARATE VENTILATION; FRAME SIZE IMB 5 (IM V1, IM V3) FLANGE 1 (1FT6 COMPATIBLE) POWER CONNECTOR OUTGOING CONNECTOR DIRECTIONTRAVERSE RIGHT ABSOLUTE VALUE ENCODER SINGLETURN 24 BIT WITH DRIVE-CLIQ INTERFACE (ENCODER AS24DQI) SHAFT WITH FITTED KEY; W/O HOLDING BRAKE; ACC. TOLERANCE N VIBRATION SEVERITY GRADE A, DEGREE OF PROTECTION IP 64 | 7594 | TEM | 1 | MC | 50.004 | 1
1FT71055SF711BA1 | SIMOTICS S SYNCHRON. MOTOR 1FT7, M0=65NM (100K) NN=3000RPM, PN=15,10KW SEPARATE VENTILATION; FRAME SIZE IMB 5 (IM V1, IM V3) FLANGE 1 (1FT6 COMPATIBLE) POWER CONNECTOR OUTGOING CONNECTOR DIRECTIONTRAVERSE RIGHT ABSOLUTE VALUE ENCODER SINGLETURN 24 BIT WITH DRIVE-CLIQ INTERFACE (ENCODER AS24DQI) SHAFT WITH FITTED KEY; W/O HOLDING BRAKE; ACC. TOLERANCE N VIBRATION SEVERITY GRADE A, DEGREE OF PROTECTION IP 65 | 7690 | TEM | 1 | MC | 50.004 | 1
1FT71055SF711BA3 | SIMOTICS S SYNCHRON. MOTOR 1FT7, M0=65NM (100K) NN=3000RPM, PN=15,10KW SEPARATE VENTILATION; FRAME SIZE IMB 5 (IM V1, IM V3) FLANGE 1 (1FT6 COMPATIBLE) POWER CONNECTOR OUTGOING CONNECTOR DIRECTIONTRAVERSE RIGHT ABSOLUTE VALUE ENCODER SINGLETURN 24 BIT WITH DRIVE-CLIQ INTERFACE (ENCODER AS24DQI) SHAFT WITH FITTED KEY; W/O HOLDING BRAKE; ACC. TOLERANCE N VIBRATION SEVERITY GRADE A+R, DEGREE OF PROTECTION IP 64 | 7749 | TEM | 1 | MC | 50.004 | 1
1FT71055SF711BB0 | SIMOTICS S SYNCHRON. MOTOR 1FT7, M0=65NM (100K) NN=3000RPM, PN=15,10KW SEPARATE VENTILATION; FRAME SIZE IMB 5 (IM V1, IM V3) FLANGE 1 (1FT6 COMPATIBLE) POWER CONNECTOR OUTGOING CONNECTOR DIRECTIONTRAVERSE RIGHT ABSOLUTE VALUE ENCODER SINGLETURN 24 BIT WITH DRIVE-CLIQ INTERFACE (ENCODER AS24DQI) SHAFT WITH FITTED KEY; WITH HOLDING BRAKE; ACC. TOLERANCE N VIBRATION SEVERITY GRADE A, DEGREE OF PROTECTION IP 64 | 8607 | TEM | 1 | MC | 54.503 | 1
1FT71055SF711BB1 | SIMOTICS S SYNCHRON. MOTOR 1FT7, M0=65NM (100K) NN=3000RPM, PN=15,10KW SEPARATE VENTILATION; FRAME SIZE IMB 5 (IM V1, IM V3) FLANGE 1 (1FT6 COMPATIBLE) POWER CONNECTOR OUTGOING CONNECTOR DIRECTIONTRAVERSE RIGHT ABSOLUTE VALUE ENCODER SINGLETURN 24 BIT WITH DRIVE-CLIQ INTERFACE (ENCODER AS24DQI) SHAFT WITH FITTED KEY; WITH HOLDING BRAKE; ACC. TOLERANCE N VIBRATION SEVERITY GRADE A, DEGREE OF PROTECTION IP 65 | 8703 | TEM | 1 | MC | 54.503 | 1
1FT71055SF711BE1 | SIMOTICS S SYNCHRON. MOTOR 1FT7, M0=65NM (100K) NN=3000RPM, PN=15,10KW SEPARATE VENTILATION; FRAME SIZE IMB 5 (IM V1, IM V3) FLANGE 1 (1FT6 COMPATIBLE) POWER CONNECTOR OUTGOING CONNECTOR DIRECTIONTRAVERSE RIGHT ABSOLUTE VALUE ENCODER SINGLETURN 24 BIT WITH DRIVE-CLIQ INTERFACE (ENCODER AS24DQI) SHAFT WITH FITTED KEY; WITH HOLDING BRAKE; ACC. TOLERANCE R VIBRATION SEVERITY GRADE A, DEGREE OF PROTECTION IP 65 | 8862 | TEM | 1 | MC | 54.503 | 1
1FT71055SF711BG0 | SIMOTICS S SYNCHRON. MOTOR 1FT7, M0=65NM (100K) NN=3000RPM, PN=15,10KW SEPARATE VENTILATION; FRAME SIZE IMB 5 (IM V1, IM V3) FLANGE 1 (1FT6 COMPATIBLE) POWER CONNECTOR OUTGOING CONNECTOR DIRECTIONTRAVERSE RIGHT ABSOLUTE VALUE ENCODER SINGLETURN 24 BIT WITH DRIVE-CLIQ INTERFACE (ENCODER AS24DQI) PLAIN SHAFT, W/O HOLDING BRAKE; ACC. TOLERANCE N VIBRATION SEVERITY GRADE A, DEGREE OF PROTECTION IP 64 | 7594 | TEM | 1 | MC | 50.004 | 1
1FT71055SF711BG1 | SIMOTICS S SYNCHRON. MOTOR 1FT7, M0=65NM (100K) NN=3000RPM, PN=15,10KW SEPARATE VENTILATION; FRAME SIZE IMB 5 (IM V1, IM V3) FLANGE 1 (1FT6 COMPATIBLE) POWER CONNECTOR OUTGOING CONNECTOR DIRECTIONTRAVERSE RIGHT ABSOLUTE VALUE ENCODER SINGLETURN 24 BIT WITH DRIVE-CLIQ INTERFACE (ENCODER AS24DQI) PLAIN SHAFT, W/O HOLDING BRAKE; ACC. TOLERANCE N VIBRATION SEVERITY GRADE A, DEGREE OF PROTECTION IP 65 | 7690 | TEM | 1 | MC | 50.004 | 1
1FT71055SF711BH0 | SIMOTICS S SYNCHRON. MOTOR 1FT7, M0=65NM (100K) NN=3000RPM, PN=15,10KW SEPARATE VENTILATION; FRAME SIZE IMB 5 (IM V1, IM V3) FLANGE 1 (1FT6 COMPATIBLE) POWER CONNECTOR OUTGOING CONNECTOR DIRECTIONTRAVERSE RIGHT ABSOLUTE VALUE ENCODER SINGLETURN 24 BIT WITH DRIVE-CLIQ INTERFACE (ENCODER AS24DQI) PLAIN SHAFT, WITH HOLDING BRAKE; ACCURACY TOLERANCE N VIBRATION SEVERITY GRADE A, DEGREE OF PROTECTION IP 64 | 8607 | TEM | 1 | MC | 54.503 | 1
1FT71055SF711BH1 | SIMOTICS S SYNCHRON. MOTOR 1FT7, M0=65NM (100K) NN=3000RPM, PN=15,10KW SEPARATE VENTILATION; FRAME SIZE IMB 5 (IM V1, IM V3) FLANGE 1 (1FT6 COMPATIBLE) POWER CONNECTOR OUTGOING CONNECTOR DIRECTIONTRAVERSE RIGHT ABSOLUTE VALUE ENCODER SINGLETURN 24 BIT WITH DRIVE-CLIQ INTERFACE (ENCODER AS24DQI) PLAIN SHAFT, WITH HOLDING BRAKE; ACCURACY TOLERANCE N VIBRATION SEVERITY GRADE A, DEGREE OF PROTECTION IP 65 | 8703 | TEM | 1 | MC | 54.503 | 1
1FT71055SF711BL3 | SIMOTICS S SYNCHRON. MOTOR 1FT7, M0=65NM (100K) NN=3000RPM, PN=15,10KW SEPARATE VENTILATION; FRAME SIZE IMB 5 (IM V1, IM V3) FLANGE 1 (1FT6 COMPATIBLE) POWER CONNECTOR OUTGOING CONNECTOR DIRECTIONTRAVERSE RIGHT ABSOLUTE VALUE ENCODER SINGLETURN 24 BIT WITH DRIVE-CLIQ INTERFACE (ENCODER AS24DQI) PLAIN SHAFT, WITH HOLDING BRAKE; ACCURACY TOLERANCE R VIBRATION SEVERITY GRADE A+R, DEGREE OF PROTECTION IP 64 | 8921 | TEM | 1 | MC | 54.503 | 1
1FT71055SF711CA0 | SIMOTICS S SYNCHRON. MOTOR 1FT7, M0=65NM (100K) NN=3000RPM, PN=15,10KW SEPARATE VENTILATION; FRAME SIZE IMB 5 (IM V1, IM V3) FLANGE 1 (1FT6 COMPATIBLE) POWER CONNECTOR OUTGOING CONNECTOR DIRECTIONTRAVERSE RIGHT ABSOLUTE ENCODER 24 BITS + 12 BIT MULTITURN WITH DRIVE-CLIQ INTERFACE (ENCODER AM24DQI) SHAFT WITH FITTED KEY; W/O HOLDING BRAKE; ACC. TOLERANCE N VIBRATION SEVERITY GRADE A, DEGREE OF PROTECTION IP 64 | 8359 | TEM | 1 | MC | 50.104 | 1
1FT71055SF711CB0 | SIMOTICS S SYNCHRON. MOTOR 1FT7, M0=65NM (100K) NN=3000RPM, PN=15,10KW SEPARATE VENTILATION; FRAME SIZE IMB 5 (IM V1, IM V3) FLANGE 1 (1FT6 COMPATIBLE) POWER CONNECTOR OUTGOING CONNECTOR DIRECTIONTRAVERSE RIGHT ABSOLUTE ENCODER 24 BITS + 12 BIT MULTITURN WITH DRIVE-CLIQ INTERFACE (ENCODER AM24DQI) SHAFT WITH FITTED KEY; WITH HOLDING BRAKE; ACC. TOLERANCE N VIBRATION SEVERITY GRADE A, DEGREE OF PROTECTION IP 64 | 9372 | TEM | 1 | MC | 54.603 | 1
1FT71055SF711CB1 | SIMOTICS S SYNCHRON. MOTOR 1FT7, M0=65NM (100K) NN=3000RPM, PN=15,10KW SEPARATE VENTILATION; FRAME SIZE IMB 5 (IM V1, IM V3) FLANGE 1 (1FT6 COMPATIBLE) POWER CONNECTOR OUTGOING CONNECTOR DIRECTIONTRAVERSE RIGHT ABSOLUTE ENCODER 24 BITS + 12 BIT MULTITURN WITH DRIVE-CLIQ INTERFACE (ENCODER AM24DQI) SHAFT WITH FITTED KEY; WITH HOLDING BRAKE; ACC. TOLERANCE N VIBRATION SEVERITY GRADE A, DEGREE OF PROTECTION IP 65 | 9468 | TEM | 1 | MC | 54.603 | 1
1FT71055SF711CG0 | SIMOTICS S SYNCHRON. MOTOR 1FT7, M0=65NM (100K) NN=3000RPM, PN=15,10KW SEPARATE VENTILATION; FRAME SIZE IMB 5 (IM V1, IM V3) FLANGE 1 (1FT6 COMPATIBLE) POWER CONNECTOR OUTGOING CONNECTOR DIRECTIONTRAVERSE RIGHT ABSOLUTE ENCODER 24 BITS + 12 BIT MULTITURN WITH DRIVE-CLIQ INTERFACE (ENCODER AM24DQI) PLAIN SHAFT, W/O HOLDING BRAKE; ACC. TOLERANCE N VIBRATION SEVERITY GRADE A, DEGREE OF PROTECTION IP 64 | 8359 | TEM | 1 | MC | 50.104 | 1
1FT71055SF711CG1 | SIMOTICS S SYNCHRON. MOTOR 1FT7, M0=65NM (100K) NN=3000RPM, PN=15,10KW SEPARATE VENTILATION; FRAME SIZE IMB 5 (IM V1, IM V3) FLANGE 1 (1FT6 COMPATIBLE) POWER CONNECTOR OUTGOING CONNECTOR DIRECTIONTRAVERSE RIGHT ABSOLUTE ENCODER 24 BITS + 12 BIT MULTITURN WITH DRIVE-CLIQ INTERFACE (ENCODER AM24DQI) PLAIN SHAFT, W/O HOLDING BRAKE; ACC. TOLERANCE N VIBRATION SEVERITY GRADE A, DEGREE OF PROTECTION IP 65 | 8455 | TEM | 1 | MC | 50.104 | 1
1FT71055SF711CG3 | SIMOTICS S SYNCHRON. MOTOR 1FT7, M0=65NM (100K) NN=3000RPM, PN=15,10KW SEPARATE VENTILATION; FRAME SIZE IMB 5 (IM V1, IM V3) FLANGE 1 (1FT6 COMPATIBLE) POWER CONNECTOR OUTGOING CONNECTOR DIRECTIONTRAVERSE RIGHT ABSOLUTE ENCODER 24 BITS + 12 BIT MULTITURN WITH DRIVE-CLIQ INTERFACE (ENCODER AM24DQI) PLAIN SHAFT, W/O HOLDING BRAKE; ACC. TOLERANCE N VIBRATION SEVERITY GRADE A+R, DEGREE OF PROTECTION IP 64 | 8514 | TEM | 1 | MC | 50.104 | 1
1FT71055SF711CH0 | SIMOTICS S SYNCHRON. MOTOR 1FT7, M0=65NM (100K) NN=3000RPM, PN=15,10KW SEPARATE VENTILATION; FRAME SIZE IMB 5 (IM V1, IM V3) FLANGE 1 (1FT6 COMPATIBLE) POWER CONNECTOR OUTGOING CONNECTOR DIRECTIONTRAVERSE RIGHT ABSOLUTE ENCODER 24 BITS + 12 BIT MULTITURN WITH DRIVE-CLIQ INTERFACE (ENCODER AM24DQI) PLAIN SHAFT, WITH HOLDING BRAKE; ACCURACY TOLERANCE N VIBRATION SEVERITY GRADE A, DEGREE OF PROTECTION IP 64 | 9372 | TEM | 1 | MC | 54.603 | 1
1FT71055SF711CH1 | SIMOTICS S SYNCHRON. MOTOR 1FT7, M0=65NM (100K) NN=3000RPM, PN=15,10KW SEPARATE VENTILATION; FRAME SIZE IMB 5 (IM V1, IM V3) FLANGE 1 (1FT6 COMPATIBLE) POWER CONNECTOR OUTGOING CONNECTOR DIRECTIONTRAVERSE RIGHT ABSOLUTE ENCODER 24 BITS + 12 BIT MULTITURN WITH DRIVE-CLIQ INTERFACE (ENCODER AM24DQI) PLAIN SHAFT, WITH HOLDING BRAKE; ACCURACY TOLERANCE N VIBRATION SEVERITY GRADE A, DEGREE OF PROTECTION IP 65 | 9468 | TEM | 1 | MC | 54.603 | 1
1FT71055SF711CL1 | SIMOTICS S SYNCHRON. MOTOR 1FT7, M0=65NM (100K) NN=3000RPM, PN=15,10KW SEPARATE VENTILATION; FRAME SIZE IMB 5 (IM V1, IM V3) FLANGE 1 (1FT6 COMPATIBLE) POWER CONNECTOR OUTGOING CONNECTOR DIRECTIONTRAVERSE RIGHT ABSOLUTE ENCODER 24 BITS + 12 BIT MULTITURN WITH DRIVE-CLIQ INTERFACE (ENCODER AM24DQI) PLAIN SHAFT, WITH HOLDING BRAKE; ACCURACY TOLERANCE R VIBRATION SEVERITY GRADE A, DEGREE OF PROTECTION IP 65 | 9627 | TEM | 1 | MC | 54.603 | 1
1FT71055SF711CL3 | SIMOTICS S SYNCHRON. MOTOR 1FT7, M0=65NM (100K) NN=3000RPM, PN=15,10KW SEPARATE VENTILATION; FRAME SIZE IMB 5 (IM V1, IM V3) FLANGE 1 (1FT6 COMPATIBLE) POWER CONNECTOR OUTGOING CONNECTOR DIRECTIONTRAVERSE RIGHT ABSOLUTE ENCODER 24 BITS + 12 BIT MULTITURN WITH DRIVE-CLIQ INTERFACE (ENCODER AM24DQI) PLAIN SHAFT, WITH HOLDING BRAKE; ACCURACY TOLERANCE R VIBRATION SEVERITY GRADE A+R, DEGREE OF PROTECTION IP 64 | 9686 | TEM | 1 | MC | 54.603 | 1
1FT71055SF711MA0 | SIMOTICS S SYNCHRON. MOTOR 1FT7, M0=65NM (100K) NN=3000RPM, PN=15,10KW SEPARATE VENTILATION; FRAME SIZE IMB 5 (1FT6 COMPATIBLE) WITH KTY TEMPERATURE SENSOR POWER CONNECTOR OUTGOING CONNECTOR DIRECTIONTRAVERSE RIGHT ABSOLUTE ENCODER ENDAT 2048 S/R (ENCODER A-2048) CONNECTOR ROTATABLE SHAFT WITH FITTED KEY; W/O HOLDING BRAKE; ACC. TOLERANCE N VIBRATION SEVERITY GRADE A, DEGREE OF PROTECTION IP 64 | 8007 | TEM | 1 | MC | 50.004 | 1
1FT71055SF711MA1 | SIMOTICS S SYNCHRON. MOTOR 1FT7, M0=65NM (100K) NN=3000RPM, PN=15,10KW SEPARATE VENTILATION; FRAME SIZE IMB 5 (1FT6 COMPATIBLE) WITH KTY TEMPERATURE SENSOR POWER CONNECTOR OUTGOING CONNECTOR DIRECTIONTRAVERSE RIGHT ABSOLUTE ENCODER ENDAT 2048 S/R (ENCODER A-2048) CONNECTOR ROTATABLE SHAFT WITH FITTED KEY; W/O HOLDING BRAKE; ACC. TOLERANCE N VIBRATION SEVERITY GRADE A, DEGREE OF PROTECTION IP 65 | 8104 | TEM | 1 | MC | 50.004 | 1
1FT71055SF711MG0 | SIMOTICS S SYNCHRON. MOTOR 1FT7, M0=65NM (100K) NN=3000RPM, PN=15,10KW SEPARATE VENTILATION; FRAME SIZE IMB 5 (1FT6 COMPATIBLE) WITH KTY TEMPERATURE SENSOR POWER CONNECTOR OUTGOING CONNECTOR DIRECTIONTRAVERSE RIGHT ABSOLUTE ENCODER ENDAT 2048 S/R (ENCODER A-2048) CONNECTOR ROTATABLE PLAIN SHAFT, W/O HOLDING BRAKE; ACC. TOLERANCE N VIBRATION SEVERITY GRADE A, DEGREE OF PROTECTION IP 64 | 8007 | TEM | 1 | MC | 50.004 | 1
1FT71055SF711MG1 | SIMOTICS S SYNCHRON. MOTOR 1FT7, M0=65NM (100K) NN=3000RPM, PN=15,10KW SEPARATE VENTILATION; FRAME SIZE IMB 5 (1FT6 COMPATIBLE) WITH KTY TEMPERATURE SENSOR POWER CONNECTOR OUTGOING CONNECTOR DIRECTIONTRAVERSE RIGHT ABSOLUTE ENCODER ENDAT 2048 S/R (ENCODER A-2048) CONNECTOR ROTATABLE PLAIN SHAFT, W/O HOLDING BRAKE; ACC. TOLERANCE N VIBRATION SEVERITY GRADE A, DEGREE OF PROTECTION IP 65 | 8104 | TEM | 1 | MC | 50.004 | 1
1FT71055SF711MH0 | SIMOTICS S SYNCHRON. MOTOR 1FT7, M0=65NM (100K) NN=3000RPM, PN=15,10KW SEPARATE VENTILATION; FRAME SIZE IMB 5 (1FT6 COMPATIBLE) WITH KTY TEMPERATURE SENSOR POWER CONNECTOR OUTGOING CONNECTOR DIRECTIONTRAVERSE RIGHT ABSOLUTE ENCODER ENDAT 2048 S/R (ENCODER A-2048) CONNECTOR ROTATABLE PLAIN SHAFT, WITH HOLDING BRAKE; ACCURACY TOLERANCE N VIBRATION SEVERITY GRADE A, DEGREE OF PROTECTION IP 64 | 9020 | TEM | 1 | MC | 54.503 | 1
1FT71055SF711ML1 | SIMOTICS S SYNCHRON. MOTOR 1FT7, M0=65NM (100K) NN=3000RPM, PN=15,10KW SEPARATE VENTILATION; FRAME SIZE IMB 5 (1FT6 COMPATIBLE) WITH KTY TEMPERATURE SENSOR POWER CONNECTOR OUTGOING CONNECTOR DIRECTIONTRAVERSE RIGHT ABSOLUTE ENCODER ENDAT 2048 S/R (ENCODER A-2048) CONNECTOR ROTATABLE PLAIN SHAFT, WITH HOLDING BRAKE; ACCURACY TOLERANCE R VIBRATION SEVERITY GRADE A, DEGREE OF PROTECTION IP 65 | 9276 | TEM | 1 | MC | 54.503 | 1
1FT71055SF711NA0 | SIMOTICS S SYNCHRON. MOTOR 1FT7, M0=65NM (100K) NN=3000RPM, PN=15,10KW SEPARATE VENTILATION; FRAME SIZE IMB 5 (IM V1, IM V3) (1FT6 COMPATIBLE) WITH KTY TEMPERATURE SENSOR POWER CONNECTOR OUTGOING CONNECTOR DIRECTIONTRAVERSE RIGHT INCREM. ENCODER SIN/COS 1VSS 2048 S/R (ENCODER I-2048) CONNECTOR ROTATABLE SHAFT WITH FITTED KEY; W/O HOLDING BRAKE; ACC. TOLERANCE N VIBRATION SEVERITY GRADE A, DEGREE OF PROTECTION IP 64 | 7253 | TEM | 1 | MC | 50.004 | 1
1FT71055SF711NA1 | SIMOTICS S SYNCHRON. MOTOR 1FT7, M0=65NM (100K) NN=3000RPM, PN=15,10KW SEPARATE VENTILATION; FRAME SIZE IMB 5 (IM V1, IM V3) (1FT6 COMPATIBLE) WITH KTY TEMPERATURE SENSOR POWER CONNECTOR OUTGOING CONNECTOR DIRECTIONTRAVERSE RIGHT INCREM. ENCODER SIN/COS 1VSS 2048 S/R (ENCODER I-2048) CONNECTOR ROTATABLE SHAFT WITH FITTED KEY; W/O HOLDING BRAKE; ACC. TOLERANCE N VIBRATION SEVERITY GRADE A, DEGREE OF PROTECTION IP 65 | 7350 | TEM | 1 | MC | 50.004 | 1
1FT71055SF711NA3 | SIMOTICS S SYNCHRON. MOTOR 1FT7, M0=65NM (100K) NN=3000RPM, PN=15,10KW SEPARATE VENTILATION; FRAME SIZE IMB 5 (IM V1, IM V3) (1FT6 COMPATIBLE) WITH KTY TEMPERATURE SENSOR POWER CONNECTOR OUTGOING CONNECTOR DIRECTIONTRAVERSE RIGHT INCREM. ENCODER SIN/COS 1VSS 2048 S/R (ENCODER I-2048) CONNECTOR ROTATABLE SHAFT WITH FITTED KEY; W/O HOLDING BRAKE; ACC. TOLERANCE N VIBRATION SEVERITY GRADE A+R, DEGREE OF PROTECTION IP 64 | 7408 | TEM | 1 | MC | 50.004 | 1
1FT71055SF711NB0 | SIMOTICS S SYNCHRON. MOTOR 1FT7, M0=65NM (100K) NN=3000RPM, PN=15,10KW SEPARATE VENTILATION; FRAME SIZE IMB 5 (IM V1, IM V3) (1FT6 COMPATIBLE) WITH KTY TEMPERATURE SENSOR POWER CONNECTOR OUTGOING CONNECTOR DIRECTIONTRAVERSE RIGHT INCREM. ENCODER SIN/COS 1VSS 2048 S/R (ENCODER I-2048) CONNECTOR ROTATABLE SHAFT WITH FITTED KEY; WITH HOLDING BRAKE; ACC. TOLERANCE N VIBRATION SEVERITY GRADE A, DEGREE OF PROTECTION IP 64 | 8266 | TEM | 1 | MC | 54.503 | 1
1FT71055SF711NB1 | SIMOTICS S SYNCHRON. MOTOR 1FT7, M0=65NM (100K) NN=3000RPM, PN=15,10KW SEPARATE VENTILATION; FRAME SIZE IMB 5 (IM V1, IM V3) (1FT6 COMPATIBLE) WITH KTY TEMPERATURE SENSOR POWER CONNECTOR OUTGOING CONNECTOR DIRECTIONTRAVERSE RIGHT INCREM. ENCODER SIN/COS 1VSS 2048 S/R (ENCODER I-2048) CONNECTOR ROTATABLE SHAFT WITH FITTED KEY; WITH HOLDING BRAKE; ACC. TOLERANCE N VIBRATION SEVERITY GRADE A, DEGREE OF PROTECTION IP 65 | 8362 | TEM | 1 | MC | 54.503 | 1
1FT71055SF711NG0 | SIMOTICS S SYNCHRON. MOTOR 1FT7, M0=65NM (100K) NN=3000RPM, PN=15,10KW SEPARATE VENTILATION; FRAME SIZE IMB 5 (IM V1, IM V3) (1FT6 COMPATIBLE) WITH KTY TEMPERATURE SENSOR POWER CONNECTOR OUTGOING CONNECTOR DIRECTIONTRAVERSE RIGHT INCREM. ENCODER SIN/COS 1VSS 2048 S/R (ENCODER I-2048) CONNECTOR ROTATABLE PLAIN SHAFT, W/O HOLDING BRAKE; ACC. TOLERANCE N VIBRATION SEVERITY GRADE A, DEGREE OF PROTECTION IP 64 | 7253 | TEM | 1 | MC | 50.004 | 1
1FT71055SF711NG1 | SIMOTICS S SYNCHRON. MOTOR 1FT7, M0=65NM (100K) NN=3000RPM, PN=15,10KW SEPARATE VENTILATION; FRAME SIZE IMB 5 (IM V1, IM V3) (1FT6 COMPATIBLE) WITH KTY TEMPERATURE SENSOR POWER CONNECTOR OUTGOING CONNECTOR DIRECTIONTRAVERSE RIGHT INCREM. ENCODER SIN/COS 1VSS 2048 S/R (ENCODER I-2048) CONNECTOR ROTATABLE PLAIN SHAFT, W/O HOLDING BRAKE; ACC. TOLERANCE N VIBRATION SEVERITY GRADE A, DEGREE OF PROTECTION IP 65 | 7350 | TEM | 1 | MC | 50.004 | 1
1FT71055SF711NH0 | SIMOTICS S SYNCHRON. MOTOR 1FT7, M0=65NM (100K) NN=3000RPM, PN=15,10KW SEPARATE VENTILATION; FRAME SIZE IMB 5 (IM V1, IM V3) (1FT6 COMPATIBLE) WITH KTY TEMPERATURE SENSOR POWER CONNECTOR OUTGOING CONNECTOR DIRECTIONTRAVERSE RIGHT INCREM. ENCODER SIN/COS 1VSS 2048 S/R (ENCODER I-2048) CONNECTOR ROTATABLE PLAIN SHAFT, WITH HOLDING BRAKE; ACCURACY TOLERANCE N VIBRATION SEVERITY GRADE A, DEGREE OF PROTECTION IP 64 | 8266 | TEM | 1 | MC | 54.503 | 1
1FT71055SF711NH1 | SIMOTICS S SYNCHRON. MOTOR 1FT7, M0=65NM (100K) NN=3000RPM, PN=15,10KW SEPARATE VENTILATION; FRAME SIZE IMB 5 (IM V1, IM V3) (1FT6 COMPATIBLE) WITH KTY TEMPERATURE SENSOR POWER CONNECTOR OUTGOING CONNECTOR DIRECTIONTRAVERSE RIGHT INCREM. ENCODER SIN/COS 1VSS 2048 S/R (ENCODER I-2048) CONNECTOR ROTATABLE PLAIN SHAFT, WITH HOLDING BRAKE; ACCURACY TOLERANCE N VIBRATION SEVERITY GRADE A, DEGREE OF PROTECTION IP 65 | 8362 | TEM | 1 | MC | 54.503 | 1
1FT71055SF712BA1 | SIMOTICS S SYNCHRON. MOTOR 1FT7, M0=65NM (100K) NN=3000RPM, PN=15,10KW SEPARATE VENTILATION; FRAME SIZE IMB 5 (IM V1, IM V3) FLANGE 1 (1FT6 COMPATIBLE) POWER CONNECTOR OUTGOING CONNECTOR DIRECTIONTRAVERSE LEFT ABSOLUTE VALUE ENCODER SINGLETURN 24 BIT WITH DRIVE-CLIQ INTERFACE (ENCODER AS24DQI) SHAFT WITH FITTED KEY; W/O HOLDING BRAKE; ACC. TOLERANCE N VIBRATION SEVERITY GRADE A, DEGREE OF PROTECTION IP 65 | 7690 | TEM | 1 | MC | 50.004 | 1
1FT71055SF712BA3 | SIMOTICS S SYNCHRON. MOTOR 1FT7, M0=65NM (100K) NN=3000RPM, PN=15,10KW SEPARATE VENTILATION; FRAME SIZE IMB 5 (IM V1, IM V3) FLANGE 1 (1FT6 COMPATIBLE) POWER CONNECTOR OUTGOING CONNECTOR DIRECTIONTRAVERSE LEFT ABSOLUTE VALUE ENCODER SINGLETURN 24 BIT WITH DRIVE-CLIQ INTERFACE (ENCODER AS24DQI) SHAFT WITH FITTED KEY; W/O HOLDING BRAKE; ACC. TOLERANCE N VIBRATION SEVERITY GRADE A+R, DEGREE OF PROTECTION IP 64 | 7749 | TEM | 1 | MC | 50.004 | 1
1FT71055SF712BB0 | SIMOTICS S SYNCHRON. MOTOR 1FT7, M0=65NM (100K) NN=3000RPM, PN=15,10KW SEPARATE VENTILATION; FRAME SIZE IMB 5 (IM V1, IM V3) FLANGE 1 (1FT6 COMPATIBLE) POWER CONNECTOR OUTGOING CONNECTOR DIRECTIONTRAVERSE LEFT ABSOLUTE VALUE ENCODER SINGLETURN 24 BIT WITH DRIVE-CLIQ INTERFACE (ENCODER AS24DQI) SHAFT WITH FITTED KEY; WITH HOLDING BRAKE; ACC. TOLERANCE N VIBRATION SEVERITY GRADE A, DEGREE OF PROTECTION IP 64 | 8607 | TEM | 1 | MC | 54.503 | 1
1FT71055SF712BD3 | SIMOTICS S SYNCHRON. MOTOR 1FT7, M0=65NM (100K) NN=3000RPM, PN=15,10KW SEPARATE VENTILATION; FRAME SIZE IMB 5 (IM V1, IM V3) FLANGE 1 (1FT6 COMPATIBLE) POWER CONNECTOR OUTGOING CONNECTOR DIRECTIONTRAVERSE LEFT ABSOLUTE VALUE ENCODER SINGLETURN 24 BIT WITH DRIVE-CLIQ INTERFACE (ENCODER AS24DQI) SHAFT WITH FITTED KEY; W/O HOLDING BRAKE; ACC. TOLERANCE R VIBRATION SEVERITY GRADE A+R, DEGREE OF PROTECTION IP 64 | 7908 | TEM | 1 | MC | 50.004 | 1
1FT71055SF712BG3 | SIMOTICS S SYNCHRON. MOTOR 1FT7, M0=65NM (100K) NN=3000RPM, PN=15,10KW SEPARATE VENTILATION; FRAME SIZE IMB 5 (IM V1, IM V3) FLANGE 1 (1FT6 COMPATIBLE) POWER CONNECTOR OUTGOING CONNECTOR DIRECTIONTRAVERSE LEFT ABSOLUTE VALUE ENCODER SINGLETURN 24 BIT WITH DRIVE-CLIQ INTERFACE (ENCODER AS24DQI) PLAIN SHAFT, W/O HOLDING BRAKE; ACC. TOLERANCE N VIBRATION SEVERITY GRADE A+R, DEGREE OF PROTECTION IP 64 | 7749 | TEM | 1 | MC | 50.004 | 1
1FT71055SF712CB0 | SIMOTICS S SYNCHRON. MOTOR 1FT7, M0=65NM (100K) NN=3000RPM, PN=15,10KW SEPARATE VENTILATION; FRAME SIZE IMB 5 (IM V1, IM V3) FLANGE 1 (1FT6 COMPATIBLE) POWER CONNECTOR OUTGOING CONNECTOR DIRECTIONTRAVERSE LEFT ABSOLUTE ENCODER 24 BITS + 12 BIT MULTITURN WITH DRIVE-CLIQ INTERFACE (ENCODER AM24DQI) SHAFT WITH FITTED KEY; WITH HOLDING BRAKE; ACC. TOLERANCE N VIBRATION SEVERITY GRADE A, DEGREE OF PROTECTION IP 64 | 9372 | TEM | 1 | MC | 54.603 | 1
1FT71055SF712CG1 | SIMOTICS S SYNCHRON. MOTOR 1FT7, M0=65NM (100K) NN=3000RPM, PN=15,10KW SEPARATE VENTILATION; FRAME SIZE IMB 5 (IM V1, IM V3) FLANGE 1 (1FT6 COMPATIBLE) POWER CONNECTOR OUTGOING CONNECTOR DIRECTIONTRAVERSE LEFT ABSOLUTE ENCODER 24 BITS + 12 BIT MULTITURN WITH DRIVE-CLIQ INTERFACE (ENCODER AM24DQI) PLAIN SHAFT, W/O HOLDING BRAKE; ACC. TOLERANCE N VIBRATION SEVERITY GRADE A, DEGREE OF PROTECTION IP 65 | 8455 | TEM | 1 | MC | 50.104 | 1
1FT71055SF712CH1 | SIMOTICS S SYNCHRON. MOTOR 1FT7, M0=65NM (100K) NN=3000RPM, PN=15,10KW SEPARATE VENTILATION; FRAME SIZE IMB 5 (IM V1, IM V3) FLANGE 1 (1FT6 COMPATIBLE) POWER CONNECTOR OUTGOING CONNECTOR DIRECTIONTRAVERSE LEFT ABSOLUTE ENCODER 24 BITS + 12 BIT MULTITURN WITH DRIVE-CLIQ INTERFACE (ENCODER AM24DQI) PLAIN SHAFT, WITH HOLDING BRAKE; ACCURACY TOLERANCE N VIBRATION SEVERITY GRADE A, DEGREE OF PROTECTION IP 65 | 9468 | TEM | 1 | MC | 54.603 | 1
1FT71055SF712MG1 | SIMOTICS S SYNCHRON. MOTOR 1FT7, M0=65NM (100K) NN=3000RPM, PN=15,10KW SEPARATE VENTILATION; FRAME SIZE IMB 5 (1FT6 COMPATIBLE) WITH KTY TEMPERATURE SENSOR POWER CONNECTOR OUTGOING CONNECTOR DIRECTIONTRAVERSE LEFT ABSOLUTE ENCODER ENDAT 2048 S/R (ENCODER A-2048) CONNECTOR ROTATABLE PLAIN SHAFT, W/O HOLDING BRAKE; ACC. TOLERANCE N VIBRATION SEVERITY GRADE A, DEGREE OF PROTECTION IP 65 | 8104 | TEM | 1 | MC | 50.004 | 1
1FT71055SF712NA3 | SIMOTICS S SYNCHRON. MOTOR 1FT7, M0=65NM (100K) NN=3000RPM, PN=15,10KW SEPARATE VENTILATION; FRAME SIZE IMB 5 (IM V1, IM V3) (1FT6 COMPATIBLE) WITH KTY TEMPERATURE SENSOR POWER CONNECTOR OUTGOING CONNECTOR DIRECTIONTRAVERSE LEFT INCREM. ENCODER SIN/COS 1VSS 2048 S/R (ENCODER I-2048) CONNECTOR ROTATABLE SHAFT WITH FITTED KEY; W/O HOLDING BRAKE; ACC. TOLERANCE N VIBRATION SEVERITY GRADE A+R, DEGREE OF PROTECTION IP 64 | 7408 | TEM | 1 | MC | 50.004 | 1
1FT71055SF712NG0 | SIMOTICS S SYNCHRON. MOTOR 1FT7, M0=65NM (100K) NN=3000RPM, PN=15,10KW SEPARATE VENTILATION; FRAME SIZE IMB 5 (IM V1, IM V3) (1FT6 COMPATIBLE) WITH KTY TEMPERATURE SENSOR POWER CONNECTOR OUTGOING CONNECTOR DIRECTIONTRAVERSE LEFT INCREM. ENCODER SIN/COS 1VSS 2048 S/R (ENCODER I-2048) CONNECTOR ROTATABLE PLAIN SHAFT, W/O HOLDING BRAKE; ACC. TOLERANCE N VIBRATION SEVERITY GRADE A, DEGREE OF PROTECTION IP 64 | 7253 | TEM | 1 | MC | 50.004 | 1
1FT71055SF713BA0 | SIMOTICS S SYNCHRON. MOTOR 1FT7, M0=65NM (100K) NN=3000RPM, PN=15,10KW SEPARATE VENTILATION; FRAME SIZE IMB 5 (IM V1, IM V3) FLANGE 1 (1FT6 COMPATIBLE) POWER CONNECTOR OUTGOING CONNECTOR DIRECTIONAXIAL NON-DRIVE END ABSOLUTE VALUE ENCODER SINGLETURN 24 BIT WITH DRIVE-CLIQ INTERFACE (ENCODER AS24DQI) SHAFT WITH FITTED KEY; W/O HOLDING BRAKE; ACC. TOLERANCE N VIBRATION SEVERITY GRADE A, DEGREE OF PROTECTION IP 64 | 7594 | TEM | 1 | MC | 50.004 | 1
1FT71055SF713BA1 | SIMOTICS S SYNCHRON. MOTOR 1FT7, M0=65NM (100K) NN=3000RPM, PN=15,10KW SEPARATE VENTILATION; FRAME SIZE IMB 5 (IM V1, IM V3) FLANGE 1 (1FT6 COMPATIBLE) POWER CONNECTOR OUTGOING CONNECTOR DIRECTIONAXIAL NON-DRIVE END ABSOLUTE VALUE ENCODER SINGLETURN 24 BIT WITH DRIVE-CLIQ INTERFACE (ENCODER AS24DQI) SHAFT WITH FITTED KEY; W/O HOLDING BRAKE; ACC. TOLERANCE N VIBRATION SEVERITY GRADE A, DEGREE OF PROTECTION IP 65 | 7690 | TEM | 1 | MC | 50.004 | 1
1FT71055SF713BB0 | SIMOTICS S SYNCHRON. MOTOR 1FT7, M0=65NM (100K) NN=3000RPM, PN=15,10KW SEPARATE VENTILATION; FRAME SIZE IMB 5 (IM V1, IM V3) FLANGE 1 (1FT6 COMPATIBLE) POWER CONNECTOR OUTGOING CONNECTOR DIRECTIONAXIAL NON-DRIVE END ABSOLUTE VALUE ENCODER SINGLETURN 24 BIT WITH DRIVE-CLIQ INTERFACE (ENCODER AS24DQI) SHAFT WITH FITTED KEY; WITH HOLDING BRAKE; ACC. TOLERANCE N VIBRATION SEVERITY GRADE A, DEGREE OF PROTECTION IP 64 | 8607 | TEM | 1 | MC | 54.503 | 1
1FT71055SF713BB1 | SIMOTICS S SYNCHRON. MOTOR 1FT7, M0=65NM (100K) NN=3000RPM, PN=15,10KW SEPARATE VENTILATION; FRAME SIZE IMB 5 (IM V1, IM V3) FLANGE 1 (1FT6 COMPATIBLE) POWER CONNECTOR OUTGOING CONNECTOR DIRECTIONAXIAL NON-DRIVE END ABSOLUTE VALUE ENCODER SINGLETURN 24 BIT WITH DRIVE-CLIQ INTERFACE (ENCODER AS24DQI) SHAFT WITH FITTED KEY; WITH HOLDING BRAKE; ACC. TOLERANCE N VIBRATION SEVERITY GRADE A, DEGREE OF PROTECTION IP 65 | 8703 | TEM | 1 | MC | 54.503 | 1
1FT71055SF713BD3 | SIMOTICS S SYNCHRON. MOTOR 1FT7, M0=65NM (100K) NN=3000RPM, PN=15,10KW SEPARATE VENTILATION; FRAME SIZE IMB 5 (IM V1, IM V3) FLANGE 1 (1FT6 COMPATIBLE) POWER CONNECTOR OUTGOING CONNECTOR DIRECTIONAXIAL NON-DRIVE END ABSOLUTE VALUE ENCODER SINGLETURN 24 BIT WITH DRIVE-CLIQ INTERFACE (ENCODER AS24DQI) SHAFT WITH FITTED KEY; W/O HOLDING BRAKE; ACC. TOLERANCE R VIBRATION SEVERITY GRADE A+R, DEGREE OF PROTECTION IP 64 | 7908 | TEM | 1 | MC | 50.004 | 1
1FT71055SF713BG0 | SIMOTICS S SYNCHRON. MOTOR 1FT7, M0=65NM (100K) NN=3000RPM, PN=15,10KW SEPARATE VENTILATION; FRAME SIZE IMB 5 (IM V1, IM V3) FLANGE 1 (1FT6 COMPATIBLE) POWER CONNECTOR OUTGOING CONNECTOR DIRECTIONAXIAL NON-DRIVE END ABSOLUTE VALUE ENCODER SINGLETURN 24 BIT WITH DRIVE-CLIQ INTERFACE (ENCODER AS24DQI) PLAIN SHAFT, W/O HOLDING BRAKE; ACC. TOLERANCE N VIBRATION SEVERITY GRADE A, DEGREE OF PROTECTION IP 64 | 7594 | TEM | 1 | MC | 50.004 | 1
1FT71055SF713BG1 | SIMOTICS S SYNCHRON. MOTOR 1FT7, M0=65NM (100K) NN=3000RPM, PN=15,10KW SEPARATE VENTILATION; FRAME SIZE IMB 5 (IM V1, IM V3) FLANGE 1 (1FT6 COMPATIBLE) POWER CONNECTOR OUTGOING CONNECTOR DIRECTIONAXIAL NON-DRIVE END ABSOLUTE VALUE ENCODER SINGLETURN 24 BIT WITH DRIVE-CLIQ INTERFACE (ENCODER AS24DQI) PLAIN SHAFT, W/O HOLDING BRAKE; ACC. TOLERANCE N VIBRATION SEVERITY GRADE A, DEGREE OF PROTECTION IP 65 | 7690 | TEM | 1 | MC | 50.004 | 1
1FT71055SF713BH0 | SIMOTICS S SYNCHRON. MOTOR 1FT7, M0=65NM (100K) NN=3000RPM, PN=15,10KW SEPARATE VENTILATION; FRAME SIZE IMB 5 (IM V1, IM V3) FLANGE 1 (1FT6 COMPATIBLE) POWER CONNECTOR OUTGOING CONNECTOR DIRECTIONAXIAL NON-DRIVE END ABSOLUTE VALUE ENCODER SINGLETURN 24 BIT WITH DRIVE-CLIQ INTERFACE (ENCODER AS24DQI) PLAIN SHAFT, WITH HOLDING BRAKE; ACCURACY TOLERANCE N VIBRATION SEVERITY GRADE A, DEGREE OF PROTECTION IP 64 | 8607 | TEM | 1 | MC | 54.503 | 1
1FT71055SF713BH1 | SIMOTICS S SYNCHRON. MOTOR 1FT7, M0=65NM (100K) NN=3000RPM, PN=15,10KW SEPARATE VENTILATION; FRAME SIZE IMB 5 (IM V1, IM V3) FLANGE 1 (1FT6 COMPATIBLE) POWER CONNECTOR OUTGOING CONNECTOR DIRECTIONAXIAL NON-DRIVE END ABSOLUTE VALUE ENCODER SINGLETURN 24 BIT WITH DRIVE-CLIQ INTERFACE (ENCODER AS24DQI) PLAIN SHAFT, WITH HOLDING BRAKE; ACCURACY TOLERANCE N VIBRATION SEVERITY GRADE A, DEGREE OF PROTECTION IP 65 | 8703 | TEM | 1 | MC | 54.503 | 1
1FT71055SF713BL3 | SIMOTICS S SYNCHRON. MOTOR 1FT7, M0=65NM (100K) NN=3000RPM, PN=15,10KW SEPARATE VENTILATION; FRAME SIZE IMB 5 (IM V1, IM V3) FLANGE 1 (1FT6 COMPATIBLE) POWER CONNECTOR OUTGOING CONNECTOR DIRECTIONAXIAL NON-DRIVE END ABSOLUTE VALUE ENCODER SINGLETURN 24 BIT WITH DRIVE-CLIQ INTERFACE (ENCODER AS24DQI) PLAIN SHAFT, WITH HOLDING BRAKE; ACCURACY TOLERANCE R VIBRATION SEVERITY GRADE A+R, DEGREE OF PROTECTION IP 64 | 8921 | TEM | 1 | MC | 54.503 | 1
1FT71055SF713CA0 | SIMOTICS S SYNCHRON. MOTOR 1FT7, M0=65NM (100K) NN=3000RPM, PN=15,10KW SEPARATE VENTILATION; FRAME SIZE IMB 5 (IM V1, IM V3) FLANGE 1 (1FT6 COMPATIBLE) POWER CONNECTOR OUTGOING CONNECTOR DIRECTIONAXIAL NON-DRIVE END ABSOLUTE ENCODER 24 BITS + 12 BIT MULTITURN WITH DRIVE-CLIQ INTERFACE (ENCODER AM24DQI) SHAFT WITH FITTED KEY; W/O HOLDING BRAKE; ACC. TOLERANCE N VIBRATION SEVERITY GRADE A, DEGREE OF PROTECTION IP 64 | 8359 | TEM | 1 | MC | 50.104 | 1
1FT71055SF713CB0 | SIMOTICS S SYNCHRON. MOTOR 1FT7, M0=65NM (100K) NN=3000RPM, PN=15,10KW SEPARATE VENTILATION; FRAME SIZE IMB 5 (IM V1, IM V3) FLANGE 1 (1FT6 COMPATIBLE) POWER CONNECTOR OUTGOING CONNECTOR DIRECTIONAXIAL NON-DRIVE END ABSOLUTE ENCODER 24 BITS + 12 BIT MULTITURN WITH DRIVE-CLIQ INTERFACE (ENCODER AM24DQI) SHAFT WITH FITTED KEY; WITH HOLDING BRAKE; ACC. TOLERANCE N VIBRATION SEVERITY GRADE A, DEGREE OF PROTECTION IP 64 | 9372 | TEM | 1 | MC | 54.603 | 1
1FT71055SF713CB1 | SIMOTICS S SYNCHRON. MOTOR 1FT7, M0=65NM (100K) NN=3000RPM, PN=15,10KW SEPARATE VENTILATION; FRAME SIZE IMB 5 (IM V1, IM V3) FLANGE 1 (1FT6 COMPATIBLE) POWER CONNECTOR OUTGOING CONNECTOR DIRECTIONAXIAL NON-DRIVE END ABSOLUTE ENCODER 24 BITS + 12 BIT MULTITURN WITH DRIVE-CLIQ INTERFACE (ENCODER AM24DQI) SHAFT WITH FITTED KEY; WITH HOLDING BRAKE; ACC. TOLERANCE N VIBRATION SEVERITY GRADE A, DEGREE OF PROTECTION IP 65 | 9468 | TEM | 1 | MC | 54.603 | 1
1FT71055SF713CG0 | SIMOTICS S SYNCHRON. MOTOR 1FT7, M0=65NM (100K) NN=3000RPM, PN=15,10KW SEPARATE VENTILATION; FRAME SIZE IMB 5 (IM V1, IM V3) FLANGE 1 (1FT6 COMPATIBLE) POWER CONNECTOR OUTGOING CONNECTOR DIRECTIONAXIAL NON-DRIVE END ABSOLUTE ENCODER 24 BITS + 12 BIT MULTITURN WITH DRIVE-CLIQ INTERFACE (ENCODER AM24DQI) PLAIN SHAFT, W/O HOLDING BRAKE; ACC. TOLERANCE N VIBRATION SEVERITY GRADE A, DEGREE OF PROTECTION IP 64 | 8359 | TEM | 1 | MC | 50.104 | 1
1FT71055SF713CG1 | SIMOTICS S SYNCHRON. MOTOR 1FT7, M0=65NM (100K) NN=3000RPM, PN=15,10KW SEPARATE VENTILATION; FRAME SIZE IMB 5 (IM V1, IM V3) FLANGE 1 (1FT6 COMPATIBLE) POWER CONNECTOR OUTGOING CONNECTOR DIRECTIONAXIAL NON-DRIVE END ABSOLUTE ENCODER 24 BITS + 12 BIT MULTITURN WITH DRIVE-CLIQ INTERFACE (ENCODER AM24DQI) PLAIN SHAFT, W/O HOLDING BRAKE; ACC. TOLERANCE N VIBRATION SEVERITY GRADE A, DEGREE OF PROTECTION IP 65 | 8455 | TEM | 1 | MC | 50.104 | 1
1FT71055SF713CH0 | SIMOTICS S SYNCHRON. MOTOR 1FT7, M0=65NM (100K) NN=3000RPM, PN=15,10KW SEPARATE VENTILATION; FRAME SIZE IMB 5 (IM V1, IM V3) FLANGE 1 (1FT6 COMPATIBLE) POWER CONNECTOR OUTGOING CONNECTOR DIRECTIONAXIAL NON-DRIVE END ABSOLUTE ENCODER 24 BITS + 12 BIT MULTITURN WITH DRIVE-CLIQ INTERFACE (ENCODER AM24DQI) PLAIN SHAFT, WITH HOLDING BRAKE; ACCURACY TOLERANCE N VIBRATION SEVERITY GRADE A, DEGREE OF PROTECTION IP 64 | 9372 | TEM | 1 | MC | 54.603 | 1
1FT71055SF713CH1 | SIMOTICS S SYNCHRON. MOTOR 1FT7, M0=65NM (100K) NN=3000RPM, PN=15,10KW SEPARATE VENTILATION; FRAME SIZE IMB 5 (IM V1, IM V3) FLANGE 1 (1FT6 COMPATIBLE) POWER CONNECTOR OUTGOING CONNECTOR DIRECTIONAXIAL NON-DRIVE END ABSOLUTE ENCODER 24 BITS + 12 BIT MULTITURN WITH DRIVE-CLIQ INTERFACE (ENCODER AM24DQI) PLAIN SHAFT, WITH HOLDING BRAKE; ACCURACY TOLERANCE N VIBRATION SEVERITY GRADE A, DEGREE OF PROTECTION IP 65 | 9468 | TEM | 1 | MC | 54.603 | 1
1FT71055SF713CL1 | SIMOTICS S SYNCHRON. MOTOR 1FT7, M0=65NM (100K) NN=3000RPM, PN=15,10KW SEPARATE VENTILATION; FRAME SIZE IMB 5 (IM V1, IM V3) FLANGE 1 (1FT6 COMPATIBLE) POWER CONNECTOR OUTGOING CONNECTOR DIRECTIONAXIAL NON-DRIVE END ABSOLUTE ENCODER 24 BITS + 12 BIT MULTITURN WITH DRIVE-CLIQ INTERFACE (ENCODER AM24DQI) PLAIN SHAFT, WITH HOLDING BRAKE; ACCURACY TOLERANCE R VIBRATION SEVERITY GRADE A, DEGREE OF PROTECTION IP 65 | 9627 | TEM | 1 | MC | 54.603 | 1
1FT71055SF713MG1 | SIMOTICS S SYNCHRON. MOTOR 1FT7, M0=65NM (100K) NN=3000RPM, PN=15,10KW SEPARATE VENTILATION; FRAME SIZE IMB 5 (1FT6 COMPATIBLE) WITH KTY TEMPERATURE SENSOR POWER CONNECTOR OUTGOING CONNECTOR DIRECTIONAXIAL NON-DRIVE END ABSOLUTE ENCODER ENDAT 2048 S/R (ENCODER A-2048) CONNECTOR ROTATABLE PLAIN SHAFT, W/O HOLDING BRAKE; ACC. TOLERANCE N VIBRATION SEVERITY GRADE A, DEGREE OF PROTECTION IP 65 | 8104 | TEM | 1 | MC | 50.004 | 1
1FT71055SF713NA0 | SIMOTICS S SYNCHRON. MOTOR 1FT7, M0=65NM (100K) NN=3000RPM, PN=15,10KW SEPARATE VENTILATION; FRAME SIZE IMB 5 (IM V1, IM V3) (1FT6 COMPATIBLE) WITH KTY TEMPERATURE SENSOR POWER CONNECTOR OUTGOING CONNECTOR DIRECTIONAXIAL NON-DRIVE END INCREM. ENCODER SIN/COS 1VSS 2048 S/R (ENCODER I-2048) CONNECTOR ROTATABLE SHAFT WITH FITTED KEY; W/O HOLDING BRAKE; ACC. TOLERANCE N VIBRATION SEVERITY GRADE A, DEGREE OF PROTECTION IP 64 | 7253 | TEM | 1 | MC | 50.004 | 1
1FT71055SF713NA1 | SIMOTICS S SYNCHRON. MOTOR 1FT7, M0=65NM (100K) NN=3000RPM, PN=15,10KW SEPARATE VENTILATION; FRAME SIZE IMB 5 (IM V1, IM V3) (1FT6 COMPATIBLE) WITH KTY TEMPERATURE SENSOR POWER CONNECTOR OUTGOING CONNECTOR DIRECTIONAXIAL NON-DRIVE END INCREM. ENCODER SIN/COS 1VSS 2048 S/R (ENCODER I-2048) CONNECTOR ROTATABLE SHAFT WITH FITTED KEY; W/O HOLDING BRAKE; ACC. TOLERANCE N VIBRATION SEVERITY GRADE A, DEGREE OF PROTECTION IP 65 | 7350 | TEM | 1 | MC | 50.004 | 1
1FT71055SF713NB0 | SIMOTICS S SYNCHRON. MOTOR 1FT7, M0=65NM (100K) NN=3000RPM, PN=15,10KW SEPARATE VENTILATION; FRAME SIZE IMB 5 (IM V1, IM V3) (1FT6 COMPATIBLE) WITH KTY TEMPERATURE SENSOR POWER CONNECTOR OUTGOING CONNECTOR DIRECTIONAXIAL NON-DRIVE END INCREM. ENCODER SIN/COS 1VSS 2048 S/R (ENCODER I-2048) CONNECTOR ROTATABLE SHAFT WITH FITTED KEY; WITH HOLDING BRAKE; ACC. TOLERANCE N VIBRATION SEVERITY GRADE A, DEGREE OF PROTECTION IP 64 | 8266 | TEM | 1 | MC | 54.503 | 1
1FT71055SF713NG1 | SIMOTICS S SYNCHRON. MOTOR 1FT7, M0=65NM (100K) NN=3000RPM, PN=15,10KW SEPARATE VENTILATION; FRAME SIZE IMB 5 (IM V1, IM V3) (1FT6 COMPATIBLE) WITH KTY TEMPERATURE SENSOR POWER CONNECTOR OUTGOING CONNECTOR DIRECTIONAXIAL NON-DRIVE END INCREM. ENCODER SIN/COS 1VSS 2048 S/R (ENCODER I-2048) CONNECTOR ROTATABLE PLAIN SHAFT, W/O HOLDING BRAKE; ACC. TOLERANCE N VIBRATION SEVERITY GRADE A, DEGREE OF PROTECTION IP 65 | 7350 | TEM | 1 | MC | 50.004 | 1
1FT71055SF713NH1 | SIMOTICS S SYNCHRON. MOTOR 1FT7, M0=65NM (100K) NN=3000RPM, PN=15,10KW SEPARATE VENTILATION; FRAME SIZE IMB 5 (IM V1, IM V3) (1FT6 COMPATIBLE) WITH KTY TEMPERATURE SENSOR POWER CONNECTOR OUTGOING CONNECTOR DIRECTIONAXIAL NON-DRIVE END INCREM. ENCODER SIN/COS 1VSS 2048 S/R (ENCODER I-2048) CONNECTOR ROTATABLE PLAIN SHAFT, WITH HOLDING BRAKE; ACCURACY TOLERANCE N VIBRATION SEVERITY GRADE A, DEGREE OF PROTECTION IP 65 | 8362 | TEM | 1 | MC | 54.503 | 1
1FT71055SF713NL3 | SIMOTICS S SYNCHRON. MOTOR 1FT7, M0=65NM (100K) NN=3000RPM, PN=15,10KW SEPARATE VENTILATION; FRAME SIZE IMB 5 (IM V1, IM V3) (1FT6 COMPATIBLE) WITH KTY TEMPERATURE SENSOR POWER CONNECTOR OUTGOING CONNECTOR DIRECTIONAXIAL NON-DRIVE END INCREM. ENCODER SIN/COS 1VSS 2048 S/R (ENCODER I-2048) CONNECTOR ROTATABLE PLAIN SHAFT, WITH HOLDING BRAKE; ACCURACY TOLERANCE R VIBRATION SEVERITY GRADE A+R, DEGREE OF PROTECTION IP 64 | 8580 | TEM | 1 | MC | 54.503 | 1
1FT71055SF713NL4 | SIMOTICS S SYNCHRON. MOTOR 1FT7, M0=65NM (100K) NN=3000RPM, PN=15,10KW SEPARATE VENTILATION; FRAME SIZE IMB 5 (IM V1, IM V3) (1FT6 COMPATIBLE) WITH KTY TEMPERATURE SENSOR POWER CONNECTOR OUTGOING CONNECTOR DIRECTIONAXIAL NON-DRIVE END INCREM. ENCODER SIN/COS 1VSS 2048 S/R (ENCODER I-2048) CONNECTOR ROTATABLE PLAIN SHAFT, WITH HOLDING BRAKE; ACCURACY TOLERANCE R VIBRATION SEVERITY GRADE A+R, DEGREE OF PROTECTION IP 65 | 8677 | TEM | 1 | MC | 54.503 | 1
1FT71055SF714BA0 | SIMOTICS S SYNCHRON. MOTOR 1FT7, M0=65NM (100K) NN=3000RPM, PN=15,10KW SEPARATE VENTILATION; FRAME SIZE IMB 5 (IM V1, IM V3) FLANGE 1 (1FT6 COMPATIBLE) POWER CONNECTOR OUTGOING CONNECTOR DIRECTIONAXIAL DRIVE END ABSOLUTE VALUE ENCODER SINGLETURN 24 BIT WITH DRIVE-CLIQ INTERFACE (ENCODER AS24DQI) SHAFT WITH FITTED KEY; W/O HOLDING BRAKE; ACC. TOLERANCE N VIBRATION SEVERITY GRADE A, DEGREE OF PROTECTION IP 64 | 7594 | TEM | 1 | MC | 50.004 | 1
1FT71055SF714BB0 | SIMOTICS S SYNCHRON. MOTOR 1FT7, M0=65NM (100K) NN=3000RPM, PN=15,10KW SEPARATE VENTILATION; FRAME SIZE IMB 5 (IM V1, IM V3) FLANGE 1 (1FT6 COMPATIBLE) POWER CONNECTOR OUTGOING CONNECTOR DIRECTIONAXIAL DRIVE END ABSOLUTE VALUE ENCODER SINGLETURN 24 BIT WITH DRIVE-CLIQ INTERFACE (ENCODER AS24DQI) SHAFT WITH FITTED KEY; WITH HOLDING BRAKE; ACC. TOLERANCE N VIBRATION SEVERITY GRADE A, DEGREE OF PROTECTION IP 64 | 8607 | TEM | 1 | MC | 54.503 | 1
1FT71055SF714BG0 | SIMOTICS S SYNCHRON. MOTOR 1FT7, M0=65NM (100K) NN=3000RPM, PN=15,10KW SEPARATE VENTILATION; FRAME SIZE IMB 5 (IM V1, IM V3) FLANGE 1 (1FT6 COMPATIBLE) POWER CONNECTOR OUTGOING CONNECTOR DIRECTIONAXIAL DRIVE END ABSOLUTE VALUE ENCODER SINGLETURN 24 BIT WITH DRIVE-CLIQ INTERFACE (ENCODER AS24DQI) PLAIN SHAFT, W/O HOLDING BRAKE; ACC. TOLERANCE N VIBRATION SEVERITY GRADE A, DEGREE OF PROTECTION IP 64 | 7594 | TEM | 1 | MC | 50.004 | 1
1FT71055SF714BH0 | SIMOTICS S SYNCHRON. MOTOR 1FT7, M0=65NM (100K) NN=3000RPM, PN=15,10KW SEPARATE VENTILATION; FRAME SIZE IMB 5 (IM V1, IM V3) FLANGE 1 (1FT6 COMPATIBLE) POWER CONNECTOR OUTGOING CONNECTOR DIRECTIONAXIAL DRIVE END ABSOLUTE VALUE ENCODER SINGLETURN 24 BIT WITH DRIVE-CLIQ INTERFACE (ENCODER AS24DQI) PLAIN SHAFT, WITH HOLDING BRAKE; ACCURACY TOLERANCE N VIBRATION SEVERITY GRADE A, DEGREE OF PROTECTION IP 64 | 8607 | TEM | 1 | MC | 54.503 | 1
1FT71055SF714BH1 | SIMOTICS S SYNCHRON. MOTOR 1FT7, M0=65NM (100K) NN=3000RPM, PN=15,10KW SEPARATE VENTILATION; FRAME SIZE IMB 5 (IM V1, IM V3) FLANGE 1 (1FT6 COMPATIBLE) POWER CONNECTOR OUTGOING CONNECTOR DIRECTIONAXIAL DRIVE END ABSOLUTE VALUE ENCODER SINGLETURN 24 BIT WITH DRIVE-CLIQ INTERFACE (ENCODER AS24DQI) PLAIN SHAFT, WITH HOLDING BRAKE; ACCURACY TOLERANCE N VIBRATION SEVERITY GRADE A, DEGREE OF PROTECTION IP 65 | 8703 | TEM | 1 | MC | 54.503 | 1
1FT71055SF714CA0 | SIMOTICS S SYNCHRON. MOTOR 1FT7, M0=65NM (100K) NN=3000RPM, PN=15,10KW SEPARATE VENTILATION; FRAME SIZE IMB 5 (IM V1, IM V3) FLANGE 1 (1FT6 COMPATIBLE) POWER CONNECTOR OUTGOING CONNECTOR DIRECTIONAXIAL DRIVE END ABSOLUTE ENCODER 24 BITS + 12 BIT MULTITURN WITH DRIVE-CLIQ INTERFACE (ENCODER AM24DQI) SHAFT WITH FITTED KEY; W/O HOLDING BRAKE; ACC. TOLERANCE N VIBRATION SEVERITY GRADE A, DEGREE OF PROTECTION IP 64 | 8359 | TEM | 1 | MC | 50.104 | 1
1FT71055SF714CB3 | SIMOTICS S SYNCHRON. MOTOR 1FT7, M0=65NM (100K) NN=3000RPM, PN=15,10KW SEPARATE VENTILATION; FRAME SIZE IMB 5 (IM V1, IM V3) FLANGE 1 (1FT6 COMPATIBLE) POWER CONNECTOR OUTGOING CONNECTOR DIRECTIONAXIAL DRIVE END ABSOLUTE ENCODER 24 BITS + 12 BIT MULTITURN WITH DRIVE-CLIQ INTERFACE (ENCODER AM24DQI) SHAFT WITH FITTED KEY; WITH HOLDING BRAKE; ACC. TOLERANCE N VIBRATION SEVERITY GRADE A+R, DEGREE OF PROTECTION IP 64 | 9527 | TEM | 1 | MC | 54.603 | 1
1FT71055SF714CG0 | SIMOTICS S SYNCHRON. MOTOR 1FT7, M0=65NM (100K) NN=3000RPM, PN=15,10KW SEPARATE VENTILATION; FRAME SIZE IMB 5 (IM V1, IM V3) FLANGE 1 (1FT6 COMPATIBLE) POWER CONNECTOR OUTGOING CONNECTOR DIRECTIONAXIAL DRIVE END ABSOLUTE ENCODER 24 BITS + 12 BIT MULTITURN WITH DRIVE-CLIQ INTERFACE (ENCODER AM24DQI) PLAIN SHAFT, W/O HOLDING BRAKE; ACC. TOLERANCE N VIBRATION SEVERITY GRADE A, DEGREE OF PROTECTION IP 64 | 8359 | TEM | 1 | MC | 50.104 | 1
1FT71055SF714CG1 | SIMOTICS S SYNCHRON. MOTOR 1FT7, M0=65NM (100K) NN=3000RPM, PN=15,10KW SEPARATE VENTILATION; FRAME SIZE IMB 5 (IM V1, IM V3) FLANGE 1 (1FT6 COMPATIBLE) POWER CONNECTOR OUTGOING CONNECTOR DIRECTIONAXIAL DRIVE END ABSOLUTE ENCODER 24 BITS + 12 BIT MULTITURN WITH DRIVE-CLIQ INTERFACE (ENCODER AM24DQI) PLAIN SHAFT, W/O HOLDING BRAKE; ACC. TOLERANCE N VIBRATION SEVERITY GRADE A, DEGREE OF PROTECTION IP 65 | 8455 | TEM | 1 | MC | 50.104 | 1
1FT71055SF714CH0 | SIMOTICS S SYNCHRON. MOTOR 1FT7, M0=65NM (100K) NN=3000RPM, PN=15,10KW SEPARATE VENTILATION; FRAME SIZE IMB 5 (IM V1, IM V3) FLANGE 1 (1FT6 COMPATIBLE) POWER CONNECTOR OUTGOING CONNECTOR DIRECTIONAXIAL DRIVE END ABSOLUTE ENCODER 24 BITS + 12 BIT MULTITURN WITH DRIVE-CLIQ INTERFACE (ENCODER AM24DQI) PLAIN SHAFT, WITH HOLDING BRAKE; ACCURACY TOLERANCE N VIBRATION SEVERITY GRADE A, DEGREE OF PROTECTION IP 64 | 9372 | TEM | 1 | MC | 54.603 | 1
1FT71055SF714CH1 | SIMOTICS S SYNCHRON. MOTOR 1FT7, M0=65NM (100K) NN=3000RPM, PN=15,10KW SEPARATE VENTILATION; FRAME SIZE IMB 5 (IM V1, IM V3) FLANGE 1 (1FT6 COMPATIBLE) POWER CONNECTOR OUTGOING CONNECTOR DIRECTIONAXIAL DRIVE END ABSOLUTE ENCODER 24 BITS + 12 BIT MULTITURN WITH DRIVE-CLIQ INTERFACE (ENCODER AM24DQI) PLAIN SHAFT, WITH HOLDING BRAKE; ACCURACY TOLERANCE N VIBRATION SEVERITY GRADE A, DEGREE OF PROTECTION IP 65 | 9468 | TEM | 1 | MC | 54.603 | 1
1FT71055SF714CH3 | SIMOTICS S SYNCHRON. MOTOR 1FT7, M0=65NM (100K) NN=3000RPM, PN=15,10KW SEPARATE VENTILATION; FRAME SIZE IMB 5 (IM V1, IM V3) FLANGE 1 (1FT6 COMPATIBLE) POWER CONNECTOR OUTGOING CONNECTOR DIRECTIONAXIAL DRIVE END ABSOLUTE ENCODER 24 BITS + 12 BIT MULTITURN WITH DRIVE-CLIQ INTERFACE (ENCODER AM24DQI) PLAIN SHAFT, WITH HOLDING BRAKE; ACCURACY TOLERANCE N VIBRATION SEVERITY GRADE A+R, DEGREE OF PROTECTION IP 64 | 9527 | TEM | 1 | MC | 54.603 | 1
1FT71055SF714CK1 | SIMOTICS S SYNCHRON. MOTOR 1FT7, M0=65NM (100K) NN=3000RPM, PN=15,10KW SEPARATE VENTILATION; FRAME SIZE IMB 5 (IM V1, IM V3) FLANGE 1 (1FT6 COMPATIBLE) POWER CONNECTOR OUTGOING CONNECTOR DIRECTIONAXIAL DRIVE END ABSOLUTE ENCODER 24 BITS + 12 BIT MULTITURN WITH DRIVE-CLIQ INTERFACE (ENCODER AM24DQI) PLAIN SHAFT, W/O HOLDING BRAKE; ACC. TOLERANCE R VIBRATION SEVERITY GRADE A, DEGREE OF PROTECTION IP 65 | 8615 | TEM | 1 | MC | 50.104 | 1
1FT71055SF714CL1 | SIMOTICS S SYNCHRON. MOTOR 1FT7, M0=65NM (100K) NN=3000RPM, PN=15,10KW SEPARATE VENTILATION; FRAME SIZE IMB 5 (IM V1, IM V3) FLANGE 1 (1FT6 COMPATIBLE) POWER CONNECTOR OUTGOING CONNECTOR DIRECTIONAXIAL DRIVE END ABSOLUTE ENCODER 24 BITS + 12 BIT MULTITURN WITH DRIVE-CLIQ INTERFACE (ENCODER AM24DQI) PLAIN SHAFT, WITH HOLDING BRAKE; ACCURACY TOLERANCE R VIBRATION SEVERITY GRADE A, DEGREE OF PROTECTION IP 65 | 9627 | TEM | 1 | MC | 54.603 | 1
1FT71055SF714MB3 | SIMOTICS S SYNCHRON. MOTOR 1FT7, M0=65NM (100K) NN=3000RPM, PN=15,10KW SEPARATE VENTILATION; FRAME SIZE IMB 5 (1FT6 COMPATIBLE) WITH KTY TEMPERATURE SENSOR POWER CONNECTOR OUTGOING CONNECTOR DIRECTIONAXIAL DRIVE END ABSOLUTE ENCODER ENDAT 2048 S/R (ENCODER A-2048) CONNECTOR ROTATABLE SHAFT WITH FITTED KEY; WITH HOLDING BRAKE; ACC. TOLERANCE N VIBRATION SEVERITY GRADE A+R, DEGREE OF PROTECTION IP 64 | 9175 | TEM | 1 | MC | 54.503 | 1
1FT71055SF714MG1 | SIMOTICS S SYNCHRON. MOTOR 1FT7, M0=65NM (100K) NN=3000RPM, PN=15,10KW SEPARATE VENTILATION; FRAME SIZE IMB 5 (1FT6 COMPATIBLE) WITH KTY TEMPERATURE SENSOR POWER CONNECTOR OUTGOING CONNECTOR DIRECTIONAXIAL DRIVE END ABSOLUTE ENCODER ENDAT 2048 S/R (ENCODER A-2048) CONNECTOR ROTATABLE PLAIN SHAFT, W/O HOLDING BRAKE; ACC. TOLERANCE N VIBRATION SEVERITY GRADE A, DEGREE OF PROTECTION IP 65 | 8104 | TEM | 1 | MC | 50.004 | 1
1FT71055SF714MG3 | SIMOTICS S SYNCHRON. MOTOR 1FT7, M0=65NM (100K) NN=3000RPM, PN=15,10KW SEPARATE VENTILATION; FRAME SIZE IMB 5 (1FT6 COMPATIBLE) WITH KTY TEMPERATURE SENSOR POWER CONNECTOR OUTGOING CONNECTOR DIRECTIONAXIAL DRIVE END ABSOLUTE ENCODER ENDAT 2048 S/R (ENCODER A-2048) CONNECTOR ROTATABLE PLAIN SHAFT, W/O HOLDING BRAKE; ACC. TOLERANCE N VIBRATION SEVERITY GRADE A+R, DEGREE OF PROTECTION IP 64 | 8162 | TEM | 1 | MC | 50.004 | 1
1FT71055SF714MH1 | SIMOTICS S SYNCHRON. MOTOR 1FT7, M0=65NM (100K) NN=3000RPM, PN=15,10KW SEPARATE VENTILATION; FRAME SIZE IMB 5 (1FT6 COMPATIBLE) WITH KTY TEMPERATURE SENSOR POWER CONNECTOR OUTGOING CONNECTOR DIRECTIONAXIAL DRIVE END ABSOLUTE ENCODER ENDAT 2048 S/R (ENCODER A-2048) CONNECTOR ROTATABLE PLAIN SHAFT, WITH HOLDING BRAKE; ACCURACY TOLERANCE N VIBRATION SEVERITY GRADE A, DEGREE OF PROTECTION IP 65 | 9116 | TEM | 1 | MC | 54.503 | 1
1FT71055SF714MK4 | SIMOTICS S SYNCHRON. MOTOR 1FT7, M0=65NM (100K) NN=3000RPM, PN=15,10KW SEPARATE VENTILATION; FRAME SIZE IMB 5 (1FT6 COMPATIBLE) WITH KTY TEMPERATURE SENSOR POWER CONNECTOR OUTGOING CONNECTOR DIRECTIONAXIAL DRIVE END ABSOLUTE ENCODER ENDAT 2048 S/R (ENCODER A-2048) CONNECTOR ROTATABLE PLAIN SHAFT, W/O HOLDING BRAKE; ACC. TOLERANCE R VIBRATION SEVERITY GRADE A+R, DEGREE OF PROTECTION IP 65 | 8419 | TEM | 1 | MC | 50.004 | 1
1FT71055SF714NA3 | SIMOTICS S SYNCHRON. MOTOR 1FT7, M0=65NM (100K) NN=3000RPM, PN=15,10KW SEPARATE VENTILATION; FRAME SIZE IMB 5 (IM V1, IM V3) (1FT6 COMPATIBLE) WITH KTY TEMPERATURE SENSOR POWER CONNECTOR OUTGOING CONNECTOR DIRECTIONAXIAL DRIVE END INCREM. ENCODER SIN/COS 1VSS 2048 S/R (ENCODER I-2048) CONNECTOR ROTATABLE SHAFT WITH FITTED KEY; W/O HOLDING BRAKE; ACC. TOLERANCE N VIBRATION SEVERITY GRADE A+R, DEGREE OF PROTECTION IP 64 | 7408 | TEM | 1 | MC | 50.004 | 1
1FT71055SF714NB0 | SIMOTICS S SYNCHRON. MOTOR 1FT7, M0=65NM (100K) NN=3000RPM, PN=15,10KW SEPARATE VENTILATION; FRAME SIZE IMB 5 (IM V1, IM V3) (1FT6 COMPATIBLE) WITH KTY TEMPERATURE SENSOR POWER CONNECTOR OUTGOING CONNECTOR DIRECTIONAXIAL DRIVE END INCREM. ENCODER SIN/COS 1VSS 2048 S/R (ENCODER I-2048) CONNECTOR ROTATABLE SHAFT WITH FITTED KEY; WITH HOLDING BRAKE; ACC. TOLERANCE N VIBRATION SEVERITY GRADE A, DEGREE OF PROTECTION IP 64 | 8266 | TEM | 1 | MC | 54.503 | 1
1FT71055SF714NB3 | SIMOTICS S SYNCHRON. MOTOR 1FT7, M0=65NM (100K) NN=3000RPM, PN=15,10KW SEPARATE VENTILATION; FRAME SIZE IMB 5 (IM V1, IM V3) (1FT6 COMPATIBLE) WITH KTY TEMPERATURE SENSOR POWER CONNECTOR OUTGOING CONNECTOR DIRECTIONAXIAL DRIVE END INCREM. ENCODER SIN/COS 1VSS 2048 S/R (ENCODER I-2048) CONNECTOR ROTATABLE SHAFT WITH FITTED KEY; WITH HOLDING BRAKE; ACC. TOLERANCE N VIBRATION SEVERITY GRADE A+R, DEGREE OF PROTECTION IP 64 | 8421 | TEM | 1 | MC | 54.503 | 1
1FT71055SF714NG0 | SIMOTICS S SYNCHRON. MOTOR 1FT7, M0=65NM (100K) NN=3000RPM, PN=15,10KW SEPARATE VENTILATION; FRAME SIZE IMB 5 (IM V1, IM V3) (1FT6 COMPATIBLE) WITH KTY TEMPERATURE SENSOR POWER CONNECTOR OUTGOING CONNECTOR DIRECTIONAXIAL DRIVE END INCREM. ENCODER SIN/COS 1VSS 2048 S/R (ENCODER I-2048) CONNECTOR ROTATABLE PLAIN SHAFT, W/O HOLDING BRAKE; ACC. TOLERANCE N VIBRATION SEVERITY GRADE A, DEGREE OF PROTECTION IP 64 | 7253 | TEM | 1 | MC | 50.004 | 1
1FT71055SF714NH0 | SIMOTICS S SYNCHRON. MOTOR 1FT7, M0=65NM (100K) NN=3000RPM, PN=15,10KW SEPARATE VENTILATION; FRAME SIZE IMB 5 (IM V1, IM V3) (1FT6 COMPATIBLE) WITH KTY TEMPERATURE SENSOR POWER CONNECTOR OUTGOING CONNECTOR DIRECTIONAXIAL DRIVE END INCREM. ENCODER SIN/COS 1VSS 2048 S/R (ENCODER I-2048) CONNECTOR ROTATABLE PLAIN SHAFT, WITH HOLDING BRAKE; ACCURACY TOLERANCE N VIBRATION SEVERITY GRADE A, DEGREE OF PROTECTION IP 64 | 8266 | TEM | 1 | MC | 54.503 | 1
1FT71055SF714NH1 | SIMOTICS S SYNCHRON. MOTOR 1FT7, M0=65NM (100K) NN=3000RPM, PN=15,10KW SEPARATE VENTILATION; FRAME SIZE IMB 5 (IM V1, IM V3) (1FT6 COMPATIBLE) WITH KTY TEMPERATURE SENSOR POWER CONNECTOR OUTGOING CONNECTOR DIRECTIONAXIAL DRIVE END INCREM. ENCODER SIN/COS 1VSS 2048 S/R (ENCODER I-2048) CONNECTOR ROTATABLE PLAIN SHAFT, WITH HOLDING BRAKE; ACCURACY TOLERANCE N VIBRATION SEVERITY GRADE A, DEGREE OF PROTECTION IP 65 | 8362 | TEM | 1 | MC | 54.503 | 1
1FT71055SF715BA0 | SIMOTICS S SYNCHRON. MOTOR 1FT7, M0=65NM (100K) NN=3000RPM, PN=15,10KW SEPARATE VENTILATION; FRAME SIZE IMB 5 (IM V1, IM V3) FLANGE 1 (1FT6 COMPATIBLE) FOR CONNECT. OF TERMINAL BOXAND SIGNAL CONNECTOR, TERMINALBOX TRAVERSE RIGHT ABSOLUTE VALUE ENCODER SINGLETURN 24 BIT WITH DRIVE-CLIQ INTERFACE (ENCODER AS24DQI) SHAFT WITH FITTED KEY; W/O HOLDING BRAKE; ACC. TOLERANCE N VIBRATION SEVERITY GRADE A, DEGREE OF PROTECTION IP 64 | 7594 | TEM | 1 | MC | 50.503 | 1
1FT71055SF715CG1 | SIMOTICS S SYNCHRON. MOTOR 1FT7, M0=65NM (100K) NN=3000RPM, PN=15,10KW SEPARATE VENTILATION; FRAME SIZE IMB 5 (IM V1, IM V3) FLANGE 1 (1FT6 COMPATIBLE) FOR CONNECT. OF TERMINAL BOXAND SIGNAL CONNECTOR, TERMINALBOX TRAVERSE RIGHT ABSOLUTE ENCODER 24 BITS + 12 BIT MULTITURN WITH DRIVE-CLIQ INTERFACE (ENCODER AM24DQI) PLAIN SHAFT, W/O HOLDING BRAKE; ACC. TOLERANCE N VIBRATION SEVERITY GRADE A, DEGREE OF PROTECTION IP 65 | 8455 | TEM | 1 | MC | 50.603 | 1
1FT71055SF717CA1 | SIMOTICS S SYNCHRON. MOTOR 1FT7, M0=65NM (100K) NN=3000RPM, PN=15,10KW SEPARATE VENTILATION; FRAME SIZE IMB 5 (IM V1, IM V3) FLANGE 1 (1FT6 COMPATIBLE) FOR CONNECT. OF TERMINAL BOXAND SIGNAL CONNECTOR, TERMINALBOX AXIAL NON-DRIVE END ABSOLUTE ENCODER 24 BITS + 12 BIT MULTITURN WITH DRIVE-CLIQ INTERFACE (ENCODER AM24DQI) SHAFT WITH FITTED KEY; W/O HOLDING BRAKE; ACC. TOLERANCE N VIBRATION SEVERITY GRADE A, DEGREE OF PROTECTION IP 65 | 8455 | TEM | 1 | MC | 50.603 | 1
1FT71055SF717CB1 | SIMOTICS S SYNCHRON. MOTOR 1FT7, M0=65NM (100K) NN=3000RPM, PN=15,10KW SEPARATE VENTILATION; FRAME SIZE IMB 5 (IM V1, IM V3) FLANGE 1 (1FT6 COMPATIBLE) FOR CONNECT. OF TERMINAL BOXAND SIGNAL CONNECTOR, TERMINALBOX AXIAL NON-DRIVE END ABSOLUTE ENCODER 24 BITS + 12 BIT MULTITURN WITH DRIVE-CLIQ INTERFACE (ENCODER AM24DQI) SHAFT WITH FITTED KEY; WITH HOLDING BRAKE; ACC. TOLERANCE N VIBRATION SEVERITY GRADE A, DEGREE OF PROTECTION IP 65 | 9468 | TEM | 1 | MC | 55.102 | 1
1FT71055SF718CG1 | SIMOTICS S SYNCHRON. MOTOR 1FT7, M0=65NM (100K) NN=3000RPM, PN=15,10KW SEPARATE VENTILATION; FRAME SIZE IMB 5 (IM V1, IM V3) FLANGE 1 (1FT6 COMPATIBLE) FOR CONNECT. OF TERMINAL BOXAND SIGNAL CONNECTOR, TERMINALBOX AXIAL DRIVE END ABSOLUTE ENCODER 24 BITS + 12 BIT MULTITURN WITH DRIVE-CLIQ INTERFACE (ENCODER AM24DQI) PLAIN SHAFT, W/O HOLDING BRAKE; ACC. TOLERANCE N VIBRATION SEVERITY GRADE A, DEGREE OF PROTECTION IP 65 | 8455 | TEM | 1 | MC | 50.603 | 1
1FT71055SF718NH1 | SIMOTICS S SYNCHRON. MOTOR 1FT7, M0=65NM (100K) NN=3000RPM, PN=15,10KW SEPARATE VENTILATION; FRAME SIZE IMB 5 (IM V1, IM V3) (1FT6 COMPATIBLE) WITH KTY TEMPERATURE SENSOR FOR CONNECT. OF TERMINAL BOXAND SIGNAL CONNECTOR, TERMINALBOX AXIAL DRIVE END INCREM. ENCODER SIN/COS 1VSS 2048 S/R (ENCODER I-2048) CONNECTOR ROTATABLE PLAIN SHAFT, WITH HOLDING BRAKE; ACCURACY TOLERANCE N VIBRATION SEVERITY GRADE A, DEGREE OF PROTECTION IP 65 | 8362 | TEM | 1 | MC | 55.002 | 1
1FT71055WB701BG0 | SIMOTICS S SYNCHRON. MOTOR 1FT7, M0=90NM (100K) NN=1500RPM, PN=14,10KW WATER-COOLED; FRAME SIZE IMB 5 (IM V1, IM V3) FLANGE 0 POWER CONNECTOR ROTATABLE ABSOLUTE VALUE ENCODER SINGLETURN 24 BIT WITH DRIVE-CLIQ INTERFACE (ENCODER AS24DQI) PLAIN SHAFT, W/O HOLDING BRAKE; ACC. TOLERANCE N VIBRATION SEVERITY GRADE A, DEGREE OF PROTECTION IP 64 | 7594 | TEM | 1 | MC | 54.904 | 1
1FT71055WB701BH1 | SIMOTICS S SYNCHRON. MOTOR 1FT7, M0=90NM (100K) NN=1500RPM, PN=14,10KW WATER-COOLED; FRAME SIZE IMB 5 (IM V1, IM V3) FLANGE 0 POWER CONNECTOR ROTATABLE ABSOLUTE VALUE ENCODER SINGLETURN 24 BIT WITH DRIVE-CLIQ INTERFACE (ENCODER AS24DQI) PLAIN SHAFT, WITH HOLDING BRAKE; ACCURACY TOLERANCE N VIBRATION SEVERITY GRADE A, DEGREE OF PROTECTION IP 65 | 8703 | TEM | 1 | MC | 59.403 | 1
1FT71055WB701CB2 | SIMOTICS S SYNCHRON. MOTOR 1FT7, M0=90NM (100K) NN=1500RPM, PN=14,10KW WATER-COOLED; FRAME SIZE IMB 5 (IM V1, IM V3) FLANGE 0 POWER CONNECTOR ROTATABLE ABSOLUTE ENCODER 24 BITS + 12 BIT MULTITURN WITH DRIVE-CLIQ INTERFACE (ENCODER AM24DQI) SHAFT WITH FITTED KEY; WITH HOLDING BRAKE; ACC. TOLERANCE N VIBRATION SEVERITY GRADE A, DEGREE OF PROTECTION IP 67 | 9547 | TEM | 1 | MC | 59.403 | 1
1FT71055WB701DG4 | SIMOTICS S SYNCHRON. MOTOR 1FT7, M0=90NM (100K) NN=1500RPM, PN=14,10KW WATER-COOLED; FRAME SIZE IMB 5 (IM V1, IM V3) FLANGE 0 POWER CONNECTOR ROTATABLE INCREMENTAL ENCODER 2048 S/R WITH DRIVE-CLIQ INTERFACE (ENCODER I-2048) CONNECTOR ROTATABLE PLAIN SHAFT, W/O HOLDING BRAKE; ACC. TOLERANCE N VIBRATION SEVERITY GRADE A+R, DEGREE OF PROTECTION IP 65 | 7926 | TEM | 1 | MC | 54.904 | 1
1FT71055WB701FH3 | SIMOTICS S SYNCHRON. MOTOR 1FT7, M0=90NM (100K) NN=1500RPM, PN=14,10KW WATER-COOLED; FRAME SIZE IMB 5 (IM V1, IM V3) FLANGE 0 POWER CONNECTOR ROTATABLE ABSOLUTE ENCODER 22 BITS MULTI TURN WITH DRIVE-CLIQ INTERFACE (ENCODER AM-22-DQ) CONNECTOR ROTATABLE PLAIN SHAFT, WITH HOLDING BRAKE; ACCURACY TOLERANCE N VIBRATION SEVERITY GRADE A+R, DEGREE OF PROTECTION IP 64 | 9607 | TEM | 1 | MC | 59.403 | 1
1FT71055WB701NA1 | SIMOTICS S SYNCHRON. MOTOR 1FT7, M0=90NM (100K) NN=1500RPM, PN=14,10KW WATER-COOLED; FRAME SIZE IMB 5 (IM V1, IM V3) FLANGE (COMPACT) WITH KTY TEMPERATURE SENSOR POWER CONNECTOR ROTATABLE INCREM. ENCODER SIN/COS 1VSS 2048 S/R (ENCODER I-2048) CONNECTOR ROTATABLE SHAFT WITH FITTED KEY; W/O HOLDING BRAKE; ACC. TOLERANCE N VIBRATION SEVERITY GRADE A, DEGREE OF PROTECTION IP 65 | 7350 | TEM | 1 | MC | 54.904 | 1
1FT71055WB711BG0 | SIMOTICS S SYNCHRON. MOTOR 1FT7, M0=90NM (100K) NN=1500RPM, PN=14,10KW WATER-COOLED; FRAME SIZE IMB 5 (IM V1, IM V3) FLANGE 1 (1FT6 COMPATIBLE) POWER CONNECTOR ROTATABLE ABSOLUTE VALUE ENCODER SINGLETURN 24 BIT WITH DRIVE-CLIQ INTERFACE (ENCODER AS24DQI) PLAIN SHAFT, W/O HOLDING BRAKE; ACC. TOLERANCE N VIBRATION SEVERITY GRADE A, DEGREE OF PROTECTION IP 64 | 7594 | TEM | 1 | MC | 54.904 | 1
1FT71055WB711BG1 | SIMOTICS S SYNCHRON. MOTOR 1FT7, M0=90NM (100K) NN=1500RPM, PN=14,10KW WATER-COOLED; FRAME SIZE IMB 5 (IM V1, IM V3) FLANGE 1 (1FT6 COMPATIBLE) POWER CONNECTOR ROTATABLE ABSOLUTE VALUE ENCODER SINGLETURN 24 BIT WITH DRIVE-CLIQ INTERFACE (ENCODER AS24DQI) PLAIN SHAFT, W/O HOLDING BRAKE; ACC. TOLERANCE N VIBRATION SEVERITY GRADE A, DEGREE OF PROTECTION IP 65 | 7690 | TEM | 1 | MC | 54.904 | 1
1FT71055WB711BH1 | SIMOTICS S SYNCHRON. MOTOR 1FT7, M0=90NM (100K) NN=1500RPM, PN=14,10KW WATER-COOLED; FRAME SIZE IMB 5 (IM V1, IM V3) FLANGE 1 (1FT6 COMPATIBLE) POWER CONNECTOR ROTATABLE ABSOLUTE VALUE ENCODER SINGLETURN 24 BIT WITH DRIVE-CLIQ INTERFACE (ENCODER AS24DQI) PLAIN SHAFT, WITH HOLDING BRAKE; ACCURACY TOLERANCE N VIBRATION SEVERITY GRADE A, DEGREE OF PROTECTION IP 65 | 8703 | TEM | 1 | MC | 59.403 | 1
1FT71055WB711BL5 | SIMOTICS S SYNCHRON. MOTOR 1FT7, M0=90NM (100K) NN=1500RPM, PN=14,10KW WATER-COOLED; FRAME SIZE IMB 5 (IM V1, IM V3) FLANGE 1 (1FT6 COMPATIBLE) POWER CONNECTOR ROTATABLE ABSOLUTE VALUE ENCODER SINGLETURN 24 BIT WITH DRIVE-CLIQ INTERFACE (ENCODER AS24DQI) PLAIN SHAFT, WITH HOLDING BRAKE; ACCURACY TOLERANCE R VIBRATION SEVERITY GRADE A+R, DEGREE OF PROTECTION IP 67 | 9098 | TEM | 1 | MC | 59.403 | 1
1FT71055WB711DG1 | SIMOTICS S SYNCHRON. MOTOR 1FT7, M0=90NM (100K) NN=1500RPM, PN=14,10KW WATER-COOLED; FRAME SIZE IMB 5 (IM V1, IM V3) FLANGE 1 (1FT6 COMPATIBLE) POWER CONNECTOR ROTATABLE INCREMENTAL ENCODER 2048 S/R WITH DRIVE-CLIQ INTERFACE (ENCODER I-2048) CONNECTOR ROTATABLE PLAIN SHAFT, W/O HOLDING BRAKE; ACC. TOLERANCE N VIBRATION SEVERITY GRADE A, DEGREE OF PROTECTION IP 65 | 7770 | TEM | 1 | MC | 54.904 | 1
1FT71055WB711DH1 | SIMOTICS S SYNCHRON. MOTOR 1FT7, M0=90NM (100K) NN=1500RPM, PN=14,10KW WATER-COOLED; FRAME SIZE IMB 5 (IM V1, IM V3) FLANGE 1 (1FT6 COMPATIBLE) POWER CONNECTOR ROTATABLE INCREMENTAL ENCODER 2048 S/R WITH DRIVE-CLIQ INTERFACE (ENCODER I-2048) CONNECTOR ROTATABLE PLAIN SHAFT, WITH HOLDING BRAKE; ACCURACY TOLERANCE N VIBRATION SEVERITY GRADE A, DEGREE OF PROTECTION IP 65 | 8783 | TEM | 1 | MC | 59.403 | 1
1FT71055WB711DH4 | SIMOTICS S SYNCHRON. MOTOR 1FT7, M0=90NM (100K) NN=1500RPM, PN=14,10KW WATER-COOLED; FRAME SIZE IMB 5 (IM V1, IM V3) FLANGE 1 (1FT6 COMPATIBLE) POWER CONNECTOR ROTATABLE INCREMENTAL ENCODER 2048 S/R WITH DRIVE-CLIQ INTERFACE (ENCODER I-2048) CONNECTOR ROTATABLE PLAIN SHAFT, WITH HOLDING BRAKE; ACCURACY TOLERANCE N VIBRATION SEVERITY GRADE A+R, DEGREE OF PROTECTION IP 65 | 8939 | TEM | 1 | MC | 59.403 | 1
1FT71055WB711DL5 | SIMOTICS S SYNCHRON. MOTOR 1FT7, M0=90NM (100K) NN=1500RPM, PN=14,10KW WATER-COOLED; FRAME SIZE IMB 5 (IM V1, IM V3) FLANGE 1 (1FT6 COMPATIBLE) POWER CONNECTOR ROTATABLE INCREMENTAL ENCODER 2048 S/R WITH DRIVE-CLIQ INTERFACE (ENCODER I-2048) CONNECTOR ROTATABLE PLAIN SHAFT, WITH HOLDING BRAKE; ACCURACY TOLERANCE R VIBRATION SEVERITY GRADE A+R, DEGREE OF PROTECTION IP 67 | 9178 | TEM | 1 | MC | 59.403 | 1
1FT71055WB711FG1 | SIMOTICS S SYNCHRON. MOTOR 1FT7, M0=90NM (100K) NN=1500RPM, PN=14,10KW WATER-COOLED; FRAME SIZE IMB 5 (IM V1, IM V3) FLANGE 1 (1FT6 COMPATIBLE) POWER CONNECTOR ROTATABLE ABSOLUTE ENCODER 22 BITS MULTI TURN WITH DRIVE-CLIQ INTERFACE (ENCODER AM-22-DQ) CONNECTOR ROTATABLE PLAIN SHAFT, W/O HOLDING BRAKE; ACC. TOLERANCE N VIBRATION SEVERITY GRADE A, DEGREE OF PROTECTION IP 65 | 8535 | TEM | 1 | MC | 54.904 | 1
1FT71055WB711NG0 | SIMOTICS S SYNCHRON. MOTOR 1FT7, M0=90NM (100K) NN=1500RPM, PN=14,10KW WATER-COOLED; FRAME SIZE IMB 5 (IM V1, IM V3) (1FT6 COMPATIBLE) WITH KTY TEMPERATURE SENSOR POWER CONNECTOR ROTATABLE INCREM. ENCODER SIN/COS 1VSS 2048 S/R (ENCODER I-2048) CONNECTOR ROTATABLE PLAIN SHAFT, W/O HOLDING BRAKE; ACC. TOLERANCE N VIBRATION SEVERITY GRADE A, DEGREE OF PROTECTION IP 64 | 7253 | TEM | 1 | MC | 54.904 | 1
1FT71055WB711NH1 | SIMOTICS S SYNCHRON. MOTOR 1FT7, M0=90NM (100K) NN=1500RPM, PN=14,10KW WATER-COOLED; FRAME SIZE IMB 5 (IM V1, IM V3) (1FT6 COMPATIBLE) WITH KTY TEMPERATURE SENSOR POWER CONNECTOR ROTATABLE INCREM. ENCODER SIN/COS 1VSS 2048 S/R (ENCODER I-2048) CONNECTOR ROTATABLE PLAIN SHAFT, WITH HOLDING BRAKE; ACCURACY TOLERANCE N VIBRATION SEVERITY GRADE A, DEGREE OF PROTECTION IP 65 | 8362 | TEM | 1 | MC | 59.403 | 1
1FT71055WB711NL5 | SIMOTICS S SYNCHRON. MOTOR 1FT7, M0=90NM (100K) NN=1500RPM, PN=14,10KW WATER-COOLED; FRAME SIZE IMB 5 (IM V1, IM V3) (1FT6 COMPATIBLE) WITH KTY TEMPERATURE SENSOR POWER CONNECTOR ROTATABLE INCREM. ENCODER SIN/COS 1VSS 2048 S/R (ENCODER I-2048) CONNECTOR ROTATABLE PLAIN SHAFT, WITH HOLDING BRAKE; ACCURACY TOLERANCE R VIBRATION SEVERITY GRADE A+R, DEGREE OF PROTECTION IP 67 | 8757 | TEM | 1 | MC | 59.403 | 1
1FT71055WC701BH4 | SIMOTICS S SYNCHRON. MOTOR 1FT7, M0=90NM (100K) NN=2000RPM, PN=18,80KW WATER-COOLED; FRAME SIZE IMB 5 (IM V1, IM V3) FLANGE 0 POWER CONNECTOR ROTATABLE ABSOLUTE VALUE ENCODER SINGLETURN 24 BIT WITH DRIVE-CLIQ INTERFACE (ENCODER AS24DQI) PLAIN SHAFT, WITH HOLDING BRAKE; ACCURACY TOLERANCE N VIBRATION SEVERITY GRADE A+R, DEGREE OF PROTECTION IP 65 | 8859 | TEM | 1 | MC | 59.403 | 1
1FT71055WC701CB2 | SIMOTICS S SYNCHRON. MOTOR 1FT7, M0=90NM (100K) NN=2000RPM, PN=18,80KW WATER-COOLED; FRAME SIZE IMB 5 (IM V1, IM V3) FLANGE 0 POWER CONNECTOR ROTATABLE ABSOLUTE ENCODER 24 BITS + 12 BIT MULTITURN WITH DRIVE-CLIQ INTERFACE (ENCODER AM24DQI) SHAFT WITH FITTED KEY; WITH HOLDING BRAKE; ACC. TOLERANCE N VIBRATION SEVERITY GRADE A, DEGREE OF PROTECTION IP 67 | 9547 | TEM | 1 | MC | 59.403 | 1
1FT71055WC701CG0 | SIMOTICS S SYNCHRON. MOTOR 1FT7, M0=90NM (100K) NN=2000RPM, PN=18,80KW WATER-COOLED; FRAME SIZE IMB 5 (IM V1, IM V3) FLANGE 0 POWER CONNECTOR ROTATABLE ABSOLUTE ENCODER 24 BITS + 12 BIT MULTITURN WITH DRIVE-CLIQ INTERFACE (ENCODER AM24DQI) PLAIN SHAFT, W/O HOLDING BRAKE; ACC. TOLERANCE N VIBRATION SEVERITY GRADE A, DEGREE OF PROTECTION IP 64 | 8359 | TEM | 1 | MC | 54.904 | 1
1FT71055WC701CH0 | SIMOTICS S SYNCHRON. MOTOR 1FT7, M0=90NM (100K) NN=2000RPM, PN=18,80KW WATER-COOLED; FRAME SIZE IMB 5 (IM V1, IM V3) FLANGE 0 POWER CONNECTOR ROTATABLE ABSOLUTE ENCODER 24 BITS + 12 BIT MULTITURN WITH DRIVE-CLIQ INTERFACE (ENCODER AM24DQI) PLAIN SHAFT, WITH HOLDING BRAKE; ACCURACY TOLERANCE N VIBRATION SEVERITY GRADE A, DEGREE OF PROTECTION IP 64 | 9372 | TEM | 1 | MC | 59.403 | 1
1FT71055WC701DA0 | SIMOTICS S SYNCHRON. MOTOR 1FT7, M0=90NM (100K) NN=2000RPM, PN=18,80KW WATER-COOLED; FRAME SIZE IMB 5 (IM V1, IM V3) FLANGE 0 POWER CONNECTOR ROTATABLE INCREMENTAL ENCODER 2048 S/R WITH DRIVE-CLIQ INTERFACE (ENCODER I-2048) CONNECTOR ROTATABLE SHAFT WITH FITTED KEY; W/O HOLDING BRAKE; ACC. TOLERANCE N VIBRATION SEVERITY GRADE A, DEGREE OF PROTECTION IP 64 | 7674 | TEM | 1 | MC | 54.904 | 1
1FT71055WC701DA2 | SIMOTICS S SYNCHRON. MOTOR 1FT7, M0=90NM (100K) NN=2000RPM, PN=18,80KW WATER-COOLED; FRAME SIZE IMB 5 (IM V1, IM V3) FLANGE 0 POWER CONNECTOR ROTATABLE INCREMENTAL ENCODER 2048 S/R WITH DRIVE-CLIQ INTERFACE (ENCODER I-2048) CONNECTOR ROTATABLE SHAFT WITH FITTED KEY; W/O HOLDING BRAKE; ACC. TOLERANCE N VIBRATION SEVERITY GRADE A, DEGREE OF PROTECTION IP 67 | 7850 | TEM | 1 | MC | 54.904 | 1
1FT71055WC701DG3 | SIMOTICS S SYNCHRON. MOTOR 1FT7, M0=90NM (100K) NN=2000RPM, PN=18,80KW WATER-COOLED; FRAME SIZE IMB 5 (IM V1, IM V3) FLANGE 0 POWER CONNECTOR ROTATABLE INCREMENTAL ENCODER 2048 S/R WITH DRIVE-CLIQ INTERFACE (ENCODER I-2048) CONNECTOR ROTATABLE PLAIN SHAFT, W/O HOLDING BRAKE; ACC. TOLERANCE N VIBRATION SEVERITY GRADE A+R, DEGREE OF PROTECTION IP 64 | 7829 | TEM | 1 | MC | 54.904 | 1
1FT71055WC701DK3 | SIMOTICS S SYNCHRON. MOTOR 1FT7, M0=90NM (100K) NN=2000RPM, PN=18,80KW WATER-COOLED; FRAME SIZE IMB 5 (IM V1, IM V3) FLANGE 0 POWER CONNECTOR ROTATABLE INCREMENTAL ENCODER 2048 S/R WITH DRIVE-CLIQ INTERFACE (ENCODER I-2048) CONNECTOR ROTATABLE PLAIN SHAFT, W/O HOLDING BRAKE; ACC. TOLERANCE R VIBRATION SEVERITY GRADE A+R, DEGREE OF PROTECTION IP 64 | 7988 | TEM | 1 | MC | 54.904 | 1
1FT71055WC701DK4 | SIMOTICS S SYNCHRON. MOTOR 1FT7, M0=90NM (100K) NN=2000RPM, PN=18,80KW WATER-COOLED; FRAME SIZE IMB 5 (IM V1, IM V3) FLANGE 0 POWER CONNECTOR ROTATABLE INCREMENTAL ENCODER 2048 S/R WITH DRIVE-CLIQ INTERFACE (ENCODER I-2048) CONNECTOR ROTATABLE PLAIN SHAFT, W/O HOLDING BRAKE; ACC. TOLERANCE R VIBRATION SEVERITY GRADE A+R, DEGREE OF PROTECTION IP 65 | 8086 | TEM | 1 | MC | 54.904 | 1
1FT71055WC701MG0 | SIMOTICS S SYNCHRON. MOTOR 1FT7, M0=90NM (100K) NN=2000RPM, PN=18,80KW WATER-COOLED; FRAME SIZE IMB 5 (IM V1, IM V3) FLANGE (COMPACT) WITH KTY TEMPERATURE SENSOR POWER CONNECTOR ROTATABLE ABSOLUTE ENCODER ENDAT 2048 S/R (ENCODER A-2048) CONNECTOR ROTATABLE PLAIN SHAFT, W/O HOLDING BRAKE; ACC. TOLERANCE N VIBRATION SEVERITY GRADE A, DEGREE OF PROTECTION IP 64 | 8007 | TEM | 1 | MC | 54.904 | 1
1FT71055WC701NH0 | SIMOTICS S SYNCHRON. MOTOR 1FT7, M0=90NM (100K) NN=2000RPM, PN=18,80KW WATER-COOLED; FRAME SIZE IMB 5 (IM V1, IM V3) FLANGE (COMPACT) WITH KTY TEMPERATURE SENSOR POWER CONNECTOR ROTATABLE INCREM. ENCODER SIN/COS 1VSS 2048 S/R (ENCODER I-2048) CONNECTOR ROTATABLE PLAIN SHAFT, WITH HOLDING BRAKE; ACCURACY TOLERANCE N VIBRATION SEVERITY GRADE A, DEGREE OF PROTECTION IP 64 | 8266 | TEM | 1 | MC | 59.403 | 1
1FT71055WC711BB1 | SIMOTICS S SYNCHRON. MOTOR 1FT7, M0=90NM (100K) NN=2000RPM, PN=18,80KW WATER-COOLED; FRAME SIZE IMB 5 (IM V1, IM V3) FLANGE 1 (1FT6 COMPATIBLE) POWER CONNECTOR ROTATABLE ABSOLUTE VALUE ENCODER SINGLETURN 24 BIT WITH DRIVE-CLIQ INTERFACE (ENCODER AS24DQI) SHAFT WITH FITTED KEY; WITH HOLDING BRAKE; ACC. TOLERANCE N VIBRATION SEVERITY GRADE A, DEGREE OF PROTECTION IP 65 | 8703 | TEM | 1 | MC | 59.403 | 1
1FT71055WC711BG1 | SIMOTICS S SYNCHRON. MOTOR 1FT7, M0=90NM (100K) NN=2000RPM, PN=18,80KW WATER-COOLED; FRAME SIZE IMB 5 (IM V1, IM V3) FLANGE 1 (1FT6 COMPATIBLE) POWER CONNECTOR ROTATABLE ABSOLUTE VALUE ENCODER SINGLETURN 24 BIT WITH DRIVE-CLIQ INTERFACE (ENCODER AS24DQI) PLAIN SHAFT, W/O HOLDING BRAKE; ACC. TOLERANCE N VIBRATION SEVERITY GRADE A, DEGREE OF PROTECTION IP 65 | 7690 | TEM | 1 | MC | 54.904 | 1
1FT71055WC711BG2 | SIMOTICS S SYNCHRON. MOTOR 1FT7, M0=90NM (100K) NN=2000RPM, PN=18,80KW WATER-COOLED; FRAME SIZE IMB 5 (IM V1, IM V3) FLANGE 1 (1FT6 COMPATIBLE) POWER CONNECTOR ROTATABLE ABSOLUTE VALUE ENCODER SINGLETURN 24 BIT WITH DRIVE-CLIQ INTERFACE (ENCODER AS24DQI) PLAIN SHAFT, W/O HOLDING BRAKE; ACC. TOLERANCE N VIBRATION SEVERITY GRADE A, DEGREE OF PROTECTION IP 67 | 7770 | TEM | 1 | MC | 54.904 | 1
1FT71055WC711BH0 | SIMOTICS S SYNCHRON. MOTOR 1FT7, M0=90NM (100K) NN=2000RPM, PN=18,80KW WATER-COOLED; FRAME SIZE IMB 5 (IM V1, IM V3) FLANGE 1 (1FT6 COMPATIBLE) POWER CONNECTOR ROTATABLE ABSOLUTE VALUE ENCODER SINGLETURN 24 BIT WITH DRIVE-CLIQ INTERFACE (ENCODER AS24DQI) PLAIN SHAFT, WITH HOLDING BRAKE; ACCURACY TOLERANCE N VIBRATION SEVERITY GRADE A, DEGREE OF PROTECTION IP 64 | 8607 | TEM | 1 | MC | 59.403 | 1
1FT71055WC711BH1 | SIMOTICS S SYNCHRON. MOTOR 1FT7, M0=90NM (100K) NN=2000RPM, PN=18,80KW WATER-COOLED; FRAME SIZE IMB 5 (IM V1, IM V3) FLANGE 1 (1FT6 COMPATIBLE) POWER CONNECTOR ROTATABLE ABSOLUTE VALUE ENCODER SINGLETURN 24 BIT WITH DRIVE-CLIQ INTERFACE (ENCODER AS24DQI) PLAIN SHAFT, WITH HOLDING BRAKE; ACCURACY TOLERANCE N VIBRATION SEVERITY GRADE A, DEGREE OF PROTECTION IP 65 | 8703 | TEM | 1 | MC | 59.403 | 1
1FT71055WC711CG0 | SIMOTICS S SYNCHRON. MOTOR 1FT7, M0=90NM (100K) NN=2000RPM, PN=18,80KW WATER-COOLED; FRAME SIZE IMB 5 (IM V1, IM V3) FLANGE 1 (1FT6 COMPATIBLE) POWER CONNECTOR ROTATABLE ABSOLUTE ENCODER 24 BITS + 12 BIT MULTITURN WITH DRIVE-CLIQ INTERFACE (ENCODER AM24DQI) PLAIN SHAFT, W/O HOLDING BRAKE; ACC. TOLERANCE N VIBRATION SEVERITY GRADE A, DEGREE OF PROTECTION IP 64 | 8359 | TEM | 1 | MC | 54.904 | 1
1FT71055WC711CG1 | SIMOTICS S SYNCHRON. MOTOR 1FT7, M0=90NM (100K) NN=2000RPM, PN=18,80KW WATER-COOLED; FRAME SIZE IMB 5 (IM V1, IM V3) FLANGE 1 (1FT6 COMPATIBLE) POWER CONNECTOR ROTATABLE ABSOLUTE ENCODER 24 BITS + 12 BIT MULTITURN WITH DRIVE-CLIQ INTERFACE (ENCODER AM24DQI) PLAIN SHAFT, W/O HOLDING BRAKE; ACC. TOLERANCE N VIBRATION SEVERITY GRADE A, DEGREE OF PROTECTION IP 65 | 8455 | TEM | 1 | MC | 54.904 | 1
1FT71055WC711CH0 | SIMOTICS S SYNCHRON. MOTOR 1FT7, M0=90NM (100K) NN=2000RPM, PN=18,80KW WATER-COOLED; FRAME SIZE IMB 5 (IM V1, IM V3) FLANGE 1 (1FT6 COMPATIBLE) POWER CONNECTOR ROTATABLE ABSOLUTE ENCODER 24 BITS + 12 BIT MULTITURN WITH DRIVE-CLIQ INTERFACE (ENCODER AM24DQI) PLAIN SHAFT, WITH HOLDING BRAKE; ACCURACY TOLERANCE N VIBRATION SEVERITY GRADE A, DEGREE OF PROTECTION IP 64 | 9372 | TEM | 1 | MC | 59.403 | 1
1FT71055WC711CH1 | SIMOTICS S SYNCHRON. MOTOR 1FT7, M0=90NM (100K) NN=2000RPM, PN=18,80KW WATER-COOLED; FRAME SIZE IMB 5 (IM V1, IM V3) FLANGE 1 (1FT6 COMPATIBLE) POWER CONNECTOR ROTATABLE ABSOLUTE ENCODER 24 BITS + 12 BIT MULTITURN WITH DRIVE-CLIQ INTERFACE (ENCODER AM24DQI) PLAIN SHAFT, WITH HOLDING BRAKE; ACCURACY TOLERANCE N VIBRATION SEVERITY GRADE A, DEGREE OF PROTECTION IP 65 | 9468 | TEM | 1 | MC | 59.403 | 1
1FT71055WC711DA0 | SIMOTICS S SYNCHRON. MOTOR 1FT7, M0=90NM (100K) NN=2000RPM, PN=18,80KW WATER-COOLED; FRAME SIZE IMB 5 (IM V1, IM V3) FLANGE 1 (1FT6 COMPATIBLE) POWER CONNECTOR ROTATABLE INCREMENTAL ENCODER 2048 S/R WITH DRIVE-CLIQ INTERFACE (ENCODER I-2048) CONNECTOR ROTATABLE SHAFT WITH FITTED KEY; W/O HOLDING BRAKE; ACC. TOLERANCE N VIBRATION SEVERITY GRADE A, DEGREE OF PROTECTION IP 64 | 7674 | TEM | 1 | MC | 54.904 | 1
1FT71055WC711DG1 | SIMOTICS S SYNCHRON. MOTOR 1FT7, M0=90NM (100K) NN=2000RPM, PN=18,80KW WATER-COOLED; FRAME SIZE IMB 5 (IM V1, IM V3) FLANGE 1 (1FT6 COMPATIBLE) POWER CONNECTOR ROTATABLE INCREMENTAL ENCODER 2048 S/R WITH DRIVE-CLIQ INTERFACE (ENCODER I-2048) CONNECTOR ROTATABLE PLAIN SHAFT, W/O HOLDING BRAKE; ACC. TOLERANCE N VIBRATION SEVERITY GRADE A, DEGREE OF PROTECTION IP 65 | 7770 | TEM | 1 | MC | 54.904 | 1
1FT71055WC711DH0 | SIMOTICS S SYNCHRON. MOTOR 1FT7, M0=90NM (100K) NN=2000RPM, PN=18,80KW WATER-COOLED; FRAME SIZE IMB 5 (IM V1, IM V3) FLANGE 1 (1FT6 COMPATIBLE) POWER CONNECTOR ROTATABLE INCREMENTAL ENCODER 2048 S/R WITH DRIVE-CLIQ INTERFACE (ENCODER I-2048) CONNECTOR ROTATABLE PLAIN SHAFT, WITH HOLDING BRAKE; ACCURACY TOLERANCE N VIBRATION SEVERITY GRADE A, DEGREE OF PROTECTION IP 64 | 8687 | TEM | 1 | MC | 59.403 | 1
1FT71055WC711DH1 | SIMOTICS S SYNCHRON. MOTOR 1FT7, M0=90NM (100K) NN=2000RPM, PN=18,80KW WATER-COOLED; FRAME SIZE IMB 5 (IM V1, IM V3) FLANGE 1 (1FT6 COMPATIBLE) POWER CONNECTOR ROTATABLE INCREMENTAL ENCODER 2048 S/R WITH DRIVE-CLIQ INTERFACE (ENCODER I-2048) CONNECTOR ROTATABLE PLAIN SHAFT, WITH HOLDING BRAKE; ACCURACY TOLERANCE N VIBRATION SEVERITY GRADE A, DEGREE OF PROTECTION IP 65 | 8783 | TEM | 1 | MC | 59.403 | 1
1FT71055WC711DH4 | SIMOTICS S SYNCHRON. MOTOR 1FT7, M0=90NM (100K) NN=2000RPM, PN=18,80KW WATER-COOLED; FRAME SIZE IMB 5 (IM V1, IM V3) FLANGE 1 (1FT6 COMPATIBLE) POWER CONNECTOR ROTATABLE INCREMENTAL ENCODER 2048 S/R WITH DRIVE-CLIQ INTERFACE (ENCODER I-2048) CONNECTOR ROTATABLE PLAIN SHAFT, WITH HOLDING BRAKE; ACCURACY TOLERANCE N VIBRATION SEVERITY GRADE A+R, DEGREE OF PROTECTION IP 65 | 8939 | TEM | 1 | MC | 59.403 | 1
1FT71055WC711FA0 | SIMOTICS S SYNCHRON. MOTOR 1FT7, M0=90NM (100K) NN=2000RPM, PN=18,80KW WATER-COOLED; FRAME SIZE IMB 5 (IM V1, IM V3) FLANGE 1 (1FT6 COMPATIBLE) POWER CONNECTOR ROTATABLE ABSOLUTE ENCODER 22 BITS MULTI TURN WITH DRIVE-CLIQ INTERFACE (ENCODER AM-22-DQ) CONNECTOR ROTATABLE SHAFT WITH FITTED KEY; W/O HOLDING BRAKE; ACC. TOLERANCE N VIBRATION SEVERITY GRADE A, DEGREE OF PROTECTION IP 64 | 8439 | TEM | 1 | MC | 54.904 | 1
1FT71055WC711FG1 | SIMOTICS S SYNCHRON. MOTOR 1FT7, M0=90NM (100K) NN=2000RPM, PN=18,80KW WATER-COOLED; FRAME SIZE IMB 5 (IM V1, IM V3) FLANGE 1 (1FT6 COMPATIBLE) POWER CONNECTOR ROTATABLE ABSOLUTE ENCODER 22 BITS MULTI TURN WITH DRIVE-CLIQ INTERFACE (ENCODER AM-22-DQ) CONNECTOR ROTATABLE PLAIN SHAFT, W/O HOLDING BRAKE; ACC. TOLERANCE N VIBRATION SEVERITY GRADE A, DEGREE OF PROTECTION IP 65 | 8535 | TEM | 1 | MC | 54.904 | 1
1FT71055WC711FH1 | SIMOTICS S SYNCHRON. MOTOR 1FT7, M0=90NM (100K) NN=2000RPM, PN=18,80KW WATER-COOLED; FRAME SIZE IMB 5 (IM V1, IM V3) FLANGE 1 (1FT6 COMPATIBLE) POWER CONNECTOR ROTATABLE ABSOLUTE ENCODER 22 BITS MULTI TURN WITH DRIVE-CLIQ INTERFACE (ENCODER AM-22-DQ) CONNECTOR ROTATABLE PLAIN SHAFT, WITH HOLDING BRAKE; ACCURACY TOLERANCE N VIBRATION SEVERITY GRADE A, DEGREE OF PROTECTION IP 65 | 9548 | TEM | 1 | MC | 59.403 | 1
1FT71055WC711MG0 | SIMOTICS S SYNCHRON. MOTOR 1FT7, M0=90NM (100K) NN=2000RPM, PN=18,80KW WATER-COOLED; FRAME SIZE IMB 5 (1FT6 COMPATIBLE) WITH KTY TEMPERATURE SENSOR POWER CONNECTOR ROTATABLE ABSOLUTE ENCODER ENDAT 2048 S/R (ENCODER A-2048) CONNECTOR ROTATABLE PLAIN SHAFT, W/O HOLDING BRAKE; ACC. TOLERANCE N VIBRATION SEVERITY GRADE A, DEGREE OF PROTECTION IP 64 | 8007 | TEM | 1 | MC | 54.904 | 1
1FT71055WC711MH0 | SIMOTICS S SYNCHRON. MOTOR 1FT7, M0=90NM (100K) NN=2000RPM, PN=18,80KW WATER-COOLED; FRAME SIZE IMB 5 (1FT6 COMPATIBLE) WITH KTY TEMPERATURE SENSOR POWER CONNECTOR ROTATABLE ABSOLUTE ENCODER ENDAT 2048 S/R (ENCODER A-2048) CONNECTOR ROTATABLE PLAIN SHAFT, WITH HOLDING BRAKE; ACCURACY TOLERANCE N VIBRATION SEVERITY GRADE A, DEGREE OF PROTECTION IP 64 | 9020 | TEM | 1 | MC | 59.403 | 1
1FT71055WC711MH1 | SIMOTICS S SYNCHRON. MOTOR 1FT7, M0=90NM (100K) NN=2000RPM, PN=18,80KW WATER-COOLED; FRAME SIZE IMB 5 (1FT6 COMPATIBLE) WITH KTY TEMPERATURE SENSOR POWER CONNECTOR ROTATABLE ABSOLUTE ENCODER ENDAT 2048 S/R (ENCODER A-2048) CONNECTOR ROTATABLE PLAIN SHAFT, WITH HOLDING BRAKE; ACCURACY TOLERANCE N VIBRATION SEVERITY GRADE A, DEGREE OF PROTECTION IP 65 | 9116 | TEM | 1 | MC | 59.403 | 1
1FT71055WC711NG0 | SIMOTICS S SYNCHRON. MOTOR 1FT7, M0=90NM (100K) NN=2000RPM, PN=18,80KW WATER-COOLED; FRAME SIZE IMB 5 (IM V1, IM V3) (1FT6 COMPATIBLE) WITH KTY TEMPERATURE SENSOR POWER CONNECTOR ROTATABLE INCREM. ENCODER SIN/COS 1VSS 2048 S/R (ENCODER I-2048) CONNECTOR ROTATABLE PLAIN SHAFT, W/O HOLDING BRAKE; ACC. TOLERANCE N VIBRATION SEVERITY GRADE A, DEGREE OF PROTECTION IP 64 | 7253 | TEM | 1 | MC | 54.904 | 1
1FT71055WC711NG1 | SIMOTICS S SYNCHRON. MOTOR 1FT7, M0=90NM (100K) NN=2000RPM, PN=18,80KW WATER-COOLED; FRAME SIZE IMB 5 (IM V1, IM V3) (1FT6 COMPATIBLE) WITH KTY TEMPERATURE SENSOR POWER CONNECTOR ROTATABLE INCREM. ENCODER SIN/COS 1VSS 2048 S/R (ENCODER I-2048) CONNECTOR ROTATABLE PLAIN SHAFT, W/O HOLDING BRAKE; ACC. TOLERANCE N VIBRATION SEVERITY GRADE A, DEGREE OF PROTECTION IP 65 | 7350 | TEM | 1 | MC | 54.904 | 1
1FT71055WC711NG2 | SIMOTICS S SYNCHRON. MOTOR 1FT7, M0=90NM (100K) NN=2000RPM, PN=18,80KW WATER-COOLED; FRAME SIZE IMB 5 (IM V1, IM V3) (1FT6 COMPATIBLE) WITH KTY TEMPERATURE SENSOR POWER CONNECTOR ROTATABLE INCREM. ENCODER SIN/COS 1VSS 2048 S/R (ENCODER I-2048) CONNECTOR ROTATABLE PLAIN SHAFT, W/O HOLDING BRAKE; ACC. TOLERANCE N VIBRATION SEVERITY GRADE A, DEGREE OF PROTECTION IP 67 | 7429 | TEM | 1 | MC | 54.904 | 1
1FT71055WC711NH0 | SIMOTICS S SYNCHRON. MOTOR 1FT7, M0=90NM (100K) NN=2000RPM, PN=18,80KW WATER-COOLED; FRAME SIZE IMB 5 (IM V1, IM V3) (1FT6 COMPATIBLE) WITH KTY TEMPERATURE SENSOR POWER CONNECTOR ROTATABLE INCREM. ENCODER SIN/COS 1VSS 2048 S/R (ENCODER I-2048) CONNECTOR ROTATABLE PLAIN SHAFT, WITH HOLDING BRAKE; ACCURACY TOLERANCE N VIBRATION SEVERITY GRADE A, DEGREE OF PROTECTION IP 64 | 8266 | TEM | 1 | MC | 59.403 | 1
1FT71055WC711NH1 | SIMOTICS S SYNCHRON. MOTOR 1FT7, M0=90NM (100K) NN=2000RPM, PN=18,80KW WATER-COOLED; FRAME SIZE IMB 5 (IM V1, IM V3) (1FT6 COMPATIBLE) WITH KTY TEMPERATURE SENSOR POWER CONNECTOR ROTATABLE INCREM. ENCODER SIN/COS 1VSS 2048 S/R (ENCODER I-2048) CONNECTOR ROTATABLE PLAIN SHAFT, WITH HOLDING BRAKE; ACCURACY TOLERANCE N VIBRATION SEVERITY GRADE A, DEGREE OF PROTECTION IP 65 | 8362 | TEM | 1 | MC | 59.403 | 1
1FT71055WC711NH4 | SIMOTICS S SYNCHRON. MOTOR 1FT7, M0=90NM (100K) NN=2000RPM, PN=18,80KW WATER-COOLED; FRAME SIZE IMB 5 (IM V1, IM V3) (1FT6 COMPATIBLE) WITH KTY TEMPERATURE SENSOR POWER CONNECTOR ROTATABLE INCREM. ENCODER SIN/COS 1VSS 2048 S/R (ENCODER I-2048) CONNECTOR ROTATABLE PLAIN SHAFT, WITH HOLDING BRAKE; ACCURACY TOLERANCE N VIBRATION SEVERITY GRADE A+R, DEGREE OF PROTECTION IP 65 | 8518 | TEM | 1 | MC | 59.403 | 1
1FT71055WF701CG0 | SIMOTICS S SYNCHRON. MOTOR 1FT7, M0=90NM (100K) NN=3000RPM, PN=24,80KW WATER-COOLED; FRAME SIZE IMB 5 (IM V1, IM V3) FLANGE 0 POWER CONNECTOR OUTGOING CONNECTOR DIRECTIONTRAVERSE RIGHT ABSOLUTE ENCODER 24 BITS + 12 BIT MULTITURN WITH DRIVE-CLIQ INTERFACE (ENCODER AM24DQI) PLAIN SHAFT, W/O HOLDING BRAKE; ACC. TOLERANCE N VIBRATION SEVERITY GRADE A, DEGREE OF PROTECTION IP 64 | 8359 | TEM | 1 | MC | 54.904 | 1
1FT71055WF701CH0 | SIMOTICS S SYNCHRON. MOTOR 1FT7, M0=90NM (100K) NN=3000RPM, PN=24,80KW WATER-COOLED; FRAME SIZE IMB 5 (IM V1, IM V3) FLANGE 0 POWER CONNECTOR OUTGOING CONNECTOR DIRECTIONTRAVERSE RIGHT ABSOLUTE ENCODER 24 BITS + 12 BIT MULTITURN WITH DRIVE-CLIQ INTERFACE (ENCODER AM24DQI) PLAIN SHAFT, WITH HOLDING BRAKE; ACCURACY TOLERANCE N VIBRATION SEVERITY GRADE A, DEGREE OF PROTECTION IP 64 | 9372 | TEM | 1 | MC | 59.403 | 1
1FT71055WF701FH1 | SIMOTICS S SYNCHRON. MOTOR 1FT7, M0=90NM (100K) NN=3000RPM, PN=24,80KW WATER-COOLED; FRAME SIZE IMB 5 (IM V1, IM V3) FLANGE 0 POWER CONNECTOR OUTGOING CONNECTOR DIRECTIONTRAVERSE RIGHT ABSOLUTE ENCODER 22 BITS MULTI TURN WITH DRIVE-CLIQ INTERFACE (ENCODER AM-22-DQ) CONNECTOR ROTATABLE PLAIN SHAFT, WITH HOLDING BRAKE; ACCURACY TOLERANCE N VIBRATION SEVERITY GRADE A, DEGREE OF PROTECTION IP 65 | 9548 | TEM | 1 | MC | 59.403 | 1
1FT71055WF702NG3 | SIMOTICS S SYNCHRON. MOTOR 1FT7, M0=90NM (100K) NN=3000RPM, PN=24,80KW WATER-COOLED; FRAME SIZE IMB 5 (IM V1, IM V3) FLANGE (COMPACT) WITH KTY TEMPERATURE SENSOR POWER CONNECTOR OUTGOING CONNECTOR DIRECTIONTRAVERSE LEFT INCREM. ENCODER SIN/COS 1VSS 2048 S/R (ENCODER I-2048) CONNECTOR ROTATABLE PLAIN SHAFT, W/O HOLDING BRAKE; ACC. TOLERANCE N VIBRATION SEVERITY GRADE A+R, DEGREE OF PROTECTION IP 64 | 7408 | TEM | 1 | MC | 54.904 | 1
1FT71055WF703NG1 | SIMOTICS S SYNCHRON. MOTOR 1FT7, M0=90NM (100K) NN=3000RPM, PN=24,80KW WATER-COOLED; FRAME SIZE IMB 5 (IM V1, IM V3) FLANGE (COMPACT) WITH KTY TEMPERATURE SENSOR POWER CONNECTOR OUTGOING CONNECTOR DIRECTIONAXIAL NON-DRIVE END INCREM. ENCODER SIN/COS 1VSS 2048 S/R (ENCODER I-2048) CONNECTOR ROTATABLE PLAIN SHAFT, W/O HOLDING BRAKE; ACC. TOLERANCE N VIBRATION SEVERITY GRADE A, DEGREE OF PROTECTION IP 65 | 7350 | TEM | 1 | MC | 54.904 | 1
1FT71055WF703NH3 | SIMOTICS S SYNCHRON. MOTOR 1FT7, M0=90NM (100K) NN=3000RPM, PN=24,80KW WATER-COOLED; FRAME SIZE IMB 5 (IM V1, IM V3) FLANGE (COMPACT) WITH KTY TEMPERATURE SENSOR POWER CONNECTOR OUTGOING CONNECTOR DIRECTIONAXIAL NON-DRIVE END INCREM. ENCODER SIN/COS 1VSS 2048 S/R (ENCODER I-2048) CONNECTOR ROTATABLE PLAIN SHAFT, WITH HOLDING BRAKE; ACCURACY TOLERANCE N VIBRATION SEVERITY GRADE A+R, DEGREE OF PROTECTION IP 64 | 8421 | TEM | 1 | MC | 59.403 | 1
1FT71055WF704BA3 | SIMOTICS S SYNCHRON. MOTOR 1FT7, M0=90NM (100K) NN=3000RPM, PN=24,80KW WATER-COOLED; FRAME SIZE IMB 5 (IM V1, IM V3) FLANGE 0 POWER CONNECTOR OUTGOING CONNECTOR DIRECTIONAXIAL DRIVE END ABSOLUTE VALUE ENCODER SINGLETURN 24 BIT WITH DRIVE-CLIQ INTERFACE (ENCODER AS24DQI) SHAFT WITH FITTED KEY; W/O HOLDING BRAKE; ACC. TOLERANCE N VIBRATION SEVERITY GRADE A+R, DEGREE OF PROTECTION IP 64 | 7749 | TEM | 1 | MC | 54.904 | 1
1FT71055WF704BG3 | SIMOTICS S SYNCHRON. MOTOR 1FT7, M0=90NM (100K) NN=3000RPM, PN=24,80KW WATER-COOLED; FRAME SIZE IMB 5 (IM V1, IM V3) FLANGE 0 POWER CONNECTOR OUTGOING CONNECTOR DIRECTIONAXIAL DRIVE END ABSOLUTE VALUE ENCODER SINGLETURN 24 BIT WITH DRIVE-CLIQ INTERFACE (ENCODER AS24DQI) PLAIN SHAFT, W/O HOLDING BRAKE; ACC. TOLERANCE N VIBRATION SEVERITY GRADE A+R, DEGREE OF PROTECTION IP 64 | 7749 | TEM | 1 | MC | 54.904 | 1
1FT71055WF704BH4 | SIMOTICS S SYNCHRON. MOTOR 1FT7, M0=90NM (100K) NN=3000RPM, PN=24,80KW WATER-COOLED; FRAME SIZE IMB 5 (IM V1, IM V3) FLANGE 0 POWER CONNECTOR OUTGOING CONNECTOR DIRECTIONAXIAL DRIVE END ABSOLUTE VALUE ENCODER SINGLETURN 24 BIT WITH DRIVE-CLIQ INTERFACE (ENCODER AS24DQI) PLAIN SHAFT, WITH HOLDING BRAKE; ACCURACY TOLERANCE N VIBRATION SEVERITY GRADE A+R, DEGREE OF PROTECTION IP 65 | 8859 | TEM | 1 | MC | 59.403 | 1
1FT71055WF704NH1 | SIMOTICS S SYNCHRON. MOTOR 1FT7, M0=90NM (100K) NN=3000RPM, PN=24,80KW WATER-COOLED; FRAME SIZE IMB 5 (IM V1, IM V3) FLANGE (COMPACT) WITH KTY TEMPERATURE SENSOR POWER CONNECTOR OUTGOING CONNECTOR DIRECTIONAXIAL DRIVE END INCREM. ENCODER SIN/COS 1VSS 2048 S/R (ENCODER I-2048) CONNECTOR ROTATABLE PLAIN SHAFT, WITH HOLDING BRAKE; ACCURACY TOLERANCE N VIBRATION SEVERITY GRADE A, DEGREE OF PROTECTION IP 65 | 8362 | TEM | 1 | MC | 59.403 | 1
1FT71055WF704NK1 | SIMOTICS S SYNCHRON. MOTOR 1FT7, M0=90NM (100K) NN=3000RPM, PN=24,80KW WATER-COOLED; FRAME SIZE IMB 5 (IM V1, IM V3) FLANGE (COMPACT) WITH KTY TEMPERATURE SENSOR POWER CONNECTOR OUTGOING CONNECTOR DIRECTIONAXIAL DRIVE END INCREM. ENCODER SIN/COS 1VSS 2048 S/R (ENCODER I-2048) CONNECTOR ROTATABLE PLAIN SHAFT, W/O HOLDING BRAKE; ACC. TOLERANCE R VIBRATION SEVERITY GRADE A, DEGREE OF PROTECTION IP 65 | 7509 | TEM | 1 | MC | 54.904 | 1
1FT71055WF711BA3 | SIMOTICS S SYNCHRON. MOTOR 1FT7, M0=90NM (100K) NN=3000RPM, PN=24,80KW WATER-COOLED; FRAME SIZE IMB 5 (IM V1, IM V3) FLANGE 1 (1FT6 COMPATIBLE) POWER CONNECTOR OUTGOING CONNECTOR DIRECTIONTRAVERSE RIGHT ABSOLUTE VALUE ENCODER SINGLETURN 24 BIT WITH DRIVE-CLIQ INTERFACE (ENCODER AS24DQI) SHAFT WITH FITTED KEY; W/O HOLDING BRAKE; ACC. TOLERANCE N VIBRATION SEVERITY GRADE A+R, DEGREE OF PROTECTION IP 64 | 7749 | TEM | 1 | MC | 54.904 | 1
1FT71055WF711BG0 | SIMOTICS S SYNCHRON. MOTOR 1FT7, M0=90NM (100K) NN=3000RPM, PN=24,80KW WATER-COOLED; FRAME SIZE IMB 5 (IM V1, IM V3) FLANGE 1 (1FT6 COMPATIBLE) POWER CONNECTOR OUTGOING CONNECTOR DIRECTIONTRAVERSE RIGHT ABSOLUTE VALUE ENCODER SINGLETURN 24 BIT WITH DRIVE-CLIQ INTERFACE (ENCODER AS24DQI) PLAIN SHAFT, W/O HOLDING BRAKE; ACC. TOLERANCE N VIBRATION SEVERITY GRADE A, DEGREE OF PROTECTION IP 64 | 7594 | TEM | 1 | MC | 54.904 | 1
1FT71055WF711BG1 | SIMOTICS S SYNCHRON. MOTOR 1FT7, M0=90NM (100K) NN=3000RPM, PN=24,80KW WATER-COOLED; FRAME SIZE IMB 5 (IM V1, IM V3) FLANGE 1 (1FT6 COMPATIBLE) POWER CONNECTOR OUTGOING CONNECTOR DIRECTIONTRAVERSE RIGHT ABSOLUTE VALUE ENCODER SINGLETURN 24 BIT WITH DRIVE-CLIQ INTERFACE (ENCODER AS24DQI) PLAIN SHAFT, W/O HOLDING BRAKE; ACC. TOLERANCE N VIBRATION SEVERITY GRADE A, DEGREE OF PROTECTION IP 65 | 7690 | TEM | 1 | MC | 54.904 | 1
1FT71055WF711BH0 | SIMOTICS S SYNCHRON. MOTOR 1FT7, M0=90NM (100K) NN=3000RPM, PN=24,80KW WATER-COOLED; FRAME SIZE IMB 5 (IM V1, IM V3) FLANGE 1 (1FT6 COMPATIBLE) POWER CONNECTOR OUTGOING CONNECTOR DIRECTIONTRAVERSE RIGHT ABSOLUTE VALUE ENCODER SINGLETURN 24 BIT WITH DRIVE-CLIQ INTERFACE (ENCODER AS24DQI) PLAIN SHAFT, WITH HOLDING BRAKE; ACCURACY TOLERANCE N VIBRATION SEVERITY GRADE A, DEGREE OF PROTECTION IP 64 | 8607 | TEM | 1 | MC | 59.403 | 1
1FT71055WF711CA1 | SIMOTICS S SYNCHRON. MOTOR 1FT7, M0=90NM (100K) NN=3000RPM, PN=24,80KW WATER-COOLED; FRAME SIZE IMB 5 (IM V1, IM V3) FLANGE 1 (1FT6 COMPATIBLE) POWER CONNECTOR OUTGOING CONNECTOR DIRECTIONTRAVERSE RIGHT ABSOLUTE ENCODER 24 BITS + 12 BIT MULTITURN WITH DRIVE-CLIQ INTERFACE (ENCODER AM24DQI) SHAFT WITH FITTED KEY; W/O HOLDING BRAKE; ACC. TOLERANCE N VIBRATION SEVERITY GRADE A, DEGREE OF PROTECTION IP 65 | 8455 | TEM | 1 | MC | 54.904 | 1
1FT71055WF711CG1 | SIMOTICS S SYNCHRON. MOTOR 1FT7, M0=90NM (100K) NN=3000RPM, PN=24,80KW WATER-COOLED; FRAME SIZE IMB 5 (IM V1, IM V3) FLANGE 1 (1FT6 COMPATIBLE) POWER CONNECTOR OUTGOING CONNECTOR DIRECTIONTRAVERSE RIGHT ABSOLUTE ENCODER 24 BITS + 12 BIT MULTITURN WITH DRIVE-CLIQ INTERFACE (ENCODER AM24DQI) PLAIN SHAFT, W/O HOLDING BRAKE; ACC. TOLERANCE N VIBRATION SEVERITY GRADE A, DEGREE OF PROTECTION IP 65 | 8455 | TEM | 1 | MC | 54.904 | 1
1FT71055WF711CH1 | SIMOTICS S SYNCHRON. MOTOR 1FT7, M0=90NM (100K) NN=3000RPM, PN=24,80KW WATER-COOLED; FRAME SIZE IMB 5 (IM V1, IM V3) FLANGE 1 (1FT6 COMPATIBLE) POWER CONNECTOR OUTGOING CONNECTOR DIRECTIONTRAVERSE RIGHT ABSOLUTE ENCODER 24 BITS + 12 BIT MULTITURN WITH DRIVE-CLIQ INTERFACE (ENCODER AM24DQI) PLAIN SHAFT, WITH HOLDING BRAKE; ACCURACY TOLERANCE N VIBRATION SEVERITY GRADE A, DEGREE OF PROTECTION IP 65 | 9468 | TEM | 1 | MC | 59.403 | 1
1FT71055WF711CH2 | SIMOTICS S SYNCHRON. MOTOR 1FT7, M0=90NM (100K) NN=3000RPM, PN=24,80KW WATER-COOLED; FRAME SIZE IMB 5 (IM V1, IM V3) FLANGE 1 (1FT6 COMPATIBLE) POWER CONNECTOR OUTGOING CONNECTOR DIRECTIONTRAVERSE RIGHT ABSOLUTE ENCODER 24 BITS + 12 BIT MULTITURN WITH DRIVE-CLIQ INTERFACE (ENCODER AM24DQI) PLAIN SHAFT, WITH HOLDING BRAKE; ACCURACY TOLERANCE N VIBRATION SEVERITY GRADE A, DEGREE OF PROTECTION IP 67 | 9547 | TEM | 1 | MC | 59.403 | 1
1FT71055WF711DG0 | SIMOTICS S SYNCHRON. MOTOR 1FT7, M0=90NM (100K) NN=3000RPM, PN=24,80KW WATER-COOLED; FRAME SIZE IMB 5 (IM V1, IM V3) FLANGE 1 (1FT6 COMPATIBLE) POWER CONNECTOR OUTGOING CONNECTOR DIRECTIONTRAVERSE RIGHT INCREMENTAL ENCODER 2048 S/R WITH DRIVE-CLIQ INTERFACE (ENCODER I-2048) CONNECTOR ROTATABLE PLAIN SHAFT, W/O HOLDING BRAKE; ACC. TOLERANCE N VIBRATION SEVERITY GRADE A, DEGREE OF PROTECTION IP 64 | 7674 | TEM | 1 | MC | 54.904 | 1
1FT71055WF711DG1 | SIMOTICS S SYNCHRON. MOTOR 1FT7, M0=90NM (100K) NN=3000RPM, PN=24,80KW WATER-COOLED; FRAME SIZE IMB 5 (IM V1, IM V3) FLANGE 1 (1FT6 COMPATIBLE) POWER CONNECTOR OUTGOING CONNECTOR DIRECTIONTRAVERSE RIGHT INCREMENTAL ENCODER 2048 S/R WITH DRIVE-CLIQ INTERFACE (ENCODER I-2048) CONNECTOR ROTATABLE PLAIN SHAFT, W/O HOLDING BRAKE; ACC. TOLERANCE N VIBRATION SEVERITY GRADE A, DEGREE OF PROTECTION IP 65 | 7770 | TEM | 1 | MC | 54.904 | 1
1FT71055WF711DH0 | SIMOTICS S SYNCHRON. MOTOR 1FT7, M0=90NM (100K) NN=3000RPM, PN=24,80KW WATER-COOLED; FRAME SIZE IMB 5 (IM V1, IM V3) FLANGE 1 (1FT6 COMPATIBLE) POWER CONNECTOR OUTGOING CONNECTOR DIRECTIONTRAVERSE RIGHT INCREMENTAL ENCODER 2048 S/R WITH DRIVE-CLIQ INTERFACE (ENCODER I-2048) CONNECTOR ROTATABLE PLAIN SHAFT, WITH HOLDING BRAKE; ACCURACY TOLERANCE N VIBRATION SEVERITY GRADE A, DEGREE OF PROTECTION IP 64 | 8687 | TEM | 1 | MC | 59.403 | 1
1FT71055WF711DH1 | SIMOTICS S SYNCHRON. MOTOR 1FT7, M0=90NM (100K) NN=3000RPM, PN=24,80KW WATER-COOLED; FRAME SIZE IMB 5 (IM V1, IM V3) FLANGE 1 (1FT6 COMPATIBLE) POWER CONNECTOR OUTGOING CONNECTOR DIRECTIONTRAVERSE RIGHT INCREMENTAL ENCODER 2048 S/R WITH DRIVE-CLIQ INTERFACE (ENCODER I-2048) CONNECTOR ROTATABLE PLAIN SHAFT, WITH HOLDING BRAKE; ACCURACY TOLERANCE N VIBRATION SEVERITY GRADE A, DEGREE OF PROTECTION IP 65 | 8783 | TEM | 1 | MC | 59.403 | 1
1FT71055WF711DL4 | SIMOTICS S SYNCHRON. MOTOR 1FT7, M0=90NM (100K) NN=3000RPM, PN=24,80KW WATER-COOLED; FRAME SIZE IMB 5 (IM V1, IM V3) FLANGE 1 (1FT6 COMPATIBLE) POWER CONNECTOR OUTGOING CONNECTOR DIRECTIONTRAVERSE RIGHT INCREMENTAL ENCODER 2048 S/R WITH DRIVE-CLIQ INTERFACE (ENCODER I-2048) CONNECTOR ROTATABLE PLAIN SHAFT, WITH HOLDING BRAKE; ACCURACY TOLERANCE R VIBRATION SEVERITY GRADE A+R, DEGREE OF PROTECTION IP 65 | 9098 | TEM | 1 | MC | 59.403 | 1
1FT71055WF711FA1 | SIMOTICS S SYNCHRON. MOTOR 1FT7, M0=90NM (100K) NN=3000RPM, PN=24,80KW WATER-COOLED; FRAME SIZE IMB 5 (IM V1, IM V3) FLANGE 1 (1FT6 COMPATIBLE) POWER CONNECTOR OUTGOING CONNECTOR DIRECTIONTRAVERSE RIGHT ABSOLUTE ENCODER 22 BITS MULTI TURN WITH DRIVE-CLIQ INTERFACE (ENCODER AM-22-DQ) CONNECTOR ROTATABLE SHAFT WITH FITTED KEY; W/O HOLDING BRAKE; ACC. TOLERANCE N VIBRATION SEVERITY GRADE A, DEGREE OF PROTECTION IP 65 | 8535 | TEM | 1 | MC | 54.904 | 1
1FT71055WF711FG2 | SIMOTICS S SYNCHRON. MOTOR 1FT7, M0=90NM (100K) NN=3000RPM, PN=24,80KW WATER-COOLED; FRAME SIZE IMB 5 (IM V1, IM V3) FLANGE 1 (1FT6 COMPATIBLE) POWER CONNECTOR OUTGOING CONNECTOR DIRECTIONTRAVERSE RIGHT ABSOLUTE ENCODER 22 BITS MULTI TURN WITH DRIVE-CLIQ INTERFACE (ENCODER AM-22-DQ) CONNECTOR ROTATABLE PLAIN SHAFT, W/O HOLDING BRAKE; ACC. TOLERANCE N VIBRATION SEVERITY GRADE A, DEGREE OF PROTECTION IP 67 | 8615 | TEM | 1 | MC | 54.904 | 1
1FT71055WF711MG1 | SIMOTICS S SYNCHRON. MOTOR 1FT7, M0=90NM (100K) NN=3000RPM, PN=24,80KW WATER-COOLED; FRAME SIZE IMB 5 (1FT6 COMPATIBLE) WITH KTY TEMPERATURE SENSOR POWER CONNECTOR OUTGOING CONNECTOR DIRECTIONTRAVERSE RIGHT ABSOLUTE ENCODER ENDAT 2048 S/R (ENCODER A-2048) CONNECTOR ROTATABLE PLAIN SHAFT, W/O HOLDING BRAKE; ACC. TOLERANCE N VIBRATION SEVERITY GRADE A, DEGREE OF PROTECTION IP 65 | 8104 | TEM | 1 | MC | 54.904 | 1
1FT71055WF711MH0 | SIMOTICS S SYNCHRON. MOTOR 1FT7, M0=90NM (100K) NN=3000RPM, PN=24,80KW WATER-COOLED; FRAME SIZE IMB 5 (1FT6 COMPATIBLE) WITH KTY TEMPERATURE SENSOR POWER CONNECTOR OUTGOING CONNECTOR DIRECTIONTRAVERSE RIGHT ABSOLUTE ENCODER ENDAT 2048 S/R (ENCODER A-2048) CONNECTOR ROTATABLE PLAIN SHAFT, WITH HOLDING BRAKE; ACCURACY TOLERANCE N VIBRATION SEVERITY GRADE A, DEGREE OF PROTECTION IP 64 | 9020 | TEM | 1 | MC | 59.403 | 1
1FT71055WF711NG0 | SIMOTICS S SYNCHRON. MOTOR 1FT7, M0=90NM (100K) NN=3000RPM, PN=24,80KW WATER-COOLED; FRAME SIZE IMB 5 (IM V1, IM V3) (1FT6 COMPATIBLE) WITH KTY TEMPERATURE SENSOR POWER CONNECTOR OUTGOING CONNECTOR DIRECTIONTRAVERSE RIGHT INCREM. ENCODER SIN/COS 1VSS 2048 S/R (ENCODER I-2048) CONNECTOR ROTATABLE PLAIN SHAFT, W/O HOLDING BRAKE; ACC. TOLERANCE N VIBRATION SEVERITY GRADE A, DEGREE OF PROTECTION IP 64 | 7253 | TEM | 1 | MC | 54.904 | 1
1FT71055WF711NH0 | SIMOTICS S SYNCHRON. MOTOR 1FT7, M0=90NM (100K) NN=3000RPM, PN=24,80KW WATER-COOLED; FRAME SIZE IMB 5 (IM V1, IM V3) (1FT6 COMPATIBLE) WITH KTY TEMPERATURE SENSOR POWER CONNECTOR OUTGOING CONNECTOR DIRECTIONTRAVERSE RIGHT INCREM. ENCODER SIN/COS 1VSS 2048 S/R (ENCODER I-2048) CONNECTOR ROTATABLE PLAIN SHAFT, WITH HOLDING BRAKE; ACCURACY TOLERANCE N VIBRATION SEVERITY GRADE A, DEGREE OF PROTECTION IP 64 | 8266 | TEM | 1 | MC | 59.403 | 1
1FT71055WF711NH1 | SIMOTICS S SYNCHRON. MOTOR 1FT7, M0=90NM (100K) NN=3000RPM, PN=24,80KW WATER-COOLED; FRAME SIZE IMB 5 (IM V1, IM V3) (1FT6 COMPATIBLE) WITH KTY TEMPERATURE SENSOR POWER CONNECTOR OUTGOING CONNECTOR DIRECTIONTRAVERSE RIGHT INCREM. ENCODER SIN/COS 1VSS 2048 S/R (ENCODER I-2048) CONNECTOR ROTATABLE PLAIN SHAFT, WITH HOLDING BRAKE; ACCURACY TOLERANCE N VIBRATION SEVERITY GRADE A, DEGREE OF PROTECTION IP 65 | 8362 | TEM | 1 | MC | 59.403 | 1
1FT71055WF712DG5 | SIMOTICS S SYNCHRON. MOTOR 1FT7, M0=90NM (100K) NN=3000RPM, PN=24,80KW WATER-COOLED; FRAME SIZE IMB 5 (IM V1, IM V3) FLANGE 1 (1FT6 COMPATIBLE) POWER CONNECTOR OUTGOING CONNECTOR DIRECTIONTRAVERSE LEFT INCREMENTAL ENCODER 2048 S/R WITH DRIVE-CLIQ INTERFACE (ENCODER I-2048) CONNECTOR ROTATABLE PLAIN SHAFT, W/O HOLDING BRAKE; ACC. TOLERANCE N VIBRATION SEVERITY GRADE A+R, DEGREE OF PROTECTION IP 67 | 8006 | TEM | 1 | MC | 54.904 | 1
1FT71055WF712DH1 | SIMOTICS S SYNCHRON. MOTOR 1FT7, M0=90NM (100K) NN=3000RPM, PN=24,80KW WATER-COOLED; FRAME SIZE IMB 5 (IM V1, IM V3) FLANGE 1 (1FT6 COMPATIBLE) POWER CONNECTOR OUTGOING CONNECTOR DIRECTIONTRAVERSE LEFT INCREMENTAL ENCODER 2048 S/R WITH DRIVE-CLIQ INTERFACE (ENCODER I-2048) CONNECTOR ROTATABLE PLAIN SHAFT, WITH HOLDING BRAKE; ACCURACY TOLERANCE N VIBRATION SEVERITY GRADE A, DEGREE OF PROTECTION IP 65 | 8783 | TEM | 1 | MC | 59.403 | 1
1FT71055WF712NH1 | SIMOTICS S SYNCHRON. MOTOR 1FT7, M0=90NM (100K) NN=3000RPM, PN=24,80KW WATER-COOLED; FRAME SIZE IMB 5 (IM V1, IM V3) (1FT6 COMPATIBLE) WITH KTY TEMPERATURE SENSOR POWER CONNECTOR OUTGOING CONNECTOR DIRECTIONTRAVERSE LEFT INCREM. ENCODER SIN/COS 1VSS 2048 S/R (ENCODER I-2048) CONNECTOR ROTATABLE PLAIN SHAFT, WITH HOLDING BRAKE; ACCURACY TOLERANCE N VIBRATION SEVERITY GRADE A, DEGREE OF PROTECTION IP 65 | 8362 | TEM | 1 | MC | 59.403 | 1
1FT71055WF713BH1 | SIMOTICS S SYNCHRON. MOTOR 1FT7, M0=90NM (100K) NN=3000RPM, PN=24,80KW WATER-COOLED; FRAME SIZE IMB 5 (IM V1, IM V3) FLANGE 1 (1FT6 COMPATIBLE) POWER CONNECTOR OUTGOING CONNECTOR DIRECTIONAXIAL NON-DRIVE END ABSOLUTE VALUE ENCODER SINGLETURN 24 BIT WITH DRIVE-CLIQ INTERFACE (ENCODER AS24DQI) PLAIN SHAFT, WITH HOLDING BRAKE; ACCURACY TOLERANCE N VIBRATION SEVERITY GRADE A, DEGREE OF PROTECTION IP 65 | 8703 | TEM | 1 | MC | 59.403 | 1
1FT71055WF713CL3 | SIMOTICS S SYNCHRON. MOTOR 1FT7, M0=90NM (100K) NN=3000RPM, PN=24,80KW WATER-COOLED; FRAME SIZE IMB 5 (IM V1, IM V3) FLANGE 1 (1FT6 COMPATIBLE) POWER CONNECTOR OUTGOING CONNECTOR DIRECTIONAXIAL NON-DRIVE END ABSOLUTE ENCODER 24 BITS + 12 BIT MULTITURN WITH DRIVE-CLIQ INTERFACE (ENCODER AM24DQI) PLAIN SHAFT, WITH HOLDING BRAKE; ACCURACY TOLERANCE R VIBRATION SEVERITY GRADE A+R, DEGREE OF PROTECTION IP 64 | 9686 | TEM | 1 | MC | 59.403 | 1
1FT71055WF713DG2 | SIMOTICS S SYNCHRON. MOTOR 1FT7, M0=90NM (100K) NN=3000RPM, PN=24,80KW WATER-COOLED; FRAME SIZE IMB 5 (IM V1, IM V3) FLANGE 1 (1FT6 COMPATIBLE) POWER CONNECTOR OUTGOING CONNECTOR DIRECTIONAXIAL NON-DRIVE END INCREMENTAL ENCODER 2048 S/R WITH DRIVE-CLIQ INTERFACE (ENCODER I-2048) CONNECTOR ROTATABLE PLAIN SHAFT, W/O HOLDING BRAKE; ACC. TOLERANCE N VIBRATION SEVERITY GRADE A, DEGREE OF PROTECTION IP 67 | 7850 | TEM | 1 | MC | 54.904 | 1
1FT71055WF713DH1 | SIMOTICS S SYNCHRON. MOTOR 1FT7, M0=90NM (100K) NN=3000RPM, PN=24,80KW WATER-COOLED; FRAME SIZE IMB 5 (IM V1, IM V3) FLANGE 1 (1FT6 COMPATIBLE) POWER CONNECTOR OUTGOING CONNECTOR DIRECTIONAXIAL NON-DRIVE END INCREMENTAL ENCODER 2048 S/R WITH DRIVE-CLIQ INTERFACE (ENCODER I-2048) CONNECTOR ROTATABLE PLAIN SHAFT, WITH HOLDING BRAKE; ACCURACY TOLERANCE N VIBRATION SEVERITY GRADE A, DEGREE OF PROTECTION IP 65 | 8783 | TEM | 1 | MC | 59.403 | 1
1FT71055WF713FG0 | SIMOTICS S SYNCHRON. MOTOR 1FT7, M0=90NM (100K) NN=3000RPM, PN=24,80KW WATER-COOLED; FRAME SIZE IMB 5 (IM V1, IM V3) FLANGE 1 (1FT6 COMPATIBLE) POWER CONNECTOR OUTGOING CONNECTOR DIRECTIONAXIAL NON-DRIVE END ABSOLUTE ENCODER 22 BITS MULTI TURN WITH DRIVE-CLIQ INTERFACE (ENCODER AM-22-DQ) CONNECTOR ROTATABLE PLAIN SHAFT, W/O HOLDING BRAKE; ACC. TOLERANCE N VIBRATION SEVERITY GRADE A, DEGREE OF PROTECTION IP 64 | 8439 | TEM | 1 | MC | 54.904 | 1
1FT71055WF713FH0 | SIMOTICS S SYNCHRON. MOTOR 1FT7, M0=90NM (100K) NN=3000RPM, PN=24,80KW WATER-COOLED; FRAME SIZE IMB 5 (IM V1, IM V3) FLANGE 1 (1FT6 COMPATIBLE) POWER CONNECTOR OUTGOING CONNECTOR DIRECTIONAXIAL NON-DRIVE END ABSOLUTE ENCODER 22 BITS MULTI TURN WITH DRIVE-CLIQ INTERFACE (ENCODER AM-22-DQ) CONNECTOR ROTATABLE PLAIN SHAFT, WITH HOLDING BRAKE; ACCURACY TOLERANCE N VIBRATION SEVERITY GRADE A, DEGREE OF PROTECTION IP 64 | 9452 | TEM | 1 | MC | 59.403 | 1
1FT71055WF713FH1 | SIMOTICS S SYNCHRON. MOTOR 1FT7, M0=90NM (100K) NN=3000RPM, PN=24,80KW WATER-COOLED; FRAME SIZE IMB 5 (IM V1, IM V3) FLANGE 1 (1FT6 COMPATIBLE) POWER CONNECTOR OUTGOING CONNECTOR DIRECTIONAXIAL NON-DRIVE END ABSOLUTE ENCODER 22 BITS MULTI TURN WITH DRIVE-CLIQ INTERFACE (ENCODER AM-22-DQ) CONNECTOR ROTATABLE PLAIN SHAFT, WITH HOLDING BRAKE; ACCURACY TOLERANCE N VIBRATION SEVERITY GRADE A, DEGREE OF PROTECTION IP 65 | 9548 | TEM | 1 | MC | 59.403 | 1
1FT71055WF713FL3 | SIMOTICS S SYNCHRON. MOTOR 1FT7, M0=90NM (100K) NN=3000RPM, PN=24,80KW WATER-COOLED; FRAME SIZE IMB 5 (IM V1, IM V3) FLANGE 1 (1FT6 COMPATIBLE) POWER CONNECTOR OUTGOING CONNECTOR DIRECTIONAXIAL NON-DRIVE END ABSOLUTE ENCODER 22 BITS MULTI TURN WITH DRIVE-CLIQ INTERFACE (ENCODER AM-22-DQ) CONNECTOR ROTATABLE PLAIN SHAFT, WITH HOLDING BRAKE; ACCURACY TOLERANCE R VIBRATION SEVERITY GRADE A+R, DEGREE OF PROTECTION IP 64 | 9766 | TEM | 1 | MC | 59.403 | 1
1FT71055WF713MG1 | SIMOTICS S SYNCHRON. MOTOR 1FT7, M0=90NM (100K) NN=3000RPM, PN=24,80KW WATER-COOLED; FRAME SIZE IMB 5 (1FT6 COMPATIBLE) WITH KTY TEMPERATURE SENSOR POWER CONNECTOR OUTGOING CONNECTOR DIRECTIONAXIAL NON-DRIVE END ABSOLUTE ENCODER ENDAT 2048 S/R (ENCODER A-2048) CONNECTOR ROTATABLE PLAIN SHAFT, W/O HOLDING BRAKE; ACC. TOLERANCE N VIBRATION SEVERITY GRADE A, DEGREE OF PROTECTION IP 65 | 8104 | TEM | 1 | MC | 54.904 | 1
1FT71055WF713MH0 | SIMOTICS S SYNCHRON. MOTOR 1FT7, M0=90NM (100K) NN=3000RPM, PN=24,80KW WATER-COOLED; FRAME SIZE IMB 5 (1FT6 COMPATIBLE) WITH KTY TEMPERATURE SENSOR POWER CONNECTOR OUTGOING CONNECTOR DIRECTIONAXIAL NON-DRIVE END ABSOLUTE ENCODER ENDAT 2048 S/R (ENCODER A-2048) CONNECTOR ROTATABLE PLAIN SHAFT, WITH HOLDING BRAKE; ACCURACY TOLERANCE N VIBRATION SEVERITY GRADE A, DEGREE OF PROTECTION IP 64 | 9020 | TEM | 1 | MC | 59.403 | 1
1FT71055WF713MH1 | SIMOTICS S SYNCHRON. MOTOR 1FT7, M0=90NM (100K) NN=3000RPM, PN=24,80KW WATER-COOLED; FRAME SIZE IMB 5 (1FT6 COMPATIBLE) WITH KTY TEMPERATURE SENSOR POWER CONNECTOR OUTGOING CONNECTOR DIRECTIONAXIAL NON-DRIVE END ABSOLUTE ENCODER ENDAT 2048 S/R (ENCODER A-2048) CONNECTOR ROTATABLE PLAIN SHAFT, WITH HOLDING BRAKE; ACCURACY TOLERANCE N VIBRATION SEVERITY GRADE A, DEGREE OF PROTECTION IP 65 | 9116 | TEM | 1 | MC | 59.403 | 1
1FT71055WF713NG2 | SIMOTICS S SYNCHRON. MOTOR 1FT7, M0=90NM (100K) NN=3000RPM, PN=24,80KW WATER-COOLED; FRAME SIZE IMB 5 (IM V1, IM V3) (1FT6 COMPATIBLE) WITH KTY TEMPERATURE SENSOR POWER CONNECTOR OUTGOING CONNECTOR DIRECTIONAXIAL NON-DRIVE END INCREM. ENCODER SIN/COS 1VSS 2048 S/R (ENCODER I-2048) CONNECTOR ROTATABLE PLAIN SHAFT, W/O HOLDING BRAKE; ACC. TOLERANCE N VIBRATION SEVERITY GRADE A, DEGREE OF PROTECTION IP 67 | 7429 | TEM | 1 | MC | 54.904 | 1
1FT71055WF713NH1 | SIMOTICS S SYNCHRON. MOTOR 1FT7, M0=90NM (100K) NN=3000RPM, PN=24,80KW WATER-COOLED; FRAME SIZE IMB 5 (IM V1, IM V3) (1FT6 COMPATIBLE) WITH KTY TEMPERATURE SENSOR POWER CONNECTOR OUTGOING CONNECTOR DIRECTIONAXIAL NON-DRIVE END INCREM. ENCODER SIN/COS 1VSS 2048 S/R (ENCODER I-2048) CONNECTOR ROTATABLE PLAIN SHAFT, WITH HOLDING BRAKE; ACCURACY TOLERANCE N VIBRATION SEVERITY GRADE A, DEGREE OF PROTECTION IP 65 | 8362 | TEM | 1 | MC | 59.403 | 1
1FT71055WF714BB3 | SIMOTICS S SYNCHRON. MOTOR 1FT7, M0=90NM (100K) NN=3000RPM, PN=24,80KW WATER-COOLED; FRAME SIZE IMB 5 (IM V1, IM V3) FLANGE 1 (1FT6 COMPATIBLE) POWER CONNECTOR OUTGOING CONNECTOR DIRECTIONAXIAL DRIVE END ABSOLUTE VALUE ENCODER SINGLETURN 24 BIT WITH DRIVE-CLIQ INTERFACE (ENCODER AS24DQI) SHAFT WITH FITTED KEY; WITH HOLDING BRAKE; ACC. TOLERANCE N VIBRATION SEVERITY GRADE A+R, DEGREE OF PROTECTION IP 64 | 8761 | TEM | 1 | MC | 59.403 | 1
1FT71055WF714BG0 | SIMOTICS S SYNCHRON. MOTOR 1FT7, M0=90NM (100K) NN=3000RPM, PN=24,80KW WATER-COOLED; FRAME SIZE IMB 5 (IM V1, IM V3) FLANGE 1 (1FT6 COMPATIBLE) POWER CONNECTOR OUTGOING CONNECTOR DIRECTIONAXIAL DRIVE END ABSOLUTE VALUE ENCODER SINGLETURN 24 BIT WITH DRIVE-CLIQ INTERFACE (ENCODER AS24DQI) PLAIN SHAFT, W/O HOLDING BRAKE; ACC. TOLERANCE N VIBRATION SEVERITY GRADE A, DEGREE OF PROTECTION IP 64 | 7594 | TEM | 1 | MC | 54.904 | 1
1FT71055WF714BG1 | SIMOTICS S SYNCHRON. MOTOR 1FT7, M0=90NM (100K) NN=3000RPM, PN=24,80KW WATER-COOLED; FRAME SIZE IMB 5 (IM V1, IM V3) FLANGE 1 (1FT6 COMPATIBLE) POWER CONNECTOR OUTGOING CONNECTOR DIRECTIONAXIAL DRIVE END ABSOLUTE VALUE ENCODER SINGLETURN 24 BIT WITH DRIVE-CLIQ INTERFACE (ENCODER AS24DQI) PLAIN SHAFT, W/O HOLDING BRAKE; ACC. TOLERANCE N VIBRATION SEVERITY GRADE A, DEGREE OF PROTECTION IP 65 | 7690 | TEM | 1 | MC | 54.904 | 1
1FT71055WF714BH1 | SIMOTICS S SYNCHRON. MOTOR 1FT7, M0=90NM (100K) NN=3000RPM, PN=24,80KW WATER-COOLED; FRAME SIZE IMB 5 (IM V1, IM V3) FLANGE 1 (1FT6 COMPATIBLE) POWER CONNECTOR OUTGOING CONNECTOR DIRECTIONAXIAL DRIVE END ABSOLUTE VALUE ENCODER SINGLETURN 24 BIT WITH DRIVE-CLIQ INTERFACE (ENCODER AS24DQI) PLAIN SHAFT, WITH HOLDING BRAKE; ACCURACY TOLERANCE N VIBRATION SEVERITY GRADE A, DEGREE OF PROTECTION IP 65 | 8703 | TEM | 1 | MC | 59.403 | 1
1FT71055WF714CG1 | SIMOTICS S SYNCHRON. MOTOR 1FT7, M0=90NM (100K) NN=3000RPM, PN=24,80KW WATER-COOLED; FRAME SIZE IMB 5 (IM V1, IM V3) FLANGE 1 (1FT6 COMPATIBLE) POWER CONNECTOR OUTGOING CONNECTOR DIRECTIONAXIAL DRIVE END ABSOLUTE ENCODER 24 BITS + 12 BIT MULTITURN WITH DRIVE-CLIQ INTERFACE (ENCODER AM24DQI) PLAIN SHAFT, W/O HOLDING BRAKE; ACC. TOLERANCE N VIBRATION SEVERITY GRADE A, DEGREE OF PROTECTION IP 65 | 8455 | TEM | 1 | MC | 54.904 | 1
1FT71055WF714CL1 | SIMOTICS S SYNCHRON. MOTOR 1FT7, M0=90NM (100K) NN=3000RPM, PN=24,80KW WATER-COOLED; FRAME SIZE IMB 5 (IM V1, IM V3) FLANGE 1 (1FT6 COMPATIBLE) POWER CONNECTOR OUTGOING CONNECTOR DIRECTIONAXIAL DRIVE END ABSOLUTE ENCODER 24 BITS + 12 BIT MULTITURN WITH DRIVE-CLIQ INTERFACE (ENCODER AM24DQI) PLAIN SHAFT, WITH HOLDING BRAKE; ACCURACY TOLERANCE R VIBRATION SEVERITY GRADE A, DEGREE OF PROTECTION IP 65 | 9627 | TEM | 1 | MC | 59.403 | 1
1FT71055WF714DA0 | SIMOTICS S SYNCHRON. MOTOR 1FT7, M0=90NM (100K) NN=3000RPM, PN=24,80KW WATER-COOLED; FRAME SIZE IMB 5 (IM V1, IM V3) FLANGE 1 (1FT6 COMPATIBLE) POWER CONNECTOR OUTGOING CONNECTOR DIRECTIONAXIAL DRIVE END INCREMENTAL ENCODER 2048 S/R WITH DRIVE-CLIQ INTERFACE (ENCODER I-2048) CONNECTOR ROTATABLE SHAFT WITH FITTED KEY; W/O HOLDING BRAKE; ACC. TOLERANCE N VIBRATION SEVERITY GRADE A, DEGREE OF PROTECTION IP 64 | 7674 | TEM | 1 | MC | 54.904 | 1
1FT71055WF714DA1 | SIMOTICS S SYNCHRON. MOTOR 1FT7, M0=90NM (100K) NN=3000RPM, PN=24,80KW WATER-COOLED; FRAME SIZE IMB 5 (IM V1, IM V3) FLANGE 1 (1FT6 COMPATIBLE) POWER CONNECTOR OUTGOING CONNECTOR DIRECTIONAXIAL DRIVE END INCREMENTAL ENCODER 2048 S/R WITH DRIVE-CLIQ INTERFACE (ENCODER I-2048) CONNECTOR ROTATABLE SHAFT WITH FITTED KEY; W/O HOLDING BRAKE; ACC. TOLERANCE N VIBRATION SEVERITY GRADE A, DEGREE OF PROTECTION IP 65 | 7770 | TEM | 1 | MC | 54.904 | 1
1FT71055WF714DE4 | SIMOTICS S SYNCHRON. MOTOR 1FT7, M0=90NM (100K) NN=3000RPM, PN=24,80KW WATER-COOLED; FRAME SIZE IMB 5 (IM V1, IM V3) FLANGE 1 (1FT6 COMPATIBLE) POWER CONNECTOR OUTGOING CONNECTOR DIRECTIONAXIAL DRIVE END INCREMENTAL ENCODER 2048 S/R WITH DRIVE-CLIQ INTERFACE (ENCODER I-2048) CONNECTOR ROTATABLE SHAFT WITH FITTED KEY; WITH HOLDING BRAKE; ACC. TOLERANCE R VIBRATION SEVERITY GRADE A+R, DEGREE OF PROTECTION IP 65 | 9098 | TEM | 1 | MC | 59.403 | 1
1FT71055WF714DG1 | SIMOTICS S SYNCHRON. MOTOR 1FT7, M0=90NM (100K) NN=3000RPM, PN=24,80KW WATER-COOLED; FRAME SIZE IMB 5 (IM V1, IM V3) FLANGE 1 (1FT6 COMPATIBLE) POWER CONNECTOR OUTGOING CONNECTOR DIRECTIONAXIAL DRIVE END INCREMENTAL ENCODER 2048 S/R WITH DRIVE-CLIQ INTERFACE (ENCODER I-2048) CONNECTOR ROTATABLE PLAIN SHAFT, W/O HOLDING BRAKE; ACC. TOLERANCE N VIBRATION SEVERITY GRADE A, DEGREE OF PROTECTION IP 65 | 7770 | TEM | 1 | MC | 54.904 | 1
1FT71055WF714DH0 | SIMOTICS S SYNCHRON. MOTOR 1FT7, M0=90NM (100K) NN=3000RPM, PN=24,80KW WATER-COOLED; FRAME SIZE IMB 5 (IM V1, IM V3) FLANGE 1 (1FT6 COMPATIBLE) POWER CONNECTOR OUTGOING CONNECTOR DIRECTIONAXIAL DRIVE END INCREMENTAL ENCODER 2048 S/R WITH DRIVE-CLIQ INTERFACE (ENCODER I-2048) CONNECTOR ROTATABLE PLAIN SHAFT, WITH HOLDING BRAKE; ACCURACY TOLERANCE N VIBRATION SEVERITY GRADE A, DEGREE OF PROTECTION IP 64 | 8687 | TEM | 1 | MC | 59.403 | 1
1FT71055WF714DH1 | SIMOTICS S SYNCHRON. MOTOR 1FT7, M0=90NM (100K) NN=3000RPM, PN=24,80KW WATER-COOLED; FRAME SIZE IMB 5 (IM V1, IM V3) FLANGE 1 (1FT6 COMPATIBLE) POWER CONNECTOR OUTGOING CONNECTOR DIRECTIONAXIAL DRIVE END INCREMENTAL ENCODER 2048 S/R WITH DRIVE-CLIQ INTERFACE (ENCODER I-2048) CONNECTOR ROTATABLE PLAIN SHAFT, WITH HOLDING BRAKE; ACCURACY TOLERANCE N VIBRATION SEVERITY GRADE A, DEGREE OF PROTECTION IP 65 | 8783 | TEM | 1 | MC | 59.403 | 1
1FT71055WF714DH2 | SIMOTICS S SYNCHRON. MOTOR 1FT7, M0=90NM (100K) NN=3000RPM, PN=24,80KW WATER-COOLED; FRAME SIZE IMB 5 (IM V1, IM V3) FLANGE 1 (1FT6 COMPATIBLE) POWER CONNECTOR OUTGOING CONNECTOR DIRECTIONAXIAL DRIVE END INCREMENTAL ENCODER 2048 S/R WITH DRIVE-CLIQ INTERFACE (ENCODER I-2048) CONNECTOR ROTATABLE PLAIN SHAFT, WITH HOLDING BRAKE; ACCURACY TOLERANCE N VIBRATION SEVERITY GRADE A, DEGREE OF PROTECTION IP 67 | 8863 | TEM | 1 | MC | 59.403 | 1
1FT71055WF714DL4 | SIMOTICS S SYNCHRON. MOTOR 1FT7, M0=90NM (100K) NN=3000RPM, PN=24,80KW WATER-COOLED; FRAME SIZE IMB 5 (IM V1, IM V3) FLANGE 1 (1FT6 COMPATIBLE) POWER CONNECTOR OUTGOING CONNECTOR DIRECTIONAXIAL DRIVE END INCREMENTAL ENCODER 2048 S/R WITH DRIVE-CLIQ INTERFACE (ENCODER I-2048) CONNECTOR ROTATABLE PLAIN SHAFT, WITH HOLDING BRAKE; ACCURACY TOLERANCE R VIBRATION SEVERITY GRADE A+R, DEGREE OF PROTECTION IP 65 | 9098 | TEM | 1 | MC | 59.403 | 1
1FT71055WF714FG1 | SIMOTICS S SYNCHRON. MOTOR 1FT7, M0=90NM (100K) NN=3000RPM, PN=24,80KW WATER-COOLED; FRAME SIZE IMB 5 (IM V1, IM V3) FLANGE 1 (1FT6 COMPATIBLE) POWER CONNECTOR OUTGOING CONNECTOR DIRECTIONAXIAL DRIVE END ABSOLUTE ENCODER 22 BITS MULTI TURN WITH DRIVE-CLIQ INTERFACE (ENCODER AM-22-DQ) CONNECTOR ROTATABLE PLAIN SHAFT, W/O HOLDING BRAKE; ACC. TOLERANCE N VIBRATION SEVERITY GRADE A, DEGREE OF PROTECTION IP 65 | 8535 | TEM | 1 | MC | 54.904 | 1
1FT71055WF714FH1 | SIMOTICS S SYNCHRON. MOTOR 1FT7, M0=90NM (100K) NN=3000RPM, PN=24,80KW WATER-COOLED; FRAME SIZE IMB 5 (IM V1, IM V3) FLANGE 1 (1FT6 COMPATIBLE) POWER CONNECTOR OUTGOING CONNECTOR DIRECTIONAXIAL DRIVE END ABSOLUTE ENCODER 22 BITS MULTI TURN WITH DRIVE-CLIQ INTERFACE (ENCODER AM-22-DQ) CONNECTOR ROTATABLE PLAIN SHAFT, WITH HOLDING BRAKE; ACCURACY TOLERANCE N VIBRATION SEVERITY GRADE A, DEGREE OF PROTECTION IP 65 | 9548 | TEM | 1 | MC | 59.403 | 1
1FT71055WF714MG0 | SIMOTICS S SYNCHRON. MOTOR 1FT7, M0=90NM (100K) NN=3000RPM, PN=24,80KW WATER-COOLED; FRAME SIZE IMB 5 (1FT6 COMPATIBLE) WITH KTY TEMPERATURE SENSOR POWER CONNECTOR OUTGOING CONNECTOR DIRECTIONAXIAL DRIVE END ABSOLUTE ENCODER ENDAT 2048 S/R (ENCODER A-2048) CONNECTOR ROTATABLE PLAIN SHAFT, W/O HOLDING BRAKE; ACC. TOLERANCE N VIBRATION SEVERITY GRADE A, DEGREE OF PROTECTION IP 64 | 8007 | TEM | 1 | MC | 54.904 | 1
1FT71055WF714MG1 | SIMOTICS S SYNCHRON. MOTOR 1FT7, M0=90NM (100K) NN=3000RPM, PN=24,80KW WATER-COOLED; FRAME SIZE IMB 5 (1FT6 COMPATIBLE) WITH KTY TEMPERATURE SENSOR POWER CONNECTOR OUTGOING CONNECTOR DIRECTIONAXIAL DRIVE END ABSOLUTE ENCODER ENDAT 2048 S/R (ENCODER A-2048) CONNECTOR ROTATABLE PLAIN SHAFT, W/O HOLDING BRAKE; ACC. TOLERANCE N VIBRATION SEVERITY GRADE A, DEGREE OF PROTECTION IP 65 | 8104 | TEM | 1 | MC | 54.904 | 1
1FT71055WF714NA0 | SIMOTICS S SYNCHRON. MOTOR 1FT7, M0=90NM (100K) NN=3000RPM, PN=24,80KW WATER-COOLED; FRAME SIZE IMB 5 (IM V1, IM V3) (1FT6 COMPATIBLE) WITH KTY TEMPERATURE SENSOR POWER CONNECTOR OUTGOING CONNECTOR DIRECTIONAXIAL DRIVE END INCREM. ENCODER SIN/COS 1VSS 2048 S/R (ENCODER I-2048) CONNECTOR ROTATABLE SHAFT WITH FITTED KEY; W/O HOLDING BRAKE; ACC. TOLERANCE N VIBRATION SEVERITY GRADE A, DEGREE OF PROTECTION IP 64 | 7253 | TEM | 1 | MC | 54.904 | 1
1FT71055WF714NG0 | SIMOTICS S SYNCHRON. MOTOR 1FT7, M0=90NM (100K) NN=3000RPM, PN=24,80KW WATER-COOLED; FRAME SIZE IMB 5 (IM V1, IM V3) (1FT6 COMPATIBLE) WITH KTY TEMPERATURE SENSOR POWER CONNECTOR OUTGOING CONNECTOR DIRECTIONAXIAL DRIVE END INCREM. ENCODER SIN/COS 1VSS 2048 S/R (ENCODER I-2048) CONNECTOR ROTATABLE PLAIN SHAFT, W/O HOLDING BRAKE; ACC. TOLERANCE N VIBRATION SEVERITY GRADE A, DEGREE OF PROTECTION IP 64 | 7253 | TEM | 1 | MC | 54.904 | 1
1FT71055WF714NH0 | SIMOTICS S SYNCHRON. MOTOR 1FT7, M0=90NM (100K) NN=3000RPM, PN=24,80KW WATER-COOLED; FRAME SIZE IMB 5 (IM V1, IM V3) (1FT6 COMPATIBLE) WITH KTY TEMPERATURE SENSOR POWER CONNECTOR OUTGOING CONNECTOR DIRECTIONAXIAL DRIVE END INCREM. ENCODER SIN/COS 1VSS 2048 S/R (ENCODER I-2048) CONNECTOR ROTATABLE PLAIN SHAFT, WITH HOLDING BRAKE; ACCURACY TOLERANCE N VIBRATION SEVERITY GRADE A, DEGREE OF PROTECTION IP 64 | 8266 | TEM | 1 | MC | 59.403 | 1
1FT71055WF714NH1 | SIMOTICS S SYNCHRON. MOTOR 1FT7, M0=90NM (100K) NN=3000RPM, PN=24,80KW WATER-COOLED; FRAME SIZE IMB 5 (IM V1, IM V3) (1FT6 COMPATIBLE) WITH KTY TEMPERATURE SENSOR POWER CONNECTOR OUTGOING CONNECTOR DIRECTIONAXIAL DRIVE END INCREM. ENCODER SIN/COS 1VSS 2048 S/R (ENCODER I-2048) CONNECTOR ROTATABLE PLAIN SHAFT, WITH HOLDING BRAKE; ACCURACY TOLERANCE N VIBRATION SEVERITY GRADE A, DEGREE OF PROTECTION IP 65 | 8362 | TEM | 1 | MC | 59.403 | 1
1FT71055WF714NK1 | SIMOTICS S SYNCHRON. MOTOR 1FT7, M0=90NM (100K) NN=3000RPM, PN=24,80KW WATER-COOLED; FRAME SIZE IMB 5 (IM V1, IM V3) (1FT6 COMPATIBLE) WITH KTY TEMPERATURE SENSOR POWER CONNECTOR OUTGOING CONNECTOR DIRECTIONAXIAL DRIVE END INCREM. ENCODER SIN/COS 1VSS 2048 S/R (ENCODER I-2048) CONNECTOR ROTATABLE PLAIN SHAFT, W/O HOLDING BRAKE; ACC. TOLERANCE R VIBRATION SEVERITY GRADE A, DEGREE OF PROTECTION IP 65 | 7509 | TEM | 1 | MC | 54.904 | 1
1FT71055WF715BG1 | SIMOTICS S SYNCHRON. MOTOR 1FT7, M0=90NM (100K) NN=3000RPM, PN=24,80KW WATER-COOLED; FRAME SIZE IMB 5 (IM V1, IM V3) FLANGE 1 (1FT6 COMPATIBLE) FOR CONNECT. OF TERMINAL BOXAND SIGNAL CONNECTOR, TERMINALBOX TRAVERSE RIGHT ABSOLUTE VALUE ENCODER SINGLETURN 24 BIT WITH DRIVE-CLIQ INTERFACE (ENCODER AS24DQI) PLAIN SHAFT, W/O HOLDING BRAKE; ACC. TOLERANCE N VIBRATION SEVERITY GRADE A, DEGREE OF PROTECTION IP 65 | 7690 | TEM | 1 | MC | 55.403 | 1
1FT71055WF715DH0 | SIMOTICS S SYNCHRON. MOTOR 1FT7, M0=90NM (100K) NN=3000RPM, PN=24,80KW WATER-COOLED; FRAME SIZE IMB 5 (IM V1, IM V3) FLANGE 1 (1FT6 COMPATIBLE) FOR CONNECT. OF TERMINAL BOXAND SIGNAL CONNECTOR, TERMINALBOX TRAVERSE RIGHT INCREMENTAL ENCODER 2048 S/R WITH DRIVE-CLIQ INTERFACE (ENCODER I-2048) CONNECTOR ROTATABLE PLAIN SHAFT, WITH HOLDING BRAKE; ACCURACY TOLERANCE N VIBRATION SEVERITY GRADE A, DEGREE OF PROTECTION IP 64 | 8687 | TEM | 1 | MC | 59.902 | 1
1FT71055WF717CD2 | SIMOTICS S SYNCHRON. MOTOR 1FT7, M0=90NM (100K) NN=3000RPM, PN=24,80KW WATER-COOLED; FRAME SIZE IMB 5 (IM V1, IM V3) FLANGE 1 (1FT6 COMPATIBLE) FOR CONNECT. OF TERMINAL BOXAND SIGNAL CONNECTOR, TERMINALBOX AXIAL NON-DRIVE END ABSOLUTE ENCODER 24 BITS + 12 BIT MULTITURN WITH DRIVE-CLIQ INTERFACE (ENCODER AM24DQI) SHAFT WITH FITTED KEY; W/O HOLDING BRAKE; ACC. TOLERANCE R VIBRATION SEVERITY GRADE A, DEGREE OF PROTECTION IP 67 | 8694 | TEM | 1 | MC | 55.403 | 1
1FT71055WF718DH0 | SIMOTICS S SYNCHRON. MOTOR 1FT7, M0=90NM (100K) NN=3000RPM, PN=24,80KW WATER-COOLED; FRAME SIZE IMB 5 (IM V1, IM V3) FLANGE 1 (1FT6 COMPATIBLE) FOR CONNECT. OF TERMINAL BOXAND SIGNAL CONNECTOR, TERMINALBOX AXIAL DRIVE END INCREMENTAL ENCODER 2048 S/R WITH DRIVE-CLIQ INTERFACE (ENCODER I-2048) CONNECTOR ROTATABLE PLAIN SHAFT, WITH HOLDING BRAKE; ACCURACY TOLERANCE N VIBRATION SEVERITY GRADE A, DEGREE OF PROTECTION IP 64 | 8687 | TEM | 1 | MC | 59.902 | 1
1FT71055WF718NH0 | SIMOTICS S SYNCHRON. MOTOR 1FT7, M0=90NM (100K) NN=3000RPM, PN=24,80KW WATER-COOLED; FRAME SIZE IMB 5 (IM V1, IM V3) (1FT6 COMPATIBLE) WITH KTY TEMPERATURE SENSOR FOR CONNECT. OF TERMINAL BOXAND SIGNAL CONNECTOR, TERMINALBOX AXIAL DRIVE END INCREM. ENCODER SIN/COS 1VSS 2048 S/R (ENCODER I-2048) CONNECTOR ROTATABLE PLAIN SHAFT, WITH HOLDING BRAKE; ACCURACY TOLERANCE N VIBRATION SEVERITY GRADE A, DEGREE OF PROTECTION IP 64 | 8266 | TEM | 1 | MC | 59.902 | 1
1FT71055WF718NH1 | SIMOTICS S SYNCHRON. MOTOR 1FT7, M0=90NM (100K) NN=3000RPM, PN=24,80KW WATER-COOLED; FRAME SIZE IMB 5 (IM V1, IM V3) (1FT6 COMPATIBLE) WITH KTY TEMPERATURE SENSOR FOR CONNECT. OF TERMINAL BOXAND SIGNAL CONNECTOR, TERMINALBOX AXIAL DRIVE END INCREM. ENCODER SIN/COS 1VSS 2048 S/R (ENCODER I-2048) CONNECTOR ROTATABLE PLAIN SHAFT, WITH HOLDING BRAKE; ACCURACY TOLERANCE N VIBRATION SEVERITY GRADE A, DEGREE OF PROTECTION IP 65 | 8362 | TEM | 1 | MC | 59.902 | 1
1FT71085AB701BA0 | SIMOTICS S SYNCHRON. MOTOR 1FT7, M0=70NM (100K) NN=1500RPM, PN=9,58KW NATURAL AIR COOLING; FRAME SIZE IMB 5 (IM V1, IM V3) FLANGE 0 POWER CONNECTOR ROTATABLE ABSOLUTE VALUE ENCODER SINGLETURN 24 BIT WITH DRIVE-CLIQ INTERFACE (ENCODER AS24DQI) SHAFT WITH FITTED KEY; W/O HOLDING BRAKE; ACC. TOLERANCE N VIBRATION SEVERITY GRADE A, DEGREE OF PROTECTION IP 64 | 8965 | TEM | 1 | MC | 59.104 | 1
1FT71085AB701BA1 | SIMOTICS S SYNCHRON. MOTOR 1FT7, M0=70NM (100K) NN=1500RPM, PN=9,58KW NATURAL AIR COOLING; FRAME SIZE IMB 5 (IM V1, IM V3) FLANGE 0 POWER CONNECTOR ROTATABLE ABSOLUTE VALUE ENCODER SINGLETURN 24 BIT WITH DRIVE-CLIQ INTERFACE (ENCODER AS24DQI) SHAFT WITH FITTED KEY; W/O HOLDING BRAKE; ACC. TOLERANCE N VIBRATION SEVERITY GRADE A, DEGREE OF PROTECTION IP 65 | 9061 | TEM | 1 | MC | 59.104 | 1
1FT71085AB701BA3 | SIMOTICS S SYNCHRON. MOTOR 1FT7, M0=70NM (100K) NN=1500RPM, PN=9,58KW NATURAL AIR COOLING; FRAME SIZE IMB 5 (IM V1, IM V3) FLANGE 0 POWER CONNECTOR ROTATABLE ABSOLUTE VALUE ENCODER SINGLETURN 24 BIT WITH DRIVE-CLIQ INTERFACE (ENCODER AS24DQI) SHAFT WITH FITTED KEY; W/O HOLDING BRAKE; ACC. TOLERANCE N VIBRATION SEVERITY GRADE A+R, DEGREE OF PROTECTION IP 64 | 9120 | TEM | 1 | MC | 59.104 | 1
1FT71085AB701BB1 | SIMOTICS S SYNCHRON. MOTOR 1FT7, M0=70NM (100K) NN=1500RPM, PN=9,58KW NATURAL AIR COOLING; FRAME SIZE IMB 5 (IM V1, IM V3) FLANGE 0 POWER CONNECTOR ROTATABLE ABSOLUTE VALUE ENCODER SINGLETURN 24 BIT WITH DRIVE-CLIQ INTERFACE (ENCODER AS24DQI) SHAFT WITH FITTED KEY; WITH HOLDING BRAKE; ACC. TOLERANCE N VIBRATION SEVERITY GRADE A, DEGREE OF PROTECTION IP 65 | 10074 | TEM | 1 | MC | 63.603 | 1
1FT71085AB701BG0 | SIMOTICS S SYNCHRON. MOTOR 1FT7, M0=70NM (100K) NN=1500RPM, PN=9,58KW NATURAL AIR COOLING; FRAME SIZE IMB 5 (IM V1, IM V3) FLANGE 0 POWER CONNECTOR ROTATABLE ABSOLUTE VALUE ENCODER SINGLETURN 24 BIT WITH DRIVE-CLIQ INTERFACE (ENCODER AS24DQI) PLAIN SHAFT, W/O HOLDING BRAKE; ACC. TOLERANCE N VIBRATION SEVERITY GRADE A, DEGREE OF PROTECTION IP 64 | 8965 | TEM | 1 | MC | 59.104 | 1
1FT71085AB701BG1 | SIMOTICS S SYNCHRON. MOTOR 1FT7, M0=70NM (100K) NN=1500RPM, PN=9,58KW NATURAL AIR COOLING; FRAME SIZE IMB 5 (IM V1, IM V3) FLANGE 0 POWER CONNECTOR ROTATABLE ABSOLUTE VALUE ENCODER SINGLETURN 24 BIT WITH DRIVE-CLIQ INTERFACE (ENCODER AS24DQI) PLAIN SHAFT, W/O HOLDING BRAKE; ACC. TOLERANCE N VIBRATION SEVERITY GRADE A, DEGREE OF PROTECTION IP 65 | 9061 | TEM | 1 | MC | 59.104 | 1
1FT71085AB701BG3 | SIMOTICS S SYNCHRON. MOTOR 1FT7, M0=70NM (100K) NN=1500RPM, PN=9,58KW NATURAL AIR COOLING; FRAME SIZE IMB 5 (IM V1, IM V3) FLANGE 0 POWER CONNECTOR ROTATABLE ABSOLUTE VALUE ENCODER SINGLETURN 24 BIT WITH DRIVE-CLIQ INTERFACE (ENCODER AS24DQI) PLAIN SHAFT, W/O HOLDING BRAKE; ACC. TOLERANCE N VIBRATION SEVERITY GRADE A+R, DEGREE OF PROTECTION IP 64 | 9120 | TEM | 1 | MC | 59.104 | 1
1FT71085AB701BH0 | SIMOTICS S SYNCHRON. MOTOR 1FT7, M0=70NM (100K) NN=1500RPM, PN=9,58KW NATURAL AIR COOLING; FRAME SIZE IMB 5 (IM V1, IM V3) FLANGE 0 POWER CONNECTOR ROTATABLE ABSOLUTE VALUE ENCODER SINGLETURN 24 BIT WITH DRIVE-CLIQ INTERFACE (ENCODER AS24DQI) PLAIN SHAFT, WITH HOLDING BRAKE; ACCURACY TOLERANCE N VIBRATION SEVERITY GRADE A, DEGREE OF PROTECTION IP 64 | 9978 | TEM | 1 | MC | 63.603 | 1
1FT71085AB701BH4 | SIMOTICS S SYNCHRON. MOTOR 1FT7, M0=70NM (100K) NN=1500RPM, PN=9,58KW NATURAL AIR COOLING; FRAME SIZE IMB 5 (IM V1, IM V3) FLANGE 0 POWER CONNECTOR ROTATABLE ABSOLUTE VALUE ENCODER SINGLETURN 24 BIT WITH DRIVE-CLIQ INTERFACE (ENCODER AS24DQI) PLAIN SHAFT, WITH HOLDING BRAKE; ACCURACY TOLERANCE N VIBRATION SEVERITY GRADE A+R, DEGREE OF PROTECTION IP 65 | 10230 | TEM | 1 | MC | 63.603 | 1
1FT71085AB701CA0 | SIMOTICS S SYNCHRON. MOTOR 1FT7, M0=70NM (100K) NN=1500RPM, PN=9,58KW NATURAL AIR COOLING; FRAME SIZE IMB 5 (IM V1, IM V3) FLANGE 0 POWER CONNECTOR ROTATABLE ABSOLUTE ENCODER 24 BITS + 12 BIT MULTITURN WITH DRIVE-CLIQ INTERFACE (ENCODER AM24DQI) SHAFT WITH FITTED KEY; W/O HOLDING BRAKE; ACC. TOLERANCE N VIBRATION SEVERITY GRADE A, DEGREE OF PROTECTION IP 64 | 9730 | TEM | 1 | MC | 59.104 | 1
1FT71085AB701CA1 | SIMOTICS S SYNCHRON. MOTOR 1FT7, M0=70NM (100K) NN=1500RPM, PN=9,58KW NATURAL AIR COOLING; FRAME SIZE IMB 5 (IM V1, IM V3) FLANGE 0 POWER CONNECTOR ROTATABLE ABSOLUTE ENCODER 24 BITS + 12 BIT MULTITURN WITH DRIVE-CLIQ INTERFACE (ENCODER AM24DQI) SHAFT WITH FITTED KEY; W/O HOLDING BRAKE; ACC. TOLERANCE N VIBRATION SEVERITY GRADE A, DEGREE OF PROTECTION IP 65 | 9826 | TEM | 1 | MC | 59.104 | 1
1FT71085AB701CA3 | SIMOTICS S SYNCHRON. MOTOR 1FT7, M0=70NM (100K) NN=1500RPM, PN=9,58KW NATURAL AIR COOLING; FRAME SIZE IMB 5 (IM V1, IM V3) FLANGE 0 POWER CONNECTOR ROTATABLE ABSOLUTE ENCODER 24 BITS + 12 BIT MULTITURN WITH DRIVE-CLIQ INTERFACE (ENCODER AM24DQI) SHAFT WITH FITTED KEY; W/O HOLDING BRAKE; ACC. TOLERANCE N VIBRATION SEVERITY GRADE A+R, DEGREE OF PROTECTION IP 64 | 9885 | TEM | 1 | MC | 59.104 | 1
1FT71085AB701CB0 | SIMOTICS S SYNCHRON. MOTOR 1FT7, M0=70NM (100K) NN=1500RPM, PN=9,58KW NATURAL AIR COOLING; FRAME SIZE IMB 5 (IM V1, IM V3) FLANGE 0 POWER CONNECTOR ROTATABLE ABSOLUTE ENCODER 24 BITS + 12 BIT MULTITURN WITH DRIVE-CLIQ INTERFACE (ENCODER AM24DQI) SHAFT WITH FITTED KEY; WITH HOLDING BRAKE; ACC. TOLERANCE N VIBRATION SEVERITY GRADE A, DEGREE OF PROTECTION IP 64 | 10743 | TEM | 1 | MC | 63.603 | 1
1FT71085AB701CB2 | SIMOTICS S SYNCHRON. MOTOR 1FT7, M0=70NM (100K) NN=1500RPM, PN=9,58KW NATURAL AIR COOLING; FRAME SIZE IMB 5 (IM V1, IM V3) FLANGE 0 POWER CONNECTOR ROTATABLE ABSOLUTE ENCODER 24 BITS + 12 BIT MULTITURN WITH DRIVE-CLIQ INTERFACE (ENCODER AM24DQI) SHAFT WITH FITTED KEY; WITH HOLDING BRAKE; ACC. TOLERANCE N VIBRATION SEVERITY GRADE A, DEGREE OF PROTECTION IP 67 | 10918 | TEM | 1 | MC | 63.603 | 1
1FT71085AB701CG0 | SIMOTICS S SYNCHRON. MOTOR 1FT7, M0=70NM (100K) NN=1500RPM, PN=9,58KW NATURAL AIR COOLING; FRAME SIZE IMB 5 (IM V1, IM V3) FLANGE 0 POWER CONNECTOR ROTATABLE ABSOLUTE ENCODER 24 BITS + 12 BIT MULTITURN WITH DRIVE-CLIQ INTERFACE (ENCODER AM24DQI) PLAIN SHAFT, W/O HOLDING BRAKE; ACC. TOLERANCE N VIBRATION SEVERITY GRADE A, DEGREE OF PROTECTION IP 64 | 9730 | TEM | 1 | MC | 59.104 | 1
1FT71085AB701CG1 | SIMOTICS S SYNCHRON. MOTOR 1FT7, M0=70NM (100K) NN=1500RPM, PN=9,58KW NATURAL AIR COOLING; FRAME SIZE IMB 5 (IM V1, IM V3) FLANGE 0 POWER CONNECTOR ROTATABLE ABSOLUTE ENCODER 24 BITS + 12 BIT MULTITURN WITH DRIVE-CLIQ INTERFACE (ENCODER AM24DQI) PLAIN SHAFT, W/O HOLDING BRAKE; ACC. TOLERANCE N VIBRATION SEVERITY GRADE A, DEGREE OF PROTECTION IP 65 | 9826 | TEM | 1 | MC | 59.104 | 1
1FT71085AB701CG2 | SIMOTICS S SYNCHRON. MOTOR 1FT7, M0=70NM (100K) NN=1500RPM, PN=9,58KW NATURAL AIR COOLING; FRAME SIZE IMB 5 (IM V1, IM V3) FLANGE 0 POWER CONNECTOR ROTATABLE ABSOLUTE ENCODER 24 BITS + 12 BIT MULTITURN WITH DRIVE-CLIQ INTERFACE (ENCODER AM24DQI) PLAIN SHAFT, W/O HOLDING BRAKE; ACC. TOLERANCE N VIBRATION SEVERITY GRADE A, DEGREE OF PROTECTION IP 67 | 9906 | TEM | 1 | MC | 59.104 | 1
1FT71085AB701CG3 | SIMOTICS S SYNCHRON. MOTOR 1FT7, M0=70NM (100K) NN=1500RPM, PN=9,58KW NATURAL AIR COOLING; FRAME SIZE IMB 5 (IM V1, IM V3) FLANGE 0 POWER CONNECTOR ROTATABLE ABSOLUTE ENCODER 24 BITS + 12 BIT MULTITURN WITH DRIVE-CLIQ INTERFACE (ENCODER AM24DQI) PLAIN SHAFT, W/O HOLDING BRAKE; ACC. TOLERANCE N VIBRATION SEVERITY GRADE A+R, DEGREE OF PROTECTION IP 64 | 9885 | TEM | 1 | MC | 59.104 | 1
1FT71085AB701CG4 | SIMOTICS S SYNCHRON. MOTOR 1FT7, M0=70NM (100K) NN=1500RPM, PN=9,58KW NATURAL AIR COOLING; FRAME SIZE IMB 5 (IM V1, IM V3) FLANGE 0 POWER CONNECTOR ROTATABLE ABSOLUTE ENCODER 24 BITS + 12 BIT MULTITURN WITH DRIVE-CLIQ INTERFACE (ENCODER AM24DQI) PLAIN SHAFT, W/O HOLDING BRAKE; ACC. TOLERANCE N VIBRATION SEVERITY GRADE A+R, DEGREE OF PROTECTION IP 65 | 9982 | TEM | 1 | MC | 59.104 | 1
1FT71085AB701CH0 | SIMOTICS S SYNCHRON. MOTOR 1FT7, M0=70NM (100K) NN=1500RPM, PN=9,58KW NATURAL AIR COOLING; FRAME SIZE IMB 5 (IM V1, IM V3) FLANGE 0 POWER CONNECTOR ROTATABLE ABSOLUTE ENCODER 24 BITS + 12 BIT MULTITURN WITH DRIVE-CLIQ INTERFACE (ENCODER AM24DQI) PLAIN SHAFT, WITH HOLDING BRAKE; ACCURACY TOLERANCE N VIBRATION SEVERITY GRADE A, DEGREE OF PROTECTION IP 64 | 10743 | TEM | 1 | MC | 63.603 | 1
1FT71085AB701CH1 | SIMOTICS S SYNCHRON. MOTOR 1FT7, M0=70NM (100K) NN=1500RPM, PN=9,58KW NATURAL AIR COOLING; FRAME SIZE IMB 5 (IM V1, IM V3) FLANGE 0 POWER CONNECTOR ROTATABLE ABSOLUTE ENCODER 24 BITS + 12 BIT MULTITURN WITH DRIVE-CLIQ INTERFACE (ENCODER AM24DQI) PLAIN SHAFT, WITH HOLDING BRAKE; ACCURACY TOLERANCE N VIBRATION SEVERITY GRADE A, DEGREE OF PROTECTION IP 65 | 10839 | TEM | 1 | MC | 63.603 | 1
1FT71085AB701CH2 | SIMOTICS S SYNCHRON. MOTOR 1FT7, M0=70NM (100K) NN=1500RPM, PN=9,58KW NATURAL AIR COOLING; FRAME SIZE IMB 5 (IM V1, IM V3) FLANGE 0 POWER CONNECTOR ROTATABLE ABSOLUTE ENCODER 24 BITS + 12 BIT MULTITURN WITH DRIVE-CLIQ INTERFACE (ENCODER AM24DQI) PLAIN SHAFT, WITH HOLDING BRAKE; ACCURACY TOLERANCE N VIBRATION SEVERITY GRADE A, DEGREE OF PROTECTION IP 67 | 10918 | TEM | 1 | MC | 63.603 | 1
1FT71085AB701DA0 | SIMOTICS S SYNCHRON. MOTOR 1FT7, M0=70NM (100K) NN=1500RPM, PN=9,58KW NATURAL AIR COOLING; FRAME SIZE IMB 5 (IM V1, IM V3) FLANGE 0 POWER CONNECTOR ROTATABLE INCREMENTAL ENCODER 2048 S/R WITH DRIVE-CLIQ INTERFACE (ENCODER I-2048) CONNECTOR ROTATABLE SHAFT WITH FITTED KEY; W/O HOLDING BRAKE; ACC. TOLERANCE N VIBRATION SEVERITY GRADE A, DEGREE OF PROTECTION IP 64 | 9045 | TEM | 1 | MC | 59.104 | 1
1FT71085AB701DA1 | SIMOTICS S SYNCHRON. MOTOR 1FT7, M0=70NM (100K) NN=1500RPM, PN=9,58KW NATURAL AIR COOLING; FRAME SIZE IMB 5 (IM V1, IM V3) FLANGE 0 POWER CONNECTOR ROTATABLE INCREMENTAL ENCODER 2048 S/R WITH DRIVE-CLIQ INTERFACE (ENCODER I-2048) CONNECTOR ROTATABLE SHAFT WITH FITTED KEY; W/O HOLDING BRAKE; ACC. TOLERANCE N VIBRATION SEVERITY GRADE A, DEGREE OF PROTECTION IP 65 | 9141 | TEM | 1 | MC | 59.104 | 1
1FT71085AB701DA2 | SIMOTICS S SYNCHRON. MOTOR 1FT7, M0=70NM (100K) NN=1500RPM, PN=9,58KW NATURAL AIR COOLING; FRAME SIZE IMB 5 (IM V1, IM V3) FLANGE 0 POWER CONNECTOR ROTATABLE INCREMENTAL ENCODER 2048 S/R WITH DRIVE-CLIQ INTERFACE (ENCODER I-2048) CONNECTOR ROTATABLE SHAFT WITH FITTED KEY; W/O HOLDING BRAKE; ACC. TOLERANCE N VIBRATION SEVERITY GRADE A, DEGREE OF PROTECTION IP 67 | 9221 | TEM | 1 | MC | 59.104 | 1
1FT71085AB701DB0 | SIMOTICS S SYNCHRON. MOTOR 1FT7, M0=70NM (100K) NN=1500RPM, PN=9,58KW NATURAL AIR COOLING; FRAME SIZE IMB 5 (IM V1, IM V3) FLANGE 0 POWER CONNECTOR ROTATABLE INCREMENTAL ENCODER 2048 S/R WITH DRIVE-CLIQ INTERFACE (ENCODER I-2048) CONNECTOR ROTATABLE SHAFT WITH FITTED KEY; WITH HOLDING BRAKE; ACC. TOLERANCE N VIBRATION SEVERITY GRADE A, DEGREE OF PROTECTION IP 64 | 10058 | TEM | 1 | MC | 63.603 | 1
1FT71085AB701DB1 | SIMOTICS S SYNCHRON. MOTOR 1FT7, M0=70NM (100K) NN=1500RPM, PN=9,58KW NATURAL AIR COOLING; FRAME SIZE IMB 5 (IM V1, IM V3) FLANGE 0 POWER CONNECTOR ROTATABLE INCREMENTAL ENCODER 2048 S/R WITH DRIVE-CLIQ INTERFACE (ENCODER I-2048) CONNECTOR ROTATABLE SHAFT WITH FITTED KEY; WITH HOLDING BRAKE; ACC. TOLERANCE N VIBRATION SEVERITY GRADE A, DEGREE OF PROTECTION IP 65 | 10154 | TEM | 1 | MC | 63.603 | 1
1FT71085AB701DB3 | SIMOTICS S SYNCHRON. MOTOR 1FT7, M0=70NM (100K) NN=1500RPM, PN=9,58KW NATURAL AIR COOLING; FRAME SIZE IMB 5 (IM V1, IM V3) FLANGE 0 POWER CONNECTOR ROTATABLE INCREMENTAL ENCODER 2048 S/R WITH DRIVE-CLIQ INTERFACE (ENCODER I-2048) CONNECTOR ROTATABLE SHAFT WITH FITTED KEY; WITH HOLDING BRAKE; ACC. TOLERANCE N VIBRATION SEVERITY GRADE A+R, DEGREE OF PROTECTION IP 64 | 10213 | TEM | 1 | MC | 63.603 | 1
1FT71085AB701DG0 | SIMOTICS S SYNCHRON. MOTOR 1FT7, M0=70NM (100K) NN=1500RPM, PN=9,58KW NATURAL AIR COOLING; FRAME SIZE IMB 5 (IM V1, IM V3) FLANGE 0 POWER CONNECTOR ROTATABLE INCREMENTAL ENCODER 2048 S/R WITH DRIVE-CLIQ INTERFACE (ENCODER I-2048) CONNECTOR ROTATABLE PLAIN SHAFT, W/O HOLDING BRAKE; ACC. TOLERANCE N VIBRATION SEVERITY GRADE A, DEGREE OF PROTECTION IP 64 | 9045 | TEM | 1 | MC | 59.104 | 1
1FT71085AB701DG1 | SIMOTICS S SYNCHRON. MOTOR 1FT7, M0=70NM (100K) NN=1500RPM, PN=9,58KW NATURAL AIR COOLING; FRAME SIZE IMB 5 (IM V1, IM V3) FLANGE 0 POWER CONNECTOR ROTATABLE INCREMENTAL ENCODER 2048 S/R WITH DRIVE-CLIQ INTERFACE (ENCODER I-2048) CONNECTOR ROTATABLE PLAIN SHAFT, W/O HOLDING BRAKE; ACC. TOLERANCE N VIBRATION SEVERITY GRADE A, DEGREE OF PROTECTION IP 65 | 9141 | TEM | 1 | MC | 59.104 | 1
1FT71085AB701DH0 | SIMOTICS S SYNCHRON. MOTOR 1FT7, M0=70NM (100K) NN=1500RPM, PN=9,58KW NATURAL AIR COOLING; FRAME SIZE IMB 5 (IM V1, IM V3) FLANGE 0 POWER CONNECTOR ROTATABLE INCREMENTAL ENCODER 2048 S/R WITH DRIVE-CLIQ INTERFACE (ENCODER I-2048) CONNECTOR ROTATABLE PLAIN SHAFT, WITH HOLDING BRAKE; ACCURACY TOLERANCE N VIBRATION SEVERITY GRADE A, DEGREE OF PROTECTION IP 64 | 10058 | TEM | 1 | MC | 63.603 | 1
1FT71085AB701DH1 | SIMOTICS S SYNCHRON. MOTOR 1FT7, M0=70NM (100K) NN=1500RPM, PN=9,58KW NATURAL AIR COOLING; FRAME SIZE IMB 5 (IM V1, IM V3) FLANGE 0 POWER CONNECTOR ROTATABLE INCREMENTAL ENCODER 2048 S/R WITH DRIVE-CLIQ INTERFACE (ENCODER I-2048) CONNECTOR ROTATABLE PLAIN SHAFT, WITH HOLDING BRAKE; ACCURACY TOLERANCE N VIBRATION SEVERITY GRADE A, DEGREE OF PROTECTION IP 65 | 10154 | TEM | 1 | MC | 63.603 | 1
1FT71085AB701DH3 | SIMOTICS S SYNCHRON. MOTOR 1FT7, M0=70NM (100K) NN=1500RPM, PN=9,58KW NATURAL AIR COOLING; FRAME SIZE IMB 5 (IM V1, IM V3) FLANGE 0 POWER CONNECTOR ROTATABLE INCREMENTAL ENCODER 2048 S/R WITH DRIVE-CLIQ INTERFACE (ENCODER I-2048) CONNECTOR ROTATABLE PLAIN SHAFT, WITH HOLDING BRAKE; ACCURACY TOLERANCE N VIBRATION SEVERITY GRADE A+R, DEGREE OF PROTECTION IP 64 | 10213 | TEM | 1 | MC | 63.603 | 1
1FT71085AB701FA0 | SIMOTICS S SYNCHRON. MOTOR 1FT7, M0=70NM (100K) NN=1500RPM, PN=9,58KW NATURAL AIR COOLING; FRAME SIZE IMB 5 (IM V1, IM V3) FLANGE 0 POWER CONNECTOR ROTATABLE ABSOLUTE ENCODER 22 BITS MULTI TURN WITH DRIVE-CLIQ INTERFACE (ENCODER AM-22-DQ) CONNECTOR ROTATABLE SHAFT WITH FITTED KEY; W/O HOLDING BRAKE; ACC. TOLERANCE N VIBRATION SEVERITY GRADE A, DEGREE OF PROTECTION IP 64 | 9810 | TEM | 1 | MC | 59.104 | 1
1FT71085AB701FA1 | SIMOTICS S SYNCHRON. MOTOR 1FT7, M0=70NM (100K) NN=1500RPM, PN=9,58KW NATURAL AIR COOLING; FRAME SIZE IMB 5 (IM V1, IM V3) FLANGE 0 POWER CONNECTOR ROTATABLE ABSOLUTE ENCODER 22 BITS MULTI TURN WITH DRIVE-CLIQ INTERFACE (ENCODER AM-22-DQ) CONNECTOR ROTATABLE SHAFT WITH FITTED KEY; W/O HOLDING BRAKE; ACC. TOLERANCE N VIBRATION SEVERITY GRADE A, DEGREE OF PROTECTION IP 65 | 9906 | TEM | 1 | MC | 59.104 | 1
1FT71085AB701FA2 | SIMOTICS S SYNCHRON. MOTOR 1FT7, M0=70NM (100K) NN=1500RPM, PN=9,58KW NATURAL AIR COOLING; FRAME SIZE IMB 5 (IM V1, IM V3) FLANGE 0 POWER CONNECTOR ROTATABLE ABSOLUTE ENCODER 22 BITS MULTI TURN WITH DRIVE-CLIQ INTERFACE (ENCODER AM-22-DQ) CONNECTOR ROTATABLE SHAFT WITH FITTED KEY; W/O HOLDING BRAKE; ACC. TOLERANCE N VIBRATION SEVERITY GRADE A, DEGREE OF PROTECTION IP 67 | 9986 | TEM | 1 | MC | 59.104 | 1
1FT71085AB701FB0 | SIMOTICS S SYNCHRON. MOTOR 1FT7, M0=70NM (100K) NN=1500RPM, PN=9,58KW NATURAL AIR COOLING; FRAME SIZE IMB 5 (IM V1, IM V3) FLANGE 0 POWER CONNECTOR ROTATABLE ABSOLUTE ENCODER 22 BITS MULTI TURN WITH DRIVE-CLIQ INTERFACE (ENCODER AM-22-DQ) CONNECTOR ROTATABLE SHAFT WITH FITTED KEY; WITH HOLDING BRAKE; ACC. TOLERANCE N VIBRATION SEVERITY GRADE A, DEGREE OF PROTECTION IP 64 | 10823 | TEM | 1 | MC | 63.603 | 1
1FT71085AB701FB1 | SIMOTICS S SYNCHRON. MOTOR 1FT7, M0=70NM (100K) NN=1500RPM, PN=9,58KW NATURAL AIR COOLING; FRAME SIZE IMB 5 (IM V1, IM V3) FLANGE 0 POWER CONNECTOR ROTATABLE ABSOLUTE ENCODER 22 BITS MULTI TURN WITH DRIVE-CLIQ INTERFACE (ENCODER AM-22-DQ) CONNECTOR ROTATABLE SHAFT WITH FITTED KEY; WITH HOLDING BRAKE; ACC. TOLERANCE N VIBRATION SEVERITY GRADE A, DEGREE OF PROTECTION IP 65 | 10919 | TEM | 1 | MC | 63.603 | 1
1FT71085AB701FB2 | SIMOTICS S SYNCHRON. MOTOR 1FT7, M0=70NM (100K) NN=1500RPM, PN=9,58KW NATURAL AIR COOLING; FRAME SIZE IMB 5 (IM V1, IM V3) FLANGE 0 POWER CONNECTOR ROTATABLE ABSOLUTE ENCODER 22 BITS MULTI TURN WITH DRIVE-CLIQ INTERFACE (ENCODER AM-22-DQ) CONNECTOR ROTATABLE SHAFT WITH FITTED KEY; WITH HOLDING BRAKE; ACC. TOLERANCE N VIBRATION SEVERITY GRADE A, DEGREE OF PROTECTION IP 67 | 10999 | TEM | 1 | MC | 63.603 | 1
1FT71085AB701FG0 | SIMOTICS S SYNCHRON. MOTOR 1FT7, M0=70NM (100K) NN=1500RPM, PN=9,58KW NATURAL AIR COOLING; FRAME SIZE IMB 5 (IM V1, IM V3) FLANGE 0 POWER CONNECTOR ROTATABLE ABSOLUTE ENCODER 22 BITS MULTI TURN WITH DRIVE-CLIQ INTERFACE (ENCODER AM-22-DQ) CONNECTOR ROTATABLE PLAIN SHAFT, W/O HOLDING BRAKE; ACC. TOLERANCE N VIBRATION SEVERITY GRADE A, DEGREE OF PROTECTION IP 64 | 9810 | TEM | 1 | MC | 59.104 | 1
1FT71085AB701FG1 | SIMOTICS S SYNCHRON. MOTOR 1FT7, M0=70NM (100K) NN=1500RPM, PN=9,58KW NATURAL AIR COOLING; FRAME SIZE IMB 5 (IM V1, IM V3) FLANGE 0 POWER CONNECTOR ROTATABLE ABSOLUTE ENCODER 22 BITS MULTI TURN WITH DRIVE-CLIQ INTERFACE (ENCODER AM-22-DQ) CONNECTOR ROTATABLE PLAIN SHAFT, W/O HOLDING BRAKE; ACC. TOLERANCE N VIBRATION SEVERITY GRADE A, DEGREE OF PROTECTION IP 65 | 9906 | TEM | 1 | MC | 59.104 | 1
1FT71085AB701FG3 | SIMOTICS S SYNCHRON. MOTOR 1FT7, M0=70NM (100K) NN=1500RPM, PN=9,58KW NATURAL AIR COOLING; FRAME SIZE IMB 5 (IM V1, IM V3) FLANGE 0 POWER CONNECTOR ROTATABLE ABSOLUTE ENCODER 22 BITS MULTI TURN WITH DRIVE-CLIQ INTERFACE (ENCODER AM-22-DQ) CONNECTOR ROTATABLE PLAIN SHAFT, W/O HOLDING BRAKE; ACC. TOLERANCE N VIBRATION SEVERITY GRADE A+R, DEGREE OF PROTECTION IP 64 | 9965 | TEM | 1 | MC | 59.104 | 1
1FT71085AB701FG4 | SIMOTICS S SYNCHRON. MOTOR 1FT7, M0=70NM (100K) NN=1500RPM, PN=9,58KW NATURAL AIR COOLING; FRAME SIZE IMB 5 (IM V1, IM V3) FLANGE 0 POWER CONNECTOR ROTATABLE ABSOLUTE ENCODER 22 BITS MULTI TURN WITH DRIVE-CLIQ INTERFACE (ENCODER AM-22-DQ) CONNECTOR ROTATABLE PLAIN SHAFT, W/O HOLDING BRAKE; ACC. TOLERANCE N VIBRATION SEVERITY GRADE A+R, DEGREE OF PROTECTION IP 65 | 10062 | TEM | 1 | MC | 59.104 | 1
1FT71085AB701FH1 | SIMOTICS S SYNCHRON. MOTOR 1FT7, M0=70NM (100K) NN=1500RPM, PN=9,58KW NATURAL AIR COOLING; FRAME SIZE IMB 5 (IM V1, IM V3) FLANGE 0 POWER CONNECTOR ROTATABLE ABSOLUTE ENCODER 22 BITS MULTI TURN WITH DRIVE-CLIQ INTERFACE (ENCODER AM-22-DQ) CONNECTOR ROTATABLE PLAIN SHAFT, WITH HOLDING BRAKE; ACCURACY TOLERANCE N VIBRATION SEVERITY GRADE A, DEGREE OF PROTECTION IP 65 | 10919 | TEM | 1 | MC | 63.603 | 1
1FT71085AB701FH2 | SIMOTICS S SYNCHRON. MOTOR 1FT7, M0=70NM (100K) NN=1500RPM, PN=9,58KW NATURAL AIR COOLING; FRAME SIZE IMB 5 (IM V1, IM V3) FLANGE 0 POWER CONNECTOR ROTATABLE ABSOLUTE ENCODER 22 BITS MULTI TURN WITH DRIVE-CLIQ INTERFACE (ENCODER AM-22-DQ) CONNECTOR ROTATABLE PLAIN SHAFT, WITH HOLDING BRAKE; ACCURACY TOLERANCE N VIBRATION SEVERITY GRADE A, DEGREE OF PROTECTION IP 67 | 10999 | TEM | 1 | MC | 63.603 | 1
1FT71085AB701FH3 | SIMOTICS S SYNCHRON. MOTOR 1FT7, M0=70NM (100K) NN=1500RPM, PN=9,58KW NATURAL AIR COOLING; FRAME SIZE IMB 5 (IM V1, IM V3) FLANGE 0 POWER CONNECTOR ROTATABLE ABSOLUTE ENCODER 22 BITS MULTI TURN WITH DRIVE-CLIQ INTERFACE (ENCODER AM-22-DQ) CONNECTOR ROTATABLE PLAIN SHAFT, WITH HOLDING BRAKE; ACCURACY TOLERANCE N VIBRATION SEVERITY GRADE A+R, DEGREE OF PROTECTION IP 64 | 10978 | TEM | 1 | MC | 63.603 | 1
1FT71085AB701FH4 | SIMOTICS S SYNCHRON. MOTOR 1FT7, M0=70NM (100K) NN=1500RPM, PN=9,58KW NATURAL AIR COOLING; FRAME SIZE IMB 5 (IM V1, IM V3) FLANGE 0 POWER CONNECTOR ROTATABLE ABSOLUTE ENCODER 22 BITS MULTI TURN WITH DRIVE-CLIQ INTERFACE (ENCODER AM-22-DQ) CONNECTOR ROTATABLE PLAIN SHAFT, WITH HOLDING BRAKE; ACCURACY TOLERANCE N VIBRATION SEVERITY GRADE A+R, DEGREE OF PROTECTION IP 65 | 11075 | TEM | 1 | MC | 63.603 | 1
1FT71085AB701FK1 | SIMOTICS S SYNCHRON. MOTOR 1FT7, M0=70NM (100K) NN=1500RPM, PN=9,58KW NATURAL AIR COOLING; FRAME SIZE IMB 5 (IM V1, IM V3) FLANGE 0 POWER CONNECTOR ROTATABLE ABSOLUTE ENCODER 22 BITS MULTI TURN WITH DRIVE-CLIQ INTERFACE (ENCODER AM-22-DQ) CONNECTOR ROTATABLE PLAIN SHAFT, W/O HOLDING BRAKE; ACC. TOLERANCE R VIBRATION SEVERITY GRADE A, DEGREE OF PROTECTION IP 65 | 10066 | TEM | 1 | MC | 59.104 | 1
1FT71085AB701FL2 | SIMOTICS S SYNCHRON. MOTOR 1FT7, M0=70NM (100K) NN=1500RPM, PN=9,58KW NATURAL AIR COOLING; FRAME SIZE IMB 5 (IM V1, IM V3) FLANGE 0 POWER CONNECTOR ROTATABLE ABSOLUTE ENCODER 22 BITS MULTI TURN WITH DRIVE-CLIQ INTERFACE (ENCODER AM-22-DQ) CONNECTOR ROTATABLE PLAIN SHAFT, WITH HOLDING BRAKE; ACCURACY TOLERANCE R VIBRATION SEVERITY GRADE A, DEGREE OF PROTECTION IP 67 | 11158 | TEM | 1 | MC | 63.603 | 1
1FT71085AB701MB0 | SIMOTICS S SYNCHRON. MOTOR 1FT7, M0=70NM (100K) NN=1500RPM, PN=9,58KW NATURAL AIR COOLING; FRAME SIZE IMB 5 (IM V1, IM V3) FLANGE (COMPACT) WITH KTY TEMPERATURE SENSOR POWER CONNECTOR ROTATABLE ABSOLUTE ENCODER ENDAT 2048 S/R (ENCODER A-2048) CONNECTOR ROTATABLE SHAFT WITH FITTED KEY; WITH HOLDING BRAKE; ACC. TOLERANCE N VIBRATION SEVERITY GRADE A, DEGREE OF PROTECTION IP 64 | 10391 | TEM | 1 | MC | 63.603 | 1
1FT71085AB701MG0 | SIMOTICS S SYNCHRON. MOTOR 1FT7, M0=70NM (100K) NN=1500RPM, PN=9,58KW NATURAL AIR COOLING; FRAME SIZE IMB 5 (IM V1, IM V3) FLANGE (COMPACT) WITH KTY TEMPERATURE SENSOR POWER CONNECTOR ROTATABLE ABSOLUTE ENCODER ENDAT 2048 S/R (ENCODER A-2048) CONNECTOR ROTATABLE PLAIN SHAFT, W/O HOLDING BRAKE; ACC. TOLERANCE N VIBRATION SEVERITY GRADE A, DEGREE OF PROTECTION IP 64 | 9378 | TEM | 1 | MC | 59.104 | 1
1FT71085AB701MH1 | SIMOTICS S SYNCHRON. MOTOR 1FT7, M0=70NM (100K) NN=1500RPM, PN=9,58KW NATURAL AIR COOLING; FRAME SIZE IMB 5 (IM V1, IM V3) FLANGE (COMPACT) WITH KTY TEMPERATURE SENSOR POWER CONNECTOR ROTATABLE ABSOLUTE ENCODER ENDAT 2048 S/R (ENCODER A-2048) CONNECTOR ROTATABLE PLAIN SHAFT, WITH HOLDING BRAKE; ACCURACY TOLERANCE N VIBRATION SEVERITY GRADE A, DEGREE OF PROTECTION IP 65 | 10487 | TEM | 1 | MC | 63.603 | 1
1FT71085AB701NA0 | SIMOTICS S SYNCHRON. MOTOR 1FT7, M0=70NM (100K) NN=1500RPM, PN=9,58KW NATURAL AIR COOLING; FRAME SIZE IMB 5 (IM V1, IM V3) FLANGE (COMPACT) WITH KTY TEMPERATURE SENSOR POWER CONNECTOR ROTATABLE INCREM. ENCODER SIN/COS 1VSS 2048 S/R (ENCODER I-2048) CONNECTOR ROTATABLE SHAFT WITH FITTED KEY; W/O HOLDING BRAKE; ACC. TOLERANCE N VIBRATION SEVERITY GRADE A, DEGREE OF PROTECTION IP 64 | 8624 | TEM | 1 | MC | 59.104 | 1
1FT71085AB701NA1 | SIMOTICS S SYNCHRON. MOTOR 1FT7, M0=70NM (100K) NN=1500RPM, PN=9,58KW NATURAL AIR COOLING; FRAME SIZE IMB 5 (IM V1, IM V3) FLANGE (COMPACT) WITH KTY TEMPERATURE SENSOR POWER CONNECTOR ROTATABLE INCREM. ENCODER SIN/COS 1VSS 2048 S/R (ENCODER I-2048) CONNECTOR ROTATABLE SHAFT WITH FITTED KEY; W/O HOLDING BRAKE; ACC. TOLERANCE N VIBRATION SEVERITY GRADE A, DEGREE OF PROTECTION IP 65 | 8721 | TEM | 1 | MC | 59.104 | 1
1FT71085AB701NB0 | SIMOTICS S SYNCHRON. MOTOR 1FT7, M0=70NM (100K) NN=1500RPM, PN=9,58KW NATURAL AIR COOLING; FRAME SIZE IMB 5 (IM V1, IM V3) FLANGE (COMPACT) WITH KTY TEMPERATURE SENSOR POWER CONNECTOR ROTATABLE INCREM. ENCODER SIN/COS 1VSS 2048 S/R (ENCODER I-2048) CONNECTOR ROTATABLE SHAFT WITH FITTED KEY; WITH HOLDING BRAKE; ACC. TOLERANCE N VIBRATION SEVERITY GRADE A, DEGREE OF PROTECTION IP 64 | 9637 | TEM | 1 | MC | 63.603 | 1
1FT71085AB701NG0 | SIMOTICS S SYNCHRON. MOTOR 1FT7, M0=70NM (100K) NN=1500RPM, PN=9,58KW NATURAL AIR COOLING; FRAME SIZE IMB 5 (IM V1, IM V3) FLANGE (COMPACT) WITH KTY TEMPERATURE SENSOR POWER CONNECTOR ROTATABLE INCREM. ENCODER SIN/COS 1VSS 2048 S/R (ENCODER I-2048) CONNECTOR ROTATABLE PLAIN SHAFT, W/O HOLDING BRAKE; ACC. TOLERANCE N VIBRATION SEVERITY GRADE A, DEGREE OF PROTECTION IP 64 | 8624 | TEM | 1 | MC | 59.104 | 1
1FT71085AB701NG1 | SIMOTICS S SYNCHRON. MOTOR 1FT7, M0=70NM (100K) NN=1500RPM, PN=9,58KW NATURAL AIR COOLING; FRAME SIZE IMB 5 (IM V1, IM V3) FLANGE (COMPACT) WITH KTY TEMPERATURE SENSOR POWER CONNECTOR ROTATABLE INCREM. ENCODER SIN/COS 1VSS 2048 S/R (ENCODER I-2048) CONNECTOR ROTATABLE PLAIN SHAFT, W/O HOLDING BRAKE; ACC. TOLERANCE N VIBRATION SEVERITY GRADE A, DEGREE OF PROTECTION IP 65 | 8721 | TEM | 1 | MC | 59.104 | 1
1FT71085AB701NG3 | SIMOTICS S SYNCHRON. MOTOR 1FT7, M0=70NM (100K) NN=1500RPM, PN=9,58KW NATURAL AIR COOLING; FRAME SIZE IMB 5 (IM V1, IM V3) FLANGE (COMPACT) WITH KTY TEMPERATURE SENSOR POWER CONNECTOR ROTATABLE INCREM. ENCODER SIN/COS 1VSS 2048 S/R (ENCODER I-2048) CONNECTOR ROTATABLE PLAIN SHAFT, W/O HOLDING BRAKE; ACC. TOLERANCE N VIBRATION SEVERITY GRADE A+R, DEGREE OF PROTECTION IP 64 | 8779 | TEM | 1 | MC | 59.104 | 1
1FT71085AB701NH1 | SIMOTICS S SYNCHRON. MOTOR 1FT7, M0=70NM (100K) NN=1500RPM, PN=9,58KW NATURAL AIR COOLING; FRAME SIZE IMB 5 (IM V1, IM V3) FLANGE (COMPACT) WITH KTY TEMPERATURE SENSOR POWER CONNECTOR ROTATABLE INCREM. ENCODER SIN/COS 1VSS 2048 S/R (ENCODER I-2048) CONNECTOR ROTATABLE PLAIN SHAFT, WITH HOLDING BRAKE; ACCURACY TOLERANCE N VIBRATION SEVERITY GRADE A, DEGREE OF PROTECTION IP 65 | 9733 | TEM | 1 | MC | 63.603 | 1
1FT71085AB711BA0 | SIMOTICS S SYNCHRON. MOTOR 1FT7, M0=70NM (100K) NN=1500RPM, PN=9,58KW NATURAL AIR COOLING; FRAME SIZE IMB 5 (IM V1, IM V3) FLANGE 1 (1FT6 COMPATIBLE) POWER CONNECTOR ROTATABLE ABSOLUTE VALUE ENCODER SINGLETURN 24 BIT WITH DRIVE-CLIQ INTERFACE (ENCODER AS24DQI) SHAFT WITH FITTED KEY; W/O HOLDING BRAKE; ACC. TOLERANCE N VIBRATION SEVERITY GRADE A, DEGREE OF PROTECTION IP 64 | 8965 | TEM | 1 | MC | 59.104 | 1
1FT71085AB711BA1 | SIMOTICS S SYNCHRON. MOTOR 1FT7, M0=70NM (100K) NN=1500RPM, PN=9,58KW NATURAL AIR COOLING; FRAME SIZE IMB 5 (IM V1, IM V3) FLANGE 1 (1FT6 COMPATIBLE) POWER CONNECTOR ROTATABLE ABSOLUTE VALUE ENCODER SINGLETURN 24 BIT WITH DRIVE-CLIQ INTERFACE (ENCODER AS24DQI) SHAFT WITH FITTED KEY; W/O HOLDING BRAKE; ACC. TOLERANCE N VIBRATION SEVERITY GRADE A, DEGREE OF PROTECTION IP 65 | 9061 | TEM | 1 | MC | 59.104 | 1
1FT71085AB711BB1 | SIMOTICS S SYNCHRON. MOTOR 1FT7, M0=70NM (100K) NN=1500RPM, PN=9,58KW NATURAL AIR COOLING; FRAME SIZE IMB 5 (IM V1, IM V3) FLANGE 1 (1FT6 COMPATIBLE) POWER CONNECTOR ROTATABLE ABSOLUTE VALUE ENCODER SINGLETURN 24 BIT WITH DRIVE-CLIQ INTERFACE (ENCODER AS24DQI) SHAFT WITH FITTED KEY; WITH HOLDING BRAKE; ACC. TOLERANCE N VIBRATION SEVERITY GRADE A, DEGREE OF PROTECTION IP 65 | 10074 | TEM | 1 | MC | 63.603 | 1
1FT71085AB711BB2 | SIMOTICS S SYNCHRON. MOTOR 1FT7, M0=70NM (100K) NN=1500RPM, PN=9,58KW NATURAL AIR COOLING; FRAME SIZE IMB 5 (IM V1, IM V3) FLANGE 1 (1FT6 COMPATIBLE) POWER CONNECTOR ROTATABLE ABSOLUTE VALUE ENCODER SINGLETURN 24 BIT WITH DRIVE-CLIQ INTERFACE (ENCODER AS24DQI) SHAFT WITH FITTED KEY; WITH HOLDING BRAKE; ACC. TOLERANCE N VIBRATION SEVERITY GRADE A, DEGREE OF PROTECTION IP 67 | 10153 | TEM | 1 | MC | 63.603 | 1
1FT71085AB711BD0 | SIMOTICS S SYNCHRON. MOTOR 1FT7, M0=70NM (100K) NN=1500RPM, PN=9,58KW NATURAL AIR COOLING; FRAME SIZE IMB 5 (IM V1, IM V3) FLANGE 1 (1FT6 COMPATIBLE) POWER CONNECTOR ROTATABLE ABSOLUTE VALUE ENCODER SINGLETURN 24 BIT WITH DRIVE-CLIQ INTERFACE (ENCODER AS24DQI) SHAFT WITH FITTED KEY; W/O HOLDING BRAKE; ACC. TOLERANCE R VIBRATION SEVERITY GRADE A, DEGREE OF PROTECTION IP 64 | 9124 | TEM | 1 | MC | 59.104 | 1
1FT71085AB711BG0 | SIMOTICS S SYNCHRON. MOTOR 1FT7, M0=70NM (100K) NN=1500RPM, PN=9,58KW NATURAL AIR COOLING; FRAME SIZE IMB 5 (IM V1, IM V3) FLANGE 1 (1FT6 COMPATIBLE) POWER CONNECTOR ROTATABLE ABSOLUTE VALUE ENCODER SINGLETURN 24 BIT WITH DRIVE-CLIQ INTERFACE (ENCODER AS24DQI) PLAIN SHAFT, W/O HOLDING BRAKE; ACC. TOLERANCE N VIBRATION SEVERITY GRADE A, DEGREE OF PROTECTION IP 64 | 8965 | TEM | 1 | MC | 59.104 | 1
1FT71085AB711BG1 | SIMOTICS S SYNCHRON. MOTOR 1FT7, M0=70NM (100K) NN=1500RPM, PN=9,58KW NATURAL AIR COOLING; FRAME SIZE IMB 5 (IM V1, IM V3) FLANGE 1 (1FT6 COMPATIBLE) POWER CONNECTOR ROTATABLE ABSOLUTE VALUE ENCODER SINGLETURN 24 BIT WITH DRIVE-CLIQ INTERFACE (ENCODER AS24DQI) PLAIN SHAFT, W/O HOLDING BRAKE; ACC. TOLERANCE N VIBRATION SEVERITY GRADE A, DEGREE OF PROTECTION IP 65 | 9061 | TEM | 1 | MC | 59.104 | 1
1FT71085AB711BG2 | SIMOTICS S SYNCHRON. MOTOR 1FT7, M0=70NM (100K) NN=1500RPM, PN=9,58KW NATURAL AIR COOLING; FRAME SIZE IMB 5 (IM V1, IM V3) FLANGE 1 (1FT6 COMPATIBLE) POWER CONNECTOR ROTATABLE ABSOLUTE VALUE ENCODER SINGLETURN 24 BIT WITH DRIVE-CLIQ INTERFACE (ENCODER AS24DQI) PLAIN SHAFT, W/O HOLDING BRAKE; ACC. TOLERANCE N VIBRATION SEVERITY GRADE A, DEGREE OF PROTECTION IP 67 | 9141 | TEM | 1 | MC | 59.104 | 1
1FT71085AB711BG5 | SIMOTICS S SYNCHRON. MOTOR 1FT7, M0=70NM (100K) NN=1500RPM, PN=9,58KW NATURAL AIR COOLING; FRAME SIZE IMB 5 (IM V1, IM V3) FLANGE 1 (1FT6 COMPATIBLE) POWER CONNECTOR ROTATABLE ABSOLUTE VALUE ENCODER SINGLETURN 24 BIT WITH DRIVE-CLIQ INTERFACE (ENCODER AS24DQI) PLAIN SHAFT, W/O HOLDING BRAKE; ACC. TOLERANCE N VIBRATION SEVERITY GRADE A+R, DEGREE OF PROTECTION IP 67 | 9297 | TEM | 1 | MC | 59.104 | 1
1FT71085AB711BH0 | SIMOTICS S SYNCHRON. MOTOR 1FT7, M0=70NM (100K) NN=1500RPM, PN=9,58KW NATURAL AIR COOLING; FRAME SIZE IMB 5 (IM V1, IM V3) FLANGE 1 (1FT6 COMPATIBLE) POWER CONNECTOR ROTATABLE ABSOLUTE VALUE ENCODER SINGLETURN 24 BIT WITH DRIVE-CLIQ INTERFACE (ENCODER AS24DQI) PLAIN SHAFT, WITH HOLDING BRAKE; ACCURACY TOLERANCE N VIBRATION SEVERITY GRADE A, DEGREE OF PROTECTION IP 64 | 9978 | TEM | 1 | MC | 63.603 | 1
1FT71085AB711BH1 | SIMOTICS S SYNCHRON. MOTOR 1FT7, M0=70NM (100K) NN=1500RPM, PN=9,58KW NATURAL AIR COOLING; FRAME SIZE IMB 5 (IM V1, IM V3) FLANGE 1 (1FT6 COMPATIBLE) POWER CONNECTOR ROTATABLE ABSOLUTE VALUE ENCODER SINGLETURN 24 BIT WITH DRIVE-CLIQ INTERFACE (ENCODER AS24DQI) PLAIN SHAFT, WITH HOLDING BRAKE; ACCURACY TOLERANCE N VIBRATION SEVERITY GRADE A, DEGREE OF PROTECTION IP 65 | 10074 | TEM | 1 | MC | 63.603 | 1
1FT71085AB711BH2 | SIMOTICS S SYNCHRON. MOTOR 1FT7, M0=70NM (100K) NN=1500RPM, PN=9,58KW NATURAL AIR COOLING; FRAME SIZE IMB 5 (IM V1, IM V3) FLANGE 1 (1FT6 COMPATIBLE) POWER CONNECTOR ROTATABLE ABSOLUTE VALUE ENCODER SINGLETURN 24 BIT WITH DRIVE-CLIQ INTERFACE (ENCODER AS24DQI) PLAIN SHAFT, WITH HOLDING BRAKE; ACCURACY TOLERANCE N VIBRATION SEVERITY GRADE A, DEGREE OF PROTECTION IP 67 | 10153 | TEM | 1 | MC | 63.603 | 1
1FT71085AB711BK4 | SIMOTICS S SYNCHRON. MOTOR 1FT7, M0=70NM (100K) NN=1500RPM, PN=9,58KW NATURAL AIR COOLING; FRAME SIZE IMB 5 (IM V1, IM V3) FLANGE 1 (1FT6 COMPATIBLE) POWER CONNECTOR ROTATABLE ABSOLUTE VALUE ENCODER SINGLETURN 24 BIT WITH DRIVE-CLIQ INTERFACE (ENCODER AS24DQI) PLAIN SHAFT, W/O HOLDING BRAKE; ACC. TOLERANCE R VIBRATION SEVERITY GRADE A+R, DEGREE OF PROTECTION IP 65 | 9376 | TEM | 1 | MC | 59.104 | 1
1FT71085AB711BK5 | SIMOTICS S SYNCHRON. MOTOR 1FT7, M0=70NM (100K) NN=1500RPM, PN=9,58KW NATURAL AIR COOLING; FRAME SIZE IMB 5 (IM V1, IM V3) FLANGE 1 (1FT6 COMPATIBLE) POWER CONNECTOR ROTATABLE ABSOLUTE VALUE ENCODER SINGLETURN 24 BIT WITH DRIVE-CLIQ INTERFACE (ENCODER AS24DQI) PLAIN SHAFT, W/O HOLDING BRAKE; ACC. TOLERANCE R VIBRATION SEVERITY GRADE A+R, DEGREE OF PROTECTION IP 67 | 9456 | TEM | 1 | MC | 59.104 | 1
1FT71085AB711BL5 | SIMOTICS S SYNCHRON. MOTOR 1FT7, M0=70NM (100K) NN=1500RPM, PN=9,58KW NATURAL AIR COOLING; FRAME SIZE IMB 5 (IM V1, IM V3) FLANGE 1 (1FT6 COMPATIBLE) POWER CONNECTOR ROTATABLE ABSOLUTE VALUE ENCODER SINGLETURN 24 BIT WITH DRIVE-CLIQ INTERFACE (ENCODER AS24DQI) PLAIN SHAFT, WITH HOLDING BRAKE; ACCURACY TOLERANCE R VIBRATION SEVERITY GRADE A+R, DEGREE OF PROTECTION IP 67 | 10468 | TEM | 1 | MC | 63.603 | 1
1FT71085AB711CA0 | SIMOTICS S SYNCHRON. MOTOR 1FT7, M0=70NM (100K) NN=1500RPM, PN=9,58KW NATURAL AIR COOLING; FRAME SIZE IMB 5 (IM V1, IM V3) FLANGE 1 (1FT6 COMPATIBLE) POWER CONNECTOR ROTATABLE ABSOLUTE ENCODER 24 BITS + 12 BIT MULTITURN WITH DRIVE-CLIQ INTERFACE (ENCODER AM24DQI) SHAFT WITH FITTED KEY; W/O HOLDING BRAKE; ACC. TOLERANCE N VIBRATION SEVERITY GRADE A, DEGREE OF PROTECTION IP 64 | 9730 | TEM | 1 | MC | 59.104 | 1
1FT71085AB711CA1 | SIMOTICS S SYNCHRON. MOTOR 1FT7, M0=70NM (100K) NN=1500RPM, PN=9,58KW NATURAL AIR COOLING; FRAME SIZE IMB 5 (IM V1, IM V3) FLANGE 1 (1FT6 COMPATIBLE) POWER CONNECTOR ROTATABLE ABSOLUTE ENCODER 24 BITS + 12 BIT MULTITURN WITH DRIVE-CLIQ INTERFACE (ENCODER AM24DQI) SHAFT WITH FITTED KEY; W/O HOLDING BRAKE; ACC. TOLERANCE N VIBRATION SEVERITY GRADE A, DEGREE OF PROTECTION IP 65 | 9826 | TEM | 1 | MC | 59.104 | 1
1FT71085AB711CA3 | SIMOTICS S SYNCHRON. MOTOR 1FT7, M0=70NM (100K) NN=1500RPM, PN=9,58KW NATURAL AIR COOLING; FRAME SIZE IMB 5 (IM V1, IM V3) FLANGE 1 (1FT6 COMPATIBLE) POWER CONNECTOR ROTATABLE ABSOLUTE ENCODER 24 BITS + 12 BIT MULTITURN WITH DRIVE-CLIQ INTERFACE (ENCODER AM24DQI) SHAFT WITH FITTED KEY; W/O HOLDING BRAKE; ACC. TOLERANCE N VIBRATION SEVERITY GRADE A+R, DEGREE OF PROTECTION IP 64 | 9885 | TEM | 1 | MC | 59.104 | 1
1FT71085AB711CB0 | SIMOTICS S SYNCHRON. MOTOR 1FT7, M0=70NM (100K) NN=1500RPM, PN=9,58KW NATURAL AIR COOLING; FRAME SIZE IMB 5 (IM V1, IM V3) FLANGE 1 (1FT6 COMPATIBLE) POWER CONNECTOR ROTATABLE ABSOLUTE ENCODER 24 BITS + 12 BIT MULTITURN WITH DRIVE-CLIQ INTERFACE (ENCODER AM24DQI) SHAFT WITH FITTED KEY; WITH HOLDING BRAKE; ACC. TOLERANCE N VIBRATION SEVERITY GRADE A, DEGREE OF PROTECTION IP 64 | 10743 | TEM | 1 | MC | 63.603 | 1
1FT71085AB711CB1 | SIMOTICS S SYNCHRON. MOTOR 1FT7, M0=70NM (100K) NN=1500RPM, PN=9,58KW NATURAL AIR COOLING; FRAME SIZE IMB 5 (IM V1, IM V3) FLANGE 1 (1FT6 COMPATIBLE) POWER CONNECTOR ROTATABLE ABSOLUTE ENCODER 24 BITS + 12 BIT MULTITURN WITH DRIVE-CLIQ INTERFACE (ENCODER AM24DQI) SHAFT WITH FITTED KEY; WITH HOLDING BRAKE; ACC. TOLERANCE N VIBRATION SEVERITY GRADE A, DEGREE OF PROTECTION IP 65 | 10839 | TEM | 1 | MC | 63.603 | 1
1FT71085AB711CB2 | SIMOTICS S SYNCHRON. MOTOR 1FT7, M0=70NM (100K) NN=1500RPM, PN=9,58KW NATURAL AIR COOLING; FRAME SIZE IMB 5 (IM V1, IM V3) FLANGE 1 (1FT6 COMPATIBLE) POWER CONNECTOR ROTATABLE ABSOLUTE ENCODER 24 BITS + 12 BIT MULTITURN WITH DRIVE-CLIQ INTERFACE (ENCODER AM24DQI) SHAFT WITH FITTED KEY; WITH HOLDING BRAKE; ACC. TOLERANCE N VIBRATION SEVERITY GRADE A, DEGREE OF PROTECTION IP 67 | 10918 | TEM | 1 | MC | 63.603 | 1
1FT71085AB711CB3 | SIMOTICS S SYNCHRON. MOTOR 1FT7, M0=70NM (100K) NN=1500RPM, PN=9,58KW NATURAL AIR COOLING; FRAME SIZE IMB 5 (IM V1, IM V3) FLANGE 1 (1FT6 COMPATIBLE) POWER CONNECTOR ROTATABLE ABSOLUTE ENCODER 24 BITS + 12 BIT MULTITURN WITH DRIVE-CLIQ INTERFACE (ENCODER AM24DQI) SHAFT WITH FITTED KEY; WITH HOLDING BRAKE; ACC. TOLERANCE N VIBRATION SEVERITY GRADE A+R, DEGREE OF PROTECTION IP 64 | 10897 | TEM | 1 | MC | 63.603 | 1
1FT71085AB711CG0 | SIMOTICS S SYNCHRON. MOTOR 1FT7, M0=70NM (100K) NN=1500RPM, PN=9,58KW NATURAL AIR COOLING; FRAME SIZE IMB 5 (IM V1, IM V3) FLANGE 1 (1FT6 COMPATIBLE) POWER CONNECTOR ROTATABLE ABSOLUTE ENCODER 24 BITS + 12 BIT MULTITURN WITH DRIVE-CLIQ INTERFACE (ENCODER AM24DQI) PLAIN SHAFT, W/O HOLDING BRAKE; ACC. TOLERANCE N VIBRATION SEVERITY GRADE A, DEGREE OF PROTECTION IP 64 | 9730 | TEM | 1 | MC | 59.104 | 1
1FT71085AB711CG1 | SIMOTICS S SYNCHRON. MOTOR 1FT7, M0=70NM (100K) NN=1500RPM, PN=9,58KW NATURAL AIR COOLING; FRAME SIZE IMB 5 (IM V1, IM V3) FLANGE 1 (1FT6 COMPATIBLE) POWER CONNECTOR ROTATABLE ABSOLUTE ENCODER 24 BITS + 12 BIT MULTITURN WITH DRIVE-CLIQ INTERFACE (ENCODER AM24DQI) PLAIN SHAFT, W/O HOLDING BRAKE; ACC. TOLERANCE N VIBRATION SEVERITY GRADE A, DEGREE OF PROTECTION IP 65 | 9826 | TEM | 1 | MC | 59.104 | 1
1FT71085AB711CG2 | SIMOTICS S SYNCHRON. MOTOR 1FT7, M0=70NM (100K) NN=1500RPM, PN=9,58KW NATURAL AIR COOLING; FRAME SIZE IMB 5 (IM V1, IM V3) FLANGE 1 (1FT6 COMPATIBLE) POWER CONNECTOR ROTATABLE ABSOLUTE ENCODER 24 BITS + 12 BIT MULTITURN WITH DRIVE-CLIQ INTERFACE (ENCODER AM24DQI) PLAIN SHAFT, W/O HOLDING BRAKE; ACC. TOLERANCE N VIBRATION SEVERITY GRADE A, DEGREE OF PROTECTION IP 67 | 9906 | TEM | 1 | MC | 59.104 | 1
1FT71085AB711CG5 | SIMOTICS S SYNCHRON. MOTOR 1FT7, M0=70NM (100K) NN=1500RPM, PN=9,58KW NATURAL AIR COOLING; FRAME SIZE IMB 5 (IM V1, IM V3) FLANGE 1 (1FT6 COMPATIBLE) POWER CONNECTOR ROTATABLE ABSOLUTE ENCODER 24 BITS + 12 BIT MULTITURN WITH DRIVE-CLIQ INTERFACE (ENCODER AM24DQI) PLAIN SHAFT, W/O HOLDING BRAKE; ACC. TOLERANCE N VIBRATION SEVERITY GRADE A+R, DEGREE OF PROTECTION IP 67 | 10062 | TEM | 1 | MC | 59.104 | 1
1FT71085AB711CH0 | SIMOTICS S SYNCHRON. MOTOR 1FT7, M0=70NM (100K) NN=1500RPM, PN=9,58KW NATURAL AIR COOLING; FRAME SIZE IMB 5 (IM V1, IM V3) FLANGE 1 (1FT6 COMPATIBLE) POWER CONNECTOR ROTATABLE ABSOLUTE ENCODER 24 BITS + 12 BIT MULTITURN WITH DRIVE-CLIQ INTERFACE (ENCODER AM24DQI) PLAIN SHAFT, WITH HOLDING BRAKE; ACCURACY TOLERANCE N VIBRATION SEVERITY GRADE A, DEGREE OF PROTECTION IP 64 | 10743 | TEM | 1 | MC | 63.603 | 1
1FT71085AB711CH1 | SIMOTICS S SYNCHRON. MOTOR 1FT7, M0=70NM (100K) NN=1500RPM, PN=9,58KW NATURAL AIR COOLING; FRAME SIZE IMB 5 (IM V1, IM V3) FLANGE 1 (1FT6 COMPATIBLE) POWER CONNECTOR ROTATABLE ABSOLUTE ENCODER 24 BITS + 12 BIT MULTITURN WITH DRIVE-CLIQ INTERFACE (ENCODER AM24DQI) PLAIN SHAFT, WITH HOLDING BRAKE; ACCURACY TOLERANCE N VIBRATION SEVERITY GRADE A, DEGREE OF PROTECTION IP 65 | 10839 | TEM | 1 | MC | 63.603 | 1
1FT71085AB711CH2 | SIMOTICS S SYNCHRON. MOTOR 1FT7, M0=70NM (100K) NN=1500RPM, PN=9,58KW NATURAL AIR COOLING; FRAME SIZE IMB 5 (IM V1, IM V3) FLANGE 1 (1FT6 COMPATIBLE) POWER CONNECTOR ROTATABLE ABSOLUTE ENCODER 24 BITS + 12 BIT MULTITURN WITH DRIVE-CLIQ INTERFACE (ENCODER AM24DQI) PLAIN SHAFT, WITH HOLDING BRAKE; ACCURACY TOLERANCE N VIBRATION SEVERITY GRADE A, DEGREE OF PROTECTION IP 67 | 10918 | TEM | 1 | MC | 63.603 | 1
1FT71085AB711CK3 | SIMOTICS S SYNCHRON. MOTOR 1FT7, M0=70NM (100K) NN=1500RPM, PN=9,58KW NATURAL AIR COOLING; FRAME SIZE IMB 5 (IM V1, IM V3) FLANGE 1 (1FT6 COMPATIBLE) POWER CONNECTOR ROTATABLE ABSOLUTE ENCODER 24 BITS + 12 BIT MULTITURN WITH DRIVE-CLIQ INTERFACE (ENCODER AM24DQI) PLAIN SHAFT, W/O HOLDING BRAKE; ACC. TOLERANCE R VIBRATION SEVERITY GRADE A+R, DEGREE OF PROTECTION IP 64 | 10044 | TEM | 1 | MC | 59.104 | 1
1FT71085AB711CL1 | SIMOTICS S SYNCHRON. MOTOR 1FT7, M0=70NM (100K) NN=1500RPM, PN=9,58KW NATURAL AIR COOLING; FRAME SIZE IMB 5 (IM V1, IM V3) FLANGE 1 (1FT6 COMPATIBLE) POWER CONNECTOR ROTATABLE ABSOLUTE ENCODER 24 BITS + 12 BIT MULTITURN WITH DRIVE-CLIQ INTERFACE (ENCODER AM24DQI) PLAIN SHAFT, WITH HOLDING BRAKE; ACCURACY TOLERANCE R VIBRATION SEVERITY GRADE A, DEGREE OF PROTECTION IP 65 | 10998 | TEM | 1 | MC | 63.603 | 1
1FT71085AB711DA0 | SIMOTICS S SYNCHRON. MOTOR 1FT7, M0=70NM (100K) NN=1500RPM, PN=9,58KW NATURAL AIR COOLING; FRAME SIZE IMB 5 (IM V1, IM V3) FLANGE 1 (1FT6 COMPATIBLE) POWER CONNECTOR ROTATABLE INCREMENTAL ENCODER 2048 S/R WITH DRIVE-CLIQ INTERFACE (ENCODER I-2048) CONNECTOR ROTATABLE SHAFT WITH FITTED KEY; W/O HOLDING BRAKE; ACC. TOLERANCE N VIBRATION SEVERITY GRADE A, DEGREE OF PROTECTION IP 64 | 9045 | TEM | 1 | MC | 59.104 | 1
1FT71085AB711DA1 | SIMOTICS S SYNCHRON. MOTOR 1FT7, M0=70NM (100K) NN=1500RPM, PN=9,58KW NATURAL AIR COOLING; FRAME SIZE IMB 5 (IM V1, IM V3) FLANGE 1 (1FT6 COMPATIBLE) POWER CONNECTOR ROTATABLE INCREMENTAL ENCODER 2048 S/R WITH DRIVE-CLIQ INTERFACE (ENCODER I-2048) CONNECTOR ROTATABLE SHAFT WITH FITTED KEY; W/O HOLDING BRAKE; ACC. TOLERANCE N VIBRATION SEVERITY GRADE A, DEGREE OF PROTECTION IP 65 | 9141 | TEM | 1 | MC | 59.104 | 1
1FT71085AB711DA2 | SIMOTICS S SYNCHRON. MOTOR 1FT7, M0=70NM (100K) NN=1500RPM, PN=9,58KW NATURAL AIR COOLING; FRAME SIZE IMB 5 (IM V1, IM V3) FLANGE 1 (1FT6 COMPATIBLE) POWER CONNECTOR ROTATABLE INCREMENTAL ENCODER 2048 S/R WITH DRIVE-CLIQ INTERFACE (ENCODER I-2048) CONNECTOR ROTATABLE SHAFT WITH FITTED KEY; W/O HOLDING BRAKE; ACC. TOLERANCE N VIBRATION SEVERITY GRADE A, DEGREE OF PROTECTION IP 67 | 9221 | TEM | 1 | MC | 59.104 | 1
1FT71085AB711DA3 | SIMOTICS S SYNCHRON. MOTOR 1FT7, M0=70NM (100K) NN=1500RPM, PN=9,58KW NATURAL AIR COOLING; FRAME SIZE IMB 5 (IM V1, IM V3) FLANGE 1 (1FT6 COMPATIBLE) POWER CONNECTOR ROTATABLE INCREMENTAL ENCODER 2048 S/R WITH DRIVE-CLIQ INTERFACE (ENCODER I-2048) CONNECTOR ROTATABLE SHAFT WITH FITTED KEY; W/O HOLDING BRAKE; ACC. TOLERANCE N VIBRATION SEVERITY GRADE A+R, DEGREE OF PROTECTION IP 64 | 9200 | TEM | 1 | MC | 59.104 | 1
1FT71085AB711DB0 | SIMOTICS S SYNCHRON. MOTOR 1FT7, M0=70NM (100K) NN=1500RPM, PN=9,58KW NATURAL AIR COOLING; FRAME SIZE IMB 5 (IM V1, IM V3) FLANGE 1 (1FT6 COMPATIBLE) POWER CONNECTOR ROTATABLE INCREMENTAL ENCODER 2048 S/R WITH DRIVE-CLIQ INTERFACE (ENCODER I-2048) CONNECTOR ROTATABLE SHAFT WITH FITTED KEY; WITH HOLDING BRAKE; ACC. TOLERANCE N VIBRATION SEVERITY GRADE A, DEGREE OF PROTECTION IP 64 | 10058 | TEM | 1 | MC | 63.603 | 1
1FT71085AB711DB1 | SIMOTICS S SYNCHRON. MOTOR 1FT7, M0=70NM (100K) NN=1500RPM, PN=9,58KW NATURAL AIR COOLING; FRAME SIZE IMB 5 (IM V1, IM V3) FLANGE 1 (1FT6 COMPATIBLE) POWER CONNECTOR ROTATABLE INCREMENTAL ENCODER 2048 S/R WITH DRIVE-CLIQ INTERFACE (ENCODER I-2048) CONNECTOR ROTATABLE SHAFT WITH FITTED KEY; WITH HOLDING BRAKE; ACC. TOLERANCE N VIBRATION SEVERITY GRADE A, DEGREE OF PROTECTION IP 65 | 10154 | TEM | 1 | MC | 63.603 | 1
1FT71085AB711DB2 | SIMOTICS S SYNCHRON. MOTOR 1FT7, M0=70NM (100K) NN=1500RPM, PN=9,58KW NATURAL AIR COOLING; FRAME SIZE IMB 5 (IM V1, IM V3) FLANGE 1 (1FT6 COMPATIBLE) POWER CONNECTOR ROTATABLE INCREMENTAL ENCODER 2048 S/R WITH DRIVE-CLIQ INTERFACE (ENCODER I-2048) CONNECTOR ROTATABLE SHAFT WITH FITTED KEY; WITH HOLDING BRAKE; ACC. TOLERANCE N VIBRATION SEVERITY GRADE A, DEGREE OF PROTECTION IP 67 | 10234 | TEM | 1 | MC | 63.603 | 1
1FT71085AB711DD1 | SIMOTICS S SYNCHRON. MOTOR 1FT7, M0=70NM (100K) NN=1500RPM, PN=9,58KW NATURAL AIR COOLING; FRAME SIZE IMB 5 (IM V1, IM V3) FLANGE 1 (1FT6 COMPATIBLE) POWER CONNECTOR ROTATABLE INCREMENTAL ENCODER 2048 S/R WITH DRIVE-CLIQ INTERFACE (ENCODER I-2048) CONNECTOR ROTATABLE SHAFT WITH FITTED KEY; W/O HOLDING BRAKE; ACC. TOLERANCE R VIBRATION SEVERITY GRADE A, DEGREE OF PROTECTION IP 65 | 9301 | TEM | 1 | MC | 59.104 | 1
1FT71085AB711DE0 | SIMOTICS S SYNCHRON. MOTOR 1FT7, M0=70NM (100K) NN=1500RPM, PN=9,58KW NATURAL AIR COOLING; FRAME SIZE IMB 5 (IM V1, IM V3) FLANGE 1 (1FT6 COMPATIBLE) POWER CONNECTOR ROTATABLE INCREMENTAL ENCODER 2048 S/R WITH DRIVE-CLIQ INTERFACE (ENCODER I-2048) CONNECTOR ROTATABLE SHAFT WITH FITTED KEY; WITH HOLDING BRAKE; ACC. TOLERANCE R VIBRATION SEVERITY GRADE A, DEGREE OF PROTECTION IP 64 | 10217 | TEM | 1 | MC | 63.603 | 1
1FT71085AB711DE5 | SIMOTICS S SYNCHRON. MOTOR 1FT7, M0=70NM (100K) NN=1500RPM, PN=9,58KW NATURAL AIR COOLING; FRAME SIZE IMB 5 (IM V1, IM V3) FLANGE 1 (1FT6 COMPATIBLE) POWER CONNECTOR ROTATABLE INCREMENTAL ENCODER 2048 S/R WITH DRIVE-CLIQ INTERFACE (ENCODER I-2048) CONNECTOR ROTATABLE SHAFT WITH FITTED KEY; WITH HOLDING BRAKE; ACC. TOLERANCE R VIBRATION SEVERITY GRADE A+R, DEGREE OF PROTECTION IP 67 | 10549 | TEM | 1 | MC | 63.603 | 1
1FT71085AB711DG0 | SIMOTICS S SYNCHRON. MOTOR 1FT7, M0=70NM (100K) NN=1500RPM, PN=9,58KW NATURAL AIR COOLING; FRAME SIZE IMB 5 (IM V1, IM V3) FLANGE 1 (1FT6 COMPATIBLE) POWER CONNECTOR ROTATABLE INCREMENTAL ENCODER 2048 S/R WITH DRIVE-CLIQ INTERFACE (ENCODER I-2048) CONNECTOR ROTATABLE PLAIN SHAFT, W/O HOLDING BRAKE; ACC. TOLERANCE N VIBRATION SEVERITY GRADE A, DEGREE OF PROTECTION IP 64 | 9045 | TEM | 1 | MC | 59.104 | 1
1FT71085AB711DG1 | SIMOTICS S SYNCHRON. MOTOR 1FT7, M0=70NM (100K) NN=1500RPM, PN=9,58KW NATURAL AIR COOLING; FRAME SIZE IMB 5 (IM V1, IM V3) FLANGE 1 (1FT6 COMPATIBLE) POWER CONNECTOR ROTATABLE INCREMENTAL ENCODER 2048 S/R WITH DRIVE-CLIQ INTERFACE (ENCODER I-2048) CONNECTOR ROTATABLE PLAIN SHAFT, W/O HOLDING BRAKE; ACC. TOLERANCE N VIBRATION SEVERITY GRADE A, DEGREE OF PROTECTION IP 65 | 9141 | TEM | 1 | MC | 59.104 | 1
1FT71085AB711DG2 | SIMOTICS S SYNCHRON. MOTOR 1FT7, M0=70NM (100K) NN=1500RPM, PN=9,58KW NATURAL AIR COOLING; FRAME SIZE IMB 5 (IM V1, IM V3) FLANGE 1 (1FT6 COMPATIBLE) POWER CONNECTOR ROTATABLE INCREMENTAL ENCODER 2048 S/R WITH DRIVE-CLIQ INTERFACE (ENCODER I-2048) CONNECTOR ROTATABLE PLAIN SHAFT, W/O HOLDING BRAKE; ACC. TOLERANCE N VIBRATION SEVERITY GRADE A, DEGREE OF PROTECTION IP 67 | 9221 | TEM | 1 | MC | 59.104 | 1
1FT71085AB711DH0 | SIMOTICS S SYNCHRON. MOTOR 1FT7, M0=70NM (100K) NN=1500RPM, PN=9,58KW NATURAL AIR COOLING; FRAME SIZE IMB 5 (IM V1, IM V3) FLANGE 1 (1FT6 COMPATIBLE) POWER CONNECTOR ROTATABLE INCREMENTAL ENCODER 2048 S/R WITH DRIVE-CLIQ INTERFACE (ENCODER I-2048) CONNECTOR ROTATABLE PLAIN SHAFT, WITH HOLDING BRAKE; ACCURACY TOLERANCE N VIBRATION SEVERITY GRADE A, DEGREE OF PROTECTION IP 64 | 10058 | TEM | 1 | MC | 63.603 | 1
1FT71085AB711DH1 | SIMOTICS S SYNCHRON. MOTOR 1FT7, M0=70NM (100K) NN=1500RPM, PN=9,58KW NATURAL AIR COOLING; FRAME SIZE IMB 5 (IM V1, IM V3) FLANGE 1 (1FT6 COMPATIBLE) POWER CONNECTOR ROTATABLE INCREMENTAL ENCODER 2048 S/R WITH DRIVE-CLIQ INTERFACE (ENCODER I-2048) CONNECTOR ROTATABLE PLAIN SHAFT, WITH HOLDING BRAKE; ACCURACY TOLERANCE N VIBRATION SEVERITY GRADE A, DEGREE OF PROTECTION IP 65 | 10154 | TEM | 1 | MC | 63.603 | 1
1FT71085AB711DK5 | SIMOTICS S SYNCHRON. MOTOR 1FT7, M0=70NM (100K) NN=1500RPM, PN=9,58KW NATURAL AIR COOLING; FRAME SIZE IMB 5 (IM V1, IM V3) FLANGE 1 (1FT6 COMPATIBLE) POWER CONNECTOR ROTATABLE INCREMENTAL ENCODER 2048 S/R WITH DRIVE-CLIQ INTERFACE (ENCODER I-2048) CONNECTOR ROTATABLE PLAIN SHAFT, W/O HOLDING BRAKE; ACC. TOLERANCE R VIBRATION SEVERITY GRADE A+R, DEGREE OF PROTECTION IP 67 | 9536 | TEM | 1 | MC | 59.104 | 1
1FT71085AB711FA0 | SIMOTICS S SYNCHRON. MOTOR 1FT7, M0=70NM (100K) NN=1500RPM, PN=9,58KW NATURAL AIR COOLING; FRAME SIZE IMB 5 (IM V1, IM V3) FLANGE 1 (1FT6 COMPATIBLE) POWER CONNECTOR ROTATABLE ABSOLUTE ENCODER 22 BITS MULTI TURN WITH DRIVE-CLIQ INTERFACE (ENCODER AM-22-DQ) CONNECTOR ROTATABLE SHAFT WITH FITTED KEY; W/O HOLDING BRAKE; ACC. TOLERANCE N VIBRATION SEVERITY GRADE A, DEGREE OF PROTECTION IP 64 | 9810 | TEM | 1 | MC | 59.104 | 1
1FT71085AB711FA1 | SIMOTICS S SYNCHRON. MOTOR 1FT7, M0=70NM (100K) NN=1500RPM, PN=9,58KW NATURAL AIR COOLING; FRAME SIZE IMB 5 (IM V1, IM V3) FLANGE 1 (1FT6 COMPATIBLE) POWER CONNECTOR ROTATABLE ABSOLUTE ENCODER 22 BITS MULTI TURN WITH DRIVE-CLIQ INTERFACE (ENCODER AM-22-DQ) CONNECTOR ROTATABLE SHAFT WITH FITTED KEY; W/O HOLDING BRAKE; ACC. TOLERANCE N VIBRATION SEVERITY GRADE A, DEGREE OF PROTECTION IP 65 | 9906 | TEM | 1 | MC | 59.104 | 1
1FT71085AB711FA2 | SIMOTICS S SYNCHRON. MOTOR 1FT7, M0=70NM (100K) NN=1500RPM, PN=9,58KW NATURAL AIR COOLING; FRAME SIZE IMB 5 (IM V1, IM V3) FLANGE 1 (1FT6 COMPATIBLE) POWER CONNECTOR ROTATABLE ABSOLUTE ENCODER 22 BITS MULTI TURN WITH DRIVE-CLIQ INTERFACE (ENCODER AM-22-DQ) CONNECTOR ROTATABLE SHAFT WITH FITTED KEY; W/O HOLDING BRAKE; ACC. TOLERANCE N VIBRATION SEVERITY GRADE A, DEGREE OF PROTECTION IP 67 | 9986 | TEM | 1 | MC | 59.104 | 1
1FT71085AB711FA3 | SIMOTICS S SYNCHRON. MOTOR 1FT7, M0=70NM (100K) NN=1500RPM, PN=9,58KW NATURAL AIR COOLING; FRAME SIZE IMB 5 (IM V1, IM V3) FLANGE 1 (1FT6 COMPATIBLE) POWER CONNECTOR ROTATABLE ABSOLUTE ENCODER 22 BITS MULTI TURN WITH DRIVE-CLIQ INTERFACE (ENCODER AM-22-DQ) CONNECTOR ROTATABLE SHAFT WITH FITTED KEY; W/O HOLDING BRAKE; ACC. TOLERANCE N VIBRATION SEVERITY GRADE A+R, DEGREE OF PROTECTION IP 64 | 9965 | TEM | 1 | MC | 59.104 | 1
1FT71085AB711FB0 | SIMOTICS S SYNCHRON. MOTOR 1FT7, M0=70NM (100K) NN=1500RPM, PN=9,58KW NATURAL AIR COOLING; FRAME SIZE IMB 5 (IM V1, IM V3) FLANGE 1 (1FT6 COMPATIBLE) POWER CONNECTOR ROTATABLE ABSOLUTE ENCODER 22 BITS MULTI TURN WITH DRIVE-CLIQ INTERFACE (ENCODER AM-22-DQ) CONNECTOR ROTATABLE SHAFT WITH FITTED KEY; WITH HOLDING BRAKE; ACC. TOLERANCE N VIBRATION SEVERITY GRADE A, DEGREE OF PROTECTION IP 64 | 10823 | TEM | 1 | MC | 63.603 | 1
1FT71085AB711FB1 | SIMOTICS S SYNCHRON. MOTOR 1FT7, M0=70NM (100K) NN=1500RPM, PN=9,58KW NATURAL AIR COOLING; FRAME SIZE IMB 5 (IM V1, IM V3) FLANGE 1 (1FT6 COMPATIBLE) POWER CONNECTOR ROTATABLE ABSOLUTE ENCODER 22 BITS MULTI TURN WITH DRIVE-CLIQ INTERFACE (ENCODER AM-22-DQ) CONNECTOR ROTATABLE SHAFT WITH FITTED KEY; WITH HOLDING BRAKE; ACC. TOLERANCE N VIBRATION SEVERITY GRADE A, DEGREE OF PROTECTION IP 65 | 10919 | TEM | 1 | MC | 63.603 | 1
1FT71085AB711FB2 | SIMOTICS S SYNCHRON. MOTOR 1FT7, M0=70NM (100K) NN=1500RPM, PN=9,58KW NATURAL AIR COOLING; FRAME SIZE IMB 5 (IM V1, IM V3) FLANGE 1 (1FT6 COMPATIBLE) POWER CONNECTOR ROTATABLE ABSOLUTE ENCODER 22 BITS MULTI TURN WITH DRIVE-CLIQ INTERFACE (ENCODER AM-22-DQ) CONNECTOR ROTATABLE SHAFT WITH FITTED KEY; WITH HOLDING BRAKE; ACC. TOLERANCE N VIBRATION SEVERITY GRADE A, DEGREE OF PROTECTION IP 67 | 10999 | TEM | 1 | MC | 63.603 | 1
1FT71085AB711FE0 | SIMOTICS S SYNCHRON. MOTOR 1FT7, M0=70NM (100K) NN=1500RPM, PN=9,58KW NATURAL AIR COOLING; FRAME SIZE IMB 5 (IM V1, IM V3) FLANGE 1 (1FT6 COMPATIBLE) POWER CONNECTOR ROTATABLE ABSOLUTE ENCODER 22 BITS MULTI TURN WITH DRIVE-CLIQ INTERFACE (ENCODER AM-22-DQ) CONNECTOR ROTATABLE SHAFT WITH FITTED KEY; WITH HOLDING BRAKE; ACC. TOLERANCE R VIBRATION SEVERITY GRADE A, DEGREE OF PROTECTION IP 64 | 10982 | TEM | 1 | MC | 63.603 | 1
1FT71085AB711FE5 | SIMOTICS S SYNCHRON. MOTOR 1FT7, M0=70NM (100K) NN=1500RPM, PN=9,58KW NATURAL AIR COOLING; FRAME SIZE IMB 5 (IM V1, IM V3) FLANGE 1 (1FT6 COMPATIBLE) POWER CONNECTOR ROTATABLE ABSOLUTE ENCODER 22 BITS MULTI TURN WITH DRIVE-CLIQ INTERFACE (ENCODER AM-22-DQ) CONNECTOR ROTATABLE SHAFT WITH FITTED KEY; WITH HOLDING BRAKE; ACC. TOLERANCE R VIBRATION SEVERITY GRADE A+R, DEGREE OF PROTECTION IP 67 | 11314 | TEM | 1 | MC | 63.603 | 1
1FT71085AB711FG0 | SIMOTICS S SYNCHRON. MOTOR 1FT7, M0=70NM (100K) NN=1500RPM, PN=9,58KW NATURAL AIR COOLING; FRAME SIZE IMB 5 (IM V1, IM V3) FLANGE 1 (1FT6 COMPATIBLE) POWER CONNECTOR ROTATABLE ABSOLUTE ENCODER 22 BITS MULTI TURN WITH DRIVE-CLIQ INTERFACE (ENCODER AM-22-DQ) CONNECTOR ROTATABLE PLAIN SHAFT, W/O HOLDING BRAKE; ACC. TOLERANCE N VIBRATION SEVERITY GRADE A, DEGREE OF PROTECTION IP 64 | 9810 | TEM | 1 | MC | 59.104 | 1
1FT71085AB711FG1 | SIMOTICS S SYNCHRON. MOTOR 1FT7, M0=70NM (100K) NN=1500RPM, PN=9,58KW NATURAL AIR COOLING; FRAME SIZE IMB 5 (IM V1, IM V3) FLANGE 1 (1FT6 COMPATIBLE) POWER CONNECTOR ROTATABLE ABSOLUTE ENCODER 22 BITS MULTI TURN WITH DRIVE-CLIQ INTERFACE (ENCODER AM-22-DQ) CONNECTOR ROTATABLE PLAIN SHAFT, W/O HOLDING BRAKE; ACC. TOLERANCE N VIBRATION SEVERITY GRADE A, DEGREE OF PROTECTION IP 65 | 9906 | TEM | 1 | MC | 59.104 | 1
1FT71085AB711FG2 | SIMOTICS S SYNCHRON. MOTOR 1FT7, M0=70NM (100K) NN=1500RPM, PN=9,58KW NATURAL AIR COOLING; FRAME SIZE IMB 5 (IM V1, IM V3) FLANGE 1 (1FT6 COMPATIBLE) POWER CONNECTOR ROTATABLE ABSOLUTE ENCODER 22 BITS MULTI TURN WITH DRIVE-CLIQ INTERFACE (ENCODER AM-22-DQ) CONNECTOR ROTATABLE PLAIN SHAFT, W/O HOLDING BRAKE; ACC. TOLERANCE N VIBRATION SEVERITY GRADE A, DEGREE OF PROTECTION IP 67 | 9986 | TEM | 1 | MC | 59.104 | 1
1FT71085AB711FG3 | SIMOTICS S SYNCHRON. MOTOR 1FT7, M0=70NM (100K) NN=1500RPM, PN=9,58KW NATURAL AIR COOLING; FRAME SIZE IMB 5 (IM V1, IM V3) FLANGE 1 (1FT6 COMPATIBLE) POWER CONNECTOR ROTATABLE ABSOLUTE ENCODER 22 BITS MULTI TURN WITH DRIVE-CLIQ INTERFACE (ENCODER AM-22-DQ) CONNECTOR ROTATABLE PLAIN SHAFT, W/O HOLDING BRAKE; ACC. TOLERANCE N VIBRATION SEVERITY GRADE A+R, DEGREE OF PROTECTION IP 64 | 9965 | TEM | 1 | MC | 59.104 | 1
1FT71085AB711FH0 | SIMOTICS S SYNCHRON. MOTOR 1FT7, M0=70NM (100K) NN=1500RPM, PN=9,58KW NATURAL AIR COOLING; FRAME SIZE IMB 5 (IM V1, IM V3) FLANGE 1 (1FT6 COMPATIBLE) POWER CONNECTOR ROTATABLE ABSOLUTE ENCODER 22 BITS MULTI TURN WITH DRIVE-CLIQ INTERFACE (ENCODER AM-22-DQ) CONNECTOR ROTATABLE PLAIN SHAFT, WITH HOLDING BRAKE; ACCURACY TOLERANCE N VIBRATION SEVERITY GRADE A, DEGREE OF PROTECTION IP 64 | 10823 | TEM | 1 | MC | 63.603 | 1
1FT71085AB711FH1 | SIMOTICS S SYNCHRON. MOTOR 1FT7, M0=70NM (100K) NN=1500RPM, PN=9,58KW NATURAL AIR COOLING; FRAME SIZE IMB 5 (IM V1, IM V3) FLANGE 1 (1FT6 COMPATIBLE) POWER CONNECTOR ROTATABLE ABSOLUTE ENCODER 22 BITS MULTI TURN WITH DRIVE-CLIQ INTERFACE (ENCODER AM-22-DQ) CONNECTOR ROTATABLE PLAIN SHAFT, WITH HOLDING BRAKE; ACCURACY TOLERANCE N VIBRATION SEVERITY GRADE A, DEGREE OF PROTECTION IP 65 | 10919 | TEM | 1 | MC | 63.603 | 1
1FT71085AB711FH2 | SIMOTICS S SYNCHRON. MOTOR 1FT7, M0=70NM (100K) NN=1500RPM, PN=9,58KW NATURAL AIR COOLING; FRAME SIZE IMB 5 (IM V1, IM V3) FLANGE 1 (1FT6 COMPATIBLE) POWER CONNECTOR ROTATABLE ABSOLUTE ENCODER 22 BITS MULTI TURN WITH DRIVE-CLIQ INTERFACE (ENCODER AM-22-DQ) CONNECTOR ROTATABLE PLAIN SHAFT, WITH HOLDING BRAKE; ACCURACY TOLERANCE N VIBRATION SEVERITY GRADE A, DEGREE OF PROTECTION IP 67 | 10999 | TEM | 1 | MC | 63.603 | 1
1FT71085AB711FH4 | SIMOTICS S SYNCHRON. MOTOR 1FT7, M0=70NM (100K) NN=1500RPM, PN=9,58KW NATURAL AIR COOLING; FRAME SIZE IMB 5 (IM V1, IM V3) FLANGE 1 (1FT6 COMPATIBLE) POWER CONNECTOR ROTATABLE ABSOLUTE ENCODER 22 BITS MULTI TURN WITH DRIVE-CLIQ INTERFACE (ENCODER AM-22-DQ) CONNECTOR ROTATABLE PLAIN SHAFT, WITH HOLDING BRAKE; ACCURACY TOLERANCE N VIBRATION SEVERITY GRADE A+R, DEGREE OF PROTECTION IP 65 | 11075 | TEM | 1 | MC | 63.603 | 1
1FT71085AB711FH5 | SIMOTICS S SYNCHRON. MOTOR 1FT7, M0=70NM (100K) NN=1500RPM, PN=9,58KW NATURAL AIR COOLING; FRAME SIZE IMB 5 (IM V1, IM V3) FLANGE 1 (1FT6 COMPATIBLE) POWER CONNECTOR ROTATABLE ABSOLUTE ENCODER 22 BITS MULTI TURN WITH DRIVE-CLIQ INTERFACE (ENCODER AM-22-DQ) CONNECTOR ROTATABLE PLAIN SHAFT, WITH HOLDING BRAKE; ACCURACY TOLERANCE N VIBRATION SEVERITY GRADE A+R, DEGREE OF PROTECTION IP 67 | 11155 | TEM | 1 | MC | 63.603 | 1
1FT71085AB711FK3 | SIMOTICS S SYNCHRON. MOTOR 1FT7, M0=70NM (100K) NN=1500RPM, PN=9,58KW NATURAL AIR COOLING; FRAME SIZE IMB 5 (IM V1, IM V3) FLANGE 1 (1FT6 COMPATIBLE) POWER CONNECTOR ROTATABLE ABSOLUTE ENCODER 22 BITS MULTI TURN WITH DRIVE-CLIQ INTERFACE (ENCODER AM-22-DQ) CONNECTOR ROTATABLE PLAIN SHAFT, W/O HOLDING BRAKE; ACC. TOLERANCE R VIBRATION SEVERITY GRADE A+R, DEGREE OF PROTECTION IP 64 | 10124 | TEM | 1 | MC | 59.104 | 1
1FT71085AB711MB0 | SIMOTICS S SYNCHRON. MOTOR 1FT7, M0=70NM (100K) NN=1500RPM, PN=9,58KW NATURAL AIR COOLING; FRAME SIZE IMB 5 (1FT6 COMPATIBLE) WITH KTY TEMPERATURE SENSOR POWER CONNECTOR ROTATABLE ABSOLUTE ENCODER ENDAT 2048 S/R (ENCODER A-2048) CONNECTOR ROTATABLE SHAFT WITH FITTED KEY; WITH HOLDING BRAKE; ACC. TOLERANCE N VIBRATION SEVERITY GRADE A, DEGREE OF PROTECTION IP 64 | 10391 | TEM | 1 | MC | 63.603 | 1
1FT71085AB711MB1 | SIMOTICS S SYNCHRON. MOTOR 1FT7, M0=70NM (100K) NN=1500RPM, PN=9,58KW NATURAL AIR COOLING; FRAME SIZE IMB 5 (1FT6 COMPATIBLE) WITH KTY TEMPERATURE SENSOR POWER CONNECTOR ROTATABLE ABSOLUTE ENCODER ENDAT 2048 S/R (ENCODER A-2048) CONNECTOR ROTATABLE SHAFT WITH FITTED KEY; WITH HOLDING BRAKE; ACC. TOLERANCE N VIBRATION SEVERITY GRADE A, DEGREE OF PROTECTION IP 65 | 10487 | TEM | 1 | MC | 63.603 | 1
1FT71085AB711MB2 | SIMOTICS S SYNCHRON. MOTOR 1FT7, M0=70NM (100K) NN=1500RPM, PN=9,58KW NATURAL AIR COOLING; FRAME SIZE IMB 5 (1FT6 COMPATIBLE) WITH KTY TEMPERATURE SENSOR POWER CONNECTOR ROTATABLE ABSOLUTE ENCODER ENDAT 2048 S/R (ENCODER A-2048) CONNECTOR ROTATABLE SHAFT WITH FITTED KEY; WITH HOLDING BRAKE; ACC. TOLERANCE N VIBRATION SEVERITY GRADE A, DEGREE OF PROTECTION IP 67 | 10567 | TEM | 1 | MC | 63.603 | 1
1FT71085AB711MG0 | SIMOTICS S SYNCHRON. MOTOR 1FT7, M0=70NM (100K) NN=1500RPM, PN=9,58KW NATURAL AIR COOLING; FRAME SIZE IMB 5 (1FT6 COMPATIBLE) WITH KTY TEMPERATURE SENSOR POWER CONNECTOR ROTATABLE ABSOLUTE ENCODER ENDAT 2048 S/R (ENCODER A-2048) CONNECTOR ROTATABLE PLAIN SHAFT, W/O HOLDING BRAKE; ACC. TOLERANCE N VIBRATION SEVERITY GRADE A, DEGREE OF PROTECTION IP 64 | 9378 | TEM | 1 | MC | 59.104 | 1
1FT71085AB711MH0 | SIMOTICS S SYNCHRON. MOTOR 1FT7, M0=70NM (100K) NN=1500RPM, PN=9,58KW NATURAL AIR COOLING; FRAME SIZE IMB 5 (1FT6 COMPATIBLE) WITH KTY TEMPERATURE SENSOR POWER CONNECTOR ROTATABLE ABSOLUTE ENCODER ENDAT 2048 S/R (ENCODER A-2048) CONNECTOR ROTATABLE PLAIN SHAFT, WITH HOLDING BRAKE; ACCURACY TOLERANCE N VIBRATION SEVERITY GRADE A, DEGREE OF PROTECTION IP 64 | 10391 | TEM | 1 | MC | 63.603 | 1
1FT71085AB711MH1 | SIMOTICS S SYNCHRON. MOTOR 1FT7, M0=70NM (100K) NN=1500RPM, PN=9,58KW NATURAL AIR COOLING; FRAME SIZE IMB 5 (1FT6 COMPATIBLE) WITH KTY TEMPERATURE SENSOR POWER CONNECTOR ROTATABLE ABSOLUTE ENCODER ENDAT 2048 S/R (ENCODER A-2048) CONNECTOR ROTATABLE PLAIN SHAFT, WITH HOLDING BRAKE; ACCURACY TOLERANCE N VIBRATION SEVERITY GRADE A, DEGREE OF PROTECTION IP 65 | 10487 | TEM | 1 | MC | 63.603 | 1
1FT71085AB711MH2 | SIMOTICS S SYNCHRON. MOTOR 1FT7, M0=70NM (100K) NN=1500RPM, PN=9,58KW NATURAL AIR COOLING; FRAME SIZE IMB 5 (1FT6 COMPATIBLE) WITH KTY TEMPERATURE SENSOR POWER CONNECTOR ROTATABLE ABSOLUTE ENCODER ENDAT 2048 S/R (ENCODER A-2048) CONNECTOR ROTATABLE PLAIN SHAFT, WITH HOLDING BRAKE; ACCURACY TOLERANCE N VIBRATION SEVERITY GRADE A, DEGREE OF PROTECTION IP 67 | 10567 | TEM | 1 | MC | 63.603 | 1
1FT71085AB711MH3 | SIMOTICS S SYNCHRON. MOTOR 1FT7, M0=70NM (100K) NN=1500RPM, PN=9,58KW NATURAL AIR COOLING; FRAME SIZE IMB 5 (1FT6 COMPATIBLE) WITH KTY TEMPERATURE SENSOR POWER CONNECTOR ROTATABLE ABSOLUTE ENCODER ENDAT 2048 S/R (ENCODER A-2048) CONNECTOR ROTATABLE PLAIN SHAFT, WITH HOLDING BRAKE; ACCURACY TOLERANCE N VIBRATION SEVERITY GRADE A+R, DEGREE OF PROTECTION IP 64 | 10546 | TEM | 1 | MC | 63.603 | 1
1FT71085AB711NA0 | SIMOTICS S SYNCHRON. MOTOR 1FT7, M0=70NM (100K) NN=1500RPM, PN=9,58KW NATURAL AIR COOLING; FRAME SIZE IMB 5 (IM V1, IM V3) (1FT6 COMPATIBLE) WITH KTY TEMPERATURE SENSOR POWER CONNECTOR ROTATABLE INCREM. ENCODER SIN/COS 1VSS 2048 S/R (ENCODER I-2048) CONNECTOR ROTATABLE SHAFT WITH FITTED KEY; W/O HOLDING BRAKE; ACC. TOLERANCE N VIBRATION SEVERITY GRADE A, DEGREE OF PROTECTION IP 64 | 8624 | TEM | 1 | MC | 59.104 | 1
1FT71085AB711NA1 | SIMOTICS S SYNCHRON. MOTOR 1FT7, M0=70NM (100K) NN=1500RPM, PN=9,58KW NATURAL AIR COOLING; FRAME SIZE IMB 5 (IM V1, IM V3) (1FT6 COMPATIBLE) WITH KTY TEMPERATURE SENSOR POWER CONNECTOR ROTATABLE INCREM. ENCODER SIN/COS 1VSS 2048 S/R (ENCODER I-2048) CONNECTOR ROTATABLE SHAFT WITH FITTED KEY; W/O HOLDING BRAKE; ACC. TOLERANCE N VIBRATION SEVERITY GRADE A, DEGREE OF PROTECTION IP 65 | 8721 | TEM | 1 | MC | 59.104 | 1
1FT71085AB711NB0 | SIMOTICS S SYNCHRON. MOTOR 1FT7, M0=70NM (100K) NN=1500RPM, PN=9,58KW NATURAL AIR COOLING; FRAME SIZE IMB 5 (IM V1, IM V3) (1FT6 COMPATIBLE) WITH KTY TEMPERATURE SENSOR POWER CONNECTOR ROTATABLE INCREM. ENCODER SIN/COS 1VSS 2048 S/R (ENCODER I-2048) CONNECTOR ROTATABLE SHAFT WITH FITTED KEY; WITH HOLDING BRAKE; ACC. TOLERANCE N VIBRATION SEVERITY GRADE A, DEGREE OF PROTECTION IP 64 | 9637 | TEM | 1 | MC | 63.603 | 1
1FT71085AB711NB1 | SIMOTICS S SYNCHRON. MOTOR 1FT7, M0=70NM (100K) NN=1500RPM, PN=9,58KW NATURAL AIR COOLING; FRAME SIZE IMB 5 (IM V1, IM V3) (1FT6 COMPATIBLE) WITH KTY TEMPERATURE SENSOR POWER CONNECTOR ROTATABLE INCREM. ENCODER SIN/COS 1VSS 2048 S/R (ENCODER I-2048) CONNECTOR ROTATABLE SHAFT WITH FITTED KEY; WITH HOLDING BRAKE; ACC. TOLERANCE N VIBRATION SEVERITY GRADE A, DEGREE OF PROTECTION IP 65 | 9733 | TEM | 1 | MC | 63.603 | 1
1FT71085AB711ND1 | SIMOTICS S SYNCHRON. MOTOR 1FT7, M0=70NM (100K) NN=1500RPM, PN=9,58KW NATURAL AIR COOLING; FRAME SIZE IMB 5 (IM V1, IM V3) (1FT6 COMPATIBLE) WITH KTY TEMPERATURE SENSOR POWER CONNECTOR ROTATABLE INCREM. ENCODER SIN/COS 1VSS 2048 S/R (ENCODER I-2048) CONNECTOR ROTATABLE SHAFT WITH FITTED KEY; W/O HOLDING BRAKE; ACC. TOLERANCE R VIBRATION SEVERITY GRADE A, DEGREE OF PROTECTION IP 65 | 8880 | TEM | 1 | MC | 59.104 | 1
1FT71085AB711NE0 | SIMOTICS S SYNCHRON. MOTOR 1FT7, M0=70NM (100K) NN=1500RPM, PN=9,58KW NATURAL AIR COOLING; FRAME SIZE IMB 5 (IM V1, IM V3) (1FT6 COMPATIBLE) WITH KTY TEMPERATURE SENSOR POWER CONNECTOR ROTATABLE INCREM. ENCODER SIN/COS 1VSS 2048 S/R (ENCODER I-2048) CONNECTOR ROTATABLE SHAFT WITH FITTED KEY; WITH HOLDING BRAKE; ACC. TOLERANCE R VIBRATION SEVERITY GRADE A, DEGREE OF PROTECTION IP 64 | 9796 | TEM | 1 | MC | 63.603 | 1
1FT71085AB711NE1 | SIMOTICS S SYNCHRON. MOTOR 1FT7, M0=70NM (100K) NN=1500RPM, PN=9,58KW NATURAL AIR COOLING; FRAME SIZE IMB 5 (IM V1, IM V3) (1FT6 COMPATIBLE) WITH KTY TEMPERATURE SENSOR POWER CONNECTOR ROTATABLE INCREM. ENCODER SIN/COS 1VSS 2048 S/R (ENCODER I-2048) CONNECTOR ROTATABLE SHAFT WITH FITTED KEY; WITH HOLDING BRAKE; ACC. TOLERANCE R VIBRATION SEVERITY GRADE A, DEGREE OF PROTECTION IP 65 | 9892 | TEM | 1 | MC | 63.603 | 1
1FT71085AB711NG0 | SIMOTICS S SYNCHRON. MOTOR 1FT7, M0=70NM (100K) NN=1500RPM, PN=9,58KW NATURAL AIR COOLING; FRAME SIZE IMB 5 (IM V1, IM V3) (1FT6 COMPATIBLE) WITH KTY TEMPERATURE SENSOR POWER CONNECTOR ROTATABLE INCREM. ENCODER SIN/COS 1VSS 2048 S/R (ENCODER I-2048) CONNECTOR ROTATABLE PLAIN SHAFT, W/O HOLDING BRAKE; ACC. TOLERANCE N VIBRATION SEVERITY GRADE A, DEGREE OF PROTECTION IP 64 | 8624 | TEM | 1 | MC | 59.104 | 1
1FT71085AB711NG1 | SIMOTICS S SYNCHRON. MOTOR 1FT7, M0=70NM (100K) NN=1500RPM, PN=9,58KW NATURAL AIR COOLING; FRAME SIZE IMB 5 (IM V1, IM V3) (1FT6 COMPATIBLE) WITH KTY TEMPERATURE SENSOR POWER CONNECTOR ROTATABLE INCREM. ENCODER SIN/COS 1VSS 2048 S/R (ENCODER I-2048) CONNECTOR ROTATABLE PLAIN SHAFT, W/O HOLDING BRAKE; ACC. TOLERANCE N VIBRATION SEVERITY GRADE A, DEGREE OF PROTECTION IP 65 | 8721 | TEM | 1 | MC | 59.104 | 1
1FT71085AB711NH0 | SIMOTICS S SYNCHRON. MOTOR 1FT7, M0=70NM (100K) NN=1500RPM, PN=9,58KW NATURAL AIR COOLING; FRAME SIZE IMB 5 (IM V1, IM V3) (1FT6 COMPATIBLE) WITH KTY TEMPERATURE SENSOR POWER CONNECTOR ROTATABLE INCREM. ENCODER SIN/COS 1VSS 2048 S/R (ENCODER I-2048) CONNECTOR ROTATABLE PLAIN SHAFT, WITH HOLDING BRAKE; ACCURACY TOLERANCE N VIBRATION SEVERITY GRADE A, DEGREE OF PROTECTION IP 64 | 9637 | TEM | 1 | MC | 63.603 | 1
1FT71085AB711NH1 | SIMOTICS S SYNCHRON. MOTOR 1FT7, M0=70NM (100K) NN=1500RPM, PN=9,58KW NATURAL AIR COOLING; FRAME SIZE IMB 5 (IM V1, IM V3) (1FT6 COMPATIBLE) WITH KTY TEMPERATURE SENSOR POWER CONNECTOR ROTATABLE INCREM. ENCODER SIN/COS 1VSS 2048 S/R (ENCODER I-2048) CONNECTOR ROTATABLE PLAIN SHAFT, WITH HOLDING BRAKE; ACCURACY TOLERANCE N VIBRATION SEVERITY GRADE A, DEGREE OF PROTECTION IP 65 | 9733 | TEM | 1 | MC | 63.603 | 1
1FT71085AB711NL0 | SIMOTICS S SYNCHRON. MOTOR 1FT7, M0=70NM (100K) NN=1500RPM, PN=9,58KW NATURAL AIR COOLING; FRAME SIZE IMB 5 (IM V1, IM V3) (1FT6 COMPATIBLE) WITH KTY TEMPERATURE SENSOR POWER CONNECTOR ROTATABLE INCREM. ENCODER SIN/COS 1VSS 2048 S/R (ENCODER I-2048) CONNECTOR ROTATABLE PLAIN SHAFT, WITH HOLDING BRAKE; ACCURACY TOLERANCE R VIBRATION SEVERITY GRADE A, DEGREE OF PROTECTION IP 64 | 9796 | TEM | 1 | MC | 63.603 | 1
1FT71085AB711NL1 | SIMOTICS S SYNCHRON. MOTOR 1FT7, M0=70NM (100K) NN=1500RPM, PN=9,58KW NATURAL AIR COOLING; FRAME SIZE IMB 5 (IM V1, IM V3) (1FT6 COMPATIBLE) WITH KTY TEMPERATURE SENSOR POWER CONNECTOR ROTATABLE INCREM. ENCODER SIN/COS 1VSS 2048 S/R (ENCODER I-2048) CONNECTOR ROTATABLE PLAIN SHAFT, WITH HOLDING BRAKE; ACCURACY TOLERANCE R VIBRATION SEVERITY GRADE A, DEGREE OF PROTECTION IP 65 | 9892 | TEM | 1 | MC | 63.603 | 1
1FT71085AC701BA0 | SIMOTICS S SYNCHRON. MOTOR 1FT7, M0=70NM (100K) NN=2000RPM, PN=10,50KW NATURAL AIR COOLING; FRAME SIZE IMB 5 (IM V1, IM V3) FLANGE 0 POWER CONNECTOR ROTATABLE ABSOLUTE VALUE ENCODER SINGLETURN 24 BIT WITH DRIVE-CLIQ INTERFACE (ENCODER AS24DQI) SHAFT WITH FITTED KEY; W/O HOLDING BRAKE; ACC. TOLERANCE N VIBRATION SEVERITY GRADE A, DEGREE OF PROTECTION IP 64 | 8965 | TEM | 1 | MC | 59.104 | 1
1FT71085AC701BA1 | SIMOTICS S SYNCHRON. MOTOR 1FT7, M0=70NM (100K) NN=2000RPM, PN=10,50KW NATURAL AIR COOLING; FRAME SIZE IMB 5 (IM V1, IM V3) FLANGE 0 POWER CONNECTOR ROTATABLE ABSOLUTE VALUE ENCODER SINGLETURN 24 BIT WITH DRIVE-CLIQ INTERFACE (ENCODER AS24DQI) SHAFT WITH FITTED KEY; W/O HOLDING BRAKE; ACC. TOLERANCE N VIBRATION SEVERITY GRADE A, DEGREE OF PROTECTION IP 65 | 9061 | TEM | 1 | MC | 59.104 | 1
1FT71085AC701BA3 | SIMOTICS S SYNCHRON. MOTOR 1FT7, M0=70NM (100K) NN=2000RPM, PN=10,50KW NATURAL AIR COOLING; FRAME SIZE IMB 5 (IM V1, IM V3) FLANGE 0 POWER CONNECTOR ROTATABLE ABSOLUTE VALUE ENCODER SINGLETURN 24 BIT WITH DRIVE-CLIQ INTERFACE (ENCODER AS24DQI) SHAFT WITH FITTED KEY; W/O HOLDING BRAKE; ACC. TOLERANCE N VIBRATION SEVERITY GRADE A+R, DEGREE OF PROTECTION IP 64 | 9120 | TEM | 1 | MC | 59.104 | 1
1FT71085AC701BA4 | SIMOTICS S SYNCHRON. MOTOR 1FT7, M0=70NM (100K) NN=2000RPM, PN=10,50KW NATURAL AIR COOLING; FRAME SIZE IMB 5 (IM V1, IM V3) FLANGE 0 POWER CONNECTOR ROTATABLE ABSOLUTE VALUE ENCODER SINGLETURN 24 BIT WITH DRIVE-CLIQ INTERFACE (ENCODER AS24DQI) SHAFT WITH FITTED KEY; W/O HOLDING BRAKE; ACC. TOLERANCE N VIBRATION SEVERITY GRADE A+R, DEGREE OF PROTECTION IP 65 | 9217 | TEM | 1 | MC | 59.104 | 1
1FT71085AC701BB0 | SIMOTICS S SYNCHRON. MOTOR 1FT7, M0=70NM (100K) NN=2000RPM, PN=10,50KW NATURAL AIR COOLING; FRAME SIZE IMB 5 (IM V1, IM V3) FLANGE 0 POWER CONNECTOR ROTATABLE ABSOLUTE VALUE ENCODER SINGLETURN 24 BIT WITH DRIVE-CLIQ INTERFACE (ENCODER AS24DQI) SHAFT WITH FITTED KEY; WITH HOLDING BRAKE; ACC. TOLERANCE N VIBRATION SEVERITY GRADE A, DEGREE OF PROTECTION IP 64 | 9978 | TEM | 1 | MC | 63.603 | 1
1FT71085AC701BB3 | SIMOTICS S SYNCHRON. MOTOR 1FT7, M0=70NM (100K) NN=2000RPM, PN=10,50KW NATURAL AIR COOLING; FRAME SIZE IMB 5 (IM V1, IM V3) FLANGE 0 POWER CONNECTOR ROTATABLE ABSOLUTE VALUE ENCODER SINGLETURN 24 BIT WITH DRIVE-CLIQ INTERFACE (ENCODER AS24DQI) SHAFT WITH FITTED KEY; WITH HOLDING BRAKE; ACC. TOLERANCE N VIBRATION SEVERITY GRADE A+R, DEGREE OF PROTECTION IP 64 | 10132 | TEM | 1 | MC | 63.603 | 1
1FT71085AC701BE0 | SIMOTICS S SYNCHRON. MOTOR 1FT7, M0=70NM (100K) NN=2000RPM, PN=10,50KW NATURAL AIR COOLING; FRAME SIZE IMB 5 (IM V1, IM V3) FLANGE 0 POWER CONNECTOR ROTATABLE ABSOLUTE VALUE ENCODER SINGLETURN 24 BIT WITH DRIVE-CLIQ INTERFACE (ENCODER AS24DQI) SHAFT WITH FITTED KEY; WITH HOLDING BRAKE; ACC. TOLERANCE R VIBRATION SEVERITY GRADE A, DEGREE OF PROTECTION IP 64 | 10137 | TEM | 1 | MC | 63.603 | 1
1FT71085AC701BE2 | SIMOTICS S SYNCHRON. MOTOR 1FT7, M0=70NM (100K) NN=2000RPM, PN=10,50KW NATURAL AIR COOLING; FRAME SIZE IMB 5 (IM V1, IM V3) FLANGE 0 POWER CONNECTOR ROTATABLE ABSOLUTE VALUE ENCODER SINGLETURN 24 BIT WITH DRIVE-CLIQ INTERFACE (ENCODER AS24DQI) SHAFT WITH FITTED KEY; WITH HOLDING BRAKE; ACC. TOLERANCE R VIBRATION SEVERITY GRADE A, DEGREE OF PROTECTION IP 67 | 10313 | TEM | 1 | MC | 63.603 | 1
1FT71085AC701BG0 | SIMOTICS S SYNCHRON. MOTOR 1FT7, M0=70NM (100K) NN=2000RPM, PN=10,50KW NATURAL AIR COOLING; FRAME SIZE IMB 5 (IM V1, IM V3) FLANGE 0 POWER CONNECTOR ROTATABLE ABSOLUTE VALUE ENCODER SINGLETURN 24 BIT WITH DRIVE-CLIQ INTERFACE (ENCODER AS24DQI) PLAIN SHAFT, W/O HOLDING BRAKE; ACC. TOLERANCE N VIBRATION SEVERITY GRADE A, DEGREE OF PROTECTION IP 64 | 8965 | TEM | 1 | MC | 59.104 | 1
1FT71085AC701BG2 | SIMOTICS S SYNCHRON. MOTOR 1FT7, M0=70NM (100K) NN=2000RPM, PN=10,50KW NATURAL AIR COOLING; FRAME SIZE IMB 5 (IM V1, IM V3) FLANGE 0 POWER CONNECTOR ROTATABLE ABSOLUTE VALUE ENCODER SINGLETURN 24 BIT WITH DRIVE-CLIQ INTERFACE (ENCODER AS24DQI) PLAIN SHAFT, W/O HOLDING BRAKE; ACC. TOLERANCE N VIBRATION SEVERITY GRADE A, DEGREE OF PROTECTION IP 67 | 9141 | TEM | 1 | MC | 59.104 | 1
1FT71085AC701BG3 | SIMOTICS S SYNCHRON. MOTOR 1FT7, M0=70NM (100K) NN=2000RPM, PN=10,50KW NATURAL AIR COOLING; FRAME SIZE IMB 5 (IM V1, IM V3) FLANGE 0 POWER CONNECTOR ROTATABLE ABSOLUTE VALUE ENCODER SINGLETURN 24 BIT WITH DRIVE-CLIQ INTERFACE (ENCODER AS24DQI) PLAIN SHAFT, W/O HOLDING BRAKE; ACC. TOLERANCE N VIBRATION SEVERITY GRADE A+R, DEGREE OF PROTECTION IP 64 | 9120 | TEM | 1 | MC | 59.104 | 1
1FT71085AC701BG4 | SIMOTICS S SYNCHRON. MOTOR 1FT7, M0=70NM (100K) NN=2000RPM, PN=10,50KW NATURAL AIR COOLING; FRAME SIZE IMB 5 (IM V1, IM V3) FLANGE 0 POWER CONNECTOR ROTATABLE ABSOLUTE VALUE ENCODER SINGLETURN 24 BIT WITH DRIVE-CLIQ INTERFACE (ENCODER AS24DQI) PLAIN SHAFT, W/O HOLDING BRAKE; ACC. TOLERANCE N VIBRATION SEVERITY GRADE A+R, DEGREE OF PROTECTION IP 65 | 9217 | TEM | 1 | MC | 59.104 | 1
1FT71085AC701BH0 | SIMOTICS S SYNCHRON. MOTOR 1FT7, M0=70NM (100K) NN=2000RPM, PN=10,50KW NATURAL AIR COOLING; FRAME SIZE IMB 5 (IM V1, IM V3) FLANGE 0 POWER CONNECTOR ROTATABLE ABSOLUTE VALUE ENCODER SINGLETURN 24 BIT WITH DRIVE-CLIQ INTERFACE (ENCODER AS24DQI) PLAIN SHAFT, WITH HOLDING BRAKE; ACCURACY TOLERANCE N VIBRATION SEVERITY GRADE A, DEGREE OF PROTECTION IP 64 | 9978 | TEM | 1 | MC | 63.603 | 1
1FT71085AC701BH3 | SIMOTICS S SYNCHRON. MOTOR 1FT7, M0=70NM (100K) NN=2000RPM, PN=10,50KW NATURAL AIR COOLING; FRAME SIZE IMB 5 (IM V1, IM V3) FLANGE 0 POWER CONNECTOR ROTATABLE ABSOLUTE VALUE ENCODER SINGLETURN 24 BIT WITH DRIVE-CLIQ INTERFACE (ENCODER AS24DQI) PLAIN SHAFT, WITH HOLDING BRAKE; ACCURACY TOLERANCE N VIBRATION SEVERITY GRADE A+R, DEGREE OF PROTECTION IP 64 | 10132 | TEM | 1 | MC | 63.603 | 1
1FT71085AC701CA0 | SIMOTICS S SYNCHRON. MOTOR 1FT7, M0=70NM (100K) NN=2000RPM, PN=10,50KW NATURAL AIR COOLING; FRAME SIZE IMB 5 (IM V1, IM V3) FLANGE 0 POWER CONNECTOR ROTATABLE ABSOLUTE ENCODER 24 BITS + 12 BIT MULTITURN WITH DRIVE-CLIQ INTERFACE (ENCODER AM24DQI) SHAFT WITH FITTED KEY; W/O HOLDING BRAKE; ACC. TOLERANCE N VIBRATION SEVERITY GRADE A, DEGREE OF PROTECTION IP 64 | 9730 | TEM | 1 | MC | 59.104 | 1
1FT71085AC701CA1 | SIMOTICS S SYNCHRON. MOTOR 1FT7, M0=70NM (100K) NN=2000RPM, PN=10,50KW NATURAL AIR COOLING; FRAME SIZE IMB 5 (IM V1, IM V3) FLANGE 0 POWER CONNECTOR ROTATABLE ABSOLUTE ENCODER 24 BITS + 12 BIT MULTITURN WITH DRIVE-CLIQ INTERFACE (ENCODER AM24DQI) SHAFT WITH FITTED KEY; W/O HOLDING BRAKE; ACC. TOLERANCE N VIBRATION SEVERITY GRADE A, DEGREE OF PROTECTION IP 65 | 9826 | TEM | 1 | MC | 59.104 | 1
1FT71085AC701CA2 | SIMOTICS S SYNCHRON. MOTOR 1FT7, M0=70NM (100K) NN=2000RPM, PN=10,50KW NATURAL AIR COOLING; FRAME SIZE IMB 5 (IM V1, IM V3) FLANGE 0 POWER CONNECTOR ROTATABLE ABSOLUTE ENCODER 24 BITS + 12 BIT MULTITURN WITH DRIVE-CLIQ INTERFACE (ENCODER AM24DQI) SHAFT WITH FITTED KEY; W/O HOLDING BRAKE; ACC. TOLERANCE N VIBRATION SEVERITY GRADE A, DEGREE OF PROTECTION IP 67 | 9906 | TEM | 1 | MC | 59.104 | 1
1FT71085AC701CA3 | SIMOTICS S SYNCHRON. MOTOR 1FT7, M0=70NM (100K) NN=2000RPM, PN=10,50KW NATURAL AIR COOLING; FRAME SIZE IMB 5 (IM V1, IM V3) FLANGE 0 POWER CONNECTOR ROTATABLE ABSOLUTE ENCODER 24 BITS + 12 BIT MULTITURN WITH DRIVE-CLIQ INTERFACE (ENCODER AM24DQI) SHAFT WITH FITTED KEY; W/O HOLDING BRAKE; ACC. TOLERANCE N VIBRATION SEVERITY GRADE A+R, DEGREE OF PROTECTION IP 64 | 9885 | TEM | 1 | MC | 59.104 | 1
1FT71085AC701CB0 | SIMOTICS S SYNCHRON. MOTOR 1FT7, M0=70NM (100K) NN=2000RPM, PN=10,50KW NATURAL AIR COOLING; FRAME SIZE IMB 5 (IM V1, IM V3) FLANGE 0 POWER CONNECTOR ROTATABLE ABSOLUTE ENCODER 24 BITS + 12 BIT MULTITURN WITH DRIVE-CLIQ INTERFACE (ENCODER AM24DQI) SHAFT WITH FITTED KEY; WITH HOLDING BRAKE; ACC. TOLERANCE N VIBRATION SEVERITY GRADE A, DEGREE OF PROTECTION IP 64 | 10743 | TEM | 1 | MC | 63.603 | 1
1FT71085AC701CB2 | SIMOTICS S SYNCHRON. MOTOR 1FT7, M0=70NM (100K) NN=2000RPM, PN=10,50KW NATURAL AIR COOLING; FRAME SIZE IMB 5 (IM V1, IM V3) FLANGE 0 POWER CONNECTOR ROTATABLE ABSOLUTE ENCODER 24 BITS + 12 BIT MULTITURN WITH DRIVE-CLIQ INTERFACE (ENCODER AM24DQI) SHAFT WITH FITTED KEY; WITH HOLDING BRAKE; ACC. TOLERANCE N VIBRATION SEVERITY GRADE A, DEGREE OF PROTECTION IP 67 | 10918 | TEM | 1 | MC | 63.603 | 1
1FT71085AC701CB3 | SIMOTICS S SYNCHRON. MOTOR 1FT7, M0=70NM (100K) NN=2000RPM, PN=10,50KW NATURAL AIR COOLING; FRAME SIZE IMB 5 (IM V1, IM V3) FLANGE 0 POWER CONNECTOR ROTATABLE ABSOLUTE ENCODER 24 BITS + 12 BIT MULTITURN WITH DRIVE-CLIQ INTERFACE (ENCODER AM24DQI) SHAFT WITH FITTED KEY; WITH HOLDING BRAKE; ACC. TOLERANCE N VIBRATION SEVERITY GRADE A+R, DEGREE OF PROTECTION IP 64 | 10897 | TEM | 1 | MC | 63.603 | 1
1FT71085AC701CG0 | SIMOTICS S SYNCHRON. MOTOR 1FT7, M0=70NM (100K) NN=2000RPM, PN=10,50KW NATURAL AIR COOLING; FRAME SIZE IMB 5 (IM V1, IM V3) FLANGE 0 POWER CONNECTOR ROTATABLE ABSOLUTE ENCODER 24 BITS + 12 BIT MULTITURN WITH DRIVE-CLIQ INTERFACE (ENCODER AM24DQI) PLAIN SHAFT, W/O HOLDING BRAKE; ACC. TOLERANCE N VIBRATION SEVERITY GRADE A, DEGREE OF PROTECTION IP 64 | 9730 | TEM | 1 | MC | 59.104 | 1
1FT71085AC701CG1 | SIMOTICS S SYNCHRON. MOTOR 1FT7, M0=70NM (100K) NN=2000RPM, PN=10,50KW NATURAL AIR COOLING; FRAME SIZE IMB 5 (IM V1, IM V3) FLANGE 0 POWER CONNECTOR ROTATABLE ABSOLUTE ENCODER 24 BITS + 12 BIT MULTITURN WITH DRIVE-CLIQ INTERFACE (ENCODER AM24DQI) PLAIN SHAFT, W/O HOLDING BRAKE; ACC. TOLERANCE N VIBRATION SEVERITY GRADE A, DEGREE OF PROTECTION IP 65 | 9826 | TEM | 1 | MC | 59.104 | 1
1FT71085AC701CG2 | SIMOTICS S SYNCHRON. MOTOR 1FT7, M0=70NM (100K) NN=2000RPM, PN=10,50KW NATURAL AIR COOLING; FRAME SIZE IMB 5 (IM V1, IM V3) FLANGE 0 POWER CONNECTOR ROTATABLE ABSOLUTE ENCODER 24 BITS + 12 BIT MULTITURN WITH DRIVE-CLIQ INTERFACE (ENCODER AM24DQI) PLAIN SHAFT, W/O HOLDING BRAKE; ACC. TOLERANCE N VIBRATION SEVERITY GRADE A, DEGREE OF PROTECTION IP 67 | 9906 | TEM | 1 | MC | 59.104 | 1
1FT71085AC701CG4 | SIMOTICS S SYNCHRON. MOTOR 1FT7, M0=70NM (100K) NN=2000RPM, PN=10,50KW NATURAL AIR COOLING; FRAME SIZE IMB 5 (IM V1, IM V3) FLANGE 0 POWER CONNECTOR ROTATABLE ABSOLUTE ENCODER 24 BITS + 12 BIT MULTITURN WITH DRIVE-CLIQ INTERFACE (ENCODER AM24DQI) PLAIN SHAFT, W/O HOLDING BRAKE; ACC. TOLERANCE N VIBRATION SEVERITY GRADE A+R, DEGREE OF PROTECTION IP 65 | 9982 | TEM | 1 | MC | 59.104 | 1
1FT71085AC701CH0 | SIMOTICS S SYNCHRON. MOTOR 1FT7, M0=70NM (100K) NN=2000RPM, PN=10,50KW NATURAL AIR COOLING; FRAME SIZE IMB 5 (IM V1, IM V3) FLANGE 0 POWER CONNECTOR ROTATABLE ABSOLUTE ENCODER 24 BITS + 12 BIT MULTITURN WITH DRIVE-CLIQ INTERFACE (ENCODER AM24DQI) PLAIN SHAFT, WITH HOLDING BRAKE; ACCURACY TOLERANCE N VIBRATION SEVERITY GRADE A, DEGREE OF PROTECTION IP 64 | 10743 | TEM | 1 | MC | 63.603 | 1
1FT71085AC701CH1 | SIMOTICS S SYNCHRON. MOTOR 1FT7, M0=70NM (100K) NN=2000RPM, PN=10,50KW NATURAL AIR COOLING; FRAME SIZE IMB 5 (IM V1, IM V3) FLANGE 0 POWER CONNECTOR ROTATABLE ABSOLUTE ENCODER 24 BITS + 12 BIT MULTITURN WITH DRIVE-CLIQ INTERFACE (ENCODER AM24DQI) PLAIN SHAFT, WITH HOLDING BRAKE; ACCURACY TOLERANCE N VIBRATION SEVERITY GRADE A, DEGREE OF PROTECTION IP 65 | 10839 | TEM | 1 | MC | 63.603 | 1
1FT71085AC701CH2 | SIMOTICS S SYNCHRON. MOTOR 1FT7, M0=70NM (100K) NN=2000RPM, PN=10,50KW NATURAL AIR COOLING; FRAME SIZE IMB 5 (IM V1, IM V3) FLANGE 0 POWER CONNECTOR ROTATABLE ABSOLUTE ENCODER 24 BITS + 12 BIT MULTITURN WITH DRIVE-CLIQ INTERFACE (ENCODER AM24DQI) PLAIN SHAFT, WITH HOLDING BRAKE; ACCURACY TOLERANCE N VIBRATION SEVERITY GRADE A, DEGREE OF PROTECTION IP 67 | 10918 | TEM | 1 | MC | 63.603 | 1
1FT71085AC701CL1 | SIMOTICS S SYNCHRON. MOTOR 1FT7, M0=70NM (100K) NN=2000RPM, PN=10,50KW NATURAL AIR COOLING; FRAME SIZE IMB 5 (IM V1, IM V3) FLANGE 0 POWER CONNECTOR ROTATABLE ABSOLUTE ENCODER 24 BITS + 12 BIT MULTITURN WITH DRIVE-CLIQ INTERFACE (ENCODER AM24DQI) PLAIN SHAFT, WITH HOLDING BRAKE; ACCURACY TOLERANCE R VIBRATION SEVERITY GRADE A, DEGREE OF PROTECTION IP 65 | 10998 | TEM | 1 | MC | 63.603 | 1
1FT71085AC701DA0 | SIMOTICS S SYNCHRON. MOTOR 1FT7, M0=70NM (100K) NN=2000RPM, PN=10,50KW NATURAL AIR COOLING; FRAME SIZE IMB 5 (IM V1, IM V3) FLANGE 0 POWER CONNECTOR ROTATABLE INCREMENTAL ENCODER 2048 S/R WITH DRIVE-CLIQ INTERFACE (ENCODER I-2048) CONNECTOR ROTATABLE SHAFT WITH FITTED KEY; W/O HOLDING BRAKE; ACC. TOLERANCE N VIBRATION SEVERITY GRADE A, DEGREE OF PROTECTION IP 64 | 9045 | TEM | 1 | MC | 59.104 | 1
1FT71085AC701DA1 | SIMOTICS S SYNCHRON. MOTOR 1FT7, M0=70NM (100K) NN=2000RPM, PN=10,50KW NATURAL AIR COOLING; FRAME SIZE IMB 5 (IM V1, IM V3) FLANGE 0 POWER CONNECTOR ROTATABLE INCREMENTAL ENCODER 2048 S/R WITH DRIVE-CLIQ INTERFACE (ENCODER I-2048) CONNECTOR ROTATABLE SHAFT WITH FITTED KEY; W/O HOLDING BRAKE; ACC. TOLERANCE N VIBRATION SEVERITY GRADE A, DEGREE OF PROTECTION IP 65 | 9141 | TEM | 1 | MC | 59.104 | 1
1FT71085AC701DA2 | SIMOTICS S SYNCHRON. MOTOR 1FT7, M0=70NM (100K) NN=2000RPM, PN=10,50KW NATURAL AIR COOLING; FRAME SIZE IMB 5 (IM V1, IM V3) FLANGE 0 POWER CONNECTOR ROTATABLE INCREMENTAL ENCODER 2048 S/R WITH DRIVE-CLIQ INTERFACE (ENCODER I-2048) CONNECTOR ROTATABLE SHAFT WITH FITTED KEY; W/O HOLDING BRAKE; ACC. TOLERANCE N VIBRATION SEVERITY GRADE A, DEGREE OF PROTECTION IP 67 | 9221 | TEM | 1 | MC | 59.104 | 1
1FT71085AC701DA3 | SIMOTICS S SYNCHRON. MOTOR 1FT7, M0=70NM (100K) NN=2000RPM, PN=10,50KW NATURAL AIR COOLING; FRAME SIZE IMB 5 (IM V1, IM V3) FLANGE 0 POWER CONNECTOR ROTATABLE INCREMENTAL ENCODER 2048 S/R WITH DRIVE-CLIQ INTERFACE (ENCODER I-2048) CONNECTOR ROTATABLE SHAFT WITH FITTED KEY; W/O HOLDING BRAKE; ACC. TOLERANCE N VIBRATION SEVERITY GRADE A+R, DEGREE OF PROTECTION IP 64 | 9200 | TEM | 1 | MC | 59.104 | 1
1FT71085AC701DA4 | SIMOTICS S SYNCHRON. MOTOR 1FT7, M0=70NM (100K) NN=2000RPM, PN=10,50KW NATURAL AIR COOLING; FRAME SIZE IMB 5 (IM V1, IM V3) FLANGE 0 POWER CONNECTOR ROTATABLE INCREMENTAL ENCODER 2048 S/R WITH DRIVE-CLIQ INTERFACE (ENCODER I-2048) CONNECTOR ROTATABLE SHAFT WITH FITTED KEY; W/O HOLDING BRAKE; ACC. TOLERANCE N VIBRATION SEVERITY GRADE A+R, DEGREE OF PROTECTION IP 65 | 9297 | TEM | 1 | MC | 59.104 | 1
1FT71085AC701DB0 | SIMOTICS S SYNCHRON. MOTOR 1FT7, M0=70NM (100K) NN=2000RPM, PN=10,50KW NATURAL AIR COOLING; FRAME SIZE IMB 5 (IM V1, IM V3) FLANGE 0 POWER CONNECTOR ROTATABLE INCREMENTAL ENCODER 2048 S/R WITH DRIVE-CLIQ INTERFACE (ENCODER I-2048) CONNECTOR ROTATABLE SHAFT WITH FITTED KEY; WITH HOLDING BRAKE; ACC. TOLERANCE N VIBRATION SEVERITY GRADE A, DEGREE OF PROTECTION IP 64 | 10058 | TEM | 1 | MC | 63.603 | 1
1FT71085AC701DB1 | SIMOTICS S SYNCHRON. MOTOR 1FT7, M0=70NM (100K) NN=2000RPM, PN=10,50KW NATURAL AIR COOLING; FRAME SIZE IMB 5 (IM V1, IM V3) FLANGE 0 POWER CONNECTOR ROTATABLE INCREMENTAL ENCODER 2048 S/R WITH DRIVE-CLIQ INTERFACE (ENCODER I-2048) CONNECTOR ROTATABLE SHAFT WITH FITTED KEY; WITH HOLDING BRAKE; ACC. TOLERANCE N VIBRATION SEVERITY GRADE A, DEGREE OF PROTECTION IP 65 | 10154 | TEM | 1 | MC | 63.603 | 1
1FT71085AC701DG0 | SIMOTICS S SYNCHRON. MOTOR 1FT7, M0=70NM (100K) NN=2000RPM, PN=10,50KW NATURAL AIR COOLING; FRAME SIZE IMB 5 (IM V1, IM V3) FLANGE 0 POWER CONNECTOR ROTATABLE INCREMENTAL ENCODER 2048 S/R WITH DRIVE-CLIQ INTERFACE (ENCODER I-2048) CONNECTOR ROTATABLE PLAIN SHAFT, W/O HOLDING BRAKE; ACC. TOLERANCE N VIBRATION SEVERITY GRADE A, DEGREE OF PROTECTION IP 64 | 9045 | TEM | 1 | MC | 59.104 | 1
1FT71085AC701DG1 | SIMOTICS S SYNCHRON. MOTOR 1FT7, M0=70NM (100K) NN=2000RPM, PN=10,50KW NATURAL AIR COOLING; FRAME SIZE IMB 5 (IM V1, IM V3) FLANGE 0 POWER CONNECTOR ROTATABLE INCREMENTAL ENCODER 2048 S/R WITH DRIVE-CLIQ INTERFACE (ENCODER I-2048) CONNECTOR ROTATABLE PLAIN SHAFT, W/O HOLDING BRAKE; ACC. TOLERANCE N VIBRATION SEVERITY GRADE A, DEGREE OF PROTECTION IP 65 | 9141 | TEM | 1 | MC | 59.104 | 1
1FT71085AC701DG2 | SIMOTICS S SYNCHRON. MOTOR 1FT7, M0=70NM (100K) NN=2000RPM, PN=10,50KW NATURAL AIR COOLING; FRAME SIZE IMB 5 (IM V1, IM V3) FLANGE 0 POWER CONNECTOR ROTATABLE INCREMENTAL ENCODER 2048 S/R WITH DRIVE-CLIQ INTERFACE (ENCODER I-2048) CONNECTOR ROTATABLE PLAIN SHAFT, W/O HOLDING BRAKE; ACC. TOLERANCE N VIBRATION SEVERITY GRADE A, DEGREE OF PROTECTION IP 67 | 9221 | TEM | 1 | MC | 59.104 | 1
1FT71085AC701DG3 | SIMOTICS S SYNCHRON. MOTOR 1FT7, M0=70NM (100K) NN=2000RPM, PN=10,50KW NATURAL AIR COOLING; FRAME SIZE IMB 5 (IM V1, IM V3) FLANGE 0 POWER CONNECTOR ROTATABLE INCREMENTAL ENCODER 2048 S/R WITH DRIVE-CLIQ INTERFACE (ENCODER I-2048) CONNECTOR ROTATABLE PLAIN SHAFT, W/O HOLDING BRAKE; ACC. TOLERANCE N VIBRATION SEVERITY GRADE A+R, DEGREE OF PROTECTION IP 64 | 9200 | TEM | 1 | MC | 59.104 | 1
1FT71085AC701DG4 | SIMOTICS S SYNCHRON. MOTOR 1FT7, M0=70NM (100K) NN=2000RPM, PN=10,50KW NATURAL AIR COOLING; FRAME SIZE IMB 5 (IM V1, IM V3) FLANGE 0 POWER CONNECTOR ROTATABLE INCREMENTAL ENCODER 2048 S/R WITH DRIVE-CLIQ INTERFACE (ENCODER I-2048) CONNECTOR ROTATABLE PLAIN SHAFT, W/O HOLDING BRAKE; ACC. TOLERANCE N VIBRATION SEVERITY GRADE A+R, DEGREE OF PROTECTION IP 65 | 9297 | TEM | 1 | MC | 59.104 | 1
1FT71085AC701DH0 | SIMOTICS S SYNCHRON. MOTOR 1FT7, M0=70NM (100K) NN=2000RPM, PN=10,50KW NATURAL AIR COOLING; FRAME SIZE IMB 5 (IM V1, IM V3) FLANGE 0 POWER CONNECTOR ROTATABLE INCREMENTAL ENCODER 2048 S/R WITH DRIVE-CLIQ INTERFACE (ENCODER I-2048) CONNECTOR ROTATABLE PLAIN SHAFT, WITH HOLDING BRAKE; ACCURACY TOLERANCE N VIBRATION SEVERITY GRADE A, DEGREE OF PROTECTION IP 64 | 10058 | TEM | 1 | MC | 63.603 | 1
1FT71085AC701DH2 | SIMOTICS S SYNCHRON. MOTOR 1FT7, M0=70NM (100K) NN=2000RPM, PN=10,50KW NATURAL AIR COOLING; FRAME SIZE IMB 5 (IM V1, IM V3) FLANGE 0 POWER CONNECTOR ROTATABLE INCREMENTAL ENCODER 2048 S/R WITH DRIVE-CLIQ INTERFACE (ENCODER I-2048) CONNECTOR ROTATABLE PLAIN SHAFT, WITH HOLDING BRAKE; ACCURACY TOLERANCE N VIBRATION SEVERITY GRADE A, DEGREE OF PROTECTION IP 67 | 10234 | TEM | 1 | MC | 63.603 | 1
1FT71085AC701DH3 | SIMOTICS S SYNCHRON. MOTOR 1FT7, M0=70NM (100K) NN=2000RPM, PN=10,50KW NATURAL AIR COOLING; FRAME SIZE IMB 5 (IM V1, IM V3) FLANGE 0 POWER CONNECTOR ROTATABLE INCREMENTAL ENCODER 2048 S/R WITH DRIVE-CLIQ INTERFACE (ENCODER I-2048) CONNECTOR ROTATABLE PLAIN SHAFT, WITH HOLDING BRAKE; ACCURACY TOLERANCE N VIBRATION SEVERITY GRADE A+R, DEGREE OF PROTECTION IP 64 | 10213 | TEM | 1 | MC | 63.603 | 1
1FT71085AC701DH4 | SIMOTICS S SYNCHRON. MOTOR 1FT7, M0=70NM (100K) NN=2000RPM, PN=10,50KW NATURAL AIR COOLING; FRAME SIZE IMB 5 (IM V1, IM V3) FLANGE 0 POWER CONNECTOR ROTATABLE INCREMENTAL ENCODER 2048 S/R WITH DRIVE-CLIQ INTERFACE (ENCODER I-2048) CONNECTOR ROTATABLE PLAIN SHAFT, WITH HOLDING BRAKE; ACCURACY TOLERANCE N VIBRATION SEVERITY GRADE A+R, DEGREE OF PROTECTION IP 65 | 10310 | TEM | 1 | MC | 63.603 | 1
1FT71085AC701DL3 | SIMOTICS S SYNCHRON. MOTOR 1FT7, M0=70NM (100K) NN=2000RPM, PN=10,50KW NATURAL AIR COOLING; FRAME SIZE IMB 5 (IM V1, IM V3) FLANGE 0 POWER CONNECTOR ROTATABLE INCREMENTAL ENCODER 2048 S/R WITH DRIVE-CLIQ INTERFACE (ENCODER I-2048) CONNECTOR ROTATABLE PLAIN SHAFT, WITH HOLDING BRAKE; ACCURACY TOLERANCE R VIBRATION SEVERITY GRADE A+R, DEGREE OF PROTECTION IP 64 | 10372 | TEM | 1 | MC | 63.603 | 1
1FT71085AC701FA0 | SIMOTICS S SYNCHRON. MOTOR 1FT7, M0=70NM (100K) NN=2000RPM, PN=10,50KW NATURAL AIR COOLING; FRAME SIZE IMB 5 (IM V1, IM V3) FLANGE 0 POWER CONNECTOR ROTATABLE ABSOLUTE ENCODER 22 BITS MULTI TURN WITH DRIVE-CLIQ INTERFACE (ENCODER AM-22-DQ) CONNECTOR ROTATABLE SHAFT WITH FITTED KEY; W/O HOLDING BRAKE; ACC. TOLERANCE N VIBRATION SEVERITY GRADE A, DEGREE OF PROTECTION IP 64 | 9810 | TEM | 1 | MC | 59.104 | 1
1FT71085AC701FA1 | SIMOTICS S SYNCHRON. MOTOR 1FT7, M0=70NM (100K) NN=2000RPM, PN=10,50KW NATURAL AIR COOLING; FRAME SIZE IMB 5 (IM V1, IM V3) FLANGE 0 POWER CONNECTOR ROTATABLE ABSOLUTE ENCODER 22 BITS MULTI TURN WITH DRIVE-CLIQ INTERFACE (ENCODER AM-22-DQ) CONNECTOR ROTATABLE SHAFT WITH FITTED KEY; W/O HOLDING BRAKE; ACC. TOLERANCE N VIBRATION SEVERITY GRADE A, DEGREE OF PROTECTION IP 65 | 9906 | TEM | 1 | MC | 59.104 | 1
1FT71085AC701FA2 | SIMOTICS S SYNCHRON. MOTOR 1FT7, M0=70NM (100K) NN=2000RPM, PN=10,50KW NATURAL AIR COOLING; FRAME SIZE IMB 5 (IM V1, IM V3) FLANGE 0 POWER CONNECTOR ROTATABLE ABSOLUTE ENCODER 22 BITS MULTI TURN WITH DRIVE-CLIQ INTERFACE (ENCODER AM-22-DQ) CONNECTOR ROTATABLE SHAFT WITH FITTED KEY; W/O HOLDING BRAKE; ACC. TOLERANCE N VIBRATION SEVERITY GRADE A, DEGREE OF PROTECTION IP 67 | 9986 | TEM | 1 | MC | 59.104 | 1
1FT71085AC701FA3 | SIMOTICS S SYNCHRON. MOTOR 1FT7, M0=70NM (100K) NN=2000RPM, PN=10,50KW NATURAL AIR COOLING; FRAME SIZE IMB 5 (IM V1, IM V3) FLANGE 0 POWER CONNECTOR ROTATABLE ABSOLUTE ENCODER 22 BITS MULTI TURN WITH DRIVE-CLIQ INTERFACE (ENCODER AM-22-DQ) CONNECTOR ROTATABLE SHAFT WITH FITTED KEY; W/O HOLDING BRAKE; ACC. TOLERANCE N VIBRATION SEVERITY GRADE A+R, DEGREE OF PROTECTION IP 64 | 9965 | TEM | 1 | MC | 59.104 | 1
1FT71085AC701FB0 | SIMOTICS S SYNCHRON. MOTOR 1FT7, M0=70NM (100K) NN=2000RPM, PN=10,50KW NATURAL AIR COOLING; FRAME SIZE IMB 5 (IM V1, IM V3) FLANGE 0 POWER CONNECTOR ROTATABLE ABSOLUTE ENCODER 22 BITS MULTI TURN WITH DRIVE-CLIQ INTERFACE (ENCODER AM-22-DQ) CONNECTOR ROTATABLE SHAFT WITH FITTED KEY; WITH HOLDING BRAKE; ACC. TOLERANCE N VIBRATION SEVERITY GRADE A, DEGREE OF PROTECTION IP 64 | 10823 | TEM | 1 | MC | 63.603 | 1
1FT71085AC701FB3 | SIMOTICS S SYNCHRON. MOTOR 1FT7, M0=70NM (100K) NN=2000RPM, PN=10,50KW NATURAL AIR COOLING; FRAME SIZE IMB 5 (IM V1, IM V3) FLANGE 0 POWER CONNECTOR ROTATABLE ABSOLUTE ENCODER 22 BITS MULTI TURN WITH DRIVE-CLIQ INTERFACE (ENCODER AM-22-DQ) CONNECTOR ROTATABLE SHAFT WITH FITTED KEY; WITH HOLDING BRAKE; ACC. TOLERANCE N VIBRATION SEVERITY GRADE A+R, DEGREE OF PROTECTION IP 64 | 10978 | TEM | 1 | MC | 63.603 | 1
1FT71085AC701FG0 | SIMOTICS S SYNCHRON. MOTOR 1FT7, M0=70NM (100K) NN=2000RPM, PN=10,50KW NATURAL AIR COOLING; FRAME SIZE IMB 5 (IM V1, IM V3) FLANGE 0 POWER CONNECTOR ROTATABLE ABSOLUTE ENCODER 22 BITS MULTI TURN WITH DRIVE-CLIQ INTERFACE (ENCODER AM-22-DQ) CONNECTOR ROTATABLE PLAIN SHAFT, W/O HOLDING BRAKE; ACC. TOLERANCE N VIBRATION SEVERITY GRADE A, DEGREE OF PROTECTION IP 64 | 9810 | TEM | 1 | MC | 59.104 | 1
1FT71085AC701FG1 | SIMOTICS S SYNCHRON. MOTOR 1FT7, M0=70NM (100K) NN=2000RPM, PN=10,50KW NATURAL AIR COOLING; FRAME SIZE IMB 5 (IM V1, IM V3) FLANGE 0 POWER CONNECTOR ROTATABLE ABSOLUTE ENCODER 22 BITS MULTI TURN WITH DRIVE-CLIQ INTERFACE (ENCODER AM-22-DQ) CONNECTOR ROTATABLE PLAIN SHAFT, W/O HOLDING BRAKE; ACC. TOLERANCE N VIBRATION SEVERITY GRADE A, DEGREE OF PROTECTION IP 65 | 9906 | TEM | 1 | MC | 59.104 | 1
1FT71085AC701FG2 | SIMOTICS S SYNCHRON. MOTOR 1FT7, M0=70NM (100K) NN=2000RPM, PN=10,50KW NATURAL AIR COOLING; FRAME SIZE IMB 5 (IM V1, IM V3) FLANGE 0 POWER CONNECTOR ROTATABLE ABSOLUTE ENCODER 22 BITS MULTI TURN WITH DRIVE-CLIQ INTERFACE (ENCODER AM-22-DQ) CONNECTOR ROTATABLE PLAIN SHAFT, W/O HOLDING BRAKE; ACC. TOLERANCE N VIBRATION SEVERITY GRADE A, DEGREE OF PROTECTION IP 67 | 9986 | TEM | 1 | MC | 59.104 | 1
1FT71085AC701FG3 | SIMOTICS S SYNCHRON. MOTOR 1FT7, M0=70NM (100K) NN=2000RPM, PN=10,50KW NATURAL AIR COOLING; FRAME SIZE IMB 5 (IM V1, IM V3) FLANGE 0 POWER CONNECTOR ROTATABLE ABSOLUTE ENCODER 22 BITS MULTI TURN WITH DRIVE-CLIQ INTERFACE (ENCODER AM-22-DQ) CONNECTOR ROTATABLE PLAIN SHAFT, W/O HOLDING BRAKE; ACC. TOLERANCE N VIBRATION SEVERITY GRADE A+R, DEGREE OF PROTECTION IP 64 | 9965 | TEM | 1 | MC | 59.104 | 1
1FT71085AC701FH0 | SIMOTICS S SYNCHRON. MOTOR 1FT7, M0=70NM (100K) NN=2000RPM, PN=10,50KW NATURAL AIR COOLING; FRAME SIZE IMB 5 (IM V1, IM V3) FLANGE 0 POWER CONNECTOR ROTATABLE ABSOLUTE ENCODER 22 BITS MULTI TURN WITH DRIVE-CLIQ INTERFACE (ENCODER AM-22-DQ) CONNECTOR ROTATABLE PLAIN SHAFT, WITH HOLDING BRAKE; ACCURACY TOLERANCE N VIBRATION SEVERITY GRADE A, DEGREE OF PROTECTION IP 64 | 10823 | TEM | 1 | MC | 63.603 | 1
1FT71085AC701FH1 | SIMOTICS S SYNCHRON. MOTOR 1FT7, M0=70NM (100K) NN=2000RPM, PN=10,50KW NATURAL AIR COOLING; FRAME SIZE IMB 5 (IM V1, IM V3) FLANGE 0 POWER CONNECTOR ROTATABLE ABSOLUTE ENCODER 22 BITS MULTI TURN WITH DRIVE-CLIQ INTERFACE (ENCODER AM-22-DQ) CONNECTOR ROTATABLE PLAIN SHAFT, WITH HOLDING BRAKE; ACCURACY TOLERANCE N VIBRATION SEVERITY GRADE A, DEGREE OF PROTECTION IP 65 | 10919 | TEM | 1 | MC | 63.603 | 1
1FT71085AC701FH2 | SIMOTICS S SYNCHRON. MOTOR 1FT7, M0=70NM (100K) NN=2000RPM, PN=10,50KW NATURAL AIR COOLING; FRAME SIZE IMB 5 (IM V1, IM V3) FLANGE 0 POWER CONNECTOR ROTATABLE ABSOLUTE ENCODER 22 BITS MULTI TURN WITH DRIVE-CLIQ INTERFACE (ENCODER AM-22-DQ) CONNECTOR ROTATABLE PLAIN SHAFT, WITH HOLDING BRAKE; ACCURACY TOLERANCE N VIBRATION SEVERITY GRADE A, DEGREE OF PROTECTION IP 67 | 10999 | TEM | 1 | MC | 63.603 | 1
1FT71085AC701FH3 | SIMOTICS S SYNCHRON. MOTOR 1FT7, M0=70NM (100K) NN=2000RPM, PN=10,50KW NATURAL AIR COOLING; FRAME SIZE IMB 5 (IM V1, IM V3) FLANGE 0 POWER CONNECTOR ROTATABLE ABSOLUTE ENCODER 22 BITS MULTI TURN WITH DRIVE-CLIQ INTERFACE (ENCODER AM-22-DQ) CONNECTOR ROTATABLE PLAIN SHAFT, WITH HOLDING BRAKE; ACCURACY TOLERANCE N VIBRATION SEVERITY GRADE A+R, DEGREE OF PROTECTION IP 64 | 10978 | TEM | 1 | MC | 63.603 | 1
1FT71085AC701MA0 | SIMOTICS S SYNCHRON. MOTOR 1FT7, M0=70NM (100K) NN=2000RPM, PN=10,50KW NATURAL AIR COOLING; FRAME SIZE IMB 5 (IM V1, IM V3) FLANGE (COMPACT) WITH KTY TEMPERATURE SENSOR POWER CONNECTOR ROTATABLE ABSOLUTE ENCODER ENDAT 2048 S/R (ENCODER A-2048) CONNECTOR ROTATABLE SHAFT WITH FITTED KEY; W/O HOLDING BRAKE; ACC. TOLERANCE N VIBRATION SEVERITY GRADE A, DEGREE OF PROTECTION IP 64 | 9378 | TEM | 1 | MC | 59.104 | 1
1FT71085AC701MB0 | SIMOTICS S SYNCHRON. MOTOR 1FT7, M0=70NM (100K) NN=2000RPM, PN=10,50KW NATURAL AIR COOLING; FRAME SIZE IMB 5 (IM V1, IM V3) FLANGE (COMPACT) WITH KTY TEMPERATURE SENSOR POWER CONNECTOR ROTATABLE ABSOLUTE ENCODER ENDAT 2048 S/R (ENCODER A-2048) CONNECTOR ROTATABLE SHAFT WITH FITTED KEY; WITH HOLDING BRAKE; ACC. TOLERANCE N VIBRATION SEVERITY GRADE A, DEGREE OF PROTECTION IP 64 | 10391 | TEM | 1 | MC | 63.603 | 1
1FT71085AC701MB2 | SIMOTICS S SYNCHRON. MOTOR 1FT7, M0=70NM (100K) NN=2000RPM, PN=10,50KW NATURAL AIR COOLING; FRAME SIZE IMB 5 (IM V1, IM V3) FLANGE (COMPACT) WITH KTY TEMPERATURE SENSOR POWER CONNECTOR ROTATABLE ABSOLUTE ENCODER ENDAT 2048 S/R (ENCODER A-2048) CONNECTOR ROTATABLE SHAFT WITH FITTED KEY; WITH HOLDING BRAKE; ACC. TOLERANCE N VIBRATION SEVERITY GRADE A, DEGREE OF PROTECTION IP 67 | 10567 | TEM | 1 | MC | 63.603 | 1
1FT71085AC701NA0 | SIMOTICS S SYNCHRON. MOTOR 1FT7, M0=70NM (100K) NN=2000RPM, PN=10,50KW NATURAL AIR COOLING; FRAME SIZE IMB 5 (IM V1, IM V3) FLANGE (COMPACT) WITH KTY TEMPERATURE SENSOR POWER CONNECTOR ROTATABLE INCREM. ENCODER SIN/COS 1VSS 2048 S/R (ENCODER I-2048) CONNECTOR ROTATABLE SHAFT WITH FITTED KEY; W/O HOLDING BRAKE; ACC. TOLERANCE N VIBRATION SEVERITY GRADE A, DEGREE OF PROTECTION IP 64 | 8624 | TEM | 1 | MC | 59.104 | 1
1FT71085AC701NG0 | SIMOTICS S SYNCHRON. MOTOR 1FT7, M0=70NM (100K) NN=2000RPM, PN=10,50KW NATURAL AIR COOLING; FRAME SIZE IMB 5 (IM V1, IM V3) FLANGE (COMPACT) WITH KTY TEMPERATURE SENSOR POWER CONNECTOR ROTATABLE INCREM. ENCODER SIN/COS 1VSS 2048 S/R (ENCODER I-2048) CONNECTOR ROTATABLE PLAIN SHAFT, W/O HOLDING BRAKE; ACC. TOLERANCE N VIBRATION SEVERITY GRADE A, DEGREE OF PROTECTION IP 64 | 8624 | TEM | 1 | MC | 59.104 | 1
1FT71085AC701NG3 | SIMOTICS S SYNCHRON. MOTOR 1FT7, M0=70NM (100K) NN=2000RPM, PN=10,50KW NATURAL AIR COOLING; FRAME SIZE IMB 5 (IM V1, IM V3) FLANGE (COMPACT) WITH KTY TEMPERATURE SENSOR POWER CONNECTOR ROTATABLE INCREM. ENCODER SIN/COS 1VSS 2048 S/R (ENCODER I-2048) CONNECTOR ROTATABLE PLAIN SHAFT, W/O HOLDING BRAKE; ACC. TOLERANCE N VIBRATION SEVERITY GRADE A+R, DEGREE OF PROTECTION IP 64 | 8779 | TEM | 1 | MC | 59.104 | 1
1FT71085AC701NH0 | SIMOTICS S SYNCHRON. MOTOR 1FT7, M0=70NM (100K) NN=2000RPM, PN=10,50KW NATURAL AIR COOLING; FRAME SIZE IMB 5 (IM V1, IM V3) FLANGE (COMPACT) WITH KTY TEMPERATURE SENSOR POWER CONNECTOR ROTATABLE INCREM. ENCODER SIN/COS 1VSS 2048 S/R (ENCODER I-2048) CONNECTOR ROTATABLE PLAIN SHAFT, WITH HOLDING BRAKE; ACCURACY TOLERANCE N VIBRATION SEVERITY GRADE A, DEGREE OF PROTECTION IP 64 | 9637 | TEM | 1 | MC | 63.603 | 1
1FT71085AC701NH2 | SIMOTICS S SYNCHRON. MOTOR 1FT7, M0=70NM (100K) NN=2000RPM, PN=10,50KW NATURAL AIR COOLING; FRAME SIZE IMB 5 (IM V1, IM V3) FLANGE (COMPACT) WITH KTY TEMPERATURE SENSOR POWER CONNECTOR ROTATABLE INCREM. ENCODER SIN/COS 1VSS 2048 S/R (ENCODER I-2048) CONNECTOR ROTATABLE PLAIN SHAFT, WITH HOLDING BRAKE; ACCURACY TOLERANCE N VIBRATION SEVERITY GRADE A, DEGREE OF PROTECTION IP 67 | 9813 | TEM | 1 | MC | 63.603 | 1
1FT71085AC711BA0 | SIMOTICS S SYNCHRON. MOTOR 1FT7, M0=70NM (100K) NN=2000RPM, PN=10,50KW NATURAL AIR COOLING; FRAME SIZE IMB 5 (IM V1, IM V3) FLANGE 1 (1FT6 COMPATIBLE) POWER CONNECTOR ROTATABLE ABSOLUTE VALUE ENCODER SINGLETURN 24 BIT WITH DRIVE-CLIQ INTERFACE (ENCODER AS24DQI) SHAFT WITH FITTED KEY; W/O HOLDING BRAKE; ACC. TOLERANCE N VIBRATION SEVERITY GRADE A, DEGREE OF PROTECTION IP 64 | 8965 | TEM | 1 | MC | 59.104 | 1
1FT71085AC711BA1 | SIMOTICS S SYNCHRON. MOTOR 1FT7, M0=70NM (100K) NN=2000RPM, PN=10,50KW NATURAL AIR COOLING; FRAME SIZE IMB 5 (IM V1, IM V3) FLANGE 1 (1FT6 COMPATIBLE) POWER CONNECTOR ROTATABLE ABSOLUTE VALUE ENCODER SINGLETURN 24 BIT WITH DRIVE-CLIQ INTERFACE (ENCODER AS24DQI) SHAFT WITH FITTED KEY; W/O HOLDING BRAKE; ACC. TOLERANCE N VIBRATION SEVERITY GRADE A, DEGREE OF PROTECTION IP 65 | 9061 | TEM | 1 | MC | 59.104 | 1
1FT71085AC711BA2 | SIMOTICS S SYNCHRON. MOTOR 1FT7, M0=70NM (100K) NN=2000RPM, PN=10,50KW NATURAL AIR COOLING; FRAME SIZE IMB 5 (IM V1, IM V3) FLANGE 1 (1FT6 COMPATIBLE) POWER CONNECTOR ROTATABLE ABSOLUTE VALUE ENCODER SINGLETURN 24 BIT WITH DRIVE-CLIQ INTERFACE (ENCODER AS24DQI) SHAFT WITH FITTED KEY; W/O HOLDING BRAKE; ACC. TOLERANCE N VIBRATION SEVERITY GRADE A, DEGREE OF PROTECTION IP 67 | 9141 | TEM | 1 | MC | 59.104 | 1
1FT71085AC711BA5 | SIMOTICS S SYNCHRON. MOTOR 1FT7, M0=70NM (100K) NN=2000RPM, PN=10,50KW NATURAL AIR COOLING; FRAME SIZE IMB 5 (IM V1, IM V3) FLANGE 1 (1FT6 COMPATIBLE) POWER CONNECTOR ROTATABLE ABSOLUTE VALUE ENCODER SINGLETURN 24 BIT WITH DRIVE-CLIQ INTERFACE (ENCODER AS24DQI) SHAFT WITH FITTED KEY; W/O HOLDING BRAKE; ACC. TOLERANCE N VIBRATION SEVERITY GRADE A+R, DEGREE OF PROTECTION IP 67 | 9297 | TEM | 1 | MC | 59.104 | 1
1FT71085AC711BB0 | SIMOTICS S SYNCHRON. MOTOR 1FT7, M0=70NM (100K) NN=2000RPM, PN=10,50KW NATURAL AIR COOLING; FRAME SIZE IMB 5 (IM V1, IM V3) FLANGE 1 (1FT6 COMPATIBLE) POWER CONNECTOR ROTATABLE ABSOLUTE VALUE ENCODER SINGLETURN 24 BIT WITH DRIVE-CLIQ INTERFACE (ENCODER AS24DQI) SHAFT WITH FITTED KEY; WITH HOLDING BRAKE; ACC. TOLERANCE N VIBRATION SEVERITY GRADE A, DEGREE OF PROTECTION IP 64 | 9978 | TEM | 1 | MC | 63.603 | 1
1FT71085AC711BB1 | SIMOTICS S SYNCHRON. MOTOR 1FT7, M0=70NM (100K) NN=2000RPM, PN=10,50KW NATURAL AIR COOLING; FRAME SIZE IMB 5 (IM V1, IM V3) FLANGE 1 (1FT6 COMPATIBLE) POWER CONNECTOR ROTATABLE ABSOLUTE VALUE ENCODER SINGLETURN 24 BIT WITH DRIVE-CLIQ INTERFACE (ENCODER AS24DQI) SHAFT WITH FITTED KEY; WITH HOLDING BRAKE; ACC. TOLERANCE N VIBRATION SEVERITY GRADE A, DEGREE OF PROTECTION IP 65 | 10074 | TEM | 1 | MC | 63.603 | 1
1FT71085AC711BB3 | SIMOTICS S SYNCHRON. MOTOR 1FT7, M0=70NM (100K) NN=2000RPM, PN=10,50KW NATURAL AIR COOLING; FRAME SIZE IMB 5 (IM V1, IM V3) FLANGE 1 (1FT6 COMPATIBLE) POWER CONNECTOR ROTATABLE ABSOLUTE VALUE ENCODER SINGLETURN 24 BIT WITH DRIVE-CLIQ INTERFACE (ENCODER AS24DQI) SHAFT WITH FITTED KEY; WITH HOLDING BRAKE; ACC. TOLERANCE N VIBRATION SEVERITY GRADE A+R, DEGREE OF PROTECTION IP 64 | 10132 | TEM | 1 | MC | 63.603 | 1
1FT71085AC711BG0 | SIMOTICS S SYNCHRON. MOTOR 1FT7, M0=70NM (100K) NN=2000RPM, PN=10,50KW NATURAL AIR COOLING; FRAME SIZE IMB 5 (IM V1, IM V3) FLANGE 1 (1FT6 COMPATIBLE) POWER CONNECTOR ROTATABLE ABSOLUTE VALUE ENCODER SINGLETURN 24 BIT WITH DRIVE-CLIQ INTERFACE (ENCODER AS24DQI) PLAIN SHAFT, W/O HOLDING BRAKE; ACC. TOLERANCE N VIBRATION SEVERITY GRADE A, DEGREE OF PROTECTION IP 64 | 8965 | TEM | 1 | MC | 59.104 | 1
1FT71085AC711BG1 | SIMOTICS S SYNCHRON. MOTOR 1FT7, M0=70NM (100K) NN=2000RPM, PN=10,50KW NATURAL AIR COOLING; FRAME SIZE IMB 5 (IM V1, IM V3) FLANGE 1 (1FT6 COMPATIBLE) POWER CONNECTOR ROTATABLE ABSOLUTE VALUE ENCODER SINGLETURN 24 BIT WITH DRIVE-CLIQ INTERFACE (ENCODER AS24DQI) PLAIN SHAFT, W/O HOLDING BRAKE; ACC. TOLERANCE N VIBRATION SEVERITY GRADE A, DEGREE OF PROTECTION IP 65 | 9061 | TEM | 1 | MC | 59.104 | 1
1FT71085AC711BG3 | SIMOTICS S SYNCHRON. MOTOR 1FT7, M0=70NM (100K) NN=2000RPM, PN=10,50KW NATURAL AIR COOLING; FRAME SIZE IMB 5 (IM V1, IM V3) FLANGE 1 (1FT6 COMPATIBLE) POWER CONNECTOR ROTATABLE ABSOLUTE VALUE ENCODER SINGLETURN 24 BIT WITH DRIVE-CLIQ INTERFACE (ENCODER AS24DQI) PLAIN SHAFT, W/O HOLDING BRAKE; ACC. TOLERANCE N VIBRATION SEVERITY GRADE A+R, DEGREE OF PROTECTION IP 64 | 9120 | TEM | 1 | MC | 59.104 | 1
1FT71085AC711BG5 | SIMOTICS S SYNCHRON. MOTOR 1FT7, M0=70NM (100K) NN=2000RPM, PN=10,50KW NATURAL AIR COOLING; FRAME SIZE IMB 5 (IM V1, IM V3) FLANGE 1 (1FT6 COMPATIBLE) POWER CONNECTOR ROTATABLE ABSOLUTE VALUE ENCODER SINGLETURN 24 BIT WITH DRIVE-CLIQ INTERFACE (ENCODER AS24DQI) PLAIN SHAFT, W/O HOLDING BRAKE; ACC. TOLERANCE N VIBRATION SEVERITY GRADE A+R, DEGREE OF PROTECTION IP 67 | 9297 | TEM | 1 | MC | 59.104 | 1
1FT71085AC711BH0 | SIMOTICS S SYNCHRON. MOTOR 1FT7, M0=70NM (100K) NN=2000RPM, PN=10,50KW NATURAL AIR COOLING; FRAME SIZE IMB 5 (IM V1, IM V3) FLANGE 1 (1FT6 COMPATIBLE) POWER CONNECTOR ROTATABLE ABSOLUTE VALUE ENCODER SINGLETURN 24 BIT WITH DRIVE-CLIQ INTERFACE (ENCODER AS24DQI) PLAIN SHAFT, WITH HOLDING BRAKE; ACCURACY TOLERANCE N VIBRATION SEVERITY GRADE A, DEGREE OF PROTECTION IP 64 | 9978 | TEM | 1 | MC | 63.603 | 1
1FT71085AC711BH1 | SIMOTICS S SYNCHRON. MOTOR 1FT7, M0=70NM (100K) NN=2000RPM, PN=10,50KW NATURAL AIR COOLING; FRAME SIZE IMB 5 (IM V1, IM V3) FLANGE 1 (1FT6 COMPATIBLE) POWER CONNECTOR ROTATABLE ABSOLUTE VALUE ENCODER SINGLETURN 24 BIT WITH DRIVE-CLIQ INTERFACE (ENCODER AS24DQI) PLAIN SHAFT, WITH HOLDING BRAKE; ACCURACY TOLERANCE N VIBRATION SEVERITY GRADE A, DEGREE OF PROTECTION IP 65 | 10074 | TEM | 1 | MC | 63.603 | 1
1FT71085AC711BH5 | SIMOTICS S SYNCHRON. MOTOR 1FT7, M0=70NM (100K) NN=2000RPM, PN=10,50KW NATURAL AIR COOLING; FRAME SIZE IMB 5 (IM V1, IM V3) FLANGE 1 (1FT6 COMPATIBLE) POWER CONNECTOR ROTATABLE ABSOLUTE VALUE ENCODER SINGLETURN 24 BIT WITH DRIVE-CLIQ INTERFACE (ENCODER AS24DQI) PLAIN SHAFT, WITH HOLDING BRAKE; ACCURACY TOLERANCE N VIBRATION SEVERITY GRADE A+R, DEGREE OF PROTECTION IP 67 | 10309 | TEM | 1 | MC | 63.603 | 1
1FT71085AC711BL3 | SIMOTICS S SYNCHRON. MOTOR 1FT7, M0=70NM (100K) NN=2000RPM, PN=10,50KW NATURAL AIR COOLING; FRAME SIZE IMB 5 (IM V1, IM V3) FLANGE 1 (1FT6 COMPATIBLE) POWER CONNECTOR ROTATABLE ABSOLUTE VALUE ENCODER SINGLETURN 24 BIT WITH DRIVE-CLIQ INTERFACE (ENCODER AS24DQI) PLAIN SHAFT, WITH HOLDING BRAKE; ACCURACY TOLERANCE R VIBRATION SEVERITY GRADE A+R, DEGREE OF PROTECTION IP 64 | 10292 | TEM | 1 | MC | 63.603 | 1
1FT71085AC711CA0 | SIMOTICS S SYNCHRON. MOTOR 1FT7, M0=70NM (100K) NN=2000RPM, PN=10,50KW NATURAL AIR COOLING; FRAME SIZE IMB 5 (IM V1, IM V3) FLANGE 1 (1FT6 COMPATIBLE) POWER CONNECTOR ROTATABLE ABSOLUTE ENCODER 24 BITS + 12 BIT MULTITURN WITH DRIVE-CLIQ INTERFACE (ENCODER AM24DQI) SHAFT WITH FITTED KEY; W/O HOLDING BRAKE; ACC. TOLERANCE N VIBRATION SEVERITY GRADE A, DEGREE OF PROTECTION IP 64 | 9730 | TEM | 1 | MC | 59.104 | 1
1FT71085AC711CA1 | SIMOTICS S SYNCHRON. MOTOR 1FT7, M0=70NM (100K) NN=2000RPM, PN=10,50KW NATURAL AIR COOLING; FRAME SIZE IMB 5 (IM V1, IM V3) FLANGE 1 (1FT6 COMPATIBLE) POWER CONNECTOR ROTATABLE ABSOLUTE ENCODER 24 BITS + 12 BIT MULTITURN WITH DRIVE-CLIQ INTERFACE (ENCODER AM24DQI) SHAFT WITH FITTED KEY; W/O HOLDING BRAKE; ACC. TOLERANCE N VIBRATION SEVERITY GRADE A, DEGREE OF PROTECTION IP 65 | 9826 | TEM | 1 | MC | 59.104 | 1
1FT71085AC711CA2 | SIMOTICS S SYNCHRON. MOTOR 1FT7, M0=70NM (100K) NN=2000RPM, PN=10,50KW NATURAL AIR COOLING; FRAME SIZE IMB 5 (IM V1, IM V3) FLANGE 1 (1FT6 COMPATIBLE) POWER CONNECTOR ROTATABLE ABSOLUTE ENCODER 24 BITS + 12 BIT MULTITURN WITH DRIVE-CLIQ INTERFACE (ENCODER AM24DQI) SHAFT WITH FITTED KEY; W/O HOLDING BRAKE; ACC. TOLERANCE N VIBRATION SEVERITY GRADE A, DEGREE OF PROTECTION IP 67 | 9906 | TEM | 1 | MC | 59.104 | 1
1FT71085AC711CA3 | SIMOTICS S SYNCHRON. MOTOR 1FT7, M0=70NM (100K) NN=2000RPM, PN=10,50KW NATURAL AIR COOLING; FRAME SIZE IMB 5 (IM V1, IM V3) FLANGE 1 (1FT6 COMPATIBLE) POWER CONNECTOR ROTATABLE ABSOLUTE ENCODER 24 BITS + 12 BIT MULTITURN WITH DRIVE-CLIQ INTERFACE (ENCODER AM24DQI) SHAFT WITH FITTED KEY; W/O HOLDING BRAKE; ACC. TOLERANCE N VIBRATION SEVERITY GRADE A+R, DEGREE OF PROTECTION IP 64 | 9885 | TEM | 1 | MC | 59.104 | 1
1FT71085AC711CB0 | SIMOTICS S SYNCHRON. MOTOR 1FT7, M0=70NM (100K) NN=2000RPM, PN=10,50KW NATURAL AIR COOLING; FRAME SIZE IMB 5 (IM V1, IM V3) FLANGE 1 (1FT6 COMPATIBLE) POWER CONNECTOR ROTATABLE ABSOLUTE ENCODER 24 BITS + 12 BIT MULTITURN WITH DRIVE-CLIQ INTERFACE (ENCODER AM24DQI) SHAFT WITH FITTED KEY; WITH HOLDING BRAKE; ACC. TOLERANCE N VIBRATION SEVERITY GRADE A, DEGREE OF PROTECTION IP 64 | 10743 | TEM | 1 | MC | 63.603 | 1
1FT71085AC711CB1 | SIMOTICS S SYNCHRON. MOTOR 1FT7, M0=70NM (100K) NN=2000RPM, PN=10,50KW NATURAL AIR COOLING; FRAME SIZE IMB 5 (IM V1, IM V3) FLANGE 1 (1FT6 COMPATIBLE) POWER CONNECTOR ROTATABLE ABSOLUTE ENCODER 24 BITS + 12 BIT MULTITURN WITH DRIVE-CLIQ INTERFACE (ENCODER AM24DQI) SHAFT WITH FITTED KEY; WITH HOLDING BRAKE; ACC. TOLERANCE N VIBRATION SEVERITY GRADE A, DEGREE OF PROTECTION IP 65 | 10839 | TEM | 1 | MC | 63.603 | 1
1FT71085AC711CB2 | SIMOTICS S SYNCHRON. MOTOR 1FT7, M0=70NM (100K) NN=2000RPM, PN=10,50KW NATURAL AIR COOLING; FRAME SIZE IMB 5 (IM V1, IM V3) FLANGE 1 (1FT6 COMPATIBLE) POWER CONNECTOR ROTATABLE ABSOLUTE ENCODER 24 BITS + 12 BIT MULTITURN WITH DRIVE-CLIQ INTERFACE (ENCODER AM24DQI) SHAFT WITH FITTED KEY; WITH HOLDING BRAKE; ACC. TOLERANCE N VIBRATION SEVERITY GRADE A, DEGREE OF PROTECTION IP 67 | 10918 | TEM | 1 | MC | 63.603 | 1
1FT71085AC711CB3 | SIMOTICS S SYNCHRON. MOTOR 1FT7, M0=70NM (100K) NN=2000RPM, PN=10,50KW NATURAL AIR COOLING; FRAME SIZE IMB 5 (IM V1, IM V3) FLANGE 1 (1FT6 COMPATIBLE) POWER CONNECTOR ROTATABLE ABSOLUTE ENCODER 24 BITS + 12 BIT MULTITURN WITH DRIVE-CLIQ INTERFACE (ENCODER AM24DQI) SHAFT WITH FITTED KEY; WITH HOLDING BRAKE; ACC. TOLERANCE N VIBRATION SEVERITY GRADE A+R, DEGREE OF PROTECTION IP 64 | 10897 | TEM | 1 | MC | 63.603 | 1
1FT71085AC711CB4 | SIMOTICS S SYNCHRON. MOTOR 1FT7, M0=70NM (100K) NN=2000RPM, PN=10,50KW NATURAL AIR COOLING; FRAME SIZE IMB 5 (IM V1, IM V3) FLANGE 1 (1FT6 COMPATIBLE) POWER CONNECTOR ROTATABLE ABSOLUTE ENCODER 24 BITS + 12 BIT MULTITURN WITH DRIVE-CLIQ INTERFACE (ENCODER AM24DQI) SHAFT WITH FITTED KEY; WITH HOLDING BRAKE; ACC. TOLERANCE N VIBRATION SEVERITY GRADE A+R, DEGREE OF PROTECTION IP 65 | 10995 | TEM | 1 | MC | 63.603 | 1
1FT71085AC711CG0 | SIMOTICS S SYNCHRON. MOTOR 1FT7, M0=70NM (100K) NN=2000RPM, PN=10,50KW NATURAL AIR COOLING; FRAME SIZE IMB 5 (IM V1, IM V3) FLANGE 1 (1FT6 COMPATIBLE) POWER CONNECTOR ROTATABLE ABSOLUTE ENCODER 24 BITS + 12 BIT MULTITURN WITH DRIVE-CLIQ INTERFACE (ENCODER AM24DQI) PLAIN SHAFT, W/O HOLDING BRAKE; ACC. TOLERANCE N VIBRATION SEVERITY GRADE A, DEGREE OF PROTECTION IP 64 | 9730 | TEM | 1 | MC | 59.104 | 1
1FT71085AC711CG1 | SIMOTICS S SYNCHRON. MOTOR 1FT7, M0=70NM (100K) NN=2000RPM, PN=10,50KW NATURAL AIR COOLING; FRAME SIZE IMB 5 (IM V1, IM V3) FLANGE 1 (1FT6 COMPATIBLE) POWER CONNECTOR ROTATABLE ABSOLUTE ENCODER 24 BITS + 12 BIT MULTITURN WITH DRIVE-CLIQ INTERFACE (ENCODER AM24DQI) PLAIN SHAFT, W/O HOLDING BRAKE; ACC. TOLERANCE N VIBRATION SEVERITY GRADE A, DEGREE OF PROTECTION IP 65 | 9826 | TEM | 1 | MC | 59.104 | 1
1FT71085AC711CG2 | SIMOTICS S SYNCHRON. MOTOR 1FT7, M0=70NM (100K) NN=2000RPM, PN=10,50KW NATURAL AIR COOLING; FRAME SIZE IMB 5 (IM V1, IM V3) FLANGE 1 (1FT6 COMPATIBLE) POWER CONNECTOR ROTATABLE ABSOLUTE ENCODER 24 BITS + 12 BIT MULTITURN WITH DRIVE-CLIQ INTERFACE (ENCODER AM24DQI) PLAIN SHAFT, W/O HOLDING BRAKE; ACC. TOLERANCE N VIBRATION SEVERITY GRADE A, DEGREE OF PROTECTION IP 67 | 9906 | TEM | 1 | MC | 59.104 | 1
1FT71085AC711CG3 | SIMOTICS S SYNCHRON. MOTOR 1FT7, M0=70NM (100K) NN=2000RPM, PN=10,50KW NATURAL AIR COOLING; FRAME SIZE IMB 5 (IM V1, IM V3) FLANGE 1 (1FT6 COMPATIBLE) POWER CONNECTOR ROTATABLE ABSOLUTE ENCODER 24 BITS + 12 BIT MULTITURN WITH DRIVE-CLIQ INTERFACE (ENCODER AM24DQI) PLAIN SHAFT, W/O HOLDING BRAKE; ACC. TOLERANCE N VIBRATION SEVERITY GRADE A+R, DEGREE OF PROTECTION IP 64 | 9885 | TEM | 1 | MC | 59.104 | 1
1FT71085AC711CG5 | SIMOTICS S SYNCHRON. MOTOR 1FT7, M0=70NM (100K) NN=2000RPM, PN=10,50KW NATURAL AIR COOLING; FRAME SIZE IMB 5 (IM V1, IM V3) FLANGE 1 (1FT6 COMPATIBLE) POWER CONNECTOR ROTATABLE ABSOLUTE ENCODER 24 BITS + 12 BIT MULTITURN WITH DRIVE-CLIQ INTERFACE (ENCODER AM24DQI) PLAIN SHAFT, W/O HOLDING BRAKE; ACC. TOLERANCE N VIBRATION SEVERITY GRADE A+R, DEGREE OF PROTECTION IP 67 | 10062 | TEM | 1 | MC | 59.104 | 1
1FT71085AC711CH0 | SIMOTICS S SYNCHRON. MOTOR 1FT7, M0=70NM (100K) NN=2000RPM, PN=10,50KW NATURAL AIR COOLING; FRAME SIZE IMB 5 (IM V1, IM V3) FLANGE 1 (1FT6 COMPATIBLE) POWER CONNECTOR ROTATABLE ABSOLUTE ENCODER 24 BITS + 12 BIT MULTITURN WITH DRIVE-CLIQ INTERFACE (ENCODER AM24DQI) PLAIN SHAFT, WITH HOLDING BRAKE; ACCURACY TOLERANCE N VIBRATION SEVERITY GRADE A, DEGREE OF PROTECTION IP 64 | 10743 | TEM | 1 | MC | 63.603 | 1
1FT71085AC711CH1 | SIMOTICS S SYNCHRON. MOTOR 1FT7, M0=70NM (100K) NN=2000RPM, PN=10,50KW NATURAL AIR COOLING; FRAME SIZE IMB 5 (IM V1, IM V3) FLANGE 1 (1FT6 COMPATIBLE) POWER CONNECTOR ROTATABLE ABSOLUTE ENCODER 24 BITS + 12 BIT MULTITURN WITH DRIVE-CLIQ INTERFACE (ENCODER AM24DQI) PLAIN SHAFT, WITH HOLDING BRAKE; ACCURACY TOLERANCE N VIBRATION SEVERITY GRADE A, DEGREE OF PROTECTION IP 65 | 10839 | TEM | 1 | MC | 63.603 | 1
1FT71085AC711CH2 | SIMOTICS S SYNCHRON. MOTOR 1FT7, M0=70NM (100K) NN=2000RPM, PN=10,50KW NATURAL AIR COOLING; FRAME SIZE IMB 5 (IM V1, IM V3) FLANGE 1 (1FT6 COMPATIBLE) POWER CONNECTOR ROTATABLE ABSOLUTE ENCODER 24 BITS + 12 BIT MULTITURN WITH DRIVE-CLIQ INTERFACE (ENCODER AM24DQI) PLAIN SHAFT, WITH HOLDING BRAKE; ACCURACY TOLERANCE N VIBRATION SEVERITY GRADE A, DEGREE OF PROTECTION IP 67 | 10918 | TEM | 1 | MC | 63.603 | 1
1FT71085AC711CH3 | SIMOTICS S SYNCHRON. MOTOR 1FT7, M0=70NM (100K) NN=2000RPM, PN=10,50KW NATURAL AIR COOLING; FRAME SIZE IMB 5 (IM V1, IM V3) FLANGE 1 (1FT6 COMPATIBLE) POWER CONNECTOR ROTATABLE ABSOLUTE ENCODER 24 BITS + 12 BIT MULTITURN WITH DRIVE-CLIQ INTERFACE (ENCODER AM24DQI) PLAIN SHAFT, WITH HOLDING BRAKE; ACCURACY TOLERANCE N VIBRATION SEVERITY GRADE A+R, DEGREE OF PROTECTION IP 64 | 10897 | TEM | 1 | MC | 63.603 | 1
1FT71085AC711CH4 | SIMOTICS S SYNCHRON. MOTOR 1FT7, M0=70NM (100K) NN=2000RPM, PN=10,50KW NATURAL AIR COOLING; FRAME SIZE IMB 5 (IM V1, IM V3) FLANGE 1 (1FT6 COMPATIBLE) POWER CONNECTOR ROTATABLE ABSOLUTE ENCODER 24 BITS + 12 BIT MULTITURN WITH DRIVE-CLIQ INTERFACE (ENCODER AM24DQI) PLAIN SHAFT, WITH HOLDING BRAKE; ACCURACY TOLERANCE N VIBRATION SEVERITY GRADE A+R, DEGREE OF PROTECTION IP 65 | 10995 | TEM | 1 | MC | 63.603 | 1
1FT71085AC711CK4 | SIMOTICS S SYNCHRON. MOTOR 1FT7, M0=70NM (100K) NN=2000RPM, PN=10,50KW NATURAL AIR COOLING; FRAME SIZE IMB 5 (IM V1, IM V3) FLANGE 1 (1FT6 COMPATIBLE) POWER CONNECTOR ROTATABLE ABSOLUTE ENCODER 24 BITS + 12 BIT MULTITURN WITH DRIVE-CLIQ INTERFACE (ENCODER AM24DQI) PLAIN SHAFT, W/O HOLDING BRAKE; ACC. TOLERANCE R VIBRATION SEVERITY GRADE A+R, DEGREE OF PROTECTION IP 65 | 10141 | TEM | 1 | MC | 59.104 | 1
1FT71085AC711CL1 | SIMOTICS S SYNCHRON. MOTOR 1FT7, M0=70NM (100K) NN=2000RPM, PN=10,50KW NATURAL AIR COOLING; FRAME SIZE IMB 5 (IM V1, IM V3) FLANGE 1 (1FT6 COMPATIBLE) POWER CONNECTOR ROTATABLE ABSOLUTE ENCODER 24 BITS + 12 BIT MULTITURN WITH DRIVE-CLIQ INTERFACE (ENCODER AM24DQI) PLAIN SHAFT, WITH HOLDING BRAKE; ACCURACY TOLERANCE R VIBRATION SEVERITY GRADE A, DEGREE OF PROTECTION IP 65 | 10998 | TEM | 1 | MC | 63.603 | 1
1FT71085AC711CL3 | SIMOTICS S SYNCHRON. MOTOR 1FT7, M0=70NM (100K) NN=2000RPM, PN=10,50KW NATURAL AIR COOLING; FRAME SIZE IMB 5 (IM V1, IM V3) FLANGE 1 (1FT6 COMPATIBLE) POWER CONNECTOR ROTATABLE ABSOLUTE ENCODER 24 BITS + 12 BIT MULTITURN WITH DRIVE-CLIQ INTERFACE (ENCODER AM24DQI) PLAIN SHAFT, WITH HOLDING BRAKE; ACCURACY TOLERANCE R VIBRATION SEVERITY GRADE A+R, DEGREE OF PROTECTION IP 64 | 11057 | TEM | 1 | MC | 63.603 | 1
1FT71085AC711DA0 | SIMOTICS S SYNCHRON. MOTOR 1FT7, M0=70NM (100K) NN=2000RPM, PN=10,50KW NATURAL AIR COOLING; FRAME SIZE IMB 5 (IM V1, IM V3) FLANGE 1 (1FT6 COMPATIBLE) POWER CONNECTOR ROTATABLE INCREMENTAL ENCODER 2048 S/R WITH DRIVE-CLIQ INTERFACE (ENCODER I-2048) CONNECTOR ROTATABLE SHAFT WITH FITTED KEY; W/O HOLDING BRAKE; ACC. TOLERANCE N VIBRATION SEVERITY GRADE A, DEGREE OF PROTECTION IP 64 | 9045 | TEM | 1 | MC | 59.104 | 1
1FT71085AC711DA1 | SIMOTICS S SYNCHRON. MOTOR 1FT7, M0=70NM (100K) NN=2000RPM, PN=10,50KW NATURAL AIR COOLING; FRAME SIZE IMB 5 (IM V1, IM V3) FLANGE 1 (1FT6 COMPATIBLE) POWER CONNECTOR ROTATABLE INCREMENTAL ENCODER 2048 S/R WITH DRIVE-CLIQ INTERFACE (ENCODER I-2048) CONNECTOR ROTATABLE SHAFT WITH FITTED KEY; W/O HOLDING BRAKE; ACC. TOLERANCE N VIBRATION SEVERITY GRADE A, DEGREE OF PROTECTION IP 65 | 9141 | TEM | 1 | MC | 59.104 | 1
1FT71085AC711DA2 | SIMOTICS S SYNCHRON. MOTOR 1FT7, M0=70NM (100K) NN=2000RPM, PN=10,50KW NATURAL AIR COOLING; FRAME SIZE IMB 5 (IM V1, IM V3) FLANGE 1 (1FT6 COMPATIBLE) POWER CONNECTOR ROTATABLE INCREMENTAL ENCODER 2048 S/R WITH DRIVE-CLIQ INTERFACE (ENCODER I-2048) CONNECTOR ROTATABLE SHAFT WITH FITTED KEY; W/O HOLDING BRAKE; ACC. TOLERANCE N VIBRATION SEVERITY GRADE A, DEGREE OF PROTECTION IP 67 | 9221 | TEM | 1 | MC | 59.104 | 1
1FT71085AC711DA3 | SIMOTICS S SYNCHRON. MOTOR 1FT7, M0=70NM (100K) NN=2000RPM, PN=10,50KW NATURAL AIR COOLING; FRAME SIZE IMB 5 (IM V1, IM V3) FLANGE 1 (1FT6 COMPATIBLE) POWER CONNECTOR ROTATABLE INCREMENTAL ENCODER 2048 S/R WITH DRIVE-CLIQ INTERFACE (ENCODER I-2048) CONNECTOR ROTATABLE SHAFT WITH FITTED KEY; W/O HOLDING BRAKE; ACC. TOLERANCE N VIBRATION SEVERITY GRADE A+R, DEGREE OF PROTECTION IP 64 | 9200 | TEM | 1 | MC | 59.104 | 1
1FT71085AC711DA5 | SIMOTICS S SYNCHRON. MOTOR 1FT7, M0=70NM (100K) NN=2000RPM, PN=10,50KW NATURAL AIR COOLING; FRAME SIZE IMB 5 (IM V1, IM V3) FLANGE 1 (1FT6 COMPATIBLE) POWER CONNECTOR ROTATABLE INCREMENTAL ENCODER 2048 S/R WITH DRIVE-CLIQ INTERFACE (ENCODER I-2048) CONNECTOR ROTATABLE SHAFT WITH FITTED KEY; W/O HOLDING BRAKE; ACC. TOLERANCE N VIBRATION SEVERITY GRADE A+R, DEGREE OF PROTECTION IP 67 | 9377 | TEM | 1 | MC | 59.104 | 1
1FT71085AC711DB0 | SIMOTICS S SYNCHRON. MOTOR 1FT7, M0=70NM (100K) NN=2000RPM, PN=10,50KW NATURAL AIR COOLING; FRAME SIZE IMB 5 (IM V1, IM V3) FLANGE 1 (1FT6 COMPATIBLE) POWER CONNECTOR ROTATABLE INCREMENTAL ENCODER 2048 S/R WITH DRIVE-CLIQ INTERFACE (ENCODER I-2048) CONNECTOR ROTATABLE SHAFT WITH FITTED KEY; WITH HOLDING BRAKE; ACC. TOLERANCE N VIBRATION SEVERITY GRADE A, DEGREE OF PROTECTION IP 64 | 10058 | TEM | 1 | MC | 63.603 | 1
1FT71085AC711DB1 | SIMOTICS S SYNCHRON. MOTOR 1FT7, M0=70NM (100K) NN=2000RPM, PN=10,50KW NATURAL AIR COOLING; FRAME SIZE IMB 5 (IM V1, IM V3) FLANGE 1 (1FT6 COMPATIBLE) POWER CONNECTOR ROTATABLE INCREMENTAL ENCODER 2048 S/R WITH DRIVE-CLIQ INTERFACE (ENCODER I-2048) CONNECTOR ROTATABLE SHAFT WITH FITTED KEY; WITH HOLDING BRAKE; ACC. TOLERANCE N VIBRATION SEVERITY GRADE A, DEGREE OF PROTECTION IP 65 | 10154 | TEM | 1 | MC | 63.603 | 1
1FT71085AC711DB2 | SIMOTICS S SYNCHRON. MOTOR 1FT7, M0=70NM (100K) NN=2000RPM, PN=10,50KW NATURAL AIR COOLING; FRAME SIZE IMB 5 (IM V1, IM V3) FLANGE 1 (1FT6 COMPATIBLE) POWER CONNECTOR ROTATABLE INCREMENTAL ENCODER 2048 S/R WITH DRIVE-CLIQ INTERFACE (ENCODER I-2048) CONNECTOR ROTATABLE SHAFT WITH FITTED KEY; WITH HOLDING BRAKE; ACC. TOLERANCE N VIBRATION SEVERITY GRADE A, DEGREE OF PROTECTION IP 67 | 10234 | TEM | 1 | MC | 63.603 | 1
1FT71085AC711DB3 | SIMOTICS S SYNCHRON. MOTOR 1FT7, M0=70NM (100K) NN=2000RPM, PN=10,50KW NATURAL AIR COOLING; FRAME SIZE IMB 5 (IM V1, IM V3) FLANGE 1 (1FT6 COMPATIBLE) POWER CONNECTOR ROTATABLE INCREMENTAL ENCODER 2048 S/R WITH DRIVE-CLIQ INTERFACE (ENCODER I-2048) CONNECTOR ROTATABLE SHAFT WITH FITTED KEY; WITH HOLDING BRAKE; ACC. TOLERANCE N VIBRATION SEVERITY GRADE A+R, DEGREE OF PROTECTION IP 64 | 10213 | TEM | 1 | MC | 63.603 | 1
1FT71085AC711DB5 | SIMOTICS S SYNCHRON. MOTOR 1FT7, M0=70NM (100K) NN=2000RPM, PN=10,50KW NATURAL AIR COOLING; FRAME SIZE IMB 5 (IM V1, IM V3) FLANGE 1 (1FT6 COMPATIBLE) POWER CONNECTOR ROTATABLE INCREMENTAL ENCODER 2048 S/R WITH DRIVE-CLIQ INTERFACE (ENCODER I-2048) CONNECTOR ROTATABLE SHAFT WITH FITTED KEY; WITH HOLDING BRAKE; ACC. TOLERANCE N VIBRATION SEVERITY GRADE A+R, DEGREE OF PROTECTION IP 67 | 10389 | TEM | 1 | MC | 63.603 | 1
1FT71085AC711DD5 | SIMOTICS S SYNCHRON. MOTOR 1FT7, M0=70NM (100K) NN=2000RPM, PN=10,50KW NATURAL AIR COOLING; FRAME SIZE IMB 5 (IM V1, IM V3) FLANGE 1 (1FT6 COMPATIBLE) POWER CONNECTOR ROTATABLE INCREMENTAL ENCODER 2048 S/R WITH DRIVE-CLIQ INTERFACE (ENCODER I-2048) CONNECTOR ROTATABLE SHAFT WITH FITTED KEY; W/O HOLDING BRAKE; ACC. TOLERANCE R VIBRATION SEVERITY GRADE A+R, DEGREE OF PROTECTION IP 67 | 9536 | TEM | 1 | MC | 59.104 | 1
1FT71085AC711DG0 | SIMOTICS S SYNCHRON. MOTOR 1FT7, M0=70NM (100K) NN=2000RPM, PN=10,50KW NATURAL AIR COOLING; FRAME SIZE IMB 5 (IM V1, IM V3) FLANGE 1 (1FT6 COMPATIBLE) POWER CONNECTOR ROTATABLE INCREMENTAL ENCODER 2048 S/R WITH DRIVE-CLIQ INTERFACE (ENCODER I-2048) CONNECTOR ROTATABLE PLAIN SHAFT, W/O HOLDING BRAKE; ACC. TOLERANCE N VIBRATION SEVERITY GRADE A, DEGREE OF PROTECTION IP 64 | 9045 | TEM | 1 | MC | 59.104 | 1
1FT71085AC711DG1 | SIMOTICS S SYNCHRON. MOTOR 1FT7, M0=70NM (100K) NN=2000RPM, PN=10,50KW NATURAL AIR COOLING; FRAME SIZE IMB 5 (IM V1, IM V3) FLANGE 1 (1FT6 COMPATIBLE) POWER CONNECTOR ROTATABLE INCREMENTAL ENCODER 2048 S/R WITH DRIVE-CLIQ INTERFACE (ENCODER I-2048) CONNECTOR ROTATABLE PLAIN SHAFT, W/O HOLDING BRAKE; ACC. TOLERANCE N VIBRATION SEVERITY GRADE A, DEGREE OF PROTECTION IP 65 | 9141 | TEM | 1 | MC | 59.104 | 1
1FT71085AC711DG2 | SIMOTICS S SYNCHRON. MOTOR 1FT7, M0=70NM (100K) NN=2000RPM, PN=10,50KW NATURAL AIR COOLING; FRAME SIZE IMB 5 (IM V1, IM V3) FLANGE 1 (1FT6 COMPATIBLE) POWER CONNECTOR ROTATABLE INCREMENTAL ENCODER 2048 S/R WITH DRIVE-CLIQ INTERFACE (ENCODER I-2048) CONNECTOR ROTATABLE PLAIN SHAFT, W/O HOLDING BRAKE; ACC. TOLERANCE N VIBRATION SEVERITY GRADE A, DEGREE OF PROTECTION IP 67 | 9221 | TEM | 1 | MC | 59.104 | 1
1FT71085AC711DG3 | SIMOTICS S SYNCHRON. MOTOR 1FT7, M0=70NM (100K) NN=2000RPM, PN=10,50KW NATURAL AIR COOLING; FRAME SIZE IMB 5 (IM V1, IM V3) FLANGE 1 (1FT6 COMPATIBLE) POWER CONNECTOR ROTATABLE INCREMENTAL ENCODER 2048 S/R WITH DRIVE-CLIQ INTERFACE (ENCODER I-2048) CONNECTOR ROTATABLE PLAIN SHAFT, W/O HOLDING BRAKE; ACC. TOLERANCE N VIBRATION SEVERITY GRADE A+R, DEGREE OF PROTECTION IP 64 | 9200 | TEM | 1 | MC | 59.104 | 1
1FT71085AC711DG5 | SIMOTICS S SYNCHRON. MOTOR 1FT7, M0=70NM (100K) NN=2000RPM, PN=10,50KW NATURAL AIR COOLING; FRAME SIZE IMB 5 (IM V1, IM V3) FLANGE 1 (1FT6 COMPATIBLE) POWER CONNECTOR ROTATABLE INCREMENTAL ENCODER 2048 S/R WITH DRIVE-CLIQ INTERFACE (ENCODER I-2048) CONNECTOR ROTATABLE PLAIN SHAFT, W/O HOLDING BRAKE; ACC. TOLERANCE N VIBRATION SEVERITY GRADE A+R, DEGREE OF PROTECTION IP 67 | 9377 | TEM | 1 | MC | 59.104 | 1
1FT71085AC711DH0 | SIMOTICS S SYNCHRON. MOTOR 1FT7, M0=70NM (100K) NN=2000RPM, PN=10,50KW NATURAL AIR COOLING; FRAME SIZE IMB 5 (IM V1, IM V3) FLANGE 1 (1FT6 COMPATIBLE) POWER CONNECTOR ROTATABLE INCREMENTAL ENCODER 2048 S/R WITH DRIVE-CLIQ INTERFACE (ENCODER I-2048) CONNECTOR ROTATABLE PLAIN SHAFT, WITH HOLDING BRAKE; ACCURACY TOLERANCE N VIBRATION SEVERITY GRADE A, DEGREE OF PROTECTION IP 64 | 10058 | TEM | 1 | MC | 63.603 | 1
1FT71085AC711DH1 | SIMOTICS S SYNCHRON. MOTOR 1FT7, M0=70NM (100K) NN=2000RPM, PN=10,50KW NATURAL AIR COOLING; FRAME SIZE IMB 5 (IM V1, IM V3) FLANGE 1 (1FT6 COMPATIBLE) POWER CONNECTOR ROTATABLE INCREMENTAL ENCODER 2048 S/R WITH DRIVE-CLIQ INTERFACE (ENCODER I-2048) CONNECTOR ROTATABLE PLAIN SHAFT, WITH HOLDING BRAKE; ACCURACY TOLERANCE N VIBRATION SEVERITY GRADE A, DEGREE OF PROTECTION IP 65 | 10154 | TEM | 1 | MC | 63.603 | 1
1FT71085AC711DH2 | SIMOTICS S SYNCHRON. MOTOR 1FT7, M0=70NM (100K) NN=2000RPM, PN=10,50KW NATURAL AIR COOLING; FRAME SIZE IMB 5 (IM V1, IM V3) FLANGE 1 (1FT6 COMPATIBLE) POWER CONNECTOR ROTATABLE INCREMENTAL ENCODER 2048 S/R WITH DRIVE-CLIQ INTERFACE (ENCODER I-2048) CONNECTOR ROTATABLE PLAIN SHAFT, WITH HOLDING BRAKE; ACCURACY TOLERANCE N VIBRATION SEVERITY GRADE A, DEGREE OF PROTECTION IP 67 | 10234 | TEM | 1 | MC | 63.603 | 1
1FT71085AC711DH3 | SIMOTICS S SYNCHRON. MOTOR 1FT7, M0=70NM (100K) NN=2000RPM, PN=10,50KW NATURAL AIR COOLING; FRAME SIZE IMB 5 (IM V1, IM V3) FLANGE 1 (1FT6 COMPATIBLE) POWER CONNECTOR ROTATABLE INCREMENTAL ENCODER 2048 S/R WITH DRIVE-CLIQ INTERFACE (ENCODER I-2048) CONNECTOR ROTATABLE PLAIN SHAFT, WITH HOLDING BRAKE; ACCURACY TOLERANCE N VIBRATION SEVERITY GRADE A+R, DEGREE OF PROTECTION IP 64 | 10213 | TEM | 1 | MC | 63.603 | 1
1FT71085AC711DH5 | SIMOTICS S SYNCHRON. MOTOR 1FT7, M0=70NM (100K) NN=2000RPM, PN=10,50KW NATURAL AIR COOLING; FRAME SIZE IMB 5 (IM V1, IM V3) FLANGE 1 (1FT6 COMPATIBLE) POWER CONNECTOR ROTATABLE INCREMENTAL ENCODER 2048 S/R WITH DRIVE-CLIQ INTERFACE (ENCODER I-2048) CONNECTOR ROTATABLE PLAIN SHAFT, WITH HOLDING BRAKE; ACCURACY TOLERANCE N VIBRATION SEVERITY GRADE A+R, DEGREE OF PROTECTION IP 67 | 10389 | TEM | 1 | MC | 63.603 | 1
1FT71085AC711DK4 | SIMOTICS S SYNCHRON. MOTOR 1FT7, M0=70NM (100K) NN=2000RPM, PN=10,50KW NATURAL AIR COOLING; FRAME SIZE IMB 5 (IM V1, IM V3) FLANGE 1 (1FT6 COMPATIBLE) POWER CONNECTOR ROTATABLE INCREMENTAL ENCODER 2048 S/R WITH DRIVE-CLIQ INTERFACE (ENCODER I-2048) CONNECTOR ROTATABLE PLAIN SHAFT, W/O HOLDING BRAKE; ACC. TOLERANCE R VIBRATION SEVERITY GRADE A+R, DEGREE OF PROTECTION IP 65 | 9456 | TEM | 1 | MC | 59.104 | 1
1FT71085AC711DL0 | SIMOTICS S SYNCHRON. MOTOR 1FT7, M0=70NM (100K) NN=2000RPM, PN=10,50KW NATURAL AIR COOLING; FRAME SIZE IMB 5 (IM V1, IM V3) FLANGE 1 (1FT6 COMPATIBLE) POWER CONNECTOR ROTATABLE INCREMENTAL ENCODER 2048 S/R WITH DRIVE-CLIQ INTERFACE (ENCODER I-2048) CONNECTOR ROTATABLE PLAIN SHAFT, WITH HOLDING BRAKE; ACCURACY TOLERANCE R VIBRATION SEVERITY GRADE A, DEGREE OF PROTECTION IP 64 | 10217 | TEM | 1 | MC | 63.603 | 1
1FT71085AC711DL1 | SIMOTICS S SYNCHRON. MOTOR 1FT7, M0=70NM (100K) NN=2000RPM, PN=10,50KW NATURAL AIR COOLING; FRAME SIZE IMB 5 (IM V1, IM V3) FLANGE 1 (1FT6 COMPATIBLE) POWER CONNECTOR ROTATABLE INCREMENTAL ENCODER 2048 S/R WITH DRIVE-CLIQ INTERFACE (ENCODER I-2048) CONNECTOR ROTATABLE PLAIN SHAFT, WITH HOLDING BRAKE; ACCURACY TOLERANCE R VIBRATION SEVERITY GRADE A, DEGREE OF PROTECTION IP 65 | 10313 | TEM | 1 | MC | 63.603 | 1
1FT71085AC711DL3 | SIMOTICS S SYNCHRON. MOTOR 1FT7, M0=70NM (100K) NN=2000RPM, PN=10,50KW NATURAL AIR COOLING; FRAME SIZE IMB 5 (IM V1, IM V3) FLANGE 1 (1FT6 COMPATIBLE) POWER CONNECTOR ROTATABLE INCREMENTAL ENCODER 2048 S/R WITH DRIVE-CLIQ INTERFACE (ENCODER I-2048) CONNECTOR ROTATABLE PLAIN SHAFT, WITH HOLDING BRAKE; ACCURACY TOLERANCE R VIBRATION SEVERITY GRADE A+R, DEGREE OF PROTECTION IP 64 | 10372 | TEM | 1 | MC | 63.603 | 1
1FT71085AC711DL4 | SIMOTICS S SYNCHRON. MOTOR 1FT7, M0=70NM (100K) NN=2000RPM, PN=10,50KW NATURAL AIR COOLING; FRAME SIZE IMB 5 (IM V1, IM V3) FLANGE 1 (1FT6 COMPATIBLE) POWER CONNECTOR ROTATABLE INCREMENTAL ENCODER 2048 S/R WITH DRIVE-CLIQ INTERFACE (ENCODER I-2048) CONNECTOR ROTATABLE PLAIN SHAFT, WITH HOLDING BRAKE; ACCURACY TOLERANCE R VIBRATION SEVERITY GRADE A+R, DEGREE OF PROTECTION IP 65 | 10469 | TEM | 1 | MC | 63.603 | 1
1FT71085AC711FA0 | SIMOTICS S SYNCHRON. MOTOR 1FT7, M0=70NM (100K) NN=2000RPM, PN=10,50KW NATURAL AIR COOLING; FRAME SIZE IMB 5 (IM V1, IM V3) FLANGE 1 (1FT6 COMPATIBLE) POWER CONNECTOR ROTATABLE ABSOLUTE ENCODER 22 BITS MULTI TURN WITH DRIVE-CLIQ INTERFACE (ENCODER AM-22-DQ) CONNECTOR ROTATABLE SHAFT WITH FITTED KEY; W/O HOLDING BRAKE; ACC. TOLERANCE N VIBRATION SEVERITY GRADE A, DEGREE OF PROTECTION IP 64 | 9810 | TEM | 1 | MC | 59.104 | 1
1FT71085AC711FA1 | SIMOTICS S SYNCHRON. MOTOR 1FT7, M0=70NM (100K) NN=2000RPM, PN=10,50KW NATURAL AIR COOLING; FRAME SIZE IMB 5 (IM V1, IM V3) FLANGE 1 (1FT6 COMPATIBLE) POWER CONNECTOR ROTATABLE ABSOLUTE ENCODER 22 BITS MULTI TURN WITH DRIVE-CLIQ INTERFACE (ENCODER AM-22-DQ) CONNECTOR ROTATABLE SHAFT WITH FITTED KEY; W/O HOLDING BRAKE; ACC. TOLERANCE N VIBRATION SEVERITY GRADE A, DEGREE OF PROTECTION IP 65 | 9906 | TEM | 1 | MC | 59.104 | 1
1FT71085AC711FA2 | SIMOTICS S SYNCHRON. MOTOR 1FT7, M0=70NM (100K) NN=2000RPM, PN=10,50KW NATURAL AIR COOLING; FRAME SIZE IMB 5 (IM V1, IM V3) FLANGE 1 (1FT6 COMPATIBLE) POWER CONNECTOR ROTATABLE ABSOLUTE ENCODER 22 BITS MULTI TURN WITH DRIVE-CLIQ INTERFACE (ENCODER AM-22-DQ) CONNECTOR ROTATABLE SHAFT WITH FITTED KEY; W/O HOLDING BRAKE; ACC. TOLERANCE N VIBRATION SEVERITY GRADE A, DEGREE OF PROTECTION IP 67 | 9986 | TEM | 1 | MC | 59.104 | 1
1FT71085AC711FA3 | SIMOTICS S SYNCHRON. MOTOR 1FT7, M0=70NM (100K) NN=2000RPM, PN=10,50KW NATURAL AIR COOLING; FRAME SIZE IMB 5 (IM V1, IM V3) FLANGE 1 (1FT6 COMPATIBLE) POWER CONNECTOR ROTATABLE ABSOLUTE ENCODER 22 BITS MULTI TURN WITH DRIVE-CLIQ INTERFACE (ENCODER AM-22-DQ) CONNECTOR ROTATABLE SHAFT WITH FITTED KEY; W/O HOLDING BRAKE; ACC. TOLERANCE N VIBRATION SEVERITY GRADE A+R, DEGREE OF PROTECTION IP 64 | 9965 | TEM | 1 | MC | 59.104 | 1
1FT71085AC711FA5 | SIMOTICS S SYNCHRON. MOTOR 1FT7, M0=70NM (100K) NN=2000RPM, PN=10,50KW NATURAL AIR COOLING; FRAME SIZE IMB 5 (IM V1, IM V3) FLANGE 1 (1FT6 COMPATIBLE) POWER CONNECTOR ROTATABLE ABSOLUTE ENCODER 22 BITS MULTI TURN WITH DRIVE-CLIQ INTERFACE (ENCODER AM-22-DQ) CONNECTOR ROTATABLE SHAFT WITH FITTED KEY; W/O HOLDING BRAKE; ACC. TOLERANCE N VIBRATION SEVERITY GRADE A+R, DEGREE OF PROTECTION IP 67 | 10142 | TEM | 1 | MC | 59.104 | 1
1FT71085AC711FB0 | SIMOTICS S SYNCHRON. MOTOR 1FT7, M0=70NM (100K) NN=2000RPM, PN=10,50KW NATURAL AIR COOLING; FRAME SIZE IMB 5 (IM V1, IM V3) FLANGE 1 (1FT6 COMPATIBLE) POWER CONNECTOR ROTATABLE ABSOLUTE ENCODER 22 BITS MULTI TURN WITH DRIVE-CLIQ INTERFACE (ENCODER AM-22-DQ) CONNECTOR ROTATABLE SHAFT WITH FITTED KEY; WITH HOLDING BRAKE; ACC. TOLERANCE N VIBRATION SEVERITY GRADE A, DEGREE OF PROTECTION IP 64 | 10823 | TEM | 1 | MC | 63.603 | 1
1FT71085AC711FB1 | SIMOTICS S SYNCHRON. MOTOR 1FT7, M0=70NM (100K) NN=2000RPM, PN=10,50KW NATURAL AIR COOLING; FRAME SIZE IMB 5 (IM V1, IM V3) FLANGE 1 (1FT6 COMPATIBLE) POWER CONNECTOR ROTATABLE ABSOLUTE ENCODER 22 BITS MULTI TURN WITH DRIVE-CLIQ INTERFACE (ENCODER AM-22-DQ) CONNECTOR ROTATABLE SHAFT WITH FITTED KEY; WITH HOLDING BRAKE; ACC. TOLERANCE N VIBRATION SEVERITY GRADE A, DEGREE OF PROTECTION IP 65 | 10919 | TEM | 1 | MC | 63.603 | 1
1FT71085AC711FB2 | SIMOTICS S SYNCHRON. MOTOR 1FT7, M0=70NM (100K) NN=2000RPM, PN=10,50KW NATURAL AIR COOLING; FRAME SIZE IMB 5 (IM V1, IM V3) FLANGE 1 (1FT6 COMPATIBLE) POWER CONNECTOR ROTATABLE ABSOLUTE ENCODER 22 BITS MULTI TURN WITH DRIVE-CLIQ INTERFACE (ENCODER AM-22-DQ) CONNECTOR ROTATABLE SHAFT WITH FITTED KEY; WITH HOLDING BRAKE; ACC. TOLERANCE N VIBRATION SEVERITY GRADE A, DEGREE OF PROTECTION IP 67 | 10999 | TEM | 1 | MC | 63.603 | 1
1FT71085AC711FD1 | SIMOTICS S SYNCHRON. MOTOR 1FT7, M0=70NM (100K) NN=2000RPM, PN=10,50KW NATURAL AIR COOLING; FRAME SIZE IMB 5 (IM V1, IM V3) FLANGE 1 (1FT6 COMPATIBLE) POWER CONNECTOR ROTATABLE ABSOLUTE ENCODER 22 BITS MULTI TURN WITH DRIVE-CLIQ INTERFACE (ENCODER AM-22-DQ) CONNECTOR ROTATABLE SHAFT WITH FITTED KEY; W/O HOLDING BRAKE; ACC. TOLERANCE R VIBRATION SEVERITY GRADE A, DEGREE OF PROTECTION IP 65 | 10066 | TEM | 1 | MC | 59.104 | 1
1FT71085AC711FE1 | SIMOTICS S SYNCHRON. MOTOR 1FT7, M0=70NM (100K) NN=2000RPM, PN=10,50KW NATURAL AIR COOLING; FRAME SIZE IMB 5 (IM V1, IM V3) FLANGE 1 (1FT6 COMPATIBLE) POWER CONNECTOR ROTATABLE ABSOLUTE ENCODER 22 BITS MULTI TURN WITH DRIVE-CLIQ INTERFACE (ENCODER AM-22-DQ) CONNECTOR ROTATABLE SHAFT WITH FITTED KEY; WITH HOLDING BRAKE; ACC. TOLERANCE R VIBRATION SEVERITY GRADE A, DEGREE OF PROTECTION IP 65 | 11078 | TEM | 1 | MC | 63.603 | 1
1FT71085AC711FG0 | SIMOTICS S SYNCHRON. MOTOR 1FT7, M0=70NM (100K) NN=2000RPM, PN=10,50KW NATURAL AIR COOLING; FRAME SIZE IMB 5 (IM V1, IM V3) FLANGE 1 (1FT6 COMPATIBLE) POWER CONNECTOR ROTATABLE ABSOLUTE ENCODER 22 BITS MULTI TURN WITH DRIVE-CLIQ INTERFACE (ENCODER AM-22-DQ) CONNECTOR ROTATABLE PLAIN SHAFT, W/O HOLDING BRAKE; ACC. TOLERANCE N VIBRATION SEVERITY GRADE A, DEGREE OF PROTECTION IP 64 | 9810 | TEM | 1 | MC | 59.104 | 1
1FT71085AC711FG1 | SIMOTICS S SYNCHRON. MOTOR 1FT7, M0=70NM (100K) NN=2000RPM, PN=10,50KW NATURAL AIR COOLING; FRAME SIZE IMB 5 (IM V1, IM V3) FLANGE 1 (1FT6 COMPATIBLE) POWER CONNECTOR ROTATABLE ABSOLUTE ENCODER 22 BITS MULTI TURN WITH DRIVE-CLIQ INTERFACE (ENCODER AM-22-DQ) CONNECTOR ROTATABLE PLAIN SHAFT, W/O HOLDING BRAKE; ACC. TOLERANCE N VIBRATION SEVERITY GRADE A, DEGREE OF PROTECTION IP 65 | 9906 | TEM | 1 | MC | 59.104 | 1
1FT71085AC711FG2 | SIMOTICS S SYNCHRON. MOTOR 1FT7, M0=70NM (100K) NN=2000RPM, PN=10,50KW NATURAL AIR COOLING; FRAME SIZE IMB 5 (IM V1, IM V3) FLANGE 1 (1FT6 COMPATIBLE) POWER CONNECTOR ROTATABLE ABSOLUTE ENCODER 22 BITS MULTI TURN WITH DRIVE-CLIQ INTERFACE (ENCODER AM-22-DQ) CONNECTOR ROTATABLE PLAIN SHAFT, W/O HOLDING BRAKE; ACC. TOLERANCE N VIBRATION SEVERITY GRADE A, DEGREE OF PROTECTION IP 67 | 9986 | TEM | 1 | MC | 59.104 | 1
1FT71085AC711FG3 | SIMOTICS S SYNCHRON. MOTOR 1FT7, M0=70NM (100K) NN=2000RPM, PN=10,50KW NATURAL AIR COOLING; FRAME SIZE IMB 5 (IM V1, IM V3) FLANGE 1 (1FT6 COMPATIBLE) POWER CONNECTOR ROTATABLE ABSOLUTE ENCODER 22 BITS MULTI TURN WITH DRIVE-CLIQ INTERFACE (ENCODER AM-22-DQ) CONNECTOR ROTATABLE PLAIN SHAFT, W/O HOLDING BRAKE; ACC. TOLERANCE N VIBRATION SEVERITY GRADE A+R, DEGREE OF PROTECTION IP 64 | 9965 | TEM | 1 | MC | 59.104 | 1
1FT71085AC711FH0 | SIMOTICS S SYNCHRON. MOTOR 1FT7, M0=70NM (100K) NN=2000RPM, PN=10,50KW NATURAL AIR COOLING; FRAME SIZE IMB 5 (IM V1, IM V3) FLANGE 1 (1FT6 COMPATIBLE) POWER CONNECTOR ROTATABLE ABSOLUTE ENCODER 22 BITS MULTI TURN WITH DRIVE-CLIQ INTERFACE (ENCODER AM-22-DQ) CONNECTOR ROTATABLE PLAIN SHAFT, WITH HOLDING BRAKE; ACCURACY TOLERANCE N VIBRATION SEVERITY GRADE A, DEGREE OF PROTECTION IP 64 | 10823 | TEM | 1 | MC | 63.603 | 1
1FT71085AC711FH1 | SIMOTICS S SYNCHRON. MOTOR 1FT7, M0=70NM (100K) NN=2000RPM, PN=10,50KW NATURAL AIR COOLING; FRAME SIZE IMB 5 (IM V1, IM V3) FLANGE 1 (1FT6 COMPATIBLE) POWER CONNECTOR ROTATABLE ABSOLUTE ENCODER 22 BITS MULTI TURN WITH DRIVE-CLIQ INTERFACE (ENCODER AM-22-DQ) CONNECTOR ROTATABLE PLAIN SHAFT, WITH HOLDING BRAKE; ACCURACY TOLERANCE N VIBRATION SEVERITY GRADE A, DEGREE OF PROTECTION IP 65 | 10919 | TEM | 1 | MC | 63.603 | 1
1FT71085AC711FH2 | SIMOTICS S SYNCHRON. MOTOR 1FT7, M0=70NM (100K) NN=2000RPM, PN=10,50KW NATURAL AIR COOLING; FRAME SIZE IMB 5 (IM V1, IM V3) FLANGE 1 (1FT6 COMPATIBLE) POWER CONNECTOR ROTATABLE ABSOLUTE ENCODER 22 BITS MULTI TURN WITH DRIVE-CLIQ INTERFACE (ENCODER AM-22-DQ) CONNECTOR ROTATABLE PLAIN SHAFT, WITH HOLDING BRAKE; ACCURACY TOLERANCE N VIBRATION SEVERITY GRADE A, DEGREE OF PROTECTION IP 67 | 10999 | TEM | 1 | MC | 63.603 | 1
1FT71085AC711FH3 | SIMOTICS S SYNCHRON. MOTOR 1FT7, M0=70NM (100K) NN=2000RPM, PN=10,50KW NATURAL AIR COOLING; FRAME SIZE IMB 5 (IM V1, IM V3) FLANGE 1 (1FT6 COMPATIBLE) POWER CONNECTOR ROTATABLE ABSOLUTE ENCODER 22 BITS MULTI TURN WITH DRIVE-CLIQ INTERFACE (ENCODER AM-22-DQ) CONNECTOR ROTATABLE PLAIN SHAFT, WITH HOLDING BRAKE; ACCURACY TOLERANCE N VIBRATION SEVERITY GRADE A+R, DEGREE OF PROTECTION IP 64 | 10978 | TEM | 1 | MC | 63.603 | 1
1FT71085AC711FH4 | SIMOTICS S SYNCHRON. MOTOR 1FT7, M0=70NM (100K) NN=2000RPM, PN=10,50KW NATURAL AIR COOLING; FRAME SIZE IMB 5 (IM V1, IM V3) FLANGE 1 (1FT6 COMPATIBLE) POWER CONNECTOR ROTATABLE ABSOLUTE ENCODER 22 BITS MULTI TURN WITH DRIVE-CLIQ INTERFACE (ENCODER AM-22-DQ) CONNECTOR ROTATABLE PLAIN SHAFT, WITH HOLDING BRAKE; ACCURACY TOLERANCE N VIBRATION SEVERITY GRADE A+R, DEGREE OF PROTECTION IP 65 | 11075 | TEM | 1 | MC | 63.603 | 1
1FT71085AC711FK3 | SIMOTICS S SYNCHRON. MOTOR 1FT7, M0=70NM (100K) NN=2000RPM, PN=10,50KW NATURAL AIR COOLING; FRAME SIZE IMB 5 (IM V1, IM V3) FLANGE 1 (1FT6 COMPATIBLE) POWER CONNECTOR ROTATABLE ABSOLUTE ENCODER 22 BITS MULTI TURN WITH DRIVE-CLIQ INTERFACE (ENCODER AM-22-DQ) CONNECTOR ROTATABLE PLAIN SHAFT, W/O HOLDING BRAKE; ACC. TOLERANCE R VIBRATION SEVERITY GRADE A+R, DEGREE OF PROTECTION IP 64 | 10124 | TEM | 1 | MC | 59.104 | 1
1FT71085AC711FL1 | SIMOTICS S SYNCHRON. MOTOR 1FT7, M0=70NM (100K) NN=2000RPM, PN=10,50KW NATURAL AIR COOLING; FRAME SIZE IMB 5 (IM V1, IM V3) FLANGE 1 (1FT6 COMPATIBLE) POWER CONNECTOR ROTATABLE ABSOLUTE ENCODER 22 BITS MULTI TURN WITH DRIVE-CLIQ INTERFACE (ENCODER AM-22-DQ) CONNECTOR ROTATABLE PLAIN SHAFT, WITH HOLDING BRAKE; ACCURACY TOLERANCE R VIBRATION SEVERITY GRADE A, DEGREE OF PROTECTION IP 65 | 11078 | TEM | 1 | MC | 63.603 | 1
1FT71085AC711MA0 | SIMOTICS S SYNCHRON. MOTOR 1FT7, M0=70NM (100K) NN=2000RPM, PN=10,50KW NATURAL AIR COOLING; FRAME SIZE IMB 5 (1FT6 COMPATIBLE) WITH KTY TEMPERATURE SENSOR POWER CONNECTOR ROTATABLE ABSOLUTE ENCODER ENDAT 2048 S/R (ENCODER A-2048) CONNECTOR ROTATABLE SHAFT WITH FITTED KEY; W/O HOLDING BRAKE; ACC. TOLERANCE N VIBRATION SEVERITY GRADE A, DEGREE OF PROTECTION IP 64 | 9378 | TEM | 1 | MC | 59.104 | 1
1FT71085AC711MA1 | SIMOTICS S SYNCHRON. MOTOR 1FT7, M0=70NM (100K) NN=2000RPM, PN=10,50KW NATURAL AIR COOLING; FRAME SIZE IMB 5 (1FT6 COMPATIBLE) WITH KTY TEMPERATURE SENSOR POWER CONNECTOR ROTATABLE ABSOLUTE ENCODER ENDAT 2048 S/R (ENCODER A-2048) CONNECTOR ROTATABLE SHAFT WITH FITTED KEY; W/O HOLDING BRAKE; ACC. TOLERANCE N VIBRATION SEVERITY GRADE A, DEGREE OF PROTECTION IP 65 | 9475 | TEM | 1 | MC | 59.104 | 1
1FT71085AC711MB0 | SIMOTICS S SYNCHRON. MOTOR 1FT7, M0=70NM (100K) NN=2000RPM, PN=10,50KW NATURAL AIR COOLING; FRAME SIZE IMB 5 (1FT6 COMPATIBLE) WITH KTY TEMPERATURE SENSOR POWER CONNECTOR ROTATABLE ABSOLUTE ENCODER ENDAT 2048 S/R (ENCODER A-2048) CONNECTOR ROTATABLE SHAFT WITH FITTED KEY; WITH HOLDING BRAKE; ACC. TOLERANCE N VIBRATION SEVERITY GRADE A, DEGREE OF PROTECTION IP 64 | 10391 | TEM | 1 | MC | 63.603 | 1
1FT71085AC711MB1 | SIMOTICS S SYNCHRON. MOTOR 1FT7, M0=70NM (100K) NN=2000RPM, PN=10,50KW NATURAL AIR COOLING; FRAME SIZE IMB 5 (1FT6 COMPATIBLE) WITH KTY TEMPERATURE SENSOR POWER CONNECTOR ROTATABLE ABSOLUTE ENCODER ENDAT 2048 S/R (ENCODER A-2048) CONNECTOR ROTATABLE SHAFT WITH FITTED KEY; WITH HOLDING BRAKE; ACC. TOLERANCE N VIBRATION SEVERITY GRADE A, DEGREE OF PROTECTION IP 65 | 10487 | TEM | 1 | MC | 63.603 | 1
1FT71085AC711MB2 | SIMOTICS S SYNCHRON. MOTOR 1FT7, M0=70NM (100K) NN=2000RPM, PN=10,50KW NATURAL AIR COOLING; FRAME SIZE IMB 5 (1FT6 COMPATIBLE) WITH KTY TEMPERATURE SENSOR POWER CONNECTOR ROTATABLE ABSOLUTE ENCODER ENDAT 2048 S/R (ENCODER A-2048) CONNECTOR ROTATABLE SHAFT WITH FITTED KEY; WITH HOLDING BRAKE; ACC. TOLERANCE N VIBRATION SEVERITY GRADE A, DEGREE OF PROTECTION IP 67 | 10567 | TEM | 1 | MC | 63.603 | 1
1FT71085AC711MD0 | SIMOTICS S SYNCHRON. MOTOR 1FT7, M0=70NM (100K) NN=2000RPM, PN=10,50KW NATURAL AIR COOLING; FRAME SIZE IMB 5 (1FT6 COMPATIBLE) WITH KTY TEMPERATURE SENSOR POWER CONNECTOR ROTATABLE ABSOLUTE ENCODER ENDAT 2048 S/R (ENCODER A-2048) CONNECTOR ROTATABLE SHAFT WITH FITTED KEY; W/O HOLDING BRAKE; ACC. TOLERANCE R VIBRATION SEVERITY GRADE A, DEGREE OF PROTECTION IP 64 | 9538 | TEM | 1 | MC | 59.104 | 1
1FT71085AC711MG0 | SIMOTICS S SYNCHRON. MOTOR 1FT7, M0=70NM (100K) NN=2000RPM, PN=10,50KW NATURAL AIR COOLING; FRAME SIZE IMB 5 (1FT6 COMPATIBLE) WITH KTY TEMPERATURE SENSOR POWER CONNECTOR ROTATABLE ABSOLUTE ENCODER ENDAT 2048 S/R (ENCODER A-2048) CONNECTOR ROTATABLE PLAIN SHAFT, W/O HOLDING BRAKE; ACC. TOLERANCE N VIBRATION SEVERITY GRADE A, DEGREE OF PROTECTION IP 64 | 9378 | TEM | 1 | MC | 59.104 | 1
1FT71085AC711MG1 | SIMOTICS S SYNCHRON. MOTOR 1FT7, M0=70NM (100K) NN=2000RPM, PN=10,50KW NATURAL AIR COOLING; FRAME SIZE IMB 5 (1FT6 COMPATIBLE) WITH KTY TEMPERATURE SENSOR POWER CONNECTOR ROTATABLE ABSOLUTE ENCODER ENDAT 2048 S/R (ENCODER A-2048) CONNECTOR ROTATABLE PLAIN SHAFT, W/O HOLDING BRAKE; ACC. TOLERANCE N VIBRATION SEVERITY GRADE A, DEGREE OF PROTECTION IP 65 | 9475 | TEM | 1 | MC | 59.104 | 1
1FT71085AC711MH0 | SIMOTICS S SYNCHRON. MOTOR 1FT7, M0=70NM (100K) NN=2000RPM, PN=10,50KW NATURAL AIR COOLING; FRAME SIZE IMB 5 (1FT6 COMPATIBLE) WITH KTY TEMPERATURE SENSOR POWER CONNECTOR ROTATABLE ABSOLUTE ENCODER ENDAT 2048 S/R (ENCODER A-2048) CONNECTOR ROTATABLE PLAIN SHAFT, WITH HOLDING BRAKE; ACCURACY TOLERANCE N VIBRATION SEVERITY GRADE A, DEGREE OF PROTECTION IP 64 | 10391 | TEM | 1 | MC | 63.603 | 1
1FT71085AC711MH1 | SIMOTICS S SYNCHRON. MOTOR 1FT7, M0=70NM (100K) NN=2000RPM, PN=10,50KW NATURAL AIR COOLING; FRAME SIZE IMB 5 (1FT6 COMPATIBLE) WITH KTY TEMPERATURE SENSOR POWER CONNECTOR ROTATABLE ABSOLUTE ENCODER ENDAT 2048 S/R (ENCODER A-2048) CONNECTOR ROTATABLE PLAIN SHAFT, WITH HOLDING BRAKE; ACCURACY TOLERANCE N VIBRATION SEVERITY GRADE A, DEGREE OF PROTECTION IP 65 | 10487 | TEM | 1 | MC | 63.603 | 1
1FT71085AC711MH2 | SIMOTICS S SYNCHRON. MOTOR 1FT7, M0=70NM (100K) NN=2000RPM, PN=10,50KW NATURAL AIR COOLING; FRAME SIZE IMB 5 (1FT6 COMPATIBLE) WITH KTY TEMPERATURE SENSOR POWER CONNECTOR ROTATABLE ABSOLUTE ENCODER ENDAT 2048 S/R (ENCODER A-2048) CONNECTOR ROTATABLE PLAIN SHAFT, WITH HOLDING BRAKE; ACCURACY TOLERANCE N VIBRATION SEVERITY GRADE A, DEGREE OF PROTECTION IP 67 | 10567 | TEM | 1 | MC | 63.603 | 1
1FT71085AC711MK1 | SIMOTICS S SYNCHRON. MOTOR 1FT7, M0=70NM (100K) NN=2000RPM, PN=10,50KW NATURAL AIR COOLING; FRAME SIZE IMB 5 (1FT6 COMPATIBLE) WITH KTY TEMPERATURE SENSOR POWER CONNECTOR ROTATABLE ABSOLUTE ENCODER ENDAT 2048 S/R (ENCODER A-2048) CONNECTOR ROTATABLE PLAIN SHAFT, W/O HOLDING BRAKE; ACC. TOLERANCE R VIBRATION SEVERITY GRADE A, DEGREE OF PROTECTION IP 65 | 9634 | TEM | 1 | MC | 59.104 | 1
1FT71085AC711MK4 | SIMOTICS S SYNCHRON. MOTOR 1FT7, M0=70NM (100K) NN=2000RPM, PN=10,50KW NATURAL AIR COOLING; FRAME SIZE IMB 5 (1FT6 COMPATIBLE) WITH KTY TEMPERATURE SENSOR POWER CONNECTOR ROTATABLE ABSOLUTE ENCODER ENDAT 2048 S/R (ENCODER A-2048) CONNECTOR ROTATABLE PLAIN SHAFT, W/O HOLDING BRAKE; ACC. TOLERANCE R VIBRATION SEVERITY GRADE A+R, DEGREE OF PROTECTION IP 65 | 9790 | TEM | 1 | MC | 59.104 | 1
1FT71085AC711ML1 | SIMOTICS S SYNCHRON. MOTOR 1FT7, M0=70NM (100K) NN=2000RPM, PN=10,50KW NATURAL AIR COOLING; FRAME SIZE IMB 5 (1FT6 COMPATIBLE) WITH KTY TEMPERATURE SENSOR POWER CONNECTOR ROTATABLE ABSOLUTE ENCODER ENDAT 2048 S/R (ENCODER A-2048) CONNECTOR ROTATABLE PLAIN SHAFT, WITH HOLDING BRAKE; ACCURACY TOLERANCE R VIBRATION SEVERITY GRADE A, DEGREE OF PROTECTION IP 65 | 10646 | TEM | 1 | MC | 63.603 | 1
1FT71085AC711ML4 | SIMOTICS S SYNCHRON. MOTOR 1FT7, M0=70NM (100K) NN=2000RPM, PN=10,50KW NATURAL AIR COOLING; FRAME SIZE IMB 5 (1FT6 COMPATIBLE) WITH KTY TEMPERATURE SENSOR POWER CONNECTOR ROTATABLE ABSOLUTE ENCODER ENDAT 2048 S/R (ENCODER A-2048) CONNECTOR ROTATABLE PLAIN SHAFT, WITH HOLDING BRAKE; ACCURACY TOLERANCE R VIBRATION SEVERITY GRADE A+R, DEGREE OF PROTECTION IP 65 | 10802 | TEM | 1 | MC | 63.603 | 1
1FT71085AC711NA0 | SIMOTICS S SYNCHRON. MOTOR 1FT7, M0=70NM (100K) NN=2000RPM, PN=10,50KW NATURAL AIR COOLING; FRAME SIZE IMB 5 (IM V1, IM V3) (1FT6 COMPATIBLE) WITH KTY TEMPERATURE SENSOR POWER CONNECTOR ROTATABLE INCREM. ENCODER SIN/COS 1VSS 2048 S/R (ENCODER I-2048) CONNECTOR ROTATABLE SHAFT WITH FITTED KEY; W/O HOLDING BRAKE; ACC. TOLERANCE N VIBRATION SEVERITY GRADE A, DEGREE OF PROTECTION IP 64 | 8624 | TEM | 1 | MC | 59.104 | 1
1FT71085AC711NA1 | SIMOTICS S SYNCHRON. MOTOR 1FT7, M0=70NM (100K) NN=2000RPM, PN=10,50KW NATURAL AIR COOLING; FRAME SIZE IMB 5 (IM V1, IM V3) (1FT6 COMPATIBLE) WITH KTY TEMPERATURE SENSOR POWER CONNECTOR ROTATABLE INCREM. ENCODER SIN/COS 1VSS 2048 S/R (ENCODER I-2048) CONNECTOR ROTATABLE SHAFT WITH FITTED KEY; W/O HOLDING BRAKE; ACC. TOLERANCE N VIBRATION SEVERITY GRADE A, DEGREE OF PROTECTION IP 65 | 8721 | TEM | 1 | MC | 59.104 | 1
1FT71085AC711NA2 | SIMOTICS S SYNCHRON. MOTOR 1FT7, M0=70NM (100K) NN=2000RPM, PN=10,50KW NATURAL AIR COOLING; FRAME SIZE IMB 5 (IM V1, IM V3) (1FT6 COMPATIBLE) WITH KTY TEMPERATURE SENSOR POWER CONNECTOR ROTATABLE INCREM. ENCODER SIN/COS 1VSS 2048 S/R (ENCODER I-2048) CONNECTOR ROTATABLE SHAFT WITH FITTED KEY; W/O HOLDING BRAKE; ACC. TOLERANCE N VIBRATION SEVERITY GRADE A, DEGREE OF PROTECTION IP 67 | 8800 | TEM | 1 | MC | 59.104 | 1
1FT71085AC711NA5 | SIMOTICS S SYNCHRON. MOTOR 1FT7, M0=70NM (100K) NN=2000RPM, PN=10,50KW NATURAL AIR COOLING; FRAME SIZE IMB 5 (IM V1, IM V3) (1FT6 COMPATIBLE) WITH KTY TEMPERATURE SENSOR POWER CONNECTOR ROTATABLE INCREM. ENCODER SIN/COS 1VSS 2048 S/R (ENCODER I-2048) CONNECTOR ROTATABLE SHAFT WITH FITTED KEY; W/O HOLDING BRAKE; ACC. TOLERANCE N VIBRATION SEVERITY GRADE A+R, DEGREE OF PROTECTION IP 67 | 8956 | TEM | 1 | MC | 59.104 | 1
1FT71085AC711NB0 | SIMOTICS S SYNCHRON. MOTOR 1FT7, M0=70NM (100K) NN=2000RPM, PN=10,50KW NATURAL AIR COOLING; FRAME SIZE IMB 5 (IM V1, IM V3) (1FT6 COMPATIBLE) WITH KTY TEMPERATURE SENSOR POWER CONNECTOR ROTATABLE INCREM. ENCODER SIN/COS 1VSS 2048 S/R (ENCODER I-2048) CONNECTOR ROTATABLE SHAFT WITH FITTED KEY; WITH HOLDING BRAKE; ACC. TOLERANCE N VIBRATION SEVERITY GRADE A, DEGREE OF PROTECTION IP 64 | 9637 | TEM | 1 | MC | 63.603 | 1
1FT71085AC711NB1 | SIMOTICS S SYNCHRON. MOTOR 1FT7, M0=70NM (100K) NN=2000RPM, PN=10,50KW NATURAL AIR COOLING; FRAME SIZE IMB 5 (IM V1, IM V3) (1FT6 COMPATIBLE) WITH KTY TEMPERATURE SENSOR POWER CONNECTOR ROTATABLE INCREM. ENCODER SIN/COS 1VSS 2048 S/R (ENCODER I-2048) CONNECTOR ROTATABLE SHAFT WITH FITTED KEY; WITH HOLDING BRAKE; ACC. TOLERANCE N VIBRATION SEVERITY GRADE A, DEGREE OF PROTECTION IP 65 | 9733 | TEM | 1 | MC | 63.603 | 1
1FT71085AC711NB2 | SIMOTICS S SYNCHRON. MOTOR 1FT7, M0=70NM (100K) NN=2000RPM, PN=10,50KW NATURAL AIR COOLING; FRAME SIZE IMB 5 (IM V1, IM V3) (1FT6 COMPATIBLE) WITH KTY TEMPERATURE SENSOR POWER CONNECTOR ROTATABLE INCREM. ENCODER SIN/COS 1VSS 2048 S/R (ENCODER I-2048) CONNECTOR ROTATABLE SHAFT WITH FITTED KEY; WITH HOLDING BRAKE; ACC. TOLERANCE N VIBRATION SEVERITY GRADE A, DEGREE OF PROTECTION IP 67 | 9813 | TEM | 1 | MC | 63.603 | 1
1FT71085AC711NB3 | SIMOTICS S SYNCHRON. MOTOR 1FT7, M0=70NM (100K) NN=2000RPM, PN=10,50KW NATURAL AIR COOLING; FRAME SIZE IMB 5 (IM V1, IM V3) (1FT6 COMPATIBLE) WITH KTY TEMPERATURE SENSOR POWER CONNECTOR ROTATABLE INCREM. ENCODER SIN/COS 1VSS 2048 S/R (ENCODER I-2048) CONNECTOR ROTATABLE SHAFT WITH FITTED KEY; WITH HOLDING BRAKE; ACC. TOLERANCE N VIBRATION SEVERITY GRADE A+R, DEGREE OF PROTECTION IP 64 | 9792 | TEM | 1 | MC | 63.603 | 1
1FT71085AC711NE0 | SIMOTICS S SYNCHRON. MOTOR 1FT7, M0=70NM (100K) NN=2000RPM, PN=10,50KW NATURAL AIR COOLING; FRAME SIZE IMB 5 (IM V1, IM V3) (1FT6 COMPATIBLE) WITH KTY TEMPERATURE SENSOR POWER CONNECTOR ROTATABLE INCREM. ENCODER SIN/COS 1VSS 2048 S/R (ENCODER I-2048) CONNECTOR ROTATABLE SHAFT WITH FITTED KEY; WITH HOLDING BRAKE; ACC. TOLERANCE R VIBRATION SEVERITY GRADE A, DEGREE OF PROTECTION IP 64 | 9796 | TEM | 1 | MC | 63.603 | 1
1FT71085AC711NE1 | SIMOTICS S SYNCHRON. MOTOR 1FT7, M0=70NM (100K) NN=2000RPM, PN=10,50KW NATURAL AIR COOLING; FRAME SIZE IMB 5 (IM V1, IM V3) (1FT6 COMPATIBLE) WITH KTY TEMPERATURE SENSOR POWER CONNECTOR ROTATABLE INCREM. ENCODER SIN/COS 1VSS 2048 S/R (ENCODER I-2048) CONNECTOR ROTATABLE SHAFT WITH FITTED KEY; WITH HOLDING BRAKE; ACC. TOLERANCE R VIBRATION SEVERITY GRADE A, DEGREE OF PROTECTION IP 65 | 9892 | TEM | 1 | MC | 63.603 | 1
1FT71085AC711NG0 | SIMOTICS S SYNCHRON. MOTOR 1FT7, M0=70NM (100K) NN=2000RPM, PN=10,50KW NATURAL AIR COOLING; FRAME SIZE IMB 5 (IM V1, IM V3) (1FT6 COMPATIBLE) WITH KTY TEMPERATURE SENSOR POWER CONNECTOR ROTATABLE INCREM. ENCODER SIN/COS 1VSS 2048 S/R (ENCODER I-2048) CONNECTOR ROTATABLE PLAIN SHAFT, W/O HOLDING BRAKE; ACC. TOLERANCE N VIBRATION SEVERITY GRADE A, DEGREE OF PROTECTION IP 64 | 8624 | TEM | 1 | MC | 59.104 | 1
1FT71085AC711NG1 | SIMOTICS S SYNCHRON. MOTOR 1FT7, M0=70NM (100K) NN=2000RPM, PN=10,50KW NATURAL AIR COOLING; FRAME SIZE IMB 5 (IM V1, IM V3) (1FT6 COMPATIBLE) WITH KTY TEMPERATURE SENSOR POWER CONNECTOR ROTATABLE INCREM. ENCODER SIN/COS 1VSS 2048 S/R (ENCODER I-2048) CONNECTOR ROTATABLE PLAIN SHAFT, W/O HOLDING BRAKE; ACC. TOLERANCE N VIBRATION SEVERITY GRADE A, DEGREE OF PROTECTION IP 65 | 8721 | TEM | 1 | MC | 59.104 | 1
1FT71085AC711NG4 | SIMOTICS S SYNCHRON. MOTOR 1FT7, M0=70NM (100K) NN=2000RPM, PN=10,50KW NATURAL AIR COOLING; FRAME SIZE IMB 5 (IM V1, IM V3) (1FT6 COMPATIBLE) WITH KTY TEMPERATURE SENSOR POWER CONNECTOR ROTATABLE INCREM. ENCODER SIN/COS 1VSS 2048 S/R (ENCODER I-2048) CONNECTOR ROTATABLE PLAIN SHAFT, W/O HOLDING BRAKE; ACC. TOLERANCE N VIBRATION SEVERITY GRADE A+R, DEGREE OF PROTECTION IP 65 | 8876 | TEM | 1 | MC | 59.104 | 1
1FT71085AC711NH0 | SIMOTICS S SYNCHRON. MOTOR 1FT7, M0=70NM (100K) NN=2000RPM, PN=10,50KW NATURAL AIR COOLING; FRAME SIZE IMB 5 (IM V1, IM V3) (1FT6 COMPATIBLE) WITH KTY TEMPERATURE SENSOR POWER CONNECTOR ROTATABLE INCREM. ENCODER SIN/COS 1VSS 2048 S/R (ENCODER I-2048) CONNECTOR ROTATABLE PLAIN SHAFT, WITH HOLDING BRAKE; ACCURACY TOLERANCE N VIBRATION SEVERITY GRADE A, DEGREE OF PROTECTION IP 64 | 9637 | TEM | 1 | MC | 63.603 | 1
1FT71085AC711NH1 | SIMOTICS S SYNCHRON. MOTOR 1FT7, M0=70NM (100K) NN=2000RPM, PN=10,50KW NATURAL AIR COOLING; FRAME SIZE IMB 5 (IM V1, IM V3) (1FT6 COMPATIBLE) WITH KTY TEMPERATURE SENSOR POWER CONNECTOR ROTATABLE INCREM. ENCODER SIN/COS 1VSS 2048 S/R (ENCODER I-2048) CONNECTOR ROTATABLE PLAIN SHAFT, WITH HOLDING BRAKE; ACCURACY TOLERANCE N VIBRATION SEVERITY GRADE A, DEGREE OF PROTECTION IP 65 | 9733 | TEM | 1 | MC | 63.603 | 1
1FT71085AC711NH3 | SIMOTICS S SYNCHRON. MOTOR 1FT7, M0=70NM (100K) NN=2000RPM, PN=10,50KW NATURAL AIR COOLING; FRAME SIZE IMB 5 (IM V1, IM V3) (1FT6 COMPATIBLE) WITH KTY TEMPERATURE SENSOR POWER CONNECTOR ROTATABLE INCREM. ENCODER SIN/COS 1VSS 2048 S/R (ENCODER I-2048) CONNECTOR ROTATABLE PLAIN SHAFT, WITH HOLDING BRAKE; ACCURACY TOLERANCE N VIBRATION SEVERITY GRADE A+R, DEGREE OF PROTECTION IP 64 | 9792 | TEM | 1 | MC | 63.603 | 1
1FT71085AC711NL0 | SIMOTICS S SYNCHRON. MOTOR 1FT7, M0=70NM (100K) NN=2000RPM, PN=10,50KW NATURAL AIR COOLING; FRAME SIZE IMB 5 (IM V1, IM V3) (1FT6 COMPATIBLE) WITH KTY TEMPERATURE SENSOR POWER CONNECTOR ROTATABLE INCREM. ENCODER SIN/COS 1VSS 2048 S/R (ENCODER I-2048) CONNECTOR ROTATABLE PLAIN SHAFT, WITH HOLDING BRAKE; ACCURACY TOLERANCE R VIBRATION SEVERITY GRADE A, DEGREE OF PROTECTION IP 64 | 9796 | TEM | 1 | MC | 63.603 | 1
1FT71085AC711NL1 | SIMOTICS S SYNCHRON. MOTOR 1FT7, M0=70NM (100K) NN=2000RPM, PN=10,50KW NATURAL AIR COOLING; FRAME SIZE IMB 5 (IM V1, IM V3) (1FT6 COMPATIBLE) WITH KTY TEMPERATURE SENSOR POWER CONNECTOR ROTATABLE INCREM. ENCODER SIN/COS 1VSS 2048 S/R (ENCODER I-2048) CONNECTOR ROTATABLE PLAIN SHAFT, WITH HOLDING BRAKE; ACCURACY TOLERANCE R VIBRATION SEVERITY GRADE A, DEGREE OF PROTECTION IP 65 | 9892 | TEM | 1 | MC | 63.603 | 1
1FT71085AC711NL4 | SIMOTICS S SYNCHRON. MOTOR 1FT7, M0=70NM (100K) NN=2000RPM, PN=10,50KW NATURAL AIR COOLING; FRAME SIZE IMB 5 (IM V1, IM V3) (1FT6 COMPATIBLE) WITH KTY TEMPERATURE SENSOR POWER CONNECTOR ROTATABLE INCREM. ENCODER SIN/COS 1VSS 2048 S/R (ENCODER I-2048) CONNECTOR ROTATABLE PLAIN SHAFT, WITH HOLDING BRAKE; ACCURACY TOLERANCE R VIBRATION SEVERITY GRADE A+R, DEGREE OF PROTECTION IP 65 | 10048 | TEM | 1 | MC | 63.603 | 1
1FT71085AF701BA0 | SIMOTICS S SYNCHRON. MOTOR 1FT7, M0=70NM (100K) NN=3000RPM, PN=6,28KW NATURAL AIR COOLING; FRAME SIZE IMB 5 (IM V1, IM V3) FLANGE 0 POWER CONNECTOR ROTATABLE ABSOLUTE VALUE ENCODER SINGLETURN 24 BIT WITH DRIVE-CLIQ INTERFACE (ENCODER AS24DQI) SHAFT WITH FITTED KEY; W/O HOLDING BRAKE; ACC. TOLERANCE N VIBRATION SEVERITY GRADE A, DEGREE OF PROTECTION IP 64 | 8965 | TEM | 1 | MC | 59.104 | 1
1FT71085AF701BA1 | SIMOTICS S SYNCHRON. MOTOR 1FT7, M0=70NM (100K) NN=3000RPM, PN=6,28KW NATURAL AIR COOLING; FRAME SIZE IMB 5 (IM V1, IM V3) FLANGE 0 POWER CONNECTOR ROTATABLE ABSOLUTE VALUE ENCODER SINGLETURN 24 BIT WITH DRIVE-CLIQ INTERFACE (ENCODER AS24DQI) SHAFT WITH FITTED KEY; W/O HOLDING BRAKE; ACC. TOLERANCE N VIBRATION SEVERITY GRADE A, DEGREE OF PROTECTION IP 65 | 9061 | TEM | 1 | MC | 59.104 | 1
1FT71085AF701BA5 | SIMOTICS S SYNCHRON. MOTOR 1FT7, M0=70NM (100K) NN=3000RPM, PN=6,28KW NATURAL AIR COOLING; FRAME SIZE IMB 5 (IM V1, IM V3) FLANGE 0 POWER CONNECTOR ROTATABLE ABSOLUTE VALUE ENCODER SINGLETURN 24 BIT WITH DRIVE-CLIQ INTERFACE (ENCODER AS24DQI) SHAFT WITH FITTED KEY; W/O HOLDING BRAKE; ACC. TOLERANCE N VIBRATION SEVERITY GRADE A+R, DEGREE OF PROTECTION IP 67 | 9297 | TEM | 1 | MC | 59.104 | 1
1FT71085AF701BB1 | SIMOTICS S SYNCHRON. MOTOR 1FT7, M0=70NM (100K) NN=3000RPM, PN=6,28KW NATURAL AIR COOLING; FRAME SIZE IMB 5 (IM V1, IM V3) FLANGE 0 POWER CONNECTOR ROTATABLE ABSOLUTE VALUE ENCODER SINGLETURN 24 BIT WITH DRIVE-CLIQ INTERFACE (ENCODER AS24DQI) SHAFT WITH FITTED KEY; WITH HOLDING BRAKE; ACC. TOLERANCE N VIBRATION SEVERITY GRADE A, DEGREE OF PROTECTION IP 65 | 10074 | TEM | 1 | MC | 63.603 | 1
1FT71085AF701BB3 | SIMOTICS S SYNCHRON. MOTOR 1FT7, M0=70NM (100K) NN=3000RPM, PN=6,28KW NATURAL AIR COOLING; FRAME SIZE IMB 5 (IM V1, IM V3) FLANGE 0 POWER CONNECTOR ROTATABLE ABSOLUTE VALUE ENCODER SINGLETURN 24 BIT WITH DRIVE-CLIQ INTERFACE (ENCODER AS24DQI) SHAFT WITH FITTED KEY; WITH HOLDING BRAKE; ACC. TOLERANCE N VIBRATION SEVERITY GRADE A+R, DEGREE OF PROTECTION IP 64 | 10132 | TEM | 1 | MC | 63.603 | 1
1FT71085AF701BD1 | SIMOTICS S SYNCHRON. MOTOR 1FT7, M0=70NM (100K) NN=3000RPM, PN=6,28KW NATURAL AIR COOLING; FRAME SIZE IMB 5 (IM V1, IM V3) FLANGE 0 POWER CONNECTOR ROTATABLE ABSOLUTE VALUE ENCODER SINGLETURN 24 BIT WITH DRIVE-CLIQ INTERFACE (ENCODER AS24DQI) SHAFT WITH FITTED KEY; W/O HOLDING BRAKE; ACC. TOLERANCE R VIBRATION SEVERITY GRADE A, DEGREE OF PROTECTION IP 65 | 9220 | TEM | 1 | MC | 59.104 | 1
1FT71085AF701BG0 | SIMOTICS S SYNCHRON. MOTOR 1FT7, M0=70NM (100K) NN=3000RPM, PN=6,28KW NATURAL AIR COOLING; FRAME SIZE IMB 5 (IM V1, IM V3) FLANGE 0 POWER CONNECTOR ROTATABLE ABSOLUTE VALUE ENCODER SINGLETURN 24 BIT WITH DRIVE-CLIQ INTERFACE (ENCODER AS24DQI) PLAIN SHAFT, W/O HOLDING BRAKE; ACC. TOLERANCE N VIBRATION SEVERITY GRADE A, DEGREE OF PROTECTION IP 64 | 8965 | TEM | 1 | MC | 59.104 | 1
1FT71085AF701BG1 | SIMOTICS S SYNCHRON. MOTOR 1FT7, M0=70NM (100K) NN=3000RPM, PN=6,28KW NATURAL AIR COOLING; FRAME SIZE IMB 5 (IM V1, IM V3) FLANGE 0 POWER CONNECTOR ROTATABLE ABSOLUTE VALUE ENCODER SINGLETURN 24 BIT WITH DRIVE-CLIQ INTERFACE (ENCODER AS24DQI) PLAIN SHAFT, W/O HOLDING BRAKE; ACC. TOLERANCE N VIBRATION SEVERITY GRADE A, DEGREE OF PROTECTION IP 65 | 9061 | TEM | 1 | MC | 59.104 | 1
1FT71085AF701BG3 | SIMOTICS S SYNCHRON. MOTOR 1FT7, M0=70NM (100K) NN=3000RPM, PN=6,28KW NATURAL AIR COOLING; FRAME SIZE IMB 5 (IM V1, IM V3) FLANGE 0 POWER CONNECTOR ROTATABLE ABSOLUTE VALUE ENCODER SINGLETURN 24 BIT WITH DRIVE-CLIQ INTERFACE (ENCODER AS24DQI) PLAIN SHAFT, W/O HOLDING BRAKE; ACC. TOLERANCE N VIBRATION SEVERITY GRADE A+R, DEGREE OF PROTECTION IP 64 | 9120 | TEM | 1 | MC | 59.104 | 1
1FT71085AF701BG4 | SIMOTICS S SYNCHRON. MOTOR 1FT7, M0=70NM (100K) NN=3000RPM, PN=6,28KW NATURAL AIR COOLING; FRAME SIZE IMB 5 (IM V1, IM V3) FLANGE 0 POWER CONNECTOR ROTATABLE ABSOLUTE VALUE ENCODER SINGLETURN 24 BIT WITH DRIVE-CLIQ INTERFACE (ENCODER AS24DQI) PLAIN SHAFT, W/O HOLDING BRAKE; ACC. TOLERANCE N VIBRATION SEVERITY GRADE A+R, DEGREE OF PROTECTION IP 65 | 9217 | TEM | 1 | MC | 59.104 | 1
1FT71085AF701BH0 | SIMOTICS S SYNCHRON. MOTOR 1FT7, M0=70NM (100K) NN=3000RPM, PN=6,28KW NATURAL AIR COOLING; FRAME SIZE IMB 5 (IM V1, IM V3) FLANGE 0 POWER CONNECTOR ROTATABLE ABSOLUTE VALUE ENCODER SINGLETURN 24 BIT WITH DRIVE-CLIQ INTERFACE (ENCODER AS24DQI) PLAIN SHAFT, WITH HOLDING BRAKE; ACCURACY TOLERANCE N VIBRATION SEVERITY GRADE A, DEGREE OF PROTECTION IP 64 | 9978 | TEM | 1 | MC | 63.603 | 1
1FT71085AF701BH1 | SIMOTICS S SYNCHRON. MOTOR 1FT7, M0=70NM (100K) NN=3000RPM, PN=6,28KW NATURAL AIR COOLING; FRAME SIZE IMB 5 (IM V1, IM V3) FLANGE 0 POWER CONNECTOR ROTATABLE ABSOLUTE VALUE ENCODER SINGLETURN 24 BIT WITH DRIVE-CLIQ INTERFACE (ENCODER AS24DQI) PLAIN SHAFT, WITH HOLDING BRAKE; ACCURACY TOLERANCE N VIBRATION SEVERITY GRADE A, DEGREE OF PROTECTION IP 65 | 10074 | TEM | 1 | MC | 63.603 | 1
1FT71085AF701BH3 | SIMOTICS S SYNCHRON. MOTOR 1FT7, M0=70NM (100K) NN=3000RPM, PN=6,28KW NATURAL AIR COOLING; FRAME SIZE IMB 5 (IM V1, IM V3) FLANGE 0 POWER CONNECTOR ROTATABLE ABSOLUTE VALUE ENCODER SINGLETURN 24 BIT WITH DRIVE-CLIQ INTERFACE (ENCODER AS24DQI) PLAIN SHAFT, WITH HOLDING BRAKE; ACCURACY TOLERANCE N VIBRATION SEVERITY GRADE A+R, DEGREE OF PROTECTION IP 64 | 10132 | TEM | 1 | MC | 63.603 | 1
1FT71085AF701CA0 | SIMOTICS S SYNCHRON. MOTOR 1FT7, M0=70NM (100K) NN=3000RPM, PN=6,28KW NATURAL AIR COOLING; FRAME SIZE IMB 5 (IM V1, IM V3) FLANGE 0 POWER CONNECTOR ROTATABLE ABSOLUTE ENCODER 24 BITS + 12 BIT MULTITURN WITH DRIVE-CLIQ INTERFACE (ENCODER AM24DQI) SHAFT WITH FITTED KEY; W/O HOLDING BRAKE; ACC. TOLERANCE N VIBRATION SEVERITY GRADE A, DEGREE OF PROTECTION IP 64 | 9730 | TEM | 1 | MC | 59.104 | 1
1FT71085AF701CA1 | SIMOTICS S SYNCHRON. MOTOR 1FT7, M0=70NM (100K) NN=3000RPM, PN=6,28KW NATURAL AIR COOLING; FRAME SIZE IMB 5 (IM V1, IM V3) FLANGE 0 POWER CONNECTOR ROTATABLE ABSOLUTE ENCODER 24 BITS + 12 BIT MULTITURN WITH DRIVE-CLIQ INTERFACE (ENCODER AM24DQI) SHAFT WITH FITTED KEY; W/O HOLDING BRAKE; ACC. TOLERANCE N VIBRATION SEVERITY GRADE A, DEGREE OF PROTECTION IP 65 | 9826 | TEM | 1 | MC | 59.104 | 1
1FT71085AF701CA3 | SIMOTICS S SYNCHRON. MOTOR 1FT7, M0=70NM (100K) NN=3000RPM, PN=6,28KW NATURAL AIR COOLING; FRAME SIZE IMB 5 (IM V1, IM V3) FLANGE 0 POWER CONNECTOR ROTATABLE ABSOLUTE ENCODER 24 BITS + 12 BIT MULTITURN WITH DRIVE-CLIQ INTERFACE (ENCODER AM24DQI) SHAFT WITH FITTED KEY; W/O HOLDING BRAKE; ACC. TOLERANCE N VIBRATION SEVERITY GRADE A+R, DEGREE OF PROTECTION IP 64 | 9885 | TEM | 1 | MC | 59.104 | 1
1FT71085AF701CA4 | SIMOTICS S SYNCHRON. MOTOR 1FT7, M0=70NM (100K) NN=3000RPM, PN=6,28KW NATURAL AIR COOLING; FRAME SIZE IMB 5 (IM V1, IM V3) FLANGE 0 POWER CONNECTOR ROTATABLE ABSOLUTE ENCODER 24 BITS + 12 BIT MULTITURN WITH DRIVE-CLIQ INTERFACE (ENCODER AM24DQI) SHAFT WITH FITTED KEY; W/O HOLDING BRAKE; ACC. TOLERANCE N VIBRATION SEVERITY GRADE A+R, DEGREE OF PROTECTION IP 65 | 9982 | TEM | 1 | MC | 59.104 | 1
1FT71085AF701CB0 | SIMOTICS S SYNCHRON. MOTOR 1FT7, M0=70NM (100K) NN=3000RPM, PN=6,28KW NATURAL AIR COOLING; FRAME SIZE IMB 5 (IM V1, IM V3) FLANGE 0 POWER CONNECTOR ROTATABLE ABSOLUTE ENCODER 24 BITS + 12 BIT MULTITURN WITH DRIVE-CLIQ INTERFACE (ENCODER AM24DQI) SHAFT WITH FITTED KEY; WITH HOLDING BRAKE; ACC. TOLERANCE N VIBRATION SEVERITY GRADE A, DEGREE OF PROTECTION IP 64 | 10743 | TEM | 1 | MC | 63.603 | 1
1FT71085AF701CD1 | SIMOTICS S SYNCHRON. MOTOR 1FT7, M0=70NM (100K) NN=3000RPM, PN=6,28KW NATURAL AIR COOLING; FRAME SIZE IMB 5 (IM V1, IM V3) FLANGE 0 POWER CONNECTOR ROTATABLE ABSOLUTE ENCODER 24 BITS + 12 BIT MULTITURN WITH DRIVE-CLIQ INTERFACE (ENCODER AM24DQI) SHAFT WITH FITTED KEY; W/O HOLDING BRAKE; ACC. TOLERANCE R VIBRATION SEVERITY GRADE A, DEGREE OF PROTECTION IP 65 | 9986 | TEM | 1 | MC | 59.104 | 1
1FT71085AF701CD4 | SIMOTICS S SYNCHRON. MOTOR 1FT7, M0=70NM (100K) NN=3000RPM, PN=6,28KW NATURAL AIR COOLING; FRAME SIZE IMB 5 (IM V1, IM V3) FLANGE 0 POWER CONNECTOR ROTATABLE ABSOLUTE ENCODER 24 BITS + 12 BIT MULTITURN WITH DRIVE-CLIQ INTERFACE (ENCODER AM24DQI) SHAFT WITH FITTED KEY; W/O HOLDING BRAKE; ACC. TOLERANCE R VIBRATION SEVERITY GRADE A+R, DEGREE OF PROTECTION IP 65 | 10141 | TEM | 1 | MC | 59.104 | 1
1FT71085AF701CG0 | SIMOTICS S SYNCHRON. MOTOR 1FT7, M0=70NM (100K) NN=3000RPM, PN=6,28KW NATURAL AIR COOLING; FRAME SIZE IMB 5 (IM V1, IM V3) FLANGE 0 POWER CONNECTOR ROTATABLE ABSOLUTE ENCODER 24 BITS + 12 BIT MULTITURN WITH DRIVE-CLIQ INTERFACE (ENCODER AM24DQI) PLAIN SHAFT, W/O HOLDING BRAKE; ACC. TOLERANCE N VIBRATION SEVERITY GRADE A, DEGREE OF PROTECTION IP 64 | 9730 | TEM | 1 | MC | 59.104 | 1
1FT71085AF701CG1 | SIMOTICS S SYNCHRON. MOTOR 1FT7, M0=70NM (100K) NN=3000RPM, PN=6,28KW NATURAL AIR COOLING; FRAME SIZE IMB 5 (IM V1, IM V3) FLANGE 0 POWER CONNECTOR ROTATABLE ABSOLUTE ENCODER 24 BITS + 12 BIT MULTITURN WITH DRIVE-CLIQ INTERFACE (ENCODER AM24DQI) PLAIN SHAFT, W/O HOLDING BRAKE; ACC. TOLERANCE N VIBRATION SEVERITY GRADE A, DEGREE OF PROTECTION IP 65 | 9826 | TEM | 1 | MC | 59.104 | 1
1FT71085AF701CH0 | SIMOTICS S SYNCHRON. MOTOR 1FT7, M0=70NM (100K) NN=3000RPM, PN=6,28KW NATURAL AIR COOLING; FRAME SIZE IMB 5 (IM V1, IM V3) FLANGE 0 POWER CONNECTOR ROTATABLE ABSOLUTE ENCODER 24 BITS + 12 BIT MULTITURN WITH DRIVE-CLIQ INTERFACE (ENCODER AM24DQI) PLAIN SHAFT, WITH HOLDING BRAKE; ACCURACY TOLERANCE N VIBRATION SEVERITY GRADE A, DEGREE OF PROTECTION IP 64 | 10743 | TEM | 1 | MC | 63.603 | 1
1FT71085AF701CH1 | SIMOTICS S SYNCHRON. MOTOR 1FT7, M0=70NM (100K) NN=3000RPM, PN=6,28KW NATURAL AIR COOLING; FRAME SIZE IMB 5 (IM V1, IM V3) FLANGE 0 POWER CONNECTOR ROTATABLE ABSOLUTE ENCODER 24 BITS + 12 BIT MULTITURN WITH DRIVE-CLIQ INTERFACE (ENCODER AM24DQI) PLAIN SHAFT, WITH HOLDING BRAKE; ACCURACY TOLERANCE N VIBRATION SEVERITY GRADE A, DEGREE OF PROTECTION IP 65 | 10839 | TEM | 1 | MC | 63.603 | 1
1FT71085AF701CH3 | SIMOTICS S SYNCHRON. MOTOR 1FT7, M0=70NM (100K) NN=3000RPM, PN=6,28KW NATURAL AIR COOLING; FRAME SIZE IMB 5 (IM V1, IM V3) FLANGE 0 POWER CONNECTOR ROTATABLE ABSOLUTE ENCODER 24 BITS + 12 BIT MULTITURN WITH DRIVE-CLIQ INTERFACE (ENCODER AM24DQI) PLAIN SHAFT, WITH HOLDING BRAKE; ACCURACY TOLERANCE N VIBRATION SEVERITY GRADE A+R, DEGREE OF PROTECTION IP 64 | 10897 | TEM | 1 | MC | 63.603 | 1
1FT71085AF701CH5 | SIMOTICS S SYNCHRON. MOTOR 1FT7, M0=70NM (100K) NN=3000RPM, PN=6,28KW NATURAL AIR COOLING; FRAME SIZE IMB 5 (IM V1, IM V3) FLANGE 0 POWER CONNECTOR ROTATABLE ABSOLUTE ENCODER 24 BITS + 12 BIT MULTITURN WITH DRIVE-CLIQ INTERFACE (ENCODER AM24DQI) PLAIN SHAFT, WITH HOLDING BRAKE; ACCURACY TOLERANCE N VIBRATION SEVERITY GRADE A+R, DEGREE OF PROTECTION IP 67 | 11074 | TEM | 1 | MC | 63.603 | 1
1FT71085AF701CK1 | SIMOTICS S SYNCHRON. MOTOR 1FT7, M0=70NM (100K) NN=3000RPM, PN=6,28KW NATURAL AIR COOLING; FRAME SIZE IMB 5 (IM V1, IM V3) FLANGE 0 POWER CONNECTOR ROTATABLE ABSOLUTE ENCODER 24 BITS + 12 BIT MULTITURN WITH DRIVE-CLIQ INTERFACE (ENCODER AM24DQI) PLAIN SHAFT, W/O HOLDING BRAKE; ACC. TOLERANCE R VIBRATION SEVERITY GRADE A, DEGREE OF PROTECTION IP 65 | 9986 | TEM | 1 | MC | 59.104 | 1
1FT71085AF701CK4 | SIMOTICS S SYNCHRON. MOTOR 1FT7, M0=70NM (100K) NN=3000RPM, PN=6,28KW NATURAL AIR COOLING; FRAME SIZE IMB 5 (IM V1, IM V3) FLANGE 0 POWER CONNECTOR ROTATABLE ABSOLUTE ENCODER 24 BITS + 12 BIT MULTITURN WITH DRIVE-CLIQ INTERFACE (ENCODER AM24DQI) PLAIN SHAFT, W/O HOLDING BRAKE; ACC. TOLERANCE R VIBRATION SEVERITY GRADE A+R, DEGREE OF PROTECTION IP 65 | 10141 | TEM | 1 | MC | 59.104 | 1
1FT71085AF701DA0 | SIMOTICS S SYNCHRON. MOTOR 1FT7, M0=70NM (100K) NN=3000RPM, PN=6,28KW NATURAL AIR COOLING; FRAME SIZE IMB 5 (IM V1, IM V3) FLANGE 0 POWER CONNECTOR ROTATABLE INCREMENTAL ENCODER 2048 S/R WITH DRIVE-CLIQ INTERFACE (ENCODER I-2048) CONNECTOR ROTATABLE SHAFT WITH FITTED KEY; W/O HOLDING BRAKE; ACC. TOLERANCE N VIBRATION SEVERITY GRADE A, DEGREE OF PROTECTION IP 64 | 9045 | TEM | 1 | MC | 59.104 | 1
1FT71085AF701DA1 | SIMOTICS S SYNCHRON. MOTOR 1FT7, M0=70NM (100K) NN=3000RPM, PN=6,28KW NATURAL AIR COOLING; FRAME SIZE IMB 5 (IM V1, IM V3) FLANGE 0 POWER CONNECTOR ROTATABLE INCREMENTAL ENCODER 2048 S/R WITH DRIVE-CLIQ INTERFACE (ENCODER I-2048) CONNECTOR ROTATABLE SHAFT WITH FITTED KEY; W/O HOLDING BRAKE; ACC. TOLERANCE N VIBRATION SEVERITY GRADE A, DEGREE OF PROTECTION IP 65 | 9141 | TEM | 1 | MC | 59.104 | 1
1FT71085AF701DB0 | SIMOTICS S SYNCHRON. MOTOR 1FT7, M0=70NM (100K) NN=3000RPM, PN=6,28KW NATURAL AIR COOLING; FRAME SIZE IMB 5 (IM V1, IM V3) FLANGE 0 POWER CONNECTOR ROTATABLE INCREMENTAL ENCODER 2048 S/R WITH DRIVE-CLIQ INTERFACE (ENCODER I-2048) CONNECTOR ROTATABLE SHAFT WITH FITTED KEY; WITH HOLDING BRAKE; ACC. TOLERANCE N VIBRATION SEVERITY GRADE A, DEGREE OF PROTECTION IP 64 | 10058 | TEM | 1 | MC | 63.603 | 1
1FT71085AF701DB1 | SIMOTICS S SYNCHRON. MOTOR 1FT7, M0=70NM (100K) NN=3000RPM, PN=6,28KW NATURAL AIR COOLING; FRAME SIZE IMB 5 (IM V1, IM V3) FLANGE 0 POWER CONNECTOR ROTATABLE INCREMENTAL ENCODER 2048 S/R WITH DRIVE-CLIQ INTERFACE (ENCODER I-2048) CONNECTOR ROTATABLE SHAFT WITH FITTED KEY; WITH HOLDING BRAKE; ACC. TOLERANCE N VIBRATION SEVERITY GRADE A, DEGREE OF PROTECTION IP 65 | 10154 | TEM | 1 | MC | 63.603 | 1
1FT71085AF701DG0 | SIMOTICS S SYNCHRON. MOTOR 1FT7, M0=70NM (100K) NN=3000RPM, PN=6,28KW NATURAL AIR COOLING; FRAME SIZE IMB 5 (IM V1, IM V3) FLANGE 0 POWER CONNECTOR ROTATABLE INCREMENTAL ENCODER 2048 S/R WITH DRIVE-CLIQ INTERFACE (ENCODER I-2048) CONNECTOR ROTATABLE PLAIN SHAFT, W/O HOLDING BRAKE; ACC. TOLERANCE N VIBRATION SEVERITY GRADE A, DEGREE OF PROTECTION IP 64 | 9045 | TEM | 1 | MC | 59.104 | 1
1FT71085AF701DG1 | SIMOTICS S SYNCHRON. MOTOR 1FT7, M0=70NM (100K) NN=3000RPM, PN=6,28KW NATURAL AIR COOLING; FRAME SIZE IMB 5 (IM V1, IM V3) FLANGE 0 POWER CONNECTOR ROTATABLE INCREMENTAL ENCODER 2048 S/R WITH DRIVE-CLIQ INTERFACE (ENCODER I-2048) CONNECTOR ROTATABLE PLAIN SHAFT, W/O HOLDING BRAKE; ACC. TOLERANCE N VIBRATION SEVERITY GRADE A, DEGREE OF PROTECTION IP 65 | 9141 | TEM | 1 | MC | 59.104 | 1
1FT71085AF701DG3 | SIMOTICS S SYNCHRON. MOTOR 1FT7, M0=70NM (100K) NN=3000RPM, PN=6,28KW NATURAL AIR COOLING; FRAME SIZE IMB 5 (IM V1, IM V3) FLANGE 0 POWER CONNECTOR ROTATABLE INCREMENTAL ENCODER 2048 S/R WITH DRIVE-CLIQ INTERFACE (ENCODER I-2048) CONNECTOR ROTATABLE PLAIN SHAFT, W/O HOLDING BRAKE; ACC. TOLERANCE N VIBRATION SEVERITY GRADE A+R, DEGREE OF PROTECTION IP 64 | 9200 | TEM | 1 | MC | 59.104 | 1
1FT71085AF701DH0 | SIMOTICS S SYNCHRON. MOTOR 1FT7, M0=70NM (100K) NN=3000RPM, PN=6,28KW NATURAL AIR COOLING; FRAME SIZE IMB 5 (IM V1, IM V3) FLANGE 0 POWER CONNECTOR ROTATABLE INCREMENTAL ENCODER 2048 S/R WITH DRIVE-CLIQ INTERFACE (ENCODER I-2048) CONNECTOR ROTATABLE PLAIN SHAFT, WITH HOLDING BRAKE; ACCURACY TOLERANCE N VIBRATION SEVERITY GRADE A, DEGREE OF PROTECTION IP 64 | 10058 | TEM | 1 | MC | 63.603 | 1
1FT71085AF701DH1 | SIMOTICS S SYNCHRON. MOTOR 1FT7, M0=70NM (100K) NN=3000RPM, PN=6,28KW NATURAL AIR COOLING; FRAME SIZE IMB 5 (IM V1, IM V3) FLANGE 0 POWER CONNECTOR ROTATABLE INCREMENTAL ENCODER 2048 S/R WITH DRIVE-CLIQ INTERFACE (ENCODER I-2048) CONNECTOR ROTATABLE PLAIN SHAFT, WITH HOLDING BRAKE; ACCURACY TOLERANCE N VIBRATION SEVERITY GRADE A, DEGREE OF PROTECTION IP 65 | 10154 | TEM | 1 | MC | 63.603 | 1
1FT71085AF701DL1 | SIMOTICS S SYNCHRON. MOTOR 1FT7, M0=70NM (100K) NN=3000RPM, PN=6,28KW NATURAL AIR COOLING; FRAME SIZE IMB 5 (IM V1, IM V3) FLANGE 0 POWER CONNECTOR ROTATABLE INCREMENTAL ENCODER 2048 S/R WITH DRIVE-CLIQ INTERFACE (ENCODER I-2048) CONNECTOR ROTATABLE PLAIN SHAFT, WITH HOLDING BRAKE; ACCURACY TOLERANCE R VIBRATION SEVERITY GRADE A, DEGREE OF PROTECTION IP 65 | 10313 | TEM | 1 | MC | 63.603 | 1
1FT71085AF701FA0 | SIMOTICS S SYNCHRON. MOTOR 1FT7, M0=70NM (100K) NN=3000RPM, PN=6,28KW NATURAL AIR COOLING; FRAME SIZE IMB 5 (IM V1, IM V3) FLANGE 0 POWER CONNECTOR ROTATABLE ABSOLUTE ENCODER 22 BITS MULTI TURN WITH DRIVE-CLIQ INTERFACE (ENCODER AM-22-DQ) CONNECTOR ROTATABLE SHAFT WITH FITTED KEY; W/O HOLDING BRAKE; ACC. TOLERANCE N VIBRATION SEVERITY GRADE A, DEGREE OF PROTECTION IP 64 | 9810 | TEM | 1 | MC | 59.104 | 1
1FT71085AF701FA1 | SIMOTICS S SYNCHRON. MOTOR 1FT7, M0=70NM (100K) NN=3000RPM, PN=6,28KW NATURAL AIR COOLING; FRAME SIZE IMB 5 (IM V1, IM V3) FLANGE 0 POWER CONNECTOR ROTATABLE ABSOLUTE ENCODER 22 BITS MULTI TURN WITH DRIVE-CLIQ INTERFACE (ENCODER AM-22-DQ) CONNECTOR ROTATABLE SHAFT WITH FITTED KEY; W/O HOLDING BRAKE; ACC. TOLERANCE N VIBRATION SEVERITY GRADE A, DEGREE OF PROTECTION IP 65 | 9906 | TEM | 1 | MC | 59.104 | 1
1FT71085AF701FA3 | SIMOTICS S SYNCHRON. MOTOR 1FT7, M0=70NM (100K) NN=3000RPM, PN=6,28KW NATURAL AIR COOLING; FRAME SIZE IMB 5 (IM V1, IM V3) FLANGE 0 POWER CONNECTOR ROTATABLE ABSOLUTE ENCODER 22 BITS MULTI TURN WITH DRIVE-CLIQ INTERFACE (ENCODER AM-22-DQ) CONNECTOR ROTATABLE SHAFT WITH FITTED KEY; W/O HOLDING BRAKE; ACC. TOLERANCE N VIBRATION SEVERITY GRADE A+R, DEGREE OF PROTECTION IP 64 | 9965 | TEM | 1 | MC | 59.104 | 1
1FT71085AF701FB0 | SIMOTICS S SYNCHRON. MOTOR 1FT7, M0=70NM (100K) NN=3000RPM, PN=6,28KW NATURAL AIR COOLING; FRAME SIZE IMB 5 (IM V1, IM V3) FLANGE 0 POWER CONNECTOR ROTATABLE ABSOLUTE ENCODER 22 BITS MULTI TURN WITH DRIVE-CLIQ INTERFACE (ENCODER AM-22-DQ) CONNECTOR ROTATABLE SHAFT WITH FITTED KEY; WITH HOLDING BRAKE; ACC. TOLERANCE N VIBRATION SEVERITY GRADE A, DEGREE OF PROTECTION IP 64 | 10823 | TEM | 1 | MC | 63.603 | 1
1FT71085AF701FB1 | SIMOTICS S SYNCHRON. MOTOR 1FT7, M0=70NM (100K) NN=3000RPM, PN=6,28KW NATURAL AIR COOLING; FRAME SIZE IMB 5 (IM V1, IM V3) FLANGE 0 POWER CONNECTOR ROTATABLE ABSOLUTE ENCODER 22 BITS MULTI TURN WITH DRIVE-CLIQ INTERFACE (ENCODER AM-22-DQ) CONNECTOR ROTATABLE SHAFT WITH FITTED KEY; WITH HOLDING BRAKE; ACC. TOLERANCE N VIBRATION SEVERITY GRADE A, DEGREE OF PROTECTION IP 65 | 10919 | TEM | 1 | MC | 63.603 | 1
1FT71085AF701FG0 | SIMOTICS S SYNCHRON. MOTOR 1FT7, M0=70NM (100K) NN=3000RPM, PN=6,28KW NATURAL AIR COOLING; FRAME SIZE IMB 5 (IM V1, IM V3) FLANGE 0 POWER CONNECTOR ROTATABLE ABSOLUTE ENCODER 22 BITS MULTI TURN WITH DRIVE-CLIQ INTERFACE (ENCODER AM-22-DQ) CONNECTOR ROTATABLE PLAIN SHAFT, W/O HOLDING BRAKE; ACC. TOLERANCE N VIBRATION SEVERITY GRADE A, DEGREE OF PROTECTION IP 64 | 9810 | TEM | 1 | MC | 59.104 | 1
1FT71085AF701FG1 | SIMOTICS S SYNCHRON. MOTOR 1FT7, M0=70NM (100K) NN=3000RPM, PN=6,28KW NATURAL AIR COOLING; FRAME SIZE IMB 5 (IM V1, IM V3) FLANGE 0 POWER CONNECTOR ROTATABLE ABSOLUTE ENCODER 22 BITS MULTI TURN WITH DRIVE-CLIQ INTERFACE (ENCODER AM-22-DQ) CONNECTOR ROTATABLE PLAIN SHAFT, W/O HOLDING BRAKE; ACC. TOLERANCE N VIBRATION SEVERITY GRADE A, DEGREE OF PROTECTION IP 65 | 9906 | TEM | 1 | MC | 59.104 | 1
1FT71085AF701FH0 | SIMOTICS S SYNCHRON. MOTOR 1FT7, M0=70NM (100K) NN=3000RPM, PN=6,28KW NATURAL AIR COOLING; FRAME SIZE IMB 5 (IM V1, IM V3) FLANGE 0 POWER CONNECTOR ROTATABLE ABSOLUTE ENCODER 22 BITS MULTI TURN WITH DRIVE-CLIQ INTERFACE (ENCODER AM-22-DQ) CONNECTOR ROTATABLE PLAIN SHAFT, WITH HOLDING BRAKE; ACCURACY TOLERANCE N VIBRATION SEVERITY GRADE A, DEGREE OF PROTECTION IP 64 | 10823 | TEM | 1 | MC | 63.603 | 1
1FT71085AF701FH1 | SIMOTICS S SYNCHRON. MOTOR 1FT7, M0=70NM (100K) NN=3000RPM, PN=6,28KW NATURAL AIR COOLING; FRAME SIZE IMB 5 (IM V1, IM V3) FLANGE 0 POWER CONNECTOR ROTATABLE ABSOLUTE ENCODER 22 BITS MULTI TURN WITH DRIVE-CLIQ INTERFACE (ENCODER AM-22-DQ) CONNECTOR ROTATABLE PLAIN SHAFT, WITH HOLDING BRAKE; ACCURACY TOLERANCE N VIBRATION SEVERITY GRADE A, DEGREE OF PROTECTION IP 65 | 10919 | TEM | 1 | MC | 63.603 | 1
1FT71085AF701FH3 | SIMOTICS S SYNCHRON. MOTOR 1FT7, M0=70NM (100K) NN=3000RPM, PN=6,28KW NATURAL AIR COOLING; FRAME SIZE IMB 5 (IM V1, IM V3) FLANGE 0 POWER CONNECTOR ROTATABLE ABSOLUTE ENCODER 22 BITS MULTI TURN WITH DRIVE-CLIQ INTERFACE (ENCODER AM-22-DQ) CONNECTOR ROTATABLE PLAIN SHAFT, WITH HOLDING BRAKE; ACCURACY TOLERANCE N VIBRATION SEVERITY GRADE A+R, DEGREE OF PROTECTION IP 64 | 10978 | TEM | 1 | MC | 63.603 | 1
1FT71085AF701FH5 | SIMOTICS S SYNCHRON. MOTOR 1FT7, M0=70NM (100K) NN=3000RPM, PN=6,28KW NATURAL AIR COOLING; FRAME SIZE IMB 5 (IM V1, IM V3) FLANGE 0 POWER CONNECTOR ROTATABLE ABSOLUTE ENCODER 22 BITS MULTI TURN WITH DRIVE-CLIQ INTERFACE (ENCODER AM-22-DQ) CONNECTOR ROTATABLE PLAIN SHAFT, WITH HOLDING BRAKE; ACCURACY TOLERANCE N VIBRATION SEVERITY GRADE A+R, DEGREE OF PROTECTION IP 67 | 11155 | TEM | 1 | MC | 63.603 | 1
1FT71085AF701MA0 | SIMOTICS S SYNCHRON. MOTOR 1FT7, M0=70NM (100K) NN=3000RPM, PN=6,28KW NATURAL AIR COOLING; FRAME SIZE IMB 5 (IM V1, IM V3) FLANGE (COMPACT) WITH KTY TEMPERATURE SENSOR POWER CONNECTOR ROTATABLE ABSOLUTE ENCODER ENDAT 2048 S/R (ENCODER A-2048) CONNECTOR ROTATABLE SHAFT WITH FITTED KEY; W/O HOLDING BRAKE; ACC. TOLERANCE N VIBRATION SEVERITY GRADE A, DEGREE OF PROTECTION IP 64 | 9378 | TEM | 1 | MC | 59.104 | 1
1FT71085AF701MB0 | SIMOTICS S SYNCHRON. MOTOR 1FT7, M0=70NM (100K) NN=3000RPM, PN=6,28KW NATURAL AIR COOLING; FRAME SIZE IMB 5 (IM V1, IM V3) FLANGE (COMPACT) WITH KTY TEMPERATURE SENSOR POWER CONNECTOR ROTATABLE ABSOLUTE ENCODER ENDAT 2048 S/R (ENCODER A-2048) CONNECTOR ROTATABLE SHAFT WITH FITTED KEY; WITH HOLDING BRAKE; ACC. TOLERANCE N VIBRATION SEVERITY GRADE A, DEGREE OF PROTECTION IP 64 | 10391 | TEM | 1 | MC | 63.603 | 1
1FT71085AF701MG0 | SIMOTICS S SYNCHRON. MOTOR 1FT7, M0=70NM (100K) NN=3000RPM, PN=6,28KW NATURAL AIR COOLING; FRAME SIZE IMB 5 (IM V1, IM V3) FLANGE (COMPACT) WITH KTY TEMPERATURE SENSOR POWER CONNECTOR ROTATABLE ABSOLUTE ENCODER ENDAT 2048 S/R (ENCODER A-2048) CONNECTOR ROTATABLE PLAIN SHAFT, W/O HOLDING BRAKE; ACC. TOLERANCE N VIBRATION SEVERITY GRADE A, DEGREE OF PROTECTION IP 64 | 9378 | TEM | 1 | MC | 59.104 | 1
1FT71085AF701MH0 | SIMOTICS S SYNCHRON. MOTOR 1FT7, M0=70NM (100K) NN=3000RPM, PN=6,28KW NATURAL AIR COOLING; FRAME SIZE IMB 5 (IM V1, IM V3) FLANGE (COMPACT) WITH KTY TEMPERATURE SENSOR POWER CONNECTOR ROTATABLE ABSOLUTE ENCODER ENDAT 2048 S/R (ENCODER A-2048) CONNECTOR ROTATABLE PLAIN SHAFT, WITH HOLDING BRAKE; ACCURACY TOLERANCE N VIBRATION SEVERITY GRADE A, DEGREE OF PROTECTION IP 64 | 10391 | TEM | 1 | MC | 63.603 | 1
1FT71085AF701NG0 | SIMOTICS S SYNCHRON. MOTOR 1FT7, M0=70NM (100K) NN=3000RPM, PN=6,28KW NATURAL AIR COOLING; FRAME SIZE IMB 5 (IM V1, IM V3) FLANGE (COMPACT) WITH KTY TEMPERATURE SENSOR POWER CONNECTOR ROTATABLE INCREM. ENCODER SIN/COS 1VSS 2048 S/R (ENCODER I-2048) CONNECTOR ROTATABLE PLAIN SHAFT, W/O HOLDING BRAKE; ACC. TOLERANCE N VIBRATION SEVERITY GRADE A, DEGREE OF PROTECTION IP 64 | 8624 | TEM | 1 | MC | 59.104 | 1
1FT71085AF701NH0 | SIMOTICS S SYNCHRON. MOTOR 1FT7, M0=70NM (100K) NN=3000RPM, PN=6,28KW NATURAL AIR COOLING; FRAME SIZE IMB 5 (IM V1, IM V3) FLANGE (COMPACT) WITH KTY TEMPERATURE SENSOR POWER CONNECTOR ROTATABLE INCREM. ENCODER SIN/COS 1VSS 2048 S/R (ENCODER I-2048) CONNECTOR ROTATABLE PLAIN SHAFT, WITH HOLDING BRAKE; ACCURACY TOLERANCE N VIBRATION SEVERITY GRADE A, DEGREE OF PROTECTION IP 64 | 9637 | TEM | 1 | MC | 63.603 | 1
1FT71085AF701NL4 | SIMOTICS S SYNCHRON. MOTOR 1FT7, M0=70NM (100K) NN=3000RPM, PN=6,28KW NATURAL AIR COOLING; FRAME SIZE IMB 5 (IM V1, IM V3) FLANGE (COMPACT) WITH KTY TEMPERATURE SENSOR POWER CONNECTOR ROTATABLE INCREM. ENCODER SIN/COS 1VSS 2048 S/R (ENCODER I-2048) CONNECTOR ROTATABLE PLAIN SHAFT, WITH HOLDING BRAKE; ACCURACY TOLERANCE R VIBRATION SEVERITY GRADE A+R, DEGREE OF PROTECTION IP 65 | 10048 | TEM | 1 | MC | 63.603 | 1
1FT71085AF711BA0 | SIMOTICS S SYNCHRON. MOTOR 1FT7, M0=70NM (100K) NN=3000RPM, PN=6,28KW NATURAL AIR COOLING; FRAME SIZE IMB 5 (IM V1, IM V3) FLANGE 1 (1FT6 COMPATIBLE) POWER CONNECTOR ROTATABLE ABSOLUTE VALUE ENCODER SINGLETURN 24 BIT WITH DRIVE-CLIQ INTERFACE (ENCODER AS24DQI) SHAFT WITH FITTED KEY; W/O HOLDING BRAKE; ACC. TOLERANCE N VIBRATION SEVERITY GRADE A, DEGREE OF PROTECTION IP 64 | 8965 | TEM | 1 | MC | 59.104 | 1
1FT71085AF711BA1 | SIMOTICS S SYNCHRON. MOTOR 1FT7, M0=70NM (100K) NN=3000RPM, PN=6,28KW NATURAL AIR COOLING; FRAME SIZE IMB 5 (IM V1, IM V3) FLANGE 1 (1FT6 COMPATIBLE) POWER CONNECTOR ROTATABLE ABSOLUTE VALUE ENCODER SINGLETURN 24 BIT WITH DRIVE-CLIQ INTERFACE (ENCODER AS24DQI) SHAFT WITH FITTED KEY; W/O HOLDING BRAKE; ACC. TOLERANCE N VIBRATION SEVERITY GRADE A, DEGREE OF PROTECTION IP 65 | 9061 | TEM | 1 | MC | 59.104 | 1
1FT71085AF711BA2 | SIMOTICS S SYNCHRON. MOTOR 1FT7, M0=70NM (100K) NN=3000RPM, PN=6,28KW NATURAL AIR COOLING; FRAME SIZE IMB 5 (IM V1, IM V3) FLANGE 1 (1FT6 COMPATIBLE) POWER CONNECTOR ROTATABLE ABSOLUTE VALUE ENCODER SINGLETURN 24 BIT WITH DRIVE-CLIQ INTERFACE (ENCODER AS24DQI) SHAFT WITH FITTED KEY; W/O HOLDING BRAKE; ACC. TOLERANCE N VIBRATION SEVERITY GRADE A, DEGREE OF PROTECTION IP 67 | 9141 | TEM | 1 | MC | 59.104 | 1
1FT71085AF711BB0 | SIMOTICS S SYNCHRON. MOTOR 1FT7, M0=70NM (100K) NN=3000RPM, PN=6,28KW NATURAL AIR COOLING; FRAME SIZE IMB 5 (IM V1, IM V3) FLANGE 1 (1FT6 COMPATIBLE) POWER CONNECTOR ROTATABLE ABSOLUTE VALUE ENCODER SINGLETURN 24 BIT WITH DRIVE-CLIQ INTERFACE (ENCODER AS24DQI) SHAFT WITH FITTED KEY; WITH HOLDING BRAKE; ACC. TOLERANCE N VIBRATION SEVERITY GRADE A, DEGREE OF PROTECTION IP 64 | 9978 | TEM | 1 | MC | 63.603 | 1
1FT71085AF711BB1 | SIMOTICS S SYNCHRON. MOTOR 1FT7, M0=70NM (100K) NN=3000RPM, PN=6,28KW NATURAL AIR COOLING; FRAME SIZE IMB 5 (IM V1, IM V3) FLANGE 1 (1FT6 COMPATIBLE) POWER CONNECTOR ROTATABLE ABSOLUTE VALUE ENCODER SINGLETURN 24 BIT WITH DRIVE-CLIQ INTERFACE (ENCODER AS24DQI) SHAFT WITH FITTED KEY; WITH HOLDING BRAKE; ACC. TOLERANCE N VIBRATION SEVERITY GRADE A, DEGREE OF PROTECTION IP 65 | 10074 | TEM | 1 | MC | 63.603 | 1
1FT71085AF711BG0 | SIMOTICS S SYNCHRON. MOTOR 1FT7, M0=70NM (100K) NN=3000RPM, PN=6,28KW NATURAL AIR COOLING; FRAME SIZE IMB 5 (IM V1, IM V3) FLANGE 1 (1FT6 COMPATIBLE) POWER CONNECTOR ROTATABLE ABSOLUTE VALUE ENCODER SINGLETURN 24 BIT WITH DRIVE-CLIQ INTERFACE (ENCODER AS24DQI) PLAIN SHAFT, W/O HOLDING BRAKE; ACC. TOLERANCE N VIBRATION SEVERITY GRADE A, DEGREE OF PROTECTION IP 64 | 8965 | TEM | 1 | MC | 59.104 | 1
1FT71085AF711BG1 | SIMOTICS S SYNCHRON. MOTOR 1FT7, M0=70NM (100K) NN=3000RPM, PN=6,28KW NATURAL AIR COOLING; FRAME SIZE IMB 5 (IM V1, IM V3) FLANGE 1 (1FT6 COMPATIBLE) POWER CONNECTOR ROTATABLE ABSOLUTE VALUE ENCODER SINGLETURN 24 BIT WITH DRIVE-CLIQ INTERFACE (ENCODER AS24DQI) PLAIN SHAFT, W/O HOLDING BRAKE; ACC. TOLERANCE N VIBRATION SEVERITY GRADE A, DEGREE OF PROTECTION IP 65 | 9061 | TEM | 1 | MC | 59.104 | 1
1FT71085AF711BG2 | SIMOTICS S SYNCHRON. MOTOR 1FT7, M0=70NM (100K) NN=3000RPM, PN=6,28KW NATURAL AIR COOLING; FRAME SIZE IMB 5 (IM V1, IM V3) FLANGE 1 (1FT6 COMPATIBLE) POWER CONNECTOR ROTATABLE ABSOLUTE VALUE ENCODER SINGLETURN 24 BIT WITH DRIVE-CLIQ INTERFACE (ENCODER AS24DQI) PLAIN SHAFT, W/O HOLDING BRAKE; ACC. TOLERANCE N VIBRATION SEVERITY GRADE A, DEGREE OF PROTECTION IP 67 | 9141 | TEM | 1 | MC | 59.104 | 1
1FT71085AF711BG3 | SIMOTICS S SYNCHRON. MOTOR 1FT7, M0=70NM (100K) NN=3000RPM, PN=6,28KW NATURAL AIR COOLING; FRAME SIZE IMB 5 (IM V1, IM V3) FLANGE 1 (1FT6 COMPATIBLE) POWER CONNECTOR ROTATABLE ABSOLUTE VALUE ENCODER SINGLETURN 24 BIT WITH DRIVE-CLIQ INTERFACE (ENCODER AS24DQI) PLAIN SHAFT, W/O HOLDING BRAKE; ACC. TOLERANCE N VIBRATION SEVERITY GRADE A+R, DEGREE OF PROTECTION IP 64 | 9120 | TEM | 1 | MC | 59.104 | 1
1FT71085AF711BH0 | SIMOTICS S SYNCHRON. MOTOR 1FT7, M0=70NM (100K) NN=3000RPM, PN=6,28KW NATURAL AIR COOLING; FRAME SIZE IMB 5 (IM V1, IM V3) FLANGE 1 (1FT6 COMPATIBLE) POWER CONNECTOR ROTATABLE ABSOLUTE VALUE ENCODER SINGLETURN 24 BIT WITH DRIVE-CLIQ INTERFACE (ENCODER AS24DQI) PLAIN SHAFT, WITH HOLDING BRAKE; ACCURACY TOLERANCE N VIBRATION SEVERITY GRADE A, DEGREE OF PROTECTION IP 64 | 9978 | TEM | 1 | MC | 63.603 | 1
1FT71085AF711BH1 | SIMOTICS S SYNCHRON. MOTOR 1FT7, M0=70NM (100K) NN=3000RPM, PN=6,28KW NATURAL AIR COOLING; FRAME SIZE IMB 5 (IM V1, IM V3) FLANGE 1 (1FT6 COMPATIBLE) POWER CONNECTOR ROTATABLE ABSOLUTE VALUE ENCODER SINGLETURN 24 BIT WITH DRIVE-CLIQ INTERFACE (ENCODER AS24DQI) PLAIN SHAFT, WITH HOLDING BRAKE; ACCURACY TOLERANCE N VIBRATION SEVERITY GRADE A, DEGREE OF PROTECTION IP 65 | 10074 | TEM | 1 | MC | 63.603 | 1
1FT71085AF711BH2 | SIMOTICS S SYNCHRON. MOTOR 1FT7, M0=70NM (100K) NN=3000RPM, PN=6,28KW NATURAL AIR COOLING; FRAME SIZE IMB 5 (IM V1, IM V3) FLANGE 1 (1FT6 COMPATIBLE) POWER CONNECTOR ROTATABLE ABSOLUTE VALUE ENCODER SINGLETURN 24 BIT WITH DRIVE-CLIQ INTERFACE (ENCODER AS24DQI) PLAIN SHAFT, WITH HOLDING BRAKE; ACCURACY TOLERANCE N VIBRATION SEVERITY GRADE A, DEGREE OF PROTECTION IP 67 | 10153 | TEM | 1 | MC | 63.603 | 1
1FT71085AF711CA0 | SIMOTICS S SYNCHRON. MOTOR 1FT7, M0=70NM (100K) NN=3000RPM, PN=6,28KW NATURAL AIR COOLING; FRAME SIZE IMB 5 (IM V1, IM V3) FLANGE 1 (1FT6 COMPATIBLE) POWER CONNECTOR ROTATABLE ABSOLUTE ENCODER 24 BITS + 12 BIT MULTITURN WITH DRIVE-CLIQ INTERFACE (ENCODER AM24DQI) SHAFT WITH FITTED KEY; W/O HOLDING BRAKE; ACC. TOLERANCE N VIBRATION SEVERITY GRADE A, DEGREE OF PROTECTION IP 64 | 9730 | TEM | 1 | MC | 59.104 | 1
1FT71085AF711CA1 | SIMOTICS S SYNCHRON. MOTOR 1FT7, M0=70NM (100K) NN=3000RPM, PN=6,28KW NATURAL AIR COOLING; FRAME SIZE IMB 5 (IM V1, IM V3) FLANGE 1 (1FT6 COMPATIBLE) POWER CONNECTOR ROTATABLE ABSOLUTE ENCODER 24 BITS + 12 BIT MULTITURN WITH DRIVE-CLIQ INTERFACE (ENCODER AM24DQI) SHAFT WITH FITTED KEY; W/O HOLDING BRAKE; ACC. TOLERANCE N VIBRATION SEVERITY GRADE A, DEGREE OF PROTECTION IP 65 | 9826 | TEM | 1 | MC | 59.104 | 1
1FT71085AF711CB0 | SIMOTICS S SYNCHRON. MOTOR 1FT7, M0=70NM (100K) NN=3000RPM, PN=6,28KW NATURAL AIR COOLING; FRAME SIZE IMB 5 (IM V1, IM V3) FLANGE 1 (1FT6 COMPATIBLE) POWER CONNECTOR ROTATABLE ABSOLUTE ENCODER 24 BITS + 12 BIT MULTITURN WITH DRIVE-CLIQ INTERFACE (ENCODER AM24DQI) SHAFT WITH FITTED KEY; WITH HOLDING BRAKE; ACC. TOLERANCE N VIBRATION SEVERITY GRADE A, DEGREE OF PROTECTION IP 64 | 10743 | TEM | 1 | MC | 63.603 | 1
1FT71085AF711CB1 | SIMOTICS S SYNCHRON. MOTOR 1FT7, M0=70NM (100K) NN=3000RPM, PN=6,28KW NATURAL AIR COOLING; FRAME SIZE IMB 5 (IM V1, IM V3) FLANGE 1 (1FT6 COMPATIBLE) POWER CONNECTOR ROTATABLE ABSOLUTE ENCODER 24 BITS + 12 BIT MULTITURN WITH DRIVE-CLIQ INTERFACE (ENCODER AM24DQI) SHAFT WITH FITTED KEY; WITH HOLDING BRAKE; ACC. TOLERANCE N VIBRATION SEVERITY GRADE A, DEGREE OF PROTECTION IP 65 | 10839 | TEM | 1 | MC | 63.603 | 1
1FT71085AF711CD2 | SIMOTICS S SYNCHRON. MOTOR 1FT7, M0=70NM (100K) NN=3000RPM, PN=6,28KW NATURAL AIR COOLING; FRAME SIZE IMB 5 (IM V1, IM V3) FLANGE 1 (1FT6 COMPATIBLE) POWER CONNECTOR ROTATABLE ABSOLUTE ENCODER 24 BITS + 12 BIT MULTITURN WITH DRIVE-CLIQ INTERFACE (ENCODER AM24DQI) SHAFT WITH FITTED KEY; W/O HOLDING BRAKE; ACC. TOLERANCE R VIBRATION SEVERITY GRADE A, DEGREE OF PROTECTION IP 67 | 10065 | TEM | 1 | MC | 59.104 | 1
1FT71085AF711CG0 | SIMOTICS S SYNCHRON. MOTOR 1FT7, M0=70NM (100K) NN=3000RPM, PN=6,28KW NATURAL AIR COOLING; FRAME SIZE IMB 5 (IM V1, IM V3) FLANGE 1 (1FT6 COMPATIBLE) POWER CONNECTOR ROTATABLE ABSOLUTE ENCODER 24 BITS + 12 BIT MULTITURN WITH DRIVE-CLIQ INTERFACE (ENCODER AM24DQI) PLAIN SHAFT, W/O HOLDING BRAKE; ACC. TOLERANCE N VIBRATION SEVERITY GRADE A, DEGREE OF PROTECTION IP 64 | 9730 | TEM | 1 | MC | 59.104 | 1
1FT71085AF711CG1 | SIMOTICS S SYNCHRON. MOTOR 1FT7, M0=70NM (100K) NN=3000RPM, PN=6,28KW NATURAL AIR COOLING; FRAME SIZE IMB 5 (IM V1, IM V3) FLANGE 1 (1FT6 COMPATIBLE) POWER CONNECTOR ROTATABLE ABSOLUTE ENCODER 24 BITS + 12 BIT MULTITURN WITH DRIVE-CLIQ INTERFACE (ENCODER AM24DQI) PLAIN SHAFT, W/O HOLDING BRAKE; ACC. TOLERANCE N VIBRATION SEVERITY GRADE A, DEGREE OF PROTECTION IP 65 | 9826 | TEM | 1 | MC | 59.104 | 1
1FT71085AF711CG2 | SIMOTICS S SYNCHRON. MOTOR 1FT7, M0=70NM (100K) NN=3000RPM, PN=6,28KW NATURAL AIR COOLING; FRAME SIZE IMB 5 (IM V1, IM V3) FLANGE 1 (1FT6 COMPATIBLE) POWER CONNECTOR ROTATABLE ABSOLUTE ENCODER 24 BITS + 12 BIT MULTITURN WITH DRIVE-CLIQ INTERFACE (ENCODER AM24DQI) PLAIN SHAFT, W/O HOLDING BRAKE; ACC. TOLERANCE N VIBRATION SEVERITY GRADE A, DEGREE OF PROTECTION IP 67 | 9906 | TEM | 1 | MC | 59.104 | 1
1FT71085AF711CG3 | SIMOTICS S SYNCHRON. MOTOR 1FT7, M0=70NM (100K) NN=3000RPM, PN=6,28KW NATURAL AIR COOLING; FRAME SIZE IMB 5 (IM V1, IM V3) FLANGE 1 (1FT6 COMPATIBLE) POWER CONNECTOR ROTATABLE ABSOLUTE ENCODER 24 BITS + 12 BIT MULTITURN WITH DRIVE-CLIQ INTERFACE (ENCODER AM24DQI) PLAIN SHAFT, W/O HOLDING BRAKE; ACC. TOLERANCE N VIBRATION SEVERITY GRADE A+R, DEGREE OF PROTECTION IP 64 | 9885 | TEM | 1 | MC | 59.104 | 1
1FT71085AF711CH0 | SIMOTICS S SYNCHRON. MOTOR 1FT7, M0=70NM (100K) NN=3000RPM, PN=6,28KW NATURAL AIR COOLING; FRAME SIZE IMB 5 (IM V1, IM V3) FLANGE 1 (1FT6 COMPATIBLE) POWER CONNECTOR ROTATABLE ABSOLUTE ENCODER 24 BITS + 12 BIT MULTITURN WITH DRIVE-CLIQ INTERFACE (ENCODER AM24DQI) PLAIN SHAFT, WITH HOLDING BRAKE; ACCURACY TOLERANCE N VIBRATION SEVERITY GRADE A, DEGREE OF PROTECTION IP 64 | 10743 | TEM | 1 | MC | 63.603 | 1
1FT71085AF711CH1 | SIMOTICS S SYNCHRON. MOTOR 1FT7, M0=70NM (100K) NN=3000RPM, PN=6,28KW NATURAL AIR COOLING; FRAME SIZE IMB 5 (IM V1, IM V3) FLANGE 1 (1FT6 COMPATIBLE) POWER CONNECTOR ROTATABLE ABSOLUTE ENCODER 24 BITS + 12 BIT MULTITURN WITH DRIVE-CLIQ INTERFACE (ENCODER AM24DQI) PLAIN SHAFT, WITH HOLDING BRAKE; ACCURACY TOLERANCE N VIBRATION SEVERITY GRADE A, DEGREE OF PROTECTION IP 65 | 10839 | TEM | 1 | MC | 63.603 | 1
1FT71085AF711CH3 | SIMOTICS S SYNCHRON. MOTOR 1FT7, M0=70NM (100K) NN=3000RPM, PN=6,28KW NATURAL AIR COOLING; FRAME SIZE IMB 5 (IM V1, IM V3) FLANGE 1 (1FT6 COMPATIBLE) POWER CONNECTOR ROTATABLE ABSOLUTE ENCODER 24 BITS + 12 BIT MULTITURN WITH DRIVE-CLIQ INTERFACE (ENCODER AM24DQI) PLAIN SHAFT, WITH HOLDING BRAKE; ACCURACY TOLERANCE N VIBRATION SEVERITY GRADE A+R, DEGREE OF PROTECTION IP 64 | 10897 | TEM | 1 | MC | 63.603 | 1
1FT71085AF711CH4 | SIMOTICS S SYNCHRON. MOTOR 1FT7, M0=70NM (100K) NN=3000RPM, PN=6,28KW NATURAL AIR COOLING; FRAME SIZE IMB 5 (IM V1, IM V3) FLANGE 1 (1FT6 COMPATIBLE) POWER CONNECTOR ROTATABLE ABSOLUTE ENCODER 24 BITS + 12 BIT MULTITURN WITH DRIVE-CLIQ INTERFACE (ENCODER AM24DQI) PLAIN SHAFT, WITH HOLDING BRAKE; ACCURACY TOLERANCE N VIBRATION SEVERITY GRADE A+R, DEGREE OF PROTECTION IP 65 | 10995 | TEM | 1 | MC | 63.603 | 1
1FT71085AF711CH5 | SIMOTICS S SYNCHRON. MOTOR 1FT7, M0=70NM (100K) NN=3000RPM, PN=6,28KW NATURAL AIR COOLING; FRAME SIZE IMB 5 (IM V1, IM V3) FLANGE 1 (1FT6 COMPATIBLE) POWER CONNECTOR ROTATABLE ABSOLUTE ENCODER 24 BITS + 12 BIT MULTITURN WITH DRIVE-CLIQ INTERFACE (ENCODER AM24DQI) PLAIN SHAFT, WITH HOLDING BRAKE; ACCURACY TOLERANCE N VIBRATION SEVERITY GRADE A+R, DEGREE OF PROTECTION IP 67 | 11074 | TEM | 1 | MC | 63.603 | 1
1FT71085AF711CL1 | SIMOTICS S SYNCHRON. MOTOR 1FT7, M0=70NM (100K) NN=3000RPM, PN=6,28KW NATURAL AIR COOLING; FRAME SIZE IMB 5 (IM V1, IM V3) FLANGE 1 (1FT6 COMPATIBLE) POWER CONNECTOR ROTATABLE ABSOLUTE ENCODER 24 BITS + 12 BIT MULTITURN WITH DRIVE-CLIQ INTERFACE (ENCODER AM24DQI) PLAIN SHAFT, WITH HOLDING BRAKE; ACCURACY TOLERANCE R VIBRATION SEVERITY GRADE A, DEGREE OF PROTECTION IP 65 | 10998 | TEM | 1 | MC | 63.603 | 1
1FT71085AF711DA0 | SIMOTICS S SYNCHRON. MOTOR 1FT7, M0=70NM (100K) NN=3000RPM, PN=6,28KW NATURAL AIR COOLING; FRAME SIZE IMB 5 (IM V1, IM V3) FLANGE 1 (1FT6 COMPATIBLE) POWER CONNECTOR ROTATABLE INCREMENTAL ENCODER 2048 S/R WITH DRIVE-CLIQ INTERFACE (ENCODER I-2048) CONNECTOR ROTATABLE SHAFT WITH FITTED KEY; W/O HOLDING BRAKE; ACC. TOLERANCE N VIBRATION SEVERITY GRADE A, DEGREE OF PROTECTION IP 64 | 9045 | TEM | 1 | MC | 59.104 | 1
1FT71085AF711DA1 | SIMOTICS S SYNCHRON. MOTOR 1FT7, M0=70NM (100K) NN=3000RPM, PN=6,28KW NATURAL AIR COOLING; FRAME SIZE IMB 5 (IM V1, IM V3) FLANGE 1 (1FT6 COMPATIBLE) POWER CONNECTOR ROTATABLE INCREMENTAL ENCODER 2048 S/R WITH DRIVE-CLIQ INTERFACE (ENCODER I-2048) CONNECTOR ROTATABLE SHAFT WITH FITTED KEY; W/O HOLDING BRAKE; ACC. TOLERANCE N VIBRATION SEVERITY GRADE A, DEGREE OF PROTECTION IP 65 | 9141 | TEM | 1 | MC | 59.104 | 1
1FT71085AF711DA3 | SIMOTICS S SYNCHRON. MOTOR 1FT7, M0=70NM (100K) NN=3000RPM, PN=6,28KW NATURAL AIR COOLING; FRAME SIZE IMB 5 (IM V1, IM V3) FLANGE 1 (1FT6 COMPATIBLE) POWER CONNECTOR ROTATABLE INCREMENTAL ENCODER 2048 S/R WITH DRIVE-CLIQ INTERFACE (ENCODER I-2048) CONNECTOR ROTATABLE SHAFT WITH FITTED KEY; W/O HOLDING BRAKE; ACC. TOLERANCE N VIBRATION SEVERITY GRADE A+R, DEGREE OF PROTECTION IP 64 | 9200 | TEM | 1 | MC | 59.104 | 1
1FT71085AF711DB1 | SIMOTICS S SYNCHRON. MOTOR 1FT7, M0=70NM (100K) NN=3000RPM, PN=6,28KW NATURAL AIR COOLING; FRAME SIZE IMB 5 (IM V1, IM V3) FLANGE 1 (1FT6 COMPATIBLE) POWER CONNECTOR ROTATABLE INCREMENTAL ENCODER 2048 S/R WITH DRIVE-CLIQ INTERFACE (ENCODER I-2048) CONNECTOR ROTATABLE SHAFT WITH FITTED KEY; WITH HOLDING BRAKE; ACC. TOLERANCE N VIBRATION SEVERITY GRADE A, DEGREE OF PROTECTION IP 65 | 10154 | TEM | 1 | MC | 63.603 | 1
1FT71085AF711DG0 | SIMOTICS S SYNCHRON. MOTOR 1FT7, M0=70NM (100K) NN=3000RPM, PN=6,28KW NATURAL AIR COOLING; FRAME SIZE IMB 5 (IM V1, IM V3) FLANGE 1 (1FT6 COMPATIBLE) POWER CONNECTOR ROTATABLE INCREMENTAL ENCODER 2048 S/R WITH DRIVE-CLIQ INTERFACE (ENCODER I-2048) CONNECTOR ROTATABLE PLAIN SHAFT, W/O HOLDING BRAKE; ACC. TOLERANCE N VIBRATION SEVERITY GRADE A, DEGREE OF PROTECTION IP 64 | 9045 | TEM | 1 | MC | 59.104 | 1
1FT71085AF711DG1 | SIMOTICS S SYNCHRON. MOTOR 1FT7, M0=70NM (100K) NN=3000RPM, PN=6,28KW NATURAL AIR COOLING; FRAME SIZE IMB 5 (IM V1, IM V3) FLANGE 1 (1FT6 COMPATIBLE) POWER CONNECTOR ROTATABLE INCREMENTAL ENCODER 2048 S/R WITH DRIVE-CLIQ INTERFACE (ENCODER I-2048) CONNECTOR ROTATABLE PLAIN SHAFT, W/O HOLDING BRAKE; ACC. TOLERANCE N VIBRATION SEVERITY GRADE A, DEGREE OF PROTECTION IP 65 | 9141 | TEM | 1 | MC | 59.104 | 1
1FT71085AF711DG2 | SIMOTICS S SYNCHRON. MOTOR 1FT7, M0=70NM (100K) NN=3000RPM, PN=6,28KW NATURAL AIR COOLING; FRAME SIZE IMB 5 (IM V1, IM V3) FLANGE 1 (1FT6 COMPATIBLE) POWER CONNECTOR ROTATABLE INCREMENTAL ENCODER 2048 S/R WITH DRIVE-CLIQ INTERFACE (ENCODER I-2048) CONNECTOR ROTATABLE PLAIN SHAFT, W/O HOLDING BRAKE; ACC. TOLERANCE N VIBRATION SEVERITY GRADE A, DEGREE OF PROTECTION IP 67 | 9221 | TEM | 1 | MC | 59.104 | 1
1FT71085AF711DH0 | SIMOTICS S SYNCHRON. MOTOR 1FT7, M0=70NM (100K) NN=3000RPM, PN=6,28KW NATURAL AIR COOLING; FRAME SIZE IMB 5 (IM V1, IM V3) FLANGE 1 (1FT6 COMPATIBLE) POWER CONNECTOR ROTATABLE INCREMENTAL ENCODER 2048 S/R WITH DRIVE-CLIQ INTERFACE (ENCODER I-2048) CONNECTOR ROTATABLE PLAIN SHAFT, WITH HOLDING BRAKE; ACCURACY TOLERANCE N VIBRATION SEVERITY GRADE A, DEGREE OF PROTECTION IP 64 | 10058 | TEM | 1 | MC | 63.603 | 1
1FT71085AF711DH1 | SIMOTICS S SYNCHRON. MOTOR 1FT7, M0=70NM (100K) NN=3000RPM, PN=6,28KW NATURAL AIR COOLING; FRAME SIZE IMB 5 (IM V1, IM V3) FLANGE 1 (1FT6 COMPATIBLE) POWER CONNECTOR ROTATABLE INCREMENTAL ENCODER 2048 S/R WITH DRIVE-CLIQ INTERFACE (ENCODER I-2048) CONNECTOR ROTATABLE PLAIN SHAFT, WITH HOLDING BRAKE; ACCURACY TOLERANCE N VIBRATION SEVERITY GRADE A, DEGREE OF PROTECTION IP 65 | 10154 | TEM | 1 | MC | 63.603 | 1
1FT71085AF711DH2 | SIMOTICS S SYNCHRON. MOTOR 1FT7, M0=70NM (100K) NN=3000RPM, PN=6,28KW NATURAL AIR COOLING; FRAME SIZE IMB 5 (IM V1, IM V3) FLANGE 1 (1FT6 COMPATIBLE) POWER CONNECTOR ROTATABLE INCREMENTAL ENCODER 2048 S/R WITH DRIVE-CLIQ INTERFACE (ENCODER I-2048) CONNECTOR ROTATABLE PLAIN SHAFT, WITH HOLDING BRAKE; ACCURACY TOLERANCE N VIBRATION SEVERITY GRADE A, DEGREE OF PROTECTION IP 67 | 10234 | TEM | 1 | MC | 63.603 | 1
1FT71085AF711DH3 | SIMOTICS S SYNCHRON. MOTOR 1FT7, M0=70NM (100K) NN=3000RPM, PN=6,28KW NATURAL AIR COOLING; FRAME SIZE IMB 5 (IM V1, IM V3) FLANGE 1 (1FT6 COMPATIBLE) POWER CONNECTOR ROTATABLE INCREMENTAL ENCODER 2048 S/R WITH DRIVE-CLIQ INTERFACE (ENCODER I-2048) CONNECTOR ROTATABLE PLAIN SHAFT, WITH HOLDING BRAKE; ACCURACY TOLERANCE N VIBRATION SEVERITY GRADE A+R, DEGREE OF PROTECTION IP 64 | 10213 | TEM | 1 | MC | 63.603 | 1
1FT71085AF711DL4 | SIMOTICS S SYNCHRON. MOTOR 1FT7, M0=70NM (100K) NN=3000RPM, PN=6,28KW NATURAL AIR COOLING; FRAME SIZE IMB 5 (IM V1, IM V3) FLANGE 1 (1FT6 COMPATIBLE) POWER CONNECTOR ROTATABLE INCREMENTAL ENCODER 2048 S/R WITH DRIVE-CLIQ INTERFACE (ENCODER I-2048) CONNECTOR ROTATABLE PLAIN SHAFT, WITH HOLDING BRAKE; ACCURACY TOLERANCE R VIBRATION SEVERITY GRADE A+R, DEGREE OF PROTECTION IP 65 | 10469 | TEM | 1 | MC | 63.603 | 1
1FT71085AF711FA0 | SIMOTICS S SYNCHRON. MOTOR 1FT7, M0=70NM (100K) NN=3000RPM, PN=6,28KW NATURAL AIR COOLING; FRAME SIZE IMB 5 (IM V1, IM V3) FLANGE 1 (1FT6 COMPATIBLE) POWER CONNECTOR ROTATABLE ABSOLUTE ENCODER 22 BITS MULTI TURN WITH DRIVE-CLIQ INTERFACE (ENCODER AM-22-DQ) CONNECTOR ROTATABLE SHAFT WITH FITTED KEY; W/O HOLDING BRAKE; ACC. TOLERANCE N VIBRATION SEVERITY GRADE A, DEGREE OF PROTECTION IP 64 | 9810 | TEM | 1 | MC | 59.104 | 1
1FT71085AF711FA1 | SIMOTICS S SYNCHRON. MOTOR 1FT7, M0=70NM (100K) NN=3000RPM, PN=6,28KW NATURAL AIR COOLING; FRAME SIZE IMB 5 (IM V1, IM V3) FLANGE 1 (1FT6 COMPATIBLE) POWER CONNECTOR ROTATABLE ABSOLUTE ENCODER 22 BITS MULTI TURN WITH DRIVE-CLIQ INTERFACE (ENCODER AM-22-DQ) CONNECTOR ROTATABLE SHAFT WITH FITTED KEY; W/O HOLDING BRAKE; ACC. TOLERANCE N VIBRATION SEVERITY GRADE A, DEGREE OF PROTECTION IP 65 | 9906 | TEM | 1 | MC | 59.104 | 1
1FT71085AF711FA2 | SIMOTICS S SYNCHRON. MOTOR 1FT7, M0=70NM (100K) NN=3000RPM, PN=6,28KW NATURAL AIR COOLING; FRAME SIZE IMB 5 (IM V1, IM V3) FLANGE 1 (1FT6 COMPATIBLE) POWER CONNECTOR ROTATABLE ABSOLUTE ENCODER 22 BITS MULTI TURN WITH DRIVE-CLIQ INTERFACE (ENCODER AM-22-DQ) CONNECTOR ROTATABLE SHAFT WITH FITTED KEY; W/O HOLDING BRAKE; ACC. TOLERANCE N VIBRATION SEVERITY GRADE A, DEGREE OF PROTECTION IP 67 | 9986 | TEM | 1 | MC | 59.104 | 1
1FT71085AF711FA3 | SIMOTICS S SYNCHRON. MOTOR 1FT7, M0=70NM (100K) NN=3000RPM, PN=6,28KW NATURAL AIR COOLING; FRAME SIZE IMB 5 (IM V1, IM V3) FLANGE 1 (1FT6 COMPATIBLE) POWER CONNECTOR ROTATABLE ABSOLUTE ENCODER 22 BITS MULTI TURN WITH DRIVE-CLIQ INTERFACE (ENCODER AM-22-DQ) CONNECTOR ROTATABLE SHAFT WITH FITTED KEY; W/O HOLDING BRAKE; ACC. TOLERANCE N VIBRATION SEVERITY GRADE A+R, DEGREE OF PROTECTION IP 64 | 9965 | TEM | 1 | MC | 59.104 | 1
1FT71085AF711FB0 | SIMOTICS S SYNCHRON. MOTOR 1FT7, M0=70NM (100K) NN=3000RPM, PN=6,28KW NATURAL AIR COOLING; FRAME SIZE IMB 5 (IM V1, IM V3) FLANGE 1 (1FT6 COMPATIBLE) POWER CONNECTOR ROTATABLE ABSOLUTE ENCODER 22 BITS MULTI TURN WITH DRIVE-CLIQ INTERFACE (ENCODER AM-22-DQ) CONNECTOR ROTATABLE SHAFT WITH FITTED KEY; WITH HOLDING BRAKE; ACC. TOLERANCE N VIBRATION SEVERITY GRADE A, DEGREE OF PROTECTION IP 64 | 10823 | TEM | 1 | MC | 63.603 | 1
1FT71085AF711FB1 | SIMOTICS S SYNCHRON. MOTOR 1FT7, M0=70NM (100K) NN=3000RPM, PN=6,28KW NATURAL AIR COOLING; FRAME SIZE IMB 5 (IM V1, IM V3) FLANGE 1 (1FT6 COMPATIBLE) POWER CONNECTOR ROTATABLE ABSOLUTE ENCODER 22 BITS MULTI TURN WITH DRIVE-CLIQ INTERFACE (ENCODER AM-22-DQ) CONNECTOR ROTATABLE SHAFT WITH FITTED KEY; WITH HOLDING BRAKE; ACC. TOLERANCE N VIBRATION SEVERITY GRADE A, DEGREE OF PROTECTION IP 65 | 10919 | TEM | 1 | MC | 63.603 | 1
1FT71085AF711FB2 | SIMOTICS S SYNCHRON. MOTOR 1FT7, M0=70NM (100K) NN=3000RPM, PN=6,28KW NATURAL AIR COOLING; FRAME SIZE IMB 5 (IM V1, IM V3) FLANGE 1 (1FT6 COMPATIBLE) POWER CONNECTOR ROTATABLE ABSOLUTE ENCODER 22 BITS MULTI TURN WITH DRIVE-CLIQ INTERFACE (ENCODER AM-22-DQ) CONNECTOR ROTATABLE SHAFT WITH FITTED KEY; WITH HOLDING BRAKE; ACC. TOLERANCE N VIBRATION SEVERITY GRADE A, DEGREE OF PROTECTION IP 67 | 10999 | TEM | 1 | MC | 63.603 | 1
1FT71085AF711FG0 | SIMOTICS S SYNCHRON. MOTOR 1FT7, M0=70NM (100K) NN=3000RPM, PN=6,28KW NATURAL AIR COOLING; FRAME SIZE IMB 5 (IM V1, IM V3) FLANGE 1 (1FT6 COMPATIBLE) POWER CONNECTOR ROTATABLE ABSOLUTE ENCODER 22 BITS MULTI TURN WITH DRIVE-CLIQ INTERFACE (ENCODER AM-22-DQ) CONNECTOR ROTATABLE PLAIN SHAFT, W/O HOLDING BRAKE; ACC. TOLERANCE N VIBRATION SEVERITY GRADE A, DEGREE OF PROTECTION IP 64 | 9810 | TEM | 1 | MC | 59.104 | 1
1FT71085AF711FG1 | SIMOTICS S SYNCHRON. MOTOR 1FT7, M0=70NM (100K) NN=3000RPM, PN=6,28KW NATURAL AIR COOLING; FRAME SIZE IMB 5 (IM V1, IM V3) FLANGE 1 (1FT6 COMPATIBLE) POWER CONNECTOR ROTATABLE ABSOLUTE ENCODER 22 BITS MULTI TURN WITH DRIVE-CLIQ INTERFACE (ENCODER AM-22-DQ) CONNECTOR ROTATABLE PLAIN SHAFT, W/O HOLDING BRAKE; ACC. TOLERANCE N VIBRATION SEVERITY GRADE A, DEGREE OF PROTECTION IP 65 | 9906 | TEM | 1 | MC | 59.104 | 1
1FT71085AF711FG2 | SIMOTICS S SYNCHRON. MOTOR 1FT7, M0=70NM (100K) NN=3000RPM, PN=6,28KW NATURAL AIR COOLING; FRAME SIZE IMB 5 (IM V1, IM V3) FLANGE 1 (1FT6 COMPATIBLE) POWER CONNECTOR ROTATABLE ABSOLUTE ENCODER 22 BITS MULTI TURN WITH DRIVE-CLIQ INTERFACE (ENCODER AM-22-DQ) CONNECTOR ROTATABLE PLAIN SHAFT, W/O HOLDING BRAKE; ACC. TOLERANCE N VIBRATION SEVERITY GRADE A, DEGREE OF PROTECTION IP 67 | 9986 | TEM | 1 | MC | 59.104 | 1
1FT71085AF711FG3 | SIMOTICS S SYNCHRON. MOTOR 1FT7, M0=70NM (100K) NN=3000RPM, PN=6,28KW NATURAL AIR COOLING; FRAME SIZE IMB 5 (IM V1, IM V3) FLANGE 1 (1FT6 COMPATIBLE) POWER CONNECTOR ROTATABLE ABSOLUTE ENCODER 22 BITS MULTI TURN WITH DRIVE-CLIQ INTERFACE (ENCODER AM-22-DQ) CONNECTOR ROTATABLE PLAIN SHAFT, W/O HOLDING BRAKE; ACC. TOLERANCE N VIBRATION SEVERITY GRADE A+R, DEGREE OF PROTECTION IP 64 | 9965 | TEM | 1 | MC | 59.104 | 1
1FT71085AF711FG4 | SIMOTICS S SYNCHRON. MOTOR 1FT7, M0=70NM (100K) NN=3000RPM, PN=6,28KW NATURAL AIR COOLING; FRAME SIZE IMB 5 (IM V1, IM V3) FLANGE 1 (1FT6 COMPATIBLE) POWER CONNECTOR ROTATABLE ABSOLUTE ENCODER 22 BITS MULTI TURN WITH DRIVE-CLIQ INTERFACE (ENCODER AM-22-DQ) CONNECTOR ROTATABLE PLAIN SHAFT, W/O HOLDING BRAKE; ACC. TOLERANCE N VIBRATION SEVERITY GRADE A+R, DEGREE OF PROTECTION IP 65 | 10062 | TEM | 1 | MC | 59.104 | 1
1FT71085AF711FH0 | SIMOTICS S SYNCHRON. MOTOR 1FT7, M0=70NM (100K) NN=3000RPM, PN=6,28KW NATURAL AIR COOLING; FRAME SIZE IMB 5 (IM V1, IM V3) FLANGE 1 (1FT6 COMPATIBLE) POWER CONNECTOR ROTATABLE ABSOLUTE ENCODER 22 BITS MULTI TURN WITH DRIVE-CLIQ INTERFACE (ENCODER AM-22-DQ) CONNECTOR ROTATABLE PLAIN SHAFT, WITH HOLDING BRAKE; ACCURACY TOLERANCE N VIBRATION SEVERITY GRADE A, DEGREE OF PROTECTION IP 64 | 10823 | TEM | 1 | MC | 63.603 | 1
1FT71085AF711FH1 | SIMOTICS S SYNCHRON. MOTOR 1FT7, M0=70NM (100K) NN=3000RPM, PN=6,28KW NATURAL AIR COOLING; FRAME SIZE IMB 5 (IM V1, IM V3) FLANGE 1 (1FT6 COMPATIBLE) POWER CONNECTOR ROTATABLE ABSOLUTE ENCODER 22 BITS MULTI TURN WITH DRIVE-CLIQ INTERFACE (ENCODER AM-22-DQ) CONNECTOR ROTATABLE PLAIN SHAFT, WITH HOLDING BRAKE; ACCURACY TOLERANCE N VIBRATION SEVERITY GRADE A, DEGREE OF PROTECTION IP 65 | 10919 | TEM | 1 | MC | 63.603 | 1
1FT71085AF711FH2 | SIMOTICS S SYNCHRON. MOTOR 1FT7, M0=70NM (100K) NN=3000RPM, PN=6,28KW NATURAL AIR COOLING; FRAME SIZE IMB 5 (IM V1, IM V3) FLANGE 1 (1FT6 COMPATIBLE) POWER CONNECTOR ROTATABLE ABSOLUTE ENCODER 22 BITS MULTI TURN WITH DRIVE-CLIQ INTERFACE (ENCODER AM-22-DQ) CONNECTOR ROTATABLE PLAIN SHAFT, WITH HOLDING BRAKE; ACCURACY TOLERANCE N VIBRATION SEVERITY GRADE A, DEGREE OF PROTECTION IP 67 | 10999 | TEM | 1 | MC | 63.603 | 1
1FT71085AF711FH3 | SIMOTICS S SYNCHRON. MOTOR 1FT7, M0=70NM (100K) NN=3000RPM, PN=6,28KW NATURAL AIR COOLING; FRAME SIZE IMB 5 (IM V1, IM V3) FLANGE 1 (1FT6 COMPATIBLE) POWER CONNECTOR ROTATABLE ABSOLUTE ENCODER 22 BITS MULTI TURN WITH DRIVE-CLIQ INTERFACE (ENCODER AM-22-DQ) CONNECTOR ROTATABLE PLAIN SHAFT, WITH HOLDING BRAKE; ACCURACY TOLERANCE N VIBRATION SEVERITY GRADE A+R, DEGREE OF PROTECTION IP 64 | 10978 | TEM | 1 | MC | 63.603 | 1
1FT71085AF711FH5 | SIMOTICS S SYNCHRON. MOTOR 1FT7, M0=70NM (100K) NN=3000RPM, PN=6,28KW NATURAL AIR COOLING; FRAME SIZE IMB 5 (IM V1, IM V3) FLANGE 1 (1FT6 COMPATIBLE) POWER CONNECTOR ROTATABLE ABSOLUTE ENCODER 22 BITS MULTI TURN WITH DRIVE-CLIQ INTERFACE (ENCODER AM-22-DQ) CONNECTOR ROTATABLE PLAIN SHAFT, WITH HOLDING BRAKE; ACCURACY TOLERANCE N VIBRATION SEVERITY GRADE A+R, DEGREE OF PROTECTION IP 67 | 11155 | TEM | 1 | MC | 63.603 | 1
1FT71085AF711FK3 | SIMOTICS S SYNCHRON. MOTOR 1FT7, M0=70NM (100K) NN=3000RPM, PN=6,28KW NATURAL AIR COOLING; FRAME SIZE IMB 5 (IM V1, IM V3) FLANGE 1 (1FT6 COMPATIBLE) POWER CONNECTOR ROTATABLE ABSOLUTE ENCODER 22 BITS MULTI TURN WITH DRIVE-CLIQ INTERFACE (ENCODER AM-22-DQ) CONNECTOR ROTATABLE PLAIN SHAFT, W/O HOLDING BRAKE; ACC. TOLERANCE R VIBRATION SEVERITY GRADE A+R, DEGREE OF PROTECTION IP 64 | 10124 | TEM | 1 | MC | 59.104 | 1
1FT71085AF711FL1 | SIMOTICS S SYNCHRON. MOTOR 1FT7, M0=70NM (100K) NN=3000RPM, PN=6,28KW NATURAL AIR COOLING; FRAME SIZE IMB 5 (IM V1, IM V3) FLANGE 1 (1FT6 COMPATIBLE) POWER CONNECTOR ROTATABLE ABSOLUTE ENCODER 22 BITS MULTI TURN WITH DRIVE-CLIQ INTERFACE (ENCODER AM-22-DQ) CONNECTOR ROTATABLE PLAIN SHAFT, WITH HOLDING BRAKE; ACCURACY TOLERANCE R VIBRATION SEVERITY GRADE A, DEGREE OF PROTECTION IP 65 | 11078 | TEM | 1 | MC | 63.603 | 1
1FT71085AF711FL4 | SIMOTICS S SYNCHRON. MOTOR 1FT7, M0=70NM (100K) NN=3000RPM, PN=6,28KW NATURAL AIR COOLING; FRAME SIZE IMB 5 (IM V1, IM V3) FLANGE 1 (1FT6 COMPATIBLE) POWER CONNECTOR ROTATABLE ABSOLUTE ENCODER 22 BITS MULTI TURN WITH DRIVE-CLIQ INTERFACE (ENCODER AM-22-DQ) CONNECTOR ROTATABLE PLAIN SHAFT, WITH HOLDING BRAKE; ACCURACY TOLERANCE R VIBRATION SEVERITY GRADE A+R, DEGREE OF PROTECTION IP 65 | 11234 | TEM | 1 | MC | 63.603 | 1
1FT71085AF711FL5 | SIMOTICS S SYNCHRON. MOTOR 1FT7, M0=70NM (100K) NN=3000RPM, PN=6,28KW NATURAL AIR COOLING; FRAME SIZE IMB 5 (IM V1, IM V3) FLANGE 1 (1FT6 COMPATIBLE) POWER CONNECTOR ROTATABLE ABSOLUTE ENCODER 22 BITS MULTI TURN WITH DRIVE-CLIQ INTERFACE (ENCODER AM-22-DQ) CONNECTOR ROTATABLE PLAIN SHAFT, WITH HOLDING BRAKE; ACCURACY TOLERANCE R VIBRATION SEVERITY GRADE A+R, DEGREE OF PROTECTION IP 67 | 11314 | TEM | 1 | MC | 63.603 | 1
1FT71085AF711MA0 | SIMOTICS S SYNCHRON. MOTOR 1FT7, M0=70NM (100K) NN=3000RPM, PN=6,28KW NATURAL AIR COOLING; FRAME SIZE IMB 5 (1FT6 COMPATIBLE) WITH KTY TEMPERATURE SENSOR POWER CONNECTOR ROTATABLE ABSOLUTE ENCODER ENDAT 2048 S/R (ENCODER A-2048) CONNECTOR ROTATABLE SHAFT WITH FITTED KEY; W/O HOLDING BRAKE; ACC. TOLERANCE N VIBRATION SEVERITY GRADE A, DEGREE OF PROTECTION IP 64 | 9378 | TEM | 1 | MC | 59.104 | 1
1FT71085AF711MB0 | SIMOTICS S SYNCHRON. MOTOR 1FT7, M0=70NM (100K) NN=3000RPM, PN=6,28KW NATURAL AIR COOLING; FRAME SIZE IMB 5 (1FT6 COMPATIBLE) WITH KTY TEMPERATURE SENSOR POWER CONNECTOR ROTATABLE ABSOLUTE ENCODER ENDAT 2048 S/R (ENCODER A-2048) CONNECTOR ROTATABLE SHAFT WITH FITTED KEY; WITH HOLDING BRAKE; ACC. TOLERANCE N VIBRATION SEVERITY GRADE A, DEGREE OF PROTECTION IP 64 | 10391 | TEM | 1 | MC | 63.603 | 1
1FT71085AF711MG0 | SIMOTICS S SYNCHRON. MOTOR 1FT7, M0=70NM (100K) NN=3000RPM, PN=6,28KW NATURAL AIR COOLING; FRAME SIZE IMB 5 (1FT6 COMPATIBLE) WITH KTY TEMPERATURE SENSOR POWER CONNECTOR ROTATABLE ABSOLUTE ENCODER ENDAT 2048 S/R (ENCODER A-2048) CONNECTOR ROTATABLE PLAIN SHAFT, W/O HOLDING BRAKE; ACC. TOLERANCE N VIBRATION SEVERITY GRADE A, DEGREE OF PROTECTION IP 64 | 9378 | TEM | 1 | MC | 59.104 | 1
1FT71085AF711MG1 | SIMOTICS S SYNCHRON. MOTOR 1FT7, M0=70NM (100K) NN=3000RPM, PN=6,28KW NATURAL AIR COOLING; FRAME SIZE IMB 5 (1FT6 COMPATIBLE) WITH KTY TEMPERATURE SENSOR POWER CONNECTOR ROTATABLE ABSOLUTE ENCODER ENDAT 2048 S/R (ENCODER A-2048) CONNECTOR ROTATABLE PLAIN SHAFT, W/O HOLDING BRAKE; ACC. TOLERANCE N VIBRATION SEVERITY GRADE A, DEGREE OF PROTECTION IP 65 | 9475 | TEM | 1 | MC | 59.104 | 1
1FT71085AF711MG2 | SIMOTICS S SYNCHRON. MOTOR 1FT7, M0=70NM (100K) NN=3000RPM, PN=6,28KW NATURAL AIR COOLING; FRAME SIZE IMB 5 (1FT6 COMPATIBLE) WITH KTY TEMPERATURE SENSOR POWER CONNECTOR ROTATABLE ABSOLUTE ENCODER ENDAT 2048 S/R (ENCODER A-2048) CONNECTOR ROTATABLE PLAIN SHAFT, W/O HOLDING BRAKE; ACC. TOLERANCE N VIBRATION SEVERITY GRADE A, DEGREE OF PROTECTION IP 67 | 9554 | TEM | 1 | MC | 59.104 | 1
1FT71085AF711MG4 | SIMOTICS S SYNCHRON. MOTOR 1FT7, M0=70NM (100K) NN=3000RPM, PN=6,28KW NATURAL AIR COOLING; FRAME SIZE IMB 5 (1FT6 COMPATIBLE) WITH KTY TEMPERATURE SENSOR POWER CONNECTOR ROTATABLE ABSOLUTE ENCODER ENDAT 2048 S/R (ENCODER A-2048) CONNECTOR ROTATABLE PLAIN SHAFT, W/O HOLDING BRAKE; ACC. TOLERANCE N VIBRATION SEVERITY GRADE A+R, DEGREE OF PROTECTION IP 65 | 9630 | TEM | 1 | MC | 59.104 | 1
1FT71085AF711MH0 | SIMOTICS S SYNCHRON. MOTOR 1FT7, M0=70NM (100K) NN=3000RPM, PN=6,28KW NATURAL AIR COOLING; FRAME SIZE IMB 5 (1FT6 COMPATIBLE) WITH KTY TEMPERATURE SENSOR POWER CONNECTOR ROTATABLE ABSOLUTE ENCODER ENDAT 2048 S/R (ENCODER A-2048) CONNECTOR ROTATABLE PLAIN SHAFT, WITH HOLDING BRAKE; ACCURACY TOLERANCE N VIBRATION SEVERITY GRADE A, DEGREE OF PROTECTION IP 64 | 10391 | TEM | 1 | MC | 63.603 | 1
1FT71085AF711MH1 | SIMOTICS S SYNCHRON. MOTOR 1FT7, M0=70NM (100K) NN=3000RPM, PN=6,28KW NATURAL AIR COOLING; FRAME SIZE IMB 5 (1FT6 COMPATIBLE) WITH KTY TEMPERATURE SENSOR POWER CONNECTOR ROTATABLE ABSOLUTE ENCODER ENDAT 2048 S/R (ENCODER A-2048) CONNECTOR ROTATABLE PLAIN SHAFT, WITH HOLDING BRAKE; ACCURACY TOLERANCE N VIBRATION SEVERITY GRADE A, DEGREE OF PROTECTION IP 65 | 10487 | TEM | 1 | MC | 63.603 | 1
1FT71085AF711MH2 | SIMOTICS S SYNCHRON. MOTOR 1FT7, M0=70NM (100K) NN=3000RPM, PN=6,28KW NATURAL AIR COOLING; FRAME SIZE IMB 5 (1FT6 COMPATIBLE) WITH KTY TEMPERATURE SENSOR POWER CONNECTOR ROTATABLE ABSOLUTE ENCODER ENDAT 2048 S/R (ENCODER A-2048) CONNECTOR ROTATABLE PLAIN SHAFT, WITH HOLDING BRAKE; ACCURACY TOLERANCE N VIBRATION SEVERITY GRADE A, DEGREE OF PROTECTION IP 67 | 10567 | TEM | 1 | MC | 63.603 | 1
1FT71085AF711ML0 | SIMOTICS S SYNCHRON. MOTOR 1FT7, M0=70NM (100K) NN=3000RPM, PN=6,28KW NATURAL AIR COOLING; FRAME SIZE IMB 5 (1FT6 COMPATIBLE) WITH KTY TEMPERATURE SENSOR POWER CONNECTOR ROTATABLE ABSOLUTE ENCODER ENDAT 2048 S/R (ENCODER A-2048) CONNECTOR ROTATABLE PLAIN SHAFT, WITH HOLDING BRAKE; ACCURACY TOLERANCE R VIBRATION SEVERITY GRADE A, DEGREE OF PROTECTION IP 64 | 10550 | TEM | 1 | MC | 63.603 | 1
1FT71085AF711ML1 | SIMOTICS S SYNCHRON. MOTOR 1FT7, M0=70NM (100K) NN=3000RPM, PN=6,28KW NATURAL AIR COOLING; FRAME SIZE IMB 5 (1FT6 COMPATIBLE) WITH KTY TEMPERATURE SENSOR POWER CONNECTOR ROTATABLE ABSOLUTE ENCODER ENDAT 2048 S/R (ENCODER A-2048) CONNECTOR ROTATABLE PLAIN SHAFT, WITH HOLDING BRAKE; ACCURACY TOLERANCE R VIBRATION SEVERITY GRADE A, DEGREE OF PROTECTION IP 65 | 10646 | TEM | 1 | MC | 63.603 | 1
1FT71085AF711NA0 | SIMOTICS S SYNCHRON. MOTOR 1FT7, M0=70NM (100K) NN=3000RPM, PN=6,28KW NATURAL AIR COOLING; FRAME SIZE IMB 5 (IM V1, IM V3) (1FT6 COMPATIBLE) WITH KTY TEMPERATURE SENSOR POWER CONNECTOR ROTATABLE INCREM. ENCODER SIN/COS 1VSS 2048 S/R (ENCODER I-2048) CONNECTOR ROTATABLE SHAFT WITH FITTED KEY; W/O HOLDING BRAKE; ACC. TOLERANCE N VIBRATION SEVERITY GRADE A, DEGREE OF PROTECTION IP 64 | 8624 | TEM | 1 | MC | 59.104 | 1
1FT71085AF711NB0 | SIMOTICS S SYNCHRON. MOTOR 1FT7, M0=70NM (100K) NN=3000RPM, PN=6,28KW NATURAL AIR COOLING; FRAME SIZE IMB 5 (IM V1, IM V3) (1FT6 COMPATIBLE) WITH KTY TEMPERATURE SENSOR POWER CONNECTOR ROTATABLE INCREM. ENCODER SIN/COS 1VSS 2048 S/R (ENCODER I-2048) CONNECTOR ROTATABLE SHAFT WITH FITTED KEY; WITH HOLDING BRAKE; ACC. TOLERANCE N VIBRATION SEVERITY GRADE A, DEGREE OF PROTECTION IP 64 | 9637 | TEM | 1 | MC | 63.603 | 1
1FT71085AF711NB1 | SIMOTICS S SYNCHRON. MOTOR 1FT7, M0=70NM (100K) NN=3000RPM, PN=6,28KW NATURAL AIR COOLING; FRAME SIZE IMB 5 (IM V1, IM V3) (1FT6 COMPATIBLE) WITH KTY TEMPERATURE SENSOR POWER CONNECTOR ROTATABLE INCREM. ENCODER SIN/COS 1VSS 2048 S/R (ENCODER I-2048) CONNECTOR ROTATABLE SHAFT WITH FITTED KEY; WITH HOLDING BRAKE; ACC. TOLERANCE N VIBRATION SEVERITY GRADE A, DEGREE OF PROTECTION IP 65 | 9733 | TEM | 1 | MC | 63.603 | 1
1FT71085AF711NG0 | SIMOTICS S SYNCHRON. MOTOR 1FT7, M0=70NM (100K) NN=3000RPM, PN=6,28KW NATURAL AIR COOLING; FRAME SIZE IMB 5 (IM V1, IM V3) (1FT6 COMPATIBLE) WITH KTY TEMPERATURE SENSOR POWER CONNECTOR ROTATABLE INCREM. ENCODER SIN/COS 1VSS 2048 S/R (ENCODER I-2048) CONNECTOR ROTATABLE PLAIN SHAFT, W/O HOLDING BRAKE; ACC. TOLERANCE N VIBRATION SEVERITY GRADE A, DEGREE OF PROTECTION IP 64 | 8624 | TEM | 1 | MC | 59.104 | 1
1FT71085AF711NG1 | SIMOTICS S SYNCHRON. MOTOR 1FT7, M0=70NM (100K) NN=3000RPM, PN=6,28KW NATURAL AIR COOLING; FRAME SIZE IMB 5 (IM V1, IM V3) (1FT6 COMPATIBLE) WITH KTY TEMPERATURE SENSOR POWER CONNECTOR ROTATABLE INCREM. ENCODER SIN/COS 1VSS 2048 S/R (ENCODER I-2048) CONNECTOR ROTATABLE PLAIN SHAFT, W/O HOLDING BRAKE; ACC. TOLERANCE N VIBRATION SEVERITY GRADE A, DEGREE OF PROTECTION IP 65 | 8721 | TEM | 1 | MC | 59.104 | 1
1FT71085AF711NG2 | SIMOTICS S SYNCHRON. MOTOR 1FT7, M0=70NM (100K) NN=3000RPM, PN=6,28KW NATURAL AIR COOLING; FRAME SIZE IMB 5 (IM V1, IM V3) (1FT6 COMPATIBLE) WITH KTY TEMPERATURE SENSOR POWER CONNECTOR ROTATABLE INCREM. ENCODER SIN/COS 1VSS 2048 S/R (ENCODER I-2048) CONNECTOR ROTATABLE PLAIN SHAFT, W/O HOLDING BRAKE; ACC. TOLERANCE N VIBRATION SEVERITY GRADE A, DEGREE OF PROTECTION IP 67 | 8800 | TEM | 1 | MC | 59.104 | 1
1FT71085AF711NG3 | SIMOTICS S SYNCHRON. MOTOR 1FT7, M0=70NM (100K) NN=3000RPM, PN=6,28KW NATURAL AIR COOLING; FRAME SIZE IMB 5 (IM V1, IM V3) (1FT6 COMPATIBLE) WITH KTY TEMPERATURE SENSOR POWER CONNECTOR ROTATABLE INCREM. ENCODER SIN/COS 1VSS 2048 S/R (ENCODER I-2048) CONNECTOR ROTATABLE PLAIN SHAFT, W/O HOLDING BRAKE; ACC. TOLERANCE N VIBRATION SEVERITY GRADE A+R, DEGREE OF PROTECTION IP 64 | 8779 | TEM | 1 | MC | 59.104 | 1
1FT71085AF711NH0 | SIMOTICS S SYNCHRON. MOTOR 1FT7, M0=70NM (100K) NN=3000RPM, PN=6,28KW NATURAL AIR COOLING; FRAME SIZE IMB 5 (IM V1, IM V3) (1FT6 COMPATIBLE) WITH KTY TEMPERATURE SENSOR POWER CONNECTOR ROTATABLE INCREM. ENCODER SIN/COS 1VSS 2048 S/R (ENCODER I-2048) CONNECTOR ROTATABLE PLAIN SHAFT, WITH HOLDING BRAKE; ACCURACY TOLERANCE N VIBRATION SEVERITY GRADE A, DEGREE OF PROTECTION IP 64 | 9637 | TEM | 1 | MC | 63.603 | 1
1FT71085AF711NH1 | SIMOTICS S SYNCHRON. MOTOR 1FT7, M0=70NM (100K) NN=3000RPM, PN=6,28KW NATURAL AIR COOLING; FRAME SIZE IMB 5 (IM V1, IM V3) (1FT6 COMPATIBLE) WITH KTY TEMPERATURE SENSOR POWER CONNECTOR ROTATABLE INCREM. ENCODER SIN/COS 1VSS 2048 S/R (ENCODER I-2048) CONNECTOR ROTATABLE PLAIN SHAFT, WITH HOLDING BRAKE; ACCURACY TOLERANCE N VIBRATION SEVERITY GRADE A, DEGREE OF PROTECTION IP 65 | 9733 | TEM | 1 | MC | 63.603 | 1
1FT71085AY711FG0 | SIMOTICS S SYNCHRONOUS MOTOR 1FT7, (100K) CUSTOMER SPECIFIC WINDING NATURAL AIR COOLING; FRAME SIZE IMB 5 (IM V1, IM V3) FLANGE 1 (1FT6 COMPATIBLE) POWER CONNECTOR ROTATABLE ABSOLUTE ENCODER 22 BITS MULTI TURN WITH DRIVE-CLIQ INTERFACE (ENCODER AM-22-DQ) CONNECTOR ROTATABLE PLAIN SHAFT, W/O HOLDING BRAKE; ACC. TOLERANCE N VIBRATION SEVERITY GRADE A, DEGREE OF PROTECTION IP 64 | 10019 | TEM | 1 | MC | 59 | 1
1FT71085AY717FG0 | SIMOTICS S SYNCHRONOUS MOTOR 1FT7, (100K) CUSTOMER SPECIFIC WINDING NATURAL AIR COOLING; FRAME SIZE IMB 5 (IM V1, IM V3) FLANGE 1 (1FT6 COMPATIBLE) FOR CONNECT. OF TERMINAL BOXAND SIGNAL CONNECTOR, TERMINALBOX AXIAL NON-DRIVE END ABSOLUTE ENCODER 22 BITS MULTI TURN WITH DRIVE-CLIQ INTERFACE (ENCODER AM-22-DQ) CONNECTOR ROTATABLE PLAIN SHAFT, W/O HOLDING BRAKE; ACC. TOLERANCE N VIBRATION SEVERITY GRADE A, DEGREE OF PROTECTION IP 64 | 10019 | TEM | 1 | MC | 59 | 1
1FT71085SC701BA0 | SIMOTICS S SYNCHRON. MOTOR 1FT7, M0=91NM (100K) NN=2000RPM, PN=15,30KW SEPARATE VENTILATION; FRAME SIZE IMB 5 (IM V1, IM V3) FLANGE 0 POWER CONNECTOR ROTATABLE ABSOLUTE VALUE ENCODER SINGLETURN 24 BIT WITH DRIVE-CLIQ INTERFACE (ENCODER AS24DQI) SHAFT WITH FITTED KEY; W/O HOLDING BRAKE; ACC. TOLERANCE N VIBRATION SEVERITY GRADE A, DEGREE OF PROTECTION IP 64 | 9606 | TEM | 1 | MC | 64.004 | 1
1FT71085SC701BA1 | SIMOTICS S SYNCHRON. MOTOR 1FT7, M0=91NM (100K) NN=2000RPM, PN=15,30KW SEPARATE VENTILATION; FRAME SIZE IMB 5 (IM V1, IM V3) FLANGE 0 POWER CONNECTOR ROTATABLE ABSOLUTE VALUE ENCODER SINGLETURN 24 BIT WITH DRIVE-CLIQ INTERFACE (ENCODER AS24DQI) SHAFT WITH FITTED KEY; W/O HOLDING BRAKE; ACC. TOLERANCE N VIBRATION SEVERITY GRADE A, DEGREE OF PROTECTION IP 65 | 9702 | TEM | 1 | MC | 64.004 | 1
1FT71085SC701BB1 | SIMOTICS S SYNCHRON. MOTOR 1FT7, M0=91NM (100K) NN=2000RPM, PN=15,30KW SEPARATE VENTILATION; FRAME SIZE IMB 5 (IM V1, IM V3) FLANGE 0 POWER CONNECTOR ROTATABLE ABSOLUTE VALUE ENCODER SINGLETURN 24 BIT WITH DRIVE-CLIQ INTERFACE (ENCODER AS24DQI) SHAFT WITH FITTED KEY; WITH HOLDING BRAKE; ACC. TOLERANCE N VIBRATION SEVERITY GRADE A, DEGREE OF PROTECTION IP 65 | 10715 | TEM | 1 | MC | 68.503 | 1
1FT71085SC701BG0 | SIMOTICS S SYNCHRON. MOTOR 1FT7, M0=91NM (100K) NN=2000RPM, PN=15,30KW SEPARATE VENTILATION; FRAME SIZE IMB 5 (IM V1, IM V3) FLANGE 0 POWER CONNECTOR ROTATABLE ABSOLUTE VALUE ENCODER SINGLETURN 24 BIT WITH DRIVE-CLIQ INTERFACE (ENCODER AS24DQI) PLAIN SHAFT, W/O HOLDING BRAKE; ACC. TOLERANCE N VIBRATION SEVERITY GRADE A, DEGREE OF PROTECTION IP 64 | 9606 | TEM | 1 | MC | 64.004 | 1
1FT71085SC701BG4 | SIMOTICS S SYNCHRON. MOTOR 1FT7, M0=91NM (100K) NN=2000RPM, PN=15,30KW SEPARATE VENTILATION; FRAME SIZE IMB 5 (IM V1, IM V3) FLANGE 0 POWER CONNECTOR ROTATABLE ABSOLUTE VALUE ENCODER SINGLETURN 24 BIT WITH DRIVE-CLIQ INTERFACE (ENCODER AS24DQI) PLAIN SHAFT, W/O HOLDING BRAKE; ACC. TOLERANCE N VIBRATION SEVERITY GRADE A+R, DEGREE OF PROTECTION IP 65 | 9858 | TEM | 1 | MC | 64.004 | 1
1FT71085SC701BH0 | SIMOTICS S SYNCHRON. MOTOR 1FT7, M0=91NM (100K) NN=2000RPM, PN=15,30KW SEPARATE VENTILATION; FRAME SIZE IMB 5 (IM V1, IM V3) FLANGE 0 POWER CONNECTOR ROTATABLE ABSOLUTE VALUE ENCODER SINGLETURN 24 BIT WITH DRIVE-CLIQ INTERFACE (ENCODER AS24DQI) PLAIN SHAFT, WITH HOLDING BRAKE; ACCURACY TOLERANCE N VIBRATION SEVERITY GRADE A, DEGREE OF PROTECTION IP 64 | 10619 | TEM | 1 | MC | 68.503 | 1
1FT71085SC701CA0 | SIMOTICS S SYNCHRON. MOTOR 1FT7, M0=91NM (100K) NN=2000RPM, PN=15,30KW SEPARATE VENTILATION; FRAME SIZE IMB 5 (IM V1, IM V3) FLANGE 0 POWER CONNECTOR ROTATABLE ABSOLUTE ENCODER 24 BITS + 12 BIT MULTITURN WITH DRIVE-CLIQ INTERFACE (ENCODER AM24DQI) SHAFT WITH FITTED KEY; W/O HOLDING BRAKE; ACC. TOLERANCE N VIBRATION SEVERITY GRADE A, DEGREE OF PROTECTION IP 64 | 10371 | TEM | 1 | MC | 64.104 | 1
1FT71085SC701CA1 | SIMOTICS S SYNCHRON. MOTOR 1FT7, M0=91NM (100K) NN=2000RPM, PN=15,30KW SEPARATE VENTILATION; FRAME SIZE IMB 5 (IM V1, IM V3) FLANGE 0 POWER CONNECTOR ROTATABLE ABSOLUTE ENCODER 24 BITS + 12 BIT MULTITURN WITH DRIVE-CLIQ INTERFACE (ENCODER AM24DQI) SHAFT WITH FITTED KEY; W/O HOLDING BRAKE; ACC. TOLERANCE N VIBRATION SEVERITY GRADE A, DEGREE OF PROTECTION IP 65 | 10467 | TEM | 1 | MC | 64.104 | 1
1FT71085SC701CB0 | SIMOTICS S SYNCHRON. MOTOR 1FT7, M0=91NM (100K) NN=2000RPM, PN=15,30KW SEPARATE VENTILATION; FRAME SIZE IMB 5 (IM V1, IM V3) FLANGE 0 POWER CONNECTOR ROTATABLE ABSOLUTE ENCODER 24 BITS + 12 BIT MULTITURN WITH DRIVE-CLIQ INTERFACE (ENCODER AM24DQI) SHAFT WITH FITTED KEY; WITH HOLDING BRAKE; ACC. TOLERANCE N VIBRATION SEVERITY GRADE A, DEGREE OF PROTECTION IP 64 | 11384 | TEM | 1 | MC | 68.603 | 1
1FT71085SC701CB1 | SIMOTICS S SYNCHRON. MOTOR 1FT7, M0=91NM (100K) NN=2000RPM, PN=15,30KW SEPARATE VENTILATION; FRAME SIZE IMB 5 (IM V1, IM V3) FLANGE 0 POWER CONNECTOR ROTATABLE ABSOLUTE ENCODER 24 BITS + 12 BIT MULTITURN WITH DRIVE-CLIQ INTERFACE (ENCODER AM24DQI) SHAFT WITH FITTED KEY; WITH HOLDING BRAKE; ACC. TOLERANCE N VIBRATION SEVERITY GRADE A, DEGREE OF PROTECTION IP 65 | 11480 | TEM | 1 | MC | 68.603 | 1
1FT71085SC701CB3 | SIMOTICS S SYNCHRON. MOTOR 1FT7, M0=91NM (100K) NN=2000RPM, PN=15,30KW SEPARATE VENTILATION; FRAME SIZE IMB 5 (IM V1, IM V3) FLANGE 0 POWER CONNECTOR ROTATABLE ABSOLUTE ENCODER 24 BITS + 12 BIT MULTITURN WITH DRIVE-CLIQ INTERFACE (ENCODER AM24DQI) SHAFT WITH FITTED KEY; WITH HOLDING BRAKE; ACC. TOLERANCE N VIBRATION SEVERITY GRADE A+R, DEGREE OF PROTECTION IP 64 | 11539 | TEM | 1 | MC | 68.603 | 1
1FT71085SC701CH0 | SIMOTICS S SYNCHRON. MOTOR 1FT7, M0=91NM (100K) NN=2000RPM, PN=15,30KW SEPARATE VENTILATION; FRAME SIZE IMB 5 (IM V1, IM V3) FLANGE 0 POWER CONNECTOR ROTATABLE ABSOLUTE ENCODER 24 BITS + 12 BIT MULTITURN WITH DRIVE-CLIQ INTERFACE (ENCODER AM24DQI) PLAIN SHAFT, WITH HOLDING BRAKE; ACCURACY TOLERANCE N VIBRATION SEVERITY GRADE A, DEGREE OF PROTECTION IP 64 | 11384 | TEM | 1 | MC | 68.603 | 1
1FT71085SC701CH1 | SIMOTICS S SYNCHRON. MOTOR 1FT7, M0=91NM (100K) NN=2000RPM, PN=15,30KW SEPARATE VENTILATION; FRAME SIZE IMB 5 (IM V1, IM V3) FLANGE 0 POWER CONNECTOR ROTATABLE ABSOLUTE ENCODER 24 BITS + 12 BIT MULTITURN WITH DRIVE-CLIQ INTERFACE (ENCODER AM24DQI) PLAIN SHAFT, WITH HOLDING BRAKE; ACCURACY TOLERANCE N VIBRATION SEVERITY GRADE A, DEGREE OF PROTECTION IP 65 | 11480 | TEM | 1 | MC | 68.603 | 1
1FT71085SC701CH4 | SIMOTICS S SYNCHRON. MOTOR 1FT7, M0=91NM (100K) NN=2000RPM, PN=15,30KW SEPARATE VENTILATION; FRAME SIZE IMB 5 (IM V1, IM V3) FLANGE 0 POWER CONNECTOR ROTATABLE ABSOLUTE ENCODER 24 BITS + 12 BIT MULTITURN WITH DRIVE-CLIQ INTERFACE (ENCODER AM24DQI) PLAIN SHAFT, WITH HOLDING BRAKE; ACCURACY TOLERANCE N VIBRATION SEVERITY GRADE A+R, DEGREE OF PROTECTION IP 65 | 11636 | TEM | 1 | MC | 68.603 | 1
1FT71085SC701CL1 | SIMOTICS S SYNCHRON. MOTOR 1FT7, M0=91NM (100K) NN=2000RPM, PN=15,30KW SEPARATE VENTILATION; FRAME SIZE IMB 5 (IM V1, IM V3) FLANGE 0 POWER CONNECTOR ROTATABLE ABSOLUTE ENCODER 24 BITS + 12 BIT MULTITURN WITH DRIVE-CLIQ INTERFACE (ENCODER AM24DQI) PLAIN SHAFT, WITH HOLDING BRAKE; ACCURACY TOLERANCE R VIBRATION SEVERITY GRADE A, DEGREE OF PROTECTION IP 65 | 11639 | TEM | 1 | MC | 68.603 | 1
1FT71085SC701NG3 | SIMOTICS S SYNCHRON. MOTOR 1FT7, M0=91NM (100K) NN=2000RPM, PN=15,30KW SEPARATE VENTILATION; FRAME SIZE IMB 5 (IM V1, IM V3) FLANGE (COMPACT) WITH KTY TEMPERATURE SENSOR POWER CONNECTOR ROTATABLE INCREM. ENCODER SIN/COS 1VSS 2048 S/R (ENCODER I-2048) CONNECTOR ROTATABLE PLAIN SHAFT, W/O HOLDING BRAKE; ACC. TOLERANCE N VIBRATION SEVERITY GRADE A+R, DEGREE OF PROTECTION IP 64 | 9420 | TEM | 1 | MC | 64.004 | 1
1FT71085SC701NH0 | SIMOTICS S SYNCHRON. MOTOR 1FT7, M0=91NM (100K) NN=2000RPM, PN=15,30KW SEPARATE VENTILATION; FRAME SIZE IMB 5 (IM V1, IM V3) FLANGE (COMPACT) WITH KTY TEMPERATURE SENSOR POWER CONNECTOR ROTATABLE INCREM. ENCODER SIN/COS 1VSS 2048 S/R (ENCODER I-2048) CONNECTOR ROTATABLE PLAIN SHAFT, WITH HOLDING BRAKE; ACCURACY TOLERANCE N VIBRATION SEVERITY GRADE A, DEGREE OF PROTECTION IP 64 | 10278 | TEM | 1 | MC | 68.503 | 1
1FT71085SC711BA0 | SIMOTICS S SYNCHRON. MOTOR 1FT7, M0=91NM (100K) NN=2000RPM, PN=15,30KW SEPARATE VENTILATION; FRAME SIZE IMB 5 (IM V1, IM V3) FLANGE 1 (1FT6 COMPATIBLE) POWER CONNECTOR ROTATABLE ABSOLUTE VALUE ENCODER SINGLETURN 24 BIT WITH DRIVE-CLIQ INTERFACE (ENCODER AS24DQI) SHAFT WITH FITTED KEY; W/O HOLDING BRAKE; ACC. TOLERANCE N VIBRATION SEVERITY GRADE A, DEGREE OF PROTECTION IP 64 | 9606 | TEM | 1 | MC | 64.004 | 1
1FT71085SC711BB0 | SIMOTICS S SYNCHRON. MOTOR 1FT7, M0=91NM (100K) NN=2000RPM, PN=15,30KW SEPARATE VENTILATION; FRAME SIZE IMB 5 (IM V1, IM V3) FLANGE 1 (1FT6 COMPATIBLE) POWER CONNECTOR ROTATABLE ABSOLUTE VALUE ENCODER SINGLETURN 24 BIT WITH DRIVE-CLIQ INTERFACE (ENCODER AS24DQI) SHAFT WITH FITTED KEY; WITH HOLDING BRAKE; ACC. TOLERANCE N VIBRATION SEVERITY GRADE A, DEGREE OF PROTECTION IP 64 | 10619 | TEM | 1 | MC | 68.503 | 1
1FT71085SC711BB3 | SIMOTICS S SYNCHRON. MOTOR 1FT7, M0=91NM (100K) NN=2000RPM, PN=15,30KW SEPARATE VENTILATION; FRAME SIZE IMB 5 (IM V1, IM V3) FLANGE 1 (1FT6 COMPATIBLE) POWER CONNECTOR ROTATABLE ABSOLUTE VALUE ENCODER SINGLETURN 24 BIT WITH DRIVE-CLIQ INTERFACE (ENCODER AS24DQI) SHAFT WITH FITTED KEY; WITH HOLDING BRAKE; ACC. TOLERANCE N VIBRATION SEVERITY GRADE A+R, DEGREE OF PROTECTION IP 64 | 10774 | TEM | 1 | MC | 68.503 | 1
1FT71085SC711BG0 | SIMOTICS S SYNCHRON. MOTOR 1FT7, M0=91NM (100K) NN=2000RPM, PN=15,30KW SEPARATE VENTILATION; FRAME SIZE IMB 5 (IM V1, IM V3) FLANGE 1 (1FT6 COMPATIBLE) POWER CONNECTOR ROTATABLE ABSOLUTE VALUE ENCODER SINGLETURN 24 BIT WITH DRIVE-CLIQ INTERFACE (ENCODER AS24DQI) PLAIN SHAFT, W/O HOLDING BRAKE; ACC. TOLERANCE N VIBRATION SEVERITY GRADE A, DEGREE OF PROTECTION IP 64 | 9606 | TEM | 1 | MC | 64.004 | 1
1FT71085SC711BG1 | SIMOTICS S SYNCHRON. MOTOR 1FT7, M0=91NM (100K) NN=2000RPM, PN=15,30KW SEPARATE VENTILATION; FRAME SIZE IMB 5 (IM V1, IM V3) FLANGE 1 (1FT6 COMPATIBLE) POWER CONNECTOR ROTATABLE ABSOLUTE VALUE ENCODER SINGLETURN 24 BIT WITH DRIVE-CLIQ INTERFACE (ENCODER AS24DQI) PLAIN SHAFT, W/O HOLDING BRAKE; ACC. TOLERANCE N VIBRATION SEVERITY GRADE A, DEGREE OF PROTECTION IP 65 | 9702 | TEM | 1 | MC | 64.004 | 1
1FT71085SC711BH0 | SIMOTICS S SYNCHRON. MOTOR 1FT7, M0=91NM (100K) NN=2000RPM, PN=15,30KW SEPARATE VENTILATION; FRAME SIZE IMB 5 (IM V1, IM V3) FLANGE 1 (1FT6 COMPATIBLE) POWER CONNECTOR ROTATABLE ABSOLUTE VALUE ENCODER SINGLETURN 24 BIT WITH DRIVE-CLIQ INTERFACE (ENCODER AS24DQI) PLAIN SHAFT, WITH HOLDING BRAKE; ACCURACY TOLERANCE N VIBRATION SEVERITY GRADE A, DEGREE OF PROTECTION IP 64 | 10619 | TEM | 1 | MC | 68.503 | 1
1FT71085SC711BH1 | SIMOTICS S SYNCHRON. MOTOR 1FT7, M0=91NM (100K) NN=2000RPM, PN=15,30KW SEPARATE VENTILATION; FRAME SIZE IMB 5 (IM V1, IM V3) FLANGE 1 (1FT6 COMPATIBLE) POWER CONNECTOR ROTATABLE ABSOLUTE VALUE ENCODER SINGLETURN 24 BIT WITH DRIVE-CLIQ INTERFACE (ENCODER AS24DQI) PLAIN SHAFT, WITH HOLDING BRAKE; ACCURACY TOLERANCE N VIBRATION SEVERITY GRADE A, DEGREE OF PROTECTION IP 65 | 10715 | TEM | 1 | MC | 68.503 | 1
1FT71085SC711CA0 | SIMOTICS S SYNCHRON. MOTOR 1FT7, M0=91NM (100K) NN=2000RPM, PN=15,30KW SEPARATE VENTILATION; FRAME SIZE IMB 5 (IM V1, IM V3) FLANGE 1 (1FT6 COMPATIBLE) POWER CONNECTOR ROTATABLE ABSOLUTE ENCODER 24 BITS + 12 BIT MULTITURN WITH DRIVE-CLIQ INTERFACE (ENCODER AM24DQI) SHAFT WITH FITTED KEY; W/O HOLDING BRAKE; ACC. TOLERANCE N VIBRATION SEVERITY GRADE A, DEGREE OF PROTECTION IP 64 | 10371 | TEM | 1 | MC | 64.104 | 1
1FT71085SC711CA1 | SIMOTICS S SYNCHRON. MOTOR 1FT7, M0=91NM (100K) NN=2000RPM, PN=15,30KW SEPARATE VENTILATION; FRAME SIZE IMB 5 (IM V1, IM V3) FLANGE 1 (1FT6 COMPATIBLE) POWER CONNECTOR ROTATABLE ABSOLUTE ENCODER 24 BITS + 12 BIT MULTITURN WITH DRIVE-CLIQ INTERFACE (ENCODER AM24DQI) SHAFT WITH FITTED KEY; W/O HOLDING BRAKE; ACC. TOLERANCE N VIBRATION SEVERITY GRADE A, DEGREE OF PROTECTION IP 65 | 10467 | TEM | 1 | MC | 64.104 | 1
1FT71085SC711CA4 | SIMOTICS S SYNCHRON. MOTOR 1FT7, M0=91NM (100K) NN=2000RPM, PN=15,30KW SEPARATE VENTILATION; FRAME SIZE IMB 5 (IM V1, IM V3) FLANGE 1 (1FT6 COMPATIBLE) POWER CONNECTOR ROTATABLE ABSOLUTE ENCODER 24 BITS + 12 BIT MULTITURN WITH DRIVE-CLIQ INTERFACE (ENCODER AM24DQI) SHAFT WITH FITTED KEY; W/O HOLDING BRAKE; ACC. TOLERANCE N VIBRATION SEVERITY GRADE A+R, DEGREE OF PROTECTION IP 65 | 10623 | TEM | 1 | MC | 64.104 | 1
1FT71085SC711CB0 | SIMOTICS S SYNCHRON. MOTOR 1FT7, M0=91NM (100K) NN=2000RPM, PN=15,30KW SEPARATE VENTILATION; FRAME SIZE IMB 5 (IM V1, IM V3) FLANGE 1 (1FT6 COMPATIBLE) POWER CONNECTOR ROTATABLE ABSOLUTE ENCODER 24 BITS + 12 BIT MULTITURN WITH DRIVE-CLIQ INTERFACE (ENCODER AM24DQI) SHAFT WITH FITTED KEY; WITH HOLDING BRAKE; ACC. TOLERANCE N VIBRATION SEVERITY GRADE A, DEGREE OF PROTECTION IP 64 | 11384 | TEM | 1 | MC | 68.603 | 1
1FT71085SC711CB1 | SIMOTICS S SYNCHRON. MOTOR 1FT7, M0=91NM (100K) NN=2000RPM, PN=15,30KW SEPARATE VENTILATION; FRAME SIZE IMB 5 (IM V1, IM V3) FLANGE 1 (1FT6 COMPATIBLE) POWER CONNECTOR ROTATABLE ABSOLUTE ENCODER 24 BITS + 12 BIT MULTITURN WITH DRIVE-CLIQ INTERFACE (ENCODER AM24DQI) SHAFT WITH FITTED KEY; WITH HOLDING BRAKE; ACC. TOLERANCE N VIBRATION SEVERITY GRADE A, DEGREE OF PROTECTION IP 65 | 11480 | TEM | 1 | MC | 68.603 | 1
1FT71085SC711CE0 | SIMOTICS S SYNCHRON. MOTOR 1FT7, M0=91NM (100K) NN=2000RPM, PN=15,30KW SEPARATE VENTILATION; FRAME SIZE IMB 5 (IM V1, IM V3) FLANGE 1 (1FT6 COMPATIBLE) POWER CONNECTOR ROTATABLE ABSOLUTE ENCODER 24 BITS + 12 BIT MULTITURN WITH DRIVE-CLIQ INTERFACE (ENCODER AM24DQI) SHAFT WITH FITTED KEY; WITH HOLDING BRAKE; ACC. TOLERANCE R VIBRATION SEVERITY GRADE A, DEGREE OF PROTECTION IP 64 | 11543 | TEM | 1 | MC | 68.603 | 1
1FT71085SC711CG0 | SIMOTICS S SYNCHRON. MOTOR 1FT7, M0=91NM (100K) NN=2000RPM, PN=15,30KW SEPARATE VENTILATION; FRAME SIZE IMB 5 (IM V1, IM V3) FLANGE 1 (1FT6 COMPATIBLE) POWER CONNECTOR ROTATABLE ABSOLUTE ENCODER 24 BITS + 12 BIT MULTITURN WITH DRIVE-CLIQ INTERFACE (ENCODER AM24DQI) PLAIN SHAFT, W/O HOLDING BRAKE; ACC. TOLERANCE N VIBRATION SEVERITY GRADE A, DEGREE OF PROTECTION IP 64 | 10371 | TEM | 1 | MC | 64.104 | 1
1FT71085SC711CG1 | SIMOTICS S SYNCHRON. MOTOR 1FT7, M0=91NM (100K) NN=2000RPM, PN=15,30KW SEPARATE VENTILATION; FRAME SIZE IMB 5 (IM V1, IM V3) FLANGE 1 (1FT6 COMPATIBLE) POWER CONNECTOR ROTATABLE ABSOLUTE ENCODER 24 BITS + 12 BIT MULTITURN WITH DRIVE-CLIQ INTERFACE (ENCODER AM24DQI) PLAIN SHAFT, W/O HOLDING BRAKE; ACC. TOLERANCE N VIBRATION SEVERITY GRADE A, DEGREE OF PROTECTION IP 65 | 10467 | TEM | 1 | MC | 64.104 | 1
1FT71085SC711CH0 | SIMOTICS S SYNCHRON. MOTOR 1FT7, M0=91NM (100K) NN=2000RPM, PN=15,30KW SEPARATE VENTILATION; FRAME SIZE IMB 5 (IM V1, IM V3) FLANGE 1 (1FT6 COMPATIBLE) POWER CONNECTOR ROTATABLE ABSOLUTE ENCODER 24 BITS + 12 BIT MULTITURN WITH DRIVE-CLIQ INTERFACE (ENCODER AM24DQI) PLAIN SHAFT, WITH HOLDING BRAKE; ACCURACY TOLERANCE N VIBRATION SEVERITY GRADE A, DEGREE OF PROTECTION IP 64 | 11384 | TEM | 1 | MC | 68.603 | 1
1FT71085SC711CH1 | SIMOTICS S SYNCHRON. MOTOR 1FT7, M0=91NM (100K) NN=2000RPM, PN=15,30KW SEPARATE VENTILATION; FRAME SIZE IMB 5 (IM V1, IM V3) FLANGE 1 (1FT6 COMPATIBLE) POWER CONNECTOR ROTATABLE ABSOLUTE ENCODER 24 BITS + 12 BIT MULTITURN WITH DRIVE-CLIQ INTERFACE (ENCODER AM24DQI) PLAIN SHAFT, WITH HOLDING BRAKE; ACCURACY TOLERANCE N VIBRATION SEVERITY GRADE A, DEGREE OF PROTECTION IP 65 | 11480 | TEM | 1 | MC | 68.603 | 1
1FT71085SC711CH4 | SIMOTICS S SYNCHRON. MOTOR 1FT7, M0=91NM (100K) NN=2000RPM, PN=15,30KW SEPARATE VENTILATION; FRAME SIZE IMB 5 (IM V1, IM V3) FLANGE 1 (1FT6 COMPATIBLE) POWER CONNECTOR ROTATABLE ABSOLUTE ENCODER 24 BITS + 12 BIT MULTITURN WITH DRIVE-CLIQ INTERFACE (ENCODER AM24DQI) PLAIN SHAFT, WITH HOLDING BRAKE; ACCURACY TOLERANCE N VIBRATION SEVERITY GRADE A+R, DEGREE OF PROTECTION IP 65 | 11636 | TEM | 1 | MC | 68.603 | 1
1FT71085SC711CK4 | SIMOTICS S SYNCHRON. MOTOR 1FT7, M0=91NM (100K) NN=2000RPM, PN=15,30KW SEPARATE VENTILATION; FRAME SIZE IMB 5 (IM V1, IM V3) FLANGE 1 (1FT6 COMPATIBLE) POWER CONNECTOR ROTATABLE ABSOLUTE ENCODER 24 BITS + 12 BIT MULTITURN WITH DRIVE-CLIQ INTERFACE (ENCODER AM24DQI) PLAIN SHAFT, W/O HOLDING BRAKE; ACC. TOLERANCE R VIBRATION SEVERITY GRADE A+R, DEGREE OF PROTECTION IP 65 | 10783 | TEM | 1 | MC | 64.104 | 1
1FT71085SC711MB1 | SIMOTICS S SYNCHRON. MOTOR 1FT7, M0=91NM (100K) NN=2000RPM, PN=15,30KW SEPARATE VENTILATION; FRAME SIZE IMB 5 (1FT6 COMPATIBLE) WITH KTY TEMPERATURE SENSOR POWER CONNECTOR ROTATABLE ABSOLUTE ENCODER ENDAT 2048 S/R (ENCODER A-2048) CONNECTOR ROTATABLE SHAFT WITH FITTED KEY; WITH HOLDING BRAKE; ACC. TOLERANCE N VIBRATION SEVERITY GRADE A, DEGREE OF PROTECTION IP 65 | 11129 | TEM | 1 | MC | 68.503 | 1
1FT71085SC711MG0 | SIMOTICS S SYNCHRON. MOTOR 1FT7, M0=91NM (100K) NN=2000RPM, PN=15,30KW SEPARATE VENTILATION; FRAME SIZE IMB 5 (1FT6 COMPATIBLE) WITH KTY TEMPERATURE SENSOR POWER CONNECTOR ROTATABLE ABSOLUTE ENCODER ENDAT 2048 S/R (ENCODER A-2048) CONNECTOR ROTATABLE PLAIN SHAFT, W/O HOLDING BRAKE; ACC. TOLERANCE N VIBRATION SEVERITY GRADE A, DEGREE OF PROTECTION IP 64 | 10020 | TEM | 1 | MC | 64.004 | 1
1FT71085SC711MG3 | SIMOTICS S SYNCHRON. MOTOR 1FT7, M0=91NM (100K) NN=2000RPM, PN=15,30KW SEPARATE VENTILATION; FRAME SIZE IMB 5 (1FT6 COMPATIBLE) WITH KTY TEMPERATURE SENSOR POWER CONNECTOR ROTATABLE ABSOLUTE ENCODER ENDAT 2048 S/R (ENCODER A-2048) CONNECTOR ROTATABLE PLAIN SHAFT, W/O HOLDING BRAKE; ACC. TOLERANCE N VIBRATION SEVERITY GRADE A+R, DEGREE OF PROTECTION IP 64 | 10174 | TEM | 1 | MC | 64.004 | 1
1FT71085SC711MK4 | SIMOTICS S SYNCHRON. MOTOR 1FT7, M0=91NM (100K) NN=2000RPM, PN=15,30KW SEPARATE VENTILATION; FRAME SIZE IMB 5 (1FT6 COMPATIBLE) WITH KTY TEMPERATURE SENSOR POWER CONNECTOR ROTATABLE ABSOLUTE ENCODER ENDAT 2048 S/R (ENCODER A-2048) CONNECTOR ROTATABLE PLAIN SHAFT, W/O HOLDING BRAKE; ACC. TOLERANCE R VIBRATION SEVERITY GRADE A+R, DEGREE OF PROTECTION IP 65 | 10431 | TEM | 1 | MC | 64.004 | 1
1FT71085SC711NA0 | SIMOTICS S SYNCHRON. MOTOR 1FT7, M0=91NM (100K) NN=2000RPM, PN=15,30KW SEPARATE VENTILATION; FRAME SIZE IMB 5 (IM V1, IM V3) (1FT6 COMPATIBLE) WITH KTY TEMPERATURE SENSOR POWER CONNECTOR ROTATABLE INCREM. ENCODER SIN/COS 1VSS 2048 S/R (ENCODER I-2048) CONNECTOR ROTATABLE SHAFT WITH FITTED KEY; W/O HOLDING BRAKE; ACC. TOLERANCE N VIBRATION SEVERITY GRADE A, DEGREE OF PROTECTION IP 64 | 9266 | TEM | 1 | MC | 64.004 | 1
1FT71085SC711NB3 | SIMOTICS S SYNCHRON. MOTOR 1FT7, M0=91NM (100K) NN=2000RPM, PN=15,30KW SEPARATE VENTILATION; FRAME SIZE IMB 5 (IM V1, IM V3) (1FT6 COMPATIBLE) WITH KTY TEMPERATURE SENSOR POWER CONNECTOR ROTATABLE INCREM. ENCODER SIN/COS 1VSS 2048 S/R (ENCODER I-2048) CONNECTOR ROTATABLE SHAFT WITH FITTED KEY; WITH HOLDING BRAKE; ACC. TOLERANCE N VIBRATION SEVERITY GRADE A+R, DEGREE OF PROTECTION IP 64 | 10433 | TEM | 1 | MC | 68.503 | 1
1FT71085SC711NE0 | SIMOTICS S SYNCHRON. MOTOR 1FT7, M0=91NM (100K) NN=2000RPM, PN=15,30KW SEPARATE VENTILATION; FRAME SIZE IMB 5 (IM V1, IM V3) (1FT6 COMPATIBLE) WITH KTY TEMPERATURE SENSOR POWER CONNECTOR ROTATABLE INCREM. ENCODER SIN/COS 1VSS 2048 S/R (ENCODER I-2048) CONNECTOR ROTATABLE SHAFT WITH FITTED KEY; WITH HOLDING BRAKE; ACC. TOLERANCE R VIBRATION SEVERITY GRADE A, DEGREE OF PROTECTION IP 64 | 10438 | TEM | 1 | MC | 68.503 | 1
1FT71085SC711NG1 | SIMOTICS S SYNCHRON. MOTOR 1FT7, M0=91NM (100K) NN=2000RPM, PN=15,30KW SEPARATE VENTILATION; FRAME SIZE IMB 5 (IM V1, IM V3) (1FT6 COMPATIBLE) WITH KTY TEMPERATURE SENSOR POWER CONNECTOR ROTATABLE INCREM. ENCODER SIN/COS 1VSS 2048 S/R (ENCODER I-2048) CONNECTOR ROTATABLE PLAIN SHAFT, W/O HOLDING BRAKE; ACC. TOLERANCE N VIBRATION SEVERITY GRADE A, DEGREE OF PROTECTION IP 65 | 9362 | TEM | 1 | MC | 64.004 | 1
1FT71085SC711NH0 | SIMOTICS S SYNCHRON. MOTOR 1FT7, M0=91NM (100K) NN=2000RPM, PN=15,30KW SEPARATE VENTILATION; FRAME SIZE IMB 5 (IM V1, IM V3) (1FT6 COMPATIBLE) WITH KTY TEMPERATURE SENSOR POWER CONNECTOR ROTATABLE INCREM. ENCODER SIN/COS 1VSS 2048 S/R (ENCODER I-2048) CONNECTOR ROTATABLE PLAIN SHAFT, WITH HOLDING BRAKE; ACCURACY TOLERANCE N VIBRATION SEVERITY GRADE A, DEGREE OF PROTECTION IP 64 | 10278 | TEM | 1 | MC | 68.503 | 1
1FT71085SC711NH1 | SIMOTICS S SYNCHRON. MOTOR 1FT7, M0=91NM (100K) NN=2000RPM, PN=15,30KW SEPARATE VENTILATION; FRAME SIZE IMB 5 (IM V1, IM V3) (1FT6 COMPATIBLE) WITH KTY TEMPERATURE SENSOR POWER CONNECTOR ROTATABLE INCREM. ENCODER SIN/COS 1VSS 2048 S/R (ENCODER I-2048) CONNECTOR ROTATABLE PLAIN SHAFT, WITH HOLDING BRAKE; ACCURACY TOLERANCE N VIBRATION SEVERITY GRADE A, DEGREE OF PROTECTION IP 65 | 10375 | TEM | 1 | MC | 68.503 | 1
1FT71085SC711NH3 | SIMOTICS S SYNCHRON. MOTOR 1FT7, M0=91NM (100K) NN=2000RPM, PN=15,30KW SEPARATE VENTILATION; FRAME SIZE IMB 5 (IM V1, IM V3) (1FT6 COMPATIBLE) WITH KTY TEMPERATURE SENSOR POWER CONNECTOR ROTATABLE INCREM. ENCODER SIN/COS 1VSS 2048 S/R (ENCODER I-2048) CONNECTOR ROTATABLE PLAIN SHAFT, WITH HOLDING BRAKE; ACCURACY TOLERANCE N VIBRATION SEVERITY GRADE A+R, DEGREE OF PROTECTION IP 64 | 10433 | TEM | 1 | MC | 68.503 | 1
1FT71085SC711NK0 | SIMOTICS S SYNCHRON. MOTOR 1FT7, M0=91NM (100K) NN=2000RPM, PN=15,30KW SEPARATE VENTILATION; FRAME SIZE IMB 5 (IM V1, IM V3) (1FT6 COMPATIBLE) WITH KTY TEMPERATURE SENSOR POWER CONNECTOR ROTATABLE INCREM. ENCODER SIN/COS 1VSS 2048 S/R (ENCODER I-2048) CONNECTOR ROTATABLE PLAIN SHAFT, W/O HOLDING BRAKE; ACC. TOLERANCE R VIBRATION SEVERITY GRADE A, DEGREE OF PROTECTION IP 64 | 9425 | TEM | 1 | MC | 64.004 | 1
1FT71085SC717CB0 | SIMOTICS S SYNCHRON. MOTOR 1FT7, M0=91NM (100K) NN=2000RPM, PN=15,30KW SEPARATE VENTILATION; FRAME SIZE IMB 5 (IM V1, IM V3) FLANGE 1 (1FT6 COMPATIBLE) FOR CONNECT. OF TERMINAL BOXAND SIGNAL CONNECTOR, TERMINALBOX AXIAL NON-DRIVE END ABSOLUTE ENCODER 24 BITS + 12 BIT MULTITURN WITH DRIVE-CLIQ INTERFACE (ENCODER AM24DQI) SHAFT WITH FITTED KEY; WITH HOLDING BRAKE; ACC. TOLERANCE N VIBRATION SEVERITY GRADE A, DEGREE OF PROTECTION IP 64 | 11384 | TEM | 1 | MC | 69.102 | 1
1FT71085SC717CH1 | SIMOTICS S SYNCHRON. MOTOR 1FT7, M0=91NM (100K) NN=2000RPM, PN=15,30KW SEPARATE VENTILATION; FRAME SIZE IMB 5 (IM V1, IM V3) FLANGE 1 (1FT6 COMPATIBLE) FOR CONNECT. OF TERMINAL BOXAND SIGNAL CONNECTOR, TERMINALBOX AXIAL NON-DRIVE END ABSOLUTE ENCODER 24 BITS + 12 BIT MULTITURN WITH DRIVE-CLIQ INTERFACE (ENCODER AM24DQI) PLAIN SHAFT, WITH HOLDING BRAKE; ACCURACY TOLERANCE N VIBRATION SEVERITY GRADE A, DEGREE OF PROTECTION IP 65 | 11480 | TEM | 1 | MC | 69.102 | 1
1FT71085SF701BA0 | SIMOTICS S SYNCHRON. MOTOR 1FT7, M0=91NM (100K) NN=3000RPM, PN=18,80KW SEPARATE VENTILATION; FRAME SIZE IMB 5 (IM V1, IM V3) FLANGE 0 POWER CONNECTOR OUTGOING CONNECTOR DIRECTIONTRAVERSE RIGHT ABSOLUTE VALUE ENCODER SINGLETURN 24 BIT WITH DRIVE-CLIQ INTERFACE (ENCODER AS24DQI) SHAFT WITH FITTED KEY; W/O HOLDING BRAKE; ACC. TOLERANCE N VIBRATION SEVERITY GRADE A, DEGREE OF PROTECTION IP 64 | 9606 | TEM | 1 | MC | 64.004 | 1
1FT71085SF701BA1 | SIMOTICS S SYNCHRON. MOTOR 1FT7, M0=91NM (100K) NN=3000RPM, PN=18,80KW SEPARATE VENTILATION; FRAME SIZE IMB 5 (IM V1, IM V3) FLANGE 0 POWER CONNECTOR OUTGOING CONNECTOR DIRECTIONTRAVERSE RIGHT ABSOLUTE VALUE ENCODER SINGLETURN 24 BIT WITH DRIVE-CLIQ INTERFACE (ENCODER AS24DQI) SHAFT WITH FITTED KEY; W/O HOLDING BRAKE; ACC. TOLERANCE N VIBRATION SEVERITY GRADE A, DEGREE OF PROTECTION IP 65 | 9702 | TEM | 1 | MC | 64.004 | 1
1FT71085SF701BB3 | SIMOTICS S SYNCHRON. MOTOR 1FT7, M0=91NM (100K) NN=3000RPM, PN=18,80KW SEPARATE VENTILATION; FRAME SIZE IMB 5 (IM V1, IM V3) FLANGE 0 POWER CONNECTOR OUTGOING CONNECTOR DIRECTIONTRAVERSE RIGHT ABSOLUTE VALUE ENCODER SINGLETURN 24 BIT WITH DRIVE-CLIQ INTERFACE (ENCODER AS24DQI) SHAFT WITH FITTED KEY; WITH HOLDING BRAKE; ACC. TOLERANCE N VIBRATION SEVERITY GRADE A+R, DEGREE OF PROTECTION IP 64 | 10774 | TEM | 1 | MC | 68.503 | 1
1FT71085SF701CA3 | SIMOTICS S SYNCHRON. MOTOR 1FT7, M0=91NM (100K) NN=3000RPM, PN=18,80KW SEPARATE VENTILATION; FRAME SIZE IMB 5 (IM V1, IM V3) FLANGE 0 POWER CONNECTOR OUTGOING CONNECTOR DIRECTIONTRAVERSE RIGHT ABSOLUTE ENCODER 24 BITS + 12 BIT MULTITURN WITH DRIVE-CLIQ INTERFACE (ENCODER AM24DQI) SHAFT WITH FITTED KEY; W/O HOLDING BRAKE; ACC. TOLERANCE N VIBRATION SEVERITY GRADE A+R, DEGREE OF PROTECTION IP 64 | 10526 | TEM | 1 | MC | 64.104 | 1
1FT71085SF701CG0 | SIMOTICS S SYNCHRON. MOTOR 1FT7, M0=91NM (100K) NN=3000RPM, PN=18,80KW SEPARATE VENTILATION; FRAME SIZE IMB 5 (IM V1, IM V3) FLANGE 0 POWER CONNECTOR OUTGOING CONNECTOR DIRECTIONTRAVERSE RIGHT ABSOLUTE ENCODER 24 BITS + 12 BIT MULTITURN WITH DRIVE-CLIQ INTERFACE (ENCODER AM24DQI) PLAIN SHAFT, W/O HOLDING BRAKE; ACC. TOLERANCE N VIBRATION SEVERITY GRADE A, DEGREE OF PROTECTION IP 64 | 10371 | TEM | 1 | MC | 64.104 | 1
1FT71085SF701CG1 | SIMOTICS S SYNCHRON. MOTOR 1FT7, M0=91NM (100K) NN=3000RPM, PN=18,80KW SEPARATE VENTILATION; FRAME SIZE IMB 5 (IM V1, IM V3) FLANGE 0 POWER CONNECTOR OUTGOING CONNECTOR DIRECTIONTRAVERSE RIGHT ABSOLUTE ENCODER 24 BITS + 12 BIT MULTITURN WITH DRIVE-CLIQ INTERFACE (ENCODER AM24DQI) PLAIN SHAFT, W/O HOLDING BRAKE; ACC. TOLERANCE N VIBRATION SEVERITY GRADE A, DEGREE OF PROTECTION IP 65 | 10467 | TEM | 1 | MC | 64.104 | 1
1FT71085SF701CH0 | SIMOTICS S SYNCHRON. MOTOR 1FT7, M0=91NM (100K) NN=3000RPM, PN=18,80KW SEPARATE VENTILATION; FRAME SIZE IMB 5 (IM V1, IM V3) FLANGE 0 POWER CONNECTOR OUTGOING CONNECTOR DIRECTIONTRAVERSE RIGHT ABSOLUTE ENCODER 24 BITS + 12 BIT MULTITURN WITH DRIVE-CLIQ INTERFACE (ENCODER AM24DQI) PLAIN SHAFT, WITH HOLDING BRAKE; ACCURACY TOLERANCE N VIBRATION SEVERITY GRADE A, DEGREE OF PROTECTION IP 64 | 11384 | TEM | 1 | MC | 68.603 | 1
1FT71085SF701NA0 | SIMOTICS S SYNCHRON. MOTOR 1FT7, M0=91NM (100K) NN=3000RPM, PN=18,80KW SEPARATE VENTILATION; FRAME SIZE IMB 5 (IM V1, IM V3) FLANGE (COMPACT) WITH KTY TEMPERATURE SENSOR POWER CONNECTOR OUTGOING CONNECTOR DIRECTIONTRAVERSE RIGHT INCREM. ENCODER SIN/COS 1VSS 2048 S/R (ENCODER I-2048) CONNECTOR ROTATABLE SHAFT WITH FITTED KEY; W/O HOLDING BRAKE; ACC. TOLERANCE N VIBRATION SEVERITY GRADE A, DEGREE OF PROTECTION IP 64 | 9266 | TEM | 1 | MC | 64.004 | 1
1FT71085SF701NE0 | SIMOTICS S SYNCHRON. MOTOR 1FT7, M0=91NM (100K) NN=3000RPM, PN=18,80KW SEPARATE VENTILATION; FRAME SIZE IMB 5 (IM V1, IM V3) FLANGE (COMPACT) WITH KTY TEMPERATURE SENSOR POWER CONNECTOR OUTGOING CONNECTOR DIRECTIONTRAVERSE RIGHT INCREM. ENCODER SIN/COS 1VSS 2048 S/R (ENCODER I-2048) CONNECTOR ROTATABLE SHAFT WITH FITTED KEY; WITH HOLDING BRAKE; ACC. TOLERANCE R VIBRATION SEVERITY GRADE A, DEGREE OF PROTECTION IP 64 | 10438 | TEM | 1 | MC | 68.503 | 1
1FT71085SF701NG0 | SIMOTICS S SYNCHRON. MOTOR 1FT7, M0=91NM (100K) NN=3000RPM, PN=18,80KW SEPARATE VENTILATION; FRAME SIZE IMB 5 (IM V1, IM V3) FLANGE (COMPACT) WITH KTY TEMPERATURE SENSOR POWER CONNECTOR OUTGOING CONNECTOR DIRECTIONTRAVERSE RIGHT INCREM. ENCODER SIN/COS 1VSS 2048 S/R (ENCODER I-2048) CONNECTOR ROTATABLE PLAIN SHAFT, W/O HOLDING BRAKE; ACC. TOLERANCE N VIBRATION SEVERITY GRADE A, DEGREE OF PROTECTION IP 64 | 9266 | TEM | 1 | MC | 64.004 | 1
1FT71085SF702CH0 | SIMOTICS S SYNCHRON. MOTOR 1FT7, M0=91NM (100K) NN=3000RPM, PN=18,80KW SEPARATE VENTILATION; FRAME SIZE IMB 5 (IM V1, IM V3) FLANGE 0 POWER CONNECTOR OUTGOING CONNECTOR DIRECTIONTRAVERSE LEFT ABSOLUTE ENCODER 24 BITS + 12 BIT MULTITURN WITH DRIVE-CLIQ INTERFACE (ENCODER AM24DQI) PLAIN SHAFT, WITH HOLDING BRAKE; ACCURACY TOLERANCE N VIBRATION SEVERITY GRADE A, DEGREE OF PROTECTION IP 64 | 11384 | TEM | 1 | MC | 68.603 | 1
1FT71085SF703BA0 | SIMOTICS S SYNCHRON. MOTOR 1FT7, M0=91NM (100K) NN=3000RPM, PN=18,80KW SEPARATE VENTILATION; FRAME SIZE IMB 5 (IM V1, IM V3) FLANGE 0 POWER CONNECTOR OUTGOING CONNECTOR DIRECTIONAXIAL NON-DRIVE END ABSOLUTE VALUE ENCODER SINGLETURN 24 BIT WITH DRIVE-CLIQ INTERFACE (ENCODER AS24DQI) SHAFT WITH FITTED KEY; W/O HOLDING BRAKE; ACC. TOLERANCE N VIBRATION SEVERITY GRADE A, DEGREE OF PROTECTION IP 64 | 9606 | TEM | 1 | MC | 64.004 | 1
1FT71085SF703BA1 | SIMOTICS S SYNCHRON. MOTOR 1FT7, M0=91NM (100K) NN=3000RPM, PN=18,80KW SEPARATE VENTILATION; FRAME SIZE IMB 5 (IM V1, IM V3) FLANGE 0 POWER CONNECTOR OUTGOING CONNECTOR DIRECTIONAXIAL NON-DRIVE END ABSOLUTE VALUE ENCODER SINGLETURN 24 BIT WITH DRIVE-CLIQ INTERFACE (ENCODER AS24DQI) SHAFT WITH FITTED KEY; W/O HOLDING BRAKE; ACC. TOLERANCE N VIBRATION SEVERITY GRADE A, DEGREE OF PROTECTION IP 65 | 9702 | TEM | 1 | MC | 64.004 | 1
1FT71085SF703BB0 | SIMOTICS S SYNCHRON. MOTOR 1FT7, M0=91NM (100K) NN=3000RPM, PN=18,80KW SEPARATE VENTILATION; FRAME SIZE IMB 5 (IM V1, IM V3) FLANGE 0 POWER CONNECTOR OUTGOING CONNECTOR DIRECTIONAXIAL NON-DRIVE END ABSOLUTE VALUE ENCODER SINGLETURN 24 BIT WITH DRIVE-CLIQ INTERFACE (ENCODER AS24DQI) SHAFT WITH FITTED KEY; WITH HOLDING BRAKE; ACC. TOLERANCE N VIBRATION SEVERITY GRADE A, DEGREE OF PROTECTION IP 64 | 10619 | TEM | 1 | MC | 68.503 | 1
1FT71085SF703BB1 | SIMOTICS S SYNCHRON. MOTOR 1FT7, M0=91NM (100K) NN=3000RPM, PN=18,80KW SEPARATE VENTILATION; FRAME SIZE IMB 5 (IM V1, IM V3) FLANGE 0 POWER CONNECTOR OUTGOING CONNECTOR DIRECTIONAXIAL NON-DRIVE END ABSOLUTE VALUE ENCODER SINGLETURN 24 BIT WITH DRIVE-CLIQ INTERFACE (ENCODER AS24DQI) SHAFT WITH FITTED KEY; WITH HOLDING BRAKE; ACC. TOLERANCE N VIBRATION SEVERITY GRADE A, DEGREE OF PROTECTION IP 65 | 10715 | TEM | 1 | MC | 68.503 | 1
1FT71085SF703BH0 | SIMOTICS S SYNCHRON. MOTOR 1FT7, M0=91NM (100K) NN=3000RPM, PN=18,80KW SEPARATE VENTILATION; FRAME SIZE IMB 5 (IM V1, IM V3) FLANGE 0 POWER CONNECTOR OUTGOING CONNECTOR DIRECTIONAXIAL NON-DRIVE END ABSOLUTE VALUE ENCODER SINGLETURN 24 BIT WITH DRIVE-CLIQ INTERFACE (ENCODER AS24DQI) PLAIN SHAFT, WITH HOLDING BRAKE; ACCURACY TOLERANCE N VIBRATION SEVERITY GRADE A, DEGREE OF PROTECTION IP 64 | 10619 | TEM | 1 | MC | 68.503 | 1
1FT71085SF703BH1 | SIMOTICS S SYNCHRON. MOTOR 1FT7, M0=91NM (100K) NN=3000RPM, PN=18,80KW SEPARATE VENTILATION; FRAME SIZE IMB 5 (IM V1, IM V3) FLANGE 0 POWER CONNECTOR OUTGOING CONNECTOR DIRECTIONAXIAL NON-DRIVE END ABSOLUTE VALUE ENCODER SINGLETURN 24 BIT WITH DRIVE-CLIQ INTERFACE (ENCODER AS24DQI) PLAIN SHAFT, WITH HOLDING BRAKE; ACCURACY TOLERANCE N VIBRATION SEVERITY GRADE A, DEGREE OF PROTECTION IP 65 | 10715 | TEM | 1 | MC | 68.503 | 1
1FT71085SF703CA0 | SIMOTICS S SYNCHRON. MOTOR 1FT7, M0=91NM (100K) NN=3000RPM, PN=18,80KW SEPARATE VENTILATION; FRAME SIZE IMB 5 (IM V1, IM V3) FLANGE 0 POWER CONNECTOR OUTGOING CONNECTOR DIRECTIONAXIAL NON-DRIVE END ABSOLUTE ENCODER 24 BITS + 12 BIT MULTITURN WITH DRIVE-CLIQ INTERFACE (ENCODER AM24DQI) SHAFT WITH FITTED KEY; W/O HOLDING BRAKE; ACC. TOLERANCE N VIBRATION SEVERITY GRADE A, DEGREE OF PROTECTION IP 64 | 10371 | TEM | 1 | MC | 64.104 | 1
1FT71085SF703CB0 | SIMOTICS S SYNCHRON. MOTOR 1FT7, M0=91NM (100K) NN=3000RPM, PN=18,80KW SEPARATE VENTILATION; FRAME SIZE IMB 5 (IM V1, IM V3) FLANGE 0 POWER CONNECTOR OUTGOING CONNECTOR DIRECTIONAXIAL NON-DRIVE END ABSOLUTE ENCODER 24 BITS + 12 BIT MULTITURN WITH DRIVE-CLIQ INTERFACE (ENCODER AM24DQI) SHAFT WITH FITTED KEY; WITH HOLDING BRAKE; ACC. TOLERANCE N VIBRATION SEVERITY GRADE A, DEGREE OF PROTECTION IP 64 | 11384 | TEM | 1 | MC | 68.603 | 1
1FT71085SF703CG0 | SIMOTICS S SYNCHRON. MOTOR 1FT7, M0=91NM (100K) NN=3000RPM, PN=18,80KW SEPARATE VENTILATION; FRAME SIZE IMB 5 (IM V1, IM V3) FLANGE 0 POWER CONNECTOR OUTGOING CONNECTOR DIRECTIONAXIAL NON-DRIVE END ABSOLUTE ENCODER 24 BITS + 12 BIT MULTITURN WITH DRIVE-CLIQ INTERFACE (ENCODER AM24DQI) PLAIN SHAFT, W/O HOLDING BRAKE; ACC. TOLERANCE N VIBRATION SEVERITY GRADE A, DEGREE OF PROTECTION IP 64 | 10371 | TEM | 1 | MC | 64.104 | 1
1FT71085SF703CG1 | SIMOTICS S SYNCHRON. MOTOR 1FT7, M0=91NM (100K) NN=3000RPM, PN=18,80KW SEPARATE VENTILATION; FRAME SIZE IMB 5 (IM V1, IM V3) FLANGE 0 POWER CONNECTOR OUTGOING CONNECTOR DIRECTIONAXIAL NON-DRIVE END ABSOLUTE ENCODER 24 BITS + 12 BIT MULTITURN WITH DRIVE-CLIQ INTERFACE (ENCODER AM24DQI) PLAIN SHAFT, W/O HOLDING BRAKE; ACC. TOLERANCE N VIBRATION SEVERITY GRADE A, DEGREE OF PROTECTION IP 65 | 10467 | TEM | 1 | MC | 64.104 | 1
1FT71085SF703CH0 | SIMOTICS S SYNCHRON. MOTOR 1FT7, M0=91NM (100K) NN=3000RPM, PN=18,80KW SEPARATE VENTILATION; FRAME SIZE IMB 5 (IM V1, IM V3) FLANGE 0 POWER CONNECTOR OUTGOING CONNECTOR DIRECTIONAXIAL NON-DRIVE END ABSOLUTE ENCODER 24 BITS + 12 BIT MULTITURN WITH DRIVE-CLIQ INTERFACE (ENCODER AM24DQI) PLAIN SHAFT, WITH HOLDING BRAKE; ACCURACY TOLERANCE N VIBRATION SEVERITY GRADE A, DEGREE OF PROTECTION IP 64 | 11384 | TEM | 1 | MC | 68.603 | 1
1FT71085SF703CH1 | SIMOTICS S SYNCHRON. MOTOR 1FT7, M0=91NM (100K) NN=3000RPM, PN=18,80KW SEPARATE VENTILATION; FRAME SIZE IMB 5 (IM V1, IM V3) FLANGE 0 POWER CONNECTOR OUTGOING CONNECTOR DIRECTIONAXIAL NON-DRIVE END ABSOLUTE ENCODER 24 BITS + 12 BIT MULTITURN WITH DRIVE-CLIQ INTERFACE (ENCODER AM24DQI) PLAIN SHAFT, WITH HOLDING BRAKE; ACCURACY TOLERANCE N VIBRATION SEVERITY GRADE A, DEGREE OF PROTECTION IP 65 | 11480 | TEM | 1 | MC | 68.603 | 1
1FT71085SF703MB0 | SIMOTICS S SYNCHRON. MOTOR 1FT7, M0=91NM (100K) NN=3000RPM, PN=18,80KW SEPARATE VENTILATION; FRAME SIZE IMB 5 (IM V1, IM V3) FLANGE (COMPACT) WITH KTY TEMPERATURE SENSOR POWER CONNECTOR OUTGOING CONNECTOR DIRECTIONAXIAL NON-DRIVE END ABSOLUTE ENCODER ENDAT 2048 S/R (ENCODER A-2048) CONNECTOR ROTATABLE SHAFT WITH FITTED KEY; WITH HOLDING BRAKE; ACC. TOLERANCE N VIBRATION SEVERITY GRADE A, DEGREE OF PROTECTION IP 64 | 11032 | TEM | 1 | MC | 68.503 | 1
1FT71085SF703MK3 | SIMOTICS S SYNCHRON. MOTOR 1FT7, M0=91NM (100K) NN=3000RPM, PN=18,80KW SEPARATE VENTILATION; FRAME SIZE IMB 5 (IM V1, IM V3) FLANGE (COMPACT) WITH KTY TEMPERATURE SENSOR POWER CONNECTOR OUTGOING CONNECTOR DIRECTIONAXIAL NON-DRIVE END ABSOLUTE ENCODER ENDAT 2048 S/R (ENCODER A-2048) CONNECTOR ROTATABLE PLAIN SHAFT, W/O HOLDING BRAKE; ACC. TOLERANCE R VIBRATION SEVERITY GRADE A+R, DEGREE OF PROTECTION IP 64 | 10334 | TEM | 1 | MC | 64.004 | 1
1FT71085SF703NB3 | SIMOTICS S SYNCHRON. MOTOR 1FT7, M0=91NM (100K) NN=3000RPM, PN=18,80KW SEPARATE VENTILATION; FRAME SIZE IMB 5 (IM V1, IM V3) FLANGE (COMPACT) WITH KTY TEMPERATURE SENSOR POWER CONNECTOR OUTGOING CONNECTOR DIRECTIONAXIAL NON-DRIVE END INCREM. ENCODER SIN/COS 1VSS 2048 S/R (ENCODER I-2048) CONNECTOR ROTATABLE SHAFT WITH FITTED KEY; WITH HOLDING BRAKE; ACC. TOLERANCE N VIBRATION SEVERITY GRADE A+R, DEGREE OF PROTECTION IP 64 | 10433 | TEM | 1 | MC | 68.503 | 1
1FT71085SF703NK3 | SIMOTICS S SYNCHRON. MOTOR 1FT7, M0=91NM (100K) NN=3000RPM, PN=18,80KW SEPARATE VENTILATION; FRAME SIZE IMB 5 (IM V1, IM V3) FLANGE (COMPACT) WITH KTY TEMPERATURE SENSOR POWER CONNECTOR OUTGOING CONNECTOR DIRECTIONAXIAL NON-DRIVE END INCREM. ENCODER SIN/COS 1VSS 2048 S/R (ENCODER I-2048) CONNECTOR ROTATABLE PLAIN SHAFT, W/O HOLDING BRAKE; ACC. TOLERANCE R VIBRATION SEVERITY GRADE A+R, DEGREE OF PROTECTION IP 64 | 9580 | TEM | 1 | MC | 64.004 | 1
1FT71085SF704BB0 | SIMOTICS S SYNCHRON. MOTOR 1FT7, M0=91NM (100K) NN=3000RPM, PN=18,80KW SEPARATE VENTILATION; FRAME SIZE IMB 5 (IM V1, IM V3) FLANGE 0 POWER CONNECTOR OUTGOING CONNECTOR DIRECTIONAXIAL DRIVE END ABSOLUTE VALUE ENCODER SINGLETURN 24 BIT WITH DRIVE-CLIQ INTERFACE (ENCODER AS24DQI) SHAFT WITH FITTED KEY; WITH HOLDING BRAKE; ACC. TOLERANCE N VIBRATION SEVERITY GRADE A, DEGREE OF PROTECTION IP 64 | 10619 | TEM | 1 | MC | 68.503 | 1
1FT71085SF704CA0 | SIMOTICS S SYNCHRON. MOTOR 1FT7, M0=91NM (100K) NN=3000RPM, PN=18,80KW SEPARATE VENTILATION; FRAME SIZE IMB 5 (IM V1, IM V3) FLANGE 0 POWER CONNECTOR OUTGOING CONNECTOR DIRECTIONAXIAL DRIVE END ABSOLUTE ENCODER 24 BITS + 12 BIT MULTITURN WITH DRIVE-CLIQ INTERFACE (ENCODER AM24DQI) SHAFT WITH FITTED KEY; W/O HOLDING BRAKE; ACC. TOLERANCE N VIBRATION SEVERITY GRADE A, DEGREE OF PROTECTION IP 64 | 10371 | TEM | 1 | MC | 64.104 | 1
1FT71085SF704CB0 | SIMOTICS S SYNCHRON. MOTOR 1FT7, M0=91NM (100K) NN=3000RPM, PN=18,80KW SEPARATE VENTILATION; FRAME SIZE IMB 5 (IM V1, IM V3) FLANGE 0 POWER CONNECTOR OUTGOING CONNECTOR DIRECTIONAXIAL DRIVE END ABSOLUTE ENCODER 24 BITS + 12 BIT MULTITURN WITH DRIVE-CLIQ INTERFACE (ENCODER AM24DQI) SHAFT WITH FITTED KEY; WITH HOLDING BRAKE; ACC. TOLERANCE N VIBRATION SEVERITY GRADE A, DEGREE OF PROTECTION IP 64 | 11384 | TEM | 1 | MC | 68.603 | 1
1FT71085SF704CG1 | SIMOTICS S SYNCHRON. MOTOR 1FT7, M0=91NM (100K) NN=3000RPM, PN=18,80KW SEPARATE VENTILATION; FRAME SIZE IMB 5 (IM V1, IM V3) FLANGE 0 POWER CONNECTOR OUTGOING CONNECTOR DIRECTIONAXIAL DRIVE END ABSOLUTE ENCODER 24 BITS + 12 BIT MULTITURN WITH DRIVE-CLIQ INTERFACE (ENCODER AM24DQI) PLAIN SHAFT, W/O HOLDING BRAKE; ACC. TOLERANCE N VIBRATION SEVERITY GRADE A, DEGREE OF PROTECTION IP 65 | 10467 | TEM | 1 | MC | 64.104 | 1
1FT71085SF704CH0 | SIMOTICS S SYNCHRON. MOTOR 1FT7, M0=91NM (100K) NN=3000RPM, PN=18,80KW SEPARATE VENTILATION; FRAME SIZE IMB 5 (IM V1, IM V3) FLANGE 0 POWER CONNECTOR OUTGOING CONNECTOR DIRECTIONAXIAL DRIVE END ABSOLUTE ENCODER 24 BITS + 12 BIT MULTITURN WITH DRIVE-CLIQ INTERFACE (ENCODER AM24DQI) PLAIN SHAFT, WITH HOLDING BRAKE; ACCURACY TOLERANCE N VIBRATION SEVERITY GRADE A, DEGREE OF PROTECTION IP 64 | 11384 | TEM | 1 | MC | 68.603 | 1
1FT71085SF704CH1 | SIMOTICS S SYNCHRON. MOTOR 1FT7, M0=91NM (100K) NN=3000RPM, PN=18,80KW SEPARATE VENTILATION; FRAME SIZE IMB 5 (IM V1, IM V3) FLANGE 0 POWER CONNECTOR OUTGOING CONNECTOR DIRECTIONAXIAL DRIVE END ABSOLUTE ENCODER 24 BITS + 12 BIT MULTITURN WITH DRIVE-CLIQ INTERFACE (ENCODER AM24DQI) PLAIN SHAFT, WITH HOLDING BRAKE; ACCURACY TOLERANCE N VIBRATION SEVERITY GRADE A, DEGREE OF PROTECTION IP 65 | 11480 | TEM | 1 | MC | 68.603 | 1
1FT71085SF705CH1 | SIMOTICS S SYNCHRON. MOTOR 1FT7, M0=91NM (100K) NN=3000RPM, PN=18,80KW SEPARATE VENTILATION; FRAME SIZE IMB 5 (IM V1, IM V3) FLANGE 0 FOR CONNECT. OF TERMINAL BOXAND SIGNAL CONNECTOR, TERMINALBOX TRAVERSE RIGHT ABSOLUTE ENCODER 24 BITS + 12 BIT MULTITURN WITH DRIVE-CLIQ INTERFACE (ENCODER AM24DQI) PLAIN SHAFT, WITH HOLDING BRAKE; ACCURACY TOLERANCE N VIBRATION SEVERITY GRADE A, DEGREE OF PROTECTION IP 65 | 11480 | TEM | 1 | MC | 69.102 | 1
1FT71085SF707MB0 | SIMOTICS S SYNCHRON. MOTOR 1FT7, M0=91NM (100K) NN=3000RPM, PN=18,80KW SEPARATE VENTILATION; FRAME SIZE IMB 5 (IM V1, IM V3) FLANGE (COMPACT) WITH KTY TEMPERATURE SENSOR FOR CONNECT. OF TERMINAL BOXAND SIGNAL CONNECTOR, TERMINALBOX AXIAL NON-DRIVE END ABSOLUTE ENCODER ENDAT 2048 S/R (ENCODER A-2048) CONNECTOR ROTATABLE SHAFT WITH FITTED KEY; WITH HOLDING BRAKE; ACC. TOLERANCE N VIBRATION SEVERITY GRADE A, DEGREE OF PROTECTION IP 64 | 11032 | TEM | 1 | MC | 69.002 | 1
1FT71085SF708BH4 | SIMOTICS S SYNCHRON. MOTOR 1FT7, M0=91NM (100K) NN=3000RPM, PN=18,80KW SEPARATE VENTILATION; FRAME SIZE IMB 5 (IM V1, IM V3) FLANGE 0 FOR CONNECT. OF TERMINAL BOXAND SIGNAL CONNECTOR, TERMINALBOX AXIAL DRIVE END ABSOLUTE VALUE ENCODER SINGLETURN 24 BIT WITH DRIVE-CLIQ INTERFACE (ENCODER AS24DQI) PLAIN SHAFT, WITH HOLDING BRAKE; ACCURACY TOLERANCE N VIBRATION SEVERITY GRADE A+R, DEGREE OF PROTECTION IP 65 | 10871 | TEM | 1 | MC | 69.002 | 1
1FT71085SF711BA0 | SIMOTICS S SYNCHRON. MOTOR 1FT7, M0=91NM (100K) NN=3000RPM, PN=18,80KW SEPARATE VENTILATION; FRAME SIZE IMB 5 (IM V1, IM V3) FLANGE 1 (1FT6 COMPATIBLE) POWER CONNECTOR OUTGOING CONNECTOR DIRECTIONTRAVERSE RIGHT ABSOLUTE VALUE ENCODER SINGLETURN 24 BIT WITH DRIVE-CLIQ INTERFACE (ENCODER AS24DQI) SHAFT WITH FITTED KEY; W/O HOLDING BRAKE; ACC. TOLERANCE N VIBRATION SEVERITY GRADE A, DEGREE OF PROTECTION IP 64 | 9606 | TEM | 1 | MC | 64.004 | 1
1FT71085SF711BA1 | SIMOTICS S SYNCHRON. MOTOR 1FT7, M0=91NM (100K) NN=3000RPM, PN=18,80KW SEPARATE VENTILATION; FRAME SIZE IMB 5 (IM V1, IM V3) FLANGE 1 (1FT6 COMPATIBLE) POWER CONNECTOR OUTGOING CONNECTOR DIRECTIONTRAVERSE RIGHT ABSOLUTE VALUE ENCODER SINGLETURN 24 BIT WITH DRIVE-CLIQ INTERFACE (ENCODER AS24DQI) SHAFT WITH FITTED KEY; W/O HOLDING BRAKE; ACC. TOLERANCE N VIBRATION SEVERITY GRADE A, DEGREE OF PROTECTION IP 65 | 9702 | TEM | 1 | MC | 64.004 | 1
1FT71085SF711BB0 | SIMOTICS S SYNCHRON. MOTOR 1FT7, M0=91NM (100K) NN=3000RPM, PN=18,80KW SEPARATE VENTILATION; FRAME SIZE IMB 5 (IM V1, IM V3) FLANGE 1 (1FT6 COMPATIBLE) POWER CONNECTOR OUTGOING CONNECTOR DIRECTIONTRAVERSE RIGHT ABSOLUTE VALUE ENCODER SINGLETURN 24 BIT WITH DRIVE-CLIQ INTERFACE (ENCODER AS24DQI) SHAFT WITH FITTED KEY; WITH HOLDING BRAKE; ACC. TOLERANCE N VIBRATION SEVERITY GRADE A, DEGREE OF PROTECTION IP 64 | 10619 | TEM | 1 | MC | 68.503 | 1
1FT71085SF711BB1 | SIMOTICS S SYNCHRON. MOTOR 1FT7, M0=91NM (100K) NN=3000RPM, PN=18,80KW SEPARATE VENTILATION; FRAME SIZE IMB 5 (IM V1, IM V3) FLANGE 1 (1FT6 COMPATIBLE) POWER CONNECTOR OUTGOING CONNECTOR DIRECTIONTRAVERSE RIGHT ABSOLUTE VALUE ENCODER SINGLETURN 24 BIT WITH DRIVE-CLIQ INTERFACE (ENCODER AS24DQI) SHAFT WITH FITTED KEY; WITH HOLDING BRAKE; ACC. TOLERANCE N VIBRATION SEVERITY GRADE A, DEGREE OF PROTECTION IP 65 | 10715 | TEM | 1 | MC | 68.503 | 1
1FT71085SF711BE0 | SIMOTICS S SYNCHRON. MOTOR 1FT7, M0=91NM (100K) NN=3000RPM, PN=18,80KW SEPARATE VENTILATION; FRAME SIZE IMB 5 (IM V1, IM V3) FLANGE 1 (1FT6 COMPATIBLE) POWER CONNECTOR OUTGOING CONNECTOR DIRECTIONTRAVERSE RIGHT ABSOLUTE VALUE ENCODER SINGLETURN 24 BIT WITH DRIVE-CLIQ INTERFACE (ENCODER AS24DQI) SHAFT WITH FITTED KEY; WITH HOLDING BRAKE; ACC. TOLERANCE R VIBRATION SEVERITY GRADE A, DEGREE OF PROTECTION IP 64 | 10778 | TEM | 1 | MC | 68.503 | 1
1FT71085SF711BG0 | SIMOTICS S SYNCHRON. MOTOR 1FT7, M0=91NM (100K) NN=3000RPM, PN=18,80KW SEPARATE VENTILATION; FRAME SIZE IMB 5 (IM V1, IM V3) FLANGE 1 (1FT6 COMPATIBLE) POWER CONNECTOR OUTGOING CONNECTOR DIRECTIONTRAVERSE RIGHT ABSOLUTE VALUE ENCODER SINGLETURN 24 BIT WITH DRIVE-CLIQ INTERFACE (ENCODER AS24DQI) PLAIN SHAFT, W/O HOLDING BRAKE; ACC. TOLERANCE N VIBRATION SEVERITY GRADE A, DEGREE OF PROTECTION IP 64 | 9606 | TEM | 1 | MC | 64.004 | 1
1FT71085SF711BG1 | SIMOTICS S SYNCHRON. MOTOR 1FT7, M0=91NM (100K) NN=3000RPM, PN=18,80KW SEPARATE VENTILATION; FRAME SIZE IMB 5 (IM V1, IM V3) FLANGE 1 (1FT6 COMPATIBLE) POWER CONNECTOR OUTGOING CONNECTOR DIRECTIONTRAVERSE RIGHT ABSOLUTE VALUE ENCODER SINGLETURN 24 BIT WITH DRIVE-CLIQ INTERFACE (ENCODER AS24DQI) PLAIN SHAFT, W/O HOLDING BRAKE; ACC. TOLERANCE N VIBRATION SEVERITY GRADE A, DEGREE OF PROTECTION IP 65 | 9702 | TEM | 1 | MC | 64.004 | 1
1FT71085SF711BH0 | SIMOTICS S SYNCHRON. MOTOR 1FT7, M0=91NM (100K) NN=3000RPM, PN=18,80KW SEPARATE VENTILATION; FRAME SIZE IMB 5 (IM V1, IM V3) FLANGE 1 (1FT6 COMPATIBLE) POWER CONNECTOR OUTGOING CONNECTOR DIRECTIONTRAVERSE RIGHT ABSOLUTE VALUE ENCODER SINGLETURN 24 BIT WITH DRIVE-CLIQ INTERFACE (ENCODER AS24DQI) PLAIN SHAFT, WITH HOLDING BRAKE; ACCURACY TOLERANCE N VIBRATION SEVERITY GRADE A, DEGREE OF PROTECTION IP 64 | 10619 | TEM | 1 | MC | 68.503 | 1
1FT71085SF711BH1 | SIMOTICS S SYNCHRON. MOTOR 1FT7, M0=91NM (100K) NN=3000RPM, PN=18,80KW SEPARATE VENTILATION; FRAME SIZE IMB 5 (IM V1, IM V3) FLANGE 1 (1FT6 COMPATIBLE) POWER CONNECTOR OUTGOING CONNECTOR DIRECTIONTRAVERSE RIGHT ABSOLUTE VALUE ENCODER SINGLETURN 24 BIT WITH DRIVE-CLIQ INTERFACE (ENCODER AS24DQI) PLAIN SHAFT, WITH HOLDING BRAKE; ACCURACY TOLERANCE N VIBRATION SEVERITY GRADE A, DEGREE OF PROTECTION IP 65 | 10715 | TEM | 1 | MC | 68.503 | 1
1FT71085SF711CA0 | SIMOTICS S SYNCHRON. MOTOR 1FT7, M0=91NM (100K) NN=3000RPM, PN=18,80KW SEPARATE VENTILATION; FRAME SIZE IMB 5 (IM V1, IM V3) FLANGE 1 (1FT6 COMPATIBLE) POWER CONNECTOR OUTGOING CONNECTOR DIRECTIONTRAVERSE RIGHT ABSOLUTE ENCODER 24 BITS + 12 BIT MULTITURN WITH DRIVE-CLIQ INTERFACE (ENCODER AM24DQI) SHAFT WITH FITTED KEY; W/O HOLDING BRAKE; ACC. TOLERANCE N VIBRATION SEVERITY GRADE A, DEGREE OF PROTECTION IP 64 | 10371 | TEM | 1 | MC | 64.104 | 1
1FT71085SF711CB0 | SIMOTICS S SYNCHRON. MOTOR 1FT7, M0=91NM (100K) NN=3000RPM, PN=18,80KW SEPARATE VENTILATION; FRAME SIZE IMB 5 (IM V1, IM V3) FLANGE 1 (1FT6 COMPATIBLE) POWER CONNECTOR OUTGOING CONNECTOR DIRECTIONTRAVERSE RIGHT ABSOLUTE ENCODER 24 BITS + 12 BIT MULTITURN WITH DRIVE-CLIQ INTERFACE (ENCODER AM24DQI) SHAFT WITH FITTED KEY; WITH HOLDING BRAKE; ACC. TOLERANCE N VIBRATION SEVERITY GRADE A, DEGREE OF PROTECTION IP 64 | 11384 | TEM | 1 | MC | 68.603 | 1
1FT71085SF711CD3 | SIMOTICS S SYNCHRON. MOTOR 1FT7, M0=91NM (100K) NN=3000RPM, PN=18,80KW SEPARATE VENTILATION; FRAME SIZE IMB 5 (IM V1, IM V3) FLANGE 1 (1FT6 COMPATIBLE) POWER CONNECTOR OUTGOING CONNECTOR DIRECTIONTRAVERSE RIGHT ABSOLUTE ENCODER 24 BITS + 12 BIT MULTITURN WITH DRIVE-CLIQ INTERFACE (ENCODER AM24DQI) SHAFT WITH FITTED KEY; W/O HOLDING BRAKE; ACC. TOLERANCE R VIBRATION SEVERITY GRADE A+R, DEGREE OF PROTECTION IP 64 | 10685 | TEM | 1 | MC | 64.104 | 1
1FT71085SF711CG0 | SIMOTICS S SYNCHRON. MOTOR 1FT7, M0=91NM (100K) NN=3000RPM, PN=18,80KW SEPARATE VENTILATION; FRAME SIZE IMB 5 (IM V1, IM V3) FLANGE 1 (1FT6 COMPATIBLE) POWER CONNECTOR OUTGOING CONNECTOR DIRECTIONTRAVERSE RIGHT ABSOLUTE ENCODER 24 BITS + 12 BIT MULTITURN WITH DRIVE-CLIQ INTERFACE (ENCODER AM24DQI) PLAIN SHAFT, W/O HOLDING BRAKE; ACC. TOLERANCE N VIBRATION SEVERITY GRADE A, DEGREE OF PROTECTION IP 64 | 10371 | TEM | 1 | MC | 64.104 | 1
1FT71085SF711CG1 | SIMOTICS S SYNCHRON. MOTOR 1FT7, M0=91NM (100K) NN=3000RPM, PN=18,80KW SEPARATE VENTILATION; FRAME SIZE IMB 5 (IM V1, IM V3) FLANGE 1 (1FT6 COMPATIBLE) POWER CONNECTOR OUTGOING CONNECTOR DIRECTIONTRAVERSE RIGHT ABSOLUTE ENCODER 24 BITS + 12 BIT MULTITURN WITH DRIVE-CLIQ INTERFACE (ENCODER AM24DQI) PLAIN SHAFT, W/O HOLDING BRAKE; ACC. TOLERANCE N VIBRATION SEVERITY GRADE A, DEGREE OF PROTECTION IP 65 | 10467 | TEM | 1 | MC | 64.104 | 1
1FT71085SF711CH0 | SIMOTICS S SYNCHRON. MOTOR 1FT7, M0=91NM (100K) NN=3000RPM, PN=18,80KW SEPARATE VENTILATION; FRAME SIZE IMB 5 (IM V1, IM V3) FLANGE 1 (1FT6 COMPATIBLE) POWER CONNECTOR OUTGOING CONNECTOR DIRECTIONTRAVERSE RIGHT ABSOLUTE ENCODER 24 BITS + 12 BIT MULTITURN WITH DRIVE-CLIQ INTERFACE (ENCODER AM24DQI) PLAIN SHAFT, WITH HOLDING BRAKE; ACCURACY TOLERANCE N VIBRATION SEVERITY GRADE A, DEGREE OF PROTECTION IP 64 | 11384 | TEM | 1 | MC | 68.603 | 1
1FT71085SF711CH1 | SIMOTICS S SYNCHRON. MOTOR 1FT7, M0=91NM (100K) NN=3000RPM, PN=18,80KW SEPARATE VENTILATION; FRAME SIZE IMB 5 (IM V1, IM V3) FLANGE 1 (1FT6 COMPATIBLE) POWER CONNECTOR OUTGOING CONNECTOR DIRECTIONTRAVERSE RIGHT ABSOLUTE ENCODER 24 BITS + 12 BIT MULTITURN WITH DRIVE-CLIQ INTERFACE (ENCODER AM24DQI) PLAIN SHAFT, WITH HOLDING BRAKE; ACCURACY TOLERANCE N VIBRATION SEVERITY GRADE A, DEGREE OF PROTECTION IP 65 | 11480 | TEM | 1 | MC | 68.603 | 1
1FT71085SF711CH3 | SIMOTICS S SYNCHRON. MOTOR 1FT7, M0=91NM (100K) NN=3000RPM, PN=18,80KW SEPARATE VENTILATION; FRAME SIZE IMB 5 (IM V1, IM V3) FLANGE 1 (1FT6 COMPATIBLE) POWER CONNECTOR OUTGOING CONNECTOR DIRECTIONTRAVERSE RIGHT ABSOLUTE ENCODER 24 BITS + 12 BIT MULTITURN WITH DRIVE-CLIQ INTERFACE (ENCODER AM24DQI) PLAIN SHAFT, WITH HOLDING BRAKE; ACCURACY TOLERANCE N VIBRATION SEVERITY GRADE A+R, DEGREE OF PROTECTION IP 64 | 11539 | TEM | 1 | MC | 68.603 | 1
1FT71085SF711CH4 | SIMOTICS S SYNCHRON. MOTOR 1FT7, M0=91NM (100K) NN=3000RPM, PN=18,80KW SEPARATE VENTILATION; FRAME SIZE IMB 5 (IM V1, IM V3) FLANGE 1 (1FT6 COMPATIBLE) POWER CONNECTOR OUTGOING CONNECTOR DIRECTIONTRAVERSE RIGHT ABSOLUTE ENCODER 24 BITS + 12 BIT MULTITURN WITH DRIVE-CLIQ INTERFACE (ENCODER AM24DQI) PLAIN SHAFT, WITH HOLDING BRAKE; ACCURACY TOLERANCE N VIBRATION SEVERITY GRADE A+R, DEGREE OF PROTECTION IP 65 | 11636 | TEM | 1 | MC | 68.603 | 1
1FT71085SF711MA0 | SIMOTICS S SYNCHRON. MOTOR 1FT7, M0=91NM (100K) NN=3000RPM, PN=18,80KW SEPARATE VENTILATION; FRAME SIZE IMB 5 (1FT6 COMPATIBLE) WITH KTY TEMPERATURE SENSOR POWER CONNECTOR OUTGOING CONNECTOR DIRECTIONTRAVERSE RIGHT ABSOLUTE ENCODER ENDAT 2048 S/R (ENCODER A-2048) CONNECTOR ROTATABLE SHAFT WITH FITTED KEY; W/O HOLDING BRAKE; ACC. TOLERANCE N VIBRATION SEVERITY GRADE A, DEGREE OF PROTECTION IP 64 | 10020 | TEM | 1 | MC | 64.004 | 1
1FT71085SF711MH0 | SIMOTICS S SYNCHRON. MOTOR 1FT7, M0=91NM (100K) NN=3000RPM, PN=18,80KW SEPARATE VENTILATION; FRAME SIZE IMB 5 (1FT6 COMPATIBLE) WITH KTY TEMPERATURE SENSOR POWER CONNECTOR OUTGOING CONNECTOR DIRECTIONTRAVERSE RIGHT ABSOLUTE ENCODER ENDAT 2048 S/R (ENCODER A-2048) CONNECTOR ROTATABLE PLAIN SHAFT, WITH HOLDING BRAKE; ACCURACY TOLERANCE N VIBRATION SEVERITY GRADE A, DEGREE OF PROTECTION IP 64 | 11032 | TEM | 1 | MC | 68.503 | 1
1FT71085SF711NA0 | SIMOTICS S SYNCHRON. MOTOR 1FT7, M0=91NM (100K) NN=3000RPM, PN=18,80KW SEPARATE VENTILATION; FRAME SIZE IMB 5 (IM V1, IM V3) (1FT6 COMPATIBLE) WITH KTY TEMPERATURE SENSOR POWER CONNECTOR OUTGOING CONNECTOR DIRECTIONTRAVERSE RIGHT INCREM. ENCODER SIN/COS 1VSS 2048 S/R (ENCODER I-2048) CONNECTOR ROTATABLE SHAFT WITH FITTED KEY; W/O HOLDING BRAKE; ACC. TOLERANCE N VIBRATION SEVERITY GRADE A, DEGREE OF PROTECTION IP 64 | 9266 | TEM | 1 | MC | 64.004 | 1
1FT71085SF711NG0 | SIMOTICS S SYNCHRON. MOTOR 1FT7, M0=91NM (100K) NN=3000RPM, PN=18,80KW SEPARATE VENTILATION; FRAME SIZE IMB 5 (IM V1, IM V3) (1FT6 COMPATIBLE) WITH KTY TEMPERATURE SENSOR POWER CONNECTOR OUTGOING CONNECTOR DIRECTIONTRAVERSE RIGHT INCREM. ENCODER SIN/COS 1VSS 2048 S/R (ENCODER I-2048) CONNECTOR ROTATABLE PLAIN SHAFT, W/O HOLDING BRAKE; ACC. TOLERANCE N VIBRATION SEVERITY GRADE A, DEGREE OF PROTECTION IP 64 | 9266 | TEM | 1 | MC | 64.004 | 1
1FT71085SF711NG1 | SIMOTICS S SYNCHRON. MOTOR 1FT7, M0=91NM (100K) NN=3000RPM, PN=18,80KW SEPARATE VENTILATION; FRAME SIZE IMB 5 (IM V1, IM V3) (1FT6 COMPATIBLE) WITH KTY TEMPERATURE SENSOR POWER CONNECTOR OUTGOING CONNECTOR DIRECTIONTRAVERSE RIGHT INCREM. ENCODER SIN/COS 1VSS 2048 S/R (ENCODER I-2048) CONNECTOR ROTATABLE PLAIN SHAFT, W/O HOLDING BRAKE; ACC. TOLERANCE N VIBRATION SEVERITY GRADE A, DEGREE OF PROTECTION IP 65 | 9362 | TEM | 1 | MC | 64.004 | 1
1FT71085SF711NH0 | SIMOTICS S SYNCHRON. MOTOR 1FT7, M0=91NM (100K) NN=3000RPM, PN=18,80KW SEPARATE VENTILATION; FRAME SIZE IMB 5 (IM V1, IM V3) (1FT6 COMPATIBLE) WITH KTY TEMPERATURE SENSOR POWER CONNECTOR OUTGOING CONNECTOR DIRECTIONTRAVERSE RIGHT INCREM. ENCODER SIN/COS 1VSS 2048 S/R (ENCODER I-2048) CONNECTOR ROTATABLE PLAIN SHAFT, WITH HOLDING BRAKE; ACCURACY TOLERANCE N VIBRATION SEVERITY GRADE A, DEGREE OF PROTECTION IP 64 | 10278 | TEM | 1 | MC | 68.503 | 1
1FT71085SF711NH1 | SIMOTICS S SYNCHRON. MOTOR 1FT7, M0=91NM (100K) NN=3000RPM, PN=18,80KW SEPARATE VENTILATION; FRAME SIZE IMB 5 (IM V1, IM V3) (1FT6 COMPATIBLE) WITH KTY TEMPERATURE SENSOR POWER CONNECTOR OUTGOING CONNECTOR DIRECTIONTRAVERSE RIGHT INCREM. ENCODER SIN/COS 1VSS 2048 S/R (ENCODER I-2048) CONNECTOR ROTATABLE PLAIN SHAFT, WITH HOLDING BRAKE; ACCURACY TOLERANCE N VIBRATION SEVERITY GRADE A, DEGREE OF PROTECTION IP 65 | 10375 | TEM | 1 | MC | 68.503 | 1
1FT71085SF712BA0 | SIMOTICS S SYNCHRON. MOTOR 1FT7, M0=91NM (100K) NN=3000RPM, PN=18,80KW SEPARATE VENTILATION; FRAME SIZE IMB 5 (IM V1, IM V3) FLANGE 1 (1FT6 COMPATIBLE) POWER CONNECTOR OUTGOING CONNECTOR DIRECTIONTRAVERSE LEFT ABSOLUTE VALUE ENCODER SINGLETURN 24 BIT WITH DRIVE-CLIQ INTERFACE (ENCODER AS24DQI) SHAFT WITH FITTED KEY; W/O HOLDING BRAKE; ACC. TOLERANCE N VIBRATION SEVERITY GRADE A, DEGREE OF PROTECTION IP 64 | 9606 | TEM | 1 | MC | 64.004 | 1
1FT71085SF713BB0 | SIMOTICS S SYNCHRON. MOTOR 1FT7, M0=91NM (100K) NN=3000RPM, PN=18,80KW SEPARATE VENTILATION; FRAME SIZE IMB 5 (IM V1, IM V3) FLANGE 1 (1FT6 COMPATIBLE) POWER CONNECTOR OUTGOING CONNECTOR DIRECTIONAXIAL NON-DRIVE END ABSOLUTE VALUE ENCODER SINGLETURN 24 BIT WITH DRIVE-CLIQ INTERFACE (ENCODER AS24DQI) SHAFT WITH FITTED KEY; WITH HOLDING BRAKE; ACC. TOLERANCE N VIBRATION SEVERITY GRADE A, DEGREE OF PROTECTION IP 64 | 10619 | TEM | 1 | MC | 68.503 | 1
1FT71085SF713BG0 | SIMOTICS S SYNCHRON. MOTOR 1FT7, M0=91NM (100K) NN=3000RPM, PN=18,80KW SEPARATE VENTILATION; FRAME SIZE IMB 5 (IM V1, IM V3) FLANGE 1 (1FT6 COMPATIBLE) POWER CONNECTOR OUTGOING CONNECTOR DIRECTIONAXIAL NON-DRIVE END ABSOLUTE VALUE ENCODER SINGLETURN 24 BIT WITH DRIVE-CLIQ INTERFACE (ENCODER AS24DQI) PLAIN SHAFT, W/O HOLDING BRAKE; ACC. TOLERANCE N VIBRATION SEVERITY GRADE A, DEGREE OF PROTECTION IP 64 | 9606 | TEM | 1 | MC | 64.004 | 1
1FT71085SF713BH0 | SIMOTICS S SYNCHRON. MOTOR 1FT7, M0=91NM (100K) NN=3000RPM, PN=18,80KW SEPARATE VENTILATION; FRAME SIZE IMB 5 (IM V1, IM V3) FLANGE 1 (1FT6 COMPATIBLE) POWER CONNECTOR OUTGOING CONNECTOR DIRECTIONAXIAL NON-DRIVE END ABSOLUTE VALUE ENCODER SINGLETURN 24 BIT WITH DRIVE-CLIQ INTERFACE (ENCODER AS24DQI) PLAIN SHAFT, WITH HOLDING BRAKE; ACCURACY TOLERANCE N VIBRATION SEVERITY GRADE A, DEGREE OF PROTECTION IP 64 | 10619 | TEM | 1 | MC | 68.503 | 1
1FT71085SF713BL3 | SIMOTICS S SYNCHRON. MOTOR 1FT7, M0=91NM (100K) NN=3000RPM, PN=18,80KW SEPARATE VENTILATION; FRAME SIZE IMB 5 (IM V1, IM V3) FLANGE 1 (1FT6 COMPATIBLE) POWER CONNECTOR OUTGOING CONNECTOR DIRECTIONAXIAL NON-DRIVE END ABSOLUTE VALUE ENCODER SINGLETURN 24 BIT WITH DRIVE-CLIQ INTERFACE (ENCODER AS24DQI) PLAIN SHAFT, WITH HOLDING BRAKE; ACCURACY TOLERANCE R VIBRATION SEVERITY GRADE A+R, DEGREE OF PROTECTION IP 64 | 10933 | TEM | 1 | MC | 68.503 | 1
1FT71085SF713CB0 | SIMOTICS S SYNCHRON. MOTOR 1FT7, M0=91NM (100K) NN=3000RPM, PN=18,80KW SEPARATE VENTILATION; FRAME SIZE IMB 5 (IM V1, IM V3) FLANGE 1 (1FT6 COMPATIBLE) POWER CONNECTOR OUTGOING CONNECTOR DIRECTIONAXIAL NON-DRIVE END ABSOLUTE ENCODER 24 BITS + 12 BIT MULTITURN WITH DRIVE-CLIQ INTERFACE (ENCODER AM24DQI) SHAFT WITH FITTED KEY; WITH HOLDING BRAKE; ACC. TOLERANCE N VIBRATION SEVERITY GRADE A, DEGREE OF PROTECTION IP 64 | 11384 | TEM | 1 | MC | 68.603 | 1
1FT71085SF713CG0 | SIMOTICS S SYNCHRON. MOTOR 1FT7, M0=91NM (100K) NN=3000RPM, PN=18,80KW SEPARATE VENTILATION; FRAME SIZE IMB 5 (IM V1, IM V3) FLANGE 1 (1FT6 COMPATIBLE) POWER CONNECTOR OUTGOING CONNECTOR DIRECTIONAXIAL NON-DRIVE END ABSOLUTE ENCODER 24 BITS + 12 BIT MULTITURN WITH DRIVE-CLIQ INTERFACE (ENCODER AM24DQI) PLAIN SHAFT, W/O HOLDING BRAKE; ACC. TOLERANCE N VIBRATION SEVERITY GRADE A, DEGREE OF PROTECTION IP 64 | 10371 | TEM | 1 | MC | 64.104 | 1
1FT71085SF713CG1 | SIMOTICS S SYNCHRON. MOTOR 1FT7, M0=91NM (100K) NN=3000RPM, PN=18,80KW SEPARATE VENTILATION; FRAME SIZE IMB 5 (IM V1, IM V3) FLANGE 1 (1FT6 COMPATIBLE) POWER CONNECTOR OUTGOING CONNECTOR DIRECTIONAXIAL NON-DRIVE END ABSOLUTE ENCODER 24 BITS + 12 BIT MULTITURN WITH DRIVE-CLIQ INTERFACE (ENCODER AM24DQI) PLAIN SHAFT, W/O HOLDING BRAKE; ACC. TOLERANCE N VIBRATION SEVERITY GRADE A, DEGREE OF PROTECTION IP 65 | 10467 | TEM | 1 | MC | 64.104 | 1
1FT71085SF713CH0 | SIMOTICS S SYNCHRON. MOTOR 1FT7, M0=91NM (100K) NN=3000RPM, PN=18,80KW SEPARATE VENTILATION; FRAME SIZE IMB 5 (IM V1, IM V3) FLANGE 1 (1FT6 COMPATIBLE) POWER CONNECTOR OUTGOING CONNECTOR DIRECTIONAXIAL NON-DRIVE END ABSOLUTE ENCODER 24 BITS + 12 BIT MULTITURN WITH DRIVE-CLIQ INTERFACE (ENCODER AM24DQI) PLAIN SHAFT, WITH HOLDING BRAKE; ACCURACY TOLERANCE N VIBRATION SEVERITY GRADE A, DEGREE OF PROTECTION IP 64 | 11384 | TEM | 1 | MC | 68.603 | 1
1FT71085SF713CH1 | SIMOTICS S SYNCHRON. MOTOR 1FT7, M0=91NM (100K) NN=3000RPM, PN=18,80KW SEPARATE VENTILATION; FRAME SIZE IMB 5 (IM V1, IM V3) FLANGE 1 (1FT6 COMPATIBLE) POWER CONNECTOR OUTGOING CONNECTOR DIRECTIONAXIAL NON-DRIVE END ABSOLUTE ENCODER 24 BITS + 12 BIT MULTITURN WITH DRIVE-CLIQ INTERFACE (ENCODER AM24DQI) PLAIN SHAFT, WITH HOLDING BRAKE; ACCURACY TOLERANCE N VIBRATION SEVERITY GRADE A, DEGREE OF PROTECTION IP 65 | 11480 | TEM | 1 | MC | 68.603 | 1
1FT71085SF713MH0 | SIMOTICS S SYNCHRON. MOTOR 1FT7, M0=91NM (100K) NN=3000RPM, PN=18,80KW SEPARATE VENTILATION; FRAME SIZE IMB 5 (1FT6 COMPATIBLE) WITH KTY TEMPERATURE SENSOR POWER CONNECTOR OUTGOING CONNECTOR DIRECTIONAXIAL NON-DRIVE END ABSOLUTE ENCODER ENDAT 2048 S/R (ENCODER A-2048) CONNECTOR ROTATABLE PLAIN SHAFT, WITH HOLDING BRAKE; ACCURACY TOLERANCE N VIBRATION SEVERITY GRADE A, DEGREE OF PROTECTION IP 64 | 11032 | TEM | 1 | MC | 68.503 | 1
1FT71085SF713MK3 | SIMOTICS S SYNCHRON. MOTOR 1FT7, M0=91NM (100K) NN=3000RPM, PN=18,80KW SEPARATE VENTILATION; FRAME SIZE IMB 5 (1FT6 COMPATIBLE) WITH KTY TEMPERATURE SENSOR POWER CONNECTOR OUTGOING CONNECTOR DIRECTIONAXIAL NON-DRIVE END ABSOLUTE ENCODER ENDAT 2048 S/R (ENCODER A-2048) CONNECTOR ROTATABLE PLAIN SHAFT, W/O HOLDING BRAKE; ACC. TOLERANCE R VIBRATION SEVERITY GRADE A+R, DEGREE OF PROTECTION IP 64 | 10334 | TEM | 1 | MC | 64.004 | 1
1FT71085SF713ML3 | SIMOTICS S SYNCHRON. MOTOR 1FT7, M0=91NM (100K) NN=3000RPM, PN=18,80KW SEPARATE VENTILATION; FRAME SIZE IMB 5 (1FT6 COMPATIBLE) WITH KTY TEMPERATURE SENSOR POWER CONNECTOR OUTGOING CONNECTOR DIRECTIONAXIAL NON-DRIVE END ABSOLUTE ENCODER ENDAT 2048 S/R (ENCODER A-2048) CONNECTOR ROTATABLE PLAIN SHAFT, WITH HOLDING BRAKE; ACCURACY TOLERANCE R VIBRATION SEVERITY GRADE A+R, DEGREE OF PROTECTION IP 64 | 11346 | TEM | 1 | MC | 68.503 | 1
1FT71085SF713NA0 | SIMOTICS S SYNCHRON. MOTOR 1FT7, M0=91NM (100K) NN=3000RPM, PN=18,80KW SEPARATE VENTILATION; FRAME SIZE IMB 5 (IM V1, IM V3) (1FT6 COMPATIBLE) WITH KTY TEMPERATURE SENSOR POWER CONNECTOR OUTGOING CONNECTOR DIRECTIONAXIAL NON-DRIVE END INCREM. ENCODER SIN/COS 1VSS 2048 S/R (ENCODER I-2048) CONNECTOR ROTATABLE SHAFT WITH FITTED KEY; W/O HOLDING BRAKE; ACC. TOLERANCE N VIBRATION SEVERITY GRADE A, DEGREE OF PROTECTION IP 64 | 9266 | TEM | 1 | MC | 64.004 | 1
1FT71085SF713NG1 | SIMOTICS S SYNCHRON. MOTOR 1FT7, M0=91NM (100K) NN=3000RPM, PN=18,80KW SEPARATE VENTILATION; FRAME SIZE IMB 5 (IM V1, IM V3) (1FT6 COMPATIBLE) WITH KTY TEMPERATURE SENSOR POWER CONNECTOR OUTGOING CONNECTOR DIRECTIONAXIAL NON-DRIVE END INCREM. ENCODER SIN/COS 1VSS 2048 S/R (ENCODER I-2048) CONNECTOR ROTATABLE PLAIN SHAFT, W/O HOLDING BRAKE; ACC. TOLERANCE N VIBRATION SEVERITY GRADE A, DEGREE OF PROTECTION IP 65 | 9362 | TEM | 1 | MC | 64.004 | 1
1FT71085SF713NL3 | SIMOTICS S SYNCHRON. MOTOR 1FT7, M0=91NM (100K) NN=3000RPM, PN=18,80KW SEPARATE VENTILATION; FRAME SIZE IMB 5 (IM V1, IM V3) (1FT6 COMPATIBLE) WITH KTY TEMPERATURE SENSOR POWER CONNECTOR OUTGOING CONNECTOR DIRECTIONAXIAL NON-DRIVE END INCREM. ENCODER SIN/COS 1VSS 2048 S/R (ENCODER I-2048) CONNECTOR ROTATABLE PLAIN SHAFT, WITH HOLDING BRAKE; ACCURACY TOLERANCE R VIBRATION SEVERITY GRADE A+R, DEGREE OF PROTECTION IP 64 | 10592 | TEM | 1 | MC | 68.503 | 1
1FT71085SF714BA0 | SIMOTICS S SYNCHRON. MOTOR 1FT7, M0=91NM (100K) NN=3000RPM, PN=18,80KW SEPARATE VENTILATION; FRAME SIZE IMB 5 (IM V1, IM V3) FLANGE 1 (1FT6 COMPATIBLE) POWER CONNECTOR OUTGOING CONNECTOR DIRECTIONAXIAL DRIVE END ABSOLUTE VALUE ENCODER SINGLETURN 24 BIT WITH DRIVE-CLIQ INTERFACE (ENCODER AS24DQI) SHAFT WITH FITTED KEY; W/O HOLDING BRAKE; ACC. TOLERANCE N VIBRATION SEVERITY GRADE A, DEGREE OF PROTECTION IP 64 | 9606 | TEM | 1 | MC | 64.004 | 1
1FT71085SF714BH0 | SIMOTICS S SYNCHRON. MOTOR 1FT7, M0=91NM (100K) NN=3000RPM, PN=18,80KW SEPARATE VENTILATION; FRAME SIZE IMB 5 (IM V1, IM V3) FLANGE 1 (1FT6 COMPATIBLE) POWER CONNECTOR OUTGOING CONNECTOR DIRECTIONAXIAL DRIVE END ABSOLUTE VALUE ENCODER SINGLETURN 24 BIT WITH DRIVE-CLIQ INTERFACE (ENCODER AS24DQI) PLAIN SHAFT, WITH HOLDING BRAKE; ACCURACY TOLERANCE N VIBRATION SEVERITY GRADE A, DEGREE OF PROTECTION IP 64 | 10619 | TEM | 1 | MC | 68.503 | 1
1FT71085SF714BH1 | SIMOTICS S SYNCHRON. MOTOR 1FT7, M0=91NM (100K) NN=3000RPM, PN=18,80KW SEPARATE VENTILATION; FRAME SIZE IMB 5 (IM V1, IM V3) FLANGE 1 (1FT6 COMPATIBLE) POWER CONNECTOR OUTGOING CONNECTOR DIRECTIONAXIAL DRIVE END ABSOLUTE VALUE ENCODER SINGLETURN 24 BIT WITH DRIVE-CLIQ INTERFACE (ENCODER AS24DQI) PLAIN SHAFT, WITH HOLDING BRAKE; ACCURACY TOLERANCE N VIBRATION SEVERITY GRADE A, DEGREE OF PROTECTION IP 65 | 10715 | TEM | 1 | MC | 68.503 | 1
1FT71085SF714BL3 | SIMOTICS S SYNCHRON. MOTOR 1FT7, M0=91NM (100K) NN=3000RPM, PN=18,80KW SEPARATE VENTILATION; FRAME SIZE IMB 5 (IM V1, IM V3) FLANGE 1 (1FT6 COMPATIBLE) POWER CONNECTOR OUTGOING CONNECTOR DIRECTIONAXIAL DRIVE END ABSOLUTE VALUE ENCODER SINGLETURN 24 BIT WITH DRIVE-CLIQ INTERFACE (ENCODER AS24DQI) PLAIN SHAFT, WITH HOLDING BRAKE; ACCURACY TOLERANCE R VIBRATION SEVERITY GRADE A+R, DEGREE OF PROTECTION IP 64 | 10933 | TEM | 1 | MC | 68.503 | 1
1FT71085SF714CA0 | SIMOTICS S SYNCHRON. MOTOR 1FT7, M0=91NM (100K) NN=3000RPM, PN=18,80KW SEPARATE VENTILATION; FRAME SIZE IMB 5 (IM V1, IM V3) FLANGE 1 (1FT6 COMPATIBLE) POWER CONNECTOR OUTGOING CONNECTOR DIRECTIONAXIAL DRIVE END ABSOLUTE ENCODER 24 BITS + 12 BIT MULTITURN WITH DRIVE-CLIQ INTERFACE (ENCODER AM24DQI) SHAFT WITH FITTED KEY; W/O HOLDING BRAKE; ACC. TOLERANCE N VIBRATION SEVERITY GRADE A, DEGREE OF PROTECTION IP 64 | 10371 | TEM | 1 | MC | 64.104 | 1
1FT71085SF714CA1 | SIMOTICS S SYNCHRON. MOTOR 1FT7, M0=91NM (100K) NN=3000RPM, PN=18,80KW SEPARATE VENTILATION; FRAME SIZE IMB 5 (IM V1, IM V3) FLANGE 1 (1FT6 COMPATIBLE) POWER CONNECTOR OUTGOING CONNECTOR DIRECTIONAXIAL DRIVE END ABSOLUTE ENCODER 24 BITS + 12 BIT MULTITURN WITH DRIVE-CLIQ INTERFACE (ENCODER AM24DQI) SHAFT WITH FITTED KEY; W/O HOLDING BRAKE; ACC. TOLERANCE N VIBRATION SEVERITY GRADE A, DEGREE OF PROTECTION IP 65 | 10467 | TEM | 1 | MC | 64.104 | 1
1FT71085SF714CG0 | SIMOTICS S SYNCHRON. MOTOR 1FT7, M0=91NM (100K) NN=3000RPM, PN=18,80KW SEPARATE VENTILATION; FRAME SIZE IMB 5 (IM V1, IM V3) FLANGE 1 (1FT6 COMPATIBLE) POWER CONNECTOR OUTGOING CONNECTOR DIRECTIONAXIAL DRIVE END ABSOLUTE ENCODER 24 BITS + 12 BIT MULTITURN WITH DRIVE-CLIQ INTERFACE (ENCODER AM24DQI) PLAIN SHAFT, W/O HOLDING BRAKE; ACC. TOLERANCE N VIBRATION SEVERITY GRADE A, DEGREE OF PROTECTION IP 64 | 10371 | TEM | 1 | MC | 64.104 | 1
1FT71085SF714CG1 | SIMOTICS S SYNCHRON. MOTOR 1FT7, M0=91NM (100K) NN=3000RPM, PN=18,80KW SEPARATE VENTILATION; FRAME SIZE IMB 5 (IM V1, IM V3) FLANGE 1 (1FT6 COMPATIBLE) POWER CONNECTOR OUTGOING CONNECTOR DIRECTIONAXIAL DRIVE END ABSOLUTE ENCODER 24 BITS + 12 BIT MULTITURN WITH DRIVE-CLIQ INTERFACE (ENCODER AM24DQI) PLAIN SHAFT, W/O HOLDING BRAKE; ACC. TOLERANCE N VIBRATION SEVERITY GRADE A, DEGREE OF PROTECTION IP 65 | 10467 | TEM | 1 | MC | 64.104 | 1
1FT71085SF714CH0 | SIMOTICS S SYNCHRON. MOTOR 1FT7, M0=91NM (100K) NN=3000RPM, PN=18,80KW SEPARATE VENTILATION; FRAME SIZE IMB 5 (IM V1, IM V3) FLANGE 1 (1FT6 COMPATIBLE) POWER CONNECTOR OUTGOING CONNECTOR DIRECTIONAXIAL DRIVE END ABSOLUTE ENCODER 24 BITS + 12 BIT MULTITURN WITH DRIVE-CLIQ INTERFACE (ENCODER AM24DQI) PLAIN SHAFT, WITH HOLDING BRAKE; ACCURACY TOLERANCE N VIBRATION SEVERITY GRADE A, DEGREE OF PROTECTION IP 64 | 11384 | TEM | 1 | MC | 68.603 | 1
1FT71085SF714CH1 | SIMOTICS S SYNCHRON. MOTOR 1FT7, M0=91NM (100K) NN=3000RPM, PN=18,80KW SEPARATE VENTILATION; FRAME SIZE IMB 5 (IM V1, IM V3) FLANGE 1 (1FT6 COMPATIBLE) POWER CONNECTOR OUTGOING CONNECTOR DIRECTIONAXIAL DRIVE END ABSOLUTE ENCODER 24 BITS + 12 BIT MULTITURN WITH DRIVE-CLIQ INTERFACE (ENCODER AM24DQI) PLAIN SHAFT, WITH HOLDING BRAKE; ACCURACY TOLERANCE N VIBRATION SEVERITY GRADE A, DEGREE OF PROTECTION IP 65 | 11480 | TEM | 1 | MC | 68.603 | 1
1FT71085SF714CH4 | SIMOTICS S SYNCHRON. MOTOR 1FT7, M0=91NM (100K) NN=3000RPM, PN=18,80KW SEPARATE VENTILATION; FRAME SIZE IMB 5 (IM V1, IM V3) FLANGE 1 (1FT6 COMPATIBLE) POWER CONNECTOR OUTGOING CONNECTOR DIRECTIONAXIAL DRIVE END ABSOLUTE ENCODER 24 BITS + 12 BIT MULTITURN WITH DRIVE-CLIQ INTERFACE (ENCODER AM24DQI) PLAIN SHAFT, WITH HOLDING BRAKE; ACCURACY TOLERANCE N VIBRATION SEVERITY GRADE A+R, DEGREE OF PROTECTION IP 65 | 11636 | TEM | 1 | MC | 68.603 | 1
1FT71085SF714CL4 | SIMOTICS S SYNCHRON. MOTOR 1FT7, M0=91NM (100K) NN=3000RPM, PN=18,80KW SEPARATE VENTILATION; FRAME SIZE IMB 5 (IM V1, IM V3) FLANGE 1 (1FT6 COMPATIBLE) POWER CONNECTOR OUTGOING CONNECTOR DIRECTIONAXIAL DRIVE END ABSOLUTE ENCODER 24 BITS + 12 BIT MULTITURN WITH DRIVE-CLIQ INTERFACE (ENCODER AM24DQI) PLAIN SHAFT, WITH HOLDING BRAKE; ACCURACY TOLERANCE R VIBRATION SEVERITY GRADE A+R, DEGREE OF PROTECTION IP 65 | 11795 | TEM | 1 | MC | 68.603 | 1
1FT71085SF714MH0 | SIMOTICS S SYNCHRON. MOTOR 1FT7, M0=91NM (100K) NN=3000RPM, PN=18,80KW SEPARATE VENTILATION; FRAME SIZE IMB 5 (1FT6 COMPATIBLE) WITH KTY TEMPERATURE SENSOR POWER CONNECTOR OUTGOING CONNECTOR DIRECTIONAXIAL DRIVE END ABSOLUTE ENCODER ENDAT 2048 S/R (ENCODER A-2048) CONNECTOR ROTATABLE PLAIN SHAFT, WITH HOLDING BRAKE; ACCURACY TOLERANCE N VIBRATION SEVERITY GRADE A, DEGREE OF PROTECTION IP 64 | 11032 | TEM | 1 | MC | 68.503 | 1
1FT71085SF714NB0 | SIMOTICS S SYNCHRON. MOTOR 1FT7, M0=91NM (100K) NN=3000RPM, PN=18,80KW SEPARATE VENTILATION; FRAME SIZE IMB 5 (IM V1, IM V3) (1FT6 COMPATIBLE) WITH KTY TEMPERATURE SENSOR POWER CONNECTOR OUTGOING CONNECTOR DIRECTIONAXIAL DRIVE END INCREM. ENCODER SIN/COS 1VSS 2048 S/R (ENCODER I-2048) CONNECTOR ROTATABLE SHAFT WITH FITTED KEY; WITH HOLDING BRAKE; ACC. TOLERANCE N VIBRATION SEVERITY GRADE A, DEGREE OF PROTECTION IP 64 | 10278 | TEM | 1 | MC | 68.503 | 1
1FT71085SF714NG1 | SIMOTICS S SYNCHRON. MOTOR 1FT7, M0=91NM (100K) NN=3000RPM, PN=18,80KW SEPARATE VENTILATION; FRAME SIZE IMB 5 (IM V1, IM V3) (1FT6 COMPATIBLE) WITH KTY TEMPERATURE SENSOR POWER CONNECTOR OUTGOING CONNECTOR DIRECTIONAXIAL DRIVE END INCREM. ENCODER SIN/COS 1VSS 2048 S/R (ENCODER I-2048) CONNECTOR ROTATABLE PLAIN SHAFT, W/O HOLDING BRAKE; ACC. TOLERANCE N VIBRATION SEVERITY GRADE A, DEGREE OF PROTECTION IP 65 | 9362 | TEM | 1 | MC | 64.004 | 1
1FT71085SF714NG3 | SIMOTICS S SYNCHRON. MOTOR 1FT7, M0=91NM (100K) NN=3000RPM, PN=18,80KW SEPARATE VENTILATION; FRAME SIZE IMB 5 (IM V1, IM V3) (1FT6 COMPATIBLE) WITH KTY TEMPERATURE SENSOR POWER CONNECTOR OUTGOING CONNECTOR DIRECTIONAXIAL DRIVE END INCREM. ENCODER SIN/COS 1VSS 2048 S/R (ENCODER I-2048) CONNECTOR ROTATABLE PLAIN SHAFT, W/O HOLDING BRAKE; ACC. TOLERANCE N VIBRATION SEVERITY GRADE A+R, DEGREE OF PROTECTION IP 64 | 9420 | TEM | 1 | MC | 64.004 | 1
1FT71085SF714NH0 | SIMOTICS S SYNCHRON. MOTOR 1FT7, M0=91NM (100K) NN=3000RPM, PN=18,80KW SEPARATE VENTILATION; FRAME SIZE IMB 5 (IM V1, IM V3) (1FT6 COMPATIBLE) WITH KTY TEMPERATURE SENSOR POWER CONNECTOR OUTGOING CONNECTOR DIRECTIONAXIAL DRIVE END INCREM. ENCODER SIN/COS 1VSS 2048 S/R (ENCODER I-2048) CONNECTOR ROTATABLE PLAIN SHAFT, WITH HOLDING BRAKE; ACCURACY TOLERANCE N VIBRATION SEVERITY GRADE A, DEGREE OF PROTECTION IP 64 | 10278 | TEM | 1 | MC | 68.503 | 1
1FT71085SF714NH1 | SIMOTICS S SYNCHRON. MOTOR 1FT7, M0=91NM (100K) NN=3000RPM, PN=18,80KW SEPARATE VENTILATION; FRAME SIZE IMB 5 (IM V1, IM V3) (1FT6 COMPATIBLE) WITH KTY TEMPERATURE SENSOR POWER CONNECTOR OUTGOING CONNECTOR DIRECTIONAXIAL DRIVE END INCREM. ENCODER SIN/COS 1VSS 2048 S/R (ENCODER I-2048) CONNECTOR ROTATABLE PLAIN SHAFT, WITH HOLDING BRAKE; ACCURACY TOLERANCE N VIBRATION SEVERITY GRADE A, DEGREE OF PROTECTION IP 65 | 10375 | TEM | 1 | MC | 68.503 | 1
1FT71085SF714NH4 | SIMOTICS S SYNCHRON. MOTOR 1FT7, M0=91NM (100K) NN=3000RPM, PN=18,80KW SEPARATE VENTILATION; FRAME SIZE IMB 5 (IM V1, IM V3) (1FT6 COMPATIBLE) WITH KTY TEMPERATURE SENSOR POWER CONNECTOR OUTGOING CONNECTOR DIRECTIONAXIAL DRIVE END INCREM. ENCODER SIN/COS 1VSS 2048 S/R (ENCODER I-2048) CONNECTOR ROTATABLE PLAIN SHAFT, WITH HOLDING BRAKE; ACCURACY TOLERANCE N VIBRATION SEVERITY GRADE A+R, DEGREE OF PROTECTION IP 65 | 10530 | TEM | 1 | MC | 68.503 | 1
1FT71085SF715CB0 | SIMOTICS S SYNCHRON. MOTOR 1FT7, M0=91NM (100K) NN=3000RPM, PN=18,80KW SEPARATE VENTILATION; FRAME SIZE IMB 5 (IM V1, IM V3) FLANGE 1 (1FT6 COMPATIBLE) FOR CONNECT. OF TERMINAL BOXAND SIGNAL CONNECTOR, TERMINALBOX TRAVERSE RIGHT ABSOLUTE ENCODER 24 BITS + 12 BIT MULTITURN WITH DRIVE-CLIQ INTERFACE (ENCODER AM24DQI) SHAFT WITH FITTED KEY; WITH HOLDING BRAKE; ACC. TOLERANCE N VIBRATION SEVERITY GRADE A, DEGREE OF PROTECTION IP 64 | 11384 | TEM | 1 | MC | 69.102 | 1
1FT71085SF715CH1 | SIMOTICS S SYNCHRON. MOTOR 1FT7, M0=91NM (100K) NN=3000RPM, PN=18,80KW SEPARATE VENTILATION; FRAME SIZE IMB 5 (IM V1, IM V3) FLANGE 1 (1FT6 COMPATIBLE) FOR CONNECT. OF TERMINAL BOXAND SIGNAL CONNECTOR, TERMINALBOX TRAVERSE RIGHT ABSOLUTE ENCODER 24 BITS + 12 BIT MULTITURN WITH DRIVE-CLIQ INTERFACE (ENCODER AM24DQI) PLAIN SHAFT, WITH HOLDING BRAKE; ACCURACY TOLERANCE N VIBRATION SEVERITY GRADE A, DEGREE OF PROTECTION IP 65 | 11480 | TEM | 1 | MC | 69.102 | 1
1FT71085SF717CG1 | SIMOTICS S SYNCHRON. MOTOR 1FT7, M0=91NM (100K) NN=3000RPM, PN=18,80KW SEPARATE VENTILATION; FRAME SIZE IMB 5 (IM V1, IM V3) FLANGE 1 (1FT6 COMPATIBLE) FOR CONNECT. OF TERMINAL BOXAND SIGNAL CONNECTOR, TERMINALBOX AXIAL NON-DRIVE END ABSOLUTE ENCODER 24 BITS + 12 BIT MULTITURN WITH DRIVE-CLIQ INTERFACE (ENCODER AM24DQI) PLAIN SHAFT, W/O HOLDING BRAKE; ACC. TOLERANCE N VIBRATION SEVERITY GRADE A, DEGREE OF PROTECTION IP 65 | 10467 | TEM | 1 | MC | 64.603 | 1
1FT71085SF717NB0 | SIMOTICS S SYNCHRON. MOTOR 1FT7, M0=91NM (100K) NN=3000RPM, PN=18,80KW SEPARATE VENTILATION; FRAME SIZE IMB 5 (IM V1, IM V3) (1FT6 COMPATIBLE) WITH KTY TEMPERATURE SENSOR FOR CONNECT. OF TERMINAL BOXAND SIGNAL CONNECTOR, TERMINALBOX AXIAL NON-DRIVE END INCREM. ENCODER SIN/COS 1VSS 2048 S/R (ENCODER I-2048) CONNECTOR ROTATABLE SHAFT WITH FITTED KEY; WITH HOLDING BRAKE; ACC. TOLERANCE N VIBRATION SEVERITY GRADE A, DEGREE OF PROTECTION IP 64 | 10278 | TEM | 1 | MC | 69.002 | 1
1FT71085SF718CH0 | SIMOTICS S SYNCHRON. MOTOR 1FT7, M0=91NM (100K) NN=3000RPM, PN=18,80KW SEPARATE VENTILATION; FRAME SIZE IMB 5 (IM V1, IM V3) FLANGE 1 (1FT6 COMPATIBLE) FOR CONNECT. OF TERMINAL BOXAND SIGNAL CONNECTOR, TERMINALBOX AXIAL DRIVE END ABSOLUTE ENCODER 24 BITS + 12 BIT MULTITURN WITH DRIVE-CLIQ INTERFACE (ENCODER AM24DQI) PLAIN SHAFT, WITH HOLDING BRAKE; ACCURACY TOLERANCE N VIBRATION SEVERITY GRADE A, DEGREE OF PROTECTION IP 64 | 11384 | TEM | 1 | MC | 69.102 | 1
1FT71085SF718CH1 | SIMOTICS S SYNCHRON. MOTOR 1FT7, M0=91NM (100K) NN=3000RPM, PN=18,80KW SEPARATE VENTILATION; FRAME SIZE IMB 5 (IM V1, IM V3) FLANGE 1 (1FT6 COMPATIBLE) FOR CONNECT. OF TERMINAL BOXAND SIGNAL CONNECTOR, TERMINALBOX AXIAL DRIVE END ABSOLUTE ENCODER 24 BITS + 12 BIT MULTITURN WITH DRIVE-CLIQ INTERFACE (ENCODER AM24DQI) PLAIN SHAFT, WITH HOLDING BRAKE; ACCURACY TOLERANCE N VIBRATION SEVERITY GRADE A, DEGREE OF PROTECTION IP 65 | 11480 | TEM | 1 | MC | 69.102 | 1
1FT71085SF718NH0 | SIMOTICS S SYNCHRON. MOTOR 1FT7, M0=91NM (100K) NN=3000RPM, PN=18,80KW SEPARATE VENTILATION; FRAME SIZE IMB 5 (IM V1, IM V3) (1FT6 COMPATIBLE) WITH KTY TEMPERATURE SENSOR FOR CONNECT. OF TERMINAL BOXAND SIGNAL CONNECTOR, TERMINALBOX AXIAL DRIVE END INCREM. ENCODER SIN/COS 1VSS 2048 S/R (ENCODER I-2048) CONNECTOR ROTATABLE PLAIN SHAFT, WITH HOLDING BRAKE; ACCURACY TOLERANCE N VIBRATION SEVERITY GRADE A, DEGREE OF PROTECTION IP 64 | 10278 | TEM | 1 | MC | 69.002 | 1
1FT71085SY711MG0 | SIMOTICS S SYNCHRONOUS MOTOR 1FT7, (100K) CUSTOMER SPECIFIC WINDING SEPARATE VENTILATION; FRAME SIZE IMB 5 (IM V1, IM V3) FLANGE 1 (1FT6 COMPATIBLE) POWER CONNECTOR OUTGOING CONNECTOR DIRECTIONTRAVERSE RIGHT ABSOLUTE ENCODER ENDAT 2048 S/R (ENCODER A-2048) CONNECTOR ROTATABLE PLAIN SHAFT, W/O HOLDING BRAKE; ACC. TOLERANCE N VIBRATION SEVERITY GRADE A, DEGREE OF PROTECTION IP 64 | 10020 | TEM | 1 | MC | 64 | 1
1FT71085SY741MG0 | SIMOTICS S SYNCHRONOUS MOTOR 1FT7, (100K) CUSTOMER SPECIFIC WINDING SEPARATE VENTILATION; FRAME SIZE IMB 5 (IM V1, IM V3) FLANGE 1 (1FT6 COMPATIBLE) POWER CONNECTOR OUTGOING CONNECTOR DIRECTIONTRAVERSE RIGHT ABSOLUTE ENCODER ENDAT 2048 S/R (ENCODER A-2048) CONNECTOR ROTATABLE PLAIN SHAFT, W/O HOLDING BRAKE; ACC. TOLERANCE N VIBRATION SEVERITY GRADE A, DEGREE OF PROTECTION IP 64 | 10020 | TEM | 1 | MC | 64 | 1
1FT71085WB701BG0 | SIMOTICS S SYNCHRON. MOTOR 1FT7, M0=125NM (100K) NN=1500RPM, PN=19,60KW WATER-COOLED; FRAME SIZE IMB 5 (IM V1, IM V3) FLANGE 0 POWER CONNECTOR ROTATABLE ABSOLUTE VALUE ENCODER SINGLETURN 24 BIT WITH DRIVE-CLIQ INTERFACE (ENCODER AS24DQI) PLAIN SHAFT, W/O HOLDING BRAKE; ACC. TOLERANCE N VIBRATION SEVERITY GRADE A, DEGREE OF PROTECTION IP 64 | 9606 | TEM | 1 | MC | 68.704 | 1
1FT71085WB701CA1 | SIMOTICS S SYNCHRON. MOTOR 1FT7, M0=125NM (100K) NN=1500RPM, PN=19,60KW WATER-COOLED; FRAME SIZE IMB 5 (IM V1, IM V3) FLANGE 0 POWER CONNECTOR ROTATABLE ABSOLUTE ENCODER 24 BITS + 12 BIT MULTITURN WITH DRIVE-CLIQ INTERFACE (ENCODER AM24DQI) SHAFT WITH FITTED KEY; W/O HOLDING BRAKE; ACC. TOLERANCE N VIBRATION SEVERITY GRADE A, DEGREE OF PROTECTION IP 65 | 10467 | TEM | 1 | MC | 68.704 | 1
1FT71085WB701DG4 | SIMOTICS S SYNCHRON. MOTOR 1FT7, M0=125NM (100K) NN=1500RPM, PN=19,60KW WATER-COOLED; FRAME SIZE IMB 5 (IM V1, IM V3) FLANGE 0 POWER CONNECTOR ROTATABLE INCREMENTAL ENCODER 2048 S/R WITH DRIVE-CLIQ INTERFACE (ENCODER I-2048) CONNECTOR ROTATABLE PLAIN SHAFT, W/O HOLDING BRAKE; ACC. TOLERANCE N VIBRATION SEVERITY GRADE A+R, DEGREE OF PROTECTION IP 65 | 9938 | TEM | 1 | MC | 68.704 | 1
1FT71085WB701FB3 | SIMOTICS S SYNCHRON. MOTOR 1FT7, M0=125NM (100K) NN=1500RPM, PN=19,60KW WATER-COOLED; FRAME SIZE IMB 5 (IM V1, IM V3) FLANGE 0 POWER CONNECTOR ROTATABLE ABSOLUTE ENCODER 22 BITS MULTI TURN WITH DRIVE-CLIQ INTERFACE (ENCODER AM-22-DQ) CONNECTOR ROTATABLE SHAFT WITH FITTED KEY; WITH HOLDING BRAKE; ACC. TOLERANCE N VIBRATION SEVERITY GRADE A+R, DEGREE OF PROTECTION IP 64 | 11619 | TEM | 1 | MC | 73.203 | 1
1FT71085WB701FG0 | SIMOTICS S SYNCHRON. MOTOR 1FT7, M0=125NM (100K) NN=1500RPM, PN=19,60KW WATER-COOLED; FRAME SIZE IMB 5 (IM V1, IM V3) FLANGE 0 POWER CONNECTOR ROTATABLE ABSOLUTE ENCODER 22 BITS MULTI TURN WITH DRIVE-CLIQ INTERFACE (ENCODER AM-22-DQ) CONNECTOR ROTATABLE PLAIN SHAFT, W/O HOLDING BRAKE; ACC. TOLERANCE N VIBRATION SEVERITY GRADE A, DEGREE OF PROTECTION IP 64 | 10451 | TEM | 1 | MC | 68.704 | 1
1FT71085WB701FH3 | SIMOTICS S SYNCHRON. MOTOR 1FT7, M0=125NM (100K) NN=1500RPM, PN=19,60KW WATER-COOLED; FRAME SIZE IMB 5 (IM V1, IM V3) FLANGE 0 POWER CONNECTOR ROTATABLE ABSOLUTE ENCODER 22 BITS MULTI TURN WITH DRIVE-CLIQ INTERFACE (ENCODER AM-22-DQ) CONNECTOR ROTATABLE PLAIN SHAFT, WITH HOLDING BRAKE; ACCURACY TOLERANCE N VIBRATION SEVERITY GRADE A+R, DEGREE OF PROTECTION IP 64 | 11619 | TEM | 1 | MC | 73.203 | 1
1FT71085WB701FK4 | SIMOTICS S SYNCHRON. MOTOR 1FT7, M0=125NM (100K) NN=1500RPM, PN=19,60KW WATER-COOLED; FRAME SIZE IMB 5 (IM V1, IM V3) FLANGE 0 POWER CONNECTOR ROTATABLE ABSOLUTE ENCODER 22 BITS MULTI TURN WITH DRIVE-CLIQ INTERFACE (ENCODER AM-22-DQ) CONNECTOR ROTATABLE PLAIN SHAFT, W/O HOLDING BRAKE; ACC. TOLERANCE R VIBRATION SEVERITY GRADE A+R, DEGREE OF PROTECTION IP 65 | 10863 | TEM | 1 | MC | 68.704 | 1
1FT71085WB701MD0 | SIMOTICS S SYNCHRON. MOTOR 1FT7, M0=125NM (100K) NN=1500RPM, PN=19,60KW WATER-COOLED; FRAME SIZE IMB 5 (IM V1, IM V3) FLANGE (COMPACT) WITH KTY TEMPERATURE SENSOR POWER CONNECTOR ROTATABLE ABSOLUTE ENCODER ENDAT 2048 S/R (ENCODER A-2048) CONNECTOR ROTATABLE SHAFT WITH FITTED KEY; W/O HOLDING BRAKE; ACC. TOLERANCE R VIBRATION SEVERITY GRADE A, DEGREE OF PROTECTION IP 64 | 10179 | TEM | 1 | MC | 68.704 | 1
1FT71085WB711BG2 | SIMOTICS S SYNCHRON. MOTOR 1FT7, M0=125NM (100K) NN=1500RPM, PN=19,60KW WATER-COOLED; FRAME SIZE IMB 5 (IM V1, IM V3) FLANGE 1 (1FT6 COMPATIBLE) POWER CONNECTOR ROTATABLE ABSOLUTE VALUE ENCODER SINGLETURN 24 BIT WITH DRIVE-CLIQ INTERFACE (ENCODER AS24DQI) PLAIN SHAFT, W/O HOLDING BRAKE; ACC. TOLERANCE N VIBRATION SEVERITY GRADE A, DEGREE OF PROTECTION IP 67 | 9782 | TEM | 1 | MC | 68.704 | 1
1FT71085WB711BG4 | SIMOTICS S SYNCHRON. MOTOR 1FT7, M0=125NM (100K) NN=1500RPM, PN=19,60KW WATER-COOLED; FRAME SIZE IMB 5 (IM V1, IM V3) FLANGE 1 (1FT6 COMPATIBLE) POWER CONNECTOR ROTATABLE ABSOLUTE VALUE ENCODER SINGLETURN 24 BIT WITH DRIVE-CLIQ INTERFACE (ENCODER AS24DQI) PLAIN SHAFT, W/O HOLDING BRAKE; ACC. TOLERANCE N VIBRATION SEVERITY GRADE A+R, DEGREE OF PROTECTION IP 65 | 9858 | TEM | 1 | MC | 68.704 | 1
1FT71085WB711BH1 | SIMOTICS S SYNCHRON. MOTOR 1FT7, M0=125NM (100K) NN=1500RPM, PN=19,60KW WATER-COOLED; FRAME SIZE IMB 5 (IM V1, IM V3) FLANGE 1 (1FT6 COMPATIBLE) POWER CONNECTOR ROTATABLE ABSOLUTE VALUE ENCODER SINGLETURN 24 BIT WITH DRIVE-CLIQ INTERFACE (ENCODER AS24DQI) PLAIN SHAFT, WITH HOLDING BRAKE; ACCURACY TOLERANCE N VIBRATION SEVERITY GRADE A, DEGREE OF PROTECTION IP 65 | 10715 | TEM | 1 | MC | 73.203 | 1
1FT71085WB711BH4 | SIMOTICS S SYNCHRON. MOTOR 1FT7, M0=125NM (100K) NN=1500RPM, PN=19,60KW WATER-COOLED; FRAME SIZE IMB 5 (IM V1, IM V3) FLANGE 1 (1FT6 COMPATIBLE) POWER CONNECTOR ROTATABLE ABSOLUTE VALUE ENCODER SINGLETURN 24 BIT WITH DRIVE-CLIQ INTERFACE (ENCODER AS24DQI) PLAIN SHAFT, WITH HOLDING BRAKE; ACCURACY TOLERANCE N VIBRATION SEVERITY GRADE A+R, DEGREE OF PROTECTION IP 65 | 10871 | TEM | 1 | MC | 73.203 | 1
1FT71085WB711BL4 | SIMOTICS S SYNCHRON. MOTOR 1FT7, M0=125NM (100K) NN=1500RPM, PN=19,60KW WATER-COOLED; FRAME SIZE IMB 5 (IM V1, IM V3) FLANGE 1 (1FT6 COMPATIBLE) POWER CONNECTOR ROTATABLE ABSOLUTE VALUE ENCODER SINGLETURN 24 BIT WITH DRIVE-CLIQ INTERFACE (ENCODER AS24DQI) PLAIN SHAFT, WITH HOLDING BRAKE; ACCURACY TOLERANCE R VIBRATION SEVERITY GRADE A+R, DEGREE OF PROTECTION IP 65 | 11030 | TEM | 1 | MC | 73.203 | 1
1FT71085WB711CA1 | SIMOTICS S SYNCHRON. MOTOR 1FT7, M0=125NM (100K) NN=1500RPM, PN=19,60KW WATER-COOLED; FRAME SIZE IMB 5 (IM V1, IM V3) FLANGE 1 (1FT6 COMPATIBLE) POWER CONNECTOR ROTATABLE ABSOLUTE ENCODER 24 BITS + 12 BIT MULTITURN WITH DRIVE-CLIQ INTERFACE (ENCODER AM24DQI) SHAFT WITH FITTED KEY; W/O HOLDING BRAKE; ACC. TOLERANCE N VIBRATION SEVERITY GRADE A, DEGREE OF PROTECTION IP 65 | 10467 | TEM | 1 | MC | 68.704 | 1
1FT71085WB711CG1 | SIMOTICS S SYNCHRON. MOTOR 1FT7, M0=125NM (100K) NN=1500RPM, PN=19,60KW WATER-COOLED; FRAME SIZE IMB 5 (IM V1, IM V3) FLANGE 1 (1FT6 COMPATIBLE) POWER CONNECTOR ROTATABLE ABSOLUTE ENCODER 24 BITS + 12 BIT MULTITURN WITH DRIVE-CLIQ INTERFACE (ENCODER AM24DQI) PLAIN SHAFT, W/O HOLDING BRAKE; ACC. TOLERANCE N VIBRATION SEVERITY GRADE A, DEGREE OF PROTECTION IP 65 | 10467 | TEM | 1 | MC | 68.704 | 1
1FT71085WB711DA0 | SIMOTICS S SYNCHRON. MOTOR 1FT7, M0=125NM (100K) NN=1500RPM, PN=19,60KW WATER-COOLED; FRAME SIZE IMB 5 (IM V1, IM V3) FLANGE 1 (1FT6 COMPATIBLE) POWER CONNECTOR ROTATABLE INCREMENTAL ENCODER 2048 S/R WITH DRIVE-CLIQ INTERFACE (ENCODER I-2048) CONNECTOR ROTATABLE SHAFT WITH FITTED KEY; W/O HOLDING BRAKE; ACC. TOLERANCE N VIBRATION SEVERITY GRADE A, DEGREE OF PROTECTION IP 64 | 9686 | TEM | 1 | MC | 68.704 | 1
1FT71085WB711DA2 | SIMOTICS S SYNCHRON. MOTOR 1FT7, M0=125NM (100K) NN=1500RPM, PN=19,60KW WATER-COOLED; FRAME SIZE IMB 5 (IM V1, IM V3) FLANGE 1 (1FT6 COMPATIBLE) POWER CONNECTOR ROTATABLE INCREMENTAL ENCODER 2048 S/R WITH DRIVE-CLIQ INTERFACE (ENCODER I-2048) CONNECTOR ROTATABLE SHAFT WITH FITTED KEY; W/O HOLDING BRAKE; ACC. TOLERANCE N VIBRATION SEVERITY GRADE A, DEGREE OF PROTECTION IP 67 | 9862 | TEM | 1 | MC | 68.704 | 1
1FT71085WB711DA3 | SIMOTICS S SYNCHRON. MOTOR 1FT7, M0=125NM (100K) NN=1500RPM, PN=19,60KW WATER-COOLED; FRAME SIZE IMB 5 (IM V1, IM V3) FLANGE 1 (1FT6 COMPATIBLE) POWER CONNECTOR ROTATABLE INCREMENTAL ENCODER 2048 S/R WITH DRIVE-CLIQ INTERFACE (ENCODER I-2048) CONNECTOR ROTATABLE SHAFT WITH FITTED KEY; W/O HOLDING BRAKE; ACC. TOLERANCE N VIBRATION SEVERITY GRADE A+R, DEGREE OF PROTECTION IP 64 | 9841 | TEM | 1 | MC | 68.704 | 1
1FT71085WB711DE4 | SIMOTICS S SYNCHRON. MOTOR 1FT7, M0=125NM (100K) NN=1500RPM, PN=19,60KW WATER-COOLED; FRAME SIZE IMB 5 (IM V1, IM V3) FLANGE 1 (1FT6 COMPATIBLE) POWER CONNECTOR ROTATABLE INCREMENTAL ENCODER 2048 S/R WITH DRIVE-CLIQ INTERFACE (ENCODER I-2048) CONNECTOR ROTATABLE SHAFT WITH FITTED KEY; WITH HOLDING BRAKE; ACC. TOLERANCE R VIBRATION SEVERITY GRADE A+R, DEGREE OF PROTECTION IP 65 | 11110 | TEM | 1 | MC | 73.203 | 1
1FT71085WB711DG0 | SIMOTICS S SYNCHRON. MOTOR 1FT7, M0=125NM (100K) NN=1500RPM, PN=19,60KW WATER-COOLED; FRAME SIZE IMB 5 (IM V1, IM V3) FLANGE 1 (1FT6 COMPATIBLE) POWER CONNECTOR ROTATABLE INCREMENTAL ENCODER 2048 S/R WITH DRIVE-CLIQ INTERFACE (ENCODER I-2048) CONNECTOR ROTATABLE PLAIN SHAFT, W/O HOLDING BRAKE; ACC. TOLERANCE N VIBRATION SEVERITY GRADE A, DEGREE OF PROTECTION IP 64 | 9686 | TEM | 1 | MC | 68.704 | 1
1FT71085WB711DG1 | SIMOTICS S SYNCHRON. MOTOR 1FT7, M0=125NM (100K) NN=1500RPM, PN=19,60KW WATER-COOLED; FRAME SIZE IMB 5 (IM V1, IM V3) FLANGE 1 (1FT6 COMPATIBLE) POWER CONNECTOR ROTATABLE INCREMENTAL ENCODER 2048 S/R WITH DRIVE-CLIQ INTERFACE (ENCODER I-2048) CONNECTOR ROTATABLE PLAIN SHAFT, W/O HOLDING BRAKE; ACC. TOLERANCE N VIBRATION SEVERITY GRADE A, DEGREE OF PROTECTION IP 65 | 9782 | TEM | 1 | MC | 68.704 | 1
1FT71085WB711DH0 | SIMOTICS S SYNCHRON. MOTOR 1FT7, M0=125NM (100K) NN=1500RPM, PN=19,60KW WATER-COOLED; FRAME SIZE IMB 5 (IM V1, IM V3) FLANGE 1 (1FT6 COMPATIBLE) POWER CONNECTOR ROTATABLE INCREMENTAL ENCODER 2048 S/R WITH DRIVE-CLIQ INTERFACE (ENCODER I-2048) CONNECTOR ROTATABLE PLAIN SHAFT, WITH HOLDING BRAKE; ACCURACY TOLERANCE N VIBRATION SEVERITY GRADE A, DEGREE OF PROTECTION IP 64 | 10699 | TEM | 1 | MC | 73.203 | 1
1FT71085WB711DH1 | SIMOTICS S SYNCHRON. MOTOR 1FT7, M0=125NM (100K) NN=1500RPM, PN=19,60KW WATER-COOLED; FRAME SIZE IMB 5 (IM V1, IM V3) FLANGE 1 (1FT6 COMPATIBLE) POWER CONNECTOR ROTATABLE INCREMENTAL ENCODER 2048 S/R WITH DRIVE-CLIQ INTERFACE (ENCODER I-2048) CONNECTOR ROTATABLE PLAIN SHAFT, WITH HOLDING BRAKE; ACCURACY TOLERANCE N VIBRATION SEVERITY GRADE A, DEGREE OF PROTECTION IP 65 | 10795 | TEM | 1 | MC | 73.203 | 1
1FT71085WB711DL3 | SIMOTICS S SYNCHRON. MOTOR 1FT7, M0=125NM (100K) NN=1500RPM, PN=19,60KW WATER-COOLED; FRAME SIZE IMB 5 (IM V1, IM V3) FLANGE 1 (1FT6 COMPATIBLE) POWER CONNECTOR ROTATABLE INCREMENTAL ENCODER 2048 S/R WITH DRIVE-CLIQ INTERFACE (ENCODER I-2048) CONNECTOR ROTATABLE PLAIN SHAFT, WITH HOLDING BRAKE; ACCURACY TOLERANCE R VIBRATION SEVERITY GRADE A+R, DEGREE OF PROTECTION IP 64 | 11013 | TEM | 1 | MC | 73.203 | 1
1FT71085WB711DL4 | SIMOTICS S SYNCHRON. MOTOR 1FT7, M0=125NM (100K) NN=1500RPM, PN=19,60KW WATER-COOLED; FRAME SIZE IMB 5 (IM V1, IM V3) FLANGE 1 (1FT6 COMPATIBLE) POWER CONNECTOR ROTATABLE INCREMENTAL ENCODER 2048 S/R WITH DRIVE-CLIQ INTERFACE (ENCODER I-2048) CONNECTOR ROTATABLE PLAIN SHAFT, WITH HOLDING BRAKE; ACCURACY TOLERANCE R VIBRATION SEVERITY GRADE A+R, DEGREE OF PROTECTION IP 65 | 11110 | TEM | 1 | MC | 73.203 | 1
1FT71085WB711FG1 | SIMOTICS S SYNCHRON. MOTOR 1FT7, M0=125NM (100K) NN=1500RPM, PN=19,60KW WATER-COOLED; FRAME SIZE IMB 5 (IM V1, IM V3) FLANGE 1 (1FT6 COMPATIBLE) POWER CONNECTOR ROTATABLE ABSOLUTE ENCODER 22 BITS MULTI TURN WITH DRIVE-CLIQ INTERFACE (ENCODER AM-22-DQ) CONNECTOR ROTATABLE PLAIN SHAFT, W/O HOLDING BRAKE; ACC. TOLERANCE N VIBRATION SEVERITY GRADE A, DEGREE OF PROTECTION IP 65 | 10548 | TEM | 1 | MC | 68.704 | 1
1FT71085WB711FG4 | SIMOTICS S SYNCHRON. MOTOR 1FT7, M0=125NM (100K) NN=1500RPM, PN=19,60KW WATER-COOLED; FRAME SIZE IMB 5 (IM V1, IM V3) FLANGE 1 (1FT6 COMPATIBLE) POWER CONNECTOR ROTATABLE ABSOLUTE ENCODER 22 BITS MULTI TURN WITH DRIVE-CLIQ INTERFACE (ENCODER AM-22-DQ) CONNECTOR ROTATABLE PLAIN SHAFT, W/O HOLDING BRAKE; ACC. TOLERANCE N VIBRATION SEVERITY GRADE A+R, DEGREE OF PROTECTION IP 65 | 10703 | TEM | 1 | MC | 68.704 | 1
1FT71085WB711FH0 | SIMOTICS S SYNCHRON. MOTOR 1FT7, M0=125NM (100K) NN=1500RPM, PN=19,60KW WATER-COOLED; FRAME SIZE IMB 5 (IM V1, IM V3) FLANGE 1 (1FT6 COMPATIBLE) POWER CONNECTOR ROTATABLE ABSOLUTE ENCODER 22 BITS MULTI TURN WITH DRIVE-CLIQ INTERFACE (ENCODER AM-22-DQ) CONNECTOR ROTATABLE PLAIN SHAFT, WITH HOLDING BRAKE; ACCURACY TOLERANCE N VIBRATION SEVERITY GRADE A, DEGREE OF PROTECTION IP 64 | 11464 | TEM | 1 | MC | 73.203 | 1
1FT71085WB711NA0 | SIMOTICS S SYNCHRON. MOTOR 1FT7, M0=125NM (100K) NN=1500RPM, PN=19,60KW WATER-COOLED; FRAME SIZE IMB 5 (IM V1, IM V3) (1FT6 COMPATIBLE) WITH KTY TEMPERATURE SENSOR POWER CONNECTOR ROTATABLE INCREM. ENCODER SIN/COS 1VSS 2048 S/R (ENCODER I-2048) CONNECTOR ROTATABLE SHAFT WITH FITTED KEY; W/O HOLDING BRAKE; ACC. TOLERANCE N VIBRATION SEVERITY GRADE A, DEGREE OF PROTECTION IP 64 | 9266 | TEM | 1 | MC | 68.704 | 1
1FT71085WB711NA3 | SIMOTICS S SYNCHRON. MOTOR 1FT7, M0=125NM (100K) NN=1500RPM, PN=19,60KW WATER-COOLED; FRAME SIZE IMB 5 (IM V1, IM V3) (1FT6 COMPATIBLE) WITH KTY TEMPERATURE SENSOR POWER CONNECTOR ROTATABLE INCREM. ENCODER SIN/COS 1VSS 2048 S/R (ENCODER I-2048) CONNECTOR ROTATABLE SHAFT WITH FITTED KEY; W/O HOLDING BRAKE; ACC. TOLERANCE N VIBRATION SEVERITY GRADE A+R, DEGREE OF PROTECTION IP 64 | 9420 | TEM | 1 | MC | 68.704 | 1
1FT71085WB711NH1 | SIMOTICS S SYNCHRON. MOTOR 1FT7, M0=125NM (100K) NN=1500RPM, PN=19,60KW WATER-COOLED; FRAME SIZE IMB 5 (IM V1, IM V3) (1FT6 COMPATIBLE) WITH KTY TEMPERATURE SENSOR POWER CONNECTOR ROTATABLE INCREM. ENCODER SIN/COS 1VSS 2048 S/R (ENCODER I-2048) CONNECTOR ROTATABLE PLAIN SHAFT, WITH HOLDING BRAKE; ACCURACY TOLERANCE N VIBRATION SEVERITY GRADE A, DEGREE OF PROTECTION IP 65 | 10375 | TEM | 1 | MC | 73.203 | 1
1FT71085WB711NK5 | SIMOTICS S SYNCHRON. MOTOR 1FT7, M0=125NM (100K) NN=1500RPM, PN=19,60KW WATER-COOLED; FRAME SIZE IMB 5 (IM V1, IM V3) (1FT6 COMPATIBLE) WITH KTY TEMPERATURE SENSOR POWER CONNECTOR ROTATABLE INCREM. ENCODER SIN/COS 1VSS 2048 S/R (ENCODER I-2048) CONNECTOR ROTATABLE PLAIN SHAFT, W/O HOLDING BRAKE; ACC. TOLERANCE R VIBRATION SEVERITY GRADE A+R, DEGREE OF PROTECTION IP 67 | 9757 | TEM | 1 | MC | 68.704 | 1
1FT71085WC701CH1 | SIMOTICS S SYNCHRON. MOTOR 1FT7, M0=125NM (100K) NN=2000RPM, PN=26,20KW WATER-COOLED; FRAME SIZE IMB 5 (IM V1, IM V3) FLANGE 0 POWER CONNECTOR OUTGOING CONNECTOR DIRECTIONTRAVERSE RIGHT ABSOLUTE ENCODER 24 BITS + 12 BIT MULTITURN WITH DRIVE-CLIQ INTERFACE (ENCODER AM24DQI) PLAIN SHAFT, WITH HOLDING BRAKE; ACCURACY TOLERANCE N VIBRATION SEVERITY GRADE A, DEGREE OF PROTECTION IP 65 | 11480 | TEM | 1 | MC | 73.203 | 1
1FT71085WC701CH2 | SIMOTICS S SYNCHRON. MOTOR 1FT7, M0=125NM (100K) NN=2000RPM, PN=26,20KW WATER-COOLED; FRAME SIZE IMB 5 (IM V1, IM V3) FLANGE 0 POWER CONNECTOR OUTGOING CONNECTOR DIRECTIONTRAVERSE RIGHT ABSOLUTE ENCODER 24 BITS + 12 BIT MULTITURN WITH DRIVE-CLIQ INTERFACE (ENCODER AM24DQI) PLAIN SHAFT, WITH HOLDING BRAKE; ACCURACY TOLERANCE N VIBRATION SEVERITY GRADE A, DEGREE OF PROTECTION IP 67 | 11560 | TEM | 1 | MC | 73.203 | 1
1FT71085WC701FH1 | SIMOTICS S SYNCHRON. MOTOR 1FT7, M0=125NM (100K) NN=2000RPM, PN=26,20KW WATER-COOLED; FRAME SIZE IMB 5 (IM V1, IM V3) FLANGE 0 POWER CONNECTOR OUTGOING CONNECTOR DIRECTIONTRAVERSE RIGHT ABSOLUTE ENCODER 22 BITS MULTI TURN WITH DRIVE-CLIQ INTERFACE (ENCODER AM-22-DQ) CONNECTOR ROTATABLE PLAIN SHAFT, WITH HOLDING BRAKE; ACCURACY TOLERANCE N VIBRATION SEVERITY GRADE A, DEGREE OF PROTECTION IP 65 | 11560 | TEM | 1 | MC | 73.203 | 1
1FT71085WC703BA0 | SIMOTICS S SYNCHRON. MOTOR 1FT7, M0=125NM (100K) NN=2000RPM, PN=26,20KW WATER-COOLED; FRAME SIZE IMB 5 (IM V1, IM V3) FLANGE 0 POWER CONNECTOR OUTGOING CONNECTOR DIRECTIONAXIAL NON-DRIVE END ABSOLUTE VALUE ENCODER SINGLETURN 24 BIT WITH DRIVE-CLIQ INTERFACE (ENCODER AS24DQI) SHAFT WITH FITTED KEY; W/O HOLDING BRAKE; ACC. TOLERANCE N VIBRATION SEVERITY GRADE A, DEGREE OF PROTECTION IP 64 | 9606 | TEM | 1 | MC | 68.704 | 1
1FT71085WC703CD3 | SIMOTICS S SYNCHRON. MOTOR 1FT7, M0=125NM (100K) NN=2000RPM, PN=26,20KW WATER-COOLED; FRAME SIZE IMB 5 (IM V1, IM V3) FLANGE 0 POWER CONNECTOR OUTGOING CONNECTOR DIRECTIONAXIAL NON-DRIVE END ABSOLUTE ENCODER 24 BITS + 12 BIT MULTITURN WITH DRIVE-CLIQ INTERFACE (ENCODER AM24DQI) SHAFT WITH FITTED KEY; W/O HOLDING BRAKE; ACC. TOLERANCE R VIBRATION SEVERITY GRADE A+R, DEGREE OF PROTECTION IP 64 | 10685 | TEM | 1 | MC | 68.704 | 1
1FT71085WC704DA1 | SIMOTICS S SYNCHRON. MOTOR 1FT7, M0=125NM (100K) NN=2000RPM, PN=26,20KW WATER-COOLED; FRAME SIZE IMB 5 (IM V1, IM V3) FLANGE 0 POWER CONNECTOR OUTGOING CONNECTOR DIRECTIONAXIAL DRIVE END INCREMENTAL ENCODER 2048 S/R WITH DRIVE-CLIQ INTERFACE (ENCODER I-2048) CONNECTOR ROTATABLE SHAFT WITH FITTED KEY; W/O HOLDING BRAKE; ACC. TOLERANCE N VIBRATION SEVERITY GRADE A, DEGREE OF PROTECTION IP 65 | 9782 | TEM | 1 | MC | 68.704 | 1
1FT71085WC704NH1 | SIMOTICS S SYNCHRON. MOTOR 1FT7, M0=125NM (100K) NN=2000RPM, PN=26,20KW WATER-COOLED; FRAME SIZE IMB 5 (IM V1, IM V3) FLANGE (COMPACT) WITH KTY TEMPERATURE SENSOR POWER CONNECTOR OUTGOING CONNECTOR DIRECTIONAXIAL DRIVE END INCREM. ENCODER SIN/COS 1VSS 2048 S/R (ENCODER I-2048) CONNECTOR ROTATABLE PLAIN SHAFT, WITH HOLDING BRAKE; ACCURACY TOLERANCE N VIBRATION SEVERITY GRADE A, DEGREE OF PROTECTION IP 65 | 10375 | TEM | 1 | MC | 73.203 | 1
1FT71085WC711BH0 | SIMOTICS S SYNCHRON. MOTOR 1FT7, M0=125NM (100K) NN=2000RPM, PN=26,20KW WATER-COOLED; FRAME SIZE IMB 5 (IM V1, IM V3) FLANGE 1 (1FT6 COMPATIBLE) POWER CONNECTOR OUTGOING CONNECTOR DIRECTIONTRAVERSE RIGHT ABSOLUTE VALUE ENCODER SINGLETURN 24 BIT WITH DRIVE-CLIQ INTERFACE (ENCODER AS24DQI) PLAIN SHAFT, WITH HOLDING BRAKE; ACCURACY TOLERANCE N VIBRATION SEVERITY GRADE A, DEGREE OF PROTECTION IP 64 | 10619 | TEM | 1 | MC | 73.203 | 1
1FT71085WC711BH1 | SIMOTICS S SYNCHRON. MOTOR 1FT7, M0=125NM (100K) NN=2000RPM, PN=26,20KW WATER-COOLED; FRAME SIZE IMB 5 (IM V1, IM V3) FLANGE 1 (1FT6 COMPATIBLE) POWER CONNECTOR OUTGOING CONNECTOR DIRECTIONTRAVERSE RIGHT ABSOLUTE VALUE ENCODER SINGLETURN 24 BIT WITH DRIVE-CLIQ INTERFACE (ENCODER AS24DQI) PLAIN SHAFT, WITH HOLDING BRAKE; ACCURACY TOLERANCE N VIBRATION SEVERITY GRADE A, DEGREE OF PROTECTION IP 65 | 10715 | TEM | 1 | MC | 73.203 | 1
1FT71085WC711CH1 | SIMOTICS S SYNCHRON. MOTOR 1FT7, M0=125NM (100K) NN=2000RPM, PN=26,20KW WATER-COOLED; FRAME SIZE IMB 5 (IM V1, IM V3) FLANGE 1 (1FT6 COMPATIBLE) POWER CONNECTOR OUTGOING CONNECTOR DIRECTIONTRAVERSE RIGHT ABSOLUTE ENCODER 24 BITS + 12 BIT MULTITURN WITH DRIVE-CLIQ INTERFACE (ENCODER AM24DQI) PLAIN SHAFT, WITH HOLDING BRAKE; ACCURACY TOLERANCE N VIBRATION SEVERITY GRADE A, DEGREE OF PROTECTION IP 65 | 11480 | TEM | 1 | MC | 73.203 | 1
1FT71085WC711DA1 | SIMOTICS S SYNCHRON. MOTOR 1FT7, M0=125NM (100K) NN=2000RPM, PN=26,20KW WATER-COOLED; FRAME SIZE IMB 5 (IM V1, IM V3) FLANGE 1 (1FT6 COMPATIBLE) POWER CONNECTOR OUTGOING CONNECTOR DIRECTIONTRAVERSE RIGHT INCREMENTAL ENCODER 2048 S/R WITH DRIVE-CLIQ INTERFACE (ENCODER I-2048) CONNECTOR ROTATABLE SHAFT WITH FITTED KEY; W/O HOLDING BRAKE; ACC. TOLERANCE N VIBRATION SEVERITY GRADE A, DEGREE OF PROTECTION IP 65 | 9782 | TEM | 1 | MC | 68.704 | 1
1FT71085WC711DA2 | SIMOTICS S SYNCHRON. MOTOR 1FT7, M0=125NM (100K) NN=2000RPM, PN=26,20KW WATER-COOLED; FRAME SIZE IMB 5 (IM V1, IM V3) FLANGE 1 (1FT6 COMPATIBLE) POWER CONNECTOR OUTGOING CONNECTOR DIRECTIONTRAVERSE RIGHT INCREMENTAL ENCODER 2048 S/R WITH DRIVE-CLIQ INTERFACE (ENCODER I-2048) CONNECTOR ROTATABLE SHAFT WITH FITTED KEY; W/O HOLDING BRAKE; ACC. TOLERANCE N VIBRATION SEVERITY GRADE A, DEGREE OF PROTECTION IP 67 | 9862 | TEM | 1 | MC | 68.704 | 1
1FT71085WC711DH0 | SIMOTICS S SYNCHRON. MOTOR 1FT7, M0=125NM (100K) NN=2000RPM, PN=26,20KW WATER-COOLED; FRAME SIZE IMB 5 (IM V1, IM V3) FLANGE 1 (1FT6 COMPATIBLE) POWER CONNECTOR OUTGOING CONNECTOR DIRECTIONTRAVERSE RIGHT INCREMENTAL ENCODER 2048 S/R WITH DRIVE-CLIQ INTERFACE (ENCODER I-2048) CONNECTOR ROTATABLE PLAIN SHAFT, WITH HOLDING BRAKE; ACCURACY TOLERANCE N VIBRATION SEVERITY GRADE A, DEGREE OF PROTECTION IP 64 | 10699 | TEM | 1 | MC | 73.203 | 1
1FT71085WC711DH1 | SIMOTICS S SYNCHRON. MOTOR 1FT7, M0=125NM (100K) NN=2000RPM, PN=26,20KW WATER-COOLED; FRAME SIZE IMB 5 (IM V1, IM V3) FLANGE 1 (1FT6 COMPATIBLE) POWER CONNECTOR OUTGOING CONNECTOR DIRECTIONTRAVERSE RIGHT INCREMENTAL ENCODER 2048 S/R WITH DRIVE-CLIQ INTERFACE (ENCODER I-2048) CONNECTOR ROTATABLE PLAIN SHAFT, WITH HOLDING BRAKE; ACCURACY TOLERANCE N VIBRATION SEVERITY GRADE A, DEGREE OF PROTECTION IP 65 | 10795 | TEM | 1 | MC | 73.203 | 1
1FT71085WC711DL4 | SIMOTICS S SYNCHRON. MOTOR 1FT7, M0=125NM (100K) NN=2000RPM, PN=26,20KW WATER-COOLED; FRAME SIZE IMB 5 (IM V1, IM V3) FLANGE 1 (1FT6 COMPATIBLE) POWER CONNECTOR OUTGOING CONNECTOR DIRECTIONTRAVERSE RIGHT INCREMENTAL ENCODER 2048 S/R WITH DRIVE-CLIQ INTERFACE (ENCODER I-2048) CONNECTOR ROTATABLE PLAIN SHAFT, WITH HOLDING BRAKE; ACCURACY TOLERANCE R VIBRATION SEVERITY GRADE A+R, DEGREE OF PROTECTION IP 65 | 11110 | TEM | 1 | MC | 73.203 | 1
1FT71085WC711MG0 | SIMOTICS S SYNCHRON. MOTOR 1FT7, M0=125NM (100K) NN=2000RPM, PN=26,20KW WATER-COOLED; FRAME SIZE IMB 5 (1FT6 COMPATIBLE) WITH KTY TEMPERATURE SENSOR POWER CONNECTOR OUTGOING CONNECTOR DIRECTIONTRAVERSE RIGHT ABSOLUTE ENCODER ENDAT 2048 S/R (ENCODER A-2048) CONNECTOR ROTATABLE PLAIN SHAFT, W/O HOLDING BRAKE; ACC. TOLERANCE N VIBRATION SEVERITY GRADE A, DEGREE OF PROTECTION IP 64 | 10020 | TEM | 1 | MC | 68.704 | 1
1FT71085WC711MH0 | SIMOTICS S SYNCHRON. MOTOR 1FT7, M0=125NM (100K) NN=2000RPM, PN=26,20KW WATER-COOLED; FRAME SIZE IMB 5 (1FT6 COMPATIBLE) WITH KTY TEMPERATURE SENSOR POWER CONNECTOR OUTGOING CONNECTOR DIRECTIONTRAVERSE RIGHT ABSOLUTE ENCODER ENDAT 2048 S/R (ENCODER A-2048) CONNECTOR ROTATABLE PLAIN SHAFT, WITH HOLDING BRAKE; ACCURACY TOLERANCE N VIBRATION SEVERITY GRADE A, DEGREE OF PROTECTION IP 64 | 11032 | TEM | 1 | MC | 73.203 | 1
1FT71085WC711NH1 | SIMOTICS S SYNCHRON. MOTOR 1FT7, M0=125NM (100K) NN=2000RPM, PN=26,20KW WATER-COOLED; FRAME SIZE IMB 5 (IM V1, IM V3) (1FT6 COMPATIBLE) WITH KTY TEMPERATURE SENSOR POWER CONNECTOR OUTGOING CONNECTOR DIRECTIONTRAVERSE RIGHT INCREM. ENCODER SIN/COS 1VSS 2048 S/R (ENCODER I-2048) CONNECTOR ROTATABLE PLAIN SHAFT, WITH HOLDING BRAKE; ACCURACY TOLERANCE N VIBRATION SEVERITY GRADE A, DEGREE OF PROTECTION IP 65 | 10375 | TEM | 1 | MC | 73.203 | 1
1FT71085WC712NH1 | SIMOTICS S SYNCHRON. MOTOR 1FT7, M0=125NM (100K) NN=2000RPM, PN=26,20KW WATER-COOLED; FRAME SIZE IMB 5 (IM V1, IM V3) (1FT6 COMPATIBLE) WITH KTY TEMPERATURE SENSOR POWER CONNECTOR OUTGOING CONNECTOR DIRECTIONTRAVERSE LEFT INCREM. ENCODER SIN/COS 1VSS 2048 S/R (ENCODER I-2048) CONNECTOR ROTATABLE PLAIN SHAFT, WITH HOLDING BRAKE; ACCURACY TOLERANCE N VIBRATION SEVERITY GRADE A, DEGREE OF PROTECTION IP 65 | 10375 | TEM | 1 | MC | 73.203 | 1
1FT71085WC713BH1 | SIMOTICS S SYNCHRON. MOTOR 1FT7, M0=125NM (100K) NN=2000RPM, PN=26,20KW WATER-COOLED; FRAME SIZE IMB 5 (IM V1, IM V3) FLANGE 1 (1FT6 COMPATIBLE) POWER CONNECTOR OUTGOING CONNECTOR DIRECTIONAXIAL NON-DRIVE END ABSOLUTE VALUE ENCODER SINGLETURN 24 BIT WITH DRIVE-CLIQ INTERFACE (ENCODER AS24DQI) PLAIN SHAFT, WITH HOLDING BRAKE; ACCURACY TOLERANCE N VIBRATION SEVERITY GRADE A, DEGREE OF PROTECTION IP 65 | 10715 | TEM | 1 | MC | 73.203 | 1
1FT71085WC713CD4 | SIMOTICS S SYNCHRON. MOTOR 1FT7, M0=125NM (100K) NN=2000RPM, PN=26,20KW WATER-COOLED; FRAME SIZE IMB 5 (IM V1, IM V3) FLANGE 1 (1FT6 COMPATIBLE) POWER CONNECTOR OUTGOING CONNECTOR DIRECTIONAXIAL NON-DRIVE END ABSOLUTE ENCODER 24 BITS + 12 BIT MULTITURN WITH DRIVE-CLIQ INTERFACE (ENCODER AM24DQI) SHAFT WITH FITTED KEY; W/O HOLDING BRAKE; ACC. TOLERANCE R VIBRATION SEVERITY GRADE A+R, DEGREE OF PROTECTION IP 65 | 10783 | TEM | 1 | MC | 68.704 | 1
1FT71085WC713DH1 | SIMOTICS S SYNCHRON. MOTOR 1FT7, M0=125NM (100K) NN=2000RPM, PN=26,20KW WATER-COOLED; FRAME SIZE IMB 5 (IM V1, IM V3) FLANGE 1 (1FT6 COMPATIBLE) POWER CONNECTOR OUTGOING CONNECTOR DIRECTIONAXIAL NON-DRIVE END INCREMENTAL ENCODER 2048 S/R WITH DRIVE-CLIQ INTERFACE (ENCODER I-2048) CONNECTOR ROTATABLE PLAIN SHAFT, WITH HOLDING BRAKE; ACCURACY TOLERANCE N VIBRATION SEVERITY GRADE A, DEGREE OF PROTECTION IP 65 | 10795 | TEM | 1 | MC | 73.203 | 1
1FT71085WC713FH1 | SIMOTICS S SYNCHRON. MOTOR 1FT7, M0=125NM (100K) NN=2000RPM, PN=26,20KW WATER-COOLED; FRAME SIZE IMB 5 (IM V1, IM V3) FLANGE 1 (1FT6 COMPATIBLE) POWER CONNECTOR OUTGOING CONNECTOR DIRECTIONAXIAL NON-DRIVE END ABSOLUTE ENCODER 22 BITS MULTI TURN WITH DRIVE-CLIQ INTERFACE (ENCODER AM-22-DQ) CONNECTOR ROTATABLE PLAIN SHAFT, WITH HOLDING BRAKE; ACCURACY TOLERANCE N VIBRATION SEVERITY GRADE A, DEGREE OF PROTECTION IP 65 | 11560 | TEM | 1 | MC | 73.203 | 1
1FT71085WC713MG1 | SIMOTICS S SYNCHRON. MOTOR 1FT7, M0=125NM (100K) NN=2000RPM, PN=26,20KW WATER-COOLED; FRAME SIZE IMB 5 (1FT6 COMPATIBLE) WITH KTY TEMPERATURE SENSOR POWER CONNECTOR OUTGOING CONNECTOR DIRECTIONAXIAL NON-DRIVE END ABSOLUTE ENCODER ENDAT 2048 S/R (ENCODER A-2048) CONNECTOR ROTATABLE PLAIN SHAFT, W/O HOLDING BRAKE; ACC. TOLERANCE N VIBRATION SEVERITY GRADE A, DEGREE OF PROTECTION IP 65 | 10116 | TEM | 1 | MC | 68.704 | 1
1FT71085WC713NA2 | SIMOTICS S SYNCHRON. MOTOR 1FT7, M0=125NM (100K) NN=2000RPM, PN=26,20KW WATER-COOLED; FRAME SIZE IMB 5 (IM V1, IM V3) (1FT6 COMPATIBLE) WITH KTY TEMPERATURE SENSOR POWER CONNECTOR OUTGOING CONNECTOR DIRECTIONAXIAL NON-DRIVE END INCREM. ENCODER SIN/COS 1VSS 2048 S/R (ENCODER I-2048) CONNECTOR ROTATABLE SHAFT WITH FITTED KEY; W/O HOLDING BRAKE; ACC. TOLERANCE N VIBRATION SEVERITY GRADE A, DEGREE OF PROTECTION IP 67 | 9441 | TEM | 1 | MC | 68.704 | 1
1FT71085WC713NH1 | SIMOTICS S SYNCHRON. MOTOR 1FT7, M0=125NM (100K) NN=2000RPM, PN=26,20KW WATER-COOLED; FRAME SIZE IMB 5 (IM V1, IM V3) (1FT6 COMPATIBLE) WITH KTY TEMPERATURE SENSOR POWER CONNECTOR OUTGOING CONNECTOR DIRECTIONAXIAL NON-DRIVE END INCREM. ENCODER SIN/COS 1VSS 2048 S/R (ENCODER I-2048) CONNECTOR ROTATABLE PLAIN SHAFT, WITH HOLDING BRAKE; ACCURACY TOLERANCE N VIBRATION SEVERITY GRADE A, DEGREE OF PROTECTION IP 65 | 10375 | TEM | 1 | MC | 73.203 | 1
1FT71085WC714BH1 | SIMOTICS S SYNCHRON. MOTOR 1FT7, M0=125NM (100K) NN=2000RPM, PN=26,20KW WATER-COOLED; FRAME SIZE IMB 5 (IM V1, IM V3) FLANGE 1 (1FT6 COMPATIBLE) POWER CONNECTOR OUTGOING CONNECTOR DIRECTIONAXIAL DRIVE END ABSOLUTE VALUE ENCODER SINGLETURN 24 BIT WITH DRIVE-CLIQ INTERFACE (ENCODER AS24DQI) PLAIN SHAFT, WITH HOLDING BRAKE; ACCURACY TOLERANCE N VIBRATION SEVERITY GRADE A, DEGREE OF PROTECTION IP 65 | 10715 | TEM | 1 | MC | 73.203 | 1
1FT71085WC714CH1 | SIMOTICS S SYNCHRON. MOTOR 1FT7, M0=125NM (100K) NN=2000RPM, PN=26,20KW WATER-COOLED; FRAME SIZE IMB 5 (IM V1, IM V3) FLANGE 1 (1FT6 COMPATIBLE) POWER CONNECTOR OUTGOING CONNECTOR DIRECTIONAXIAL DRIVE END ABSOLUTE ENCODER 24 BITS + 12 BIT MULTITURN WITH DRIVE-CLIQ INTERFACE (ENCODER AM24DQI) PLAIN SHAFT, WITH HOLDING BRAKE; ACCURACY TOLERANCE N VIBRATION SEVERITY GRADE A, DEGREE OF PROTECTION IP 65 | 11480 | TEM | 1 | MC | 73.203 | 1
1FT71085WC714CH2 | SIMOTICS S SYNCHRON. MOTOR 1FT7, M0=125NM (100K) NN=2000RPM, PN=26,20KW WATER-COOLED; FRAME SIZE IMB 5 (IM V1, IM V3) FLANGE 1 (1FT6 COMPATIBLE) POWER CONNECTOR OUTGOING CONNECTOR DIRECTIONAXIAL DRIVE END ABSOLUTE ENCODER 24 BITS + 12 BIT MULTITURN WITH DRIVE-CLIQ INTERFACE (ENCODER AM24DQI) PLAIN SHAFT, WITH HOLDING BRAKE; ACCURACY TOLERANCE N VIBRATION SEVERITY GRADE A, DEGREE OF PROTECTION IP 67 | 11560 | TEM | 1 | MC | 73.203 | 1
1FT71085WC714FA4 | SIMOTICS S SYNCHRON. MOTOR 1FT7, M0=125NM (100K) NN=2000RPM, PN=26,20KW WATER-COOLED; FRAME SIZE IMB 5 (IM V1, IM V3) FLANGE 1 (1FT6 COMPATIBLE) POWER CONNECTOR OUTGOING CONNECTOR DIRECTIONAXIAL DRIVE END ABSOLUTE ENCODER 22 BITS MULTI TURN WITH DRIVE-CLIQ INTERFACE (ENCODER AM-22-DQ) CONNECTOR ROTATABLE SHAFT WITH FITTED KEY; W/O HOLDING BRAKE; ACC. TOLERANCE N VIBRATION SEVERITY GRADE A+R, DEGREE OF PROTECTION IP 65 | 10703 | TEM | 1 | MC | 68.704 | 1
1FT71085WC715MA5 | SIMOTICS S SYNCHRON. MOTOR 1FT7, M0=125NM (100K) NN=2000RPM, PN=26,20KW WATER-COOLED; FRAME SIZE IMB 5 (1FT6 COMPATIBLE) WITH KTY TEMPERATURE SENSOR FOR CONNECT. OF TERMINAL BOXAND SIGNAL CONNECTOR, TERMINALBOX TRAVERSE RIGHT ABSOLUTE ENCODER ENDAT 2048 S/R (ENCODER A-2048) CONNECTOR ROTATABLE SHAFT WITH FITTED KEY; W/O HOLDING BRAKE; ACC. TOLERANCE N VIBRATION SEVERITY GRADE A+R, DEGREE OF PROTECTION IP 67 | 10351 | TEM | 1 | MC | 69.203 | 1
1FT71085WF701CH0 | SIMOTICS S SYNCHRON. MOTOR 1FT7, M0=125NM (100K) NN=3000RPM, PN=34,20KW WATER-COOLED; FRAME SIZE IMB 5 (IM V1, IM V3) FLANGE 0 POWER CONNECTOR OUTGOING CONNECTOR DIRECTIONTRAVERSE RIGHT ABSOLUTE ENCODER 24 BITS + 12 BIT MULTITURN WITH DRIVE-CLIQ INTERFACE (ENCODER AM24DQI) PLAIN SHAFT, WITH HOLDING BRAKE; ACCURACY TOLERANCE N VIBRATION SEVERITY GRADE A, DEGREE OF PROTECTION IP 64 | 11384 | TEM | 1 | MC | 73.203 | 1
1FT71085WF701CK4 | SIMOTICS S SYNCHRON. MOTOR 1FT7, M0=125NM (100K) NN=3000RPM, PN=34,20KW WATER-COOLED; FRAME SIZE IMB 5 (IM V1, IM V3) FLANGE 0 POWER CONNECTOR OUTGOING CONNECTOR DIRECTIONTRAVERSE RIGHT ABSOLUTE ENCODER 24 BITS + 12 BIT MULTITURN WITH DRIVE-CLIQ INTERFACE (ENCODER AM24DQI) PLAIN SHAFT, W/O HOLDING BRAKE; ACC. TOLERANCE R VIBRATION SEVERITY GRADE A+R, DEGREE OF PROTECTION IP 65 | 10783 | TEM | 1 | MC | 68.704 | 1
1FT71085WF701DA0 | SIMOTICS S SYNCHRON. MOTOR 1FT7, M0=125NM (100K) NN=3000RPM, PN=34,20KW WATER-COOLED; FRAME SIZE IMB 5 (IM V1, IM V3) FLANGE 0 POWER CONNECTOR OUTGOING CONNECTOR DIRECTIONTRAVERSE RIGHT INCREMENTAL ENCODER 2048 S/R WITH DRIVE-CLIQ INTERFACE (ENCODER I-2048) CONNECTOR ROTATABLE SHAFT WITH FITTED KEY; W/O HOLDING BRAKE; ACC. TOLERANCE N VIBRATION SEVERITY GRADE A, DEGREE OF PROTECTION IP 64 | 9686 | TEM | 1 | MC | 68.704 | 1
1FT71085WF701FD1 | SIMOTICS S SYNCHRON. MOTOR 1FT7, M0=125NM (100K) NN=3000RPM, PN=34,20KW WATER-COOLED; FRAME SIZE IMB 5 (IM V1, IM V3) FLANGE 0 POWER CONNECTOR OUTGOING CONNECTOR DIRECTIONTRAVERSE RIGHT ABSOLUTE ENCODER 22 BITS MULTI TURN WITH DRIVE-CLIQ INTERFACE (ENCODER AM-22-DQ) CONNECTOR ROTATABLE SHAFT WITH FITTED KEY; W/O HOLDING BRAKE; ACC. TOLERANCE R VIBRATION SEVERITY GRADE A, DEGREE OF PROTECTION IP 65 | 10707 | TEM | 1 | MC | 68.704 | 1
1FT71085WF701FG1 | SIMOTICS S SYNCHRON. MOTOR 1FT7, M0=125NM (100K) NN=3000RPM, PN=34,20KW WATER-COOLED; FRAME SIZE IMB 5 (IM V1, IM V3) FLANGE 0 POWER CONNECTOR OUTGOING CONNECTOR DIRECTIONTRAVERSE RIGHT ABSOLUTE ENCODER 22 BITS MULTI TURN WITH DRIVE-CLIQ INTERFACE (ENCODER AM-22-DQ) CONNECTOR ROTATABLE PLAIN SHAFT, W/O HOLDING BRAKE; ACC. TOLERANCE N VIBRATION SEVERITY GRADE A, DEGREE OF PROTECTION IP 65 | 10548 | TEM | 1 | MC | 68.704 | 1
1FT71085WF701FK4 | SIMOTICS S SYNCHRON. MOTOR 1FT7, M0=125NM (100K) NN=3000RPM, PN=34,20KW WATER-COOLED; FRAME SIZE IMB 5 (IM V1, IM V3) FLANGE 0 POWER CONNECTOR OUTGOING CONNECTOR DIRECTIONTRAVERSE RIGHT ABSOLUTE ENCODER 22 BITS MULTI TURN WITH DRIVE-CLIQ INTERFACE (ENCODER AM-22-DQ) CONNECTOR ROTATABLE PLAIN SHAFT, W/O HOLDING BRAKE; ACC. TOLERANCE R VIBRATION SEVERITY GRADE A+R, DEGREE OF PROTECTION IP 65 | 10863 | TEM | 1 | MC | 68.704 | 1
1FT71085WF701MH0 | SIMOTICS S SYNCHRON. MOTOR 1FT7, M0=125NM (100K) NN=3000RPM, PN=34,20KW WATER-COOLED; FRAME SIZE IMB 5 (IM V1, IM V3) FLANGE (COMPACT) WITH KTY TEMPERATURE SENSOR POWER CONNECTOR OUTGOING CONNECTOR DIRECTIONTRAVERSE RIGHT ABSOLUTE ENCODER ENDAT 2048 S/R (ENCODER A-2048) CONNECTOR ROTATABLE PLAIN SHAFT, WITH HOLDING BRAKE; ACCURACY TOLERANCE N VIBRATION SEVERITY GRADE A, DEGREE OF PROTECTION IP 64 | 11032 | TEM | 1 | MC | 73.203 | 1
1FT71085WF701NK3 | SIMOTICS S SYNCHRON. MOTOR 1FT7, M0=125NM (100K) NN=3000RPM, PN=34,20KW WATER-COOLED; FRAME SIZE IMB 5 (IM V1, IM V3) FLANGE (COMPACT) WITH KTY TEMPERATURE SENSOR POWER CONNECTOR OUTGOING CONNECTOR DIRECTIONTRAVERSE RIGHT INCREM. ENCODER SIN/COS 1VSS 2048 S/R (ENCODER I-2048) CONNECTOR ROTATABLE PLAIN SHAFT, W/O HOLDING BRAKE; ACC. TOLERANCE R VIBRATION SEVERITY GRADE A+R, DEGREE OF PROTECTION IP 64 | 9580 | TEM | 1 | MC | 68.704 | 1
1FT71085WF702CG4 | SIMOTICS S SYNCHRON. MOTOR 1FT7, M0=125NM (100K) NN=3000RPM, PN=34,20KW WATER-COOLED; FRAME SIZE IMB 5 (IM V1, IM V3) FLANGE 0 POWER CONNECTOR OUTGOING CONNECTOR DIRECTIONTRAVERSE LEFT ABSOLUTE ENCODER 24 BITS + 12 BIT MULTITURN WITH DRIVE-CLIQ INTERFACE (ENCODER AM24DQI) PLAIN SHAFT, W/O HOLDING BRAKE; ACC. TOLERANCE N VIBRATION SEVERITY GRADE A+R, DEGREE OF PROTECTION IP 65 | 10623 | TEM | 1 | MC | 68.704 | 1
1FT71085WF702CH0 | SIMOTICS S SYNCHRON. MOTOR 1FT7, M0=125NM (100K) NN=3000RPM, PN=34,20KW WATER-COOLED; FRAME SIZE IMB 5 (IM V1, IM V3) FLANGE 0 POWER CONNECTOR OUTGOING CONNECTOR DIRECTIONTRAVERSE LEFT ABSOLUTE ENCODER 24 BITS + 12 BIT MULTITURN WITH DRIVE-CLIQ INTERFACE (ENCODER AM24DQI) PLAIN SHAFT, WITH HOLDING BRAKE; ACCURACY TOLERANCE N VIBRATION SEVERITY GRADE A, DEGREE OF PROTECTION IP 64 | 11384 | TEM | 1 | MC | 73.203 | 1
1FT71085WF702CK4 | SIMOTICS S SYNCHRON. MOTOR 1FT7, M0=125NM (100K) NN=3000RPM, PN=34,20KW WATER-COOLED; FRAME SIZE IMB 5 (IM V1, IM V3) FLANGE 0 POWER CONNECTOR OUTGOING CONNECTOR DIRECTIONTRAVERSE LEFT ABSOLUTE ENCODER 24 BITS + 12 BIT MULTITURN WITH DRIVE-CLIQ INTERFACE (ENCODER AM24DQI) PLAIN SHAFT, W/O HOLDING BRAKE; ACC. TOLERANCE R VIBRATION SEVERITY GRADE A+R, DEGREE OF PROTECTION IP 65 | 10783 | TEM | 1 | MC | 68.704 | 1
1FT71085WF702DG0 | SIMOTICS S SYNCHRON. MOTOR 1FT7, M0=125NM (100K) NN=3000RPM, PN=34,20KW WATER-COOLED; FRAME SIZE IMB 5 (IM V1, IM V3) FLANGE 0 POWER CONNECTOR OUTGOING CONNECTOR DIRECTIONTRAVERSE LEFT INCREMENTAL ENCODER 2048 S/R WITH DRIVE-CLIQ INTERFACE (ENCODER I-2048) CONNECTOR ROTATABLE PLAIN SHAFT, W/O HOLDING BRAKE; ACC. TOLERANCE N VIBRATION SEVERITY GRADE A, DEGREE OF PROTECTION IP 64 | 9686 | TEM | 1 | MC | 68.704 | 1
1FT71085WF703BA0 | SIMOTICS S SYNCHRON. MOTOR 1FT7, M0=125NM (100K) NN=3000RPM, PN=34,20KW WATER-COOLED; FRAME SIZE IMB 5 (IM V1, IM V3) FLANGE 0 POWER CONNECTOR OUTGOING CONNECTOR DIRECTIONAXIAL NON-DRIVE END ABSOLUTE VALUE ENCODER SINGLETURN 24 BIT WITH DRIVE-CLIQ INTERFACE (ENCODER AS24DQI) SHAFT WITH FITTED KEY; W/O HOLDING BRAKE; ACC. TOLERANCE N VIBRATION SEVERITY GRADE A, DEGREE OF PROTECTION IP 64 | 9606 | TEM | 1 | MC | 68.704 | 1
1FT71085WF703BA1 | SIMOTICS S SYNCHRON. MOTOR 1FT7, M0=125NM (100K) NN=3000RPM, PN=34,20KW WATER-COOLED; FRAME SIZE IMB 5 (IM V1, IM V3) FLANGE 0 POWER CONNECTOR OUTGOING CONNECTOR DIRECTIONAXIAL NON-DRIVE END ABSOLUTE VALUE ENCODER SINGLETURN 24 BIT WITH DRIVE-CLIQ INTERFACE (ENCODER AS24DQI) SHAFT WITH FITTED KEY; W/O HOLDING BRAKE; ACC. TOLERANCE N VIBRATION SEVERITY GRADE A, DEGREE OF PROTECTION IP 65 | 9702 | TEM | 1 | MC | 68.704 | 1
1FT71085WF703BG0 | SIMOTICS S SYNCHRON. MOTOR 1FT7, M0=125NM (100K) NN=3000RPM, PN=34,20KW WATER-COOLED; FRAME SIZE IMB 5 (IM V1, IM V3) FLANGE 0 POWER CONNECTOR OUTGOING CONNECTOR DIRECTIONAXIAL NON-DRIVE END ABSOLUTE VALUE ENCODER SINGLETURN 24 BIT WITH DRIVE-CLIQ INTERFACE (ENCODER AS24DQI) PLAIN SHAFT, W/O HOLDING BRAKE; ACC. TOLERANCE N VIBRATION SEVERITY GRADE A, DEGREE OF PROTECTION IP 64 | 9606 | TEM | 1 | MC | 68.704 | 1
1FT71085WF703BK4 | SIMOTICS S SYNCHRON. MOTOR 1FT7, M0=125NM (100K) NN=3000RPM, PN=34,20KW WATER-COOLED; FRAME SIZE IMB 5 (IM V1, IM V3) FLANGE 0 POWER CONNECTOR OUTGOING CONNECTOR DIRECTIONAXIAL NON-DRIVE END ABSOLUTE VALUE ENCODER SINGLETURN 24 BIT WITH DRIVE-CLIQ INTERFACE (ENCODER AS24DQI) PLAIN SHAFT, W/O HOLDING BRAKE; ACC. TOLERANCE R VIBRATION SEVERITY GRADE A+R, DEGREE OF PROTECTION IP 65 | 10018 | TEM | 1 | MC | 68.704 | 1
1FT71085WF703NG0 | SIMOTICS S SYNCHRON. MOTOR 1FT7, M0=125NM (100K) NN=3000RPM, PN=34,20KW WATER-COOLED; FRAME SIZE IMB 5 (IM V1, IM V3) FLANGE (COMPACT) WITH KTY TEMPERATURE SENSOR POWER CONNECTOR OUTGOING CONNECTOR DIRECTIONAXIAL NON-DRIVE END INCREM. ENCODER SIN/COS 1VSS 2048 S/R (ENCODER I-2048) CONNECTOR ROTATABLE PLAIN SHAFT, W/O HOLDING BRAKE; ACC. TOLERANCE N VIBRATION SEVERITY GRADE A, DEGREE OF PROTECTION IP 64 | 9266 | TEM | 1 | MC | 68.704 | 1
1FT71085WF703NG3 | SIMOTICS S SYNCHRON. MOTOR 1FT7, M0=125NM (100K) NN=3000RPM, PN=34,20KW WATER-COOLED; FRAME SIZE IMB 5 (IM V1, IM V3) FLANGE (COMPACT) WITH KTY TEMPERATURE SENSOR POWER CONNECTOR OUTGOING CONNECTOR DIRECTIONAXIAL NON-DRIVE END INCREM. ENCODER SIN/COS 1VSS 2048 S/R (ENCODER I-2048) CONNECTOR ROTATABLE PLAIN SHAFT, W/O HOLDING BRAKE; ACC. TOLERANCE N VIBRATION SEVERITY GRADE A+R, DEGREE OF PROTECTION IP 64 | 9420 | TEM | 1 | MC | 68.704 | 1
1FT71085WF703NH3 | SIMOTICS S SYNCHRON. MOTOR 1FT7, M0=125NM (100K) NN=3000RPM, PN=34,20KW WATER-COOLED; FRAME SIZE IMB 5 (IM V1, IM V3) FLANGE (COMPACT) WITH KTY TEMPERATURE SENSOR POWER CONNECTOR OUTGOING CONNECTOR DIRECTIONAXIAL NON-DRIVE END INCREM. ENCODER SIN/COS 1VSS 2048 S/R (ENCODER I-2048) CONNECTOR ROTATABLE PLAIN SHAFT, WITH HOLDING BRAKE; ACCURACY TOLERANCE N VIBRATION SEVERITY GRADE A+R, DEGREE OF PROTECTION IP 64 | 10433 | TEM | 1 | MC | 73.203 | 1
1FT71085WF704BA3 | SIMOTICS S SYNCHRON. MOTOR 1FT7, M0=125NM (100K) NN=3000RPM, PN=34,20KW WATER-COOLED; FRAME SIZE IMB 5 (IM V1, IM V3) FLANGE 0 POWER CONNECTOR OUTGOING CONNECTOR DIRECTIONAXIAL DRIVE END ABSOLUTE VALUE ENCODER SINGLETURN 24 BIT WITH DRIVE-CLIQ INTERFACE (ENCODER AS24DQI) SHAFT WITH FITTED KEY; W/O HOLDING BRAKE; ACC. TOLERANCE N VIBRATION SEVERITY GRADE A+R, DEGREE OF PROTECTION IP 64 | 9761 | TEM | 1 | MC | 68.704 | 1
1FT71085WF704BG0 | SIMOTICS S SYNCHRON. MOTOR 1FT7, M0=125NM (100K) NN=3000RPM, PN=34,20KW WATER-COOLED; FRAME SIZE IMB 5 (IM V1, IM V3) FLANGE 0 POWER CONNECTOR OUTGOING CONNECTOR DIRECTIONAXIAL DRIVE END ABSOLUTE VALUE ENCODER SINGLETURN 24 BIT WITH DRIVE-CLIQ INTERFACE (ENCODER AS24DQI) PLAIN SHAFT, W/O HOLDING BRAKE; ACC. TOLERANCE N VIBRATION SEVERITY GRADE A, DEGREE OF PROTECTION IP 64 | 9606 | TEM | 1 | MC | 68.704 | 1
1FT71085WF704BG3 | SIMOTICS S SYNCHRON. MOTOR 1FT7, M0=125NM (100K) NN=3000RPM, PN=34,20KW WATER-COOLED; FRAME SIZE IMB 5 (IM V1, IM V3) FLANGE 0 POWER CONNECTOR OUTGOING CONNECTOR DIRECTIONAXIAL DRIVE END ABSOLUTE VALUE ENCODER SINGLETURN 24 BIT WITH DRIVE-CLIQ INTERFACE (ENCODER AS24DQI) PLAIN SHAFT, W/O HOLDING BRAKE; ACC. TOLERANCE N VIBRATION SEVERITY GRADE A+R, DEGREE OF PROTECTION IP 64 | 9761 | TEM | 1 | MC | 68.704 | 1
1FT71085WF704CB5 | SIMOTICS S SYNCHRON. MOTOR 1FT7, M0=125NM (100K) NN=3000RPM, PN=34,20KW WATER-COOLED; FRAME SIZE IMB 5 (IM V1, IM V3) FLANGE 0 POWER CONNECTOR OUTGOING CONNECTOR DIRECTIONAXIAL DRIVE END ABSOLUTE ENCODER 24 BITS + 12 BIT MULTITURN WITH DRIVE-CLIQ INTERFACE (ENCODER AM24DQI) SHAFT WITH FITTED KEY; WITH HOLDING BRAKE; ACC. TOLERANCE N VIBRATION SEVERITY GRADE A+R, DEGREE OF PROTECTION IP 67 | 11716 | TEM | 1 | MC | 73.203 | 1
1FT71085WF704CG0 | SIMOTICS S SYNCHRON. MOTOR 1FT7, M0=125NM (100K) NN=3000RPM, PN=34,20KW WATER-COOLED; FRAME SIZE IMB 5 (IM V1, IM V3) FLANGE 0 POWER CONNECTOR OUTGOING CONNECTOR DIRECTIONAXIAL DRIVE END ABSOLUTE ENCODER 24 BITS + 12 BIT MULTITURN WITH DRIVE-CLIQ INTERFACE (ENCODER AM24DQI) PLAIN SHAFT, W/O HOLDING BRAKE; ACC. TOLERANCE N VIBRATION SEVERITY GRADE A, DEGREE OF PROTECTION IP 64 | 10371 | TEM | 1 | MC | 68.704 | 1
1FT71085WF704CG3 | SIMOTICS S SYNCHRON. MOTOR 1FT7, M0=125NM (100K) NN=3000RPM, PN=34,20KW WATER-COOLED; FRAME SIZE IMB 5 (IM V1, IM V3) FLANGE 0 POWER CONNECTOR OUTGOING CONNECTOR DIRECTIONAXIAL DRIVE END ABSOLUTE ENCODER 24 BITS + 12 BIT MULTITURN WITH DRIVE-CLIQ INTERFACE (ENCODER AM24DQI) PLAIN SHAFT, W/O HOLDING BRAKE; ACC. TOLERANCE N VIBRATION SEVERITY GRADE A+R, DEGREE OF PROTECTION IP 64 | 10526 | TEM | 1 | MC | 68.704 | 1
1FT71085WF704CG4 | SIMOTICS S SYNCHRON. MOTOR 1FT7, M0=125NM (100K) NN=3000RPM, PN=34,20KW WATER-COOLED; FRAME SIZE IMB 5 (IM V1, IM V3) FLANGE 0 POWER CONNECTOR OUTGOING CONNECTOR DIRECTIONAXIAL DRIVE END ABSOLUTE ENCODER 24 BITS + 12 BIT MULTITURN WITH DRIVE-CLIQ INTERFACE (ENCODER AM24DQI) PLAIN SHAFT, W/O HOLDING BRAKE; ACC. TOLERANCE N VIBRATION SEVERITY GRADE A+R, DEGREE OF PROTECTION IP 65 | 10623 | TEM | 1 | MC | 68.704 | 1
1FT71085WF704CH0 | SIMOTICS S SYNCHRON. MOTOR 1FT7, M0=125NM (100K) NN=3000RPM, PN=34,20KW WATER-COOLED; FRAME SIZE IMB 5 (IM V1, IM V3) FLANGE 0 POWER CONNECTOR OUTGOING CONNECTOR DIRECTIONAXIAL DRIVE END ABSOLUTE ENCODER 24 BITS + 12 BIT MULTITURN WITH DRIVE-CLIQ INTERFACE (ENCODER AM24DQI) PLAIN SHAFT, WITH HOLDING BRAKE; ACCURACY TOLERANCE N VIBRATION SEVERITY GRADE A, DEGREE OF PROTECTION IP 64 | 11384 | TEM | 1 | MC | 73.203 | 1
1FT71085WF704DA4 | SIMOTICS S SYNCHRON. MOTOR 1FT7, M0=125NM (100K) NN=3000RPM, PN=34,20KW WATER-COOLED; FRAME SIZE IMB 5 (IM V1, IM V3) FLANGE 0 POWER CONNECTOR OUTGOING CONNECTOR DIRECTIONAXIAL DRIVE END INCREMENTAL ENCODER 2048 S/R WITH DRIVE-CLIQ INTERFACE (ENCODER I-2048) CONNECTOR ROTATABLE SHAFT WITH FITTED KEY; W/O HOLDING BRAKE; ACC. TOLERANCE N VIBRATION SEVERITY GRADE A+R, DEGREE OF PROTECTION IP 65 | 9938 | TEM | 1 | MC | 68.704 | 1
1FT71085WF704FG3 | SIMOTICS S SYNCHRON. MOTOR 1FT7, M0=125NM (100K) NN=3000RPM, PN=34,20KW WATER-COOLED; FRAME SIZE IMB 5 (IM V1, IM V3) FLANGE 0 POWER CONNECTOR OUTGOING CONNECTOR DIRECTIONAXIAL DRIVE END ABSOLUTE ENCODER 22 BITS MULTI TURN WITH DRIVE-CLIQ INTERFACE (ENCODER AM-22-DQ) CONNECTOR ROTATABLE PLAIN SHAFT, W/O HOLDING BRAKE; ACC. TOLERANCE N VIBRATION SEVERITY GRADE A+R, DEGREE OF PROTECTION IP 64 | 10606 | TEM | 1 | MC | 68.704 | 1
1FT71085WF704NH1 | SIMOTICS S SYNCHRON. MOTOR 1FT7, M0=125NM (100K) NN=3000RPM, PN=34,20KW WATER-COOLED; FRAME SIZE IMB 5 (IM V1, IM V3) FLANGE (COMPACT) WITH KTY TEMPERATURE SENSOR POWER CONNECTOR OUTGOING CONNECTOR DIRECTIONAXIAL DRIVE END INCREM. ENCODER SIN/COS 1VSS 2048 S/R (ENCODER I-2048) CONNECTOR ROTATABLE PLAIN SHAFT, WITH HOLDING BRAKE; ACCURACY TOLERANCE N VIBRATION SEVERITY GRADE A, DEGREE OF PROTECTION IP 65 | 10375 | TEM | 1 | MC | 73.203 | 1
1FT71085WF705FD4 | SIMOTICS S SYNCHRON. MOTOR 1FT7, M0=125NM (100K) NN=3000RPM, PN=34,20KW WATER-COOLED; FRAME SIZE IMB 5 (IM V1, IM V3) FLANGE 0 FOR CONNECT. OF TERMINAL BOXAND SIGNAL CONNECTOR, TERMINALBOX TRAVERSE RIGHT ABSOLUTE ENCODER 22 BITS MULTI TURN WITH DRIVE-CLIQ INTERFACE (ENCODER AM-22-DQ) CONNECTOR ROTATABLE SHAFT WITH FITTED KEY; W/O HOLDING BRAKE; ACC. TOLERANCE R VIBRATION SEVERITY GRADE A+R, DEGREE OF PROTECTION IP 65 | 10863 | TEM | 1 | MC | 69.203 | 1
1FT71085WF706FK4 | SIMOTICS S SYNCHRON. MOTOR 1FT7, M0=125NM (100K) NN=3000RPM, PN=34,20KW WATER-COOLED; FRAME SIZE IMB 5 (IM V1, IM V3) FLANGE 0 FOR CONNECT. OF TERMINAL BOXAND SIGNAL CONNECTOR, TERMINALBOX TRAVERSE LEFT ABSOLUTE ENCODER 22 BITS MULTI TURN WITH DRIVE-CLIQ INTERFACE (ENCODER AM-22-DQ) CONNECTOR ROTATABLE PLAIN SHAFT, W/O HOLDING BRAKE; ACC. TOLERANCE R VIBRATION SEVERITY GRADE A+R, DEGREE OF PROTECTION IP 65 | 10863 | TEM | 1 | MC | 69.203 | 1
1FT71085WF706MG3 | SIMOTICS S SYNCHRON. MOTOR 1FT7, M0=125NM (100K) NN=3000RPM, PN=34,20KW WATER-COOLED; FRAME SIZE IMB 5 (IM V1, IM V3) FLANGE (COMPACT) WITH KTY TEMPERATURE SENSOR FOR CONNECT. OF TERMINAL BOXAND SIGNAL CONNECTOR, TERMINALBOX TRAVERSE LEFT ABSOLUTE ENCODER ENDAT 2048 S/R (ENCODER A-2048) CONNECTOR ROTATABLE PLAIN SHAFT, W/O HOLDING BRAKE; ACC. TOLERANCE N VIBRATION SEVERITY GRADE A+R, DEGREE OF PROTECTION IP 64 | 10174 | TEM | 1 | MC | 69.203 | 1
1FT71085WF708CH1 | SIMOTICS S SYNCHRON. MOTOR 1FT7, M0=125NM (100K) NN=3000RPM, PN=34,20KW WATER-COOLED; FRAME SIZE IMB 5 (IM V1, IM V3) FLANGE 0 FOR CONNECT. OF TERMINAL BOXAND SIGNAL CONNECTOR, TERMINALBOX AXIAL DRIVE END ABSOLUTE ENCODER 24 BITS + 12 BIT MULTITURN WITH DRIVE-CLIQ INTERFACE (ENCODER AM24DQI) PLAIN SHAFT, WITH HOLDING BRAKE; ACCURACY TOLERANCE N VIBRATION SEVERITY GRADE A, DEGREE OF PROTECTION IP 65 | 11480 | TEM | 1 | MC | 73.702 | 1
1FT71085WF708DA3 | SIMOTICS S SYNCHRON. MOTOR 1FT7, M0=125NM (100K) NN=3000RPM, PN=34,20KW WATER-COOLED; FRAME SIZE IMB 5 (IM V1, IM V3) FLANGE 0 FOR CONNECT. OF TERMINAL BOXAND SIGNAL CONNECTOR, TERMINALBOX AXIAL DRIVE END INCREMENTAL ENCODER 2048 S/R WITH DRIVE-CLIQ INTERFACE (ENCODER I-2048) CONNECTOR ROTATABLE SHAFT WITH FITTED KEY; W/O HOLDING BRAKE; ACC. TOLERANCE N VIBRATION SEVERITY GRADE A+R, DEGREE OF PROTECTION IP 64 | 9841 | TEM | 1 | MC | 69.203 | 1
1FT71085WF708DG3 | SIMOTICS S SYNCHRON. MOTOR 1FT7, M0=125NM (100K) NN=3000RPM, PN=34,20KW WATER-COOLED; FRAME SIZE IMB 5 (IM V1, IM V3) FLANGE 0 FOR CONNECT. OF TERMINAL BOXAND SIGNAL CONNECTOR, TERMINALBOX AXIAL DRIVE END INCREMENTAL ENCODER 2048 S/R WITH DRIVE-CLIQ INTERFACE (ENCODER I-2048) CONNECTOR ROTATABLE PLAIN SHAFT, W/O HOLDING BRAKE; ACC. TOLERANCE N VIBRATION SEVERITY GRADE A+R, DEGREE OF PROTECTION IP 64 | 9841 | TEM | 1 | MC | 69.203 | 1
1FT71085WF711BG1 | SIMOTICS S SYNCHRON. MOTOR 1FT7, M0=125NM (100K) NN=3000RPM, PN=34,20KW WATER-COOLED; FRAME SIZE IMB 5 (IM V1, IM V3) FLANGE 1 (1FT6 COMPATIBLE) POWER CONNECTOR OUTGOING CONNECTOR DIRECTIONTRAVERSE RIGHT ABSOLUTE VALUE ENCODER SINGLETURN 24 BIT WITH DRIVE-CLIQ INTERFACE (ENCODER AS24DQI) PLAIN SHAFT, W/O HOLDING BRAKE; ACC. TOLERANCE N VIBRATION SEVERITY GRADE A, DEGREE OF PROTECTION IP 65 | 9702 | TEM | 1 | MC | 68.704 | 1
1FT71085WF711BH1 | SIMOTICS S SYNCHRON. MOTOR 1FT7, M0=125NM (100K) NN=3000RPM, PN=34,20KW WATER-COOLED; FRAME SIZE IMB 5 (IM V1, IM V3) FLANGE 1 (1FT6 COMPATIBLE) POWER CONNECTOR OUTGOING CONNECTOR DIRECTIONTRAVERSE RIGHT ABSOLUTE VALUE ENCODER SINGLETURN 24 BIT WITH DRIVE-CLIQ INTERFACE (ENCODER AS24DQI) PLAIN SHAFT, WITH HOLDING BRAKE; ACCURACY TOLERANCE N VIBRATION SEVERITY GRADE A, DEGREE OF PROTECTION IP 65 | 10715 | TEM | 1 | MC | 73.203 | 1
1FT71085WF711CA1 | SIMOTICS S SYNCHRON. MOTOR 1FT7, M0=125NM (100K) NN=3000RPM, PN=34,20KW WATER-COOLED; FRAME SIZE IMB 5 (IM V1, IM V3) FLANGE 1 (1FT6 COMPATIBLE) POWER CONNECTOR OUTGOING CONNECTOR DIRECTIONTRAVERSE RIGHT ABSOLUTE ENCODER 24 BITS + 12 BIT MULTITURN WITH DRIVE-CLIQ INTERFACE (ENCODER AM24DQI) SHAFT WITH FITTED KEY; W/O HOLDING BRAKE; ACC. TOLERANCE N VIBRATION SEVERITY GRADE A, DEGREE OF PROTECTION IP 65 | 10467 | TEM | 1 | MC | 68.704 | 1
1FT71085WF711CD3 | SIMOTICS S SYNCHRON. MOTOR 1FT7, M0=125NM (100K) NN=3000RPM, PN=34,20KW WATER-COOLED; FRAME SIZE IMB 5 (IM V1, IM V3) FLANGE 1 (1FT6 COMPATIBLE) POWER CONNECTOR OUTGOING CONNECTOR DIRECTIONTRAVERSE RIGHT ABSOLUTE ENCODER 24 BITS + 12 BIT MULTITURN WITH DRIVE-CLIQ INTERFACE (ENCODER AM24DQI) SHAFT WITH FITTED KEY; W/O HOLDING BRAKE; ACC. TOLERANCE R VIBRATION SEVERITY GRADE A+R, DEGREE OF PROTECTION IP 64 | 10685 | TEM | 1 | MC | 68.704 | 1
1FT71085WF711CG1 | SIMOTICS S SYNCHRON. MOTOR 1FT7, M0=125NM (100K) NN=3000RPM, PN=34,20KW WATER-COOLED; FRAME SIZE IMB 5 (IM V1, IM V3) FLANGE 1 (1FT6 COMPATIBLE) POWER CONNECTOR OUTGOING CONNECTOR DIRECTIONTRAVERSE RIGHT ABSOLUTE ENCODER 24 BITS + 12 BIT MULTITURN WITH DRIVE-CLIQ INTERFACE (ENCODER AM24DQI) PLAIN SHAFT, W/O HOLDING BRAKE; ACC. TOLERANCE N VIBRATION SEVERITY GRADE A, DEGREE OF PROTECTION IP 65 | 10467 | TEM | 1 | MC | 68.704 | 1
1FT71085WF711DA0 | SIMOTICS S SYNCHRON. MOTOR 1FT7, M0=125NM (100K) NN=3000RPM, PN=34,20KW WATER-COOLED; FRAME SIZE IMB 5 (IM V1, IM V3) FLANGE 1 (1FT6 COMPATIBLE) POWER CONNECTOR OUTGOING CONNECTOR DIRECTIONTRAVERSE RIGHT INCREMENTAL ENCODER 2048 S/R WITH DRIVE-CLIQ INTERFACE (ENCODER I-2048) CONNECTOR ROTATABLE SHAFT WITH FITTED KEY; W/O HOLDING BRAKE; ACC. TOLERANCE N VIBRATION SEVERITY GRADE A, DEGREE OF PROTECTION IP 64 | 9686 | TEM | 1 | MC | 68.704 | 1
1FT71085WF711DG0 | SIMOTICS S SYNCHRON. MOTOR 1FT7, M0=125NM (100K) NN=3000RPM, PN=34,20KW WATER-COOLED; FRAME SIZE IMB 5 (IM V1, IM V3) FLANGE 1 (1FT6 COMPATIBLE) POWER CONNECTOR OUTGOING CONNECTOR DIRECTIONTRAVERSE RIGHT INCREMENTAL ENCODER 2048 S/R WITH DRIVE-CLIQ INTERFACE (ENCODER I-2048) CONNECTOR ROTATABLE PLAIN SHAFT, W/O HOLDING BRAKE; ACC. TOLERANCE N VIBRATION SEVERITY GRADE A, DEGREE OF PROTECTION IP 64 | 9686 | TEM | 1 | MC | 68.704 | 1
1FT71085WF711DG1 | SIMOTICS S SYNCHRON. MOTOR 1FT7, M0=125NM (100K) NN=3000RPM, PN=34,20KW WATER-COOLED; FRAME SIZE IMB 5 (IM V1, IM V3) FLANGE 1 (1FT6 COMPATIBLE) POWER CONNECTOR OUTGOING CONNECTOR DIRECTIONTRAVERSE RIGHT INCREMENTAL ENCODER 2048 S/R WITH DRIVE-CLIQ INTERFACE (ENCODER I-2048) CONNECTOR ROTATABLE PLAIN SHAFT, W/O HOLDING BRAKE; ACC. TOLERANCE N VIBRATION SEVERITY GRADE A, DEGREE OF PROTECTION IP 65 | 9782 | TEM | 1 | MC | 68.704 | 1
1FT71085WF711DH1 | SIMOTICS S SYNCHRON. MOTOR 1FT7, M0=125NM (100K) NN=3000RPM, PN=34,20KW WATER-COOLED; FRAME SIZE IMB 5 (IM V1, IM V3) FLANGE 1 (1FT6 COMPATIBLE) POWER CONNECTOR OUTGOING CONNECTOR DIRECTIONTRAVERSE RIGHT INCREMENTAL ENCODER 2048 S/R WITH DRIVE-CLIQ INTERFACE (ENCODER I-2048) CONNECTOR ROTATABLE PLAIN SHAFT, WITH HOLDING BRAKE; ACCURACY TOLERANCE N VIBRATION SEVERITY GRADE A, DEGREE OF PROTECTION IP 65 | 10795 | TEM | 1 | MC | 73.203 | 1
1FT71085WF711MA0 | SIMOTICS S SYNCHRON. MOTOR 1FT7, M0=125NM (100K) NN=3000RPM, PN=34,20KW WATER-COOLED; FRAME SIZE IMB 5 (1FT6 COMPATIBLE) WITH KTY TEMPERATURE SENSOR POWER CONNECTOR OUTGOING CONNECTOR DIRECTIONTRAVERSE RIGHT ABSOLUTE ENCODER ENDAT 2048 S/R (ENCODER A-2048) CONNECTOR ROTATABLE SHAFT WITH FITTED KEY; W/O HOLDING BRAKE; ACC. TOLERANCE N VIBRATION SEVERITY GRADE A, DEGREE OF PROTECTION IP 64 | 10020 | TEM | 1 | MC | 68.704 | 1
1FT71085WF711MH1 | SIMOTICS S SYNCHRON. MOTOR 1FT7, M0=125NM (100K) NN=3000RPM, PN=34,20KW WATER-COOLED; FRAME SIZE IMB 5 (1FT6 COMPATIBLE) WITH KTY TEMPERATURE SENSOR POWER CONNECTOR OUTGOING CONNECTOR DIRECTIONTRAVERSE RIGHT ABSOLUTE ENCODER ENDAT 2048 S/R (ENCODER A-2048) CONNECTOR ROTATABLE PLAIN SHAFT, WITH HOLDING BRAKE; ACCURACY TOLERANCE N VIBRATION SEVERITY GRADE A, DEGREE OF PROTECTION IP 65 | 11129 | TEM | 1 | MC | 73.203 | 1
1FT71085WF711NA0 | SIMOTICS S SYNCHRON. MOTOR 1FT7, M0=125NM (100K) NN=3000RPM, PN=34,20KW WATER-COOLED; FRAME SIZE IMB 5 (IM V1, IM V3) (1FT6 COMPATIBLE) WITH KTY TEMPERATURE SENSOR POWER CONNECTOR OUTGOING CONNECTOR DIRECTIONTRAVERSE RIGHT INCREM. ENCODER SIN/COS 1VSS 2048 S/R (ENCODER I-2048) CONNECTOR ROTATABLE SHAFT WITH FITTED KEY; W/O HOLDING BRAKE; ACC. TOLERANCE N VIBRATION SEVERITY GRADE A, DEGREE OF PROTECTION IP 64 | 9266 | TEM | 1 | MC | 68.704 | 1
1FT71085WF711NH1 | SIMOTICS S SYNCHRON. MOTOR 1FT7, M0=125NM (100K) NN=3000RPM, PN=34,20KW WATER-COOLED; FRAME SIZE IMB 5 (IM V1, IM V3) (1FT6 COMPATIBLE) WITH KTY TEMPERATURE SENSOR POWER CONNECTOR OUTGOING CONNECTOR DIRECTIONTRAVERSE RIGHT INCREM. ENCODER SIN/COS 1VSS 2048 S/R (ENCODER I-2048) CONNECTOR ROTATABLE PLAIN SHAFT, WITH HOLDING BRAKE; ACCURACY TOLERANCE N VIBRATION SEVERITY GRADE A, DEGREE OF PROTECTION IP 65 | 10375 | TEM | 1 | MC | 73.203 | 1
1FT71085WF712CH1 | SIMOTICS S SYNCHRON. MOTOR 1FT7, M0=125NM (100K) NN=3000RPM, PN=34,20KW WATER-COOLED; FRAME SIZE IMB 5 (IM V1, IM V3) FLANGE 1 (1FT6 COMPATIBLE) POWER CONNECTOR OUTGOING CONNECTOR DIRECTIONTRAVERSE LEFT ABSOLUTE ENCODER 24 BITS + 12 BIT MULTITURN WITH DRIVE-CLIQ INTERFACE (ENCODER AM24DQI) PLAIN SHAFT, WITH HOLDING BRAKE; ACCURACY TOLERANCE N VIBRATION SEVERITY GRADE A, DEGREE OF PROTECTION IP 65 | 11480 | TEM | 1 | MC | 73.203 | 1
1FT71085WF712MH1 | SIMOTICS S SYNCHRON. MOTOR 1FT7, M0=125NM (100K) NN=3000RPM, PN=34,20KW WATER-COOLED; FRAME SIZE IMB 5 (1FT6 COMPATIBLE) WITH KTY TEMPERATURE SENSOR POWER CONNECTOR OUTGOING CONNECTOR DIRECTIONTRAVERSE LEFT ABSOLUTE ENCODER ENDAT 2048 S/R (ENCODER A-2048) CONNECTOR ROTATABLE PLAIN SHAFT, WITH HOLDING BRAKE; ACCURACY TOLERANCE N VIBRATION SEVERITY GRADE A, DEGREE OF PROTECTION IP 65 | 11129 | TEM | 1 | MC | 73.203 | 1
1FT71085WF712NH1 | SIMOTICS S SYNCHRON. MOTOR 1FT7, M0=125NM (100K) NN=3000RPM, PN=34,20KW WATER-COOLED; FRAME SIZE IMB 5 (IM V1, IM V3) (1FT6 COMPATIBLE) WITH KTY TEMPERATURE SENSOR POWER CONNECTOR OUTGOING CONNECTOR DIRECTIONTRAVERSE LEFT INCREM. ENCODER SIN/COS 1VSS 2048 S/R (ENCODER I-2048) CONNECTOR ROTATABLE PLAIN SHAFT, WITH HOLDING BRAKE; ACCURACY TOLERANCE N VIBRATION SEVERITY GRADE A, DEGREE OF PROTECTION IP 65 | 10375 | TEM | 1 | MC | 73.203 | 1
1FT71085WF713BH1 | SIMOTICS S SYNCHRON. MOTOR 1FT7, M0=125NM (100K) NN=3000RPM, PN=34,20KW WATER-COOLED; FRAME SIZE IMB 5 (IM V1, IM V3) FLANGE 1 (1FT6 COMPATIBLE) POWER CONNECTOR OUTGOING CONNECTOR DIRECTIONAXIAL NON-DRIVE END ABSOLUTE VALUE ENCODER SINGLETURN 24 BIT WITH DRIVE-CLIQ INTERFACE (ENCODER AS24DQI) PLAIN SHAFT, WITH HOLDING BRAKE; ACCURACY TOLERANCE N VIBRATION SEVERITY GRADE A, DEGREE OF PROTECTION IP 65 | 10715 | TEM | 1 | MC | 73.203 | 1
1FT71085WF713CG2 | SIMOTICS S SYNCHRON. MOTOR 1FT7, M0=125NM (100K) NN=3000RPM, PN=34,20KW WATER-COOLED; FRAME SIZE IMB 5 (IM V1, IM V3) FLANGE 1 (1FT6 COMPATIBLE) POWER CONNECTOR OUTGOING CONNECTOR DIRECTIONAXIAL NON-DRIVE END ABSOLUTE ENCODER 24 BITS + 12 BIT MULTITURN WITH DRIVE-CLIQ INTERFACE (ENCODER AM24DQI) PLAIN SHAFT, W/O HOLDING BRAKE; ACC. TOLERANCE N VIBRATION SEVERITY GRADE A, DEGREE OF PROTECTION IP 67 | 10547 | TEM | 1 | MC | 68.704 | 1
1FT71085WF713CH2 | SIMOTICS S SYNCHRON. MOTOR 1FT7, M0=125NM (100K) NN=3000RPM, PN=34,20KW WATER-COOLED; FRAME SIZE IMB 5 (IM V1, IM V3) FLANGE 1 (1FT6 COMPATIBLE) POWER CONNECTOR OUTGOING CONNECTOR DIRECTIONAXIAL NON-DRIVE END ABSOLUTE ENCODER 24 BITS + 12 BIT MULTITURN WITH DRIVE-CLIQ INTERFACE (ENCODER AM24DQI) PLAIN SHAFT, WITH HOLDING BRAKE; ACCURACY TOLERANCE N VIBRATION SEVERITY GRADE A, DEGREE OF PROTECTION IP 67 | 11560 | TEM | 1 | MC | 73.203 | 1
1FT71085WF713DG0 | SIMOTICS S SYNCHRON. MOTOR 1FT7, M0=125NM (100K) NN=3000RPM, PN=34,20KW WATER-COOLED; FRAME SIZE IMB 5 (IM V1, IM V3) FLANGE 1 (1FT6 COMPATIBLE) POWER CONNECTOR OUTGOING CONNECTOR DIRECTIONAXIAL NON-DRIVE END INCREMENTAL ENCODER 2048 S/R WITH DRIVE-CLIQ INTERFACE (ENCODER I-2048) CONNECTOR ROTATABLE PLAIN SHAFT, W/O HOLDING BRAKE; ACC. TOLERANCE N VIBRATION SEVERITY GRADE A, DEGREE OF PROTECTION IP 64 | 9686 | TEM | 1 | MC | 68.704 | 1
1FT71085WF713DG1 | SIMOTICS S SYNCHRON. MOTOR 1FT7, M0=125NM (100K) NN=3000RPM, PN=34,20KW WATER-COOLED; FRAME SIZE IMB 5 (IM V1, IM V3) FLANGE 1 (1FT6 COMPATIBLE) POWER CONNECTOR OUTGOING CONNECTOR DIRECTIONAXIAL NON-DRIVE END INCREMENTAL ENCODER 2048 S/R WITH DRIVE-CLIQ INTERFACE (ENCODER I-2048) CONNECTOR ROTATABLE PLAIN SHAFT, W/O HOLDING BRAKE; ACC. TOLERANCE N VIBRATION SEVERITY GRADE A, DEGREE OF PROTECTION IP 65 | 9782 | TEM | 1 | MC | 68.704 | 1
1FT71085WF713DH1 | SIMOTICS S SYNCHRON. MOTOR 1FT7, M0=125NM (100K) NN=3000RPM, PN=34,20KW WATER-COOLED; FRAME SIZE IMB 5 (IM V1, IM V3) FLANGE 1 (1FT6 COMPATIBLE) POWER CONNECTOR OUTGOING CONNECTOR DIRECTIONAXIAL NON-DRIVE END INCREMENTAL ENCODER 2048 S/R WITH DRIVE-CLIQ INTERFACE (ENCODER I-2048) CONNECTOR ROTATABLE PLAIN SHAFT, WITH HOLDING BRAKE; ACCURACY TOLERANCE N VIBRATION SEVERITY GRADE A, DEGREE OF PROTECTION IP 65 | 10795 | TEM | 1 | MC | 73.203 | 1
1FT71085WF713FH0 | SIMOTICS S SYNCHRON. MOTOR 1FT7, M0=125NM (100K) NN=3000RPM, PN=34,20KW WATER-COOLED; FRAME SIZE IMB 5 (IM V1, IM V3) FLANGE 1 (1FT6 COMPATIBLE) POWER CONNECTOR OUTGOING CONNECTOR DIRECTIONAXIAL NON-DRIVE END ABSOLUTE ENCODER 22 BITS MULTI TURN WITH DRIVE-CLIQ INTERFACE (ENCODER AM-22-DQ) CONNECTOR ROTATABLE PLAIN SHAFT, WITH HOLDING BRAKE; ACCURACY TOLERANCE N VIBRATION SEVERITY GRADE A, DEGREE OF PROTECTION IP 64 | 11464 | TEM | 1 | MC | 73.203 | 1
1FT71085WF713MA0 | SIMOTICS S SYNCHRON. MOTOR 1FT7, M0=125NM (100K) NN=3000RPM, PN=34,20KW WATER-COOLED; FRAME SIZE IMB 5 (1FT6 COMPATIBLE) WITH KTY TEMPERATURE SENSOR POWER CONNECTOR OUTGOING CONNECTOR DIRECTIONAXIAL NON-DRIVE END ABSOLUTE ENCODER ENDAT 2048 S/R (ENCODER A-2048) CONNECTOR ROTATABLE SHAFT WITH FITTED KEY; W/O HOLDING BRAKE; ACC. TOLERANCE N VIBRATION SEVERITY GRADE A, DEGREE OF PROTECTION IP 64 | 10020 | TEM | 1 | MC | 68.704 | 1
1FT71085WF713MG1 | SIMOTICS S SYNCHRON. MOTOR 1FT7, M0=125NM (100K) NN=3000RPM, PN=34,20KW WATER-COOLED; FRAME SIZE IMB 5 (1FT6 COMPATIBLE) WITH KTY TEMPERATURE SENSOR POWER CONNECTOR OUTGOING CONNECTOR DIRECTIONAXIAL NON-DRIVE END ABSOLUTE ENCODER ENDAT 2048 S/R (ENCODER A-2048) CONNECTOR ROTATABLE PLAIN SHAFT, W/O HOLDING BRAKE; ACC. TOLERANCE N VIBRATION SEVERITY GRADE A, DEGREE OF PROTECTION IP 65 | 10116 | TEM | 1 | MC | 68.704 | 1
1FT71085WF713NG0 | SIMOTICS S SYNCHRON. MOTOR 1FT7, M0=125NM (100K) NN=3000RPM, PN=34,20KW WATER-COOLED; FRAME SIZE IMB 5 (IM V1, IM V3) (1FT6 COMPATIBLE) WITH KTY TEMPERATURE SENSOR POWER CONNECTOR OUTGOING CONNECTOR DIRECTIONAXIAL NON-DRIVE END INCREM. ENCODER SIN/COS 1VSS 2048 S/R (ENCODER I-2048) CONNECTOR ROTATABLE PLAIN SHAFT, W/O HOLDING BRAKE; ACC. TOLERANCE N VIBRATION SEVERITY GRADE A, DEGREE OF PROTECTION IP 64 | 9266 | TEM | 1 | MC | 68.704 | 1
1FT71085WF713NG2 | SIMOTICS S SYNCHRON. MOTOR 1FT7, M0=125NM (100K) NN=3000RPM, PN=34,20KW WATER-COOLED; FRAME SIZE IMB 5 (IM V1, IM V3) (1FT6 COMPATIBLE) WITH KTY TEMPERATURE SENSOR POWER CONNECTOR OUTGOING CONNECTOR DIRECTIONAXIAL NON-DRIVE END INCREM. ENCODER SIN/COS 1VSS 2048 S/R (ENCODER I-2048) CONNECTOR ROTATABLE PLAIN SHAFT, W/O HOLDING BRAKE; ACC. TOLERANCE N VIBRATION SEVERITY GRADE A, DEGREE OF PROTECTION IP 67 | 9441 | TEM | 1 | MC | 68.704 | 1
1FT71085WF713NH1 | SIMOTICS S SYNCHRON. MOTOR 1FT7, M0=125NM (100K) NN=3000RPM, PN=34,20KW WATER-COOLED; FRAME SIZE IMB 5 (IM V1, IM V3) (1FT6 COMPATIBLE) WITH KTY TEMPERATURE SENSOR POWER CONNECTOR OUTGOING CONNECTOR DIRECTIONAXIAL NON-DRIVE END INCREM. ENCODER SIN/COS 1VSS 2048 S/R (ENCODER I-2048) CONNECTOR ROTATABLE PLAIN SHAFT, WITH HOLDING BRAKE; ACCURACY TOLERANCE N VIBRATION SEVERITY GRADE A, DEGREE OF PROTECTION IP 65 | 10375 | TEM | 1 | MC | 73.203 | 1
1FT71085WF714BG1 | SIMOTICS S SYNCHRON. MOTOR 1FT7, M0=125NM (100K) NN=3000RPM, PN=34,20KW WATER-COOLED; FRAME SIZE IMB 5 (IM V1, IM V3) FLANGE 1 (1FT6 COMPATIBLE) POWER CONNECTOR OUTGOING CONNECTOR DIRECTIONAXIAL DRIVE END ABSOLUTE VALUE ENCODER SINGLETURN 24 BIT WITH DRIVE-CLIQ INTERFACE (ENCODER AS24DQI) PLAIN SHAFT, W/O HOLDING BRAKE; ACC. TOLERANCE N VIBRATION SEVERITY GRADE A, DEGREE OF PROTECTION IP 65 | 9702 | TEM | 1 | MC | 68.704 | 1
1FT71085WF714BH0 | SIMOTICS S SYNCHRON. MOTOR 1FT7, M0=125NM (100K) NN=3000RPM, PN=34,20KW WATER-COOLED; FRAME SIZE IMB 5 (IM V1, IM V3) FLANGE 1 (1FT6 COMPATIBLE) POWER CONNECTOR OUTGOING CONNECTOR DIRECTIONAXIAL DRIVE END ABSOLUTE VALUE ENCODER SINGLETURN 24 BIT WITH DRIVE-CLIQ INTERFACE (ENCODER AS24DQI) PLAIN SHAFT, WITH HOLDING BRAKE; ACCURACY TOLERANCE N VIBRATION SEVERITY GRADE A, DEGREE OF PROTECTION IP 64 | 10619 | TEM | 1 | MC | 73.203 | 1
1FT71085WF714BH2 | SIMOTICS S SYNCHRON. MOTOR 1FT7, M0=125NM (100K) NN=3000RPM, PN=34,20KW WATER-COOLED; FRAME SIZE IMB 5 (IM V1, IM V3) FLANGE 1 (1FT6 COMPATIBLE) POWER CONNECTOR OUTGOING CONNECTOR DIRECTIONAXIAL DRIVE END ABSOLUTE VALUE ENCODER SINGLETURN 24 BIT WITH DRIVE-CLIQ INTERFACE (ENCODER AS24DQI) PLAIN SHAFT, WITH HOLDING BRAKE; ACCURACY TOLERANCE N VIBRATION SEVERITY GRADE A, DEGREE OF PROTECTION IP 67 | 10795 | TEM | 1 | MC | 73.203 | 1
1FT71085WF714BL4 | SIMOTICS S SYNCHRON. MOTOR 1FT7, M0=125NM (100K) NN=3000RPM, PN=34,20KW WATER-COOLED; FRAME SIZE IMB 5 (IM V1, IM V3) FLANGE 1 (1FT6 COMPATIBLE) POWER CONNECTOR OUTGOING CONNECTOR DIRECTIONAXIAL DRIVE END ABSOLUTE VALUE ENCODER SINGLETURN 24 BIT WITH DRIVE-CLIQ INTERFACE (ENCODER AS24DQI) PLAIN SHAFT, WITH HOLDING BRAKE; ACCURACY TOLERANCE R VIBRATION SEVERITY GRADE A+R, DEGREE OF PROTECTION IP 65 | 11030 | TEM | 1 | MC | 73.203 | 1
1FT71085WF714CH0 | SIMOTICS S SYNCHRON. MOTOR 1FT7, M0=125NM (100K) NN=3000RPM, PN=34,20KW WATER-COOLED; FRAME SIZE IMB 5 (IM V1, IM V3) FLANGE 1 (1FT6 COMPATIBLE) POWER CONNECTOR OUTGOING CONNECTOR DIRECTIONAXIAL DRIVE END ABSOLUTE ENCODER 24 BITS + 12 BIT MULTITURN WITH DRIVE-CLIQ INTERFACE (ENCODER AM24DQI) PLAIN SHAFT, WITH HOLDING BRAKE; ACCURACY TOLERANCE N VIBRATION SEVERITY GRADE A, DEGREE OF PROTECTION IP 64 | 11384 | TEM | 1 | MC | 73.203 | 1
1FT71085WF714CH1 | SIMOTICS S SYNCHRON. MOTOR 1FT7, M0=125NM (100K) NN=3000RPM, PN=34,20KW WATER-COOLED; FRAME SIZE IMB 5 (IM V1, IM V3) FLANGE 1 (1FT6 COMPATIBLE) POWER CONNECTOR OUTGOING CONNECTOR DIRECTIONAXIAL DRIVE END ABSOLUTE ENCODER 24 BITS + 12 BIT MULTITURN WITH DRIVE-CLIQ INTERFACE (ENCODER AM24DQI) PLAIN SHAFT, WITH HOLDING BRAKE; ACCURACY TOLERANCE N VIBRATION SEVERITY GRADE A, DEGREE OF PROTECTION IP 65 | 11480 | TEM | 1 | MC | 73.203 | 1
1FT71085WF714DA1 | SIMOTICS S SYNCHRON. MOTOR 1FT7, M0=125NM (100K) NN=3000RPM, PN=34,20KW WATER-COOLED; FRAME SIZE IMB 5 (IM V1, IM V3) FLANGE 1 (1FT6 COMPATIBLE) POWER CONNECTOR OUTGOING CONNECTOR DIRECTIONAXIAL DRIVE END INCREMENTAL ENCODER 2048 S/R WITH DRIVE-CLIQ INTERFACE (ENCODER I-2048) CONNECTOR ROTATABLE SHAFT WITH FITTED KEY; W/O HOLDING BRAKE; ACC. TOLERANCE N VIBRATION SEVERITY GRADE A, DEGREE OF PROTECTION IP 65 | 9782 | TEM | 1 | MC | 68.704 | 1
1FT71085WF714DD0 | SIMOTICS S SYNCHRON. MOTOR 1FT7, M0=125NM (100K) NN=3000RPM, PN=34,20KW WATER-COOLED; FRAME SIZE IMB 5 (IM V1, IM V3) FLANGE 1 (1FT6 COMPATIBLE) POWER CONNECTOR OUTGOING CONNECTOR DIRECTIONAXIAL DRIVE END INCREMENTAL ENCODER 2048 S/R WITH DRIVE-CLIQ INTERFACE (ENCODER I-2048) CONNECTOR ROTATABLE SHAFT WITH FITTED KEY; W/O HOLDING BRAKE; ACC. TOLERANCE R VIBRATION SEVERITY GRADE A, DEGREE OF PROTECTION IP 64 | 9846 | TEM | 1 | MC | 68.704 | 1
1FT71085WF714DG3 | SIMOTICS S SYNCHRON. MOTOR 1FT7, M0=125NM (100K) NN=3000RPM, PN=34,20KW WATER-COOLED; FRAME SIZE IMB 5 (IM V1, IM V3) FLANGE 1 (1FT6 COMPATIBLE) POWER CONNECTOR OUTGOING CONNECTOR DIRECTIONAXIAL DRIVE END INCREMENTAL ENCODER 2048 S/R WITH DRIVE-CLIQ INTERFACE (ENCODER I-2048) CONNECTOR ROTATABLE PLAIN SHAFT, W/O HOLDING BRAKE; ACC. TOLERANCE N VIBRATION SEVERITY GRADE A+R, DEGREE OF PROTECTION IP 64 | 9841 | TEM | 1 | MC | 68.704 | 1
1FT71085WF714DG4 | SIMOTICS S SYNCHRON. MOTOR 1FT7, M0=125NM (100K) NN=3000RPM, PN=34,20KW WATER-COOLED; FRAME SIZE IMB 5 (IM V1, IM V3) FLANGE 1 (1FT6 COMPATIBLE) POWER CONNECTOR OUTGOING CONNECTOR DIRECTIONAXIAL DRIVE END INCREMENTAL ENCODER 2048 S/R WITH DRIVE-CLIQ INTERFACE (ENCODER I-2048) CONNECTOR ROTATABLE PLAIN SHAFT, W/O HOLDING BRAKE; ACC. TOLERANCE N VIBRATION SEVERITY GRADE A+R, DEGREE OF PROTECTION IP 65 | 9938 | TEM | 1 | MC | 68.704 | 1
1FT71085WF714DH0 | SIMOTICS S SYNCHRON. MOTOR 1FT7, M0=125NM (100K) NN=3000RPM, PN=34,20KW WATER-COOLED; FRAME SIZE IMB 5 (IM V1, IM V3) FLANGE 1 (1FT6 COMPATIBLE) POWER CONNECTOR OUTGOING CONNECTOR DIRECTIONAXIAL DRIVE END INCREMENTAL ENCODER 2048 S/R WITH DRIVE-CLIQ INTERFACE (ENCODER I-2048) CONNECTOR ROTATABLE PLAIN SHAFT, WITH HOLDING BRAKE; ACCURACY TOLERANCE N VIBRATION SEVERITY GRADE A, DEGREE OF PROTECTION IP 64 | 10699 | TEM | 1 | MC | 73.203 | 1
1FT71085WF714DH1 | SIMOTICS S SYNCHRON. MOTOR 1FT7, M0=125NM (100K) NN=3000RPM, PN=34,20KW WATER-COOLED; FRAME SIZE IMB 5 (IM V1, IM V3) FLANGE 1 (1FT6 COMPATIBLE) POWER CONNECTOR OUTGOING CONNECTOR DIRECTIONAXIAL DRIVE END INCREMENTAL ENCODER 2048 S/R WITH DRIVE-CLIQ INTERFACE (ENCODER I-2048) CONNECTOR ROTATABLE PLAIN SHAFT, WITH HOLDING BRAKE; ACCURACY TOLERANCE N VIBRATION SEVERITY GRADE A, DEGREE OF PROTECTION IP 65 | 10795 | TEM | 1 | MC | 73.203 | 1
1FT71085WF714DH3 | SIMOTICS S SYNCHRON. MOTOR 1FT7, M0=125NM (100K) NN=3000RPM, PN=34,20KW WATER-COOLED; FRAME SIZE IMB 5 (IM V1, IM V3) FLANGE 1 (1FT6 COMPATIBLE) POWER CONNECTOR OUTGOING CONNECTOR DIRECTIONAXIAL DRIVE END INCREMENTAL ENCODER 2048 S/R WITH DRIVE-CLIQ INTERFACE (ENCODER I-2048) CONNECTOR ROTATABLE PLAIN SHAFT, WITH HOLDING BRAKE; ACCURACY TOLERANCE N VIBRATION SEVERITY GRADE A+R, DEGREE OF PROTECTION IP 64 | 10854 | TEM | 1 | MC | 73.203 | 1
1FT71085WF714FG1 | SIMOTICS S SYNCHRON. MOTOR 1FT7, M0=125NM (100K) NN=3000RPM, PN=34,20KW WATER-COOLED; FRAME SIZE IMB 5 (IM V1, IM V3) FLANGE 1 (1FT6 COMPATIBLE) POWER CONNECTOR OUTGOING CONNECTOR DIRECTIONAXIAL DRIVE END ABSOLUTE ENCODER 22 BITS MULTI TURN WITH DRIVE-CLIQ INTERFACE (ENCODER AM-22-DQ) CONNECTOR ROTATABLE PLAIN SHAFT, W/O HOLDING BRAKE; ACC. TOLERANCE N VIBRATION SEVERITY GRADE A, DEGREE OF PROTECTION IP 65 | 10548 | TEM | 1 | MC | 68.704 | 1
1FT71085WF714FH1 | SIMOTICS S SYNCHRON. MOTOR 1FT7, M0=125NM (100K) NN=3000RPM, PN=34,20KW WATER-COOLED; FRAME SIZE IMB 5 (IM V1, IM V3) FLANGE 1 (1FT6 COMPATIBLE) POWER CONNECTOR OUTGOING CONNECTOR DIRECTIONAXIAL DRIVE END ABSOLUTE ENCODER 22 BITS MULTI TURN WITH DRIVE-CLIQ INTERFACE (ENCODER AM-22-DQ) CONNECTOR ROTATABLE PLAIN SHAFT, WITH HOLDING BRAKE; ACCURACY TOLERANCE N VIBRATION SEVERITY GRADE A, DEGREE OF PROTECTION IP 65 | 11560 | TEM | 1 | MC | 73.203 | 1
1FT71085WF714NA0 | SIMOTICS S SYNCHRON. MOTOR 1FT7, M0=125NM (100K) NN=3000RPM, PN=34,20KW WATER-COOLED; FRAME SIZE IMB 5 (IM V1, IM V3) (1FT6 COMPATIBLE) WITH KTY TEMPERATURE SENSOR POWER CONNECTOR OUTGOING CONNECTOR DIRECTIONAXIAL DRIVE END INCREM. ENCODER SIN/COS 1VSS 2048 S/R (ENCODER I-2048) CONNECTOR ROTATABLE SHAFT WITH FITTED KEY; W/O HOLDING BRAKE; ACC. TOLERANCE N VIBRATION SEVERITY GRADE A, DEGREE OF PROTECTION IP 64 | 9266 | TEM | 1 | MC | 68.704 | 1
1FT71085WF714NG1 | SIMOTICS S SYNCHRON. MOTOR 1FT7, M0=125NM (100K) NN=3000RPM, PN=34,20KW WATER-COOLED; FRAME SIZE IMB 5 (IM V1, IM V3) (1FT6 COMPATIBLE) WITH KTY TEMPERATURE SENSOR POWER CONNECTOR OUTGOING CONNECTOR DIRECTIONAXIAL DRIVE END INCREM. ENCODER SIN/COS 1VSS 2048 S/R (ENCODER I-2048) CONNECTOR ROTATABLE PLAIN SHAFT, W/O HOLDING BRAKE; ACC. TOLERANCE N VIBRATION SEVERITY GRADE A, DEGREE OF PROTECTION IP 65 | 9362 | TEM | 1 | MC | 68.704 | 1
1FT71085WF714NH0 | SIMOTICS S SYNCHRON. MOTOR 1FT7, M0=125NM (100K) NN=3000RPM, PN=34,20KW WATER-COOLED; FRAME SIZE IMB 5 (IM V1, IM V3) (1FT6 COMPATIBLE) WITH KTY TEMPERATURE SENSOR POWER CONNECTOR OUTGOING CONNECTOR DIRECTIONAXIAL DRIVE END INCREM. ENCODER SIN/COS 1VSS 2048 S/R (ENCODER I-2048) CONNECTOR ROTATABLE PLAIN SHAFT, WITH HOLDING BRAKE; ACCURACY TOLERANCE N VIBRATION SEVERITY GRADE A, DEGREE OF PROTECTION IP 64 | 10278 | TEM | 1 | MC | 73.203 | 1
1FT71085WF714NH1 | SIMOTICS S SYNCHRON. MOTOR 1FT7, M0=125NM (100K) NN=3000RPM, PN=34,20KW WATER-COOLED; FRAME SIZE IMB 5 (IM V1, IM V3) (1FT6 COMPATIBLE) WITH KTY TEMPERATURE SENSOR POWER CONNECTOR OUTGOING CONNECTOR DIRECTIONAXIAL DRIVE END INCREM. ENCODER SIN/COS 1VSS 2048 S/R (ENCODER I-2048) CONNECTOR ROTATABLE PLAIN SHAFT, WITH HOLDING BRAKE; ACCURACY TOLERANCE N VIBRATION SEVERITY GRADE A, DEGREE OF PROTECTION IP 65 | 10375 | TEM | 1 | MC | 73.203 | 1
1FT71085WF715BH1 | SIMOTICS S SYNCHRON. MOTOR 1FT7, M0=125NM (100K) NN=3000RPM, PN=34,20KW WATER-COOLED; FRAME SIZE IMB 5 (IM V1, IM V3) FLANGE 1 (1FT6 COMPATIBLE) FOR CONNECT. OF TERMINAL BOXAND SIGNAL CONNECTOR, TERMINALBOX TRAVERSE RIGHT ABSOLUTE VALUE ENCODER SINGLETURN 24 BIT WITH DRIVE-CLIQ INTERFACE (ENCODER AS24DQI) PLAIN SHAFT, WITH HOLDING BRAKE; ACCURACY TOLERANCE N VIBRATION SEVERITY GRADE A, DEGREE OF PROTECTION IP 65 | 10715 | TEM | 1 | MC | 73.702 | 1
1FT71085WF715DG0 | SIMOTICS S SYNCHRON. MOTOR 1FT7, M0=125NM (100K) NN=3000RPM, PN=34,20KW WATER-COOLED; FRAME SIZE IMB 5 (IM V1, IM V3) FLANGE 1 (1FT6 COMPATIBLE) FOR CONNECT. OF TERMINAL BOXAND SIGNAL CONNECTOR, TERMINALBOX TRAVERSE RIGHT INCREMENTAL ENCODER 2048 S/R WITH DRIVE-CLIQ INTERFACE (ENCODER I-2048) CONNECTOR ROTATABLE PLAIN SHAFT, W/O HOLDING BRAKE; ACC. TOLERANCE N VIBRATION SEVERITY GRADE A, DEGREE OF PROTECTION IP 64 | 9686 | TEM | 1 | MC | 69.203 | 1
1FT71085WF715FG1 | SIMOTICS S SYNCHRON. MOTOR 1FT7, M0=125NM (100K) NN=3000RPM, PN=34,20KW WATER-COOLED; FRAME SIZE IMB 5 (IM V1, IM V3) FLANGE 1 (1FT6 COMPATIBLE) FOR CONNECT. OF TERMINAL BOXAND SIGNAL CONNECTOR, TERMINALBOX TRAVERSE RIGHT ABSOLUTE ENCODER 22 BITS MULTI TURN WITH DRIVE-CLIQ INTERFACE (ENCODER AM-22-DQ) CONNECTOR ROTATABLE PLAIN SHAFT, W/O HOLDING BRAKE; ACC. TOLERANCE N VIBRATION SEVERITY GRADE A, DEGREE OF PROTECTION IP 65 | 10548 | TEM | 1 | MC | 69.203 | 1
1FT71085WF716CG1 | SIMOTICS S SYNCHRON. MOTOR 1FT7, M0=125NM (100K) NN=3000RPM, PN=34,20KW WATER-COOLED; FRAME SIZE IMB 5 (IM V1, IM V3) FLANGE 1 (1FT6 COMPATIBLE) FOR CONNECT. OF TERMINAL BOXAND SIGNAL CONNECTOR, TERMINALBOX TRAVERSE LEFT ABSOLUTE ENCODER 24 BITS + 12 BIT MULTITURN WITH DRIVE-CLIQ INTERFACE (ENCODER AM24DQI) PLAIN SHAFT, W/O HOLDING BRAKE; ACC. TOLERANCE N VIBRATION SEVERITY GRADE A, DEGREE OF PROTECTION IP 65 | 10467 | TEM | 1 | MC | 69.203 | 1
1FT71085WF718BB0 | SIMOTICS S SYNCHRON. MOTOR 1FT7, M0=125NM (100K) NN=3000RPM, PN=34,20KW WATER-COOLED; FRAME SIZE IMB 5 (IM V1, IM V3) FLANGE 1 (1FT6 COMPATIBLE) FOR CONNECT. OF TERMINAL BOXAND SIGNAL CONNECTOR, TERMINALBOX AXIAL DRIVE END ABSOLUTE VALUE ENCODER SINGLETURN 24 BIT WITH DRIVE-CLIQ INTERFACE (ENCODER AS24DQI) SHAFT WITH FITTED KEY; WITH HOLDING BRAKE; ACC. TOLERANCE N VIBRATION SEVERITY GRADE A, DEGREE OF PROTECTION IP 64 | 10619 | TEM | 1 | MC | 73.702 | 1
1FT71085WF718DB0 | SIMOTICS S SYNCHRON. MOTOR 1FT7, M0=125NM (100K) NN=3000RPM, PN=34,20KW WATER-COOLED; FRAME SIZE IMB 5 (IM V1, IM V3) FLANGE 1 (1FT6 COMPATIBLE) FOR CONNECT. OF TERMINAL BOXAND SIGNAL CONNECTOR, TERMINALBOX AXIAL DRIVE END INCREMENTAL ENCODER 2048 S/R WITH DRIVE-CLIQ INTERFACE (ENCODER I-2048) CONNECTOR ROTATABLE SHAFT WITH FITTED KEY; WITH HOLDING BRAKE; ACC. TOLERANCE N VIBRATION SEVERITY GRADE A, DEGREE OF PROTECTION IP 64 | 10699 | TEM | 1 | MC | 73.702 | 1
1FT71085WF718FG0 | SIMOTICS S SYNCHRON. MOTOR 1FT7, M0=125NM (100K) NN=3000RPM, PN=34,20KW WATER-COOLED; FRAME SIZE IMB 5 (IM V1, IM V3) FLANGE 1 (1FT6 COMPATIBLE) FOR CONNECT. OF TERMINAL BOXAND SIGNAL CONNECTOR, TERMINALBOX AXIAL DRIVE END ABSOLUTE ENCODER 22 BITS MULTI TURN WITH DRIVE-CLIQ INTERFACE (ENCODER AM-22-DQ) CONNECTOR ROTATABLE PLAIN SHAFT, W/O HOLDING BRAKE; ACC. TOLERANCE N VIBRATION SEVERITY GRADE A, DEGREE OF PROTECTION IP 64 | 10451 | TEM | 1 | MC | 69.203 | 1
1FT71085WF718MG0 | SIMOTICS S SYNCHRON. MOTOR 1FT7, M0=125NM (100K) NN=3000RPM, PN=34,20KW WATER-COOLED; FRAME SIZE IMB 5 (1FT6 COMPATIBLE) WITH KTY TEMPERATURE SENSOR FOR CONNECT. OF TERMINAL BOXAND SIGNAL CONNECTOR, TERMINALBOX AXIAL DRIVE END ABSOLUTE ENCODER ENDAT 2048 S/R (ENCODER A-2048) CONNECTOR ROTATABLE PLAIN SHAFT, W/O HOLDING BRAKE; ACC. TOLERANCE N VIBRATION SEVERITY GRADE A, DEGREE OF PROTECTION IP 64 | 10020 | TEM | 1 | MC | 69.203 | 1
1PH80811SU023NA1 | SIMOTICS M COMPACT ASYNCHRONOUS MOTOR 9000RPM 2,8KW 3,0NM 12,2A 264V 10000RPM 3,0KW 2,9NM 12,2A 294V 4 KHZ PULSE FREQUENCY FORCED VENTILATION; DIRECTION OF AIR FLOW DE --> NDE; DEGREE OF PROTECTION IP55 INCREMENTAL ENCODER 19 BIT WITHOUT COMMUTATING POSITION (ENCODER IN19DQ) WITH DRIVE-CLIQ INTERFACE DESIGN IM B5 (IMV 1,IM V3) PLAIN HOLLOW-SHAFT BEARING: PREMIUM PERFORMANCE VIBRATION SEVERITY GRADE SPECIAL/B SHAFT AND FLANGE ACCURACY GR. SPECIAL TERMINAL BOX (ABOVE) CABLE ENTRY ON THE RIGHT SIGNAL CONNECTION D-END | 9815 | TEM | 1 | MC | 26.5 | 1
1PH80811SV020NE1 | SIMOTICS M COMPACT ASYNCHRONOUS MOTOR 9000RPM 3,5KW 3,7NM 15,5A 279V 10000RPM 3,8KW 3,6NM 15,5A 310V 8 KHZ PULSE FREQUENCY FORCED VENTILATION; DIRECTION OF AIR FLOW DE --> NDE; DEGREE OF PROTECTION IP55 INCREMENTAL ENCODER 19 BIT WITHOUT COMMUTATING POSITION (ENCODER IN19DQ) WITH DRIVE-CLIQ INTERFACE DESIGN IM B5 (IMV 1,IM V3) PLAIN SHAFT WITHOUT FITTED KEY; BEARING: PREMIUM PERFORMANCE VIBRATION SEVERITY GRADE SPECIAL/B SHAFT AND FLANGE ACCURACY GR. SPECIAL POWER CONNECTOR (ABOVE) CABLE ENTRY ON THE RIGHT SIGNAL CONNECTION D-END | 8385 | TEM | 1 | MC | 24 | 1
1PH80831AF000BA1 | SIMOTICS M COMPACT ASYNCHRONOUS MOTOR 1500RPM, 2,8KW, 18NM, 7,5A,346V 1750RPM, 3,3KW, 18NM, 7,5A,398V 2000RPM, 3,7KW, 18NM, 7,6A,447V FORCED VENTILATION; DIRECTION OF AIR FLOW DE --> NDE; DEGREE OF PROTECTION IP55 W/O ENCODER with TEMPERAT. SENSOR KTY84-130 DESIGN IM B3 (IM V5, IM V6) PLAIN SHAFT WITHOUT FITTED KEY; BEARING: STANDARD WITH FIXED BEARING, VIBRATION SEVERITY GRADE R/A; SHAFT AND FLANGE ACCURACY: R TERMINAL BOX (ABOVE) CABLE ENTRY ON THE RIGHT SIGNAL CONNECTION D-END | 3147 | TEM | 1 | MC | 32 | 1
1PH80831AF000BB1 | SIMOTICS M COMPACT ASYNCHRONOUS MOTOR 1500RPM, 2,8KW, 18NM, 7,5A,346V 1750RPM, 3,3KW, 18NM, 7,5A,398V 2000RPM, 3,7KW, 18NM, 7,6A,447V FORCED VENTILATION; DIRECTION OF AIR FLOW DE --> NDE; DEGREE OF PROTECTION IP55 W/O ENCODER with TEMPERAT. SENSOR KTY84-130 DESIGN IM B3 (IM V5, IM V6) PLAIN SHAFT WITHOUT FITTED KEY; BEARING: STANDARD WITH FIXED BEARING, VIBRATION SEVERITY GRADE R/A; SHAFT AND FLANGE ACCURACY: R TERMINAL BOX (ABOVE) CABLE ENTRY ON THE LEFT SIGNAL CONNECTION D-END | 3147 | TEM | 1 | MC | 32 | 1
1PH80831AF000DA1 | SIMOTICS M COMPACT ASYNCHRONOUS MOTOR 1500RPM, 2,8KW, 18NM, 7,5A,346V 1750RPM, 3,3KW, 18NM, 7,5A,398V 2000RPM, 3,7KW, 18NM, 7,6A,447V FORCED VENTILATION; DIRECTION OF AIR FLOW DE --> NDE; DEGREE OF PROTECTION IP55 W/O ENCODER with TEMPERAT. SENSOR KTY84-130 DESIGN IM B3 (IM V5, IM V6) PLAIN SHAFT WITHOUT FITTED KEY; BEARING: STANDARD WITH FIXED BEARING, VIBRATION SEVERITY GRADE SR/A; SHAFT AND FLANGE ACCURACY: R TERMINAL BOX (ABOVE) CABLE ENTRY ON THE RIGHT SIGNAL CONNECTION D-END | 3413 | TEM | 1 | MC | 32 | 1
1PH80831AF001DA1 | SIMOTICS M COMPACT ASYNCHRONOUS MOTOR 1500RPM, 2,8KW, 18NM, 7,5A,346V 1750RPM, 3,3KW, 18NM, 7,5A,398V 2000RPM, 3,7KW, 18NM, 7,6A,447V FORCED VENTILATION; DIRECTION OF AIR FLOW DE --> NDE; DEGREE OF PROTECTION IP55 W/O ENCODER with TEMPERAT. SENSOR KTY84-130 DESIGN IM B3 (IM V5, IM V6) SHAFT WITH FITTED KEY FULL-KEY BALANCING BEARING: STANDARD WITH FIXED BEARING, VIBRATION SEVERITY GRADE SR/A; SHAFT AND FLANGE ACCURACY: R TERMINAL BOX (ABOVE) CABLE ENTRY ON THE RIGHT SIGNAL CONNECTION D-END | 3413 | TEM | 1 | MC | 32 | 1
1PH80831AF002BA1 | SIMOTICS M COMPACT ASYNCHRONOUS MOTOR 1500RPM, 2,8KW, 18NM, 7,5A,346V 1750RPM, 3,3KW, 18NM, 7,5A,398V 2000RPM, 3,7KW, 18NM, 7,6A,447V FORCED VENTILATION; DIRECTION OF AIR FLOW DE --> NDE; DEGREE OF PROTECTION IP55 W/O ENCODER with TEMPERAT. SENSOR KTY84-130 DESIGN IM B3 (IM V5, IM V6) SHAFT WITH FITTED KEY HALF-KEY BALANCING BEARING: STANDARD WITH FIXED BEARING, VIBRATION SEVERITY GRADE R/A; SHAFT AND FLANGE ACCURACY: R TERMINAL BOX (ABOVE) CABLE ENTRY ON THE RIGHT SIGNAL CONNECTION D-END | 3147 | TEM | 1 | MC | 32 | 1
1PH80831AF020BA1 | SIMOTICS M COMPACT ASYNCHRONOUS MOTOR 1500RPM, 2,8KW, 18NM, 7,5A,346V 1750RPM, 3,3KW, 18NM, 7,5A,398V 2000RPM, 3,7KW, 18NM, 7,6A,447V FORCED VENTILATION; DIRECTION OF AIR FLOW DE --> NDE; DEGREE OF PROTECTION IP55 W/O ENCODER with TEMPERAT. SENSOR KTY84-130 DESIGN IM B5 (IMV 1,IM V3) PLAIN SHAFT WITHOUT FITTED KEY; BEARING: STANDARD WITH FIXED BEARING, VIBRATION SEVERITY GRADE R/A; SHAFT AND FLANGE ACCURACY: R TERMINAL BOX (ABOVE) CABLE ENTRY ON THE RIGHT SIGNAL CONNECTION D-END | 3299 | TEM | 1 | MC | 32 | 1
1PH80831AF020BG1 | SIMOTICS M COMPACT ASYNCHRONOUS MOTOR 1500RPM, 2,8KW, 18NM, 7,5A,346V 1750RPM, 3,3KW, 18NM, 7,5A,398V 2000RPM, 3,7KW, 18NM, 7,6A,447V FORCED VENTILATION; DIRECTION OF AIR FLOW DE --> NDE; DEGREE OF PROTECTION IP55 W/O ENCODER with TEMPERAT. SENSOR KTY84-130 DESIGN IM B5 (IMV 1,IM V3) PLAIN SHAFT WITHOUT FITTED KEY; BEARING: STANDARD WITH FIXED BEARING, VIBRATION SEVERITY GRADE R/A; SHAFT AND FLANGE ACCURACY: R POWER CONNECTOR (ABOVE) CABLE ENTRY ON THE ND-END SIGNAL CONNECTION LEFT | 3299 | TEM | 1 | MC | 32 | 1
1PH80831AF021BA1 | SIMOTICS M COMPACT ASYNCHRONOUS MOTOR 1500RPM, 2,8KW, 18NM, 7,5A,346V 1750RPM, 3,3KW, 18NM, 7,5A,398V 2000RPM, 3,7KW, 18NM, 7,6A,447V FORCED VENTILATION; DIRECTION OF AIR FLOW DE --> NDE; DEGREE OF PROTECTION IP55 W/O ENCODER with TEMPERAT. SENSOR KTY84-130 DESIGN IM B5 (IMV 1,IM V3) SHAFT WITH FITTED KEY FULL-KEY BALANCING BEARING: STANDARD WITH FIXED BEARING, VIBRATION SEVERITY GRADE R/A; SHAFT AND FLANGE ACCURACY: R TERMINAL BOX (ABOVE) CABLE ENTRY ON THE RIGHT SIGNAL CONNECTION D-END | 3299 | TEM | 1 | MC | 32 | 1
1PH80831AF021BC1 | SIMOTICS M COMPACT ASYNCHRONOUS MOTOR 1500RPM, 2,8KW, 18NM, 7,5A,346V 1750RPM, 3,3KW, 18NM, 7,5A,398V 2000RPM, 3,7KW, 18NM, 7,6A,447V FORCED VENTILATION; DIRECTION OF AIR FLOW DE --> NDE; DEGREE OF PROTECTION IP55 W/O ENCODER with TEMPERAT. SENSOR KTY84-130 DESIGN IM B5 (IMV 1,IM V3) SHAFT WITH FITTED KEY FULL-KEY BALANCING BEARING: STANDARD WITH FIXED BEARING, VIBRATION SEVERITY GRADE R/A; SHAFT AND FLANGE ACCURACY: R TERMINAL BOX (ABOVE) CABLE ENTRY ON THE ND-END SIGNAL CONNECTION LEFT | 3299 | TEM | 1 | MC | 32 | 1
1PH80831AF021DA1 | SIMOTICS M COMPACT ASYNCHRONOUS MOTOR 1500RPM, 2,8KW, 18NM, 7,5A,346V 1750RPM, 3,3KW, 18NM, 7,5A,398V 2000RPM, 3,7KW, 18NM, 7,6A,447V FORCED VENTILATION; DIRECTION OF AIR FLOW DE --> NDE; DEGREE OF PROTECTION IP55 W/O ENCODER with TEMPERAT. SENSOR KTY84-130 DESIGN IM B5 (IMV 1,IM V3) SHAFT WITH FITTED KEY FULL-KEY BALANCING BEARING: STANDARD WITH FIXED BEARING, VIBRATION SEVERITY GRADE SR/A; SHAFT AND FLANGE ACCURACY: R TERMINAL BOX (ABOVE) CABLE ENTRY ON THE RIGHT SIGNAL CONNECTION D-END | 3564 | TEM | 1 | MC | 32 | 1
1PH80831AF022BA1 | SIMOTICS M COMPACT ASYNCHRONOUS MOTOR 1500RPM, 2,8KW, 18NM, 7,5A,346V 1750RPM, 3,3KW, 18NM, 7,5A,398V 2000RPM, 3,7KW, 18NM, 7,6A,447V FORCED VENTILATION; DIRECTION OF AIR FLOW DE --> NDE; DEGREE OF PROTECTION IP55 W/O ENCODER with TEMPERAT. SENSOR KTY84-130 DESIGN IM B5 (IMV 1,IM V3) SHAFT WITH FITTED KEY HALF-KEY BALANCING BEARING: STANDARD WITH FIXED BEARING, VIBRATION SEVERITY GRADE R/A; SHAFT AND FLANGE ACCURACY: R TERMINAL BOX (ABOVE) CABLE ENTRY ON THE RIGHT SIGNAL CONNECTION D-END | 3299 | TEM | 1 | MC | 32 | 1
1PH80831AF022DA1 | SIMOTICS M COMPACT ASYNCHRONOUS MOTOR 1500RPM, 2,8KW, 18NM, 7,5A,346V 1750RPM, 3,3KW, 18NM, 7,5A,398V 2000RPM, 3,7KW, 18NM, 7,6A,447V FORCED VENTILATION; DIRECTION OF AIR FLOW DE --> NDE; DEGREE OF PROTECTION IP55 W/O ENCODER with TEMPERAT. SENSOR KTY84-130 DESIGN IM B5 (IMV 1,IM V3) SHAFT WITH FITTED KEY HALF-KEY BALANCING BEARING: STANDARD WITH FIXED BEARING, VIBRATION SEVERITY GRADE SR/A; SHAFT AND FLANGE ACCURACY: R TERMINAL BOX (ABOVE) CABLE ENTRY ON THE RIGHT SIGNAL CONNECTION D-END | 3564 | TEM | 1 | MC | 32 | 1
1PH80831AF100BA1 | SIMOTICS M COMPACT ASYNCHRONOUS MOTOR 1500RPM, 2,8KW,18NM, 7,5A, 346V 1750RPM, 3,3KW,18NM, 7,5A, 398V 2000RPM, 3,7KW,72NM, 7,6A, 447V FORCED VENTILATION; DIRECTION OF AIR FLOW NDE --> DE; DEGREE OF PROTECTION IP55 W/O ENCODER with TEMPERAT. SENSOR KTY84-130 DESIGN IM B3 (IM V5, IM V6) PLAIN SHAFT WITHOUT FITTED KEY; BEARING: STANDARD WITH FIXED BEARING, VIBRATION SEVERITY GRADE R/A; SHAFT AND FLANGE ACCURACY: R TERMINAL BOX (ABOVE) CABLE ENTRY ON THE RIGHT SIGNAL CONNECTION D-END | 3147 | TEM | 1 | MC | 32 | 1
1PH80831AF100BB1 | SIMOTICS M COMPACT ASYNCHRONOUS MOTOR 1500RPM, 2,8KW,18NM, 7,5A, 346V 1750RPM, 3,3KW,18NM, 7,5A, 398V 2000RPM, 3,7KW,72NM, 7,6A, 447V FORCED VENTILATION; DIRECTION OF AIR FLOW NDE --> DE; DEGREE OF PROTECTION IP55 W/O ENCODER with TEMPERAT. SENSOR KTY84-130 DESIGN IM B3 (IM V5, IM V6) PLAIN SHAFT WITHOUT FITTED KEY; BEARING: STANDARD WITH FIXED BEARING, VIBRATION SEVERITY GRADE R/A; SHAFT AND FLANGE ACCURACY: R TERMINAL BOX (ABOVE) CABLE ENTRY ON THE LEFT SIGNAL CONNECTION D-END | 3147 | TEM | 1 | MC | 32 | 1
1PH80831AF100BC1 | SIMOTICS M COMPACT ASYNCHRONOUS MOTOR 1500RPM, 2,8KW,18NM, 7,5A, 346V 1750RPM, 3,3KW,18NM, 7,5A, 398V 2000RPM, 3,7KW,72NM, 7,6A, 447V FORCED VENTILATION; DIRECTION OF AIR FLOW NDE --> DE; DEGREE OF PROTECTION IP55 W/O ENCODER with TEMPERAT. SENSOR KTY84-130 DESIGN IM B3 (IM V5, IM V6) PLAIN SHAFT WITHOUT FITTED KEY; BEARING: STANDARD WITH FIXED BEARING, VIBRATION SEVERITY GRADE R/A; SHAFT AND FLANGE ACCURACY: R TERMINAL BOX (ABOVE) CABLE ENTRY ON THE ND-END SIGNAL CONNECTION LEFT | 3147 | TEM | 1 | MC | 32 | 1
1PH80831AF100CA1 | SIMOTICS M COMPACT ASYNCHRONOUS MOTOR 1500RPM, 2,8KW,18NM, 7,5A, 346V 1750RPM, 3,3KW,18NM, 7,5A, 398V 2000RPM, 3,7KW,72NM, 7,6A, 447V FORCED VENTILATION; DIRECTION OF AIR FLOW NDE --> DE; DEGREE OF PROTECTION IP55 W/O ENCODER with TEMPERAT. SENSOR KTY84-130 DESIGN IM B3 (IM V5, IM V6) PLAIN SHAFT WITHOUT FITTED KEY; BEARING: STANDARD WITH FIXED BEARING, VIBRATION SEVERITY GRADE S/A, SHAFT AND FLANGE ACCURACY: R TERMINAL BOX (ABOVE) CABLE ENTRY ON THE RIGHT SIGNAL CONNECTION D-END | 3342 | TEM | 1 | MC | 32 | 1
1PH80831AF100CB1 | SIMOTICS M COMPACT ASYNCHRONOUS MOTOR 1500RPM, 2,8KW,18NM, 7,5A, 346V 1750RPM, 3,3KW,18NM, 7,5A, 398V 2000RPM, 3,7KW,72NM, 7,6A, 447V FORCED VENTILATION; DIRECTION OF AIR FLOW NDE --> DE; DEGREE OF PROTECTION IP55 W/O ENCODER with TEMPERAT. SENSOR KTY84-130 DESIGN IM B3 (IM V5, IM V6) PLAIN SHAFT WITHOUT FITTED KEY; BEARING: STANDARD WITH FIXED BEARING, VIBRATION SEVERITY GRADE S/A, SHAFT AND FLANGE ACCURACY: R TERMINAL BOX (ABOVE) CABLE ENTRY ON THE LEFT SIGNAL CONNECTION D-END | 3342 | TEM | 1 | MC | 32 | 1
1PH80831AF100CC1 | SIMOTICS M COMPACT ASYNCHRONOUS MOTOR 1500RPM, 2,8KW,18NM, 7,5A, 346V 1750RPM, 3,3KW,18NM, 7,5A, 398V 2000RPM, 3,7KW,72NM, 7,6A, 447V FORCED VENTILATION; DIRECTION OF AIR FLOW NDE --> DE; DEGREE OF PROTECTION IP55 W/O ENCODER with TEMPERAT. SENSOR KTY84-130 DESIGN IM B3 (IM V5, IM V6) PLAIN SHAFT WITHOUT FITTED KEY; BEARING: STANDARD WITH FIXED BEARING, VIBRATION SEVERITY GRADE S/A, SHAFT AND FLANGE ACCURACY: R TERMINAL BOX (ABOVE) CABLE ENTRY ON THE ND-END SIGNAL CONNECTION LEFT | 3342 | TEM | 1 | MC | 32 | 1
1PH80831AF102BA1 | SIMOTICS M COMPACT ASYNCHRONOUS MOTOR 1500RPM, 2,8KW,18NM, 7,5A, 346V 1750RPM, 3,3KW,18NM, 7,5A, 398V 2000RPM, 3,7KW,72NM, 7,6A, 447V FORCED VENTILATION; DIRECTION OF AIR FLOW NDE --> DE; DEGREE OF PROTECTION IP55 W/O ENCODER with TEMPERAT. SENSOR KTY84-130 DESIGN IM B3 (IM V5, IM V6) SHAFT WITH FITTED KEY HALF-KEY BALANCING BEARING: STANDARD WITH FIXED BEARING, VIBRATION SEVERITY GRADE R/A; SHAFT AND FLANGE ACCURACY: R TERMINAL BOX (ABOVE) CABLE ENTRY ON THE RIGHT SIGNAL CONNECTION D-END | 3147 | TEM | 1 | MC | 32 | 1
1PH80831AF102BB1 | SIMOTICS M COMPACT ASYNCHRONOUS MOTOR 1500RPM, 2,8KW,18NM, 7,5A, 346V 1750RPM, 3,3KW,18NM, 7,5A, 398V 2000RPM, 3,7KW,72NM, 7,6A, 447V FORCED VENTILATION; DIRECTION OF AIR FLOW NDE --> DE; DEGREE OF PROTECTION IP55 W/O ENCODER with TEMPERAT. SENSOR KTY84-130 DESIGN IM B3 (IM V5, IM V6) SHAFT WITH FITTED KEY HALF-KEY BALANCING BEARING: STANDARD WITH FIXED BEARING, VIBRATION SEVERITY GRADE R/A; SHAFT AND FLANGE ACCURACY: R TERMINAL BOX (ABOVE) CABLE ENTRY ON THE LEFT SIGNAL CONNECTION D-END | 3147 | TEM | 1 | MC | 32 | 1
1PH80831AF102BC1 | SIMOTICS M COMPACT ASYNCHRONOUS MOTOR 1500RPM, 2,8KW,18NM, 7,5A, 346V 1750RPM, 3,3KW,18NM, 7,5A, 398V 2000RPM, 3,7KW,72NM, 7,6A, 447V FORCED VENTILATION; DIRECTION OF AIR FLOW NDE --> DE; DEGREE OF PROTECTION IP55 W/O ENCODER with TEMPERAT. SENSOR KTY84-130 DESIGN IM B3 (IM V5, IM V6) SHAFT WITH FITTED KEY HALF-KEY BALANCING BEARING: STANDARD WITH FIXED BEARING, VIBRATION SEVERITY GRADE R/A; SHAFT AND FLANGE ACCURACY: R TERMINAL BOX (ABOVE) CABLE ENTRY ON THE ND-END SIGNAL CONNECTION LEFT | 3147 | TEM | 1 | MC | 32 | 1
1PH80831AF102CA1 | SIMOTICS M COMPACT ASYNCHRONOUS MOTOR 1500RPM, 2,8KW,18NM, 7,5A, 346V 1750RPM, 3,3KW,18NM, 7,5A, 398V 2000RPM, 3,7KW,72NM, 7,6A, 447V FORCED VENTILATION; DIRECTION OF AIR FLOW NDE --> DE; DEGREE OF PROTECTION IP55 W/O ENCODER with TEMPERAT. SENSOR KTY84-130 DESIGN IM B3 (IM V5, IM V6) SHAFT WITH FITTED KEY HALF-KEY BALANCING BEARING: STANDARD WITH FIXED BEARING, VIBRATION SEVERITY GRADE S/A, SHAFT AND FLANGE ACCURACY: R TERMINAL BOX (ABOVE) CABLE ENTRY ON THE RIGHT SIGNAL CONNECTION D-END | 3342 | TEM | 1 | MC | 32 | 1
1PH80831AF102CB1 | SIMOTICS M COMPACT ASYNCHRONOUS MOTOR 1500RPM, 2,8KW,18NM, 7,5A, 346V 1750RPM, 3,3KW,18NM, 7,5A, 398V 2000RPM, 3,7KW,72NM, 7,6A, 447V FORCED VENTILATION; DIRECTION OF AIR FLOW NDE --> DE; DEGREE OF PROTECTION IP55 W/O ENCODER with TEMPERAT. SENSOR KTY84-130 DESIGN IM B3 (IM V5, IM V6) SHAFT WITH FITTED KEY HALF-KEY BALANCING BEARING: STANDARD WITH FIXED BEARING, VIBRATION SEVERITY GRADE S/A, SHAFT AND FLANGE ACCURACY: R TERMINAL BOX (ABOVE) CABLE ENTRY ON THE LEFT SIGNAL CONNECTION D-END | 3342 | TEM | 1 | MC | 32 | 1
1PH80831AF102CC1 | SIMOTICS M COMPACT ASYNCHRONOUS MOTOR 1500RPM, 2,8KW,18NM, 7,5A, 346V 1750RPM, 3,3KW,18NM, 7,5A, 398V 2000RPM, 3,7KW,72NM, 7,6A, 447V FORCED VENTILATION; DIRECTION OF AIR FLOW NDE --> DE; DEGREE OF PROTECTION IP55 W/O ENCODER with TEMPERAT. SENSOR KTY84-130 DESIGN IM B3 (IM V5, IM V6) SHAFT WITH FITTED KEY HALF-KEY BALANCING BEARING: STANDARD WITH FIXED BEARING, VIBRATION SEVERITY GRADE S/A, SHAFT AND FLANGE ACCURACY: R TERMINAL BOX (ABOVE) CABLE ENTRY ON THE ND-END SIGNAL CONNECTION LEFT | 3342 | TEM | 1 | MC | 32 | 1
1PH80831AF120BA1 | SIMOTICS M COMPACT ASYNCHRONOUS MOTOR 1500RPM, 2,8KW,18NM, 7,5A, 346V 1750RPM, 3,3KW,18NM, 7,5A, 398V 2000RPM, 3,7KW,72NM, 7,6A, 447V FORCED VENTILATION; DIRECTION OF AIR FLOW NDE --> DE; DEGREE OF PROTECTION IP55 W/O ENCODER with TEMPERAT. SENSOR KTY84-130 DESIGN IM B5 (IMV 1,IM V3) PLAIN SHAFT WITHOUT FITTED KEY; BEARING: STANDARD WITH FIXED BEARING, VIBRATION SEVERITY GRADE R/A; SHAFT AND FLANGE ACCURACY: R TERMINAL BOX (ABOVE) CABLE ENTRY ON THE RIGHT SIGNAL CONNECTION D-END | 3299 | TEM | 1 | MC | 32 | 1
1PH80831AF120BB1 | SIMOTICS M COMPACT ASYNCHRONOUS MOTOR 1500RPM, 2,8KW,18NM, 7,5A, 346V 1750RPM, 3,3KW,18NM, 7,5A, 398V 2000RPM, 3,7KW,72NM, 7,6A, 447V FORCED VENTILATION; DIRECTION OF AIR FLOW NDE --> DE; DEGREE OF PROTECTION IP55 W/O ENCODER with TEMPERAT. SENSOR KTY84-130 DESIGN IM B5 (IMV 1,IM V3) PLAIN SHAFT WITHOUT FITTED KEY; BEARING: STANDARD WITH FIXED BEARING, VIBRATION SEVERITY GRADE R/A; SHAFT AND FLANGE ACCURACY: R TERMINAL BOX (ABOVE) CABLE ENTRY ON THE LEFT SIGNAL CONNECTION D-END | 3299 | TEM | 1 | MC | 32 | 1
1PH80831AF120BC1 | SIMOTICS M COMPACT ASYNCHRONOUS MOTOR 1500RPM, 2,8KW,18NM, 7,5A, 346V 1750RPM, 3,3KW,18NM, 7,5A, 398V 2000RPM, 3,7KW,72NM, 7,6A, 447V FORCED VENTILATION; DIRECTION OF AIR FLOW NDE --> DE; DEGREE OF PROTECTION IP55 W/O ENCODER with TEMPERAT. SENSOR KTY84-130 DESIGN IM B5 (IMV 1,IM V3) PLAIN SHAFT WITHOUT FITTED KEY; BEARING: STANDARD WITH FIXED BEARING, VIBRATION SEVERITY GRADE R/A; SHAFT AND FLANGE ACCURACY: R TERMINAL BOX (ABOVE) CABLE ENTRY ON THE ND-END SIGNAL CONNECTION LEFT | 3299 | TEM | 1 | MC | 32 | 1
1PH80831AF120CA1 | SIMOTICS M COMPACT ASYNCHRONOUS MOTOR 1500RPM, 2,8KW,18NM, 7,5A, 346V 1750RPM, 3,3KW,18NM, 7,5A, 398V 2000RPM, 3,7KW,72NM, 7,6A, 447V FORCED VENTILATION; DIRECTION OF AIR FLOW NDE --> DE; DEGREE OF PROTECTION IP55 W/O ENCODER with TEMPERAT. SENSOR KTY84-130 DESIGN IM B5 (IMV 1,IM V3) PLAIN SHAFT WITHOUT FITTED KEY; BEARING: STANDARD WITH FIXED BEARING, VIBRATION SEVERITY GRADE S/A, SHAFT AND FLANGE ACCURACY: R TERMINAL BOX (ABOVE) CABLE ENTRY ON THE RIGHT SIGNAL CONNECTION D-END | 3494 | TEM | 1 | MC | 32 | 1
1PH80831AF120CB1 | SIMOTICS M COMPACT ASYNCHRONOUS MOTOR 1500RPM, 2,8KW,18NM, 7,5A, 346V 1750RPM, 3,3KW,18NM, 7,5A, 398V 2000RPM, 3,7KW,72NM, 7,6A, 447V FORCED VENTILATION; DIRECTION OF AIR FLOW NDE --> DE; DEGREE OF PROTECTION IP55 W/O ENCODER with TEMPERAT. SENSOR KTY84-130 DESIGN IM B5 (IMV 1,IM V3) PLAIN SHAFT WITHOUT FITTED KEY; BEARING: STANDARD WITH FIXED BEARING, VIBRATION SEVERITY GRADE S/A, SHAFT AND FLANGE ACCURACY: R TERMINAL BOX (ABOVE) CABLE ENTRY ON THE LEFT SIGNAL CONNECTION D-END | 3494 | TEM | 1 | MC | 32 | 1
1PH80831AF120CC1 | SIMOTICS M COMPACT ASYNCHRONOUS MOTOR 1500RPM, 2,8KW,18NM, 7,5A, 346V 1750RPM, 3,3KW,18NM, 7,5A, 398V 2000RPM, 3,7KW,72NM, 7,6A, 447V FORCED VENTILATION; DIRECTION OF AIR FLOW NDE --> DE; DEGREE OF PROTECTION IP55 W/O ENCODER with TEMPERAT. SENSOR KTY84-130 DESIGN IM B5 (IMV 1,IM V3) PLAIN SHAFT WITHOUT FITTED KEY; BEARING: STANDARD WITH FIXED BEARING, VIBRATION SEVERITY GRADE S/A, SHAFT AND FLANGE ACCURACY: R TERMINAL BOX (ABOVE) CABLE ENTRY ON THE ND-END SIGNAL CONNECTION LEFT | 3494 | TEM | 1 | MC | 32 | 1
1PH80831AF121CC1 | SIMOTICS M COMPACT ASYNCHRONOUS MOTOR 1500RPM, 2,8KW,18NM, 7,5A, 346V 1750RPM, 3,3KW,18NM, 7,5A, 398V 2000RPM, 3,7KW,72NM, 7,6A, 447V FORCED VENTILATION; DIRECTION OF AIR FLOW NDE --> DE; DEGREE OF PROTECTION IP55 W/O ENCODER with TEMPERAT. SENSOR KTY84-130 DESIGN IM B5 (IMV 1,IM V3) SHAFT WITH FITTED KEY FULL-KEY BALANCING BEARING: STANDARD WITH FIXED BEARING, VIBRATION SEVERITY GRADE S/A, SHAFT AND FLANGE ACCURACY: R TERMINAL BOX (ABOVE) CABLE ENTRY ON THE ND-END SIGNAL CONNECTION LEFT | 3494 | TEM | 1 | MC | 32 | 1
1PH80831AF122BA1 | SIMOTICS M COMPACT ASYNCHRONOUS MOTOR 1500RPM, 2,8KW,18NM, 7,5A, 346V 1750RPM, 3,3KW,18NM, 7,5A, 398V 2000RPM, 3,7KW,72NM, 7,6A, 447V FORCED VENTILATION; DIRECTION OF AIR FLOW NDE --> DE; DEGREE OF PROTECTION IP55 W/O ENCODER with TEMPERAT. SENSOR KTY84-130 DESIGN IM B5 (IMV 1,IM V3) SHAFT WITH FITTED KEY HALF-KEY BALANCING BEARING: STANDARD WITH FIXED BEARING, VIBRATION SEVERITY GRADE R/A; SHAFT AND FLANGE ACCURACY: R TERMINAL BOX (ABOVE) CABLE ENTRY ON THE RIGHT SIGNAL CONNECTION D-END | 3299 | TEM | 1 | MC | 32 | 1
1PH80831AF122BB1 | SIMOTICS M COMPACT ASYNCHRONOUS MOTOR 1500RPM, 2,8KW,18NM, 7,5A, 346V 1750RPM, 3,3KW,18NM, 7,5A, 398V 2000RPM, 3,7KW,72NM, 7,6A, 447V FORCED VENTILATION; DIRECTION OF AIR FLOW NDE --> DE; DEGREE OF PROTECTION IP55 W/O ENCODER with TEMPERAT. SENSOR KTY84-130 DESIGN IM B5 (IMV 1,IM V3) SHAFT WITH FITTED KEY HALF-KEY BALANCING BEARING: STANDARD WITH FIXED BEARING, VIBRATION SEVERITY GRADE R/A; SHAFT AND FLANGE ACCURACY: R TERMINAL BOX (ABOVE) CABLE ENTRY ON THE LEFT SIGNAL CONNECTION D-END | 3299 | TEM | 1 | MC | 32 | 1
1PH80831AF122BC1 | SIMOTICS M COMPACT ASYNCHRONOUS MOTOR 1500RPM, 2,8KW,18NM, 7,5A, 346V 1750RPM, 3,3KW,18NM, 7,5A, 398V 2000RPM, 3,7KW,72NM, 7,6A, 447V FORCED VENTILATION; DIRECTION OF AIR FLOW NDE --> DE; DEGREE OF PROTECTION IP55 W/O ENCODER with TEMPERAT. SENSOR KTY84-130 DESIGN IM B5 (IMV 1,IM V3) SHAFT WITH FITTED KEY HALF-KEY BALANCING BEARING: STANDARD WITH FIXED BEARING, VIBRATION SEVERITY GRADE R/A; SHAFT AND FLANGE ACCURACY: R TERMINAL BOX (ABOVE) CABLE ENTRY ON THE ND-END SIGNAL CONNECTION LEFT | 3299 | TEM | 1 | MC | 32 | 1
1PH80831AF122CA1 | SIMOTICS M COMPACT ASYNCHRONOUS MOTOR 1500RPM, 2,8KW,18NM, 7,5A, 346V 1750RPM, 3,3KW,18NM, 7,5A, 398V 2000RPM, 3,7KW,72NM, 7,6A, 447V FORCED VENTILATION; DIRECTION OF AIR FLOW NDE --> DE; DEGREE OF PROTECTION IP55 W/O ENCODER with TEMPERAT. SENSOR KTY84-130 DESIGN IM B5 (IMV 1,IM V3) SHAFT WITH FITTED KEY HALF-KEY BALANCING BEARING: STANDARD WITH FIXED BEARING, VIBRATION SEVERITY GRADE S/A, SHAFT AND FLANGE ACCURACY: R TERMINAL BOX (ABOVE) CABLE ENTRY ON THE RIGHT SIGNAL CONNECTION D-END | 3494 | TEM | 1 | MC | 32 | 1
1PH80831AF122CB1 | SIMOTICS M COMPACT ASYNCHRONOUS MOTOR 1500RPM, 2,8KW,18NM, 7,5A, 346V 1750RPM, 3,3KW,18NM, 7,5A, 398V 2000RPM, 3,7KW,72NM, 7,6A, 447V FORCED VENTILATION; DIRECTION OF AIR FLOW NDE --> DE; DEGREE OF PROTECTION IP55 W/O ENCODER with TEMPERAT. SENSOR KTY84-130 DESIGN IM B5 (IMV 1,IM V3) SHAFT WITH FITTED KEY HALF-KEY BALANCING BEARING: STANDARD WITH FIXED BEARING, VIBRATION SEVERITY GRADE S/A, SHAFT AND FLANGE ACCURACY: R TERMINAL BOX (ABOVE) CABLE ENTRY ON THE LEFT SIGNAL CONNECTION D-END | 3494 | TEM | 1 | MC | 32 | 1
1PH80831AF122CC1 | SIMOTICS M COMPACT ASYNCHRONOUS MOTOR 1500RPM, 2,8KW,18NM, 7,5A, 346V 1750RPM, 3,3KW,18NM, 7,5A, 398V 2000RPM, 3,7KW,72NM, 7,6A, 447V FORCED VENTILATION; DIRECTION OF AIR FLOW NDE --> DE; DEGREE OF PROTECTION IP55 W/O ENCODER with TEMPERAT. SENSOR KTY84-130 DESIGN IM B5 (IMV 1,IM V3) SHAFT WITH FITTED KEY HALF-KEY BALANCING BEARING: STANDARD WITH FIXED BEARING, VIBRATION SEVERITY GRADE S/A, SHAFT AND FLANGE ACCURACY: R TERMINAL BOX (ABOVE) CABLE ENTRY ON THE ND-END SIGNAL CONNECTION LEFT | 3494 | TEM | 1 | MC | 32 | 1
1PH80831AF200BA1 | SIMOTICS M COMPACT ASYNCHRONOUS MOTOR 1500RPM, 3,5KW,22NM, 8,9A, 357V 1750RPM, 4,0KW,22NM, 8,7A, 416V 2000RPM, 4,6KW,22NM, 8,7A, 457V WATER COOLING DEGREE OF PROTECTION IP65 W/O ENCODER with TEMPERAT. SENSOR KTY84-130 DESIGN IM B3 (IM V5, IM V6) PLAIN SHAFT WITHOUT FITTED KEY; BEARING: STANDARD WITH FIXED BEARING, VIBRATION SEVERITY GRADE R/A; SHAFT AND FLANGE ACCURACY: R TERMINAL BOX (ABOVE) CABLE ENTRY ON THE RIGHT SIGNAL CONNECTION D-END | 3462 | TEM | 1 | MC | 36 | 1
1PH80831AF200BB1 | SIMOTICS M COMPACT ASYNCHRONOUS MOTOR 1500RPM, 3,5KW,22NM, 8,9A, 357V 1750RPM, 4,0KW,22NM, 8,7A, 416V 2000RPM, 4,6KW,22NM, 8,7A, 457V WATER COOLING DEGREE OF PROTECTION IP65 W/O ENCODER with TEMPERAT. SENSOR KTY84-130 DESIGN IM B3 (IM V5, IM V6) PLAIN SHAFT WITHOUT FITTED KEY; BEARING: STANDARD WITH FIXED BEARING, VIBRATION SEVERITY GRADE R/A; SHAFT AND FLANGE ACCURACY: R TERMINAL BOX (ABOVE) CABLE ENTRY ON THE LEFT SIGNAL CONNECTION D-END | 3462 | TEM | 1 | MC | 36 | 1
1PH80831AF200BC1 | SIMOTICS M COMPACT ASYNCHRONOUS MOTOR 1500RPM, 3,5KW,22NM, 8,9A, 357V 1750RPM, 4,0KW,22NM, 8,7A, 416V 2000RPM, 4,6KW,22NM, 8,7A, 457V WATER COOLING DEGREE OF PROTECTION IP65 W/O ENCODER with TEMPERAT. SENSOR KTY84-130 DESIGN IM B3 (IM V5, IM V6) PLAIN SHAFT WITHOUT FITTED KEY; BEARING: STANDARD WITH FIXED BEARING, VIBRATION SEVERITY GRADE R/A; SHAFT AND FLANGE ACCURACY: R TERMINAL BOX (ABOVE) CABLE ENTRY ON THE ND-END SIGNAL CONNECTION LEFT | 3462 | TEM | 1 | MC | 36 | 1
1PH80831AF200CA1 | SIMOTICS M COMPACT ASYNCHRONOUS MOTOR 1500RPM, 3,5KW,22NM, 8,9A, 357V 1750RPM, 4,0KW,22NM, 8,7A, 416V 2000RPM, 4,6KW,22NM, 8,7A, 457V WATER COOLING DEGREE OF PROTECTION IP65 W/O ENCODER with TEMPERAT. SENSOR KTY84-130 DESIGN IM B3 (IM V5, IM V6) PLAIN SHAFT WITHOUT FITTED KEY; BEARING: STANDARD WITH FIXED BEARING, VIBRATION SEVERITY GRADE S/A, SHAFT AND FLANGE ACCURACY: R TERMINAL BOX (ABOVE) CABLE ENTRY ON THE RIGHT SIGNAL CONNECTION D-END | 3657 | TEM | 1 | MC | 36 | 1
1PH80831AF200CB1 | SIMOTICS M COMPACT ASYNCHRONOUS MOTOR 1500RPM, 3,5KW,22NM, 8,9A, 357V 1750RPM, 4,0KW,22NM, 8,7A, 416V 2000RPM, 4,6KW,22NM, 8,7A, 457V WATER COOLING DEGREE OF PROTECTION IP65 W/O ENCODER with TEMPERAT. SENSOR KTY84-130 DESIGN IM B3 (IM V5, IM V6) PLAIN SHAFT WITHOUT FITTED KEY; BEARING: STANDARD WITH FIXED BEARING, VIBRATION SEVERITY GRADE S/A, SHAFT AND FLANGE ACCURACY: R TERMINAL BOX (ABOVE) CABLE ENTRY ON THE LEFT SIGNAL CONNECTION D-END | 3657 | TEM | 1 | MC | 36 | 1
1PH80831AF200CC1 | SIMOTICS M COMPACT ASYNCHRONOUS MOTOR 1500RPM, 3,5KW,22NM, 8,9A, 357V 1750RPM, 4,0KW,22NM, 8,7A, 416V 2000RPM, 4,6KW,22NM, 8,7A, 457V WATER COOLING DEGREE OF PROTECTION IP65 W/O ENCODER with TEMPERAT. SENSOR KTY84-130 DESIGN IM B3 (IM V5, IM V6) PLAIN SHAFT WITHOUT FITTED KEY; BEARING: STANDARD WITH FIXED BEARING, VIBRATION SEVERITY GRADE S/A, SHAFT AND FLANGE ACCURACY: R TERMINAL BOX (ABOVE) CABLE ENTRY ON THE ND-END SIGNAL CONNECTION LEFT | 3657 | TEM | 1 | MC | 36 | 1
1PH80831AF202BA1 | SIMOTICS M COMPACT ASYNCHRONOUS MOTOR 1500RPM, 3,5KW,22NM, 8,9A, 357V 1750RPM, 4,0KW,22NM, 8,7A, 416V 2000RPM, 4,6KW,22NM, 8,7A, 457V WATER COOLING DEGREE OF PROTECTION IP65 W/O ENCODER with TEMPERAT. SENSOR KTY84-130 DESIGN IM B3 (IM V5, IM V6) SHAFT WITH FITTED KEY HALF-KEY BALANCING BEARING: STANDARD WITH FIXED BEARING, VIBRATION SEVERITY GRADE R/A; SHAFT AND FLANGE ACCURACY: R TERMINAL BOX (ABOVE) CABLE ENTRY ON THE RIGHT SIGNAL CONNECTION D-END | 3462 | TEM | 1 | MC | 36 | 1
1PH80831AF202BB1 | SIMOTICS M COMPACT ASYNCHRONOUS MOTOR 1500RPM, 3,5KW,22NM, 8,9A, 357V 1750RPM, 4,0KW,22NM, 8,7A, 416V 2000RPM, 4,6KW,22NM, 8,7A, 457V WATER COOLING DEGREE OF PROTECTION IP65 W/O ENCODER with TEMPERAT. SENSOR KTY84-130 DESIGN IM B3 (IM V5, IM V6) SHAFT WITH FITTED KEY HALF-KEY BALANCING BEARING: STANDARD WITH FIXED BEARING, VIBRATION SEVERITY GRADE R/A; SHAFT AND FLANGE ACCURACY: R TERMINAL BOX (ABOVE) CABLE ENTRY ON THE LEFT SIGNAL CONNECTION D-END | 3462 | TEM | 1 | MC | 36 | 1
1PH80831AF202BC1 | SIMOTICS M COMPACT ASYNCHRONOUS MOTOR 1500RPM, 3,5KW,22NM, 8,9A, 357V 1750RPM, 4,0KW,22NM, 8,7A, 416V 2000RPM, 4,6KW,22NM, 8,7A, 457V WATER COOLING DEGREE OF PROTECTION IP65 W/O ENCODER with TEMPERAT. SENSOR KTY84-130 DESIGN IM B3 (IM V5, IM V6) SHAFT WITH FITTED KEY HALF-KEY BALANCING BEARING: STANDARD WITH FIXED BEARING, VIBRATION SEVERITY GRADE R/A; SHAFT AND FLANGE ACCURACY: R TERMINAL BOX (ABOVE) CABLE ENTRY ON THE ND-END SIGNAL CONNECTION LEFT | 3462 | TEM | 1 | MC | 36 | 1
1PH80831AF202CA1 | SIMOTICS M COMPACT ASYNCHRONOUS MOTOR 1500RPM, 3,5KW,22NM, 8,9A, 357V 1750RPM, 4,0KW,22NM, 8,7A, 416V 2000RPM, 4,6KW,22NM, 8,7A, 457V WATER COOLING DEGREE OF PROTECTION IP65 W/O ENCODER with TEMPERAT. SENSOR KTY84-130 DESIGN IM B3 (IM V5, IM V6) SHAFT WITH FITTED KEY HALF-KEY BALANCING BEARING: STANDARD WITH FIXED BEARING, VIBRATION SEVERITY GRADE S/A, SHAFT AND FLANGE ACCURACY: R TERMINAL BOX (ABOVE) CABLE ENTRY ON THE RIGHT SIGNAL CONNECTION D-END | 3657 | TEM | 1 | MC | 36 | 1
1PH80831AF202CB1 | SIMOTICS M COMPACT ASYNCHRONOUS MOTOR 1500RPM, 3,5KW,22NM, 8,9A, 357V 1750RPM, 4,0KW,22NM, 8,7A, 416V 2000RPM, 4,6KW,22NM, 8,7A, 457V WATER COOLING DEGREE OF PROTECTION IP65 W/O ENCODER with TEMPERAT. SENSOR KTY84-130 DESIGN IM B3 (IM V5, IM V6) SHAFT WITH FITTED KEY HALF-KEY BALANCING BEARING: STANDARD WITH FIXED BEARING, VIBRATION SEVERITY GRADE S/A, SHAFT AND FLANGE ACCURACY: R TERMINAL BOX (ABOVE) CABLE ENTRY ON THE LEFT SIGNAL CONNECTION D-END | 3657 | TEM | 1 | MC | 36 | 1
1PH80831AF202CC1 | SIMOTICS M COMPACT ASYNCHRONOUS MOTOR 1500RPM, 3,5KW,22NM, 8,9A, 357V 1750RPM, 4,0KW,22NM, 8,7A, 416V 2000RPM, 4,6KW,22NM, 8,7A, 457V WATER COOLING DEGREE OF PROTECTION IP65 W/O ENCODER with TEMPERAT. SENSOR KTY84-130 DESIGN IM B3 (IM V5, IM V6) SHAFT WITH FITTED KEY HALF-KEY BALANCING BEARING: STANDARD WITH FIXED BEARING, VIBRATION SEVERITY GRADE S/A, SHAFT AND FLANGE ACCURACY: R TERMINAL BOX (ABOVE) CABLE ENTRY ON THE ND-END SIGNAL CONNECTION LEFT | 3657 | TEM | 1 | MC | 36 | 1
1PH80831AF220BA1 | SIMOTICS M COMPACT ASYNCHRONOUS MOTOR 1500RPM, 3,5KW,22NM, 8,9A, 357V 1750RPM, 4,0KW,22NM, 8,7A, 416V 2000RPM, 4,6KW,22NM, 8,7A, 457V WATER COOLING DEGREE OF PROTECTION IP65 W/O ENCODER with TEMPERAT. SENSOR KTY84-130 DESIGN IM B5 (IMV 1,IM V3) PLAIN SHAFT WITHOUT FITTED KEY; BEARING: STANDARD WITH FIXED BEARING, VIBRATION SEVERITY GRADE R/A; SHAFT AND FLANGE ACCURACY: R TERMINAL BOX (ABOVE) CABLE ENTRY ON THE RIGHT SIGNAL CONNECTION D-END | 3614 | TEM | 1 | MC | 36 | 1
1PH80831AF220BB1 | SIMOTICS M COMPACT ASYNCHRONOUS MOTOR 1500RPM, 3,5KW,22NM, 8,9A, 357V 1750RPM, 4,0KW,22NM, 8,7A, 416V 2000RPM, 4,6KW,22NM, 8,7A, 457V WATER COOLING DEGREE OF PROTECTION IP65 W/O ENCODER with TEMPERAT. SENSOR KTY84-130 DESIGN IM B5 (IMV 1,IM V3) PLAIN SHAFT WITHOUT FITTED KEY; BEARING: STANDARD WITH FIXED BEARING, VIBRATION SEVERITY GRADE R/A; SHAFT AND FLANGE ACCURACY: R TERMINAL BOX (ABOVE) CABLE ENTRY ON THE LEFT SIGNAL CONNECTION D-END | 3614 | TEM | 1 | MC | 36 | 1
1PH80831AF220BC1 | SIMOTICS M COMPACT ASYNCHRONOUS MOTOR 1500RPM, 3,5KW,22NM, 8,9A, 357V 1750RPM, 4,0KW,22NM, 8,7A, 416V 2000RPM, 4,6KW,22NM, 8,7A, 457V WATER COOLING DEGREE OF PROTECTION IP65 W/O ENCODER with TEMPERAT. SENSOR KTY84-130 DESIGN IM B5 (IMV 1,IM V3) PLAIN SHAFT WITHOUT FITTED KEY; BEARING: STANDARD WITH FIXED BEARING, VIBRATION SEVERITY GRADE R/A; SHAFT AND FLANGE ACCURACY: R TERMINAL BOX (ABOVE) CABLE ENTRY ON THE ND-END SIGNAL CONNECTION LEFT | 3614 | TEM | 1 | MC | 36 | 1
1PH80831AF220CA1 | SIMOTICS M COMPACT ASYNCHRONOUS MOTOR 1500RPM, 3,5KW,22NM, 8,9A, 357V 1750RPM, 4,0KW,22NM, 8,7A, 416V 2000RPM, 4,6KW,22NM, 8,7A, 457V WATER COOLING DEGREE OF PROTECTION IP65 W/O ENCODER with TEMPERAT. SENSOR KTY84-130 DESIGN IM B5 (IMV 1,IM V3) PLAIN SHAFT WITHOUT FITTED KEY; BEARING: STANDARD WITH FIXED BEARING, VIBRATION SEVERITY GRADE S/A, SHAFT AND FLANGE ACCURACY: R TERMINAL BOX (ABOVE) CABLE ENTRY ON THE RIGHT SIGNAL CONNECTION D-END | 3809 | TEM | 1 | MC | 36 | 1
1PH80831AF220CB1 | SIMOTICS M COMPACT ASYNCHRONOUS MOTOR 1500RPM, 3,5KW,22NM, 8,9A, 357V 1750RPM, 4,0KW,22NM, 8,7A, 416V 2000RPM, 4,6KW,22NM, 8,7A, 457V WATER COOLING DEGREE OF PROTECTION IP65 W/O ENCODER with TEMPERAT. SENSOR KTY84-130 DESIGN IM B5 (IMV 1,IM V3) PLAIN SHAFT WITHOUT FITTED KEY; BEARING: STANDARD WITH FIXED BEARING, VIBRATION SEVERITY GRADE S/A, SHAFT AND FLANGE ACCURACY: R TERMINAL BOX (ABOVE) CABLE ENTRY ON THE LEFT SIGNAL CONNECTION D-END | 3809 | TEM | 1 | MC | 36 | 1
1PH80831AF220CC1 | SIMOTICS M COMPACT ASYNCHRONOUS MOTOR 1500RPM, 3,5KW,22NM, 8,9A, 357V 1750RPM, 4,0KW,22NM, 8,7A, 416V 2000RPM, 4,6KW,22NM, 8,7A, 457V WATER COOLING DEGREE OF PROTECTION IP65 W/O ENCODER with TEMPERAT. SENSOR KTY84-130 DESIGN IM B5 (IMV 1,IM V3) PLAIN SHAFT WITHOUT FITTED KEY; BEARING: STANDARD WITH FIXED BEARING, VIBRATION SEVERITY GRADE S/A, SHAFT AND FLANGE ACCURACY: R TERMINAL BOX (ABOVE) CABLE ENTRY ON THE ND-END SIGNAL CONNECTION LEFT | 3809 | TEM | 1 | MC | 36 | 1
1PH80831AF222BA1 | SIMOTICS M COMPACT ASYNCHRONOUS MOTOR 1500RPM, 3,5KW,22NM, 8,9A, 357V 1750RPM, 4,0KW,22NM, 8,7A, 416V 2000RPM, 4,6KW,22NM, 8,7A, 457V WATER COOLING DEGREE OF PROTECTION IP65 W/O ENCODER with TEMPERAT. SENSOR KTY84-130 DESIGN IM B5 (IMV 1,IM V3) SHAFT WITH FITTED KEY HALF-KEY BALANCING BEARING: STANDARD WITH FIXED BEARING, VIBRATION SEVERITY GRADE R/A; SHAFT AND FLANGE ACCURACY: R TERMINAL BOX (ABOVE) CABLE ENTRY ON THE RIGHT SIGNAL CONNECTION D-END | 3614 | TEM | 1 | MC | 36 | 1
1PH80831AF222BB1 | SIMOTICS M COMPACT ASYNCHRONOUS MOTOR 1500RPM, 3,5KW,22NM, 8,9A, 357V 1750RPM, 4,0KW,22NM, 8,7A, 416V 2000RPM, 4,6KW,22NM, 8,7A, 457V WATER COOLING DEGREE OF PROTECTION IP65 W/O ENCODER with TEMPERAT. SENSOR KTY84-130 DESIGN IM B5 (IMV 1,IM V3) SHAFT WITH FITTED KEY HALF-KEY BALANCING BEARING: STANDARD WITH FIXED BEARING, VIBRATION SEVERITY GRADE R/A; SHAFT AND FLANGE ACCURACY: R TERMINAL BOX (ABOVE) CABLE ENTRY ON THE LEFT SIGNAL CONNECTION D-END | 3614 | TEM | 1 | MC | 36 | 1
1PH80831AF222BC1 | SIMOTICS M COMPACT ASYNCHRONOUS MOTOR 1500RPM, 3,5KW,22NM, 8,9A, 357V 1750RPM, 4,0KW,22NM, 8,7A, 416V 2000RPM, 4,6KW,22NM, 8,7A, 457V WATER COOLING DEGREE OF PROTECTION IP65 W/O ENCODER with TEMPERAT. SENSOR KTY84-130 DESIGN IM B5 (IMV 1,IM V3) SHAFT WITH FITTED KEY HALF-KEY BALANCING BEARING: STANDARD WITH FIXED BEARING, VIBRATION SEVERITY GRADE R/A; SHAFT AND FLANGE ACCURACY: R TERMINAL BOX (ABOVE) CABLE ENTRY ON THE ND-END SIGNAL CONNECTION LEFT | 3614 | TEM | 1 | MC | 36 | 1
1PH80831AF222CA1 | SIMOTICS M COMPACT ASYNCHRONOUS MOTOR 1500RPM, 3,5KW,22NM, 8,9A, 357V 1750RPM, 4,0KW,22NM, 8,7A, 416V 2000RPM, 4,6KW,22NM, 8,7A, 457V WATER COOLING DEGREE OF PROTECTION IP65 W/O ENCODER with TEMPERAT. SENSOR KTY84-130 DESIGN IM B5 (IMV 1,IM V3) SHAFT WITH FITTED KEY HALF-KEY BALANCING BEARING: STANDARD WITH FIXED BEARING, VIBRATION SEVERITY GRADE S/A, SHAFT AND FLANGE ACCURACY: R TERMINAL BOX (ABOVE) CABLE ENTRY ON THE RIGHT SIGNAL CONNECTION D-END | 3809 | TEM | 1 | MC | 36 | 1
1PH80831AF222CB1 | SIMOTICS M COMPACT ASYNCHRONOUS MOTOR 1500RPM, 3,5KW,22NM, 8,9A, 357V 1750RPM, 4,0KW,22NM, 8,7A, 416V 2000RPM, 4,6KW,22NM, 8,7A, 457V WATER COOLING DEGREE OF PROTECTION IP65 W/O ENCODER with TEMPERAT. SENSOR KTY84-130 DESIGN IM B5 (IMV 1,IM V3) SHAFT WITH FITTED KEY HALF-KEY BALANCING BEARING: STANDARD WITH FIXED BEARING, VIBRATION SEVERITY GRADE S/A, SHAFT AND FLANGE ACCURACY: R TERMINAL BOX (ABOVE) CABLE ENTRY ON THE LEFT SIGNAL CONNECTION D-END | 3809 | TEM | 1 | MC | 36 | 1
1PH80831AF222CC1 | SIMOTICS M COMPACT ASYNCHRONOUS MOTOR 1500RPM, 3,5KW,22NM, 8,9A, 357V 1750RPM, 4,0KW,22NM, 8,7A, 416V 2000RPM, 4,6KW,22NM, 8,7A, 457V WATER COOLING DEGREE OF PROTECTION IP65 W/O ENCODER with TEMPERAT. SENSOR KTY84-130 DESIGN IM B5 (IMV 1,IM V3) SHAFT WITH FITTED KEY HALF-KEY BALANCING BEARING: STANDARD WITH FIXED BEARING, VIBRATION SEVERITY GRADE S/A, SHAFT AND FLANGE ACCURACY: R TERMINAL BOX (ABOVE) CABLE ENTRY ON THE ND-END SIGNAL CONNECTION LEFT | 3809 | TEM | 1 | MC | 36 | 1
1PH80831AF222LA1 | SIMOTICS M COMPACT ASYNCHRONOUS MOTOR 1500RPM, 3,5KW,22NM, 8,9A, 357V 1750RPM, 4,0KW,22NM, 8,7A, 416V 2000RPM, 4,6KW,22NM, 8,7A, 457V WATER COOLING DEGREE OF PROTECTION IP65 W/O ENCODER with TEMPERAT. SENSOR KTY84-130 DESIGN IM B5 (IMV 1,IM V3) SHAFT WITH FITTED KEY HALF-KEY BALANCING BEARING: PERFORMANCE, VIBRATION SEVERITY GRADE SPECIAL/B; SHAFT A. FLANGE ACCURACY GR. SPECIAL TERMINAL BOX (ABOVE) CABLE ENTRY ON THE RIGHT SIGNAL CONNECTION D-END | 4161 | TEM | 1 | MC | 36 | 1
1PH80831AG002BA1 | SIMOTICS M COMPACT ASYNCHRONOUS MOTOR 2000RPM, 3,7KW,18NM, 11,6A,293V 2300RPM, 4,1KW,17NM, 11,3A,332V 2650RPM, 4,6KW,17NM, 11,2A,376V FORCED VENTILATION; DIRECTION OF AIR FLOW DE --> NDE; DEGREE OF PROTECTION IP55 W/O ENCODER with TEMPERAT. SENSOR KTY84-130 DESIGN IM B3 (IM V5, IM V6) SHAFT WITH FITTED KEY HALF-KEY BALANCING BEARING: STANDARD WITH FIXED BEARING, VIBRATION SEVERITY GRADE R/A; SHAFT AND FLANGE ACCURACY: R TERMINAL BOX (ABOVE) CABLE ENTRY ON THE RIGHT SIGNAL CONNECTION D-END | 3147 | TEM | 1 | MC | 32 | 1
1PH80831AG020BA1 | SIMOTICS M COMPACT ASYNCHRONOUS MOTOR 2000RPM, 3,7KW,18NM, 11,6A,293V 2300RPM, 4,1KW,17NM, 11,3A,332V 2650RPM, 4,6KW,17NM, 11,2A,376V FORCED VENTILATION; DIRECTION OF AIR FLOW DE --> NDE; DEGREE OF PROTECTION IP55 W/O ENCODER with TEMPERAT. SENSOR KTY84-130 DESIGN IM B5 (IMV 1,IM V3) PLAIN SHAFT WITHOUT FITTED KEY; BEARING: STANDARD WITH FIXED BEARING, VIBRATION SEVERITY GRADE R/A; SHAFT AND FLANGE ACCURACY: R TERMINAL BOX (ABOVE) CABLE ENTRY ON THE RIGHT SIGNAL CONNECTION D-END | 3299 | TEM | 1 | MC | 32 | 1
1PH80831AG020CA1 | SIMOTICS M COMPACT ASYNCHRONOUS MOTOR 2000RPM, 3,7KW,18NM, 11,6A,293V 2300RPM, 4,1KW,17NM, 11,3A,332V 2650RPM, 4,6KW,17NM, 11,2A,376V FORCED VENTILATION; DIRECTION OF AIR FLOW DE --> NDE; DEGREE OF PROTECTION IP55 W/O ENCODER with TEMPERAT. SENSOR KTY84-130 DESIGN IM B5 (IMV 1,IM V3) PLAIN SHAFT WITHOUT FITTED KEY; BEARING: STANDARD WITH FIXED BEARING, VIBRATION SEVERITY GRADE S/A, SHAFT AND FLANGE ACCURACY: R TERMINAL BOX (ABOVE) CABLE ENTRY ON THE RIGHT SIGNAL CONNECTION D-END | 3494 | TEM | 1 | MC | 32 | 1
1PH80831AG020CE1 | SIMOTICS M COMPACT ASYNCHRONOUS MOTOR 2000RPM, 3,7KW,18NM, 11,6A,293V 2300RPM, 4,1KW,17NM, 11,3A,332V 2650RPM, 4,6KW,17NM, 11,2A,376V FORCED VENTILATION; DIRECTION OF AIR FLOW DE --> NDE; DEGREE OF PROTECTION IP55 W/O ENCODER with TEMPERAT. SENSOR KTY84-130 DESIGN IM B5 (IMV 1,IM V3) PLAIN SHAFT WITHOUT FITTED KEY; BEARING: STANDARD WITH FIXED BEARING, VIBRATION SEVERITY GRADE S/A, SHAFT AND FLANGE ACCURACY: R POWER CONNECTOR (ABOVE) CABLE ENTRY ON THE RIGHT SIGNAL CONNECTION D-END | 3494 | TEM | 1 | MC | 32 | 1
1PH80831AG220BA1 | SIMOTICS M COMPACT ASYNCHRONOUS MOTOR 2000RPM, 4,3KW, 21NM, 12A, 322V 2300RPM, 4,9KW, 20NM, 12A, 362V 2650RPM, 5,6KW, 20NM, 12A, 425V WATER COOLING DEGREE OF PROTECTION IP65 W/O ENCODER with TEMPERAT. SENSOR KTY84-130 DESIGN IM B5 (IMV 1,IM V3) PLAIN SHAFT WITHOUT FITTED KEY; BEARING: STANDARD WITH FIXED BEARING, VIBRATION SEVERITY GRADE R/A; SHAFT AND FLANGE ACCURACY: R TERMINAL BOX (ABOVE) CABLE ENTRY ON THE RIGHT SIGNAL CONNECTION D-END | 3614 | TEM | 1 | MC | 36 | 1
1PH80831AM000BA1 | SIMOTICS M COMPACT ASYNCHRONOUS MOTOR 3000RPM,4,1KW,13NM,13,6A,293V 3300RPM,4,5KW,13NM,13,5A,332V 3600RPM,4,9KW,13NM,14A,376V FORCED VENTILATION; DIRECTION OF AIR FLOW DE --> NDE; DEGREE OF PROTECTION IP55 W/O ENCODER with TEMPERAT. SENSOR KTY84-130 DESIGN IM B3 (IM V5, IM V6) PLAIN SHAFT WITHOUT FITTED KEY; BEARING: STANDARD WITH FIXED BEARING, VIBRATION SEVERITY GRADE R/A; SHAFT AND FLANGE ACCURACY: R TERMINAL BOX (ABOVE) CABLE ENTRY ON THE RIGHT SIGNAL CONNECTION D-END | 3147 | TEM | 1 | MC | 32 | 1
1PH80831AM000MA1 | SIMOTICS M COMPACT ASYNCHRONOUS MOTOR 3000RPM,4,1KW,13NM,13,6A,293V 3300RPM,4,5KW,13NM,13,5A,332V 3600RPM,4,9KW,13NM,14A,376V FORCED VENTILATION; DIRECTION OF AIR FLOW DE --> NDE; DEGREE OF PROTECTION IP55 W/O ENCODER with TEMPERAT. SENSOR KTY84-130 DESIGN IM B3 (IM V5, IM V6) PLAIN SHAFT WITHOUT FITTED KEY; BEARING: HIGH PERFORMANCE VIBRATION SEVERITY GRADE SPECIAL/B SHAFT AND FLANGE ACCURACY GR. SPECIAL TERMINAL BOX (ABOVE) CABLE ENTRY ON THE RIGHT SIGNAL CONNECTION D-END | 4138 | TEM | 1 | MC | 32 | 1
1PH80831AM020LA1 | SIMOTICS M COMPACT ASYNCHRONOUS MOTOR 3000RPM,4,1KW,13NM,13,6A,293V 3300RPM,4,5KW,13NM,13,5A,332V 3600RPM,4,9KW,13NM,14A,376V FORCED VENTILATION; DIRECTION OF AIR FLOW DE --> NDE; DEGREE OF PROTECTION IP55 W/O ENCODER with TEMPERAT. SENSOR KTY84-130 DESIGN IM B5 (IMV 1,IM V3) PLAIN SHAFT WITHOUT FITTED KEY; BEARING: PERFORMANCE, VIBRATION SEVERITY GRADE SPECIAL/B; SHAFT A. FLANGE ACCURACY GR. SPECIAL TERMINAL BOX (ABOVE) CABLE ENTRY ON THE RIGHT SIGNAL CONNECTION D-END | 3846 | TEM | 1 | MC | 32 | 1
1PH80831AM120BA1 | SIMOTICS M COMPACT ASYNCHRONOUS MOTOR 3000RPM, 4,1KW,13NM, 13,6A,298V 3300RPM, 4,5KW,13NM, 13,5A,327V 3600RPM, 4,9KW, 13NM, 14A, 355V FORCED VENTILATION; DIRECTION OF AIR FLOW NDE --> DE; DEGREE OF PROTECTION IP55 W/O ENCODER with TEMPERAT. SENSOR KTY84-130 DESIGN IM B5 (IMV 1,IM V3) PLAIN SHAFT WITHOUT FITTED KEY; BEARING: STANDARD WITH FIXED BEARING, VIBRATION SEVERITY GRADE R/A; SHAFT AND FLANGE ACCURACY: R TERMINAL BOX (ABOVE) CABLE ENTRY ON THE RIGHT SIGNAL CONNECTION D-END | 3299 | TEM | 1 | MC | 32 | 1
1PH80831AN000BA1 | SIMOTICS M COMPACT ASYNCHRONOUS MOTOR 4500RPM, 4,8KW, 10NM, 17A, 300V 5000RPM, 5,3KW, 10NM, 17A, 335V 5500RPM, 5,5KW, 11NM,16,5A,350V FORCED VENTILATION; DIRECTION OF AIR FLOW DE --> NDE; DEGREE OF PROTECTION IP55 W/O ENCODER with TEMPERAT. SENSOR KTY84-130 DESIGN IM B3 (IM V5, IM V6) PLAIN SHAFT WITHOUT FITTED KEY; BEARING: STANDARD WITH FIXED BEARING, VIBRATION SEVERITY GRADE R/A; SHAFT AND FLANGE ACCURACY: R TERMINAL BOX (ABOVE) CABLE ENTRY ON THE RIGHT SIGNAL CONNECTION D-END | 3147 | TEM | 1 | MC | 32 | 1
1PH80831AN000LA1 | SIMOTICS M COMPACT ASYNCHRONOUS MOTOR 4500RPM, 4,8KW, 10NM, 17A, 300V 5000RPM, 5,3KW, 10NM, 17A, 335V 5500RPM, 5,5KW, 11NM,16,5A,350V FORCED VENTILATION; DIRECTION OF AIR FLOW DE --> NDE; DEGREE OF PROTECTION IP55 W/O ENCODER with TEMPERAT. SENSOR KTY84-130 DESIGN IM B3 (IM V5, IM V6) PLAIN SHAFT WITHOUT FITTED KEY; BEARING: PERFORMANCE, VIBRATION SEVERITY GRADE SPECIAL/B; SHAFT A. FLANGE ACCURACY GR. SPECIAL TERMINAL BOX (ABOVE) CABLE ENTRY ON THE RIGHT SIGNAL CONNECTION D-END | 3695 | TEM | 1 | MC | 32 | 1
1PH80831AN000MC1 | SIMOTICS M COMPACT ASYNCHRONOUS MOTOR 4500RPM, 4,8KW, 10NM, 17A, 300V 5000RPM, 5,3KW, 10NM, 17A, 335V 5500RPM, 5,5KW, 11NM,16,5A,350V FORCED VENTILATION; DIRECTION OF AIR FLOW DE --> NDE; DEGREE OF PROTECTION IP55 W/O ENCODER with TEMPERAT. SENSOR KTY84-130 DESIGN IM B3 (IM V5, IM V6) PLAIN SHAFT WITHOUT FITTED KEY; BEARING: HIGH PERFORMANCE VIBRATION SEVERITY GRADE SPECIAL/B SHAFT AND FLANGE ACCURACY GR. SPECIAL TERMINAL BOX (ABOVE) CABLE ENTRY ON THE ND-END SIGNAL CONNECTION LEFT | 4138 | TEM | 1 | MC | 32 | 1
1PH80831AN100BA1 | SIMOTICS M COMPACT ASYNCHRONOUS MOTOR 4500RPM, 4,8KW,10NM, 17A,300V 5000RPM, 5,3KW,10NM, 17A, 335V 5500RPM, 5,5KW, 11NM,16,5A,350V FORCED VENTILATION; DIRECTION OF AIR FLOW NDE --> DE; DEGREE OF PROTECTION IP55 W/O ENCODER with TEMPERAT. SENSOR KTY84-130 DESIGN IM B3 (IM V5, IM V6) PLAIN SHAFT WITHOUT FITTED KEY; BEARING: STANDARD WITH FIXED BEARING, VIBRATION SEVERITY GRADE R/A; SHAFT AND FLANGE ACCURACY: R TERMINAL BOX (ABOVE) CABLE ENTRY ON THE RIGHT SIGNAL CONNECTION D-END | 3147 | TEM | 1 | MC | 32 | 1
1PH80831AN100MA1 | SIMOTICS M COMPACT ASYNCHRONOUS MOTOR 4500RPM, 4,8KW,10NM, 17A,300V 5000RPM, 5,3KW,10NM, 17A, 335V 5500RPM, 5,5KW, 11NM,16,5A,350V FORCED VENTILATION; DIRECTION OF AIR FLOW NDE --> DE; DEGREE OF PROTECTION IP55 W/O ENCODER with TEMPERAT. SENSOR KTY84-130 DESIGN IM B3 (IM V5, IM V6) PLAIN SHAFT WITHOUT FITTED KEY; BEARING: HIGH PERFORMANCE VIBRATION SEVERITY GRADE SPECIAL/B SHAFT AND FLANGE ACCURACY GR. SPECIAL TERMINAL BOX (ABOVE) CABLE ENTRY ON THE RIGHT SIGNAL CONNECTION D-END | 4138 | TEM | 1 | MC | 32 | 1
1PH80831CG020MA1 | SIMOTICS M COMPACT ASYNCHRONOUS MOTOR 2000RPM, 3,7KW,18NM, 11,6A,293V 2300RPM, 4,1KW,17NM, 11,3A,332V 2650RPM, 4,6KW,17NM, 11,2A,376V FORCED VENTILATION; DIRECTION OF AIR FLOW DE --> NDE; DEGREE OF PROTECTION IP55 INCREMENTAL ENCODER SIN/COS 1VPP 256 S/R WITH ND-END AT TERMINAL BOX (ENCODER IN256S/R) with TEMPERAT. SENSOR KTY84-130 DESIGN IM B5 (IMV 1,IM V3) PLAIN SHAFT WITHOUT FITTED KEY; BEARING: HIGH PERFORMANCE VIBRATION SEVERITY GRADE SPECIAL/B SHAFT AND FLANGE ACCURACY GR. SPECIAL TERMINAL BOX (ABOVE) CABLE ENTRY ON THE RIGHT SIGNAL CONNECTION D-END | 6347 | TEM | 1 | MC | 32 | 1
1PH80831CN200MA1 | SIMOTICS M COMPACT ASYNCHRONOUS MOTOR 4500RPM, 6,7KW, 14NM, 18A, 347V 5000RPM, 7,5KW, 14NM, 18A, 383V 5500RPM, 8,2KW, 14NM, 18A, 460V WATER COOLING DEGREE OF PROTECTION IP65 INCREMENTAL ENCODER SIN/COS 1VPP 256 S/R WITH ND-END AT TERMINAL BOX (ENCODER IN256S/R) with TEMPERAT. SENSOR KTY84-130 DESIGN IM B3 (IM V5, IM V6) PLAIN SHAFT WITHOUT FITTED KEY; BEARING: HIGH PERFORMANCE VIBRATION SEVERITY GRADE SPECIAL/B SHAFT AND FLANGE ACCURACY GR. SPECIAL TERMINAL BOX (ABOVE) CABLE ENTRY ON THE RIGHT SIGNAL CONNECTION D-END | 6510 | TEM | 1 | MC | 36 | 1
1PH80831DF000BA1 | SIMOTICS M COMPACT ASYNCHRONOUS MOTOR 1500RPM, 2,8KW, 18NM, 7,5A,346V 1750RPM, 3,3KW, 18NM, 7,5A,398V 2000RPM, 3,7KW, 18NM, 7,6A,447V FORCED VENTILATION; DIRECTION OF AIR FLOW DE --> NDE; DEGREE OF PROTECTION IP55 INCREMENTAL ENCODER 22 BIT WITH COMMUTATING POSITION (ENCODER IC22DQ) WITH DRIVE-CLIQ INTERFACE DESIGN IM B3 (IM V5, IM V6) PLAIN SHAFT WITHOUT FITTED KEY; BEARING: STANDARD WITH FIXED BEARING, VIBRATION SEVERITY GRADE R/A; SHAFT AND FLANGE ACCURACY: R TERMINAL BOX (ABOVE) CABLE ENTRY ON THE RIGHT SIGNAL CONNECTION D-END | 4555 | TEM | 1 | MC | 32 | 1
1PH80831DF000BC1 | SIMOTICS M COMPACT ASYNCHRONOUS MOTOR 1500RPM, 2,8KW, 18NM, 7,5A,346V 1750RPM, 3,3KW, 18NM, 7,5A,398V 2000RPM, 3,7KW, 18NM, 7,6A,447V FORCED VENTILATION; DIRECTION OF AIR FLOW DE --> NDE; DEGREE OF PROTECTION IP55 INCREMENTAL ENCODER 22 BIT WITH COMMUTATING POSITION (ENCODER IC22DQ) WITH DRIVE-CLIQ INTERFACE DESIGN IM B3 (IM V5, IM V6) PLAIN SHAFT WITHOUT FITTED KEY; BEARING: STANDARD WITH FIXED BEARING, VIBRATION SEVERITY GRADE R/A; SHAFT AND FLANGE ACCURACY: R TERMINAL BOX (ABOVE) CABLE ENTRY ON THE ND-END SIGNAL CONNECTION LEFT | 4555 | TEM | 1 | MC | 32 | 1
1PH80831DF000BE1 | SIMOTICS M COMPACT ASYNCHRONOUS MOTOR 1500RPM, 2,8KW, 18NM, 7,5A,346V 1750RPM, 3,3KW, 18NM, 7,5A,398V 2000RPM, 3,7KW, 18NM, 7,6A,447V FORCED VENTILATION; DIRECTION OF AIR FLOW DE --> NDE; DEGREE OF PROTECTION IP55 INCREMENTAL ENCODER 22 BIT WITH COMMUTATING POSITION (ENCODER IC22DQ) WITH DRIVE-CLIQ INTERFACE DESIGN IM B3 (IM V5, IM V6) PLAIN SHAFT WITHOUT FITTED KEY; BEARING: STANDARD WITH FIXED BEARING, VIBRATION SEVERITY GRADE R/A; SHAFT AND FLANGE ACCURACY: R POWER CONNECTOR (ABOVE) CABLE ENTRY ON THE RIGHT SIGNAL CONNECTION D-END | 4555 | TEM | 1 | MC | 32 | 1
1PH80831DF000CC1 | SIMOTICS M COMPACT ASYNCHRONOUS MOTOR 1500RPM, 2,8KW, 18NM, 7,5A,346V 1750RPM, 3,3KW, 18NM, 7,5A,398V 2000RPM, 3,7KW, 18NM, 7,6A,447V FORCED VENTILATION; DIRECTION OF AIR FLOW DE --> NDE; DEGREE OF PROTECTION IP55 INCREMENTAL ENCODER 22 BIT WITH COMMUTATING POSITION (ENCODER IC22DQ) WITH DRIVE-CLIQ INTERFACE DESIGN IM B3 (IM V5, IM V6) PLAIN SHAFT WITHOUT FITTED KEY; BEARING: STANDARD WITH FIXED BEARING, VIBRATION SEVERITY GRADE S/A, SHAFT AND FLANGE ACCURACY: R TERMINAL BOX (ABOVE) CABLE ENTRY ON THE ND-END SIGNAL CONNECTION LEFT | 4750 | TEM | 1 | MC | 32 | 1
1PH80831DF000DA1 | SIMOTICS M COMPACT ASYNCHRONOUS MOTOR 1500RPM, 2,8KW, 18NM, 7,5A,346V 1750RPM, 3,3KW, 18NM, 7,5A,398V 2000RPM, 3,7KW, 18NM, 7,6A,447V FORCED VENTILATION; DIRECTION OF AIR FLOW DE --> NDE; DEGREE OF PROTECTION IP55 INCREMENTAL ENCODER 22 BIT WITH COMMUTATING POSITION (ENCODER IC22DQ) WITH DRIVE-CLIQ INTERFACE DESIGN IM B3 (IM V5, IM V6) PLAIN SHAFT WITHOUT FITTED KEY; BEARING: STANDARD WITH FIXED BEARING, VIBRATION SEVERITY GRADE SR/A; SHAFT AND FLANGE ACCURACY: R TERMINAL BOX (ABOVE) CABLE ENTRY ON THE RIGHT SIGNAL CONNECTION D-END | 4820 | TEM | 1 | MC | 32 | 1
1PH80831DF000DG1 | SIMOTICS M COMPACT ASYNCHRONOUS MOTOR 1500RPM, 2,8KW, 18NM, 7,5A,346V 1750RPM, 3,3KW, 18NM, 7,5A,398V 2000RPM, 3,7KW, 18NM, 7,6A,447V FORCED VENTILATION; DIRECTION OF AIR FLOW DE --> NDE; DEGREE OF PROTECTION IP55 INCREMENTAL ENCODER 22 BIT WITH COMMUTATING POSITION (ENCODER IC22DQ) WITH DRIVE-CLIQ INTERFACE DESIGN IM B3 (IM V5, IM V6) PLAIN SHAFT WITHOUT FITTED KEY; BEARING: STANDARD WITH FIXED BEARING, VIBRATION SEVERITY GRADE SR/A; SHAFT AND FLANGE ACCURACY: R POWER CONNECTOR (ABOVE) CABLE ENTRY ON THE ND-END SIGNAL CONNECTION LEFT | 4820 | TEM | 1 | MC | 32 | 1
1PH80831DF000LE1 | SIMOTICS M COMPACT ASYNCHRONOUS MOTOR 1500RPM, 2,8KW, 18NM, 7,5A,346V 1750RPM, 3,3KW, 18NM, 7,5A,398V 2000RPM, 3,7KW, 18NM, 7,6A,447V FORCED VENTILATION; DIRECTION OF AIR FLOW DE --> NDE; DEGREE OF PROTECTION IP55 INCREMENTAL ENCODER 22 BIT WITH COMMUTATING POSITION (ENCODER IC22DQ) WITH DRIVE-CLIQ INTERFACE DESIGN IM B3 (IM V5, IM V6) PLAIN SHAFT WITHOUT FITTED KEY; BEARING: PERFORMANCE, VIBRATION SEVERITY GRADE SPECIAL/B; SHAFT A. FLANGE ACCURACY GR. SPECIAL POWER CONNECTOR (ABOVE) CABLE ENTRY ON THE RIGHT SIGNAL CONNECTION D-END | 5102 | TEM | 1 | MC | 32 | 1
1PH80831DF001BA1 | SIMOTICS M COMPACT ASYNCHRONOUS MOTOR 1500RPM, 2,8KW, 18NM, 7,5A,346V 1750RPM, 3,3KW, 18NM, 7,5A,398V 2000RPM, 3,7KW, 18NM, 7,6A,447V FORCED VENTILATION; DIRECTION OF AIR FLOW DE --> NDE; DEGREE OF PROTECTION IP55 INCREMENTAL ENCODER 22 BIT WITH COMMUTATING POSITION (ENCODER IC22DQ) WITH DRIVE-CLIQ INTERFACE DESIGN IM B3 (IM V5, IM V6) SHAFT WITH FITTED KEY FULL-KEY BALANCING BEARING: STANDARD WITH FIXED BEARING, VIBRATION SEVERITY GRADE R/A; SHAFT AND FLANGE ACCURACY: R TERMINAL BOX (ABOVE) CABLE ENTRY ON THE RIGHT SIGNAL CONNECTION D-END | 4555 | TEM | 1 | MC | 32 | 1
1PH80831DF001BB1 | SIMOTICS M COMPACT ASYNCHRONOUS MOTOR 1500RPM, 2,8KW, 18NM, 7,5A,346V 1750RPM, 3,3KW, 18NM, 7,5A,398V 2000RPM, 3,7KW, 18NM, 7,6A,447V FORCED VENTILATION; DIRECTION OF AIR FLOW DE --> NDE; DEGREE OF PROTECTION IP55 INCREMENTAL ENCODER 22 BIT WITH COMMUTATING POSITION (ENCODER IC22DQ) WITH DRIVE-CLIQ INTERFACE DESIGN IM B3 (IM V5, IM V6) SHAFT WITH FITTED KEY FULL-KEY BALANCING BEARING: STANDARD WITH FIXED BEARING, VIBRATION SEVERITY GRADE R/A; SHAFT AND FLANGE ACCURACY: R TERMINAL BOX (ABOVE) CABLE ENTRY ON THE LEFT SIGNAL CONNECTION D-END | 4555 | TEM | 1 | MC | 32 | 1
1PH80831DF001BE1 | SIMOTICS M COMPACT ASYNCHRONOUS MOTOR 1500RPM, 2,8KW, 18NM, 7,5A,346V 1750RPM, 3,3KW, 18NM, 7,5A,398V 2000RPM, 3,7KW, 18NM, 7,6A,447V FORCED VENTILATION; DIRECTION OF AIR FLOW DE --> NDE; DEGREE OF PROTECTION IP55 INCREMENTAL ENCODER 22 BIT WITH COMMUTATING POSITION (ENCODER IC22DQ) WITH DRIVE-CLIQ INTERFACE DESIGN IM B3 (IM V5, IM V6) SHAFT WITH FITTED KEY FULL-KEY BALANCING BEARING: STANDARD WITH FIXED BEARING, VIBRATION SEVERITY GRADE R/A; SHAFT AND FLANGE ACCURACY: R POWER CONNECTOR (ABOVE) CABLE ENTRY ON THE RIGHT SIGNAL CONNECTION D-END | 4555 | TEM | 1 | MC | 32 | 1
1PH80831DF001BG1 | SIMOTICS M COMPACT ASYNCHRONOUS MOTOR 1500RPM, 2,8KW, 18NM, 7,5A,346V 1750RPM, 3,3KW, 18NM, 7,5A,398V 2000RPM, 3,7KW, 18NM, 7,6A,447V FORCED VENTILATION; DIRECTION OF AIR FLOW DE --> NDE; DEGREE OF PROTECTION IP55 INCREMENTAL ENCODER 22 BIT WITH COMMUTATING POSITION (ENCODER IC22DQ) WITH DRIVE-CLIQ INTERFACE DESIGN IM B3 (IM V5, IM V6) SHAFT WITH FITTED KEY FULL-KEY BALANCING BEARING: STANDARD WITH FIXED BEARING, VIBRATION SEVERITY GRADE R/A; SHAFT AND FLANGE ACCURACY: R POWER CONNECTOR (ABOVE) CABLE ENTRY ON THE ND-END SIGNAL CONNECTION LEFT | 4555 | TEM | 1 | MC | 32 | 1
1PH80831DF001BH1 | SIMOTICS M COMPACT ASYNCHRONOUS MOTOR 1500RPM, 2,8KW, 18NM, 7,5A,346V 1750RPM, 3,3KW, 18NM, 7,5A,398V 2000RPM, 3,7KW, 18NM, 7,6A,447V FORCED VENTILATION; DIRECTION OF AIR FLOW DE --> NDE; DEGREE OF PROTECTION IP55 INCREMENTAL ENCODER 22 BIT WITH COMMUTATING POSITION (ENCODER IC22DQ) WITH DRIVE-CLIQ INTERFACE DESIGN IM B3 (IM V5, IM V6) SHAFT WITH FITTED KEY FULL-KEY BALANCING BEARING: STANDARD WITH FIXED BEARING, VIBRATION SEVERITY GRADE R/A; SHAFT AND FLANGE ACCURACY: R POWER CONNECTOR (ABOVE) CABLE ENTRY D-END SIGNAL CONNECTION LEFT | 4555 | TEM | 1 | MC | 32 | 1
1PH80831DF001DA1 | SIMOTICS M COMPACT ASYNCHRONOUS MOTOR 1500RPM, 2,8KW, 18NM, 7,5A,346V 1750RPM, 3,3KW, 18NM, 7,5A,398V 2000RPM, 3,7KW, 18NM, 7,6A,447V FORCED VENTILATION; DIRECTION OF AIR FLOW DE --> NDE; DEGREE OF PROTECTION IP55 INCREMENTAL ENCODER 22 BIT WITH COMMUTATING POSITION (ENCODER IC22DQ) WITH DRIVE-CLIQ INTERFACE DESIGN IM B3 (IM V5, IM V6) SHAFT WITH FITTED KEY FULL-KEY BALANCING BEARING: STANDARD WITH FIXED BEARING, VIBRATION SEVERITY GRADE SR/A; SHAFT AND FLANGE ACCURACY: R TERMINAL BOX (ABOVE) CABLE ENTRY ON THE RIGHT SIGNAL CONNECTION D-END | 4820 | TEM | 1 | MC | 32 | 1
1PH80831DF002BA1 | SIMOTICS M COMPACT ASYNCHRONOUS MOTOR 1500RPM, 2,8KW, 18NM, 7,5A,346V 1750RPM, 3,3KW, 18NM, 7,5A,398V 2000RPM, 3,7KW, 18NM, 7,6A,447V FORCED VENTILATION; DIRECTION OF AIR FLOW DE --> NDE; DEGREE OF PROTECTION IP55 INCREMENTAL ENCODER 22 BIT WITH COMMUTATING POSITION (ENCODER IC22DQ) WITH DRIVE-CLIQ INTERFACE DESIGN IM B3 (IM V5, IM V6) SHAFT WITH FITTED KEY HALF-KEY BALANCING BEARING: STANDARD WITH FIXED BEARING, VIBRATION SEVERITY GRADE R/A; SHAFT AND FLANGE ACCURACY: R TERMINAL BOX (ABOVE) CABLE ENTRY ON THE RIGHT SIGNAL CONNECTION D-END | 4555 | TEM | 1 | MC | 32 | 1
1PH80831DF002BE1 | SIMOTICS M COMPACT ASYNCHRONOUS MOTOR 1500RPM, 2,8KW, 18NM, 7,5A,346V 1750RPM, 3,3KW, 18NM, 7,5A,398V 2000RPM, 3,7KW, 18NM, 7,6A,447V FORCED VENTILATION; DIRECTION OF AIR FLOW DE --> NDE; DEGREE OF PROTECTION IP55 INCREMENTAL ENCODER 22 BIT WITH COMMUTATING POSITION (ENCODER IC22DQ) WITH DRIVE-CLIQ INTERFACE DESIGN IM B3 (IM V5, IM V6) SHAFT WITH FITTED KEY HALF-KEY BALANCING BEARING: STANDARD WITH FIXED BEARING, VIBRATION SEVERITY GRADE R/A; SHAFT AND FLANGE ACCURACY: R POWER CONNECTOR (ABOVE) CABLE ENTRY ON THE RIGHT SIGNAL CONNECTION D-END | 4555 | TEM | 1 | MC | 32 | 1
1PH80831DF002CA1 | SIMOTICS M COMPACT ASYNCHRONOUS MOTOR 1500RPM, 2,8KW, 18NM, 7,5A,346V 1750RPM, 3,3KW, 18NM, 7,5A,398V 2000RPM, 3,7KW, 18NM, 7,6A,447V FORCED VENTILATION; DIRECTION OF AIR FLOW DE --> NDE; DEGREE OF PROTECTION IP55 INCREMENTAL ENCODER 22 BIT WITH COMMUTATING POSITION (ENCODER IC22DQ) WITH DRIVE-CLIQ INTERFACE DESIGN IM B3 (IM V5, IM V6) SHAFT WITH FITTED KEY HALF-KEY BALANCING BEARING: STANDARD WITH FIXED BEARING, VIBRATION SEVERITY GRADE S/A, SHAFT AND FLANGE ACCURACY: R TERMINAL BOX (ABOVE) CABLE ENTRY ON THE RIGHT SIGNAL CONNECTION D-END | 4750 | TEM | 1 | MC | 32 | 1
1PH80831DF002DA1 | SIMOTICS M COMPACT ASYNCHRONOUS MOTOR 1500RPM, 2,8KW, 18NM, 7,5A,346V 1750RPM, 3,3KW, 18NM, 7,5A,398V 2000RPM, 3,7KW, 18NM, 7,6A,447V FORCED VENTILATION; DIRECTION OF AIR FLOW DE --> NDE; DEGREE OF PROTECTION IP55 INCREMENTAL ENCODER 22 BIT WITH COMMUTATING POSITION (ENCODER IC22DQ) WITH DRIVE-CLIQ INTERFACE DESIGN IM B3 (IM V5, IM V6) SHAFT WITH FITTED KEY HALF-KEY BALANCING BEARING: STANDARD WITH FIXED BEARING, VIBRATION SEVERITY GRADE SR/A; SHAFT AND FLANGE ACCURACY: R TERMINAL BOX (ABOVE) CABLE ENTRY ON THE RIGHT SIGNAL CONNECTION D-END | 4820 | TEM | 1 | MC | 32 | 1
1PH80831DF020BA1 | SIMOTICS M COMPACT ASYNCHRONOUS MOTOR 1500RPM, 2,8KW, 18NM, 7,5A,346V 1750RPM, 3,3KW, 18NM, 7,5A,398V 2000RPM, 3,7KW, 18NM, 7,6A,447V FORCED VENTILATION; DIRECTION OF AIR FLOW DE --> NDE; DEGREE OF PROTECTION IP55 INCREMENTAL ENCODER 22 BIT WITH COMMUTATING POSITION (ENCODER IC22DQ) WITH DRIVE-CLIQ INTERFACE DESIGN IM B5 (IMV 1,IM V3) PLAIN SHAFT WITHOUT FITTED KEY; BEARING: STANDARD WITH FIXED BEARING, VIBRATION SEVERITY GRADE R/A; SHAFT AND FLANGE ACCURACY: R TERMINAL BOX (ABOVE) CABLE ENTRY ON THE RIGHT SIGNAL CONNECTION D-END | 4707 | TEM | 1 | MC | 32 | 1
1PH80831DF020BE1 | SIMOTICS M COMPACT ASYNCHRONOUS MOTOR 1500RPM, 2,8KW, 18NM, 7,5A,346V 1750RPM, 3,3KW, 18NM, 7,5A,398V 2000RPM, 3,7KW, 18NM, 7,6A,447V FORCED VENTILATION; DIRECTION OF AIR FLOW DE --> NDE; DEGREE OF PROTECTION IP55 INCREMENTAL ENCODER 22 BIT WITH COMMUTATING POSITION (ENCODER IC22DQ) WITH DRIVE-CLIQ INTERFACE DESIGN IM B5 (IMV 1,IM V3) PLAIN SHAFT WITHOUT FITTED KEY; BEARING: STANDARD WITH FIXED BEARING, VIBRATION SEVERITY GRADE R/A; SHAFT AND FLANGE ACCURACY: R POWER CONNECTOR (ABOVE) CABLE ENTRY ON THE RIGHT SIGNAL CONNECTION D-END | 4707 | TEM | 1 | MC | 32 | 1
1PH80831DF020BG1 | SIMOTICS M COMPACT ASYNCHRONOUS MOTOR 1500RPM, 2,8KW, 18NM, 7,5A,346V 1750RPM, 3,3KW, 18NM, 7,5A,398V 2000RPM, 3,7KW, 18NM, 7,6A,447V FORCED VENTILATION; DIRECTION OF AIR FLOW DE --> NDE; DEGREE OF PROTECTION IP55 INCREMENTAL ENCODER 22 BIT WITH COMMUTATING POSITION (ENCODER IC22DQ) WITH DRIVE-CLIQ INTERFACE DESIGN IM B5 (IMV 1,IM V3) PLAIN SHAFT WITHOUT FITTED KEY; BEARING: STANDARD WITH FIXED BEARING, VIBRATION SEVERITY GRADE R/A; SHAFT AND FLANGE ACCURACY: R POWER CONNECTOR (ABOVE) CABLE ENTRY ON THE ND-END SIGNAL CONNECTION LEFT | 4707 | TEM | 1 | MC | 32 | 1
1PH80831DF020CA1 | SIMOTICS M COMPACT ASYNCHRONOUS MOTOR 1500RPM, 2,8KW, 18NM, 7,5A,346V 1750RPM, 3,3KW, 18NM, 7,5A,398V 2000RPM, 3,7KW, 18NM, 7,6A,447V FORCED VENTILATION; DIRECTION OF AIR FLOW DE --> NDE; DEGREE OF PROTECTION IP55 INCREMENTAL ENCODER 22 BIT WITH COMMUTATING POSITION (ENCODER IC22DQ) WITH DRIVE-CLIQ INTERFACE DESIGN IM B5 (IMV 1,IM V3) PLAIN SHAFT WITHOUT FITTED KEY; BEARING: STANDARD WITH FIXED BEARING, VIBRATION SEVERITY GRADE S/A, SHAFT AND FLANGE ACCURACY: R TERMINAL BOX (ABOVE) CABLE ENTRY ON THE RIGHT SIGNAL CONNECTION D-END | 4902 | TEM | 1 | MC | 32 | 1
1PH80831DF020CC1 | SIMOTICS M COMPACT ASYNCHRONOUS MOTOR 1500RPM, 2,8KW, 18NM, 7,5A,346V 1750RPM, 3,3KW, 18NM, 7,5A,398V 2000RPM, 3,7KW, 18NM, 7,6A,447V FORCED VENTILATION; DIRECTION OF AIR FLOW DE --> NDE; DEGREE OF PROTECTION IP55 INCREMENTAL ENCODER 22 BIT WITH COMMUTATING POSITION (ENCODER IC22DQ) WITH DRIVE-CLIQ INTERFACE DESIGN IM B5 (IMV 1,IM V3) PLAIN SHAFT WITHOUT FITTED KEY; BEARING: STANDARD WITH FIXED BEARING, VIBRATION SEVERITY GRADE S/A, SHAFT AND FLANGE ACCURACY: R TERMINAL BOX (ABOVE) CABLE ENTRY ON THE ND-END SIGNAL CONNECTION LEFT | 4902 | TEM | 1 | MC | 32 | 1
1PH80831DF020CE1 | SIMOTICS M COMPACT ASYNCHRONOUS MOTOR 1500RPM, 2,8KW, 18NM, 7,5A,346V 1750RPM, 3,3KW, 18NM, 7,5A,398V 2000RPM, 3,7KW, 18NM, 7,6A,447V FORCED VENTILATION; DIRECTION OF AIR FLOW DE --> NDE; DEGREE OF PROTECTION IP55 INCREMENTAL ENCODER 22 BIT WITH COMMUTATING POSITION (ENCODER IC22DQ) WITH DRIVE-CLIQ INTERFACE DESIGN IM B5 (IMV 1,IM V3) PLAIN SHAFT WITHOUT FITTED KEY; BEARING: STANDARD WITH FIXED BEARING, VIBRATION SEVERITY GRADE S/A, SHAFT AND FLANGE ACCURACY: R POWER CONNECTOR (ABOVE) CABLE ENTRY ON THE RIGHT SIGNAL CONNECTION D-END | 4902 | TEM | 1 | MC | 32 | 1
1PH80831DF020DA1 | SIMOTICS M COMPACT ASYNCHRONOUS MOTOR 1500RPM, 2,8KW, 18NM, 7,5A,346V 1750RPM, 3,3KW, 18NM, 7,5A,398V 2000RPM, 3,7KW, 18NM, 7,6A,447V FORCED VENTILATION; DIRECTION OF AIR FLOW DE --> NDE; DEGREE OF PROTECTION IP55 INCREMENTAL ENCODER 22 BIT WITH COMMUTATING POSITION (ENCODER IC22DQ) WITH DRIVE-CLIQ INTERFACE DESIGN IM B5 (IMV 1,IM V3) PLAIN SHAFT WITHOUT FITTED KEY; BEARING: STANDARD WITH FIXED BEARING, VIBRATION SEVERITY GRADE SR/A; SHAFT AND FLANGE ACCURACY: R TERMINAL BOX (ABOVE) CABLE ENTRY ON THE RIGHT SIGNAL CONNECTION D-END | 4972 | TEM | 1 | MC | 32 | 1
1PH80831DF020HA1 | SIMOTICS M COMPACT ASYNCHRONOUS MOTOR 1500RPM, 2,8KW, 18NM, 7,5A,346V 1750RPM, 3,3KW, 18NM, 7,5A,398V 2000RPM, 3,7KW, 18NM, 7,6A,447V FORCED VENTILATION; DIRECTION OF AIR FLOW DE --> NDE; DEGREE OF PROTECTION IP55 INCREMENTAL ENCODER 22 BIT WITH COMMUTATING POSITION (ENCODER IC22DQ) WITH DRIVE-CLIQ INTERFACE DESIGN IM B5 (IMV 1,IM V3) PLAIN SHAFT WITHOUT FITTED KEY; BEARING: STANDARD, VIBRATION SEVERITY GRADE S/A, SHAFT AND FLANGE ACCURACY: R TERMINAL BOX (ABOVE) CABLE ENTRY ON THE RIGHT SIGNAL CONNECTION D-END | 4617 | TEM | 1 | MC | 32 | 1
1PH80831DF020LA1 | SIMOTICS M COMPACT ASYNCHRONOUS MOTOR 1500RPM, 2,8KW, 18NM, 7,5A,346V 1750RPM, 3,3KW, 18NM, 7,5A,398V 2000RPM, 3,7KW, 18NM, 7,6A,447V FORCED VENTILATION; DIRECTION OF AIR FLOW DE --> NDE; DEGREE OF PROTECTION IP55 INCREMENTAL ENCODER 22 BIT WITH COMMUTATING POSITION (ENCODER IC22DQ) WITH DRIVE-CLIQ INTERFACE DESIGN IM B5 (IMV 1,IM V3) PLAIN SHAFT WITHOUT FITTED KEY; BEARING: PERFORMANCE, VIBRATION SEVERITY GRADE SPECIAL/B; SHAFT A. FLANGE ACCURACY GR. SPECIAL TERMINAL BOX (ABOVE) CABLE ENTRY ON THE RIGHT SIGNAL CONNECTION D-END | 5254 | TEM | 1 | MC | 32 | 1
1PH80831DF021BA1 | SIMOTICS M COMPACT ASYNCHRONOUS MOTOR 1500RPM, 2,8KW, 18NM, 7,5A,346V 1750RPM, 3,3KW, 18NM, 7,5A,398V 2000RPM, 3,7KW, 18NM, 7,6A,447V FORCED VENTILATION; DIRECTION OF AIR FLOW DE --> NDE; DEGREE OF PROTECTION IP55 INCREMENTAL ENCODER 22 BIT WITH COMMUTATING POSITION (ENCODER IC22DQ) WITH DRIVE-CLIQ INTERFACE DESIGN IM B5 (IMV 1,IM V3) SHAFT WITH FITTED KEY FULL-KEY BALANCING BEARING: STANDARD WITH FIXED BEARING, VIBRATION SEVERITY GRADE R/A; SHAFT AND FLANGE ACCURACY: R TERMINAL BOX (ABOVE) CABLE ENTRY ON THE RIGHT SIGNAL CONNECTION D-END | 4707 | TEM | 1 | MC | 32 | 1
1PH80831DF021BB1 | SIMOTICS M COMPACT ASYNCHRONOUS MOTOR 1500RPM, 2,8KW, 18NM, 7,5A,346V 1750RPM, 3,3KW, 18NM, 7,5A,398V 2000RPM, 3,7KW, 18NM, 7,6A,447V FORCED VENTILATION; DIRECTION OF AIR FLOW DE --> NDE; DEGREE OF PROTECTION IP55 INCREMENTAL ENCODER 22 BIT WITH COMMUTATING POSITION (ENCODER IC22DQ) WITH DRIVE-CLIQ INTERFACE DESIGN IM B5 (IMV 1,IM V3) SHAFT WITH FITTED KEY FULL-KEY BALANCING BEARING: STANDARD WITH FIXED BEARING, VIBRATION SEVERITY GRADE R/A; SHAFT AND FLANGE ACCURACY: R TERMINAL BOX (ABOVE) CABLE ENTRY ON THE LEFT SIGNAL CONNECTION D-END | 4707 | TEM | 1 | MC | 32 | 1
1PH80831DF021BC1 | SIMOTICS M COMPACT ASYNCHRONOUS MOTOR 1500RPM, 2,8KW, 18NM, 7,5A,346V 1750RPM, 3,3KW, 18NM, 7,5A,398V 2000RPM, 3,7KW, 18NM, 7,6A,447V FORCED VENTILATION; DIRECTION OF AIR FLOW DE --> NDE; DEGREE OF PROTECTION IP55 INCREMENTAL ENCODER 22 BIT WITH COMMUTATING POSITION (ENCODER IC22DQ) WITH DRIVE-CLIQ INTERFACE DESIGN IM B5 (IMV 1,IM V3) SHAFT WITH FITTED KEY FULL-KEY BALANCING BEARING: STANDARD WITH FIXED BEARING, VIBRATION SEVERITY GRADE R/A; SHAFT AND FLANGE ACCURACY: R TERMINAL BOX (ABOVE) CABLE ENTRY ON THE ND-END SIGNAL CONNECTION LEFT | 4707 | TEM | 1 | MC | 32 | 1
1PH80831DF021CA1 | SIMOTICS M COMPACT ASYNCHRONOUS MOTOR 1500RPM, 2,8KW, 18NM, 7,5A,346V 1750RPM, 3,3KW, 18NM, 7,5A,398V 2000RPM, 3,7KW, 18NM, 7,6A,447V FORCED VENTILATION; DIRECTION OF AIR FLOW DE --> NDE; DEGREE OF PROTECTION IP55 INCREMENTAL ENCODER 22 BIT WITH COMMUTATING POSITION (ENCODER IC22DQ) WITH DRIVE-CLIQ INTERFACE DESIGN IM B5 (IMV 1,IM V3) SHAFT WITH FITTED KEY FULL-KEY BALANCING BEARING: STANDARD WITH FIXED BEARING, VIBRATION SEVERITY GRADE S/A, SHAFT AND FLANGE ACCURACY: R TERMINAL BOX (ABOVE) CABLE ENTRY ON THE RIGHT SIGNAL CONNECTION D-END | 4902 | TEM | 1 | MC | 32 | 1
1PH80831DF021DA1 | SIMOTICS M COMPACT ASYNCHRONOUS MOTOR 1500RPM, 2,8KW, 18NM, 7,5A,346V 1750RPM, 3,3KW, 18NM, 7,5A,398V 2000RPM, 3,7KW, 18NM, 7,6A,447V FORCED VENTILATION; DIRECTION OF AIR FLOW DE --> NDE; DEGREE OF PROTECTION IP55 INCREMENTAL ENCODER 22 BIT WITH COMMUTATING POSITION (ENCODER IC22DQ) WITH DRIVE-CLIQ INTERFACE DESIGN IM B5 (IMV 1,IM V3) SHAFT WITH FITTED KEY FULL-KEY BALANCING BEARING: STANDARD WITH FIXED BEARING, VIBRATION SEVERITY GRADE SR/A; SHAFT AND FLANGE ACCURACY: R TERMINAL BOX (ABOVE) CABLE ENTRY ON THE RIGHT SIGNAL CONNECTION D-END | 4972 | TEM | 1 | MC | 32 | 1
1PH80831DF022BA1 | SIMOTICS M COMPACT ASYNCHRONOUS MOTOR 1500RPM, 2,8KW, 18NM, 7,5A,346V 1750RPM, 3,3KW, 18NM, 7,5A,398V 2000RPM, 3,7KW, 18NM, 7,6A,447V FORCED VENTILATION; DIRECTION OF AIR FLOW DE --> NDE; DEGREE OF PROTECTION IP55 INCREMENTAL ENCODER 22 BIT WITH COMMUTATING POSITION (ENCODER IC22DQ) WITH DRIVE-CLIQ INTERFACE DESIGN IM B5 (IMV 1,IM V3) SHAFT WITH FITTED KEY HALF-KEY BALANCING BEARING: STANDARD WITH FIXED BEARING, VIBRATION SEVERITY GRADE R/A; SHAFT AND FLANGE ACCURACY: R TERMINAL BOX (ABOVE) CABLE ENTRY ON THE RIGHT SIGNAL CONNECTION D-END | 4707 | TEM | 1 | MC | 32 | 1
1PH80831DF022BH1 | SIMOTICS M COMPACT ASYNCHRONOUS MOTOR 1500RPM, 2,8KW, 18NM, 7,5A,346V 1750RPM, 3,3KW, 18NM, 7,5A,398V 2000RPM, 3,7KW, 18NM, 7,6A,447V FORCED VENTILATION; DIRECTION OF AIR FLOW DE --> NDE; DEGREE OF PROTECTION IP55 INCREMENTAL ENCODER 22 BIT WITH COMMUTATING POSITION (ENCODER IC22DQ) WITH DRIVE-CLIQ INTERFACE DESIGN IM B5 (IMV 1,IM V3) SHAFT WITH FITTED KEY HALF-KEY BALANCING BEARING: STANDARD WITH FIXED BEARING, VIBRATION SEVERITY GRADE R/A; SHAFT AND FLANGE ACCURACY: R POWER CONNECTOR (ABOVE) CABLE ENTRY D-END SIGNAL CONNECTION LEFT | 4707 | TEM | 1 | MC | 32 | 1
1PH80831DF022CE1 | SIMOTICS M COMPACT ASYNCHRONOUS MOTOR 1500RPM, 2,8KW, 18NM, 7,5A,346V 1750RPM, 3,3KW, 18NM, 7,5A,398V 2000RPM, 3,7KW, 18NM, 7,6A,447V FORCED VENTILATION; DIRECTION OF AIR FLOW DE --> NDE; DEGREE OF PROTECTION IP55 INCREMENTAL ENCODER 22 BIT WITH COMMUTATING POSITION (ENCODER IC22DQ) WITH DRIVE-CLIQ INTERFACE DESIGN IM B5 (IMV 1,IM V3) SHAFT WITH FITTED KEY HALF-KEY BALANCING BEARING: STANDARD WITH FIXED BEARING, VIBRATION SEVERITY GRADE S/A, SHAFT AND FLANGE ACCURACY: R POWER CONNECTOR (ABOVE) CABLE ENTRY ON THE RIGHT SIGNAL CONNECTION D-END | 4902 | TEM | 1 | MC | 32 | 1
1PH80831DF022DA1 | SIMOTICS M COMPACT ASYNCHRONOUS MOTOR 1500RPM, 2,8KW, 18NM, 7,5A,346V 1750RPM, 3,3KW, 18NM, 7,5A,398V 2000RPM, 3,7KW, 18NM, 7,6A,447V FORCED VENTILATION; DIRECTION OF AIR FLOW DE --> NDE; DEGREE OF PROTECTION IP55 INCREMENTAL ENCODER 22 BIT WITH COMMUTATING POSITION (ENCODER IC22DQ) WITH DRIVE-CLIQ INTERFACE DESIGN IM B5 (IMV 1,IM V3) SHAFT WITH FITTED KEY HALF-KEY BALANCING BEARING: STANDARD WITH FIXED BEARING, VIBRATION SEVERITY GRADE SR/A; SHAFT AND FLANGE ACCURACY: R TERMINAL BOX (ABOVE) CABLE ENTRY ON THE RIGHT SIGNAL CONNECTION D-END | 4972 | TEM | 1 | MC | 32 | 1
1PH80831DF022GA1 | SIMOTICS M COMPACT ASYNCHRONOUS MOTOR 1500RPM, 2,8KW, 18NM, 7,5A,346V 1750RPM, 3,3KW, 18NM, 7,5A,398V 2000RPM, 3,7KW, 18NM, 7,6A,447V FORCED VENTILATION; DIRECTION OF AIR FLOW DE --> NDE; DEGREE OF PROTECTION IP55 INCREMENTAL ENCODER 22 BIT WITH COMMUTATING POSITION (ENCODER IC22DQ) WITH DRIVE-CLIQ INTERFACE DESIGN IM B5 (IMV 1,IM V3) SHAFT WITH FITTED KEY HALF-KEY BALANCING BEARING: STANDARD, VIBRATION SEVERITY GRADE R/A; SHAFT AND FLANGE ACCURACY: R TERMINAL BOX (ABOVE) CABLE ENTRY ON THE RIGHT SIGNAL CONNECTION D-END | 4422 | TEM | 1 | MC | 32 | 1
1PH80831DF022LH1 | SIMOTICS M COMPACT ASYNCHRONOUS MOTOR 1500RPM, 2,8KW, 18NM, 7,5A,346V 1750RPM, 3,3KW, 18NM, 7,5A,398V 2000RPM, 3,7KW, 18NM, 7,6A,447V FORCED VENTILATION; DIRECTION OF AIR FLOW DE --> NDE; DEGREE OF PROTECTION IP55 INCREMENTAL ENCODER 22 BIT WITH COMMUTATING POSITION (ENCODER IC22DQ) WITH DRIVE-CLIQ INTERFACE DESIGN IM B5 (IMV 1,IM V3) SHAFT WITH FITTED KEY HALF-KEY BALANCING BEARING: PERFORMANCE, VIBRATION SEVERITY GRADE SPECIAL/B; SHAFT A. FLANGE ACCURACY GR. SPECIAL POWER CONNECTOR (ABOVE) CABLE ENTRY D-END SIGNAL CONNECTION LEFT | 5254 | TEM | 1 | MC | 32 | 1
1PH80831DF101BA1 | SIMOTICS M COMPACT ASYNCHRONOUS MOTOR 1500RPM, 2,8KW,18NM, 7,5A, 346V 1750RPM, 3,3KW,18NM, 7,5A, 398V 2000RPM, 3,7KW,72NM, 7,6A, 447V FORCED VENTILATION; DIRECTION OF AIR FLOW NDE --> DE; DEGREE OF PROTECTION IP55 INCREMENTAL ENCODER 22 BIT WITH COMMUTATING POSITION (ENCODER IC22DQ) WITH DRIVE-CLIQ INTERFACE DESIGN IM B3 (IM V5, IM V6) SHAFT WITH FITTED KEY FULL-KEY BALANCING BEARING: STANDARD WITH FIXED BEARING, VIBRATION SEVERITY GRADE R/A; SHAFT AND FLANGE ACCURACY: R TERMINAL BOX (ABOVE) CABLE ENTRY ON THE RIGHT SIGNAL CONNECTION D-END | 4555 | TEM | 1 | MC | 32 | 1
1PH80831DF101BG1 | SIMOTICS M COMPACT ASYNCHRONOUS MOTOR 1500RPM, 2,8KW,18NM, 7,5A, 346V 1750RPM, 3,3KW,18NM, 7,5A, 398V 2000RPM, 3,7KW,72NM, 7,6A, 447V FORCED VENTILATION; DIRECTION OF AIR FLOW NDE --> DE; DEGREE OF PROTECTION IP55 INCREMENTAL ENCODER 22 BIT WITH COMMUTATING POSITION (ENCODER IC22DQ) WITH DRIVE-CLIQ INTERFACE DESIGN IM B3 (IM V5, IM V6) SHAFT WITH FITTED KEY FULL-KEY BALANCING BEARING: STANDARD WITH FIXED BEARING, VIBRATION SEVERITY GRADE R/A; SHAFT AND FLANGE ACCURACY: R POWER CONNECTOR (ABOVE) CABLE ENTRY ON THE ND-END SIGNAL CONNECTION LEFT | 4555 | TEM | 1 | MC | 32 | 1
1PH80831DF101GE1 | SIMOTICS M COMPACT ASYNCHRONOUS MOTOR 1500RPM, 2,8KW,18NM, 7,5A, 346V 1750RPM, 3,3KW,18NM, 7,5A, 398V 2000RPM, 3,7KW,72NM, 7,6A, 447V FORCED VENTILATION; DIRECTION OF AIR FLOW NDE --> DE; DEGREE OF PROTECTION IP55 INCREMENTAL ENCODER 22 BIT WITH COMMUTATING POSITION (ENCODER IC22DQ) WITH DRIVE-CLIQ INTERFACE DESIGN IM B3 (IM V5, IM V6) SHAFT WITH FITTED KEY FULL-KEY BALANCING BEARING: STANDARD, VIBRATION SEVERITY GRADE R/A; SHAFT AND FLANGE ACCURACY: R POWER CONNECTOR (ABOVE) CABLE ENTRY ON THE RIGHT SIGNAL CONNECTION D-END | 4270 | TEM | 1 | MC | 32 | 1
1PH80831DF102BA1 | SIMOTICS M COMPACT ASYNCHRONOUS MOTOR 1500RPM, 2,8KW,18NM, 7,5A, 346V 1750RPM, 3,3KW,18NM, 7,5A, 398V 2000RPM, 3,7KW,72NM, 7,6A, 447V FORCED VENTILATION; DIRECTION OF AIR FLOW NDE --> DE; DEGREE OF PROTECTION IP55 INCREMENTAL ENCODER 22 BIT WITH COMMUTATING POSITION (ENCODER IC22DQ) WITH DRIVE-CLIQ INTERFACE DESIGN IM B3 (IM V5, IM V6) SHAFT WITH FITTED KEY HALF-KEY BALANCING BEARING: STANDARD WITH FIXED BEARING, VIBRATION SEVERITY GRADE R/A; SHAFT AND FLANGE ACCURACY: R TERMINAL BOX (ABOVE) CABLE ENTRY ON THE RIGHT SIGNAL CONNECTION D-END | 4555 | TEM | 1 | MC | 32 | 1
1PH80831DF120BE1 | SIMOTICS M COMPACT ASYNCHRONOUS MOTOR 1500RPM, 2,8KW,18NM, 7,5A, 346V 1750RPM, 3,3KW,18NM, 7,5A, 398V 2000RPM, 3,7KW,72NM, 7,6A, 447V FORCED VENTILATION; DIRECTION OF AIR FLOW NDE --> DE; DEGREE OF PROTECTION IP55 INCREMENTAL ENCODER 22 BIT WITH COMMUTATING POSITION (ENCODER IC22DQ) WITH DRIVE-CLIQ INTERFACE DESIGN IM B5 (IMV 1,IM V3) PLAIN SHAFT WITHOUT FITTED KEY; BEARING: STANDARD WITH FIXED BEARING, VIBRATION SEVERITY GRADE R/A; SHAFT AND FLANGE ACCURACY: R POWER CONNECTOR (ABOVE) CABLE ENTRY ON THE RIGHT SIGNAL CONNECTION D-END | 4707 | TEM | 1 | MC | 32 | 1
1PH80831DF120BH1 | SIMOTICS M COMPACT ASYNCHRONOUS MOTOR 1500RPM, 2,8KW,18NM, 7,5A, 346V 1750RPM, 3,3KW,18NM, 7,5A, 398V 2000RPM, 3,7KW,72NM, 7,6A, 447V FORCED VENTILATION; DIRECTION OF AIR FLOW NDE --> DE; DEGREE OF PROTECTION IP55 INCREMENTAL ENCODER 22 BIT WITH COMMUTATING POSITION (ENCODER IC22DQ) WITH DRIVE-CLIQ INTERFACE DESIGN IM B5 (IMV 1,IM V3) PLAIN SHAFT WITHOUT FITTED KEY; BEARING: STANDARD WITH FIXED BEARING, VIBRATION SEVERITY GRADE R/A; SHAFT AND FLANGE ACCURACY: R POWER CONNECTOR (ABOVE) CABLE ENTRY D-END SIGNAL CONNECTION LEFT | 4707 | TEM | 1 | MC | 32 | 1
1PH80831DF121BA1 | SIMOTICS M COMPACT ASYNCHRONOUS MOTOR 1500RPM, 2,8KW,18NM, 7,5A, 346V 1750RPM, 3,3KW,18NM, 7,5A, 398V 2000RPM, 3,7KW,72NM, 7,6A, 447V FORCED VENTILATION; DIRECTION OF AIR FLOW NDE --> DE; DEGREE OF PROTECTION IP55 INCREMENTAL ENCODER 22 BIT WITH COMMUTATING POSITION (ENCODER IC22DQ) WITH DRIVE-CLIQ INTERFACE DESIGN IM B5 (IMV 1,IM V3) SHAFT WITH FITTED KEY FULL-KEY BALANCING BEARING: STANDARD WITH FIXED BEARING, VIBRATION SEVERITY GRADE R/A; SHAFT AND FLANGE ACCURACY: R TERMINAL BOX (ABOVE) CABLE ENTRY ON THE RIGHT SIGNAL CONNECTION D-END | 4707 | TEM | 1 | MC | 32 | 1
1PH80831DF121DA1 | SIMOTICS M COMPACT ASYNCHRONOUS MOTOR 1500RPM, 2,8KW,18NM, 7,5A, 346V 1750RPM, 3,3KW,18NM, 7,5A, 398V 2000RPM, 3,7KW,72NM, 7,6A, 447V FORCED VENTILATION; DIRECTION OF AIR FLOW NDE --> DE; DEGREE OF PROTECTION IP55 INCREMENTAL ENCODER 22 BIT WITH COMMUTATING POSITION (ENCODER IC22DQ) WITH DRIVE-CLIQ INTERFACE DESIGN IM B5 (IMV 1,IM V3) SHAFT WITH FITTED KEY FULL-KEY BALANCING BEARING: STANDARD WITH FIXED BEARING, VIBRATION SEVERITY GRADE SR/A; SHAFT AND FLANGE ACCURACY: R TERMINAL BOX (ABOVE) CABLE ENTRY ON THE RIGHT SIGNAL CONNECTION D-END | 4972 | TEM | 1 | MC | 32 | 1
1PH80831DF122BA1 | SIMOTICS M COMPACT ASYNCHRONOUS MOTOR 1500RPM, 2,8KW,18NM, 7,5A, 346V 1750RPM, 3,3KW,18NM, 7,5A, 398V 2000RPM, 3,7KW,72NM, 7,6A, 447V FORCED VENTILATION; DIRECTION OF AIR FLOW NDE --> DE; DEGREE OF PROTECTION IP55 INCREMENTAL ENCODER 22 BIT WITH COMMUTATING POSITION (ENCODER IC22DQ) WITH DRIVE-CLIQ INTERFACE DESIGN IM B5 (IMV 1,IM V3) SHAFT WITH FITTED KEY HALF-KEY BALANCING BEARING: STANDARD WITH FIXED BEARING, VIBRATION SEVERITY GRADE R/A; SHAFT AND FLANGE ACCURACY: R TERMINAL BOX (ABOVE) CABLE ENTRY ON THE RIGHT SIGNAL CONNECTION D-END | 4707 | TEM | 1 | MC | 32 | 1
1PH80831DF122GA1 | SIMOTICS M COMPACT ASYNCHRONOUS MOTOR 1500RPM, 2,8KW,18NM, 7,5A, 346V 1750RPM, 3,3KW,18NM, 7,5A, 398V 2000RPM, 3,7KW,72NM, 7,6A, 447V FORCED VENTILATION; DIRECTION OF AIR FLOW NDE --> DE; DEGREE OF PROTECTION IP55 INCREMENTAL ENCODER 22 BIT WITH COMMUTATING POSITION (ENCODER IC22DQ) WITH DRIVE-CLIQ INTERFACE DESIGN IM B5 (IMV 1,IM V3) SHAFT WITH FITTED KEY HALF-KEY BALANCING BEARING: STANDARD, VIBRATION SEVERITY GRADE R/A; SHAFT AND FLANGE ACCURACY: R TERMINAL BOX (ABOVE) CABLE ENTRY ON THE RIGHT SIGNAL CONNECTION D-END | 4422 | TEM | 1 | MC | 32 | 1
1PH80831DF200DG1 | SIMOTICS M COMPACT ASYNCHRONOUS MOTOR 1500RPM, 3,5KW,22NM, 8,9A, 357V 1750RPM, 4,0KW,22NM, 8,7A, 416V 2000RPM, 4,6KW,22NM, 8,7A, 457V WATER COOLING DEGREE OF PROTECTION IP65 INCREMENTAL ENCODER 22 BIT WITH COMMUTATING POSITION (ENCODER IC22DQ) WITH DRIVE-CLIQ INTERFACE DESIGN IM B3 (IM V5, IM V6) PLAIN SHAFT WITHOUT FITTED KEY; BEARING: STANDARD WITH FIXED BEARING, VIBRATION SEVERITY GRADE SR/A; SHAFT AND FLANGE ACCURACY: R POWER CONNECTOR (ABOVE) CABLE ENTRY ON THE ND-END SIGNAL CONNECTION LEFT | 5135 | TEM | 1 | MC | 36 | 1
1PH80831DF220DC1 | SIMOTICS M COMPACT ASYNCHRONOUS MOTOR 1500RPM, 3,5KW,22NM, 8,9A, 357V 1750RPM, 4,0KW,22NM, 8,7A, 416V 2000RPM, 4,6KW,22NM, 8,7A, 457V WATER COOLING DEGREE OF PROTECTION IP65 INCREMENTAL ENCODER 22 BIT WITH COMMUTATING POSITION (ENCODER IC22DQ) WITH DRIVE-CLIQ INTERFACE DESIGN IM B5 (IMV 1,IM V3) PLAIN SHAFT WITHOUT FITTED KEY; BEARING: STANDARD WITH FIXED BEARING, VIBRATION SEVERITY GRADE SR/A; SHAFT AND FLANGE ACCURACY: R TERMINAL BOX (ABOVE) CABLE ENTRY ON THE ND-END SIGNAL CONNECTION LEFT | 5287 | TEM | 1 | MC | 36 | 1
1PH80831DG000CA1 | SIMOTICS M COMPACT ASYNCHRONOUS MOTOR 2000RPM, 3,7KW,18NM, 11,6A,293V 2300RPM, 4,1KW,17NM, 11,3A,332V 2650RPM, 4,6KW,17NM, 11,2A,376V FORCED VENTILATION; DIRECTION OF AIR FLOW DE --> NDE; DEGREE OF PROTECTION IP55 INCREMENTAL ENCODER 22 BIT WITH COMMUTATING POSITION (ENCODER IC22DQ) WITH DRIVE-CLIQ INTERFACE DESIGN IM B3 (IM V5, IM V6) PLAIN SHAFT WITHOUT FITTED KEY; BEARING: STANDARD WITH FIXED BEARING, VIBRATION SEVERITY GRADE S/A, SHAFT AND FLANGE ACCURACY: R TERMINAL BOX (ABOVE) CABLE ENTRY ON THE RIGHT SIGNAL CONNECTION D-END | 4750 | TEM | 1 | MC | 32 | 1
1PH80831DG000LG1 | SIMOTICS M COMPACT ASYNCHRONOUS MOTOR 2000RPM, 3,7KW,18NM, 11,6A,293V 2300RPM, 4,1KW,17NM, 11,3A,332V 2650RPM, 4,6KW,17NM, 11,2A,376V FORCED VENTILATION; DIRECTION OF AIR FLOW DE --> NDE; DEGREE OF PROTECTION IP55 INCREMENTAL ENCODER 22 BIT WITH COMMUTATING POSITION (ENCODER IC22DQ) WITH DRIVE-CLIQ INTERFACE DESIGN IM B3 (IM V5, IM V6) PLAIN SHAFT WITHOUT FITTED KEY; BEARING: PERFORMANCE, VIBRATION SEVERITY GRADE SPECIAL/B; SHAFT A. FLANGE ACCURACY GR. SPECIAL POWER CONNECTOR (ABOVE) CABLE ENTRY ON THE ND-END SIGNAL CONNECTION LEFT | 5102 | TEM | 1 | MC | 32 | 1
1PH80831DG001BA1 | SIMOTICS M COMPACT ASYNCHRONOUS MOTOR 2000RPM, 3,7KW,18NM, 11,6A,293V 2300RPM, 4,1KW,17NM, 11,3A,332V 2650RPM, 4,6KW,17NM, 11,2A,376V FORCED VENTILATION; DIRECTION OF AIR FLOW DE --> NDE; DEGREE OF PROTECTION IP55 INCREMENTAL ENCODER 22 BIT WITH COMMUTATING POSITION (ENCODER IC22DQ) WITH DRIVE-CLIQ INTERFACE DESIGN IM B3 (IM V5, IM V6) SHAFT WITH FITTED KEY FULL-KEY BALANCING BEARING: STANDARD WITH FIXED BEARING, VIBRATION SEVERITY GRADE R/A; SHAFT AND FLANGE ACCURACY: R TERMINAL BOX (ABOVE) CABLE ENTRY ON THE RIGHT SIGNAL CONNECTION D-END | 4555 | TEM | 1 | MC | 32 | 1
1PH80831DG002DA1 | SIMOTICS M COMPACT ASYNCHRONOUS MOTOR 2000RPM, 3,7KW,18NM, 11,6A,293V 2300RPM, 4,1KW,17NM, 11,3A,332V 2650RPM, 4,6KW,17NM, 11,2A,376V FORCED VENTILATION; DIRECTION OF AIR FLOW DE --> NDE; DEGREE OF PROTECTION IP55 INCREMENTAL ENCODER 22 BIT WITH COMMUTATING POSITION (ENCODER IC22DQ) WITH DRIVE-CLIQ INTERFACE DESIGN IM B3 (IM V5, IM V6) SHAFT WITH FITTED KEY HALF-KEY BALANCING BEARING: STANDARD WITH FIXED BEARING, VIBRATION SEVERITY GRADE SR/A; SHAFT AND FLANGE ACCURACY: R TERMINAL BOX (ABOVE) CABLE ENTRY ON THE RIGHT SIGNAL CONNECTION D-END | 4820 | TEM | 1 | MC | 32 | 1
1PH80831DG020BA1 | SIMOTICS M COMPACT ASYNCHRONOUS MOTOR 2000RPM, 3,7KW,18NM, 11,6A,293V 2300RPM, 4,1KW,17NM, 11,3A,332V 2650RPM, 4,6KW,17NM, 11,2A,376V FORCED VENTILATION; DIRECTION OF AIR FLOW DE --> NDE; DEGREE OF PROTECTION IP55 INCREMENTAL ENCODER 22 BIT WITH COMMUTATING POSITION (ENCODER IC22DQ) WITH DRIVE-CLIQ INTERFACE DESIGN IM B5 (IMV 1,IM V3) PLAIN SHAFT WITHOUT FITTED KEY; BEARING: STANDARD WITH FIXED BEARING, VIBRATION SEVERITY GRADE R/A; SHAFT AND FLANGE ACCURACY: R TERMINAL BOX (ABOVE) CABLE ENTRY ON THE RIGHT SIGNAL CONNECTION D-END | 4707 | TEM | 1 | MC | 32 | 1
1PH80831DG020BE1 | SIMOTICS M COMPACT ASYNCHRONOUS MOTOR 2000RPM, 3,7KW,18NM, 11,6A,293V 2300RPM, 4,1KW,17NM, 11,3A,332V 2650RPM, 4,6KW,17NM, 11,2A,376V FORCED VENTILATION; DIRECTION OF AIR FLOW DE --> NDE; DEGREE OF PROTECTION IP55 INCREMENTAL ENCODER 22 BIT WITH COMMUTATING POSITION (ENCODER IC22DQ) WITH DRIVE-CLIQ INTERFACE DESIGN IM B5 (IMV 1,IM V3) PLAIN SHAFT WITHOUT FITTED KEY; BEARING: STANDARD WITH FIXED BEARING, VIBRATION SEVERITY GRADE R/A; SHAFT AND FLANGE ACCURACY: R POWER CONNECTOR (ABOVE) CABLE ENTRY ON THE RIGHT SIGNAL CONNECTION D-END | 4707 | TEM | 1 | MC | 32 | 1
1PH80831DG020BG1 | SIMOTICS M COMPACT ASYNCHRONOUS MOTOR 2000RPM, 3,7KW,18NM, 11,6A,293V 2300RPM, 4,1KW,17NM, 11,3A,332V 2650RPM, 4,6KW,17NM, 11,2A,376V FORCED VENTILATION; DIRECTION OF AIR FLOW DE --> NDE; DEGREE OF PROTECTION IP55 INCREMENTAL ENCODER 22 BIT WITH COMMUTATING POSITION (ENCODER IC22DQ) WITH DRIVE-CLIQ INTERFACE DESIGN IM B5 (IMV 1,IM V3) PLAIN SHAFT WITHOUT FITTED KEY; BEARING: STANDARD WITH FIXED BEARING, VIBRATION SEVERITY GRADE R/A; SHAFT AND FLANGE ACCURACY: R POWER CONNECTOR (ABOVE) CABLE ENTRY ON THE ND-END SIGNAL CONNECTION LEFT | 4707 | TEM | 1 | MC | 32 | 1
1PH80831DG020CA1 | SIMOTICS M COMPACT ASYNCHRONOUS MOTOR 2000RPM, 3,7KW,18NM, 11,6A,293V 2300RPM, 4,1KW,17NM, 11,3A,332V 2650RPM, 4,6KW,17NM, 11,2A,376V FORCED VENTILATION; DIRECTION OF AIR FLOW DE --> NDE; DEGREE OF PROTECTION IP55 INCREMENTAL ENCODER 22 BIT WITH COMMUTATING POSITION (ENCODER IC22DQ) WITH DRIVE-CLIQ INTERFACE DESIGN IM B5 (IMV 1,IM V3) PLAIN SHAFT WITHOUT FITTED KEY; BEARING: STANDARD WITH FIXED BEARING, VIBRATION SEVERITY GRADE S/A, SHAFT AND FLANGE ACCURACY: R TERMINAL BOX (ABOVE) CABLE ENTRY ON THE RIGHT SIGNAL CONNECTION D-END | 4902 | TEM | 1 | MC | 32 | 1
1PH80831DG020CE1 | SIMOTICS M COMPACT ASYNCHRONOUS MOTOR 2000RPM, 3,7KW,18NM, 11,6A,293V 2300RPM, 4,1KW,17NM, 11,3A,332V 2650RPM, 4,6KW,17NM, 11,2A,376V FORCED VENTILATION; DIRECTION OF AIR FLOW DE --> NDE; DEGREE OF PROTECTION IP55 INCREMENTAL ENCODER 22 BIT WITH COMMUTATING POSITION (ENCODER IC22DQ) WITH DRIVE-CLIQ INTERFACE DESIGN IM B5 (IMV 1,IM V3) PLAIN SHAFT WITHOUT FITTED KEY; BEARING: STANDARD WITH FIXED BEARING, VIBRATION SEVERITY GRADE S/A, SHAFT AND FLANGE ACCURACY: R POWER CONNECTOR (ABOVE) CABLE ENTRY ON THE RIGHT SIGNAL CONNECTION D-END | 4902 | TEM | 1 | MC | 32 | 1
1PH80831DG020CH1 | SIMOTICS M COMPACT ASYNCHRONOUS MOTOR 2000RPM, 3,7KW,18NM, 11,6A,293V 2300RPM, 4,1KW,17NM, 11,3A,332V 2650RPM, 4,6KW,17NM, 11,2A,376V FORCED VENTILATION; DIRECTION OF AIR FLOW DE --> NDE; DEGREE OF PROTECTION IP55 INCREMENTAL ENCODER 22 BIT WITH COMMUTATING POSITION (ENCODER IC22DQ) WITH DRIVE-CLIQ INTERFACE DESIGN IM B5 (IMV 1,IM V3) PLAIN SHAFT WITHOUT FITTED KEY; BEARING: STANDARD WITH FIXED BEARING, VIBRATION SEVERITY GRADE S/A, SHAFT AND FLANGE ACCURACY: R POWER CONNECTOR (ABOVE) CABLE ENTRY D-END SIGNAL CONNECTION LEFT | 4902 | TEM | 1 | MC | 32 | 1
1PH80831DG020DA1 | SIMOTICS M COMPACT ASYNCHRONOUS MOTOR 2000RPM, 3,7KW,18NM, 11,6A,293V 2300RPM, 4,1KW,17NM, 11,3A,332V 2650RPM, 4,6KW,17NM, 11,2A,376V FORCED VENTILATION; DIRECTION OF AIR FLOW DE --> NDE; DEGREE OF PROTECTION IP55 INCREMENTAL ENCODER 22 BIT WITH COMMUTATING POSITION (ENCODER IC22DQ) WITH DRIVE-CLIQ INTERFACE DESIGN IM B5 (IMV 1,IM V3) PLAIN SHAFT WITHOUT FITTED KEY; BEARING: STANDARD WITH FIXED BEARING, VIBRATION SEVERITY GRADE SR/A; SHAFT AND FLANGE ACCURACY: R TERMINAL BOX (ABOVE) CABLE ENTRY ON THE RIGHT SIGNAL CONNECTION D-END | 4972 | TEM | 1 | MC | 32 | 1
1PH80831DG020DE1 | SIMOTICS M COMPACT ASYNCHRONOUS MOTOR 2000RPM, 3,7KW,18NM, 11,6A,293V 2300RPM, 4,1KW,17NM, 11,3A,332V 2650RPM, 4,6KW,17NM, 11,2A,376V FORCED VENTILATION; DIRECTION OF AIR FLOW DE --> NDE; DEGREE OF PROTECTION IP55 INCREMENTAL ENCODER 22 BIT WITH COMMUTATING POSITION (ENCODER IC22DQ) WITH DRIVE-CLIQ INTERFACE DESIGN IM B5 (IMV 1,IM V3) PLAIN SHAFT WITHOUT FITTED KEY; BEARING: STANDARD WITH FIXED BEARING, VIBRATION SEVERITY GRADE SR/A; SHAFT AND FLANGE ACCURACY: R POWER CONNECTOR (ABOVE) CABLE ENTRY ON THE RIGHT SIGNAL CONNECTION D-END | 4972 | TEM | 1 | MC | 32 | 1
1PH80831DG020DG1 | SIMOTICS M COMPACT ASYNCHRONOUS MOTOR 2000RPM, 3,7KW,18NM, 11,6A,293V 2300RPM, 4,1KW,17NM, 11,3A,332V 2650RPM, 4,6KW,17NM, 11,2A,376V FORCED VENTILATION; DIRECTION OF AIR FLOW DE --> NDE; DEGREE OF PROTECTION IP55 INCREMENTAL ENCODER 22 BIT WITH COMMUTATING POSITION (ENCODER IC22DQ) WITH DRIVE-CLIQ INTERFACE DESIGN IM B5 (IMV 1,IM V3) PLAIN SHAFT WITHOUT FITTED KEY; BEARING: STANDARD WITH FIXED BEARING, VIBRATION SEVERITY GRADE SR/A; SHAFT AND FLANGE ACCURACY: R POWER CONNECTOR (ABOVE) CABLE ENTRY ON THE ND-END SIGNAL CONNECTION LEFT | 4972 | TEM | 1 | MC | 32 | 1
1PH80831DG020GA1 | SIMOTICS M COMPACT ASYNCHRONOUS MOTOR 2000RPM, 3,7KW,18NM, 11,6A,293V 2300RPM, 4,1KW,17NM, 11,3A,332V 2650RPM, 4,6KW,17NM, 11,2A,376V FORCED VENTILATION; DIRECTION OF AIR FLOW DE --> NDE; DEGREE OF PROTECTION IP55 INCREMENTAL ENCODER 22 BIT WITH COMMUTATING POSITION (ENCODER IC22DQ) WITH DRIVE-CLIQ INTERFACE DESIGN IM B5 (IMV 1,IM V3) PLAIN SHAFT WITHOUT FITTED KEY; BEARING: STANDARD, VIBRATION SEVERITY GRADE R/A; SHAFT AND FLANGE ACCURACY: R TERMINAL BOX (ABOVE) CABLE ENTRY ON THE RIGHT SIGNAL CONNECTION D-END | 4422 | TEM | 1 | MC | 32 | 1
1PH80831DG020LE1 | SIMOTICS M COMPACT ASYNCHRONOUS MOTOR 2000RPM, 3,7KW,18NM, 11,6A,293V 2300RPM, 4,1KW,17NM, 11,3A,332V 2650RPM, 4,6KW,17NM, 11,2A,376V FORCED VENTILATION; DIRECTION OF AIR FLOW DE --> NDE; DEGREE OF PROTECTION IP55 INCREMENTAL ENCODER 22 BIT WITH COMMUTATING POSITION (ENCODER IC22DQ) WITH DRIVE-CLIQ INTERFACE DESIGN IM B5 (IMV 1,IM V3) PLAIN SHAFT WITHOUT FITTED KEY; BEARING: PERFORMANCE, VIBRATION SEVERITY GRADE SPECIAL/B; SHAFT A. FLANGE ACCURACY GR. SPECIAL POWER CONNECTOR (ABOVE) CABLE ENTRY ON THE RIGHT SIGNAL CONNECTION D-END | 5254 | TEM | 1 | MC | 32 | 1
1PH80831DG021BA1 | SIMOTICS M COMPACT ASYNCHRONOUS MOTOR 2000RPM, 3,7KW,18NM, 11,6A,293V 2300RPM, 4,1KW,17NM, 11,3A,332V 2650RPM, 4,6KW,17NM, 11,2A,376V FORCED VENTILATION; DIRECTION OF AIR FLOW DE --> NDE; DEGREE OF PROTECTION IP55 INCREMENTAL ENCODER 22 BIT WITH COMMUTATING POSITION (ENCODER IC22DQ) WITH DRIVE-CLIQ INTERFACE DESIGN IM B5 (IMV 1,IM V3) SHAFT WITH FITTED KEY FULL-KEY BALANCING BEARING: STANDARD WITH FIXED BEARING, VIBRATION SEVERITY GRADE R/A; SHAFT AND FLANGE ACCURACY: R TERMINAL BOX (ABOVE) CABLE ENTRY ON THE RIGHT SIGNAL CONNECTION D-END | 4707 | TEM | 1 | MC | 32 | 1
1PH80831DG021BB1 | SIMOTICS M COMPACT ASYNCHRONOUS MOTOR 2000RPM, 3,7KW,18NM, 11,6A,293V 2300RPM, 4,1KW,17NM, 11,3A,332V 2650RPM, 4,6KW,17NM, 11,2A,376V FORCED VENTILATION; DIRECTION OF AIR FLOW DE --> NDE; DEGREE OF PROTECTION IP55 INCREMENTAL ENCODER 22 BIT WITH COMMUTATING POSITION (ENCODER IC22DQ) WITH DRIVE-CLIQ INTERFACE DESIGN IM B5 (IMV 1,IM V3) SHAFT WITH FITTED KEY FULL-KEY BALANCING BEARING: STANDARD WITH FIXED BEARING, VIBRATION SEVERITY GRADE R/A; SHAFT AND FLANGE ACCURACY: R TERMINAL BOX (ABOVE) CABLE ENTRY ON THE LEFT SIGNAL CONNECTION D-END | 4707 | TEM | 1 | MC | 32 | 1
1PH80831DG021CA1 | SIMOTICS M COMPACT ASYNCHRONOUS MOTOR 2000RPM, 3,7KW,18NM, 11,6A,293V 2300RPM, 4,1KW,17NM, 11,3A,332V 2650RPM, 4,6KW,17NM, 11,2A,376V FORCED VENTILATION; DIRECTION OF AIR FLOW DE --> NDE; DEGREE OF PROTECTION IP55 INCREMENTAL ENCODER 22 BIT WITH COMMUTATING POSITION (ENCODER IC22DQ) WITH DRIVE-CLIQ INTERFACE DESIGN IM B5 (IMV 1,IM V3) SHAFT WITH FITTED KEY FULL-KEY BALANCING BEARING: STANDARD WITH FIXED BEARING, VIBRATION SEVERITY GRADE S/A, SHAFT AND FLANGE ACCURACY: R TERMINAL BOX (ABOVE) CABLE ENTRY ON THE RIGHT SIGNAL CONNECTION D-END | 4902 | TEM | 1 | MC | 32 | 1
1PH80831DG022BA1 | SIMOTICS M COMPACT ASYNCHRONOUS MOTOR 2000RPM, 3,7KW,18NM, 11,6A,293V 2300RPM, 4,1KW,17NM, 11,3A,332V 2650RPM, 4,6KW,17NM, 11,2A,376V FORCED VENTILATION; DIRECTION OF AIR FLOW DE --> NDE; DEGREE OF PROTECTION IP55 INCREMENTAL ENCODER 22 BIT WITH COMMUTATING POSITION (ENCODER IC22DQ) WITH DRIVE-CLIQ INTERFACE DESIGN IM B5 (IMV 1,IM V3) SHAFT WITH FITTED KEY HALF-KEY BALANCING BEARING: STANDARD WITH FIXED BEARING, VIBRATION SEVERITY GRADE R/A; SHAFT AND FLANGE ACCURACY: R TERMINAL BOX (ABOVE) CABLE ENTRY ON THE RIGHT SIGNAL CONNECTION D-END | 4707 | TEM | 1 | MC | 32 | 1
1PH80831DG022BB1 | SIMOTICS M COMPACT ASYNCHRONOUS MOTOR 2000RPM, 3,7KW,18NM, 11,6A,293V 2300RPM, 4,1KW,17NM, 11,3A,332V 2650RPM, 4,6KW,17NM, 11,2A,376V FORCED VENTILATION; DIRECTION OF AIR FLOW DE --> NDE; DEGREE OF PROTECTION IP55 INCREMENTAL ENCODER 22 BIT WITH COMMUTATING POSITION (ENCODER IC22DQ) WITH DRIVE-CLIQ INTERFACE DESIGN IM B5 (IMV 1,IM V3) SHAFT WITH FITTED KEY HALF-KEY BALANCING BEARING: STANDARD WITH FIXED BEARING, VIBRATION SEVERITY GRADE R/A; SHAFT AND FLANGE ACCURACY: R TERMINAL BOX (ABOVE) CABLE ENTRY ON THE LEFT SIGNAL CONNECTION D-END | 4707 | TEM | 1 | MC | 32 | 1
1PH80831DG022CA1 | SIMOTICS M COMPACT ASYNCHRONOUS MOTOR 2000RPM, 3,7KW,18NM, 11,6A,293V 2300RPM, 4,1KW,17NM, 11,3A,332V 2650RPM, 4,6KW,17NM, 11,2A,376V FORCED VENTILATION; DIRECTION OF AIR FLOW DE --> NDE; DEGREE OF PROTECTION IP55 INCREMENTAL ENCODER 22 BIT WITH COMMUTATING POSITION (ENCODER IC22DQ) WITH DRIVE-CLIQ INTERFACE DESIGN IM B5 (IMV 1,IM V3) SHAFT WITH FITTED KEY HALF-KEY BALANCING BEARING: STANDARD WITH FIXED BEARING, VIBRATION SEVERITY GRADE S/A, SHAFT AND FLANGE ACCURACY: R TERMINAL BOX (ABOVE) CABLE ENTRY ON THE RIGHT SIGNAL CONNECTION D-END | 4902 | TEM | 1 | MC | 32 | 1
1PH80831DG022GA1 | SIMOTICS M COMPACT ASYNCHRONOUS MOTOR 2000RPM, 3,7KW,18NM, 11,6A,293V 2300RPM, 4,1KW,17NM, 11,3A,332V 2650RPM, 4,6KW,17NM, 11,2A,376V FORCED VENTILATION; DIRECTION OF AIR FLOW DE --> NDE; DEGREE OF PROTECTION IP55 INCREMENTAL ENCODER 22 BIT WITH COMMUTATING POSITION (ENCODER IC22DQ) WITH DRIVE-CLIQ INTERFACE DESIGN IM B5 (IMV 1,IM V3) SHAFT WITH FITTED KEY HALF-KEY BALANCING BEARING: STANDARD, VIBRATION SEVERITY GRADE R/A; SHAFT AND FLANGE ACCURACY: R TERMINAL BOX (ABOVE) CABLE ENTRY ON THE RIGHT SIGNAL CONNECTION D-END | 4422 | TEM | 1 | MC | 32 | 1
1PH80831DG101BA1 | SIMOTICS M COMPACT ASYNCHRONOUS MOTOR 2000RPM, 3,7KW,18NM, 11,6A,293V 2300RPM, 4,1KW,17NM, 11,3A,332V 2650RPM, 4,6KW,17NM, 11,2A,376V FORCED VENTILATION; DIRECTION OF AIR FLOW NDE --> DE; DEGREE OF PROTECTION IP55 INCREMENTAL ENCODER 22 BIT WITH COMMUTATING POSITION (ENCODER IC22DQ) WITH DRIVE-CLIQ INTERFACE DESIGN IM B3 (IM V5, IM V6) SHAFT WITH FITTED KEY FULL-KEY BALANCING BEARING: STANDARD WITH FIXED BEARING, VIBRATION SEVERITY GRADE R/A; SHAFT AND FLANGE ACCURACY: R TERMINAL BOX (ABOVE) CABLE ENTRY ON THE RIGHT SIGNAL CONNECTION D-END | 4555 | TEM | 1 | MC | 32 | 1
1PH80831DG120BA1 | SIMOTICS M COMPACT ASYNCHRONOUS MOTOR 2000RPM, 3,7KW,18NM, 11,6A,293V 2300RPM, 4,1KW,17NM, 11,3A,332V 2650RPM, 4,6KW,17NM, 11,2A,376V FORCED VENTILATION; DIRECTION OF AIR FLOW NDE --> DE; DEGREE OF PROTECTION IP55 INCREMENTAL ENCODER 22 BIT WITH COMMUTATING POSITION (ENCODER IC22DQ) WITH DRIVE-CLIQ INTERFACE DESIGN IM B5 (IMV 1,IM V3) PLAIN SHAFT WITHOUT FITTED KEY; BEARING: STANDARD WITH FIXED BEARING, VIBRATION SEVERITY GRADE R/A; SHAFT AND FLANGE ACCURACY: R TERMINAL BOX (ABOVE) CABLE ENTRY ON THE RIGHT SIGNAL CONNECTION D-END | 4707 | TEM | 1 | MC | 32 | 1
1PH80831DG120BG1 | SIMOTICS M COMPACT ASYNCHRONOUS MOTOR 2000RPM, 3,7KW,18NM, 11,6A,293V 2300RPM, 4,1KW,17NM, 11,3A,332V 2650RPM, 4,6KW,17NM, 11,2A,376V FORCED VENTILATION; DIRECTION OF AIR FLOW NDE --> DE; DEGREE OF PROTECTION IP55 INCREMENTAL ENCODER 22 BIT WITH COMMUTATING POSITION (ENCODER IC22DQ) WITH DRIVE-CLIQ INTERFACE DESIGN IM B5 (IMV 1,IM V3) PLAIN SHAFT WITHOUT FITTED KEY; BEARING: STANDARD WITH FIXED BEARING, VIBRATION SEVERITY GRADE R/A; SHAFT AND FLANGE ACCURACY: R POWER CONNECTOR (ABOVE) CABLE ENTRY ON THE ND-END SIGNAL CONNECTION LEFT | 4707 | TEM | 1 | MC | 32 | 1
1PH80831DG120CC1 | SIMOTICS M COMPACT ASYNCHRONOUS MOTOR 2000RPM, 3,7KW,18NM, 11,6A,293V 2300RPM, 4,1KW,17NM, 11,3A,332V 2650RPM, 4,6KW,17NM, 11,2A,376V FORCED VENTILATION; DIRECTION OF AIR FLOW NDE --> DE; DEGREE OF PROTECTION IP55 INCREMENTAL ENCODER 22 BIT WITH COMMUTATING POSITION (ENCODER IC22DQ) WITH DRIVE-CLIQ INTERFACE DESIGN IM B5 (IMV 1,IM V3) PLAIN SHAFT WITHOUT FITTED KEY; BEARING: STANDARD WITH FIXED BEARING, VIBRATION SEVERITY GRADE S/A, SHAFT AND FLANGE ACCURACY: R TERMINAL BOX (ABOVE) CABLE ENTRY ON THE ND-END SIGNAL CONNECTION LEFT | 4902 | TEM | 1 | MC | 32 | 1
1PH80831DG120GG1 | SIMOTICS M COMPACT ASYNCHRONOUS MOTOR 2000RPM, 3,7KW,18NM, 11,6A,293V 2300RPM, 4,1KW,17NM, 11,3A,332V 2650RPM, 4,6KW,17NM, 11,2A,376V FORCED VENTILATION; DIRECTION OF AIR FLOW NDE --> DE; DEGREE OF PROTECTION IP55 INCREMENTAL ENCODER 22 BIT WITH COMMUTATING POSITION (ENCODER IC22DQ) WITH DRIVE-CLIQ INTERFACE DESIGN IM B5 (IMV 1,IM V3) PLAIN SHAFT WITHOUT FITTED KEY; BEARING: STANDARD, VIBRATION SEVERITY GRADE R/A; SHAFT AND FLANGE ACCURACY: R POWER CONNECTOR (ABOVE) CABLE ENTRY ON THE ND-END SIGNAL CONNECTION LEFT | 4422 | TEM | 1 | MC | 32 | 1
1PH80831DG120LA1 | SIMOTICS M COMPACT ASYNCHRONOUS MOTOR 2000RPM, 3,7KW,18NM, 11,6A,293V 2300RPM, 4,1KW,17NM, 11,3A,332V 2650RPM, 4,6KW,17NM, 11,2A,376V FORCED VENTILATION; DIRECTION OF AIR FLOW NDE --> DE; DEGREE OF PROTECTION IP55 INCREMENTAL ENCODER 22 BIT WITH COMMUTATING POSITION (ENCODER IC22DQ) WITH DRIVE-CLIQ INTERFACE DESIGN IM B5 (IMV 1,IM V3) PLAIN SHAFT WITHOUT FITTED KEY; BEARING: PERFORMANCE, VIBRATION SEVERITY GRADE SPECIAL/B; SHAFT A. FLANGE ACCURACY GR. SPECIAL TERMINAL BOX (ABOVE) CABLE ENTRY ON THE RIGHT SIGNAL CONNECTION D-END | 5254 | TEM | 1 | MC | 32 | 1
1PH80831DG121CA1 | SIMOTICS M COMPACT ASYNCHRONOUS MOTOR 2000RPM, 3,7KW,18NM, 11,6A,293V 2300RPM, 4,1KW,17NM, 11,3A,332V 2650RPM, 4,6KW,17NM, 11,2A,376V FORCED VENTILATION; DIRECTION OF AIR FLOW NDE --> DE; DEGREE OF PROTECTION IP55 INCREMENTAL ENCODER 22 BIT WITH COMMUTATING POSITION (ENCODER IC22DQ) WITH DRIVE-CLIQ INTERFACE DESIGN IM B5 (IMV 1,IM V3) SHAFT WITH FITTED KEY FULL-KEY BALANCING BEARING: STANDARD WITH FIXED BEARING, VIBRATION SEVERITY GRADE S/A, SHAFT AND FLANGE ACCURACY: R TERMINAL BOX (ABOVE) CABLE ENTRY ON THE RIGHT SIGNAL CONNECTION D-END | 4902 | TEM | 1 | MC | 32 | 1
1PH80831DG122BA1 | SIMOTICS M COMPACT ASYNCHRONOUS MOTOR 2000RPM, 3,7KW,18NM, 11,6A,293V 2300RPM, 4,1KW,17NM, 11,3A,332V 2650RPM, 4,6KW,17NM, 11,2A,376V FORCED VENTILATION; DIRECTION OF AIR FLOW NDE --> DE; DEGREE OF PROTECTION IP55 INCREMENTAL ENCODER 22 BIT WITH COMMUTATING POSITION (ENCODER IC22DQ) WITH DRIVE-CLIQ INTERFACE DESIGN IM B5 (IMV 1,IM V3) SHAFT WITH FITTED KEY HALF-KEY BALANCING BEARING: STANDARD WITH FIXED BEARING, VIBRATION SEVERITY GRADE R/A; SHAFT AND FLANGE ACCURACY: R TERMINAL BOX (ABOVE) CABLE ENTRY ON THE RIGHT SIGNAL CONNECTION D-END | 4707 | TEM | 1 | MC | 32 | 1
1PH80831DG122BB1 | SIMOTICS M COMPACT ASYNCHRONOUS MOTOR 2000RPM, 3,7KW,18NM, 11,6A,293V 2300RPM, 4,1KW,17NM, 11,3A,332V 2650RPM, 4,6KW,17NM, 11,2A,376V FORCED VENTILATION; DIRECTION OF AIR FLOW NDE --> DE; DEGREE OF PROTECTION IP55 INCREMENTAL ENCODER 22 BIT WITH COMMUTATING POSITION (ENCODER IC22DQ) WITH DRIVE-CLIQ INTERFACE DESIGN IM B5 (IMV 1,IM V3) SHAFT WITH FITTED KEY HALF-KEY BALANCING BEARING: STANDARD WITH FIXED BEARING, VIBRATION SEVERITY GRADE R/A; SHAFT AND FLANGE ACCURACY: R TERMINAL BOX (ABOVE) CABLE ENTRY ON THE LEFT SIGNAL CONNECTION D-END | 4707 | TEM | 1 | MC | 32 | 1
1PH80831DG122BC1 | SIMOTICS M COMPACT ASYNCHRONOUS MOTOR 2000RPM, 3,7KW,18NM, 11,6A,293V 2300RPM, 4,1KW,17NM, 11,3A,332V 2650RPM, 4,6KW,17NM, 11,2A,376V FORCED VENTILATION; DIRECTION OF AIR FLOW NDE --> DE; DEGREE OF PROTECTION IP55 INCREMENTAL ENCODER 22 BIT WITH COMMUTATING POSITION (ENCODER IC22DQ) WITH DRIVE-CLIQ INTERFACE DESIGN IM B5 (IMV 1,IM V3) SHAFT WITH FITTED KEY HALF-KEY BALANCING BEARING: STANDARD WITH FIXED BEARING, VIBRATION SEVERITY GRADE R/A; SHAFT AND FLANGE ACCURACY: R TERMINAL BOX (ABOVE) CABLE ENTRY ON THE ND-END SIGNAL CONNECTION LEFT | 4707 | TEM | 1 | MC | 32 | 1
1PH80831DG122BG1 | SIMOTICS M COMPACT ASYNCHRONOUS MOTOR 2000RPM, 3,7KW,18NM, 11,6A,293V 2300RPM, 4,1KW,17NM, 11,3A,332V 2650RPM, 4,6KW,17NM, 11,2A,376V FORCED VENTILATION; DIRECTION OF AIR FLOW NDE --> DE; DEGREE OF PROTECTION IP55 INCREMENTAL ENCODER 22 BIT WITH COMMUTATING POSITION (ENCODER IC22DQ) WITH DRIVE-CLIQ INTERFACE DESIGN IM B5 (IMV 1,IM V3) SHAFT WITH FITTED KEY HALF-KEY BALANCING BEARING: STANDARD WITH FIXED BEARING, VIBRATION SEVERITY GRADE R/A; SHAFT AND FLANGE ACCURACY: R POWER CONNECTOR (ABOVE) CABLE ENTRY ON THE ND-END SIGNAL CONNECTION LEFT | 4707 | TEM | 1 | MC | 32 | 1
1PH80831DG122DA1 | SIMOTICS M COMPACT ASYNCHRONOUS MOTOR 2000RPM, 3,7KW,18NM, 11,6A,293V 2300RPM, 4,1KW,17NM, 11,3A,332V 2650RPM, 4,6KW,17NM, 11,2A,376V FORCED VENTILATION; DIRECTION OF AIR FLOW NDE --> DE; DEGREE OF PROTECTION IP55 INCREMENTAL ENCODER 22 BIT WITH COMMUTATING POSITION (ENCODER IC22DQ) WITH DRIVE-CLIQ INTERFACE DESIGN IM B5 (IMV 1,IM V3) SHAFT WITH FITTED KEY HALF-KEY BALANCING BEARING: STANDARD WITH FIXED BEARING, VIBRATION SEVERITY GRADE SR/A; SHAFT AND FLANGE ACCURACY: R TERMINAL BOX (ABOVE) CABLE ENTRY ON THE RIGHT SIGNAL CONNECTION D-END | 4972 | TEM | 1 | MC | 32 | 1
1PH80831DG220CA1 | SIMOTICS M COMPACT ASYNCHRONOUS MOTOR 2000RPM, 4,3KW, 21NM, 12A, 322V 2300RPM, 4,9KW, 20NM, 12A, 362V 2650RPM, 5,6KW, 20NM, 12A, 425V WATER COOLING DEGREE OF PROTECTION IP65 INCREMENTAL ENCODER 22 BIT WITH COMMUTATING POSITION (ENCODER IC22DQ) WITH DRIVE-CLIQ INTERFACE DESIGN IM B5 (IMV 1,IM V3) PLAIN SHAFT WITHOUT FITTED KEY; BEARING: STANDARD WITH FIXED BEARING, VIBRATION SEVERITY GRADE S/A, SHAFT AND FLANGE ACCURACY: R TERMINAL BOX (ABOVE) CABLE ENTRY ON THE RIGHT SIGNAL CONNECTION D-END | 5216 | TEM | 1 | MC | 36 | 1
1PH80831DG220DC1 | SIMOTICS M COMPACT ASYNCHRONOUS MOTOR 2000RPM, 4,3KW, 21NM, 12A, 322V 2300RPM, 4,9KW, 20NM, 12A, 362V 2650RPM, 5,6KW, 20NM, 12A, 425V WATER COOLING DEGREE OF PROTECTION IP65 INCREMENTAL ENCODER 22 BIT WITH COMMUTATING POSITION (ENCODER IC22DQ) WITH DRIVE-CLIQ INTERFACE DESIGN IM B5 (IMV 1,IM V3) PLAIN SHAFT WITHOUT FITTED KEY; BEARING: STANDARD WITH FIXED BEARING, VIBRATION SEVERITY GRADE SR/A; SHAFT AND FLANGE ACCURACY: R TERMINAL BOX (ABOVE) CABLE ENTRY ON THE ND-END SIGNAL CONNECTION LEFT | 5287 | TEM | 1 | MC | 36 | 1
1PH80831DG220DG1 | SIMOTICS M COMPACT ASYNCHRONOUS MOTOR 2000RPM, 4,3KW, 21NM, 12A, 322V 2300RPM, 4,9KW, 20NM, 12A, 362V 2650RPM, 5,6KW, 20NM, 12A, 425V WATER COOLING DEGREE OF PROTECTION IP65 INCREMENTAL ENCODER 22 BIT WITH COMMUTATING POSITION (ENCODER IC22DQ) WITH DRIVE-CLIQ INTERFACE DESIGN IM B5 (IMV 1,IM V3) PLAIN SHAFT WITHOUT FITTED KEY; BEARING: STANDARD WITH FIXED BEARING, VIBRATION SEVERITY GRADE SR/A; SHAFT AND FLANGE ACCURACY: R POWER CONNECTOR (ABOVE) CABLE ENTRY ON THE ND-END SIGNAL CONNECTION LEFT | 5287 | TEM | 1 | MC | 36 | 1
1PH80831DG220LG1 | SIMOTICS M COMPACT ASYNCHRONOUS MOTOR 2000RPM, 4,3KW, 21NM, 12A, 322V 2300RPM, 4,9KW, 20NM, 12A, 362V 2650RPM, 5,6KW, 20NM, 12A, 425V WATER COOLING DEGREE OF PROTECTION IP65 INCREMENTAL ENCODER 22 BIT WITH COMMUTATING POSITION (ENCODER IC22DQ) WITH DRIVE-CLIQ INTERFACE DESIGN IM B5 (IMV 1,IM V3) PLAIN SHAFT WITHOUT FITTED KEY; BEARING: PERFORMANCE, VIBRATION SEVERITY GRADE SPECIAL/B; SHAFT A. FLANGE ACCURACY GR. SPECIAL POWER CONNECTOR (ABOVE) CABLE ENTRY ON THE ND-END SIGNAL CONNECTION LEFT | 5569 | TEM | 1 | MC | 36 | 1
1PH80831DG221BC1 | SIMOTICS M COMPACT ASYNCHRONOUS MOTOR 2000RPM, 4,3KW, 21NM, 12A, 322V 2300RPM, 4,9KW, 20NM, 12A, 362V 2650RPM, 5,6KW, 20NM, 12A, 425V WATER COOLING DEGREE OF PROTECTION IP65 INCREMENTAL ENCODER 22 BIT WITH COMMUTATING POSITION (ENCODER IC22DQ) WITH DRIVE-CLIQ INTERFACE DESIGN IM B5 (IMV 1,IM V3) SHAFT WITH FITTED KEY FULL-KEY BALANCING BEARING: STANDARD WITH FIXED BEARING, VIBRATION SEVERITY GRADE R/A; SHAFT AND FLANGE ACCURACY: R TERMINAL BOX (ABOVE) CABLE ENTRY ON THE ND-END SIGNAL CONNECTION LEFT | 5021 | TEM | 1 | MC | 36 | 1
1PH80831DM000DA1 | SIMOTICS M COMPACT ASYNCHRONOUS MOTOR 3000RPM,4,1KW,13NM,13,6A,293V 3300RPM,4,5KW,13NM,13,5A,332V 3600RPM,4,9KW,13NM,14A,376V FORCED VENTILATION; DIRECTION OF AIR FLOW DE --> NDE; DEGREE OF PROTECTION IP55 INCREMENTAL ENCODER 22 BIT WITH COMMUTATING POSITION (ENCODER IC22DQ) WITH DRIVE-CLIQ INTERFACE DESIGN IM B3 (IM V5, IM V6) PLAIN SHAFT WITHOUT FITTED KEY; BEARING: STANDARD WITH FIXED BEARING, VIBRATION SEVERITY GRADE SR/A; SHAFT AND FLANGE ACCURACY: R TERMINAL BOX (ABOVE) CABLE ENTRY ON THE RIGHT SIGNAL CONNECTION D-END | 4820 | TEM | 1 | MC | 32 | 1
1PH80831DM000DG1 | SIMOTICS M COMPACT ASYNCHRONOUS MOTOR 3000RPM,4,1KW,13NM,13,6A,293V 3300RPM,4,5KW,13NM,13,5A,332V 3600RPM,4,9KW,13NM,14A,376V FORCED VENTILATION; DIRECTION OF AIR FLOW DE --> NDE; DEGREE OF PROTECTION IP55 INCREMENTAL ENCODER 22 BIT WITH COMMUTATING POSITION (ENCODER IC22DQ) WITH DRIVE-CLIQ INTERFACE DESIGN IM B3 (IM V5, IM V6) PLAIN SHAFT WITHOUT FITTED KEY; BEARING: STANDARD WITH FIXED BEARING, VIBRATION SEVERITY GRADE SR/A; SHAFT AND FLANGE ACCURACY: R POWER CONNECTOR (ABOVE) CABLE ENTRY ON THE ND-END SIGNAL CONNECTION LEFT | 4820 | TEM | 1 | MC | 32 | 1
1PH80831DM000LE1 | SIMOTICS M COMPACT ASYNCHRONOUS MOTOR 3000RPM,4,1KW,13NM,13,6A,293V 3300RPM,4,5KW,13NM,13,5A,332V 3600RPM,4,9KW,13NM,14A,376V FORCED VENTILATION; DIRECTION OF AIR FLOW DE --> NDE; DEGREE OF PROTECTION IP55 INCREMENTAL ENCODER 22 BIT WITH COMMUTATING POSITION (ENCODER IC22DQ) WITH DRIVE-CLIQ INTERFACE DESIGN IM B3 (IM V5, IM V6) PLAIN SHAFT WITHOUT FITTED KEY; BEARING: PERFORMANCE, VIBRATION SEVERITY GRADE SPECIAL/B; SHAFT A. FLANGE ACCURACY GR. SPECIAL POWER CONNECTOR (ABOVE) CABLE ENTRY ON THE RIGHT SIGNAL CONNECTION D-END | 5102 | TEM | 1 | MC | 32 | 1
1PH80831DM002BA1 | SIMOTICS M COMPACT ASYNCHRONOUS MOTOR 3000RPM,4,1KW,13NM,13,6A,293V 3300RPM,4,5KW,13NM,13,5A,332V 3600RPM,4,9KW,13NM,14A,376V FORCED VENTILATION; DIRECTION OF AIR FLOW DE --> NDE; DEGREE OF PROTECTION IP55 INCREMENTAL ENCODER 22 BIT WITH COMMUTATING POSITION (ENCODER IC22DQ) WITH DRIVE-CLIQ INTERFACE DESIGN IM B3 (IM V5, IM V6) SHAFT WITH FITTED KEY HALF-KEY BALANCING BEARING: STANDARD WITH FIXED BEARING, VIBRATION SEVERITY GRADE R/A; SHAFT AND FLANGE ACCURACY: R TERMINAL BOX (ABOVE) CABLE ENTRY ON THE RIGHT SIGNAL CONNECTION D-END | 4555 | TEM | 1 | MC | 32 | 1
1PH80831DM002BE1 | SIMOTICS M COMPACT ASYNCHRONOUS MOTOR 3000RPM,4,1KW,13NM,13,6A,293V 3300RPM,4,5KW,13NM,13,5A,332V 3600RPM,4,9KW,13NM,14A,376V FORCED VENTILATION; DIRECTION OF AIR FLOW DE --> NDE; DEGREE OF PROTECTION IP55 INCREMENTAL ENCODER 22 BIT WITH COMMUTATING POSITION (ENCODER IC22DQ) WITH DRIVE-CLIQ INTERFACE DESIGN IM B3 (IM V5, IM V6) SHAFT WITH FITTED KEY HALF-KEY BALANCING BEARING: STANDARD WITH FIXED BEARING, VIBRATION SEVERITY GRADE R/A; SHAFT AND FLANGE ACCURACY: R POWER CONNECTOR (ABOVE) CABLE ENTRY ON THE RIGHT SIGNAL CONNECTION D-END | 4555 | TEM | 1 | MC | 32 | 1
1PH80831DM002DA1 | SIMOTICS M COMPACT ASYNCHRONOUS MOTOR 3000RPM,4,1KW,13NM,13,6A,293V 3300RPM,4,5KW,13NM,13,5A,332V 3600RPM,4,9KW,13NM,14A,376V FORCED VENTILATION; DIRECTION OF AIR FLOW DE --> NDE; DEGREE OF PROTECTION IP55 INCREMENTAL ENCODER 22 BIT WITH COMMUTATING POSITION (ENCODER IC22DQ) WITH DRIVE-CLIQ INTERFACE DESIGN IM B3 (IM V5, IM V6) SHAFT WITH FITTED KEY HALF-KEY BALANCING BEARING: STANDARD WITH FIXED BEARING, VIBRATION SEVERITY GRADE SR/A; SHAFT AND FLANGE ACCURACY: R TERMINAL BOX (ABOVE) CABLE ENTRY ON THE RIGHT SIGNAL CONNECTION D-END | 4820 | TEM | 1 | MC | 32 | 1
1PH80831DM020BA1 | SIMOTICS M COMPACT ASYNCHRONOUS MOTOR 3000RPM,4,1KW,13NM,13,6A,293V 3300RPM,4,5KW,13NM,13,5A,332V 3600RPM,4,9KW,13NM,14A,376V FORCED VENTILATION; DIRECTION OF AIR FLOW DE --> NDE; DEGREE OF PROTECTION IP55 INCREMENTAL ENCODER 22 BIT WITH COMMUTATING POSITION (ENCODER IC22DQ) WITH DRIVE-CLIQ INTERFACE DESIGN IM B5 (IMV 1,IM V3) PLAIN SHAFT WITHOUT FITTED KEY; BEARING: STANDARD WITH FIXED BEARING, VIBRATION SEVERITY GRADE R/A; SHAFT AND FLANGE ACCURACY: R TERMINAL BOX (ABOVE) CABLE ENTRY ON THE RIGHT SIGNAL CONNECTION D-END | 4707 | TEM | 1 | MC | 32 | 1
1PH80831DM020BB1 | SIMOTICS M COMPACT ASYNCHRONOUS MOTOR 3000RPM,4,1KW,13NM,13,6A,293V 3300RPM,4,5KW,13NM,13,5A,332V 3600RPM,4,9KW,13NM,14A,376V FORCED VENTILATION; DIRECTION OF AIR FLOW DE --> NDE; DEGREE OF PROTECTION IP55 INCREMENTAL ENCODER 22 BIT WITH COMMUTATING POSITION (ENCODER IC22DQ) WITH DRIVE-CLIQ INTERFACE DESIGN IM B5 (IMV 1,IM V3) PLAIN SHAFT WITHOUT FITTED KEY; BEARING: STANDARD WITH FIXED BEARING, VIBRATION SEVERITY GRADE R/A; SHAFT AND FLANGE ACCURACY: R TERMINAL BOX (ABOVE) CABLE ENTRY ON THE LEFT SIGNAL CONNECTION D-END | 4707 | TEM | 1 | MC | 32 | 1
1PH80831DM020BE1 | SIMOTICS M COMPACT ASYNCHRONOUS MOTOR 3000RPM,4,1KW,13NM,13,6A,293V 3300RPM,4,5KW,13NM,13,5A,332V 3600RPM,4,9KW,13NM,14A,376V FORCED VENTILATION; DIRECTION OF AIR FLOW DE --> NDE; DEGREE OF PROTECTION IP55 INCREMENTAL ENCODER 22 BIT WITH COMMUTATING POSITION (ENCODER IC22DQ) WITH DRIVE-CLIQ INTERFACE DESIGN IM B5 (IMV 1,IM V3) PLAIN SHAFT WITHOUT FITTED KEY; BEARING: STANDARD WITH FIXED BEARING, VIBRATION SEVERITY GRADE R/A; SHAFT AND FLANGE ACCURACY: R POWER CONNECTOR (ABOVE) CABLE ENTRY ON THE RIGHT SIGNAL CONNECTION D-END | 4707 | TEM | 1 | MC | 32 | 1
1PH80831DM020DA1 | SIMOTICS M COMPACT ASYNCHRONOUS MOTOR 3000RPM,4,1KW,13NM,13,6A,293V 3300RPM,4,5KW,13NM,13,5A,332V 3600RPM,4,9KW,13NM,14A,376V FORCED VENTILATION; DIRECTION OF AIR FLOW DE --> NDE; DEGREE OF PROTECTION IP55 INCREMENTAL ENCODER 22 BIT WITH COMMUTATING POSITION (ENCODER IC22DQ) WITH DRIVE-CLIQ INTERFACE DESIGN IM B5 (IMV 1,IM V3) PLAIN SHAFT WITHOUT FITTED KEY; BEARING: STANDARD WITH FIXED BEARING, VIBRATION SEVERITY GRADE SR/A; SHAFT AND FLANGE ACCURACY: R TERMINAL BOX (ABOVE) CABLE ENTRY ON THE RIGHT SIGNAL CONNECTION D-END | 4972 | TEM | 1 | MC | 32 | 1
1PH80831DM020HE1 | SIMOTICS M COMPACT ASYNCHRONOUS MOTOR 3000RPM,4,1KW,13NM,13,6A,293V 3300RPM,4,5KW,13NM,13,5A,332V 3600RPM,4,9KW,13NM,14A,376V FORCED VENTILATION; DIRECTION OF AIR FLOW DE --> NDE; DEGREE OF PROTECTION IP55 INCREMENTAL ENCODER 22 BIT WITH COMMUTATING POSITION (ENCODER IC22DQ) WITH DRIVE-CLIQ INTERFACE DESIGN IM B5 (IMV 1,IM V3) PLAIN SHAFT WITHOUT FITTED KEY; BEARING: STANDARD, VIBRATION SEVERITY GRADE S/A, SHAFT AND FLANGE ACCURACY: R POWER CONNECTOR (ABOVE) CABLE ENTRY ON THE RIGHT SIGNAL CONNECTION D-END | 4617 | TEM | 1 | MC | 32 | 1
1PH80831DM020LA1 | SIMOTICS M COMPACT ASYNCHRONOUS MOTOR 3000RPM,4,1KW,13NM,13,6A,293V 3300RPM,4,5KW,13NM,13,5A,332V 3600RPM,4,9KW,13NM,14A,376V FORCED VENTILATION; DIRECTION OF AIR FLOW DE --> NDE; DEGREE OF PROTECTION IP55 INCREMENTAL ENCODER 22 BIT WITH COMMUTATING POSITION (ENCODER IC22DQ) WITH DRIVE-CLIQ INTERFACE DESIGN IM B5 (IMV 1,IM V3) PLAIN SHAFT WITHOUT FITTED KEY; BEARING: PERFORMANCE, VIBRATION SEVERITY GRADE SPECIAL/B; SHAFT A. FLANGE ACCURACY GR. SPECIAL TERMINAL BOX (ABOVE) CABLE ENTRY ON THE RIGHT SIGNAL CONNECTION D-END | 5254 | TEM | 1 | MC | 32 | 1
1PH80831DM021CA1 | SIMOTICS M COMPACT ASYNCHRONOUS MOTOR 3000RPM,4,1KW,13NM,13,6A,293V 3300RPM,4,5KW,13NM,13,5A,332V 3600RPM,4,9KW,13NM,14A,376V FORCED VENTILATION; DIRECTION OF AIR FLOW DE --> NDE; DEGREE OF PROTECTION IP55 INCREMENTAL ENCODER 22 BIT WITH COMMUTATING POSITION (ENCODER IC22DQ) WITH DRIVE-CLIQ INTERFACE DESIGN IM B5 (IMV 1,IM V3) SHAFT WITH FITTED KEY FULL-KEY BALANCING BEARING: STANDARD WITH FIXED BEARING, VIBRATION SEVERITY GRADE S/A, SHAFT AND FLANGE ACCURACY: R TERMINAL BOX (ABOVE) CABLE ENTRY ON THE RIGHT SIGNAL CONNECTION D-END | 4902 | TEM | 1 | MC | 32 | 1
1PH80831DM021DA1 | SIMOTICS M COMPACT ASYNCHRONOUS MOTOR 3000RPM,4,1KW,13NM,13,6A,293V 3300RPM,4,5KW,13NM,13,5A,332V 3600RPM,4,9KW,13NM,14A,376V FORCED VENTILATION; DIRECTION OF AIR FLOW DE --> NDE; DEGREE OF PROTECTION IP55 INCREMENTAL ENCODER 22 BIT WITH COMMUTATING POSITION (ENCODER IC22DQ) WITH DRIVE-CLIQ INTERFACE DESIGN IM B5 (IMV 1,IM V3) SHAFT WITH FITTED KEY FULL-KEY BALANCING BEARING: STANDARD WITH FIXED BEARING, VIBRATION SEVERITY GRADE SR/A; SHAFT AND FLANGE ACCURACY: R TERMINAL BOX (ABOVE) CABLE ENTRY ON THE RIGHT SIGNAL CONNECTION D-END | 4972 | TEM | 1 | MC | 32 | 1
1PH80831DM022BA1 | SIMOTICS M COMPACT ASYNCHRONOUS MOTOR 3000RPM,4,1KW,13NM,13,6A,293V 3300RPM,4,5KW,13NM,13,5A,332V 3600RPM,4,9KW,13NM,14A,376V FORCED VENTILATION; DIRECTION OF AIR FLOW DE --> NDE; DEGREE OF PROTECTION IP55 INCREMENTAL ENCODER 22 BIT WITH COMMUTATING POSITION (ENCODER IC22DQ) WITH DRIVE-CLIQ INTERFACE DESIGN IM B5 (IMV 1,IM V3) SHAFT WITH FITTED KEY HALF-KEY BALANCING BEARING: STANDARD WITH FIXED BEARING, VIBRATION SEVERITY GRADE R/A; SHAFT AND FLANGE ACCURACY: R TERMINAL BOX (ABOVE) CABLE ENTRY ON THE RIGHT SIGNAL CONNECTION D-END | 4707 | TEM | 1 | MC | 32 | 1
1PH80831DM022DA1 | SIMOTICS M COMPACT ASYNCHRONOUS MOTOR 3000RPM,4,1KW,13NM,13,6A,293V 3300RPM,4,5KW,13NM,13,5A,332V 3600RPM,4,9KW,13NM,14A,376V FORCED VENTILATION; DIRECTION OF AIR FLOW DE --> NDE; DEGREE OF PROTECTION IP55 INCREMENTAL ENCODER 22 BIT WITH COMMUTATING POSITION (ENCODER IC22DQ) WITH DRIVE-CLIQ INTERFACE DESIGN IM B5 (IMV 1,IM V3) SHAFT WITH FITTED KEY HALF-KEY BALANCING BEARING: STANDARD WITH FIXED BEARING, VIBRATION SEVERITY GRADE SR/A; SHAFT AND FLANGE ACCURACY: R TERMINAL BOX (ABOVE) CABLE ENTRY ON THE RIGHT SIGNAL CONNECTION D-END | 4972 | TEM | 1 | MC | 32 | 1
1PH80831DM101DA1 | SIMOTICS M COMPACT ASYNCHRONOUS MOTOR 3000RPM, 4,1KW,13NM, 13,6A,298V 3300RPM, 4,5KW,13NM, 13,5A,327V 3600RPM, 4,9KW, 13NM, 14A, 355V FORCED VENTILATION; DIRECTION OF AIR FLOW NDE --> DE; DEGREE OF PROTECTION IP55 INCREMENTAL ENCODER 22 BIT WITH COMMUTATING POSITION (ENCODER IC22DQ) WITH DRIVE-CLIQ INTERFACE DESIGN IM B3 (IM V5, IM V6) SHAFT WITH FITTED KEY FULL-KEY BALANCING BEARING: STANDARD WITH FIXED BEARING, VIBRATION SEVERITY GRADE SR/A; SHAFT AND FLANGE ACCURACY: R TERMINAL BOX (ABOVE) CABLE ENTRY ON THE RIGHT SIGNAL CONNECTION D-END | 4820 | TEM | 1 | MC | 32 | 1
1PH80831DM101DB1 | SIMOTICS M COMPACT ASYNCHRONOUS MOTOR 3000RPM, 4,1KW,13NM, 13,6A,298V 3300RPM, 4,5KW,13NM, 13,5A,327V 3600RPM, 4,9KW, 13NM, 14A, 355V FORCED VENTILATION; DIRECTION OF AIR FLOW NDE --> DE; DEGREE OF PROTECTION IP55 INCREMENTAL ENCODER 22 BIT WITH COMMUTATING POSITION (ENCODER IC22DQ) WITH DRIVE-CLIQ INTERFACE DESIGN IM B3 (IM V5, IM V6) SHAFT WITH FITTED KEY FULL-KEY BALANCING BEARING: STANDARD WITH FIXED BEARING, VIBRATION SEVERITY GRADE SR/A; SHAFT AND FLANGE ACCURACY: R TERMINAL BOX (ABOVE) CABLE ENTRY ON THE LEFT SIGNAL CONNECTION D-END | 4820 | TEM | 1 | MC | 32 | 1
1PH80831DM120BA1 | SIMOTICS M COMPACT ASYNCHRONOUS MOTOR 3000RPM, 4,1KW,13NM, 13,6A,298V 3300RPM, 4,5KW,13NM, 13,5A,327V 3600RPM, 4,9KW, 13NM, 14A, 355V FORCED VENTILATION; DIRECTION OF AIR FLOW NDE --> DE; DEGREE OF PROTECTION IP55 INCREMENTAL ENCODER 22 BIT WITH COMMUTATING POSITION (ENCODER IC22DQ) WITH DRIVE-CLIQ INTERFACE DESIGN IM B5 (IMV 1,IM V3) PLAIN SHAFT WITHOUT FITTED KEY; BEARING: STANDARD WITH FIXED BEARING, VIBRATION SEVERITY GRADE R/A; SHAFT AND FLANGE ACCURACY: R TERMINAL BOX (ABOVE) CABLE ENTRY ON THE RIGHT SIGNAL CONNECTION D-END | 4707 | TEM | 1 | MC | 32 | 1
1PH80831DM120DC1 | SIMOTICS M COMPACT ASYNCHRONOUS MOTOR 3000RPM, 4,1KW,13NM, 13,6A,298V 3300RPM, 4,5KW,13NM, 13,5A,327V 3600RPM, 4,9KW, 13NM, 14A, 355V FORCED VENTILATION; DIRECTION OF AIR FLOW NDE --> DE; DEGREE OF PROTECTION IP55 INCREMENTAL ENCODER 22 BIT WITH COMMUTATING POSITION (ENCODER IC22DQ) WITH DRIVE-CLIQ INTERFACE DESIGN IM B5 (IMV 1,IM V3) PLAIN SHAFT WITHOUT FITTED KEY; BEARING: STANDARD WITH FIXED BEARING, VIBRATION SEVERITY GRADE SR/A; SHAFT AND FLANGE ACCURACY: R TERMINAL BOX (ABOVE) CABLE ENTRY ON THE ND-END SIGNAL CONNECTION LEFT | 4972 | TEM | 1 | MC | 32 | 1
1PH80831DM122BA1 | SIMOTICS M COMPACT ASYNCHRONOUS MOTOR 3000RPM, 4,1KW,13NM, 13,6A,298V 3300RPM, 4,5KW,13NM, 13,5A,327V 3600RPM, 4,9KW, 13NM, 14A, 355V FORCED VENTILATION; DIRECTION OF AIR FLOW NDE --> DE; DEGREE OF PROTECTION IP55 INCREMENTAL ENCODER 22 BIT WITH COMMUTATING POSITION (ENCODER IC22DQ) WITH DRIVE-CLIQ INTERFACE DESIGN IM B5 (IMV 1,IM V3) SHAFT WITH FITTED KEY HALF-KEY BALANCING BEARING: STANDARD WITH FIXED BEARING, VIBRATION SEVERITY GRADE R/A; SHAFT AND FLANGE ACCURACY: R TERMINAL BOX (ABOVE) CABLE ENTRY ON THE RIGHT SIGNAL CONNECTION D-END | 4707 | TEM | 1 | MC | 32 | 1
1PH80831DN020BA1 | SIMOTICS M COMPACT ASYNCHRONOUS MOTOR 4500RPM, 4,8KW, 10NM, 17A, 300V 5000RPM, 5,3KW, 10NM, 17A, 335V 5500RPM, 5,5KW, 11NM,16,5A,350V FORCED VENTILATION; DIRECTION OF AIR FLOW DE --> NDE; DEGREE OF PROTECTION IP55 INCREMENTAL ENCODER 22 BIT WITH COMMUTATING POSITION (ENCODER IC22DQ) WITH DRIVE-CLIQ INTERFACE DESIGN IM B5 (IMV 1,IM V3) PLAIN SHAFT WITHOUT FITTED KEY; BEARING: STANDARD WITH FIXED BEARING, VIBRATION SEVERITY GRADE R/A; SHAFT AND FLANGE ACCURACY: R TERMINAL BOX (ABOVE) CABLE ENTRY ON THE RIGHT SIGNAL CONNECTION D-END | 4707 | TEM | 1 | MC | 32 | 1
1PH80831DN020DE1 | SIMOTICS M COMPACT ASYNCHRONOUS MOTOR 4500RPM, 4,8KW, 10NM, 17A, 300V 5000RPM, 5,3KW, 10NM, 17A, 335V 5500RPM, 5,5KW, 11NM,16,5A,350V FORCED VENTILATION; DIRECTION OF AIR FLOW DE --> NDE; DEGREE OF PROTECTION IP55 INCREMENTAL ENCODER 22 BIT WITH COMMUTATING POSITION (ENCODER IC22DQ) WITH DRIVE-CLIQ INTERFACE DESIGN IM B5 (IMV 1,IM V3) PLAIN SHAFT WITHOUT FITTED KEY; BEARING: STANDARD WITH FIXED BEARING, VIBRATION SEVERITY GRADE SR/A; SHAFT AND FLANGE ACCURACY: R POWER CONNECTOR (ABOVE) CABLE ENTRY ON THE RIGHT SIGNAL CONNECTION D-END | 4972 | TEM | 1 | MC | 32 | 1
1PH80831DN021DC1 | SIMOTICS M COMPACT ASYNCHRONOUS MOTOR 4500RPM, 4,8KW, 10NM, 17A, 300V 5000RPM, 5,3KW, 10NM, 17A, 335V 5500RPM, 5,5KW, 11NM,16,5A,350V FORCED VENTILATION; DIRECTION OF AIR FLOW DE --> NDE; DEGREE OF PROTECTION IP55 INCREMENTAL ENCODER 22 BIT WITH COMMUTATING POSITION (ENCODER IC22DQ) WITH DRIVE-CLIQ INTERFACE DESIGN IM B5 (IMV 1,IM V3) SHAFT WITH FITTED KEY FULL-KEY BALANCING BEARING: STANDARD WITH FIXED BEARING, VIBRATION SEVERITY GRADE SR/A; SHAFT AND FLANGE ACCURACY: R TERMINAL BOX (ABOVE) CABLE ENTRY ON THE ND-END SIGNAL CONNECTION LEFT | 4972 | TEM | 1 | MC | 32 | 1
1PH80831DN022DC1 | SIMOTICS M COMPACT ASYNCHRONOUS MOTOR 4500RPM, 4,8KW, 10NM, 17A, 300V 5000RPM, 5,3KW, 10NM, 17A, 335V 5500RPM, 5,5KW, 11NM,16,5A,350V FORCED VENTILATION; DIRECTION OF AIR FLOW DE --> NDE; DEGREE OF PROTECTION IP55 INCREMENTAL ENCODER 22 BIT WITH COMMUTATING POSITION (ENCODER IC22DQ) WITH DRIVE-CLIQ INTERFACE DESIGN IM B5 (IMV 1,IM V3) SHAFT WITH FITTED KEY HALF-KEY BALANCING BEARING: STANDARD WITH FIXED BEARING, VIBRATION SEVERITY GRADE SR/A; SHAFT AND FLANGE ACCURACY: R TERMINAL BOX (ABOVE) CABLE ENTRY ON THE ND-END SIGNAL CONNECTION LEFT | 4972 | TEM | 1 | MC | 32 | 1
1PH80831DN200BA1 | SIMOTICS M COMPACT ASYNCHRONOUS MOTOR 4500RPM, 6,7KW, 14NM, 18A, 347V 5000RPM, 7,5KW, 14NM, 18A, 383V 5500RPM, 8,2KW, 14NM, 18A, 460V WATER COOLING DEGREE OF PROTECTION IP65 INCREMENTAL ENCODER 22 BIT WITH COMMUTATING POSITION (ENCODER IC22DQ) WITH DRIVE-CLIQ INTERFACE DESIGN IM B3 (IM V5, IM V6) PLAIN SHAFT WITHOUT FITTED KEY; BEARING: STANDARD WITH FIXED BEARING, VIBRATION SEVERITY GRADE R/A; SHAFT AND FLANGE ACCURACY: R TERMINAL BOX (ABOVE) CABLE ENTRY ON THE RIGHT SIGNAL CONNECTION D-END | 4870 | TEM | 1 | MC | 36 | 1
1PH80831DN220DG1 | SIMOTICS M COMPACT ASYNCHRONOUS MOTOR 4500RPM, 6,7KW, 14NM, 18A, 347V 5000RPM, 7,5KW, 14NM, 18A, 383V 5500RPM, 8,2KW, 14NM, 18A, 460V WATER COOLING DEGREE OF PROTECTION IP65 INCREMENTAL ENCODER 22 BIT WITH COMMUTATING POSITION (ENCODER IC22DQ) WITH DRIVE-CLIQ INTERFACE DESIGN IM B5 (IMV 1,IM V3) PLAIN SHAFT WITHOUT FITTED KEY; BEARING: STANDARD WITH FIXED BEARING, VIBRATION SEVERITY GRADE SR/A; SHAFT AND FLANGE ACCURACY: R POWER CONNECTOR (ABOVE) CABLE ENTRY ON THE ND-END SIGNAL CONNECTION LEFT | 5287 | TEM | 1 | MC | 36 | 1
1PH80831DN220LE1 | SIMOTICS M COMPACT ASYNCHRONOUS MOTOR 4500RPM, 6,7KW, 14NM, 18A, 347V 5000RPM, 7,5KW, 14NM, 18A, 383V 5500RPM, 8,2KW, 14NM, 18A, 460V WATER COOLING DEGREE OF PROTECTION IP65 INCREMENTAL ENCODER 22 BIT WITH COMMUTATING POSITION (ENCODER IC22DQ) WITH DRIVE-CLIQ INTERFACE DESIGN IM B5 (IMV 1,IM V3) PLAIN SHAFT WITHOUT FITTED KEY; BEARING: PERFORMANCE, VIBRATION SEVERITY GRADE SPECIAL/B; SHAFT A. FLANGE ACCURACY GR. SPECIAL POWER CONNECTOR (ABOVE) CABLE ENTRY ON THE RIGHT SIGNAL CONNECTION D-END | 5569 | TEM | 1 | MC | 36 | 1
1PH80831EF000BA1 | SIMOTICS M COMPACT ASYNCHRONOUS MOTOR 1500RPM, 2,8KW, 18NM, 7,5A,346V 1750RPM, 3,3KW, 18NM, 7,5A,398V 2000RPM, 3,7KW, 18NM, 7,6A,447V FORCED VENTILATION; DIRECTION OF AIR FLOW DE --> NDE; DEGREE OF PROTECTION IP55 ABSOLUTE ENCODER ENDAT 2048 S/R (ENCODER AM2048S/R) with TEMPERAT. SENSOR KTY84-130 DESIGN IM B3 (IM V5, IM V6) PLAIN SHAFT WITHOUT FITTED KEY; BEARING: STANDARD WITH FIXED BEARING, VIBRATION SEVERITY GRADE R/A; SHAFT AND FLANGE ACCURACY: R TERMINAL BOX (ABOVE) CABLE ENTRY ON THE RIGHT SIGNAL CONNECTION D-END | 4772 | TEM | 1 | MC | 32 | 1
1PH80831EF020BG1 | SIMOTICS M COMPACT ASYNCHRONOUS MOTOR 1500RPM, 2,8KW, 18NM, 7,5A,346V 1750RPM, 3,3KW, 18NM, 7,5A,398V 2000RPM, 3,7KW, 18NM, 7,6A,447V FORCED VENTILATION; DIRECTION OF AIR FLOW DE --> NDE; DEGREE OF PROTECTION IP55 ABSOLUTE ENCODER ENDAT 2048 S/R (ENCODER AM2048S/R) with TEMPERAT. SENSOR KTY84-130 DESIGN IM B5 (IMV 1,IM V3) PLAIN SHAFT WITHOUT FITTED KEY; BEARING: STANDARD WITH FIXED BEARING, VIBRATION SEVERITY GRADE R/A; SHAFT AND FLANGE ACCURACY: R POWER CONNECTOR (ABOVE) CABLE ENTRY ON THE ND-END SIGNAL CONNECTION LEFT | 4923 | TEM | 1 | MC | 32 | 1
1PH80831FF000BA1 | SIMOTICS M COMPACT ASYNCHRONOUS MOTOR 1500RPM, 2,8KW, 18NM, 7,5A,346V 1750RPM, 3,3KW, 18NM, 7,5A,398V 2000RPM, 3,7KW, 18NM, 7,6A,447V FORCED VENTILATION; DIRECTION OF AIR FLOW DE --> NDE; DEGREE OF PROTECTION IP55 ABSOLUTE ENCODER 22 BIT SINGLETURN AND 12 BIT MULTITURN (ENCODER AM22DQ) WITH DRIVE-CLIQ INTERFACE DESIGN IM B3 (IM V5, IM V6) PLAIN SHAFT WITHOUT FITTED KEY; BEARING: STANDARD WITH FIXED BEARING, VIBRATION SEVERITY GRADE R/A; SHAFT AND FLANGE ACCURACY: R TERMINAL BOX (ABOVE) CABLE ENTRY ON THE RIGHT SIGNAL CONNECTION D-END | 5465 | TEM | 1 | MC | 32 | 1
1PH80831FF000CG1 | SIMOTICS M COMPACT ASYNCHRONOUS MOTOR 1500RPM, 2,8KW, 18NM, 7,5A,346V 1750RPM, 3,3KW, 18NM, 7,5A,398V 2000RPM, 3,7KW, 18NM, 7,6A,447V FORCED VENTILATION; DIRECTION OF AIR FLOW DE --> NDE; DEGREE OF PROTECTION IP55 ABSOLUTE ENCODER 22 BIT SINGLETURN AND 12 BIT MULTITURN (ENCODER AM22DQ) WITH DRIVE-CLIQ INTERFACE DESIGN IM B3 (IM V5, IM V6) PLAIN SHAFT WITHOUT FITTED KEY; BEARING: STANDARD WITH FIXED BEARING, VIBRATION SEVERITY GRADE S/A, SHAFT AND FLANGE ACCURACY: R POWER CONNECTOR (ABOVE) CABLE ENTRY ON THE ND-END SIGNAL CONNECTION LEFT | 5660 | TEM | 1 | MC | 32 | 1
1PH80831FF000DA1 | SIMOTICS M COMPACT ASYNCHRONOUS MOTOR 1500RPM, 2,8KW, 18NM, 7,5A,346V 1750RPM, 3,3KW, 18NM, 7,5A,398V 2000RPM, 3,7KW, 18NM, 7,6A,447V FORCED VENTILATION; DIRECTION OF AIR FLOW DE --> NDE; DEGREE OF PROTECTION IP55 ABSOLUTE ENCODER 22 BIT SINGLETURN AND 12 BIT MULTITURN (ENCODER AM22DQ) WITH DRIVE-CLIQ INTERFACE DESIGN IM B3 (IM V5, IM V6) PLAIN SHAFT WITHOUT FITTED KEY; BEARING: STANDARD WITH FIXED BEARING, VIBRATION SEVERITY GRADE SR/A; SHAFT AND FLANGE ACCURACY: R TERMINAL BOX (ABOVE) CABLE ENTRY ON THE RIGHT SIGNAL CONNECTION D-END | 5730 | TEM | 1 | MC | 32 | 1
1PH80831FF001BB1 | SIMOTICS M COMPACT ASYNCHRONOUS MOTOR 1500RPM, 2,8KW, 18NM, 7,5A,346V 1750RPM, 3,3KW, 18NM, 7,5A,398V 2000RPM, 3,7KW, 18NM, 7,6A,447V FORCED VENTILATION; DIRECTION OF AIR FLOW DE --> NDE; DEGREE OF PROTECTION IP55 ABSOLUTE ENCODER 22 BIT SINGLETURN AND 12 BIT MULTITURN (ENCODER AM22DQ) WITH DRIVE-CLIQ INTERFACE DESIGN IM B3 (IM V5, IM V6) SHAFT WITH FITTED KEY FULL-KEY BALANCING BEARING: STANDARD WITH FIXED BEARING, VIBRATION SEVERITY GRADE R/A; SHAFT AND FLANGE ACCURACY: R TERMINAL BOX (ABOVE) CABLE ENTRY ON THE LEFT SIGNAL CONNECTION D-END | 5465 | TEM | 1 | MC | 32 | 1
1PH80831FF001CC1 | SIMOTICS M COMPACT ASYNCHRONOUS MOTOR 1500RPM, 2,8KW, 18NM, 7,5A,346V 1750RPM, 3,3KW, 18NM, 7,5A,398V 2000RPM, 3,7KW, 18NM, 7,6A,447V FORCED VENTILATION; DIRECTION OF AIR FLOW DE --> NDE; DEGREE OF PROTECTION IP55 ABSOLUTE ENCODER 22 BIT SINGLETURN AND 12 BIT MULTITURN (ENCODER AM22DQ) WITH DRIVE-CLIQ INTERFACE DESIGN IM B3 (IM V5, IM V6) SHAFT WITH FITTED KEY FULL-KEY BALANCING BEARING: STANDARD WITH FIXED BEARING, VIBRATION SEVERITY GRADE S/A, SHAFT AND FLANGE ACCURACY: R TERMINAL BOX (ABOVE) CABLE ENTRY ON THE ND-END SIGNAL CONNECTION LEFT | 5660 | TEM | 1 | MC | 32 | 1
1PH80831FF002BA1 | SIMOTICS M COMPACT ASYNCHRONOUS MOTOR 1500RPM, 2,8KW, 18NM, 7,5A,346V 1750RPM, 3,3KW, 18NM, 7,5A,398V 2000RPM, 3,7KW, 18NM, 7,6A,447V FORCED VENTILATION; DIRECTION OF AIR FLOW DE --> NDE; DEGREE OF PROTECTION IP55 ABSOLUTE ENCODER 22 BIT SINGLETURN AND 12 BIT MULTITURN (ENCODER AM22DQ) WITH DRIVE-CLIQ INTERFACE DESIGN IM B3 (IM V5, IM V6) SHAFT WITH FITTED KEY HALF-KEY BALANCING BEARING: STANDARD WITH FIXED BEARING, VIBRATION SEVERITY GRADE R/A; SHAFT AND FLANGE ACCURACY: R TERMINAL BOX (ABOVE) CABLE ENTRY ON THE RIGHT SIGNAL CONNECTION D-END | 5465 | TEM | 1 | MC | 32 | 1
1PH80831FF020BG1 | SIMOTICS M COMPACT ASYNCHRONOUS MOTOR 1500RPM, 2,8KW, 18NM, 7,5A,346V 1750RPM, 3,3KW, 18NM, 7,5A,398V 2000RPM, 3,7KW, 18NM, 7,6A,447V FORCED VENTILATION; DIRECTION OF AIR FLOW DE --> NDE; DEGREE OF PROTECTION IP55 ABSOLUTE ENCODER 22 BIT SINGLETURN AND 12 BIT MULTITURN (ENCODER AM22DQ) WITH DRIVE-CLIQ INTERFACE DESIGN IM B5 (IMV 1,IM V3) PLAIN SHAFT WITHOUT FITTED KEY; BEARING: STANDARD WITH FIXED BEARING, VIBRATION SEVERITY GRADE R/A; SHAFT AND FLANGE ACCURACY: R POWER CONNECTOR (ABOVE) CABLE ENTRY ON THE ND-END SIGNAL CONNECTION LEFT | 5617 | TEM | 1 | MC | 32 | 1
1PH80831FF021BB1 | SIMOTICS M COMPACT ASYNCHRONOUS MOTOR 1500RPM, 2,8KW, 18NM, 7,5A,346V 1750RPM, 3,3KW, 18NM, 7,5A,398V 2000RPM, 3,7KW, 18NM, 7,6A,447V FORCED VENTILATION; DIRECTION OF AIR FLOW DE --> NDE; DEGREE OF PROTECTION IP55 ABSOLUTE ENCODER 22 BIT SINGLETURN AND 12 BIT MULTITURN (ENCODER AM22DQ) WITH DRIVE-CLIQ INTERFACE DESIGN IM B5 (IMV 1,IM V3) SHAFT WITH FITTED KEY FULL-KEY BALANCING BEARING: STANDARD WITH FIXED BEARING, VIBRATION SEVERITY GRADE R/A; SHAFT AND FLANGE ACCURACY: R TERMINAL BOX (ABOVE) CABLE ENTRY ON THE LEFT SIGNAL CONNECTION D-END | 5617 | TEM | 1 | MC | 32 | 1
1PH80831FF022BA1 | SIMOTICS M COMPACT ASYNCHRONOUS MOTOR 1500RPM, 2,8KW, 18NM, 7,5A,346V 1750RPM, 3,3KW, 18NM, 7,5A,398V 2000RPM, 3,7KW, 18NM, 7,6A,447V FORCED VENTILATION; DIRECTION OF AIR FLOW DE --> NDE; DEGREE OF PROTECTION IP55 ABSOLUTE ENCODER 22 BIT SINGLETURN AND 12 BIT MULTITURN (ENCODER AM22DQ) WITH DRIVE-CLIQ INTERFACE DESIGN IM B5 (IMV 1,IM V3) SHAFT WITH FITTED KEY HALF-KEY BALANCING BEARING: STANDARD WITH FIXED BEARING, VIBRATION SEVERITY GRADE R/A; SHAFT AND FLANGE ACCURACY: R TERMINAL BOX (ABOVE) CABLE ENTRY ON THE RIGHT SIGNAL CONNECTION D-END | 5617 | TEM | 1 | MC | 32 | 1
1PH80831FF022GA1 | SIMOTICS M COMPACT ASYNCHRONOUS MOTOR 1500RPM, 2,8KW, 18NM, 7,5A,346V 1750RPM, 3,3KW, 18NM, 7,5A,398V 2000RPM, 3,7KW, 18NM, 7,6A,447V FORCED VENTILATION; DIRECTION OF AIR FLOW DE --> NDE; DEGREE OF PROTECTION IP55 ABSOLUTE ENCODER 22 BIT SINGLETURN AND 12 BIT MULTITURN (ENCODER AM22DQ) WITH DRIVE-CLIQ INTERFACE DESIGN IM B5 (IMV 1,IM V3) SHAFT WITH FITTED KEY HALF-KEY BALANCING BEARING: STANDARD, VIBRATION SEVERITY GRADE R/A; SHAFT AND FLANGE ACCURACY: R TERMINAL BOX (ABOVE) CABLE ENTRY ON THE RIGHT SIGNAL CONNECTION D-END | 5332 | TEM | 1 | MC | 32 | 1
1PH80831FF100BA1 | SIMOTICS M COMPACT ASYNCHRONOUS MOTOR 1500RPM, 2,8KW,18NM, 7,5A, 346V 1750RPM, 3,3KW,18NM, 7,5A, 398V 2000RPM, 3,7KW,72NM, 7,6A, 447V FORCED VENTILATION; DIRECTION OF AIR FLOW NDE --> DE; DEGREE OF PROTECTION IP55 ABSOLUTE ENCODER 22 BIT SINGLETURN AND 12 BIT MULTITURN (ENCODER AM22DQ) WITH DRIVE-CLIQ INTERFACE DESIGN IM B3 (IM V5, IM V6) PLAIN SHAFT WITHOUT FITTED KEY; BEARING: STANDARD WITH FIXED BEARING, VIBRATION SEVERITY GRADE R/A; SHAFT AND FLANGE ACCURACY: R TERMINAL BOX (ABOVE) CABLE ENTRY ON THE RIGHT SIGNAL CONNECTION D-END | 5465 | TEM | 1 | MC | 32 | 1
1PH80831FF100BB1 | SIMOTICS M COMPACT ASYNCHRONOUS MOTOR 1500RPM, 2,8KW,18NM, 7,5A, 346V 1750RPM, 3,3KW,18NM, 7,5A, 398V 2000RPM, 3,7KW,72NM, 7,6A, 447V FORCED VENTILATION; DIRECTION OF AIR FLOW NDE --> DE; DEGREE OF PROTECTION IP55 ABSOLUTE ENCODER 22 BIT SINGLETURN AND 12 BIT MULTITURN (ENCODER AM22DQ) WITH DRIVE-CLIQ INTERFACE DESIGN IM B3 (IM V5, IM V6) PLAIN SHAFT WITHOUT FITTED KEY; BEARING: STANDARD WITH FIXED BEARING, VIBRATION SEVERITY GRADE R/A; SHAFT AND FLANGE ACCURACY: R TERMINAL BOX (ABOVE) CABLE ENTRY ON THE LEFT SIGNAL CONNECTION D-END | 5465 | TEM | 1 | MC | 32 | 1
1PH80831FF101BA1 | SIMOTICS M COMPACT ASYNCHRONOUS MOTOR 1500RPM, 2,8KW,18NM, 7,5A, 346V 1750RPM, 3,3KW,18NM, 7,5A, 398V 2000RPM, 3,7KW,72NM, 7,6A, 447V FORCED VENTILATION; DIRECTION OF AIR FLOW NDE --> DE; DEGREE OF PROTECTION IP55 ABSOLUTE ENCODER 22 BIT SINGLETURN AND 12 BIT MULTITURN (ENCODER AM22DQ) WITH DRIVE-CLIQ INTERFACE DESIGN IM B3 (IM V5, IM V6) SHAFT WITH FITTED KEY FULL-KEY BALANCING BEARING: STANDARD WITH FIXED BEARING, VIBRATION SEVERITY GRADE R/A; SHAFT AND FLANGE ACCURACY: R TERMINAL BOX (ABOVE) CABLE ENTRY ON THE RIGHT SIGNAL CONNECTION D-END | 5465 | TEM | 1 | MC | 32 | 1
1PH80831FF120BB1 | SIMOTICS M COMPACT ASYNCHRONOUS MOTOR 1500RPM, 2,8KW,18NM, 7,5A, 346V 1750RPM, 3,3KW,18NM, 7,5A, 398V 2000RPM, 3,7KW,72NM, 7,6A, 447V FORCED VENTILATION; DIRECTION OF AIR FLOW NDE --> DE; DEGREE OF PROTECTION IP55 ABSOLUTE ENCODER 22 BIT SINGLETURN AND 12 BIT MULTITURN (ENCODER AM22DQ) WITH DRIVE-CLIQ INTERFACE DESIGN IM B5 (IMV 1,IM V3) PLAIN SHAFT WITHOUT FITTED KEY; BEARING: STANDARD WITH FIXED BEARING, VIBRATION SEVERITY GRADE R/A; SHAFT AND FLANGE ACCURACY: R TERMINAL BOX (ABOVE) CABLE ENTRY ON THE LEFT SIGNAL CONNECTION D-END | 5617 | TEM | 1 | MC | 32 | 1
1PH80831FF121BB1 | SIMOTICS M COMPACT ASYNCHRONOUS MOTOR 1500RPM, 2,8KW,18NM, 7,5A, 346V 1750RPM, 3,3KW,18NM, 7,5A, 398V 2000RPM, 3,7KW,72NM, 7,6A, 447V FORCED VENTILATION; DIRECTION OF AIR FLOW NDE --> DE; DEGREE OF PROTECTION IP55 ABSOLUTE ENCODER 22 BIT SINGLETURN AND 12 BIT MULTITURN (ENCODER AM22DQ) WITH DRIVE-CLIQ INTERFACE DESIGN IM B5 (IMV 1,IM V3) SHAFT WITH FITTED KEY FULL-KEY BALANCING BEARING: STANDARD WITH FIXED BEARING, VIBRATION SEVERITY GRADE R/A; SHAFT AND FLANGE ACCURACY: R TERMINAL BOX (ABOVE) CABLE ENTRY ON THE LEFT SIGNAL CONNECTION D-END | 5617 | TEM | 1 | MC | 32 | 1
1PH80831FF121DA1 | SIMOTICS M COMPACT ASYNCHRONOUS MOTOR 1500RPM, 2,8KW,18NM, 7,5A, 346V 1750RPM, 3,3KW,18NM, 7,5A, 398V 2000RPM, 3,7KW,72NM, 7,6A, 447V FORCED VENTILATION; DIRECTION OF AIR FLOW NDE --> DE; DEGREE OF PROTECTION IP55 ABSOLUTE ENCODER 22 BIT SINGLETURN AND 12 BIT MULTITURN (ENCODER AM22DQ) WITH DRIVE-CLIQ INTERFACE DESIGN IM B5 (IMV 1,IM V3) SHAFT WITH FITTED KEY FULL-KEY BALANCING BEARING: STANDARD WITH FIXED BEARING, VIBRATION SEVERITY GRADE SR/A; SHAFT AND FLANGE ACCURACY: R TERMINAL BOX (ABOVE) CABLE ENTRY ON THE RIGHT SIGNAL CONNECTION D-END | 5882 | TEM | 1 | MC | 32 | 1
1PH80831FG020BA1 | SIMOTICS M COMPACT ASYNCHRONOUS MOTOR 2000RPM, 3,7KW,18NM, 11,6A,293V 2300RPM, 4,1KW,17NM, 11,3A,332V 2650RPM, 4,6KW,17NM, 11,2A,376V FORCED VENTILATION; DIRECTION OF AIR FLOW DE --> NDE; DEGREE OF PROTECTION IP55 ABSOLUTE ENCODER 22 BIT SINGLETURN AND 12 BIT MULTITURN (ENCODER AM22DQ) WITH DRIVE-CLIQ INTERFACE DESIGN IM B5 (IMV 1,IM V3) PLAIN SHAFT WITHOUT FITTED KEY; BEARING: STANDARD WITH FIXED BEARING, VIBRATION SEVERITY GRADE R/A; SHAFT AND FLANGE ACCURACY: R TERMINAL BOX (ABOVE) CABLE ENTRY ON THE RIGHT SIGNAL CONNECTION D-END | 5617 | TEM | 1 | MC | 32 | 1
1PH80831FG020GA1 | SIMOTICS M COMPACT ASYNCHRONOUS MOTOR 2000RPM, 3,7KW,18NM, 11,6A,293V 2300RPM, 4,1KW,17NM, 11,3A,332V 2650RPM, 4,6KW,17NM, 11,2A,376V FORCED VENTILATION; DIRECTION OF AIR FLOW DE --> NDE; DEGREE OF PROTECTION IP55 ABSOLUTE ENCODER 22 BIT SINGLETURN AND 12 BIT MULTITURN (ENCODER AM22DQ) WITH DRIVE-CLIQ INTERFACE DESIGN IM B5 (IMV 1,IM V3) PLAIN SHAFT WITHOUT FITTED KEY; BEARING: STANDARD, VIBRATION SEVERITY GRADE R/A; SHAFT AND FLANGE ACCURACY: R TERMINAL BOX (ABOVE) CABLE ENTRY ON THE RIGHT SIGNAL CONNECTION D-END | 5332 | TEM | 1 | MC | 32 | 1
1PH80831FG122BB1 | SIMOTICS M COMPACT ASYNCHRONOUS MOTOR 2000RPM, 3,7KW,18NM, 11,6A,293V 2300RPM, 4,1KW,17NM, 11,3A,332V 2650RPM, 4,6KW,17NM, 11,2A,376V FORCED VENTILATION; DIRECTION OF AIR FLOW NDE --> DE; DEGREE OF PROTECTION IP55 ABSOLUTE ENCODER 22 BIT SINGLETURN AND 12 BIT MULTITURN (ENCODER AM22DQ) WITH DRIVE-CLIQ INTERFACE DESIGN IM B5 (IMV 1,IM V3) SHAFT WITH FITTED KEY HALF-KEY BALANCING BEARING: STANDARD WITH FIXED BEARING, VIBRATION SEVERITY GRADE R/A; SHAFT AND FLANGE ACCURACY: R TERMINAL BOX (ABOVE) CABLE ENTRY ON THE LEFT SIGNAL CONNECTION D-END | 5617 | TEM | 1 | MC | 32 | 1
1PH80831FM020BG1 | SIMOTICS M COMPACT ASYNCHRONOUS MOTOR 3000RPM,4,1KW,13NM,13,6A,293V 3300RPM,4,5KW,13NM,13,5A,332V 3600RPM,4,9KW,13NM,14A,376V FORCED VENTILATION; DIRECTION OF AIR FLOW DE --> NDE; DEGREE OF PROTECTION IP55 ABSOLUTE ENCODER 22 BIT SINGLETURN AND 12 BIT MULTITURN (ENCODER AM22DQ) WITH DRIVE-CLIQ INTERFACE DESIGN IM B5 (IMV 1,IM V3) PLAIN SHAFT WITHOUT FITTED KEY; BEARING: STANDARD WITH FIXED BEARING, VIBRATION SEVERITY GRADE R/A; SHAFT AND FLANGE ACCURACY: R POWER CONNECTOR (ABOVE) CABLE ENTRY ON THE ND-END SIGNAL CONNECTION LEFT | 5617 | TEM | 1 | MC | 32 | 1
1PH80831FM020DA1 | SIMOTICS M COMPACT ASYNCHRONOUS MOTOR 3000RPM,4,1KW,13NM,13,6A,293V 3300RPM,4,5KW,13NM,13,5A,332V 3600RPM,4,9KW,13NM,14A,376V FORCED VENTILATION; DIRECTION OF AIR FLOW DE --> NDE; DEGREE OF PROTECTION IP55 ABSOLUTE ENCODER 22 BIT SINGLETURN AND 12 BIT MULTITURN (ENCODER AM22DQ) WITH DRIVE-CLIQ INTERFACE DESIGN IM B5 (IMV 1,IM V3) PLAIN SHAFT WITHOUT FITTED KEY; BEARING: STANDARD WITH FIXED BEARING, VIBRATION SEVERITY GRADE SR/A; SHAFT AND FLANGE ACCURACY: R TERMINAL BOX (ABOVE) CABLE ENTRY ON THE RIGHT SIGNAL CONNECTION D-END | 5882 | TEM | 1 | MC | 32 | 1
1PH80831FM122BA1 | SIMOTICS M COMPACT ASYNCHRONOUS MOTOR 3000RPM, 4,1KW,13NM, 13,6A,298V 3300RPM, 4,5KW,13NM, 13,5A,327V 3600RPM, 4,9KW, 13NM, 14A, 355V FORCED VENTILATION; DIRECTION OF AIR FLOW NDE --> DE; DEGREE OF PROTECTION IP55 ABSOLUTE ENCODER 22 BIT SINGLETURN AND 12 BIT MULTITURN (ENCODER AM22DQ) WITH DRIVE-CLIQ INTERFACE DESIGN IM B5 (IMV 1,IM V3) SHAFT WITH FITTED KEY HALF-KEY BALANCING BEARING: STANDARD WITH FIXED BEARING, VIBRATION SEVERITY GRADE R/A; SHAFT AND FLANGE ACCURACY: R TERMINAL BOX (ABOVE) CABLE ENTRY ON THE RIGHT SIGNAL CONNECTION D-END | 5617 | TEM | 1 | MC | 32 | 1
1PH80831HF000BA1 | SIMOTICS M COMPACT ASYNCHRONOUS MOTOR 1500RPM, 2,8KW, 18NM, 7,5A,346V 1750RPM, 3,3KW, 18NM, 7,5A,398V 2000RPM, 3,7KW, 18NM, 7,6A,447V FORCED VENTILATION; DIRECTION OF AIR FLOW DE --> NDE; DEGREE OF PROTECTION IP55 INCREMENT. ENCODER HTL 1024 S/R (ENCODER HTL1024S/R) with TEMPERAT. SENSOR KTY84-130 DESIGN IM B3 (IM V5, IM V6) PLAIN SHAFT WITHOUT FITTED KEY; BEARING: STANDARD WITH FIXED BEARING, VIBRATION SEVERITY GRADE R/A; SHAFT AND FLANGE ACCURACY: R TERMINAL BOX (ABOVE) CABLE ENTRY ON THE RIGHT SIGNAL CONNECTION D-END | 3536 | TEM | 1 | MC | 32 | 1
1PH80831HF000DA1 | SIMOTICS M COMPACT ASYNCHRONOUS MOTOR 1500RPM, 2,8KW, 18NM, 7,5A,346V 1750RPM, 3,3KW, 18NM, 7,5A,398V 2000RPM, 3,7KW, 18NM, 7,6A,447V FORCED VENTILATION; DIRECTION OF AIR FLOW DE --> NDE; DEGREE OF PROTECTION IP55 INCREMENT. ENCODER HTL 1024 S/R (ENCODER HTL1024S/R) with TEMPERAT. SENSOR KTY84-130 DESIGN IM B3 (IM V5, IM V6) PLAIN SHAFT WITHOUT FITTED KEY; BEARING: STANDARD WITH FIXED BEARING, VIBRATION SEVERITY GRADE SR/A; SHAFT AND FLANGE ACCURACY: R TERMINAL BOX (ABOVE) CABLE ENTRY ON THE RIGHT SIGNAL CONNECTION D-END | 3801 | TEM | 1 | MC | 32 | 1
1PH80831HF001BA1 | SIMOTICS M COMPACT ASYNCHRONOUS MOTOR 1500RPM, 2,8KW, 18NM, 7,5A,346V 1750RPM, 3,3KW, 18NM, 7,5A,398V 2000RPM, 3,7KW, 18NM, 7,6A,447V FORCED VENTILATION; DIRECTION OF AIR FLOW DE --> NDE; DEGREE OF PROTECTION IP55 INCREMENT. ENCODER HTL 1024 S/R (ENCODER HTL1024S/R) with TEMPERAT. SENSOR KTY84-130 DESIGN IM B3 (IM V5, IM V6) SHAFT WITH FITTED KEY FULL-KEY BALANCING BEARING: STANDARD WITH FIXED BEARING, VIBRATION SEVERITY GRADE R/A; SHAFT AND FLANGE ACCURACY: R TERMINAL BOX (ABOVE) CABLE ENTRY ON THE RIGHT SIGNAL CONNECTION D-END | 3536 | TEM | 1 | MC | 32 | 1
1PH80831HF001BB1 | SIMOTICS M COMPACT ASYNCHRONOUS MOTOR 1500RPM, 2,8KW, 18NM, 7,5A,346V 1750RPM, 3,3KW, 18NM, 7,5A,398V 2000RPM, 3,7KW, 18NM, 7,6A,447V FORCED VENTILATION; DIRECTION OF AIR FLOW DE --> NDE; DEGREE OF PROTECTION IP55 INCREMENT. ENCODER HTL 1024 S/R (ENCODER HTL1024S/R) with TEMPERAT. SENSOR KTY84-130 DESIGN IM B3 (IM V5, IM V6) SHAFT WITH FITTED KEY FULL-KEY BALANCING BEARING: STANDARD WITH FIXED BEARING, VIBRATION SEVERITY GRADE R/A; SHAFT AND FLANGE ACCURACY: R TERMINAL BOX (ABOVE) CABLE ENTRY ON THE LEFT SIGNAL CONNECTION D-END | 3536 | TEM | 1 | MC | 32 | 1
1PH80831HF002BA1 | SIMOTICS M COMPACT ASYNCHRONOUS MOTOR 1500RPM, 2,8KW, 18NM, 7,5A,346V 1750RPM, 3,3KW, 18NM, 7,5A,398V 2000RPM, 3,7KW, 18NM, 7,6A,447V FORCED VENTILATION; DIRECTION OF AIR FLOW DE --> NDE; DEGREE OF PROTECTION IP55 INCREMENT. ENCODER HTL 1024 S/R (ENCODER HTL1024S/R) with TEMPERAT. SENSOR KTY84-130 DESIGN IM B3 (IM V5, IM V6) SHAFT WITH FITTED KEY HALF-KEY BALANCING BEARING: STANDARD WITH FIXED BEARING, VIBRATION SEVERITY GRADE R/A; SHAFT AND FLANGE ACCURACY: R TERMINAL BOX (ABOVE) CABLE ENTRY ON THE RIGHT SIGNAL CONNECTION D-END | 3536 | TEM | 1 | MC | 32 | 1
1PH80831HF002BC1 | SIMOTICS M COMPACT ASYNCHRONOUS MOTOR 1500RPM, 2,8KW, 18NM, 7,5A,346V 1750RPM, 3,3KW, 18NM, 7,5A,398V 2000RPM, 3,7KW, 18NM, 7,6A,447V FORCED VENTILATION; DIRECTION OF AIR FLOW DE --> NDE; DEGREE OF PROTECTION IP55 INCREMENT. ENCODER HTL 1024 S/R (ENCODER HTL1024S/R) with TEMPERAT. SENSOR KTY84-130 DESIGN IM B3 (IM V5, IM V6) SHAFT WITH FITTED KEY HALF-KEY BALANCING BEARING: STANDARD WITH FIXED BEARING, VIBRATION SEVERITY GRADE R/A; SHAFT AND FLANGE ACCURACY: R TERMINAL BOX (ABOVE) CABLE ENTRY ON THE ND-END SIGNAL CONNECTION LEFT | 3536 | TEM | 1 | MC | 32 | 1
1PH80831HF020BA1 | SIMOTICS M COMPACT ASYNCHRONOUS MOTOR 1500RPM, 2,8KW, 18NM, 7,5A,346V 1750RPM, 3,3KW, 18NM, 7,5A,398V 2000RPM, 3,7KW, 18NM, 7,6A,447V FORCED VENTILATION; DIRECTION OF AIR FLOW DE --> NDE; DEGREE OF PROTECTION IP55 INCREMENT. ENCODER HTL 1024 S/R (ENCODER HTL1024S/R) with TEMPERAT. SENSOR KTY84-130 DESIGN IM B5 (IMV 1,IM V3) PLAIN SHAFT WITHOUT FITTED KEY; BEARING: STANDARD WITH FIXED BEARING, VIBRATION SEVERITY GRADE R/A; SHAFT AND FLANGE ACCURACY: R TERMINAL BOX (ABOVE) CABLE ENTRY ON THE RIGHT SIGNAL CONNECTION D-END | 3688 | TEM | 1 | MC | 32 | 1
1PH80831HF021BA1 | SIMOTICS M COMPACT ASYNCHRONOUS MOTOR 1500RPM, 2,8KW, 18NM, 7,5A,346V 1750RPM, 3,3KW, 18NM, 7,5A,398V 2000RPM, 3,7KW, 18NM, 7,6A,447V FORCED VENTILATION; DIRECTION OF AIR FLOW DE --> NDE; DEGREE OF PROTECTION IP55 INCREMENT. ENCODER HTL 1024 S/R (ENCODER HTL1024S/R) with TEMPERAT. SENSOR KTY84-130 DESIGN IM B5 (IMV 1,IM V3) SHAFT WITH FITTED KEY FULL-KEY BALANCING BEARING: STANDARD WITH FIXED BEARING, VIBRATION SEVERITY GRADE R/A; SHAFT AND FLANGE ACCURACY: R TERMINAL BOX (ABOVE) CABLE ENTRY ON THE RIGHT SIGNAL CONNECTION D-END | 3688 | TEM | 1 | MC | 32 | 1
1PH80831HF022BA1 | SIMOTICS M COMPACT ASYNCHRONOUS MOTOR 1500RPM, 2,8KW, 18NM, 7,5A,346V 1750RPM, 3,3KW, 18NM, 7,5A,398V 2000RPM, 3,7KW, 18NM, 7,6A,447V FORCED VENTILATION; DIRECTION OF AIR FLOW DE --> NDE; DEGREE OF PROTECTION IP55 INCREMENT. ENCODER HTL 1024 S/R (ENCODER HTL1024S/R) with TEMPERAT. SENSOR KTY84-130 DESIGN IM B5 (IMV 1,IM V3) SHAFT WITH FITTED KEY HALF-KEY BALANCING BEARING: STANDARD WITH FIXED BEARING, VIBRATION SEVERITY GRADE R/A; SHAFT AND FLANGE ACCURACY: R TERMINAL BOX (ABOVE) CABLE ENTRY ON THE RIGHT SIGNAL CONNECTION D-END | 3688 | TEM | 1 | MC | 32 | 1
1PH80831HF022CA1 | SIMOTICS M COMPACT ASYNCHRONOUS MOTOR 1500RPM, 2,8KW, 18NM, 7,5A,346V 1750RPM, 3,3KW, 18NM, 7,5A,398V 2000RPM, 3,7KW, 18NM, 7,6A,447V FORCED VENTILATION; DIRECTION OF AIR FLOW DE --> NDE; DEGREE OF PROTECTION IP55 INCREMENT. ENCODER HTL 1024 S/R (ENCODER HTL1024S/R) with TEMPERAT. SENSOR KTY84-130 DESIGN IM B5 (IMV 1,IM V3) SHAFT WITH FITTED KEY HALF-KEY BALANCING BEARING: STANDARD WITH FIXED BEARING, VIBRATION SEVERITY GRADE S/A, SHAFT AND FLANGE ACCURACY: R TERMINAL BOX (ABOVE) CABLE ENTRY ON THE RIGHT SIGNAL CONNECTION D-END | 3883 | TEM | 1 | MC | 32 | 1
1PH80831HF022GA1 | SIMOTICS M COMPACT ASYNCHRONOUS MOTOR 1500RPM, 2,8KW, 18NM, 7,5A,346V 1750RPM, 3,3KW, 18NM, 7,5A,398V 2000RPM, 3,7KW, 18NM, 7,6A,447V FORCED VENTILATION; DIRECTION OF AIR FLOW DE --> NDE; DEGREE OF PROTECTION IP55 INCREMENT. ENCODER HTL 1024 S/R (ENCODER HTL1024S/R) with TEMPERAT. SENSOR KTY84-130 DESIGN IM B5 (IMV 1,IM V3) SHAFT WITH FITTED KEY HALF-KEY BALANCING BEARING: STANDARD, VIBRATION SEVERITY GRADE R/A; SHAFT AND FLANGE ACCURACY: R TERMINAL BOX (ABOVE) CABLE ENTRY ON THE RIGHT SIGNAL CONNECTION D-END | 3403 | TEM | 1 | MC | 32 | 1
1PH80831HF100BA1 | SIMOTICS M COMPACT ASYNCHRONOUS MOTOR 1500RPM, 2,8KW,18NM, 7,5A, 346V 1750RPM, 3,3KW,18NM, 7,5A, 398V 2000RPM, 3,7KW,72NM, 7,6A, 447V FORCED VENTILATION; DIRECTION OF AIR FLOW NDE --> DE; DEGREE OF PROTECTION IP55 INCREMENT. ENCODER HTL 1024 S/R (ENCODER HTL1024S/R) with TEMPERAT. SENSOR KTY84-130 DESIGN IM B3 (IM V5, IM V6) PLAIN SHAFT WITHOUT FITTED KEY; BEARING: STANDARD WITH FIXED BEARING, VIBRATION SEVERITY GRADE R/A; SHAFT AND FLANGE ACCURACY: R TERMINAL BOX (ABOVE) CABLE ENTRY ON THE RIGHT SIGNAL CONNECTION D-END | 3536 | TEM | 1 | MC | 32 | 1
1PH80831HF100BB1 | SIMOTICS M COMPACT ASYNCHRONOUS MOTOR 1500RPM, 2,8KW,18NM, 7,5A, 346V 1750RPM, 3,3KW,18NM, 7,5A, 398V 2000RPM, 3,7KW,72NM, 7,6A, 447V FORCED VENTILATION; DIRECTION OF AIR FLOW NDE --> DE; DEGREE OF PROTECTION IP55 INCREMENT. ENCODER HTL 1024 S/R (ENCODER HTL1024S/R) with TEMPERAT. SENSOR KTY84-130 DESIGN IM B3 (IM V5, IM V6) PLAIN SHAFT WITHOUT FITTED KEY; BEARING: STANDARD WITH FIXED BEARING, VIBRATION SEVERITY GRADE R/A; SHAFT AND FLANGE ACCURACY: R TERMINAL BOX (ABOVE) CABLE ENTRY ON THE LEFT SIGNAL CONNECTION D-END | 3536 | TEM | 1 | MC | 32 | 1
1PH80831HF100BC1 | SIMOTICS M COMPACT ASYNCHRONOUS MOTOR 1500RPM, 2,8KW,18NM, 7,5A, 346V 1750RPM, 3,3KW,18NM, 7,5A, 398V 2000RPM, 3,7KW,72NM, 7,6A, 447V FORCED VENTILATION; DIRECTION OF AIR FLOW NDE --> DE; DEGREE OF PROTECTION IP55 INCREMENT. ENCODER HTL 1024 S/R (ENCODER HTL1024S/R) with TEMPERAT. SENSOR KTY84-130 DESIGN IM B3 (IM V5, IM V6) PLAIN SHAFT WITHOUT FITTED KEY; BEARING: STANDARD WITH FIXED BEARING, VIBRATION SEVERITY GRADE R/A; SHAFT AND FLANGE ACCURACY: R TERMINAL BOX (ABOVE) CABLE ENTRY ON THE ND-END SIGNAL CONNECTION LEFT | 3536 | TEM | 1 | MC | 32 | 1
1PH80831HF100CA1 | SIMOTICS M COMPACT ASYNCHRONOUS MOTOR 1500RPM, 2,8KW,18NM, 7,5A, 346V 1750RPM, 3,3KW,18NM, 7,5A, 398V 2000RPM, 3,7KW,72NM, 7,6A, 447V FORCED VENTILATION; DIRECTION OF AIR FLOW NDE --> DE; DEGREE OF PROTECTION IP55 INCREMENT. ENCODER HTL 1024 S/R (ENCODER HTL1024S/R) with TEMPERAT. SENSOR KTY84-130 DESIGN IM B3 (IM V5, IM V6) PLAIN SHAFT WITHOUT FITTED KEY; BEARING: STANDARD WITH FIXED BEARING, VIBRATION SEVERITY GRADE S/A, SHAFT AND FLANGE ACCURACY: R TERMINAL BOX (ABOVE) CABLE ENTRY ON THE RIGHT SIGNAL CONNECTION D-END | 3731 | TEM | 1 | MC | 32 | 1
1PH80831HF100CB1 | SIMOTICS M COMPACT ASYNCHRONOUS MOTOR 1500RPM, 2,8KW,18NM, 7,5A, 346V 1750RPM, 3,3KW,18NM, 7,5A, 398V 2000RPM, 3,7KW,72NM, 7,6A, 447V FORCED VENTILATION; DIRECTION OF AIR FLOW NDE --> DE; DEGREE OF PROTECTION IP55 INCREMENT. ENCODER HTL 1024 S/R (ENCODER HTL1024S/R) with TEMPERAT. SENSOR KTY84-130 DESIGN IM B3 (IM V5, IM V6) PLAIN SHAFT WITHOUT FITTED KEY; BEARING: STANDARD WITH FIXED BEARING, VIBRATION SEVERITY GRADE S/A, SHAFT AND FLANGE ACCURACY: R TERMINAL BOX (ABOVE) CABLE ENTRY ON THE LEFT SIGNAL CONNECTION D-END | 3731 | TEM | 1 | MC | 32 | 1
1PH80831HF100CC1 | SIMOTICS M COMPACT ASYNCHRONOUS MOTOR 1500RPM, 2,8KW,18NM, 7,5A, 346V 1750RPM, 3,3KW,18NM, 7,5A, 398V 2000RPM, 3,7KW,72NM, 7,6A, 447V FORCED VENTILATION; DIRECTION OF AIR FLOW NDE --> DE; DEGREE OF PROTECTION IP55 INCREMENT. ENCODER HTL 1024 S/R (ENCODER HTL1024S/R) with TEMPERAT. SENSOR KTY84-130 DESIGN IM B3 (IM V5, IM V6) PLAIN SHAFT WITHOUT FITTED KEY; BEARING: STANDARD WITH FIXED BEARING, VIBRATION SEVERITY GRADE S/A, SHAFT AND FLANGE ACCURACY: R TERMINAL BOX (ABOVE) CABLE ENTRY ON THE ND-END SIGNAL CONNECTION LEFT | 3731 | TEM | 1 | MC | 32 | 1
1PH80831HF101BA1 | SIMOTICS M COMPACT ASYNCHRONOUS MOTOR 1500RPM, 2,8KW,18NM, 7,5A, 346V 1750RPM, 3,3KW,18NM, 7,5A, 398V 2000RPM, 3,7KW,72NM, 7,6A, 447V FORCED VENTILATION; DIRECTION OF AIR FLOW NDE --> DE; DEGREE OF PROTECTION IP55 INCREMENT. ENCODER HTL 1024 S/R (ENCODER HTL1024S/R) with TEMPERAT. SENSOR KTY84-130 DESIGN IM B3 (IM V5, IM V6) SHAFT WITH FITTED KEY FULL-KEY BALANCING BEARING: STANDARD WITH FIXED BEARING, VIBRATION SEVERITY GRADE R/A; SHAFT AND FLANGE ACCURACY: R TERMINAL BOX (ABOVE) CABLE ENTRY ON THE RIGHT SIGNAL CONNECTION D-END | 3536 | TEM | 1 | MC | 32 | 1
1PH80831HF102BA1 | SIMOTICS M COMPACT ASYNCHRONOUS MOTOR 1500RPM, 2,8KW,18NM, 7,5A, 346V 1750RPM, 3,3KW,18NM, 7,5A, 398V 2000RPM, 3,7KW,72NM, 7,6A, 447V FORCED VENTILATION; DIRECTION OF AIR FLOW NDE --> DE; DEGREE OF PROTECTION IP55 INCREMENT. ENCODER HTL 1024 S/R (ENCODER HTL1024S/R) with TEMPERAT. SENSOR KTY84-130 DESIGN IM B3 (IM V5, IM V6) SHAFT WITH FITTED KEY HALF-KEY BALANCING BEARING: STANDARD WITH FIXED BEARING, VIBRATION SEVERITY GRADE R/A; SHAFT AND FLANGE ACCURACY: R TERMINAL BOX (ABOVE) CABLE ENTRY ON THE RIGHT SIGNAL CONNECTION D-END | 3536 | TEM | 1 | MC | 32 | 1
1PH80831HF102BB1 | SIMOTICS M COMPACT ASYNCHRONOUS MOTOR 1500RPM, 2,8KW,18NM, 7,5A, 346V 1750RPM, 3,3KW,18NM, 7,5A, 398V 2000RPM, 3,7KW,72NM, 7,6A, 447V FORCED VENTILATION; DIRECTION OF AIR FLOW NDE --> DE; DEGREE OF PROTECTION IP55 INCREMENT. ENCODER HTL 1024 S/R (ENCODER HTL1024S/R) with TEMPERAT. SENSOR KTY84-130 DESIGN IM B3 (IM V5, IM V6) SHAFT WITH FITTED KEY HALF-KEY BALANCING BEARING: STANDARD WITH FIXED BEARING, VIBRATION SEVERITY GRADE R/A; SHAFT AND FLANGE ACCURACY: R TERMINAL BOX (ABOVE) CABLE ENTRY ON THE LEFT SIGNAL CONNECTION D-END | 3536 | TEM | 1 | MC | 32 | 1
1PH80831HF102BC1 | SIMOTICS M COMPACT ASYNCHRONOUS MOTOR 1500RPM, 2,8KW,18NM, 7,5A, 346V 1750RPM, 3,3KW,18NM, 7,5A, 398V 2000RPM, 3,7KW,72NM, 7,6A, 447V FORCED VENTILATION; DIRECTION OF AIR FLOW NDE --> DE; DEGREE OF PROTECTION IP55 INCREMENT. ENCODER HTL 1024 S/R (ENCODER HTL1024S/R) with TEMPERAT. SENSOR KTY84-130 DESIGN IM B3 (IM V5, IM V6) SHAFT WITH FITTED KEY HALF-KEY BALANCING BEARING: STANDARD WITH FIXED BEARING, VIBRATION SEVERITY GRADE R/A; SHAFT AND FLANGE ACCURACY: R TERMINAL BOX (ABOVE) CABLE ENTRY ON THE ND-END SIGNAL CONNECTION LEFT | 3536 | TEM | 1 | MC | 32 | 1
1PH80831HF102CA1 | SIMOTICS M COMPACT ASYNCHRONOUS MOTOR 1500RPM, 2,8KW,18NM, 7,5A, 346V 1750RPM, 3,3KW,18NM, 7,5A, 398V 2000RPM, 3,7KW,72NM, 7,6A, 447V FORCED VENTILATION; DIRECTION OF AIR FLOW NDE --> DE; DEGREE OF PROTECTION IP55 INCREMENT. ENCODER HTL 1024 S/R (ENCODER HTL1024S/R) with TEMPERAT. SENSOR KTY84-130 DESIGN IM B3 (IM V5, IM V6) SHAFT WITH FITTED KEY HALF-KEY BALANCING BEARING: STANDARD WITH FIXED BEARING, VIBRATION SEVERITY GRADE S/A, SHAFT AND FLANGE ACCURACY: R TERMINAL BOX (ABOVE) CABLE ENTRY ON THE RIGHT SIGNAL CONNECTION D-END | 3731 | TEM | 1 | MC | 32 | 1
1PH80831HF102CB1 | SIMOTICS M COMPACT ASYNCHRONOUS MOTOR 1500RPM, 2,8KW,18NM, 7,5A, 346V 1750RPM, 3,3KW,18NM, 7,5A, 398V 2000RPM, 3,7KW,72NM, 7,6A, 447V FORCED VENTILATION; DIRECTION OF AIR FLOW NDE --> DE; DEGREE OF PROTECTION IP55 INCREMENT. ENCODER HTL 1024 S/R (ENCODER HTL1024S/R) with TEMPERAT. SENSOR KTY84-130 DESIGN IM B3 (IM V5, IM V6) SHAFT WITH FITTED KEY HALF-KEY BALANCING BEARING: STANDARD WITH FIXED BEARING, VIBRATION SEVERITY GRADE S/A, SHAFT AND FLANGE ACCURACY: R TERMINAL BOX (ABOVE) CABLE ENTRY ON THE LEFT SIGNAL CONNECTION D-END | 3731 | TEM | 1 | MC | 32 | 1
1PH80831HF102CC1 | SIMOTICS M COMPACT ASYNCHRONOUS MOTOR 1500RPM, 2,8KW,18NM, 7,5A, 346V 1750RPM, 3,3KW,18NM, 7,5A, 398V 2000RPM, 3,7KW,72NM, 7,6A, 447V FORCED VENTILATION; DIRECTION OF AIR FLOW NDE --> DE; DEGREE OF PROTECTION IP55 INCREMENT. ENCODER HTL 1024 S/R (ENCODER HTL1024S/R) with TEMPERAT. SENSOR KTY84-130 DESIGN IM B3 (IM V5, IM V6) SHAFT WITH FITTED KEY HALF-KEY BALANCING BEARING: STANDARD WITH FIXED BEARING, VIBRATION SEVERITY GRADE S/A, SHAFT AND FLANGE ACCURACY: R TERMINAL BOX (ABOVE) CABLE ENTRY ON THE ND-END SIGNAL CONNECTION LEFT | 3731 | TEM | 1 | MC | 32 | 1
1PH80831HF120BA1 | SIMOTICS M COMPACT ASYNCHRONOUS MOTOR 1500RPM, 2,8KW,18NM, 7,5A, 346V 1750RPM, 3,3KW,18NM, 7,5A, 398V 2000RPM, 3,7KW,72NM, 7,6A, 447V FORCED VENTILATION; DIRECTION OF AIR FLOW NDE --> DE; DEGREE OF PROTECTION IP55 INCREMENT. ENCODER HTL 1024 S/R (ENCODER HTL1024S/R) with TEMPERAT. SENSOR KTY84-130 DESIGN IM B5 (IMV 1,IM V3) PLAIN SHAFT WITHOUT FITTED KEY; BEARING: STANDARD WITH FIXED BEARING, VIBRATION SEVERITY GRADE R/A; SHAFT AND FLANGE ACCURACY: R TERMINAL BOX (ABOVE) CABLE ENTRY ON THE RIGHT SIGNAL CONNECTION D-END | 3688 | TEM | 1 | MC | 32 | 1
1PH80831HF120BB1 | SIMOTICS M COMPACT ASYNCHRONOUS MOTOR 1500RPM, 2,8KW,18NM, 7,5A, 346V 1750RPM, 3,3KW,18NM, 7,5A, 398V 2000RPM, 3,7KW,72NM, 7,6A, 447V FORCED VENTILATION; DIRECTION OF AIR FLOW NDE --> DE; DEGREE OF PROTECTION IP55 INCREMENT. ENCODER HTL 1024 S/R (ENCODER HTL1024S/R) with TEMPERAT. SENSOR KTY84-130 DESIGN IM B5 (IMV 1,IM V3) PLAIN SHAFT WITHOUT FITTED KEY; BEARING: STANDARD WITH FIXED BEARING, VIBRATION SEVERITY GRADE R/A; SHAFT AND FLANGE ACCURACY: R TERMINAL BOX (ABOVE) CABLE ENTRY ON THE LEFT SIGNAL CONNECTION D-END | 3688 | TEM | 1 | MC | 32 | 1
1PH80831HF120BC1 | SIMOTICS M COMPACT ASYNCHRONOUS MOTOR 1500RPM, 2,8KW,18NM, 7,5A, 346V 1750RPM, 3,3KW,18NM, 7,5A, 398V 2000RPM, 3,7KW,72NM, 7,6A, 447V FORCED VENTILATION; DIRECTION OF AIR FLOW NDE --> DE; DEGREE OF PROTECTION IP55 INCREMENT. ENCODER HTL 1024 S/R (ENCODER HTL1024S/R) with TEMPERAT. SENSOR KTY84-130 DESIGN IM B5 (IMV 1,IM V3) PLAIN SHAFT WITHOUT FITTED KEY; BEARING: STANDARD WITH FIXED BEARING, VIBRATION SEVERITY GRADE R/A; SHAFT AND FLANGE ACCURACY: R TERMINAL BOX (ABOVE) CABLE ENTRY ON THE ND-END SIGNAL CONNECTION LEFT | 3688 | TEM | 1 | MC | 32 | 1
1PH80831HF120CA1 | SIMOTICS M COMPACT ASYNCHRONOUS MOTOR 1500RPM, 2,8KW,18NM, 7,5A, 346V 1750RPM, 3,3KW,18NM, 7,5A, 398V 2000RPM, 3,7KW,72NM, 7,6A, 447V FORCED VENTILATION; DIRECTION OF AIR FLOW NDE --> DE; DEGREE OF PROTECTION IP55 INCREMENT. ENCODER HTL 1024 S/R (ENCODER HTL1024S/R) with TEMPERAT. SENSOR KTY84-130 DESIGN IM B5 (IMV 1,IM V3) PLAIN SHAFT WITHOUT FITTED KEY; BEARING: STANDARD WITH FIXED BEARING, VIBRATION SEVERITY GRADE S/A, SHAFT AND FLANGE ACCURACY: R TERMINAL BOX (ABOVE) CABLE ENTRY ON THE RIGHT SIGNAL CONNECTION D-END | 3883 | TEM | 1 | MC | 32 | 1
1PH80831HF120CB1 | SIMOTICS M COMPACT ASYNCHRONOUS MOTOR 1500RPM, 2,8KW,18NM, 7,5A, 346V 1750RPM, 3,3KW,18NM, 7,5A, 398V 2000RPM, 3,7KW,72NM, 7,6A, 447V FORCED VENTILATION; DIRECTION OF AIR FLOW NDE --> DE; DEGREE OF PROTECTION IP55 INCREMENT. ENCODER HTL 1024 S/R (ENCODER HTL1024S/R) with TEMPERAT. SENSOR KTY84-130 DESIGN IM B5 (IMV 1,IM V3) PLAIN SHAFT WITHOUT FITTED KEY; BEARING: STANDARD WITH FIXED BEARING, VIBRATION SEVERITY GRADE S/A, SHAFT AND FLANGE ACCURACY: R TERMINAL BOX (ABOVE) CABLE ENTRY ON THE LEFT SIGNAL CONNECTION D-END | 3883 | TEM | 1 | MC | 32 | 1
1PH80831HF120CC1 | SIMOTICS M COMPACT ASYNCHRONOUS MOTOR 1500RPM, 2,8KW,18NM, 7,5A, 346V 1750RPM, 3,3KW,18NM, 7,5A, 398V 2000RPM, 3,7KW,72NM, 7,6A, 447V FORCED VENTILATION; DIRECTION OF AIR FLOW NDE --> DE; DEGREE OF PROTECTION IP55 INCREMENT. ENCODER HTL 1024 S/R (ENCODER HTL1024S/R) with TEMPERAT. SENSOR KTY84-130 DESIGN IM B5 (IMV 1,IM V3) PLAIN SHAFT WITHOUT FITTED KEY; BEARING: STANDARD WITH FIXED BEARING, VIBRATION SEVERITY GRADE S/A, SHAFT AND FLANGE ACCURACY: R TERMINAL BOX (ABOVE) CABLE ENTRY ON THE ND-END SIGNAL CONNECTION LEFT | 3883 | TEM | 1 | MC | 32 | 1
1PH80831HF121BA1 | SIMOTICS M COMPACT ASYNCHRONOUS MOTOR 1500RPM, 2,8KW,18NM, 7,5A, 346V 1750RPM, 3,3KW,18NM, 7,5A, 398V 2000RPM, 3,7KW,72NM, 7,6A, 447V FORCED VENTILATION; DIRECTION OF AIR FLOW NDE --> DE; DEGREE OF PROTECTION IP55 INCREMENT. ENCODER HTL 1024 S/R (ENCODER HTL1024S/R) with TEMPERAT. SENSOR KTY84-130 DESIGN IM B5 (IMV 1,IM V3) SHAFT WITH FITTED KEY FULL-KEY BALANCING BEARING: STANDARD WITH FIXED BEARING, VIBRATION SEVERITY GRADE R/A; SHAFT AND FLANGE ACCURACY: R TERMINAL BOX (ABOVE) CABLE ENTRY ON THE RIGHT SIGNAL CONNECTION D-END | 3688 | TEM | 1 | MC | 32 | 1
1PH80831HF121CA1 | SIMOTICS M COMPACT ASYNCHRONOUS MOTOR 1500RPM, 2,8KW,18NM, 7,5A, 346V 1750RPM, 3,3KW,18NM, 7,5A, 398V 2000RPM, 3,7KW,72NM, 7,6A, 447V FORCED VENTILATION; DIRECTION OF AIR FLOW NDE --> DE; DEGREE OF PROTECTION IP55 INCREMENT. ENCODER HTL 1024 S/R (ENCODER HTL1024S/R) with TEMPERAT. SENSOR KTY84-130 DESIGN IM B5 (IMV 1,IM V3) SHAFT WITH FITTED KEY FULL-KEY BALANCING BEARING: STANDARD WITH FIXED BEARING, VIBRATION SEVERITY GRADE S/A, SHAFT AND FLANGE ACCURACY: R TERMINAL BOX (ABOVE) CABLE ENTRY ON THE RIGHT SIGNAL CONNECTION D-END | 3883 | TEM | 1 | MC | 32 | 1
1PH80831HF121CC1 | SIMOTICS M COMPACT ASYNCHRONOUS MOTOR 1500RPM, 2,8KW,18NM, 7,5A, 346V 1750RPM, 3,3KW,18NM, 7,5A, 398V 2000RPM, 3,7KW,72NM, 7,6A, 447V FORCED VENTILATION; DIRECTION OF AIR FLOW NDE --> DE; DEGREE OF PROTECTION IP55 INCREMENT. ENCODER HTL 1024 S/R (ENCODER HTL1024S/R) with TEMPERAT. SENSOR KTY84-130 DESIGN IM B5 (IMV 1,IM V3) SHAFT WITH FITTED KEY FULL-KEY BALANCING BEARING: STANDARD WITH FIXED BEARING, VIBRATION SEVERITY GRADE S/A, SHAFT AND FLANGE ACCURACY: R TERMINAL BOX (ABOVE) CABLE ENTRY ON THE ND-END SIGNAL CONNECTION LEFT | 3883 | TEM | 1 | MC | 32 | 1
1PH80831HF122BA1 | SIMOTICS M COMPACT ASYNCHRONOUS MOTOR 1500RPM, 2,8KW,18NM, 7,5A, 346V 1750RPM, 3,3KW,18NM, 7,5A, 398V 2000RPM, 3,7KW,72NM, 7,6A, 447V FORCED VENTILATION; DIRECTION OF AIR FLOW NDE --> DE; DEGREE OF PROTECTION IP55 INCREMENT. ENCODER HTL 1024 S/R (ENCODER HTL1024S/R) with TEMPERAT. SENSOR KTY84-130 DESIGN IM B5 (IMV 1,IM V3) SHAFT WITH FITTED KEY HALF-KEY BALANCING BEARING: STANDARD WITH FIXED BEARING, VIBRATION SEVERITY GRADE R/A; SHAFT AND FLANGE ACCURACY: R TERMINAL BOX (ABOVE) CABLE ENTRY ON THE RIGHT SIGNAL CONNECTION D-END | 3688 | TEM | 1 | MC | 32 | 1
1PH80831HF122BB1 | SIMOTICS M COMPACT ASYNCHRONOUS MOTOR 1500RPM, 2,8KW,18NM, 7,5A, 346V 1750RPM, 3,3KW,18NM, 7,5A, 398V 2000RPM, 3,7KW,72NM, 7,6A, 447V FORCED VENTILATION; DIRECTION OF AIR FLOW NDE --> DE; DEGREE OF PROTECTION IP55 INCREMENT. ENCODER HTL 1024 S/R (ENCODER HTL1024S/R) with TEMPERAT. SENSOR KTY84-130 DESIGN IM B5 (IMV 1,IM V3) SHAFT WITH FITTED KEY HALF-KEY BALANCING BEARING: STANDARD WITH FIXED BEARING, VIBRATION SEVERITY GRADE R/A; SHAFT AND FLANGE ACCURACY: R TERMINAL BOX (ABOVE) CABLE ENTRY ON THE LEFT SIGNAL CONNECTION D-END | 3688 | TEM | 1 | MC | 32 | 1
1PH80831HF122BC1 | SIMOTICS M COMPACT ASYNCHRONOUS MOTOR 1500RPM, 2,8KW,18NM, 7,5A, 346V 1750RPM, 3,3KW,18NM, 7,5A, 398V 2000RPM, 3,7KW,72NM, 7,6A, 447V FORCED VENTILATION; DIRECTION OF AIR FLOW NDE --> DE; DEGREE OF PROTECTION IP55 INCREMENT. ENCODER HTL 1024 S/R (ENCODER HTL1024S/R) with TEMPERAT. SENSOR KTY84-130 DESIGN IM B5 (IMV 1,IM V3) SHAFT WITH FITTED KEY HALF-KEY BALANCING BEARING: STANDARD WITH FIXED BEARING, VIBRATION SEVERITY GRADE R/A; SHAFT AND FLANGE ACCURACY: R TERMINAL BOX (ABOVE) CABLE ENTRY ON THE ND-END SIGNAL CONNECTION LEFT | 3688 | TEM | 1 | MC | 32 | 1
1PH80831HF122CA1 | SIMOTICS M COMPACT ASYNCHRONOUS MOTOR 1500RPM, 2,8KW,18NM, 7,5A, 346V 1750RPM, 3,3KW,18NM, 7,5A, 398V 2000RPM, 3,7KW,72NM, 7,6A, 447V FORCED VENTILATION; DIRECTION OF AIR FLOW NDE --> DE; DEGREE OF PROTECTION IP55 INCREMENT. ENCODER HTL 1024 S/R (ENCODER HTL1024S/R) with TEMPERAT. SENSOR KTY84-130 DESIGN IM B5 (IMV 1,IM V3) SHAFT WITH FITTED KEY HALF-KEY BALANCING BEARING: STANDARD WITH FIXED BEARING, VIBRATION SEVERITY GRADE S/A, SHAFT AND FLANGE ACCURACY: R TERMINAL BOX (ABOVE) CABLE ENTRY ON THE RIGHT SIGNAL CONNECTION D-END | 3883 | TEM | 1 | MC | 32 | 1
1PH80831HF122CB1 | SIMOTICS M COMPACT ASYNCHRONOUS MOTOR 1500RPM, 2,8KW,18NM, 7,5A, 346V 1750RPM, 3,3KW,18NM, 7,5A, 398V 2000RPM, 3,7KW,72NM, 7,6A, 447V FORCED VENTILATION; DIRECTION OF AIR FLOW NDE --> DE; DEGREE OF PROTECTION IP55 INCREMENT. ENCODER HTL 1024 S/R (ENCODER HTL1024S/R) with TEMPERAT. SENSOR KTY84-130 DESIGN IM B5 (IMV 1,IM V3) SHAFT WITH FITTED KEY HALF-KEY BALANCING BEARING: STANDARD WITH FIXED BEARING, VIBRATION SEVERITY GRADE S/A, SHAFT AND FLANGE ACCURACY: R TERMINAL BOX (ABOVE) CABLE ENTRY ON THE LEFT SIGNAL CONNECTION D-END | 3883 | TEM | 1 | MC | 32 | 1
1PH80831HF122CC1 | SIMOTICS M COMPACT ASYNCHRONOUS MOTOR 1500RPM, 2,8KW,18NM, 7,5A, 346V 1750RPM, 3,3KW,18NM, 7,5A, 398V 2000RPM, 3,7KW,72NM, 7,6A, 447V FORCED VENTILATION; DIRECTION OF AIR FLOW NDE --> DE; DEGREE OF PROTECTION IP55 INCREMENT. ENCODER HTL 1024 S/R (ENCODER HTL1024S/R) with TEMPERAT. SENSOR KTY84-130 DESIGN IM B5 (IMV 1,IM V3) SHAFT WITH FITTED KEY HALF-KEY BALANCING BEARING: STANDARD WITH FIXED BEARING, VIBRATION SEVERITY GRADE S/A, SHAFT AND FLANGE ACCURACY: R TERMINAL BOX (ABOVE) CABLE ENTRY ON THE ND-END SIGNAL CONNECTION LEFT | 3883 | TEM | 1 | MC | 32 | 1
1PH80831HF122DA1 | SIMOTICS M COMPACT ASYNCHRONOUS MOTOR 1500RPM, 2,8KW,18NM, 7,5A, 346V 1750RPM, 3,3KW,18NM, 7,5A, 398V 2000RPM, 3,7KW,72NM, 7,6A, 447V FORCED VENTILATION; DIRECTION OF AIR FLOW NDE --> DE; DEGREE OF PROTECTION IP55 INCREMENT. ENCODER HTL 1024 S/R (ENCODER HTL1024S/R) with TEMPERAT. SENSOR KTY84-130 DESIGN IM B5 (IMV 1,IM V3) SHAFT WITH FITTED KEY HALF-KEY BALANCING BEARING: STANDARD WITH FIXED BEARING, VIBRATION SEVERITY GRADE SR/A; SHAFT AND FLANGE ACCURACY: R TERMINAL BOX (ABOVE) CABLE ENTRY ON THE RIGHT SIGNAL CONNECTION D-END | 3953 | TEM | 1 | MC | 32 | 1
1PH80831HF200BA1 | SIMOTICS M COMPACT ASYNCHRONOUS MOTOR 1500RPM, 3,5KW,22NM, 8,9A, 357V 1750RPM, 4,0KW,22NM, 8,7A, 416V 2000RPM, 4,6KW,22NM, 8,7A, 457V WATER COOLING DEGREE OF PROTECTION IP65 INCREMENT. ENCODER HTL 1024 S/R (ENCODER HTL1024S/R) with TEMPERAT. SENSOR KTY84-130 DESIGN IM B3 (IM V5, IM V6) PLAIN SHAFT WITHOUT FITTED KEY; BEARING: STANDARD WITH FIXED BEARING, VIBRATION SEVERITY GRADE R/A; SHAFT AND FLANGE ACCURACY: R TERMINAL BOX (ABOVE) CABLE ENTRY ON THE RIGHT SIGNAL CONNECTION D-END | 3851 | TEM | 1 | MC | 36 | 1
1PH80831HF200BB1 | SIMOTICS M COMPACT ASYNCHRONOUS MOTOR 1500RPM, 3,5KW,22NM, 8,9A, 357V 1750RPM, 4,0KW,22NM, 8,7A, 416V 2000RPM, 4,6KW,22NM, 8,7A, 457V WATER COOLING DEGREE OF PROTECTION IP65 INCREMENT. ENCODER HTL 1024 S/R (ENCODER HTL1024S/R) with TEMPERAT. SENSOR KTY84-130 DESIGN IM B3 (IM V5, IM V6) PLAIN SHAFT WITHOUT FITTED KEY; BEARING: STANDARD WITH FIXED BEARING, VIBRATION SEVERITY GRADE R/A; SHAFT AND FLANGE ACCURACY: R TERMINAL BOX (ABOVE) CABLE ENTRY ON THE LEFT SIGNAL CONNECTION D-END | 3851 | TEM | 1 | MC | 36 | 1
1PH80831HF200BC1 | SIMOTICS M COMPACT ASYNCHRONOUS MOTOR 1500RPM, 3,5KW,22NM, 8,9A, 357V 1750RPM, 4,0KW,22NM, 8,7A, 416V 2000RPM, 4,6KW,22NM, 8,7A, 457V WATER COOLING DEGREE OF PROTECTION IP65 INCREMENT. ENCODER HTL 1024 S/R (ENCODER HTL1024S/R) with TEMPERAT. SENSOR KTY84-130 DESIGN IM B3 (IM V5, IM V6) PLAIN SHAFT WITHOUT FITTED KEY; BEARING: STANDARD WITH FIXED BEARING, VIBRATION SEVERITY GRADE R/A; SHAFT AND FLANGE ACCURACY: R TERMINAL BOX (ABOVE) CABLE ENTRY ON THE ND-END SIGNAL CONNECTION LEFT | 3851 | TEM | 1 | MC | 36 | 1
1PH80831HF200CA1 | SIMOTICS M COMPACT ASYNCHRONOUS MOTOR 1500RPM, 3,5KW,22NM, 8,9A, 357V 1750RPM, 4,0KW,22NM, 8,7A, 416V 2000RPM, 4,6KW,22NM, 8,7A, 457V WATER COOLING DEGREE OF PROTECTION IP65 INCREMENT. ENCODER HTL 1024 S/R (ENCODER HTL1024S/R) with TEMPERAT. SENSOR KTY84-130 DESIGN IM B3 (IM V5, IM V6) PLAIN SHAFT WITHOUT FITTED KEY; BEARING: STANDARD WITH FIXED BEARING, VIBRATION SEVERITY GRADE S/A, SHAFT AND FLANGE ACCURACY: R TERMINAL BOX (ABOVE) CABLE ENTRY ON THE RIGHT SIGNAL CONNECTION D-END | 4046 | TEM | 1 | MC | 36 | 1
1PH80831HF200CB1 | SIMOTICS M COMPACT ASYNCHRONOUS MOTOR 1500RPM, 3,5KW,22NM, 8,9A, 357V 1750RPM, 4,0KW,22NM, 8,7A, 416V 2000RPM, 4,6KW,22NM, 8,7A, 457V WATER COOLING DEGREE OF PROTECTION IP65 INCREMENT. ENCODER HTL 1024 S/R (ENCODER HTL1024S/R) with TEMPERAT. SENSOR KTY84-130 DESIGN IM B3 (IM V5, IM V6) PLAIN SHAFT WITHOUT FITTED KEY; BEARING: STANDARD WITH FIXED BEARING, VIBRATION SEVERITY GRADE S/A, SHAFT AND FLANGE ACCURACY: R TERMINAL BOX (ABOVE) CABLE ENTRY ON THE LEFT SIGNAL CONNECTION D-END | 4046 | TEM | 1 | MC | 36 | 1
1PH80831HF200CC1 | SIMOTICS M COMPACT ASYNCHRONOUS MOTOR 1500RPM, 3,5KW,22NM, 8,9A, 357V 1750RPM, 4,0KW,22NM, 8,7A, 416V 2000RPM, 4,6KW,22NM, 8,7A, 457V WATER COOLING DEGREE OF PROTECTION IP65 INCREMENT. ENCODER HTL 1024 S/R (ENCODER HTL1024S/R) with TEMPERAT. SENSOR KTY84-130 DESIGN IM B3 (IM V5, IM V6) PLAIN SHAFT WITHOUT FITTED KEY; BEARING: STANDARD WITH FIXED BEARING, VIBRATION SEVERITY GRADE S/A, SHAFT AND FLANGE ACCURACY: R TERMINAL BOX (ABOVE) CABLE ENTRY ON THE ND-END SIGNAL CONNECTION LEFT | 4046 | TEM | 1 | MC | 36 | 1
1PH80831HF202BA1 | SIMOTICS M COMPACT ASYNCHRONOUS MOTOR 1500RPM, 3,5KW,22NM, 8,9A, 357V 1750RPM, 4,0KW,22NM, 8,7A, 416V 2000RPM, 4,6KW,22NM, 8,7A, 457V WATER COOLING DEGREE OF PROTECTION IP65 INCREMENT. ENCODER HTL 1024 S/R (ENCODER HTL1024S/R) with TEMPERAT. SENSOR KTY84-130 DESIGN IM B3 (IM V5, IM V6) SHAFT WITH FITTED KEY HALF-KEY BALANCING BEARING: STANDARD WITH FIXED BEARING, VIBRATION SEVERITY GRADE R/A; SHAFT AND FLANGE ACCURACY: R TERMINAL BOX (ABOVE) CABLE ENTRY ON THE RIGHT SIGNAL CONNECTION D-END | 3851 | TEM | 1 | MC | 36 | 1
1PH80831HF202BB1 | SIMOTICS M COMPACT ASYNCHRONOUS MOTOR 1500RPM, 3,5KW,22NM, 8,9A, 357V 1750RPM, 4,0KW,22NM, 8,7A, 416V 2000RPM, 4,6KW,22NM, 8,7A, 457V WATER COOLING DEGREE OF PROTECTION IP65 INCREMENT. ENCODER HTL 1024 S/R (ENCODER HTL1024S/R) with TEMPERAT. SENSOR KTY84-130 DESIGN IM B3 (IM V5, IM V6) SHAFT WITH FITTED KEY HALF-KEY BALANCING BEARING: STANDARD WITH FIXED BEARING, VIBRATION SEVERITY GRADE R/A; SHAFT AND FLANGE ACCURACY: R TERMINAL BOX (ABOVE) CABLE ENTRY ON THE LEFT SIGNAL CONNECTION D-END | 3851 | TEM | 1 | MC | 36 | 1
1PH80831HF202BC1 | SIMOTICS M COMPACT ASYNCHRONOUS MOTOR 1500RPM, 3,5KW,22NM, 8,9A, 357V 1750RPM, 4,0KW,22NM, 8,7A, 416V 2000RPM, 4,6KW,22NM, 8,7A, 457V WATER COOLING DEGREE OF PROTECTION IP65 INCREMENT. ENCODER HTL 1024 S/R (ENCODER HTL1024S/R) with TEMPERAT. SENSOR KTY84-130 DESIGN IM B3 (IM V5, IM V6) SHAFT WITH FITTED KEY HALF-KEY BALANCING BEARING: STANDARD WITH FIXED BEARING, VIBRATION SEVERITY GRADE R/A; SHAFT AND FLANGE ACCURACY: R TERMINAL BOX (ABOVE) CABLE ENTRY ON THE ND-END SIGNAL CONNECTION LEFT | 3851 | TEM | 1 | MC | 36 | 1
1PH80831HF202CA1 | SIMOTICS M COMPACT ASYNCHRONOUS MOTOR 1500RPM, 3,5KW,22NM, 8,9A, 357V 1750RPM, 4,0KW,22NM, 8,7A, 416V 2000RPM, 4,6KW,22NM, 8,7A, 457V WATER COOLING DEGREE OF PROTECTION IP65 INCREMENT. ENCODER HTL 1024 S/R (ENCODER HTL1024S/R) with TEMPERAT. SENSOR KTY84-130 DESIGN IM B3 (IM V5, IM V6) SHAFT WITH FITTED KEY HALF-KEY BALANCING BEARING: STANDARD WITH FIXED BEARING, VIBRATION SEVERITY GRADE S/A, SHAFT AND FLANGE ACCURACY: R TERMINAL BOX (ABOVE) CABLE ENTRY ON THE RIGHT SIGNAL CONNECTION D-END | 4046 | TEM | 1 | MC | 36 | 1
1PH80831HF202CB1 | SIMOTICS M COMPACT ASYNCHRONOUS MOTOR 1500RPM, 3,5KW,22NM, 8,9A, 357V 1750RPM, 4,0KW,22NM, 8,7A, 416V 2000RPM, 4,6KW,22NM, 8,7A, 457V WATER COOLING DEGREE OF PROTECTION IP65 INCREMENT. ENCODER HTL 1024 S/R (ENCODER HTL1024S/R) with TEMPERAT. SENSOR KTY84-130 DESIGN IM B3 (IM V5, IM V6) SHAFT WITH FITTED KEY HALF-KEY BALANCING BEARING: STANDARD WITH FIXED BEARING, VIBRATION SEVERITY GRADE S/A, SHAFT AND FLANGE ACCURACY: R TERMINAL BOX (ABOVE) CABLE ENTRY ON THE LEFT SIGNAL CONNECTION D-END | 4046 | TEM | 1 | MC | 36 | 1
1PH80831HF202CC1 | SIMOTICS M COMPACT ASYNCHRONOUS MOTOR 1500RPM, 3,5KW,22NM, 8,9A, 357V 1750RPM, 4,0KW,22NM, 8,7A, 416V 2000RPM, 4,6KW,22NM, 8,7A, 457V WATER COOLING DEGREE OF PROTECTION IP65 INCREMENT. ENCODER HTL 1024 S/R (ENCODER HTL1024S/R) with TEMPERAT. SENSOR KTY84-130 DESIGN IM B3 (IM V5, IM V6) SHAFT WITH FITTED KEY HALF-KEY BALANCING BEARING: STANDARD WITH FIXED BEARING, VIBRATION SEVERITY GRADE S/A, SHAFT AND FLANGE ACCURACY: R TERMINAL BOX (ABOVE) CABLE ENTRY ON THE ND-END SIGNAL CONNECTION LEFT | 4046 | TEM | 1 | MC | 36 | 1
1PH80831HF220BA1 | SIMOTICS M COMPACT ASYNCHRONOUS MOTOR 1500RPM, 3,5KW,22NM, 8,9A, 357V 1750RPM, 4,0KW,22NM, 8,7A, 416V 2000RPM, 4,6KW,22NM, 8,7A, 457V WATER COOLING DEGREE OF PROTECTION IP65 INCREMENT. ENCODER HTL 1024 S/R (ENCODER HTL1024S/R) with TEMPERAT. SENSOR KTY84-130 DESIGN IM B5 (IMV 1,IM V3) PLAIN SHAFT WITHOUT FITTED KEY; BEARING: STANDARD WITH FIXED BEARING, VIBRATION SEVERITY GRADE R/A; SHAFT AND FLANGE ACCURACY: R TERMINAL BOX (ABOVE) CABLE ENTRY ON THE RIGHT SIGNAL CONNECTION D-END | 4003 | TEM | 1 | MC | 36 | 1
1PH80831HF220BB1 | SIMOTICS M COMPACT ASYNCHRONOUS MOTOR 1500RPM, 3,5KW,22NM, 8,9A, 357V 1750RPM, 4,0KW,22NM, 8,7A, 416V 2000RPM, 4,6KW,22NM, 8,7A, 457V WATER COOLING DEGREE OF PROTECTION IP65 INCREMENT. ENCODER HTL 1024 S/R (ENCODER HTL1024S/R) with TEMPERAT. SENSOR KTY84-130 DESIGN IM B5 (IMV 1,IM V3) PLAIN SHAFT WITHOUT FITTED KEY; BEARING: STANDARD WITH FIXED BEARING, VIBRATION SEVERITY GRADE R/A; SHAFT AND FLANGE ACCURACY: R TERMINAL BOX (ABOVE) CABLE ENTRY ON THE LEFT SIGNAL CONNECTION D-END | 4003 | TEM | 1 | MC | 36 | 1
1PH80831HF220BC1 | SIMOTICS M COMPACT ASYNCHRONOUS MOTOR 1500RPM, 3,5KW,22NM, 8,9A, 357V 1750RPM, 4,0KW,22NM, 8,7A, 416V 2000RPM, 4,6KW,22NM, 8,7A, 457V WATER COOLING DEGREE OF PROTECTION IP65 INCREMENT. ENCODER HTL 1024 S/R (ENCODER HTL1024S/R) with TEMPERAT. SENSOR KTY84-130 DESIGN IM B5 (IMV 1,IM V3) PLAIN SHAFT WITHOUT FITTED KEY; BEARING: STANDARD WITH FIXED BEARING, VIBRATION SEVERITY GRADE R/A; SHAFT AND FLANGE ACCURACY: R TERMINAL BOX (ABOVE) CABLE ENTRY ON THE ND-END SIGNAL CONNECTION LEFT | 4003 | TEM | 1 | MC | 36 | 1
1PH80831HF220CA1 | SIMOTICS M COMPACT ASYNCHRONOUS MOTOR 1500RPM, 3,5KW,22NM, 8,9A, 357V 1750RPM, 4,0KW,22NM, 8,7A, 416V 2000RPM, 4,6KW,22NM, 8,7A, 457V WATER COOLING DEGREE OF PROTECTION IP65 INCREMENT. ENCODER HTL 1024 S/R (ENCODER HTL1024S/R) with TEMPERAT. SENSOR KTY84-130 DESIGN IM B5 (IMV 1,IM V3) PLAIN SHAFT WITHOUT FITTED KEY; BEARING: STANDARD WITH FIXED BEARING, VIBRATION SEVERITY GRADE S/A, SHAFT AND FLANGE ACCURACY: R TERMINAL BOX (ABOVE) CABLE ENTRY ON THE RIGHT SIGNAL CONNECTION D-END | 4198 | TEM | 1 | MC | 36 | 1
1PH80831HF220CB1 | SIMOTICS M COMPACT ASYNCHRONOUS MOTOR 1500RPM, 3,5KW,22NM, 8,9A, 357V 1750RPM, 4,0KW,22NM, 8,7A, 416V 2000RPM, 4,6KW,22NM, 8,7A, 457V WATER COOLING DEGREE OF PROTECTION IP65 INCREMENT. ENCODER HTL 1024 S/R (ENCODER HTL1024S/R) with TEMPERAT. SENSOR KTY84-130 DESIGN IM B5 (IMV 1,IM V3) PLAIN SHAFT WITHOUT FITTED KEY; BEARING: STANDARD WITH FIXED BEARING, VIBRATION SEVERITY GRADE S/A, SHAFT AND FLANGE ACCURACY: R TERMINAL BOX (ABOVE) CABLE ENTRY ON THE LEFT SIGNAL CONNECTION D-END | 4198 | TEM | 1 | MC | 36 | 1
1PH80831HF220CC1 | SIMOTICS M COMPACT ASYNCHRONOUS MOTOR 1500RPM, 3,5KW,22NM, 8,9A, 357V 1750RPM, 4,0KW,22NM, 8,7A, 416V 2000RPM, 4,6KW,22NM, 8,7A, 457V WATER COOLING DEGREE OF PROTECTION IP65 INCREMENT. ENCODER HTL 1024 S/R (ENCODER HTL1024S/R) with TEMPERAT. SENSOR KTY84-130 DESIGN IM B5 (IMV 1,IM V3) PLAIN SHAFT WITHOUT FITTED KEY; BEARING: STANDARD WITH FIXED BEARING, VIBRATION SEVERITY GRADE S/A, SHAFT AND FLANGE ACCURACY: R TERMINAL BOX (ABOVE) CABLE ENTRY ON THE ND-END SIGNAL CONNECTION LEFT | 4198 | TEM | 1 | MC | 36 | 1
1PH80831HF222BA1 | SIMOTICS M COMPACT ASYNCHRONOUS MOTOR 1500RPM, 3,5KW,22NM, 8,9A, 357V 1750RPM, 4,0KW,22NM, 8,7A, 416V 2000RPM, 4,6KW,22NM, 8,7A, 457V WATER COOLING DEGREE OF PROTECTION IP65 INCREMENT. ENCODER HTL 1024 S/R (ENCODER HTL1024S/R) with TEMPERAT. SENSOR KTY84-130 DESIGN IM B5 (IMV 1,IM V3) SHAFT WITH FITTED KEY HALF-KEY BALANCING BEARING: STANDARD WITH FIXED BEARING, VIBRATION SEVERITY GRADE R/A; SHAFT AND FLANGE ACCURACY: R TERMINAL BOX (ABOVE) CABLE ENTRY ON THE RIGHT SIGNAL CONNECTION D-END | 4003 | TEM | 1 | MC | 36 | 1
1PH80831HF222BB1 | SIMOTICS M COMPACT ASYNCHRONOUS MOTOR 1500RPM, 3,5KW,22NM, 8,9A, 357V 1750RPM, 4,0KW,22NM, 8,7A, 416V 2000RPM, 4,6KW,22NM, 8,7A, 457V WATER COOLING DEGREE OF PROTECTION IP65 INCREMENT. ENCODER HTL 1024 S/R (ENCODER HTL1024S/R) with TEMPERAT. SENSOR KTY84-130 DESIGN IM B5 (IMV 1,IM V3) SHAFT WITH FITTED KEY HALF-KEY BALANCING BEARING: STANDARD WITH FIXED BEARING, VIBRATION SEVERITY GRADE R/A; SHAFT AND FLANGE ACCURACY: R TERMINAL BOX (ABOVE) CABLE ENTRY ON THE LEFT SIGNAL CONNECTION D-END | 4003 | TEM | 1 | MC | 36 | 1
1PH80831HF222BC1 | SIMOTICS M COMPACT ASYNCHRONOUS MOTOR 1500RPM, 3,5KW,22NM, 8,9A, 357V 1750RPM, 4,0KW,22NM, 8,7A, 416V 2000RPM, 4,6KW,22NM, 8,7A, 457V WATER COOLING DEGREE OF PROTECTION IP65 INCREMENT. ENCODER HTL 1024 S/R (ENCODER HTL1024S/R) with TEMPERAT. SENSOR KTY84-130 DESIGN IM B5 (IMV 1,IM V3) SHAFT WITH FITTED KEY HALF-KEY BALANCING BEARING: STANDARD WITH FIXED BEARING, VIBRATION SEVERITY GRADE R/A; SHAFT AND FLANGE ACCURACY: R TERMINAL BOX (ABOVE) CABLE ENTRY ON THE ND-END SIGNAL CONNECTION LEFT | 4003 | TEM | 1 | MC | 36 | 1
1PH80831HF222CA1 | SIMOTICS M COMPACT ASYNCHRONOUS MOTOR 1500RPM, 3,5KW,22NM, 8,9A, 357V 1750RPM, 4,0KW,22NM, 8,7A, 416V 2000RPM, 4,6KW,22NM, 8,7A, 457V WATER COOLING DEGREE OF PROTECTION IP65 INCREMENT. ENCODER HTL 1024 S/R (ENCODER HTL1024S/R) with TEMPERAT. SENSOR KTY84-130 DESIGN IM B5 (IMV 1,IM V3) SHAFT WITH FITTED KEY HALF-KEY BALANCING BEARING: STANDARD WITH FIXED BEARING, VIBRATION SEVERITY GRADE S/A, SHAFT AND FLANGE ACCURACY: R TERMINAL BOX (ABOVE) CABLE ENTRY ON THE RIGHT SIGNAL CONNECTION D-END | 4198 | TEM | 1 | MC | 36 | 1
1PH80831HF222CB1 | SIMOTICS M COMPACT ASYNCHRONOUS MOTOR 1500RPM, 3,5KW,22NM, 8,9A, 357V 1750RPM, 4,0KW,22NM, 8,7A, 416V 2000RPM, 4,6KW,22NM, 8,7A, 457V WATER COOLING DEGREE OF PROTECTION IP65 INCREMENT. ENCODER HTL 1024 S/R (ENCODER HTL1024S/R) with TEMPERAT. SENSOR KTY84-130 DESIGN IM B5 (IMV 1,IM V3) SHAFT WITH FITTED KEY HALF-KEY BALANCING BEARING: STANDARD WITH FIXED BEARING, VIBRATION SEVERITY GRADE S/A, SHAFT AND FLANGE ACCURACY: R TERMINAL BOX (ABOVE) CABLE ENTRY ON THE LEFT SIGNAL CONNECTION D-END | 4198 | TEM | 1 | MC | 36 | 1
1PH80831HF222CC1 | SIMOTICS M COMPACT ASYNCHRONOUS MOTOR 1500RPM, 3,5KW,22NM, 8,9A, 357V 1750RPM, 4,0KW,22NM, 8,7A, 416V 2000RPM, 4,6KW,22NM, 8,7A, 457V WATER COOLING DEGREE OF PROTECTION IP65 INCREMENT. ENCODER HTL 1024 S/R (ENCODER HTL1024S/R) with TEMPERAT. SENSOR KTY84-130 DESIGN IM B5 (IMV 1,IM V3) SHAFT WITH FITTED KEY HALF-KEY BALANCING BEARING: STANDARD WITH FIXED BEARING, VIBRATION SEVERITY GRADE S/A, SHAFT AND FLANGE ACCURACY: R TERMINAL BOX (ABOVE) CABLE ENTRY ON THE ND-END SIGNAL CONNECTION LEFT | 4198 | TEM | 1 | MC | 36 | 1
1PH80831HG000BA1 | SIMOTICS M COMPACT ASYNCHRONOUS MOTOR 2000RPM, 3,7KW,18NM, 11,6A,293V 2300RPM, 4,1KW,17NM, 11,3A,332V 2650RPM, 4,6KW,17NM, 11,2A,376V FORCED VENTILATION; DIRECTION OF AIR FLOW DE --> NDE; DEGREE OF PROTECTION IP55 INCREMENT. ENCODER HTL 1024 S/R (ENCODER HTL1024S/R) with TEMPERAT. SENSOR KTY84-130 DESIGN IM B3 (IM V5, IM V6) PLAIN SHAFT WITHOUT FITTED KEY; BEARING: STANDARD WITH FIXED BEARING, VIBRATION SEVERITY GRADE R/A; SHAFT AND FLANGE ACCURACY: R TERMINAL BOX (ABOVE) CABLE ENTRY ON THE RIGHT SIGNAL CONNECTION D-END | 3536 | TEM | 1 | MC | 32 | 1
1PH80831HG001DC1 | SIMOTICS M COMPACT ASYNCHRONOUS MOTOR 2000RPM, 3,7KW,18NM, 11,6A,293V 2300RPM, 4,1KW,17NM, 11,3A,332V 2650RPM, 4,6KW,17NM, 11,2A,376V FORCED VENTILATION; DIRECTION OF AIR FLOW DE --> NDE; DEGREE OF PROTECTION IP55 INCREMENT. ENCODER HTL 1024 S/R (ENCODER HTL1024S/R) with TEMPERAT. SENSOR KTY84-130 DESIGN IM B3 (IM V5, IM V6) SHAFT WITH FITTED KEY FULL-KEY BALANCING BEARING: STANDARD WITH FIXED BEARING, VIBRATION SEVERITY GRADE SR/A; SHAFT AND FLANGE ACCURACY: R TERMINAL BOX (ABOVE) CABLE ENTRY ON THE ND-END SIGNAL CONNECTION LEFT | 3801 | TEM | 1 | MC | 32 | 1
1PH80831HG002BC1 | SIMOTICS M COMPACT ASYNCHRONOUS MOTOR 2000RPM, 3,7KW,18NM, 11,6A,293V 2300RPM, 4,1KW,17NM, 11,3A,332V 2650RPM, 4,6KW,17NM, 11,2A,376V FORCED VENTILATION; DIRECTION OF AIR FLOW DE --> NDE; DEGREE OF PROTECTION IP55 INCREMENT. ENCODER HTL 1024 S/R (ENCODER HTL1024S/R) with TEMPERAT. SENSOR KTY84-130 DESIGN IM B3 (IM V5, IM V6) SHAFT WITH FITTED KEY HALF-KEY BALANCING BEARING: STANDARD WITH FIXED BEARING, VIBRATION SEVERITY GRADE R/A; SHAFT AND FLANGE ACCURACY: R TERMINAL BOX (ABOVE) CABLE ENTRY ON THE ND-END SIGNAL CONNECTION LEFT | 3536 | TEM | 1 | MC | 32 | 1
1PH80831HG020BA1 | SIMOTICS M COMPACT ASYNCHRONOUS MOTOR 2000RPM, 3,7KW,18NM, 11,6A,293V 2300RPM, 4,1KW,17NM, 11,3A,332V 2650RPM, 4,6KW,17NM, 11,2A,376V FORCED VENTILATION; DIRECTION OF AIR FLOW DE --> NDE; DEGREE OF PROTECTION IP55 INCREMENT. ENCODER HTL 1024 S/R (ENCODER HTL1024S/R) with TEMPERAT. SENSOR KTY84-130 DESIGN IM B5 (IMV 1,IM V3) PLAIN SHAFT WITHOUT FITTED KEY; BEARING: STANDARD WITH FIXED BEARING, VIBRATION SEVERITY GRADE R/A; SHAFT AND FLANGE ACCURACY: R TERMINAL BOX (ABOVE) CABLE ENTRY ON THE RIGHT SIGNAL CONNECTION D-END | 3688 | TEM | 1 | MC | 32 | 1
1PH80831HG020BG1 | SIMOTICS M COMPACT ASYNCHRONOUS MOTOR 2000RPM, 3,7KW,18NM, 11,6A,293V 2300RPM, 4,1KW,17NM, 11,3A,332V 2650RPM, 4,6KW,17NM, 11,2A,376V FORCED VENTILATION; DIRECTION OF AIR FLOW DE --> NDE; DEGREE OF PROTECTION IP55 INCREMENT. ENCODER HTL 1024 S/R (ENCODER HTL1024S/R) with TEMPERAT. SENSOR KTY84-130 DESIGN IM B5 (IMV 1,IM V3) PLAIN SHAFT WITHOUT FITTED KEY; BEARING: STANDARD WITH FIXED BEARING, VIBRATION SEVERITY GRADE R/A; SHAFT AND FLANGE ACCURACY: R POWER CONNECTOR (ABOVE) CABLE ENTRY ON THE ND-END SIGNAL CONNECTION LEFT | 3688 | TEM | 1 | MC | 32 | 1
1PH80831HG021DA1 | SIMOTICS M COMPACT ASYNCHRONOUS MOTOR 2000RPM, 3,7KW,18NM, 11,6A,293V 2300RPM, 4,1KW,17NM, 11,3A,332V 2650RPM, 4,6KW,17NM, 11,2A,376V FORCED VENTILATION; DIRECTION OF AIR FLOW DE --> NDE; DEGREE OF PROTECTION IP55 INCREMENT. ENCODER HTL 1024 S/R (ENCODER HTL1024S/R) with TEMPERAT. SENSOR KTY84-130 DESIGN IM B5 (IMV 1,IM V3) SHAFT WITH FITTED KEY FULL-KEY BALANCING BEARING: STANDARD WITH FIXED BEARING, VIBRATION SEVERITY GRADE SR/A; SHAFT AND FLANGE ACCURACY: R TERMINAL BOX (ABOVE) CABLE ENTRY ON THE RIGHT SIGNAL CONNECTION D-END | 3953 | TEM | 1 | MC | 32 | 1
1PH80831HG021DB1 | SIMOTICS M COMPACT ASYNCHRONOUS MOTOR 2000RPM, 3,7KW,18NM, 11,6A,293V 2300RPM, 4,1KW,17NM, 11,3A,332V 2650RPM, 4,6KW,17NM, 11,2A,376V FORCED VENTILATION; DIRECTION OF AIR FLOW DE --> NDE; DEGREE OF PROTECTION IP55 INCREMENT. ENCODER HTL 1024 S/R (ENCODER HTL1024S/R) with TEMPERAT. SENSOR KTY84-130 DESIGN IM B5 (IMV 1,IM V3) SHAFT WITH FITTED KEY FULL-KEY BALANCING BEARING: STANDARD WITH FIXED BEARING, VIBRATION SEVERITY GRADE SR/A; SHAFT AND FLANGE ACCURACY: R TERMINAL BOX (ABOVE) CABLE ENTRY ON THE LEFT SIGNAL CONNECTION D-END | 3953 | TEM | 1 | MC | 32 | 1
1PH80831HG100BA1 | SIMOTICS M COMPACT ASYNCHRONOUS MOTOR 2000RPM, 3,7KW,18NM, 11,6A,293V 2300RPM, 4,1KW,17NM, 11,3A,332V 2650RPM, 4,6KW,17NM, 11,2A,376V FORCED VENTILATION; DIRECTION OF AIR FLOW NDE --> DE; DEGREE OF PROTECTION IP55 INCREMENT. ENCODER HTL 1024 S/R (ENCODER HTL1024S/R) with TEMPERAT. SENSOR KTY84-130 DESIGN IM B3 (IM V5, IM V6) PLAIN SHAFT WITHOUT FITTED KEY; BEARING: STANDARD WITH FIXED BEARING, VIBRATION SEVERITY GRADE R/A; SHAFT AND FLANGE ACCURACY: R TERMINAL BOX (ABOVE) CABLE ENTRY ON THE RIGHT SIGNAL CONNECTION D-END | 3536 | TEM | 1 | MC | 32 | 1
1PH80831HG121BA1 | SIMOTICS M COMPACT ASYNCHRONOUS MOTOR 2000RPM, 3,7KW,18NM, 11,6A,293V 2300RPM, 4,1KW,17NM, 11,3A,332V 2650RPM, 4,6KW,17NM, 11,2A,376V FORCED VENTILATION; DIRECTION OF AIR FLOW NDE --> DE; DEGREE OF PROTECTION IP55 INCREMENT. ENCODER HTL 1024 S/R (ENCODER HTL1024S/R) with TEMPERAT. SENSOR KTY84-130 DESIGN IM B5 (IMV 1,IM V3) SHAFT WITH FITTED KEY FULL-KEY BALANCING BEARING: STANDARD WITH FIXED BEARING, VIBRATION SEVERITY GRADE R/A; SHAFT AND FLANGE ACCURACY: R TERMINAL BOX (ABOVE) CABLE ENTRY ON THE RIGHT SIGNAL CONNECTION D-END | 3688 | TEM | 1 | MC | 32 | 1
1PH80831HG220BA1 | SIMOTICS M COMPACT ASYNCHRONOUS MOTOR 2000RPM, 4,3KW, 21NM, 12A, 322V 2300RPM, 4,9KW, 20NM, 12A, 362V 2650RPM, 5,6KW, 20NM, 12A, 425V WATER COOLING DEGREE OF PROTECTION IP65 INCREMENT. ENCODER HTL 1024 S/R (ENCODER HTL1024S/R) with TEMPERAT. SENSOR KTY84-130 DESIGN IM B5 (IMV 1,IM V3) PLAIN SHAFT WITHOUT FITTED KEY; BEARING: STANDARD WITH FIXED BEARING, VIBRATION SEVERITY GRADE R/A; SHAFT AND FLANGE ACCURACY: R TERMINAL BOX (ABOVE) CABLE ENTRY ON THE RIGHT SIGNAL CONNECTION D-END | 4003 | TEM | 1 | MC | 36 | 1
1PH80831HN100CA1 | SIMOTICS M COMPACT ASYNCHRONOUS MOTOR 4500RPM, 4,8KW,10NM, 17A,300V 5000RPM, 5,3KW,10NM, 17A, 335V 5500RPM, 5,5KW, 11NM,16,5A,350V FORCED VENTILATION; DIRECTION OF AIR FLOW NDE --> DE; DEGREE OF PROTECTION IP55 INCREMENT. ENCODER HTL 1024 S/R (ENCODER HTL1024S/R) with TEMPERAT. SENSOR KTY84-130 DESIGN IM B3 (IM V5, IM V6) PLAIN SHAFT WITHOUT FITTED KEY; BEARING: STANDARD WITH FIXED BEARING, VIBRATION SEVERITY GRADE S/A, SHAFT AND FLANGE ACCURACY: R TERMINAL BOX (ABOVE) CABLE ENTRY ON THE RIGHT SIGNAL CONNECTION D-END | 3731 | TEM | 1 | MC | 32 | 1
1PH80831JF000BC1 | SIMOTICS M COMPACT ASYNCHRONOUS MOTOR 1500RPM, 2,8KW, 18NM, 7,5A,346V 1750RPM, 3,3KW, 18NM, 7,5A,398V 2000RPM, 3,7KW, 18NM, 7,6A,447V FORCED VENTILATION; DIRECTION OF AIR FLOW DE --> NDE; DEGREE OF PROTECTION IP55 INCREMENT. ENCODER HTL 2048 S/R (ENCODER HTL2048S/R) with TEMPERAT. SENSOR KTY84-130 DESIGN IM B3 (IM V5, IM V6) PLAIN SHAFT WITHOUT FITTED KEY; BEARING: STANDARD WITH FIXED BEARING, VIBRATION SEVERITY GRADE R/A; SHAFT AND FLANGE ACCURACY: R TERMINAL BOX (ABOVE) CABLE ENTRY ON THE ND-END SIGNAL CONNECTION LEFT | 3948 | TEM | 1 | MC | 32 | 1
1PH80831JF001BA1 | SIMOTICS M COMPACT ASYNCHRONOUS MOTOR 1500RPM, 2,8KW, 18NM, 7,5A,346V 1750RPM, 3,3KW, 18NM, 7,5A,398V 2000RPM, 3,7KW, 18NM, 7,6A,447V FORCED VENTILATION; DIRECTION OF AIR FLOW DE --> NDE; DEGREE OF PROTECTION IP55 INCREMENT. ENCODER HTL 2048 S/R (ENCODER HTL2048S/R) with TEMPERAT. SENSOR KTY84-130 DESIGN IM B3 (IM V5, IM V6) SHAFT WITH FITTED KEY FULL-KEY BALANCING BEARING: STANDARD WITH FIXED BEARING, VIBRATION SEVERITY GRADE R/A; SHAFT AND FLANGE ACCURACY: R TERMINAL BOX (ABOVE) CABLE ENTRY ON THE RIGHT SIGNAL CONNECTION D-END | 3948 | TEM | 1 | MC | 32 | 1
1PH80831JF002BA1 | SIMOTICS M COMPACT ASYNCHRONOUS MOTOR 1500RPM, 2,8KW, 18NM, 7,5A,346V 1750RPM, 3,3KW, 18NM, 7,5A,398V 2000RPM, 3,7KW, 18NM, 7,6A,447V FORCED VENTILATION; DIRECTION OF AIR FLOW DE --> NDE; DEGREE OF PROTECTION IP55 INCREMENT. ENCODER HTL 2048 S/R (ENCODER HTL2048S/R) with TEMPERAT. SENSOR KTY84-130 DESIGN IM B3 (IM V5, IM V6) SHAFT WITH FITTED KEY HALF-KEY BALANCING BEARING: STANDARD WITH FIXED BEARING, VIBRATION SEVERITY GRADE R/A; SHAFT AND FLANGE ACCURACY: R TERMINAL BOX (ABOVE) CABLE ENTRY ON THE RIGHT SIGNAL CONNECTION D-END | 3948 | TEM | 1 | MC | 32 | 1
1PH80831JF020BA1 | SIMOTICS M COMPACT ASYNCHRONOUS MOTOR 1500RPM, 2,8KW, 18NM, 7,5A,346V 1750RPM, 3,3KW, 18NM, 7,5A,398V 2000RPM, 3,7KW, 18NM, 7,6A,447V FORCED VENTILATION; DIRECTION OF AIR FLOW DE --> NDE; DEGREE OF PROTECTION IP55 INCREMENT. ENCODER HTL 2048 S/R (ENCODER HTL2048S/R) with TEMPERAT. SENSOR KTY84-130 DESIGN IM B5 (IMV 1,IM V3) PLAIN SHAFT WITHOUT FITTED KEY; BEARING: STANDARD WITH FIXED BEARING, VIBRATION SEVERITY GRADE R/A; SHAFT AND FLANGE ACCURACY: R TERMINAL BOX (ABOVE) CABLE ENTRY ON THE RIGHT SIGNAL CONNECTION D-END | 4100 | TEM | 1 | MC | 32 | 1
1PH80831JF020BG1 | SIMOTICS M COMPACT ASYNCHRONOUS MOTOR 1500RPM, 2,8KW, 18NM, 7,5A,346V 1750RPM, 3,3KW, 18NM, 7,5A,398V 2000RPM, 3,7KW, 18NM, 7,6A,447V FORCED VENTILATION; DIRECTION OF AIR FLOW DE --> NDE; DEGREE OF PROTECTION IP55 INCREMENT. ENCODER HTL 2048 S/R (ENCODER HTL2048S/R) with TEMPERAT. SENSOR KTY84-130 DESIGN IM B5 (IMV 1,IM V3) PLAIN SHAFT WITHOUT FITTED KEY; BEARING: STANDARD WITH FIXED BEARING, VIBRATION SEVERITY GRADE R/A; SHAFT AND FLANGE ACCURACY: R POWER CONNECTOR (ABOVE) CABLE ENTRY ON THE ND-END SIGNAL CONNECTION LEFT | 4100 | TEM | 1 | MC | 32 | 1
1PH80831JF021BA1 | SIMOTICS M COMPACT ASYNCHRONOUS MOTOR 1500RPM, 2,8KW, 18NM, 7,5A,346V 1750RPM, 3,3KW, 18NM, 7,5A,398V 2000RPM, 3,7KW, 18NM, 7,6A,447V FORCED VENTILATION; DIRECTION OF AIR FLOW DE --> NDE; DEGREE OF PROTECTION IP55 INCREMENT. ENCODER HTL 2048 S/R (ENCODER HTL2048S/R) with TEMPERAT. SENSOR KTY84-130 DESIGN IM B5 (IMV 1,IM V3) SHAFT WITH FITTED KEY FULL-KEY BALANCING BEARING: STANDARD WITH FIXED BEARING, VIBRATION SEVERITY GRADE R/A; SHAFT AND FLANGE ACCURACY: R TERMINAL BOX (ABOVE) CABLE ENTRY ON THE RIGHT SIGNAL CONNECTION D-END | 4100 | TEM | 1 | MC | 32 | 1
1PH80831JF100BA1 | SIMOTICS M COMPACT ASYNCHRONOUS MOTOR 1500RPM, 2,8KW,18NM, 7,5A, 346V 1750RPM, 3,3KW,18NM, 7,5A, 398V 2000RPM, 3,7KW,72NM, 7,6A, 447V FORCED VENTILATION; DIRECTION OF AIR FLOW NDE --> DE; DEGREE OF PROTECTION IP55 INCREMENT. ENCODER HTL 2048 S/R (ENCODER HTL2048S/R) with TEMPERAT. SENSOR KTY84-130 DESIGN IM B3 (IM V5, IM V6) PLAIN SHAFT WITHOUT FITTED KEY; BEARING: STANDARD WITH FIXED BEARING, VIBRATION SEVERITY GRADE R/A; SHAFT AND FLANGE ACCURACY: R TERMINAL BOX (ABOVE) CABLE ENTRY ON THE RIGHT SIGNAL CONNECTION D-END | 3948 | TEM | 1 | MC | 32 | 1
1PH80831JF100BB1 | SIMOTICS M COMPACT ASYNCHRONOUS MOTOR 1500RPM, 2,8KW,18NM, 7,5A, 346V 1750RPM, 3,3KW,18NM, 7,5A, 398V 2000RPM, 3,7KW,72NM, 7,6A, 447V FORCED VENTILATION; DIRECTION OF AIR FLOW NDE --> DE; DEGREE OF PROTECTION IP55 INCREMENT. ENCODER HTL 2048 S/R (ENCODER HTL2048S/R) with TEMPERAT. SENSOR KTY84-130 DESIGN IM B3 (IM V5, IM V6) PLAIN SHAFT WITHOUT FITTED KEY; BEARING: STANDARD WITH FIXED BEARING, VIBRATION SEVERITY GRADE R/A; SHAFT AND FLANGE ACCURACY: R TERMINAL BOX (ABOVE) CABLE ENTRY ON THE LEFT SIGNAL CONNECTION D-END | 3948 | TEM | 1 | MC | 32 | 1
1PH80831JF100BC1 | SIMOTICS M COMPACT ASYNCHRONOUS MOTOR 1500RPM, 2,8KW,18NM, 7,5A, 346V 1750RPM, 3,3KW,18NM, 7,5A, 398V 2000RPM, 3,7KW,72NM, 7,6A, 447V FORCED VENTILATION; DIRECTION OF AIR FLOW NDE --> DE; DEGREE OF PROTECTION IP55 INCREMENT. ENCODER HTL 2048 S/R (ENCODER HTL2048S/R) with TEMPERAT. SENSOR KTY84-130 DESIGN IM B3 (IM V5, IM V6) PLAIN SHAFT WITHOUT FITTED KEY; BEARING: STANDARD WITH FIXED BEARING, VIBRATION SEVERITY GRADE R/A; SHAFT AND FLANGE ACCURACY: R TERMINAL BOX (ABOVE) CABLE ENTRY ON THE ND-END SIGNAL CONNECTION LEFT | 3948 | TEM | 1 | MC | 32 | 1
1PH80831JF100CA1 | SIMOTICS M COMPACT ASYNCHRONOUS MOTOR 1500RPM, 2,8KW,18NM, 7,5A, 346V 1750RPM, 3,3KW,18NM, 7,5A, 398V 2000RPM, 3,7KW,72NM, 7,6A, 447V FORCED VENTILATION; DIRECTION OF AIR FLOW NDE --> DE; DEGREE OF PROTECTION IP55 INCREMENT. ENCODER HTL 2048 S/R (ENCODER HTL2048S/R) with TEMPERAT. SENSOR KTY84-130 DESIGN IM B3 (IM V5, IM V6) PLAIN SHAFT WITHOUT FITTED KEY; BEARING: STANDARD WITH FIXED BEARING, VIBRATION SEVERITY GRADE S/A, SHAFT AND FLANGE ACCURACY: R TERMINAL BOX (ABOVE) CABLE ENTRY ON THE RIGHT SIGNAL CONNECTION D-END | 4143 | TEM | 1 | MC | 32 | 1
1PH80831JF100CB1 | SIMOTICS M COMPACT ASYNCHRONOUS MOTOR 1500RPM, 2,8KW,18NM, 7,5A, 346V 1750RPM, 3,3KW,18NM, 7,5A, 398V 2000RPM, 3,7KW,72NM, 7,6A, 447V FORCED VENTILATION; DIRECTION OF AIR FLOW NDE --> DE; DEGREE OF PROTECTION IP55 INCREMENT. ENCODER HTL 2048 S/R (ENCODER HTL2048S/R) with TEMPERAT. SENSOR KTY84-130 DESIGN IM B3 (IM V5, IM V6) PLAIN SHAFT WITHOUT FITTED KEY; BEARING: STANDARD WITH FIXED BEARING, VIBRATION SEVERITY GRADE S/A, SHAFT AND FLANGE ACCURACY: R TERMINAL BOX (ABOVE) CABLE ENTRY ON THE LEFT SIGNAL CONNECTION D-END | 4143 | TEM | 1 | MC | 32 | 1
1PH80831JF100CC1 | SIMOTICS M COMPACT ASYNCHRONOUS MOTOR 1500RPM, 2,8KW,18NM, 7,5A, 346V 1750RPM, 3,3KW,18NM, 7,5A, 398V 2000RPM, 3,7KW,72NM, 7,6A, 447V FORCED VENTILATION; DIRECTION OF AIR FLOW NDE --> DE; DEGREE OF PROTECTION IP55 INCREMENT. ENCODER HTL 2048 S/R (ENCODER HTL2048S/R) with TEMPERAT. SENSOR KTY84-130 DESIGN IM B3 (IM V5, IM V6) PLAIN SHAFT WITHOUT FITTED KEY; BEARING: STANDARD WITH FIXED BEARING, VIBRATION SEVERITY GRADE S/A, SHAFT AND FLANGE ACCURACY: R TERMINAL BOX (ABOVE) CABLE ENTRY ON THE ND-END SIGNAL CONNECTION LEFT | 4143 | TEM | 1 | MC | 32 | 1
1PH80831JF101BA1 | SIMOTICS M COMPACT ASYNCHRONOUS MOTOR 1500RPM, 2,8KW,18NM, 7,5A, 346V 1750RPM, 3,3KW,18NM, 7,5A, 398V 2000RPM, 3,7KW,72NM, 7,6A, 447V FORCED VENTILATION; DIRECTION OF AIR FLOW NDE --> DE; DEGREE OF PROTECTION IP55 INCREMENT. ENCODER HTL 2048 S/R (ENCODER HTL2048S/R) with TEMPERAT. SENSOR KTY84-130 DESIGN IM B3 (IM V5, IM V6) SHAFT WITH FITTED KEY FULL-KEY BALANCING BEARING: STANDARD WITH FIXED BEARING, VIBRATION SEVERITY GRADE R/A; SHAFT AND FLANGE ACCURACY: R TERMINAL BOX (ABOVE) CABLE ENTRY ON THE RIGHT SIGNAL CONNECTION D-END | 3948 | TEM | 1 | MC | 32 | 1
1PH80831JF102BA1 | SIMOTICS M COMPACT ASYNCHRONOUS MOTOR 1500RPM, 2,8KW,18NM, 7,5A, 346V 1750RPM, 3,3KW,18NM, 7,5A, 398V 2000RPM, 3,7KW,72NM, 7,6A, 447V FORCED VENTILATION; DIRECTION OF AIR FLOW NDE --> DE; DEGREE OF PROTECTION IP55 INCREMENT. ENCODER HTL 2048 S/R (ENCODER HTL2048S/R) with TEMPERAT. SENSOR KTY84-130 DESIGN IM B3 (IM V5, IM V6) SHAFT WITH FITTED KEY HALF-KEY BALANCING BEARING: STANDARD WITH FIXED BEARING, VIBRATION SEVERITY GRADE R/A; SHAFT AND FLANGE ACCURACY: R TERMINAL BOX (ABOVE) CABLE ENTRY ON THE RIGHT SIGNAL CONNECTION D-END | 3948 | TEM | 1 | MC | 32 | 1
1PH80831JF102BB1 | SIMOTICS M COMPACT ASYNCHRONOUS MOTOR 1500RPM, 2,8KW,18NM, 7,5A, 346V 1750RPM, 3,3KW,18NM, 7,5A, 398V 2000RPM, 3,7KW,72NM, 7,6A, 447V FORCED VENTILATION; DIRECTION OF AIR FLOW NDE --> DE; DEGREE OF PROTECTION IP55 INCREMENT. ENCODER HTL 2048 S/R (ENCODER HTL2048S/R) with TEMPERAT. SENSOR KTY84-130 DESIGN IM B3 (IM V5, IM V6) SHAFT WITH FITTED KEY HALF-KEY BALANCING BEARING: STANDARD WITH FIXED BEARING, VIBRATION SEVERITY GRADE R/A; SHAFT AND FLANGE ACCURACY: R TERMINAL BOX (ABOVE) CABLE ENTRY ON THE LEFT SIGNAL CONNECTION D-END | 3948 | TEM | 1 | MC | 32 | 1
1PH80831JF102BC1 | SIMOTICS M COMPACT ASYNCHRONOUS MOTOR 1500RPM, 2,8KW,18NM, 7,5A, 346V 1750RPM, 3,3KW,18NM, 7,5A, 398V 2000RPM, 3,7KW,72NM, 7,6A, 447V FORCED VENTILATION; DIRECTION OF AIR FLOW NDE --> DE; DEGREE OF PROTECTION IP55 INCREMENT. ENCODER HTL 2048 S/R (ENCODER HTL2048S/R) with TEMPERAT. SENSOR KTY84-130 DESIGN IM B3 (IM V5, IM V6) SHAFT WITH FITTED KEY HALF-KEY BALANCING BEARING: STANDARD WITH FIXED BEARING, VIBRATION SEVERITY GRADE R/A; SHAFT AND FLANGE ACCURACY: R TERMINAL BOX (ABOVE) CABLE ENTRY ON THE ND-END SIGNAL CONNECTION LEFT | 3948 | TEM | 1 | MC | 32 | 1
1PH80831JF102CA1 | SIMOTICS M COMPACT ASYNCHRONOUS MOTOR 1500RPM, 2,8KW,18NM, 7,5A, 346V 1750RPM, 3,3KW,18NM, 7,5A, 398V 2000RPM, 3,7KW,72NM, 7,6A, 447V FORCED VENTILATION; DIRECTION OF AIR FLOW NDE --> DE; DEGREE OF PROTECTION IP55 INCREMENT. ENCODER HTL 2048 S/R (ENCODER HTL2048S/R) with TEMPERAT. SENSOR KTY84-130 DESIGN IM B3 (IM V5, IM V6) SHAFT WITH FITTED KEY HALF-KEY BALANCING BEARING: STANDARD WITH FIXED BEARING, VIBRATION SEVERITY GRADE S/A, SHAFT AND FLANGE ACCURACY: R TERMINAL BOX (ABOVE) CABLE ENTRY ON THE RIGHT SIGNAL CONNECTION D-END | 4143 | TEM | 1 | MC | 32 | 1
1PH80831JF102CB1 | SIMOTICS M COMPACT ASYNCHRONOUS MOTOR 1500RPM, 2,8KW,18NM, 7,5A, 346V 1750RPM, 3,3KW,18NM, 7,5A, 398V 2000RPM, 3,7KW,72NM, 7,6A, 447V FORCED VENTILATION; DIRECTION OF AIR FLOW NDE --> DE; DEGREE OF PROTECTION IP55 INCREMENT. ENCODER HTL 2048 S/R (ENCODER HTL2048S/R) with TEMPERAT. SENSOR KTY84-130 DESIGN IM B3 (IM V5, IM V6) SHAFT WITH FITTED KEY HALF-KEY BALANCING BEARING: STANDARD WITH FIXED BEARING, VIBRATION SEVERITY GRADE S/A, SHAFT AND FLANGE ACCURACY: R TERMINAL BOX (ABOVE) CABLE ENTRY ON THE LEFT SIGNAL CONNECTION D-END | 4143 | TEM | 1 | MC | 32 | 1
1PH80831JF102CC1 | SIMOTICS M COMPACT ASYNCHRONOUS MOTOR 1500RPM, 2,8KW,18NM, 7,5A, 346V 1750RPM, 3,3KW,18NM, 7,5A, 398V 2000RPM, 3,7KW,72NM, 7,6A, 447V FORCED VENTILATION; DIRECTION OF AIR FLOW NDE --> DE; DEGREE OF PROTECTION IP55 INCREMENT. ENCODER HTL 2048 S/R (ENCODER HTL2048S/R) with TEMPERAT. SENSOR KTY84-130 DESIGN IM B3 (IM V5, IM V6) SHAFT WITH FITTED KEY HALF-KEY BALANCING BEARING: STANDARD WITH FIXED BEARING, VIBRATION SEVERITY GRADE S/A, SHAFT AND FLANGE ACCURACY: R TERMINAL BOX (ABOVE) CABLE ENTRY ON THE ND-END SIGNAL CONNECTION LEFT | 4143 | TEM | 1 | MC | 32 | 1
1PH80831JF102DA1 | SIMOTICS M COMPACT ASYNCHRONOUS MOTOR 1500RPM, 2,8KW,18NM, 7,5A, 346V 1750RPM, 3,3KW,18NM, 7,5A, 398V 2000RPM, 3,7KW,72NM, 7,6A, 447V FORCED VENTILATION; DIRECTION OF AIR FLOW NDE --> DE; DEGREE OF PROTECTION IP55 INCREMENT. ENCODER HTL 2048 S/R (ENCODER HTL2048S/R) with TEMPERAT. SENSOR KTY84-130 DESIGN IM B3 (IM V5, IM V6) SHAFT WITH FITTED KEY HALF-KEY BALANCING BEARING: STANDARD WITH FIXED BEARING, VIBRATION SEVERITY GRADE SR/A; SHAFT AND FLANGE ACCURACY: R TERMINAL BOX (ABOVE) CABLE ENTRY ON THE RIGHT SIGNAL CONNECTION D-END | 4213 | TEM | 1 | MC | 32 | 1
1PH80831JF120BA1 | SIMOTICS M COMPACT ASYNCHRONOUS MOTOR 1500RPM, 2,8KW,18NM, 7,5A, 346V 1750RPM, 3,3KW,18NM, 7,5A, 398V 2000RPM, 3,7KW,72NM, 7,6A, 447V FORCED VENTILATION; DIRECTION OF AIR FLOW NDE --> DE; DEGREE OF PROTECTION IP55 INCREMENT. ENCODER HTL 2048 S/R (ENCODER HTL2048S/R) with TEMPERAT. SENSOR KTY84-130 DESIGN IM B5 (IMV 1,IM V3) PLAIN SHAFT WITHOUT FITTED KEY; BEARING: STANDARD WITH FIXED BEARING, VIBRATION SEVERITY GRADE R/A; SHAFT AND FLANGE ACCURACY: R TERMINAL BOX (ABOVE) CABLE ENTRY ON THE RIGHT SIGNAL CONNECTION D-END | 4100 | TEM | 1 | MC | 32 | 1
1PH80831JF120BB1 | SIMOTICS M COMPACT ASYNCHRONOUS MOTOR 1500RPM, 2,8KW,18NM, 7,5A, 346V 1750RPM, 3,3KW,18NM, 7,5A, 398V 2000RPM, 3,7KW,72NM, 7,6A, 447V FORCED VENTILATION; DIRECTION OF AIR FLOW NDE --> DE; DEGREE OF PROTECTION IP55 INCREMENT. ENCODER HTL 2048 S/R (ENCODER HTL2048S/R) with TEMPERAT. SENSOR KTY84-130 DESIGN IM B5 (IMV 1,IM V3) PLAIN SHAFT WITHOUT FITTED KEY; BEARING: STANDARD WITH FIXED BEARING, VIBRATION SEVERITY GRADE R/A; SHAFT AND FLANGE ACCURACY: R TERMINAL BOX (ABOVE) CABLE ENTRY ON THE LEFT SIGNAL CONNECTION D-END | 4100 | TEM | 1 | MC | 32 | 1
1PH80831JF120BC1 | SIMOTICS M COMPACT ASYNCHRONOUS MOTOR 1500RPM, 2,8KW,18NM, 7,5A, 346V 1750RPM, 3,3KW,18NM, 7,5A, 398V 2000RPM, 3,7KW,72NM, 7,6A, 447V FORCED VENTILATION; DIRECTION OF AIR FLOW NDE --> DE; DEGREE OF PROTECTION IP55 INCREMENT. ENCODER HTL 2048 S/R (ENCODER HTL2048S/R) with TEMPERAT. SENSOR KTY84-130 DESIGN IM B5 (IMV 1,IM V3) PLAIN SHAFT WITHOUT FITTED KEY; BEARING: STANDARD WITH FIXED BEARING, VIBRATION SEVERITY GRADE R/A; SHAFT AND FLANGE ACCURACY: R TERMINAL BOX (ABOVE) CABLE ENTRY ON THE ND-END SIGNAL CONNECTION LEFT | 4100 | TEM | 1 | MC | 32 | 1
1PH80831JF120CA1 | SIMOTICS M COMPACT ASYNCHRONOUS MOTOR 1500RPM, 2,8KW,18NM, 7,5A, 346V 1750RPM, 3,3KW,18NM, 7,5A, 398V 2000RPM, 3,7KW,72NM, 7,6A, 447V FORCED VENTILATION; DIRECTION OF AIR FLOW NDE --> DE; DEGREE OF PROTECTION IP55 INCREMENT. ENCODER HTL 2048 S/R (ENCODER HTL2048S/R) with TEMPERAT. SENSOR KTY84-130 DESIGN IM B5 (IMV 1,IM V3) PLAIN SHAFT WITHOUT FITTED KEY; BEARING: STANDARD WITH FIXED BEARING, VIBRATION SEVERITY GRADE S/A, SHAFT AND FLANGE ACCURACY: R TERMINAL BOX (ABOVE) CABLE ENTRY ON THE RIGHT SIGNAL CONNECTION D-END | 4295 | TEM | 1 | MC | 32 | 1
1PH80831JF120CB1 | SIMOTICS M COMPACT ASYNCHRONOUS MOTOR 1500RPM, 2,8KW,18NM, 7,5A, 346V 1750RPM, 3,3KW,18NM, 7,5A, 398V 2000RPM, 3,7KW,72NM, 7,6A, 447V FORCED VENTILATION; DIRECTION OF AIR FLOW NDE --> DE; DEGREE OF PROTECTION IP55 INCREMENT. ENCODER HTL 2048 S/R (ENCODER HTL2048S/R) with TEMPERAT. SENSOR KTY84-130 DESIGN IM B5 (IMV 1,IM V3) PLAIN SHAFT WITHOUT FITTED KEY; BEARING: STANDARD WITH FIXED BEARING, VIBRATION SEVERITY GRADE S/A, SHAFT AND FLANGE ACCURACY: R TERMINAL BOX (ABOVE) CABLE ENTRY ON THE LEFT SIGNAL CONNECTION D-END | 4295 | TEM | 1 | MC | 32 | 1
1PH80831JF120CC1 | SIMOTICS M COMPACT ASYNCHRONOUS MOTOR 1500RPM, 2,8KW,18NM, 7,5A, 346V 1750RPM, 3,3KW,18NM, 7,5A, 398V 2000RPM, 3,7KW,72NM, 7,6A, 447V FORCED VENTILATION; DIRECTION OF AIR FLOW NDE --> DE; DEGREE OF PROTECTION IP55 INCREMENT. ENCODER HTL 2048 S/R (ENCODER HTL2048S/R) with TEMPERAT. SENSOR KTY84-130 DESIGN IM B5 (IMV 1,IM V3) PLAIN SHAFT WITHOUT FITTED KEY; BEARING: STANDARD WITH FIXED BEARING, VIBRATION SEVERITY GRADE S/A, SHAFT AND FLANGE ACCURACY: R TERMINAL BOX (ABOVE) CABLE ENTRY ON THE ND-END SIGNAL CONNECTION LEFT | 4295 | TEM | 1 | MC | 32 | 1
1PH80831JF121BB1 | SIMOTICS M COMPACT ASYNCHRONOUS MOTOR 1500RPM, 2,8KW,18NM, 7,5A, 346V 1750RPM, 3,3KW,18NM, 7,5A, 398V 2000RPM, 3,7KW,72NM, 7,6A, 447V FORCED VENTILATION; DIRECTION OF AIR FLOW NDE --> DE; DEGREE OF PROTECTION IP55 INCREMENT. ENCODER HTL 2048 S/R (ENCODER HTL2048S/R) with TEMPERAT. SENSOR KTY84-130 DESIGN IM B5 (IMV 1,IM V3) SHAFT WITH FITTED KEY FULL-KEY BALANCING BEARING: STANDARD WITH FIXED BEARING, VIBRATION SEVERITY GRADE R/A; SHAFT AND FLANGE ACCURACY: R TERMINAL BOX (ABOVE) CABLE ENTRY ON THE LEFT SIGNAL CONNECTION D-END | 4100 | TEM | 1 | MC | 32 | 1
1PH80831JF122BA1 | SIMOTICS M COMPACT ASYNCHRONOUS MOTOR 1500RPM, 2,8KW,18NM, 7,5A, 346V 1750RPM, 3,3KW,18NM, 7,5A, 398V 2000RPM, 3,7KW,72NM, 7,6A, 447V FORCED VENTILATION; DIRECTION OF AIR FLOW NDE --> DE; DEGREE OF PROTECTION IP55 INCREMENT. ENCODER HTL 2048 S/R (ENCODER HTL2048S/R) with TEMPERAT. SENSOR KTY84-130 DESIGN IM B5 (IMV 1,IM V3) SHAFT WITH FITTED KEY HALF-KEY BALANCING BEARING: STANDARD WITH FIXED BEARING, VIBRATION SEVERITY GRADE R/A; SHAFT AND FLANGE ACCURACY: R TERMINAL BOX (ABOVE) CABLE ENTRY ON THE RIGHT SIGNAL CONNECTION D-END | 4100 | TEM | 1 | MC | 32 | 1
1PH80831JF122BB1 | SIMOTICS M COMPACT ASYNCHRONOUS MOTOR 1500RPM, 2,8KW,18NM, 7,5A, 346V 1750RPM, 3,3KW,18NM, 7,5A, 398V 2000RPM, 3,7KW,72NM, 7,6A, 447V FORCED VENTILATION; DIRECTION OF AIR FLOW NDE --> DE; DEGREE OF PROTECTION IP55 INCREMENT. ENCODER HTL 2048 S/R (ENCODER HTL2048S/R) with TEMPERAT. SENSOR KTY84-130 DESIGN IM B5 (IMV 1,IM V3) SHAFT WITH FITTED KEY HALF-KEY BALANCING BEARING: STANDARD WITH FIXED BEARING, VIBRATION SEVERITY GRADE R/A; SHAFT AND FLANGE ACCURACY: R TERMINAL BOX (ABOVE) CABLE ENTRY ON THE LEFT SIGNAL CONNECTION D-END | 4100 | TEM | 1 | MC | 32 | 1
1PH80831JF122BC1 | SIMOTICS M COMPACT ASYNCHRONOUS MOTOR 1500RPM, 2,8KW,18NM, 7,5A, 346V 1750RPM, 3,3KW,18NM, 7,5A, 398V 2000RPM, 3,7KW,72NM, 7,6A, 447V FORCED VENTILATION; DIRECTION OF AIR FLOW NDE --> DE; DEGREE OF PROTECTION IP55 INCREMENT. ENCODER HTL 2048 S/R (ENCODER HTL2048S/R) with TEMPERAT. SENSOR KTY84-130 DESIGN IM B5 (IMV 1,IM V3) SHAFT WITH FITTED KEY HALF-KEY BALANCING BEARING: STANDARD WITH FIXED BEARING, VIBRATION SEVERITY GRADE R/A; SHAFT AND FLANGE ACCURACY: R TERMINAL BOX (ABOVE) CABLE ENTRY ON THE ND-END SIGNAL CONNECTION LEFT | 4100 | TEM | 1 | MC | 32 | 1
1PH80831JF122CA1 | SIMOTICS M COMPACT ASYNCHRONOUS MOTOR 1500RPM, 2,8KW,18NM, 7,5A, 346V 1750RPM, 3,3KW,18NM, 7,5A, 398V 2000RPM, 3,7KW,72NM, 7,6A, 447V FORCED VENTILATION; DIRECTION OF AIR FLOW NDE --> DE; DEGREE OF PROTECTION IP55 INCREMENT. ENCODER HTL 2048 S/R (ENCODER HTL2048S/R) with TEMPERAT. SENSOR KTY84-130 DESIGN IM B5 (IMV 1,IM V3) SHAFT WITH FITTED KEY HALF-KEY BALANCING BEARING: STANDARD WITH FIXED BEARING, VIBRATION SEVERITY GRADE S/A, SHAFT AND FLANGE ACCURACY: R TERMINAL BOX (ABOVE) CABLE ENTRY ON THE RIGHT SIGNAL CONNECTION D-END | 4295 | TEM | 1 | MC | 32 | 1
1PH80831JF122CB1 | SIMOTICS M COMPACT ASYNCHRONOUS MOTOR 1500RPM, 2,8KW,18NM, 7,5A, 346V 1750RPM, 3,3KW,18NM, 7,5A, 398V 2000RPM, 3,7KW,72NM, 7,6A, 447V FORCED VENTILATION; DIRECTION OF AIR FLOW NDE --> DE; DEGREE OF PROTECTION IP55 INCREMENT. ENCODER HTL 2048 S/R (ENCODER HTL2048S/R) with TEMPERAT. SENSOR KTY84-130 DESIGN IM B5 (IMV 1,IM V3) SHAFT WITH FITTED KEY HALF-KEY BALANCING BEARING: STANDARD WITH FIXED BEARING, VIBRATION SEVERITY GRADE S/A, SHAFT AND FLANGE ACCURACY: R TERMINAL BOX (ABOVE) CABLE ENTRY ON THE LEFT SIGNAL CONNECTION D-END | 4295 | TEM | 1 | MC | 32 | 1
1PH80831JF122CC1 | SIMOTICS M COMPACT ASYNCHRONOUS MOTOR 1500RPM, 2,8KW,18NM, 7,5A, 346V 1750RPM, 3,3KW,18NM, 7,5A, 398V 2000RPM, 3,7KW,72NM, 7,6A, 447V FORCED VENTILATION; DIRECTION OF AIR FLOW NDE --> DE; DEGREE OF PROTECTION IP55 INCREMENT. ENCODER HTL 2048 S/R (ENCODER HTL2048S/R) with TEMPERAT. SENSOR KTY84-130 DESIGN IM B5 (IMV 1,IM V3) SHAFT WITH FITTED KEY HALF-KEY BALANCING BEARING: STANDARD WITH FIXED BEARING, VIBRATION SEVERITY GRADE S/A, SHAFT AND FLANGE ACCURACY: R TERMINAL BOX (ABOVE) CABLE ENTRY ON THE ND-END SIGNAL CONNECTION LEFT | 4295 | TEM | 1 | MC | 32 | 1
1PH80831JF200BA1 | SIMOTICS M COMPACT ASYNCHRONOUS MOTOR 1500RPM, 3,5KW,22NM, 8,9A, 357V 1750RPM, 4,0KW,22NM, 8,7A, 416V 2000RPM, 4,6KW,22NM, 8,7A, 457V WATER COOLING DEGREE OF PROTECTION IP65 INCREMENT. ENCODER HTL 2048 S/R (ENCODER HTL2048S/R) with TEMPERAT. SENSOR KTY84-130 DESIGN IM B3 (IM V5, IM V6) PLAIN SHAFT WITHOUT FITTED KEY; BEARING: STANDARD WITH FIXED BEARING, VIBRATION SEVERITY GRADE R/A; SHAFT AND FLANGE ACCURACY: R TERMINAL BOX (ABOVE) CABLE ENTRY ON THE RIGHT SIGNAL CONNECTION D-END | 4263 | TEM | 1 | MC | 36 | 1
1PH80831JF200BB1 | SIMOTICS M COMPACT ASYNCHRONOUS MOTOR 1500RPM, 3,5KW,22NM, 8,9A, 357V 1750RPM, 4,0KW,22NM, 8,7A, 416V 2000RPM, 4,6KW,22NM, 8,7A, 457V WATER COOLING DEGREE OF PROTECTION IP65 INCREMENT. ENCODER HTL 2048 S/R (ENCODER HTL2048S/R) with TEMPERAT. SENSOR KTY84-130 DESIGN IM B3 (IM V5, IM V6) PLAIN SHAFT WITHOUT FITTED KEY; BEARING: STANDARD WITH FIXED BEARING, VIBRATION SEVERITY GRADE R/A; SHAFT AND FLANGE ACCURACY: R TERMINAL BOX (ABOVE) CABLE ENTRY ON THE LEFT SIGNAL CONNECTION D-END | 4263 | TEM | 1 | MC | 36 | 1
1PH80831JF200BC1 | SIMOTICS M COMPACT ASYNCHRONOUS MOTOR 1500RPM, 3,5KW,22NM, 8,9A, 357V 1750RPM, 4,0KW,22NM, 8,7A, 416V 2000RPM, 4,6KW,22NM, 8,7A, 457V WATER COOLING DEGREE OF PROTECTION IP65 INCREMENT. ENCODER HTL 2048 S/R (ENCODER HTL2048S/R) with TEMPERAT. SENSOR KTY84-130 DESIGN IM B3 (IM V5, IM V6) PLAIN SHAFT WITHOUT FITTED KEY; BEARING: STANDARD WITH FIXED BEARING, VIBRATION SEVERITY GRADE R/A; SHAFT AND FLANGE ACCURACY: R TERMINAL BOX (ABOVE) CABLE ENTRY ON THE ND-END SIGNAL CONNECTION LEFT | 4263 | TEM | 1 | MC | 36 | 1
1PH80831JF200CA1 | SIMOTICS M COMPACT ASYNCHRONOUS MOTOR 1500RPM, 3,5KW,22NM, 8,9A, 357V 1750RPM, 4,0KW,22NM, 8,7A, 416V 2000RPM, 4,6KW,22NM, 8,7A, 457V WATER COOLING DEGREE OF PROTECTION IP65 INCREMENT. ENCODER HTL 2048 S/R (ENCODER HTL2048S/R) with TEMPERAT. SENSOR KTY84-130 DESIGN IM B3 (IM V5, IM V6) PLAIN SHAFT WITHOUT FITTED KEY; BEARING: STANDARD WITH FIXED BEARING, VIBRATION SEVERITY GRADE S/A, SHAFT AND FLANGE ACCURACY: R TERMINAL BOX (ABOVE) CABLE ENTRY ON THE RIGHT SIGNAL CONNECTION D-END | 4458 | TEM | 1 | MC | 36 | 1
1PH80831JF200CB1 | SIMOTICS M COMPACT ASYNCHRONOUS MOTOR 1500RPM, 3,5KW,22NM, 8,9A, 357V 1750RPM, 4,0KW,22NM, 8,7A, 416V 2000RPM, 4,6KW,22NM, 8,7A, 457V WATER COOLING DEGREE OF PROTECTION IP65 INCREMENT. ENCODER HTL 2048 S/R (ENCODER HTL2048S/R) with TEMPERAT. SENSOR KTY84-130 DESIGN IM B3 (IM V5, IM V6) PLAIN SHAFT WITHOUT FITTED KEY; BEARING: STANDARD WITH FIXED BEARING, VIBRATION SEVERITY GRADE S/A, SHAFT AND FLANGE ACCURACY: R TERMINAL BOX (ABOVE) CABLE ENTRY ON THE LEFT SIGNAL CONNECTION D-END | 4458 | TEM | 1 | MC | 36 | 1
1PH80831JF200CC1 | SIMOTICS M COMPACT ASYNCHRONOUS MOTOR 1500RPM, 3,5KW,22NM, 8,9A, 357V 1750RPM, 4,0KW,22NM, 8,7A, 416V 2000RPM, 4,6KW,22NM, 8,7A, 457V WATER COOLING DEGREE OF PROTECTION IP65 INCREMENT. ENCODER HTL 2048 S/R (ENCODER HTL2048S/R) with TEMPERAT. SENSOR KTY84-130 DESIGN IM B3 (IM V5, IM V6) PLAIN SHAFT WITHOUT FITTED KEY; BEARING: STANDARD WITH FIXED BEARING, VIBRATION SEVERITY GRADE S/A, SHAFT AND FLANGE ACCURACY: R TERMINAL BOX (ABOVE) CABLE ENTRY ON THE ND-END SIGNAL CONNECTION LEFT | 4458 | TEM | 1 | MC | 36 | 1
1PH80831JF202BA1 | SIMOTICS M COMPACT ASYNCHRONOUS MOTOR 1500RPM, 3,5KW,22NM, 8,9A, 357V 1750RPM, 4,0KW,22NM, 8,7A, 416V 2000RPM, 4,6KW,22NM, 8,7A, 457V WATER COOLING DEGREE OF PROTECTION IP65 INCREMENT. ENCODER HTL 2048 S/R (ENCODER HTL2048S/R) with TEMPERAT. SENSOR KTY84-130 DESIGN IM B3 (IM V5, IM V6) SHAFT WITH FITTED KEY HALF-KEY BALANCING BEARING: STANDARD WITH FIXED BEARING, VIBRATION SEVERITY GRADE R/A; SHAFT AND FLANGE ACCURACY: R TERMINAL BOX (ABOVE) CABLE ENTRY ON THE RIGHT SIGNAL CONNECTION D-END | 4263 | TEM | 1 | MC | 36 | 1
1PH80831JF202BB1 | SIMOTICS M COMPACT ASYNCHRONOUS MOTOR 1500RPM, 3,5KW,22NM, 8,9A, 357V 1750RPM, 4,0KW,22NM, 8,7A, 416V 2000RPM, 4,6KW,22NM, 8,7A, 457V WATER COOLING DEGREE OF PROTECTION IP65 INCREMENT. ENCODER HTL 2048 S/R (ENCODER HTL2048S/R) with TEMPERAT. SENSOR KTY84-130 DESIGN IM B3 (IM V5, IM V6) SHAFT WITH FITTED KEY HALF-KEY BALANCING BEARING: STANDARD WITH FIXED BEARING, VIBRATION SEVERITY GRADE R/A; SHAFT AND FLANGE ACCURACY: R TERMINAL BOX (ABOVE) CABLE ENTRY ON THE LEFT SIGNAL CONNECTION D-END | 4263 | TEM | 1 | MC | 36 | 1
1PH80831JF202BC1 | SIMOTICS M COMPACT ASYNCHRONOUS MOTOR 1500RPM, 3,5KW,22NM, 8,9A, 357V 1750RPM, 4,0KW,22NM, 8,7A, 416V 2000RPM, 4,6KW,22NM, 8,7A, 457V WATER COOLING DEGREE OF PROTECTION IP65 INCREMENT. ENCODER HTL 2048 S/R (ENCODER HTL2048S/R) with TEMPERAT. SENSOR KTY84-130 DESIGN IM B3 (IM V5, IM V6) SHAFT WITH FITTED KEY HALF-KEY BALANCING BEARING: STANDARD WITH FIXED BEARING, VIBRATION SEVERITY GRADE R/A; SHAFT AND FLANGE ACCURACY: R TERMINAL BOX (ABOVE) CABLE ENTRY ON THE ND-END SIGNAL CONNECTION LEFT | 4263 | TEM | 1 | MC | 36 | 1
1PH80831JF202CA1 | SIMOTICS M COMPACT ASYNCHRONOUS MOTOR 1500RPM, 3,5KW,22NM, 8,9A, 357V 1750RPM, 4,0KW,22NM, 8,7A, 416V 2000RPM, 4,6KW,22NM, 8,7A, 457V WATER COOLING DEGREE OF PROTECTION IP65 INCREMENT. ENCODER HTL 2048 S/R (ENCODER HTL2048S/R) with TEMPERAT. SENSOR KTY84-130 DESIGN IM B3 (IM V5, IM V6) SHAFT WITH FITTED KEY HALF-KEY BALANCING BEARING: STANDARD WITH FIXED BEARING, VIBRATION SEVERITY GRADE S/A, SHAFT AND FLANGE ACCURACY: R TERMINAL BOX (ABOVE) CABLE ENTRY ON THE RIGHT SIGNAL CONNECTION D-END | 4458 | TEM | 1 | MC | 36 | 1
1PH80831JF202CB1 | SIMOTICS M COMPACT ASYNCHRONOUS MOTOR 1500RPM, 3,5KW,22NM, 8,9A, 357V 1750RPM, 4,0KW,22NM, 8,7A, 416V 2000RPM, 4,6KW,22NM, 8,7A, 457V WATER COOLING DEGREE OF PROTECTION IP65 INCREMENT. ENCODER HTL 2048 S/R (ENCODER HTL2048S/R) with TEMPERAT. SENSOR KTY84-130 DESIGN IM B3 (IM V5, IM V6) SHAFT WITH FITTED KEY HALF-KEY BALANCING BEARING: STANDARD WITH FIXED BEARING, VIBRATION SEVERITY GRADE S/A, SHAFT AND FLANGE ACCURACY: R TERMINAL BOX (ABOVE) CABLE ENTRY ON THE LEFT SIGNAL CONNECTION D-END | 4458 | TEM | 1 | MC | 36 | 1
1PH80831JF202CC1 | SIMOTICS M COMPACT ASYNCHRONOUS MOTOR 1500RPM, 3,5KW,22NM, 8,9A, 357V 1750RPM, 4,0KW,22NM, 8,7A, 416V 2000RPM, 4,6KW,22NM, 8,7A, 457V WATER COOLING DEGREE OF PROTECTION IP65 INCREMENT. ENCODER HTL 2048 S/R (ENCODER HTL2048S/R) with TEMPERAT. SENSOR KTY84-130 DESIGN IM B3 (IM V5, IM V6) SHAFT WITH FITTED KEY HALF-KEY BALANCING BEARING: STANDARD WITH FIXED BEARING, VIBRATION SEVERITY GRADE S/A, SHAFT AND FLANGE ACCURACY: R TERMINAL BOX (ABOVE) CABLE ENTRY ON THE ND-END SIGNAL CONNECTION LEFT | 4458 | TEM | 1 | MC | 36 | 1
1PH80831JF220BA1 | SIMOTICS M COMPACT ASYNCHRONOUS MOTOR 1500RPM, 3,5KW,22NM, 8,9A, 357V 1750RPM, 4,0KW,22NM, 8,7A, 416V 2000RPM, 4,6KW,22NM, 8,7A, 457V WATER COOLING DEGREE OF PROTECTION IP65 INCREMENT. ENCODER HTL 2048 S/R (ENCODER HTL2048S/R) with TEMPERAT. SENSOR KTY84-130 DESIGN IM B5 (IMV 1,IM V3) PLAIN SHAFT WITHOUT FITTED KEY; BEARING: STANDARD WITH FIXED BEARING, VIBRATION SEVERITY GRADE R/A; SHAFT AND FLANGE ACCURACY: R TERMINAL BOX (ABOVE) CABLE ENTRY ON THE RIGHT SIGNAL CONNECTION D-END | 4414 | TEM | 1 | MC | 36 | 1
1PH80831JF220BB1 | SIMOTICS M COMPACT ASYNCHRONOUS MOTOR 1500RPM, 3,5KW,22NM, 8,9A, 357V 1750RPM, 4,0KW,22NM, 8,7A, 416V 2000RPM, 4,6KW,22NM, 8,7A, 457V WATER COOLING DEGREE OF PROTECTION IP65 INCREMENT. ENCODER HTL 2048 S/R (ENCODER HTL2048S/R) with TEMPERAT. SENSOR KTY84-130 DESIGN IM B5 (IMV 1,IM V3) PLAIN SHAFT WITHOUT FITTED KEY; BEARING: STANDARD WITH FIXED BEARING, VIBRATION SEVERITY GRADE R/A; SHAFT AND FLANGE ACCURACY: R TERMINAL BOX (ABOVE) CABLE ENTRY ON THE LEFT SIGNAL CONNECTION D-END | 4414 | TEM | 1 | MC | 36 | 1
1PH80831JF220BC1 | SIMOTICS M COMPACT ASYNCHRONOUS MOTOR 1500RPM, 3,5KW,22NM, 8,9A, 357V 1750RPM, 4,0KW,22NM, 8,7A, 416V 2000RPM, 4,6KW,22NM, 8,7A, 457V WATER COOLING DEGREE OF PROTECTION IP65 INCREMENT. ENCODER HTL 2048 S/R (ENCODER HTL2048S/R) with TEMPERAT. SENSOR KTY84-130 DESIGN IM B5 (IMV 1,IM V3) PLAIN SHAFT WITHOUT FITTED KEY; BEARING: STANDARD WITH FIXED BEARING, VIBRATION SEVERITY GRADE R/A; SHAFT AND FLANGE ACCURACY: R TERMINAL BOX (ABOVE) CABLE ENTRY ON THE ND-END SIGNAL CONNECTION LEFT | 4414 | TEM | 1 | MC | 36 | 1
1PH80831JF220CA1 | SIMOTICS M COMPACT ASYNCHRONOUS MOTOR 1500RPM, 3,5KW,22NM, 8,9A, 357V 1750RPM, 4,0KW,22NM, 8,7A, 416V 2000RPM, 4,6KW,22NM, 8,7A, 457V WATER COOLING DEGREE OF PROTECTION IP65 INCREMENT. ENCODER HTL 2048 S/R (ENCODER HTL2048S/R) with TEMPERAT. SENSOR KTY84-130 DESIGN IM B5 (IMV 1,IM V3) PLAIN SHAFT WITHOUT FITTED KEY; BEARING: STANDARD WITH FIXED BEARING, VIBRATION SEVERITY GRADE S/A, SHAFT AND FLANGE ACCURACY: R TERMINAL BOX (ABOVE) CABLE ENTRY ON THE RIGHT SIGNAL CONNECTION D-END | 4609 | TEM | 1 | MC | 36 | 1
1PH80831JF220CB1 | SIMOTICS M COMPACT ASYNCHRONOUS MOTOR 1500RPM, 3,5KW,22NM, 8,9A, 357V 1750RPM, 4,0KW,22NM, 8,7A, 416V 2000RPM, 4,6KW,22NM, 8,7A, 457V WATER COOLING DEGREE OF PROTECTION IP65 INCREMENT. ENCODER HTL 2048 S/R (ENCODER HTL2048S/R) with TEMPERAT. SENSOR KTY84-130 DESIGN IM B5 (IMV 1,IM V3) PLAIN SHAFT WITHOUT FITTED KEY; BEARING: STANDARD WITH FIXED BEARING, VIBRATION SEVERITY GRADE S/A, SHAFT AND FLANGE ACCURACY: R TERMINAL BOX (ABOVE) CABLE ENTRY ON THE LEFT SIGNAL CONNECTION D-END | 4609 | TEM | 1 | MC | 36 | 1
1PH80831JF220CC1 | SIMOTICS M COMPACT ASYNCHRONOUS MOTOR 1500RPM, 3,5KW,22NM, 8,9A, 357V 1750RPM, 4,0KW,22NM, 8,7A, 416V 2000RPM, 4,6KW,22NM, 8,7A, 457V WATER COOLING DEGREE OF PROTECTION IP65 INCREMENT. ENCODER HTL 2048 S/R (ENCODER HTL2048S/R) with TEMPERAT. SENSOR KTY84-130 DESIGN IM B5 (IMV 1,IM V3) PLAIN SHAFT WITHOUT FITTED KEY; BEARING: STANDARD WITH FIXED BEARING, VIBRATION SEVERITY GRADE S/A, SHAFT AND FLANGE ACCURACY: R TERMINAL BOX (ABOVE) CABLE ENTRY ON THE ND-END SIGNAL CONNECTION LEFT | 4609 | TEM | 1 | MC | 36 | 1
1PH80831JF222BA1 | SIMOTICS M COMPACT ASYNCHRONOUS MOTOR 1500RPM, 3,5KW,22NM, 8,9A, 357V 1750RPM, 4,0KW,22NM, 8,7A, 416V 2000RPM, 4,6KW,22NM, 8,7A, 457V WATER COOLING DEGREE OF PROTECTION IP65 INCREMENT. ENCODER HTL 2048 S/R (ENCODER HTL2048S/R) with TEMPERAT. SENSOR KTY84-130 DESIGN IM B5 (IMV 1,IM V3) SHAFT WITH FITTED KEY HALF-KEY BALANCING BEARING: STANDARD WITH FIXED BEARING, VIBRATION SEVERITY GRADE R/A; SHAFT AND FLANGE ACCURACY: R TERMINAL BOX (ABOVE) CABLE ENTRY ON THE RIGHT SIGNAL CONNECTION D-END | 4414 | TEM | 1 | MC | 36 | 1
1PH80831JF222BB1 | SIMOTICS M COMPACT ASYNCHRONOUS MOTOR 1500RPM, 3,5KW,22NM, 8,9A, 357V 1750RPM, 4,0KW,22NM, 8,7A, 416V 2000RPM, 4,6KW,22NM, 8,7A, 457V WATER COOLING DEGREE OF PROTECTION IP65 INCREMENT. ENCODER HTL 2048 S/R (ENCODER HTL2048S/R) with TEMPERAT. SENSOR KTY84-130 DESIGN IM B5 (IMV 1,IM V3) SHAFT WITH FITTED KEY HALF-KEY BALANCING BEARING: STANDARD WITH FIXED BEARING, VIBRATION SEVERITY GRADE R/A; SHAFT AND FLANGE ACCURACY: R TERMINAL BOX (ABOVE) CABLE ENTRY ON THE LEFT SIGNAL CONNECTION D-END | 4414 | TEM | 1 | MC | 36 | 1
1PH80831JF222BC1 | SIMOTICS M COMPACT ASYNCHRONOUS MOTOR 1500RPM, 3,5KW,22NM, 8,9A, 357V 1750RPM, 4,0KW,22NM, 8,7A, 416V 2000RPM, 4,6KW,22NM, 8,7A, 457V WATER COOLING DEGREE OF PROTECTION IP65 INCREMENT. ENCODER HTL 2048 S/R (ENCODER HTL2048S/R) with TEMPERAT. SENSOR KTY84-130 DESIGN IM B5 (IMV 1,IM V3) SHAFT WITH FITTED KEY HALF-KEY BALANCING BEARING: STANDARD WITH FIXED BEARING, VIBRATION SEVERITY GRADE R/A; SHAFT AND FLANGE ACCURACY: R TERMINAL BOX (ABOVE) CABLE ENTRY ON THE ND-END SIGNAL CONNECTION LEFT | 4414 | TEM | 1 | MC | 36 | 1
1PH80831JF222CA1 | SIMOTICS M COMPACT ASYNCHRONOUS MOTOR 1500RPM, 3,5KW,22NM, 8,9A, 357V 1750RPM, 4,0KW,22NM, 8,7A, 416V 2000RPM, 4,6KW,22NM, 8,7A, 457V WATER COOLING DEGREE OF PROTECTION IP65 INCREMENT. ENCODER HTL 2048 S/R (ENCODER HTL2048S/R) with TEMPERAT. SENSOR KTY84-130 DESIGN IM B5 (IMV 1,IM V3) SHAFT WITH FITTED KEY HALF-KEY BALANCING BEARING: STANDARD WITH FIXED BEARING, VIBRATION SEVERITY GRADE S/A, SHAFT AND FLANGE ACCURACY: R TERMINAL BOX (ABOVE) CABLE ENTRY ON THE RIGHT SIGNAL CONNECTION D-END | 4609 | TEM | 1 | MC | 36 | 1
1PH80831JF222CB1 | SIMOTICS M COMPACT ASYNCHRONOUS MOTOR 1500RPM, 3,5KW,22NM, 8,9A, 357V 1750RPM, 4,0KW,22NM, 8,7A, 416V 2000RPM, 4,6KW,22NM, 8,7A, 457V WATER COOLING DEGREE OF PROTECTION IP65 INCREMENT. ENCODER HTL 2048 S/R (ENCODER HTL2048S/R) with TEMPERAT. SENSOR KTY84-130 DESIGN IM B5 (IMV 1,IM V3) SHAFT WITH FITTED KEY HALF-KEY BALANCING BEARING: STANDARD WITH FIXED BEARING, VIBRATION SEVERITY GRADE S/A, SHAFT AND FLANGE ACCURACY: R TERMINAL BOX (ABOVE) CABLE ENTRY ON THE LEFT SIGNAL CONNECTION D-END | 4609 | TEM | 1 | MC | 36 | 1
1PH80831JF222CC1 | SIMOTICS M COMPACT ASYNCHRONOUS MOTOR 1500RPM, 3,5KW,22NM, 8,9A, 357V 1750RPM, 4,0KW,22NM, 8,7A, 416V 2000RPM, 4,6KW,22NM, 8,7A, 457V WATER COOLING DEGREE OF PROTECTION IP65 INCREMENT. ENCODER HTL 2048 S/R (ENCODER HTL2048S/R) with TEMPERAT. SENSOR KTY84-130 DESIGN IM B5 (IMV 1,IM V3) SHAFT WITH FITTED KEY HALF-KEY BALANCING BEARING: STANDARD WITH FIXED BEARING, VIBRATION SEVERITY GRADE S/A, SHAFT AND FLANGE ACCURACY: R TERMINAL BOX (ABOVE) CABLE ENTRY ON THE ND-END SIGNAL CONNECTION LEFT | 4609 | TEM | 1 | MC | 36 | 1
1PH80831JG121BA1 | SIMOTICS M COMPACT ASYNCHRONOUS MOTOR 2000RPM, 3,7KW,18NM, 11,6A,293V 2300RPM, 4,1KW,17NM, 11,3A,332V 2650RPM, 4,6KW,17NM, 11,2A,376V FORCED VENTILATION; DIRECTION OF AIR FLOW NDE --> DE; DEGREE OF PROTECTION IP55 INCREMENT. ENCODER HTL 2048 S/R (ENCODER HTL2048S/R) with TEMPERAT. SENSOR KTY84-130 DESIGN IM B5 (IMV 1,IM V3) SHAFT WITH FITTED KEY FULL-KEY BALANCING BEARING: STANDARD WITH FIXED BEARING, VIBRATION SEVERITY GRADE R/A; SHAFT AND FLANGE ACCURACY: R TERMINAL BOX (ABOVE) CABLE ENTRY ON THE RIGHT SIGNAL CONNECTION D-END | 4100 | TEM | 1 | MC | 32 | 1
1PH80831MF000BA1 | SIMOTICS M COMPACT ASYNCHRONOUS MOTOR 1500RPM, 2,8KW, 18NM, 7,5A,346V 1750RPM, 3,3KW, 18NM, 7,5A,398V 2000RPM, 3,7KW, 18NM, 7,6A,447V FORCED VENTILATION; DIRECTION OF AIR FLOW DE --> NDE; DEGREE OF PROTECTION IP55 INCREMENTAL ENCODER SIN/COS 1VPP 2048 S/R WITH ND-END AT TERMINAL BOX (ENCODER IC2048S/R) with TEMPERAT. SENSOR KTY84-130 DESIGN IM B3 (IM V5, IM V6) PLAIN SHAFT WITHOUT FITTED KEY; BEARING: STANDARD WITH FIXED BEARING, VIBRATION SEVERITY GRADE R/A; SHAFT AND FLANGE ACCURACY: R TERMINAL BOX (ABOVE) CABLE ENTRY ON THE RIGHT SIGNAL CONNECTION D-END | 3861 | TEM | 1 | MC | 32 | 1
1PH80831MF001BA1 | SIMOTICS M COMPACT ASYNCHRONOUS MOTOR 1500RPM, 2,8KW, 18NM, 7,5A,346V 1750RPM, 3,3KW, 18NM, 7,5A,398V 2000RPM, 3,7KW, 18NM, 7,6A,447V FORCED VENTILATION; DIRECTION OF AIR FLOW DE --> NDE; DEGREE OF PROTECTION IP55 INCREMENTAL ENCODER SIN/COS 1VPP 2048 S/R WITH ND-END AT TERMINAL BOX (ENCODER IC2048S/R) with TEMPERAT. SENSOR KTY84-130 DESIGN IM B3 (IM V5, IM V6) SHAFT WITH FITTED KEY FULL-KEY BALANCING BEARING: STANDARD WITH FIXED BEARING, VIBRATION SEVERITY GRADE R/A; SHAFT AND FLANGE ACCURACY: R TERMINAL BOX (ABOVE) CABLE ENTRY ON THE RIGHT SIGNAL CONNECTION D-END | 3861 | TEM | 1 | MC | 32 | 1
1PH80831MF001DA1 | SIMOTICS M COMPACT ASYNCHRONOUS MOTOR 1500RPM, 2,8KW, 18NM, 7,5A,346V 1750RPM, 3,3KW, 18NM, 7,5A,398V 2000RPM, 3,7KW, 18NM, 7,6A,447V FORCED VENTILATION; DIRECTION OF AIR FLOW DE --> NDE; DEGREE OF PROTECTION IP55 INCREMENTAL ENCODER SIN/COS 1VPP 2048 S/R WITH ND-END AT TERMINAL BOX (ENCODER IC2048S/R) with TEMPERAT. SENSOR KTY84-130 DESIGN IM B3 (IM V5, IM V6) SHAFT WITH FITTED KEY FULL-KEY BALANCING BEARING: STANDARD WITH FIXED BEARING, VIBRATION SEVERITY GRADE SR/A; SHAFT AND FLANGE ACCURACY: R TERMINAL BOX (ABOVE) CABLE ENTRY ON THE RIGHT SIGNAL CONNECTION D-END | 4126 | TEM | 1 | MC | 32 | 1
1PH80831MF001GA1 | SIMOTICS M COMPACT ASYNCHRONOUS MOTOR 1500RPM, 2,8KW, 18NM, 7,5A,346V 1750RPM, 3,3KW, 18NM, 7,5A,398V 2000RPM, 3,7KW, 18NM, 7,6A,447V FORCED VENTILATION; DIRECTION OF AIR FLOW DE --> NDE; DEGREE OF PROTECTION IP55 INCREMENTAL ENCODER SIN/COS 1VPP 2048 S/R WITH ND-END AT TERMINAL BOX (ENCODER IC2048S/R) with TEMPERAT. SENSOR KTY84-130 DESIGN IM B3 (IM V5, IM V6) SHAFT WITH FITTED KEY FULL-KEY BALANCING BEARING: STANDARD, VIBRATION SEVERITY GRADE R/A; SHAFT AND FLANGE ACCURACY: R TERMINAL BOX (ABOVE) CABLE ENTRY ON THE RIGHT SIGNAL CONNECTION D-END | 3576 | TEM | 1 | MC | 32 | 1
1PH80831MF002BC1 | SIMOTICS M COMPACT ASYNCHRONOUS MOTOR 1500RPM, 2,8KW, 18NM, 7,5A,346V 1750RPM, 3,3KW, 18NM, 7,5A,398V 2000RPM, 3,7KW, 18NM, 7,6A,447V FORCED VENTILATION; DIRECTION OF AIR FLOW DE --> NDE; DEGREE OF PROTECTION IP55 INCREMENTAL ENCODER SIN/COS 1VPP 2048 S/R WITH ND-END AT TERMINAL BOX (ENCODER IC2048S/R) with TEMPERAT. SENSOR KTY84-130 DESIGN IM B3 (IM V5, IM V6) SHAFT WITH FITTED KEY HALF-KEY BALANCING BEARING: STANDARD WITH FIXED BEARING, VIBRATION SEVERITY GRADE R/A; SHAFT AND FLANGE ACCURACY: R TERMINAL BOX (ABOVE) CABLE ENTRY ON THE ND-END SIGNAL CONNECTION LEFT | 3861 | TEM | 1 | MC | 32 | 1
1PH80831MF020BE1 | SIMOTICS M COMPACT ASYNCHRONOUS MOTOR 1500RPM, 2,8KW, 18NM, 7,5A,346V 1750RPM, 3,3KW, 18NM, 7,5A,398V 2000RPM, 3,7KW, 18NM, 7,6A,447V FORCED VENTILATION; DIRECTION OF AIR FLOW DE --> NDE; DEGREE OF PROTECTION IP55 INCREMENTAL ENCODER SIN/COS 1VPP 2048 S/R WITH ND-END AT TERMINAL BOX (ENCODER IC2048S/R) with TEMPERAT. SENSOR KTY84-130 DESIGN IM B5 (IMV 1,IM V3) PLAIN SHAFT WITHOUT FITTED KEY; BEARING: STANDARD WITH FIXED BEARING, VIBRATION SEVERITY GRADE R/A; SHAFT AND FLANGE ACCURACY: R POWER CONNECTOR (ABOVE) CABLE ENTRY ON THE RIGHT SIGNAL CONNECTION D-END | 4013 | TEM | 1 | MC | 32 | 1
1PH80831MF020BG1 | SIMOTICS M COMPACT ASYNCHRONOUS MOTOR 1500RPM, 2,8KW, 18NM, 7,5A,346V 1750RPM, 3,3KW, 18NM, 7,5A,398V 2000RPM, 3,7KW, 18NM, 7,6A,447V FORCED VENTILATION; DIRECTION OF AIR FLOW DE --> NDE; DEGREE OF PROTECTION IP55 INCREMENTAL ENCODER SIN/COS 1VPP 2048 S/R WITH ND-END AT TERMINAL BOX (ENCODER IC2048S/R) with TEMPERAT. SENSOR KTY84-130 DESIGN IM B5 (IMV 1,IM V3) PLAIN SHAFT WITHOUT FITTED KEY; BEARING: STANDARD WITH FIXED BEARING, VIBRATION SEVERITY GRADE R/A; SHAFT AND FLANGE ACCURACY: R POWER CONNECTOR (ABOVE) CABLE ENTRY ON THE ND-END SIGNAL CONNECTION LEFT | 4013 | TEM | 1 | MC | 32 | 1
1PH80831MF020CA1 | SIMOTICS M COMPACT ASYNCHRONOUS MOTOR 1500RPM, 2,8KW, 18NM, 7,5A,346V 1750RPM, 3,3KW, 18NM, 7,5A,398V 2000RPM, 3,7KW, 18NM, 7,6A,447V FORCED VENTILATION; DIRECTION OF AIR FLOW DE --> NDE; DEGREE OF PROTECTION IP55 INCREMENTAL ENCODER SIN/COS 1VPP 2048 S/R WITH ND-END AT TERMINAL BOX (ENCODER IC2048S/R) with TEMPERAT. SENSOR KTY84-130 DESIGN IM B5 (IMV 1,IM V3) PLAIN SHAFT WITHOUT FITTED KEY; BEARING: STANDARD WITH FIXED BEARING, VIBRATION SEVERITY GRADE S/A, SHAFT AND FLANGE ACCURACY: R TERMINAL BOX (ABOVE) CABLE ENTRY ON THE RIGHT SIGNAL CONNECTION D-END | 4208 | TEM | 1 | MC | 32 | 1
1PH80831MF021BA1 | SIMOTICS M COMPACT ASYNCHRONOUS MOTOR 1500RPM, 2,8KW, 18NM, 7,5A,346V 1750RPM, 3,3KW, 18NM, 7,5A,398V 2000RPM, 3,7KW, 18NM, 7,6A,447V FORCED VENTILATION; DIRECTION OF AIR FLOW DE --> NDE; DEGREE OF PROTECTION IP55 INCREMENTAL ENCODER SIN/COS 1VPP 2048 S/R WITH ND-END AT TERMINAL BOX (ENCODER IC2048S/R) with TEMPERAT. SENSOR KTY84-130 DESIGN IM B5 (IMV 1,IM V3) SHAFT WITH FITTED KEY FULL-KEY BALANCING BEARING: STANDARD WITH FIXED BEARING, VIBRATION SEVERITY GRADE R/A; SHAFT AND FLANGE ACCURACY: R TERMINAL BOX (ABOVE) CABLE ENTRY ON THE RIGHT SIGNAL CONNECTION D-END | 4013 | TEM | 1 | MC | 32 | 1
1PH80831MF021GA1 | SIMOTICS M COMPACT ASYNCHRONOUS MOTOR 1500RPM, 2,8KW, 18NM, 7,5A,346V 1750RPM, 3,3KW, 18NM, 7,5A,398V 2000RPM, 3,7KW, 18NM, 7,6A,447V FORCED VENTILATION; DIRECTION OF AIR FLOW DE --> NDE; DEGREE OF PROTECTION IP55 INCREMENTAL ENCODER SIN/COS 1VPP 2048 S/R WITH ND-END AT TERMINAL BOX (ENCODER IC2048S/R) with TEMPERAT. SENSOR KTY84-130 DESIGN IM B5 (IMV 1,IM V3) SHAFT WITH FITTED KEY FULL-KEY BALANCING BEARING: STANDARD, VIBRATION SEVERITY GRADE R/A; SHAFT AND FLANGE ACCURACY: R TERMINAL BOX (ABOVE) CABLE ENTRY ON THE RIGHT SIGNAL CONNECTION D-END | 3728 | TEM | 1 | MC | 32 | 1
1PH80831MF022BA1 | SIMOTICS M COMPACT ASYNCHRONOUS MOTOR 1500RPM, 2,8KW, 18NM, 7,5A,346V 1750RPM, 3,3KW, 18NM, 7,5A,398V 2000RPM, 3,7KW, 18NM, 7,6A,447V FORCED VENTILATION; DIRECTION OF AIR FLOW DE --> NDE; DEGREE OF PROTECTION IP55 INCREMENTAL ENCODER SIN/COS 1VPP 2048 S/R WITH ND-END AT TERMINAL BOX (ENCODER IC2048S/R) with TEMPERAT. SENSOR KTY84-130 DESIGN IM B5 (IMV 1,IM V3) SHAFT WITH FITTED KEY HALF-KEY BALANCING BEARING: STANDARD WITH FIXED BEARING, VIBRATION SEVERITY GRADE R/A; SHAFT AND FLANGE ACCURACY: R TERMINAL BOX (ABOVE) CABLE ENTRY ON THE RIGHT SIGNAL CONNECTION D-END | 4013 | TEM | 1 | MC | 32 | 1
1PH80831MF100BA1 | SIMOTICS M COMPACT ASYNCHRONOUS MOTOR 1500RPM, 2,8KW,18NM, 7,5A, 346V 1750RPM, 3,3KW,18NM, 7,5A, 398V 2000RPM, 3,7KW,72NM, 7,6A, 447V FORCED VENTILATION; DIRECTION OF AIR FLOW NDE --> DE; DEGREE OF PROTECTION IP55 INCREMENTAL ENCODER SIN/COS 1VPP 2048 S/R WITH ND-END AT TERMINAL BOX (ENCODER IC2048S/R) with TEMPERAT. SENSOR KTY84-130 DESIGN IM B3 (IM V5, IM V6) PLAIN SHAFT WITHOUT FITTED KEY; BEARING: STANDARD WITH FIXED BEARING, VIBRATION SEVERITY GRADE R/A; SHAFT AND FLANGE ACCURACY: R TERMINAL BOX (ABOVE) CABLE ENTRY ON THE RIGHT SIGNAL CONNECTION D-END | 3861 | TEM | 1 | MC | 32 | 1
1PH80831MF100DA1 | SIMOTICS M COMPACT ASYNCHRONOUS MOTOR 1500RPM, 2,8KW,18NM, 7,5A, 346V 1750RPM, 3,3KW,18NM, 7,5A, 398V 2000RPM, 3,7KW,72NM, 7,6A, 447V FORCED VENTILATION; DIRECTION OF AIR FLOW NDE --> DE; DEGREE OF PROTECTION IP55 INCREMENTAL ENCODER SIN/COS 1VPP 2048 S/R WITH ND-END AT TERMINAL BOX (ENCODER IC2048S/R) with TEMPERAT. SENSOR KTY84-130 DESIGN IM B3 (IM V5, IM V6) PLAIN SHAFT WITHOUT FITTED KEY; BEARING: STANDARD WITH FIXED BEARING, VIBRATION SEVERITY GRADE SR/A; SHAFT AND FLANGE ACCURACY: R TERMINAL BOX (ABOVE) CABLE ENTRY ON THE RIGHT SIGNAL CONNECTION D-END | 4126 | TEM | 1 | MC | 32 | 1
1PH80831MF101BC1 | SIMOTICS M COMPACT ASYNCHRONOUS MOTOR 1500RPM, 2,8KW,18NM, 7,5A, 346V 1750RPM, 3,3KW,18NM, 7,5A, 398V 2000RPM, 3,7KW,72NM, 7,6A, 447V FORCED VENTILATION; DIRECTION OF AIR FLOW NDE --> DE; DEGREE OF PROTECTION IP55 INCREMENTAL ENCODER SIN/COS 1VPP 2048 S/R WITH ND-END AT TERMINAL BOX (ENCODER IC2048S/R) with TEMPERAT. SENSOR KTY84-130 DESIGN IM B3 (IM V5, IM V6) SHAFT WITH FITTED KEY FULL-KEY BALANCING BEARING: STANDARD WITH FIXED BEARING, VIBRATION SEVERITY GRADE R/A; SHAFT AND FLANGE ACCURACY: R TERMINAL BOX (ABOVE) CABLE ENTRY ON THE ND-END SIGNAL CONNECTION LEFT | 3861 | TEM | 1 | MC | 32 | 1
1PH80831MF122BA1 | SIMOTICS M COMPACT ASYNCHRONOUS MOTOR 1500RPM, 2,8KW,18NM, 7,5A, 346V 1750RPM, 3,3KW,18NM, 7,5A, 398V 2000RPM, 3,7KW,72NM, 7,6A, 447V FORCED VENTILATION; DIRECTION OF AIR FLOW NDE --> DE; DEGREE OF PROTECTION IP55 INCREMENTAL ENCODER SIN/COS 1VPP 2048 S/R WITH ND-END AT TERMINAL BOX (ENCODER IC2048S/R) with TEMPERAT. SENSOR KTY84-130 DESIGN IM B5 (IMV 1,IM V3) SHAFT WITH FITTED KEY HALF-KEY BALANCING BEARING: STANDARD WITH FIXED BEARING, VIBRATION SEVERITY GRADE R/A; SHAFT AND FLANGE ACCURACY: R TERMINAL BOX (ABOVE) CABLE ENTRY ON THE RIGHT SIGNAL CONNECTION D-END | 4013 | TEM | 1 | MC | 32 | 1
1PH80831MF220BC1 | SIMOTICS M COMPACT ASYNCHRONOUS MOTOR 1500RPM, 3,5KW,22NM, 8,9A, 357V 1750RPM, 4,0KW,22NM, 8,7A, 416V 2000RPM, 4,6KW,22NM, 8,7A, 457V WATER COOLING DEGREE OF PROTECTION IP65 INCREMENTAL ENCODER SIN/COS 1VPP 2048 S/R WITH ND-END AT TERMINAL BOX (ENCODER IC2048S/R) with TEMPERAT. SENSOR KTY84-130 DESIGN IM B5 (IMV 1,IM V3) PLAIN SHAFT WITHOUT FITTED KEY; BEARING: STANDARD WITH FIXED BEARING, VIBRATION SEVERITY GRADE R/A; SHAFT AND FLANGE ACCURACY: R TERMINAL BOX (ABOVE) CABLE ENTRY ON THE ND-END SIGNAL CONNECTION LEFT | 4328 | TEM | 1 | MC | 36 | 1
1PH80831MG000BA1 | SIMOTICS M COMPACT ASYNCHRONOUS MOTOR 2000RPM, 3,7KW,18NM, 11,6A,293V 2300RPM, 4,1KW,17NM, 11,3A,332V 2650RPM, 4,6KW,17NM, 11,2A,376V FORCED VENTILATION; DIRECTION OF AIR FLOW DE --> NDE; DEGREE OF PROTECTION IP55 INCREMENTAL ENCODER SIN/COS 1VPP 2048 S/R WITH ND-END AT TERMINAL BOX (ENCODER IC2048S/R) with TEMPERAT. SENSOR KTY84-130 DESIGN IM B3 (IM V5, IM V6) PLAIN SHAFT WITHOUT FITTED KEY; BEARING: STANDARD WITH FIXED BEARING, VIBRATION SEVERITY GRADE R/A; SHAFT AND FLANGE ACCURACY: R TERMINAL BOX (ABOVE) CABLE ENTRY ON THE RIGHT SIGNAL CONNECTION D-END | 3861 | TEM | 1 | MC | 32 | 1
1PH80831MG000DA1 | SIMOTICS M COMPACT ASYNCHRONOUS MOTOR 2000RPM, 3,7KW,18NM, 11,6A,293V 2300RPM, 4,1KW,17NM, 11,3A,332V 2650RPM, 4,6KW,17NM, 11,2A,376V FORCED VENTILATION; DIRECTION OF AIR FLOW DE --> NDE; DEGREE OF PROTECTION IP55 INCREMENTAL ENCODER SIN/COS 1VPP 2048 S/R WITH ND-END AT TERMINAL BOX (ENCODER IC2048S/R) with TEMPERAT. SENSOR KTY84-130 DESIGN IM B3 (IM V5, IM V6) PLAIN SHAFT WITHOUT FITTED KEY; BEARING: STANDARD WITH FIXED BEARING, VIBRATION SEVERITY GRADE SR/A; SHAFT AND FLANGE ACCURACY: R TERMINAL BOX (ABOVE) CABLE ENTRY ON THE RIGHT SIGNAL CONNECTION D-END | 4126 | TEM | 1 | MC | 32 | 1
1PH80831MG020CA1 | SIMOTICS M COMPACT ASYNCHRONOUS MOTOR 2000RPM, 3,7KW,18NM, 11,6A,293V 2300RPM, 4,1KW,17NM, 11,3A,332V 2650RPM, 4,6KW,17NM, 11,2A,376V FORCED VENTILATION; DIRECTION OF AIR FLOW DE --> NDE; DEGREE OF PROTECTION IP55 INCREMENTAL ENCODER SIN/COS 1VPP 2048 S/R WITH ND-END AT TERMINAL BOX (ENCODER IC2048S/R) with TEMPERAT. SENSOR KTY84-130 DESIGN IM B5 (IMV 1,IM V3) PLAIN SHAFT WITHOUT FITTED KEY; BEARING: STANDARD WITH FIXED BEARING, VIBRATION SEVERITY GRADE S/A, SHAFT AND FLANGE ACCURACY: R TERMINAL BOX (ABOVE) CABLE ENTRY ON THE RIGHT SIGNAL CONNECTION D-END | 4208 | TEM | 1 | MC | 32 | 1
1PH80831MG021BA1 | SIMOTICS M COMPACT ASYNCHRONOUS MOTOR 2000RPM, 3,7KW,18NM, 11,6A,293V 2300RPM, 4,1KW,17NM, 11,3A,332V 2650RPM, 4,6KW,17NM, 11,2A,376V FORCED VENTILATION; DIRECTION OF AIR FLOW DE --> NDE; DEGREE OF PROTECTION IP55 INCREMENTAL ENCODER SIN/COS 1VPP 2048 S/R WITH ND-END AT TERMINAL BOX (ENCODER IC2048S/R) with TEMPERAT. SENSOR KTY84-130 DESIGN IM B5 (IMV 1,IM V3) SHAFT WITH FITTED KEY FULL-KEY BALANCING BEARING: STANDARD WITH FIXED BEARING, VIBRATION SEVERITY GRADE R/A; SHAFT AND FLANGE ACCURACY: R TERMINAL BOX (ABOVE) CABLE ENTRY ON THE RIGHT SIGNAL CONNECTION D-END | 4013 | TEM | 1 | MC | 32 | 1
1PH80831MG021BB1 | SIMOTICS M COMPACT ASYNCHRONOUS MOTOR 2000RPM, 3,7KW,18NM, 11,6A,293V 2300RPM, 4,1KW,17NM, 11,3A,332V 2650RPM, 4,6KW,17NM, 11,2A,376V FORCED VENTILATION; DIRECTION OF AIR FLOW DE --> NDE; DEGREE OF PROTECTION IP55 INCREMENTAL ENCODER SIN/COS 1VPP 2048 S/R WITH ND-END AT TERMINAL BOX (ENCODER IC2048S/R) with TEMPERAT. SENSOR KTY84-130 DESIGN IM B5 (IMV 1,IM V3) SHAFT WITH FITTED KEY FULL-KEY BALANCING BEARING: STANDARD WITH FIXED BEARING, VIBRATION SEVERITY GRADE R/A; SHAFT AND FLANGE ACCURACY: R TERMINAL BOX (ABOVE) CABLE ENTRY ON THE LEFT SIGNAL CONNECTION D-END | 4013 | TEM | 1 | MC | 32 | 1
1PH80831MG121BB1 | SIMOTICS M COMPACT ASYNCHRONOUS MOTOR 2000RPM, 3,7KW,18NM, 11,6A,293V 2300RPM, 4,1KW,17NM, 11,3A,332V 2650RPM, 4,6KW,17NM, 11,2A,376V FORCED VENTILATION; DIRECTION OF AIR FLOW NDE --> DE; DEGREE OF PROTECTION IP55 INCREMENTAL ENCODER SIN/COS 1VPP 2048 S/R WITH ND-END AT TERMINAL BOX (ENCODER IC2048S/R) with TEMPERAT. SENSOR KTY84-130 DESIGN IM B5 (IMV 1,IM V3) SHAFT WITH FITTED KEY FULL-KEY BALANCING BEARING: STANDARD WITH FIXED BEARING, VIBRATION SEVERITY GRADE R/A; SHAFT AND FLANGE ACCURACY: R TERMINAL BOX (ABOVE) CABLE ENTRY ON THE LEFT SIGNAL CONNECTION D-END | 4013 | TEM | 1 | MC | 32 | 1
1PH80831MM001BA1 | SIMOTICS M COMPACT ASYNCHRONOUS MOTOR 3000RPM,4,1KW,13NM,13,6A,293V 3300RPM,4,5KW,13NM,13,5A,332V 3600RPM,4,9KW,13NM,14A,376V FORCED VENTILATION; DIRECTION OF AIR FLOW DE --> NDE; DEGREE OF PROTECTION IP55 INCREMENTAL ENCODER SIN/COS 1VPP 2048 S/R WITH ND-END AT TERMINAL BOX (ENCODER IC2048S/R) with TEMPERAT. SENSOR KTY84-130 DESIGN IM B3 (IM V5, IM V6) SHAFT WITH FITTED KEY FULL-KEY BALANCING BEARING: STANDARD WITH FIXED BEARING, VIBRATION SEVERITY GRADE R/A; SHAFT AND FLANGE ACCURACY: R TERMINAL BOX (ABOVE) CABLE ENTRY ON THE RIGHT SIGNAL CONNECTION D-END | 3861 | TEM | 1 | MC | 32 | 1
1PH80831MM020BB1 | SIMOTICS M COMPACT ASYNCHRONOUS MOTOR 3000RPM,4,1KW,13NM,13,6A,293V 3300RPM,4,5KW,13NM,13,5A,332V 3600RPM,4,9KW,13NM,14A,376V FORCED VENTILATION; DIRECTION OF AIR FLOW DE --> NDE; DEGREE OF PROTECTION IP55 INCREMENTAL ENCODER SIN/COS 1VPP 2048 S/R WITH ND-END AT TERMINAL BOX (ENCODER IC2048S/R) with TEMPERAT. SENSOR KTY84-130 DESIGN IM B5 (IMV 1,IM V3) PLAIN SHAFT WITHOUT FITTED KEY; BEARING: STANDARD WITH FIXED BEARING, VIBRATION SEVERITY GRADE R/A; SHAFT AND FLANGE ACCURACY: R TERMINAL BOX (ABOVE) CABLE ENTRY ON THE LEFT SIGNAL CONNECTION D-END | 4013 | TEM | 1 | MC | 32 | 1
1PH80831MM020LA1 | SIMOTICS M COMPACT ASYNCHRONOUS MOTOR 3000RPM,4,1KW,13NM,13,6A,293V 3300RPM,4,5KW,13NM,13,5A,332V 3600RPM,4,9KW,13NM,14A,376V FORCED VENTILATION; DIRECTION OF AIR FLOW DE --> NDE; DEGREE OF PROTECTION IP55 INCREMENTAL ENCODER SIN/COS 1VPP 2048 S/R WITH ND-END AT TERMINAL BOX (ENCODER IC2048S/R) with TEMPERAT. SENSOR KTY84-130 DESIGN IM B5 (IMV 1,IM V3) PLAIN SHAFT WITHOUT FITTED KEY; BEARING: PERFORMANCE, VIBRATION SEVERITY GRADE SPECIAL/B; SHAFT A. FLANGE ACCURACY GR. SPECIAL TERMINAL BOX (ABOVE) CABLE ENTRY ON THE RIGHT SIGNAL CONNECTION D-END | 4560 | TEM | 1 | MC | 32 | 1
1PH80831MM021BB1 | SIMOTICS M COMPACT ASYNCHRONOUS MOTOR 3000RPM,4,1KW,13NM,13,6A,293V 3300RPM,4,5KW,13NM,13,5A,332V 3600RPM,4,9KW,13NM,14A,376V FORCED VENTILATION; DIRECTION OF AIR FLOW DE --> NDE; DEGREE OF PROTECTION IP55 INCREMENTAL ENCODER SIN/COS 1VPP 2048 S/R WITH ND-END AT TERMINAL BOX (ENCODER IC2048S/R) with TEMPERAT. SENSOR KTY84-130 DESIGN IM B5 (IMV 1,IM V3) SHAFT WITH FITTED KEY FULL-KEY BALANCING BEARING: STANDARD WITH FIXED BEARING, VIBRATION SEVERITY GRADE R/A; SHAFT AND FLANGE ACCURACY: R TERMINAL BOX (ABOVE) CABLE ENTRY ON THE LEFT SIGNAL CONNECTION D-END | 4013 | TEM | 1 | MC | 32 | 1
1PH80831MM021BC1 | SIMOTICS M COMPACT ASYNCHRONOUS MOTOR 3000RPM,4,1KW,13NM,13,6A,293V 3300RPM,4,5KW,13NM,13,5A,332V 3600RPM,4,9KW,13NM,14A,376V FORCED VENTILATION; DIRECTION OF AIR FLOW DE --> NDE; DEGREE OF PROTECTION IP55 INCREMENTAL ENCODER SIN/COS 1VPP 2048 S/R WITH ND-END AT TERMINAL BOX (ENCODER IC2048S/R) with TEMPERAT. SENSOR KTY84-130 DESIGN IM B5 (IMV 1,IM V3) SHAFT WITH FITTED KEY FULL-KEY BALANCING BEARING: STANDARD WITH FIXED BEARING, VIBRATION SEVERITY GRADE R/A; SHAFT AND FLANGE ACCURACY: R TERMINAL BOX (ABOVE) CABLE ENTRY ON THE ND-END SIGNAL CONNECTION LEFT | 4013 | TEM | 1 | MC | 32 | 1
1PH80831MN220DA1 | SIMOTICS M COMPACT ASYNCHRONOUS MOTOR 4500RPM, 6,7KW, 14NM, 18A, 347V 5000RPM, 7,5KW, 14NM, 18A, 383V 5500RPM, 8,2KW, 14NM, 18A, 460V WATER COOLING DEGREE OF PROTECTION IP65 INCREMENTAL ENCODER SIN/COS 1VPP 2048 S/R WITH ND-END AT TERMINAL BOX (ENCODER IC2048S/R) with TEMPERAT. SENSOR KTY84-130 DESIGN IM B5 (IMV 1,IM V3) PLAIN SHAFT WITHOUT FITTED KEY; BEARING: STANDARD WITH FIXED BEARING, VIBRATION SEVERITY GRADE SR/A; SHAFT AND FLANGE ACCURACY: R TERMINAL BOX (ABOVE) CABLE ENTRY ON THE RIGHT SIGNAL CONNECTION D-END | 4593 | TEM | 1 | MC | 36 | 1
1PH80831SF020LA1 | SIMOTICS M COMPACT ASYNCHRONOUS MOTOR 1500RPM, 2,8KW, 18NM, 7,5A,346V 1750RPM, 3,3KW, 18NM, 7,5A,398V 2000RPM, 3,7KW, 18NM, 7,6A,447V FORCED VENTILATION; DIRECTION OF AIR FLOW DE --> NDE; DEGREE OF PROTECTION IP55 INCREMENTAL ENCODER 19 BIT WITHOUT COMMUTATING POSITION (ENCODER IN19DQ) WITH DRIVE-CLIQ INTERFACE DESIGN IM B5 (IMV 1,IM V3) PLAIN SHAFT WITHOUT FITTED KEY; BEARING: PERFORMANCE, VIBRATION SEVERITY GRADE SPECIAL/B; SHAFT A. FLANGE ACCURACY GR. SPECIAL TERMINAL BOX (ABOVE) CABLE ENTRY ON THE RIGHT SIGNAL CONNECTION D-END | 6598 | TEM | 1 | MC | 32 | 1
1PH80831SF023LA1 | SIMOTICS M COMPACT ASYNCHRONOUS MOTOR 1500RPM, 2,8KW, 18NM, 7,5A,346V 1750RPM, 3,3KW, 18NM, 7,5A,398V 2000RPM, 3,7KW, 18NM, 7,6A,447V FORCED VENTILATION; DIRECTION OF AIR FLOW DE --> NDE; DEGREE OF PROTECTION IP55 INCREMENTAL ENCODER 19 BIT WITHOUT COMMUTATING POSITION (ENCODER IN19DQ) WITH DRIVE-CLIQ INTERFACE DESIGN IM B5 (IMV 1,IM V3) PLAIN HOLLOW-SHAFT BEARING: PERFORMANCE, VIBRATION SEVERITY GRADE SPECIAL/B; SHAFT A. FLANGE ACCURACY GR. SPECIAL TERMINAL BOX (ABOVE) CABLE ENTRY ON THE RIGHT SIGNAL CONNECTION D-END | 8028 | TEM | 1 | MC | 34.5 | 1
1PH80831SG000LA1 | SIMOTICS M COMPACT ASYNCHRONOUS MOTOR 2000RPM, 3,7KW,18NM, 11,6A,293V 2300RPM, 4,1KW,17NM, 11,3A,332V 2650RPM, 4,6KW,17NM, 11,2A,376V FORCED VENTILATION; DIRECTION OF AIR FLOW DE --> NDE; DEGREE OF PROTECTION IP55 INCREMENTAL ENCODER 19 BIT WITHOUT COMMUTATING POSITION (ENCODER IN19DQ) WITH DRIVE-CLIQ INTERFACE DESIGN IM B3 (IM V5, IM V6) PLAIN SHAFT WITHOUT FITTED KEY; BEARING: PERFORMANCE, VIBRATION SEVERITY GRADE SPECIAL/B; SHAFT A. FLANGE ACCURACY GR. SPECIAL TERMINAL BOX (ABOVE) CABLE ENTRY ON THE RIGHT SIGNAL CONNECTION D-END | 6446 | TEM | 1 | MC | 32 | 1
1PH80831SG000LG1 | SIMOTICS M COMPACT ASYNCHRONOUS MOTOR 2000RPM, 3,7KW,18NM, 11,6A,293V 2300RPM, 4,1KW,17NM, 11,3A,332V 2650RPM, 4,6KW,17NM, 11,2A,376V FORCED VENTILATION; DIRECTION OF AIR FLOW DE --> NDE; DEGREE OF PROTECTION IP55 INCREMENTAL ENCODER 19 BIT WITHOUT COMMUTATING POSITION (ENCODER IN19DQ) WITH DRIVE-CLIQ INTERFACE DESIGN IM B3 (IM V5, IM V6) PLAIN SHAFT WITHOUT FITTED KEY; BEARING: PERFORMANCE, VIBRATION SEVERITY GRADE SPECIAL/B; SHAFT A. FLANGE ACCURACY GR. SPECIAL POWER CONNECTOR (ABOVE) CABLE ENTRY ON THE ND-END SIGNAL CONNECTION LEFT | 6446 | TEM | 1 | MC | 32 | 1
1PH80831SG023LA1 | SIMOTICS M COMPACT ASYNCHRONOUS MOTOR 2000RPM, 3,7KW,18NM, 11,6A,293V 2300RPM, 4,1KW,17NM, 11,3A,332V 2650RPM, 4,6KW,17NM, 11,2A,376V FORCED VENTILATION; DIRECTION OF AIR FLOW DE --> NDE; DEGREE OF PROTECTION IP55 INCREMENTAL ENCODER 19 BIT WITHOUT COMMUTATING POSITION (ENCODER IN19DQ) WITH DRIVE-CLIQ INTERFACE DESIGN IM B5 (IMV 1,IM V3) PLAIN HOLLOW-SHAFT BEARING: PERFORMANCE, VIBRATION SEVERITY GRADE SPECIAL/B; SHAFT A. FLANGE ACCURACY GR. SPECIAL TERMINAL BOX (ABOVE) CABLE ENTRY ON THE RIGHT SIGNAL CONNECTION D-END | 8028 | TEM | 1 | MC | 34.5 | 1
1PH80831SG023LG1 | SIMOTICS M COMPACT ASYNCHRONOUS MOTOR 2000RPM, 3,7KW,18NM, 11,6A,293V 2300RPM, 4,1KW,17NM, 11,3A,332V 2650RPM, 4,6KW,17NM, 11,2A,376V FORCED VENTILATION; DIRECTION OF AIR FLOW DE --> NDE; DEGREE OF PROTECTION IP55 INCREMENTAL ENCODER 19 BIT WITHOUT COMMUTATING POSITION (ENCODER IN19DQ) WITH DRIVE-CLIQ INTERFACE DESIGN IM B5 (IMV 1,IM V3) PLAIN HOLLOW-SHAFT BEARING: PERFORMANCE, VIBRATION SEVERITY GRADE SPECIAL/B; SHAFT A. FLANGE ACCURACY GR. SPECIAL POWER CONNECTOR (ABOVE) CABLE ENTRY ON THE ND-END SIGNAL CONNECTION LEFT | 8028 | TEM | 1 | MC | 34.5 | 1
1PH80831SG220LG1 | SIMOTICS M COMPACT ASYNCHRONOUS MOTOR 2000RPM, 4,3KW, 21NM, 12A, 322V 2300RPM, 4,9KW, 20NM, 12A, 362V 2650RPM, 5,6KW, 20NM, 12A, 425V WATER COOLING DEGREE OF PROTECTION IP65 INCREMENTAL ENCODER 19 BIT WITHOUT COMMUTATING POSITION (ENCODER IN19DQ) WITH DRIVE-CLIQ INTERFACE DESIGN IM B5 (IMV 1,IM V3) PLAIN SHAFT WITHOUT FITTED KEY; BEARING: PERFORMANCE, VIBRATION SEVERITY GRADE SPECIAL/B; SHAFT A. FLANGE ACCURACY GR. SPECIAL POWER CONNECTOR (ABOVE) CABLE ENTRY ON THE ND-END SIGNAL CONNECTION LEFT | 6913 | TEM | 1 | MC | 36 | 1
1PH80831SM020LA1 | SIMOTICS M COMPACT ASYNCHRONOUS MOTOR 3000RPM,4,1KW,13NM,13,6A,293V 3300RPM,4,5KW,13NM,13,5A,332V 3600RPM,4,9KW,13NM,14A,376V FORCED VENTILATION; DIRECTION OF AIR FLOW DE --> NDE; DEGREE OF PROTECTION IP55 INCREMENTAL ENCODER 19 BIT WITHOUT COMMUTATING POSITION (ENCODER IN19DQ) WITH DRIVE-CLIQ INTERFACE DESIGN IM B5 (IMV 1,IM V3) PLAIN SHAFT WITHOUT FITTED KEY; BEARING: PERFORMANCE, VIBRATION SEVERITY GRADE SPECIAL/B; SHAFT A. FLANGE ACCURACY GR. SPECIAL TERMINAL BOX (ABOVE) CABLE ENTRY ON THE RIGHT SIGNAL CONNECTION D-END | 6598 | TEM | 1 | MC | 32 | 1
1PH80831SN020LA1 | SIMOTICS M COMPACT ASYNCHRONOUS MOTOR 4500RPM, 4,8KW, 10NM, 17A, 300V 5000RPM, 5,3KW, 10NM, 17A, 335V 5500RPM, 5,5KW, 11NM,16,5A,350V FORCED VENTILATION; DIRECTION OF AIR FLOW DE --> NDE; DEGREE OF PROTECTION IP55 INCREMENTAL ENCODER 19 BIT WITHOUT COMMUTATING POSITION (ENCODER IN19DQ) WITH DRIVE-CLIQ INTERFACE DESIGN IM B5 (IMV 1,IM V3) PLAIN SHAFT WITHOUT FITTED KEY; BEARING: PERFORMANCE, VIBRATION SEVERITY GRADE SPECIAL/B; SHAFT A. FLANGE ACCURACY GR. SPECIAL TERMINAL BOX (ABOVE) CABLE ENTRY ON THE RIGHT SIGNAL CONNECTION D-END | 6598 | TEM | 1 | MC | 32 | 1
1PH80831SN020MA1 | SIMOTICS M COMPACT ASYNCHRONOUS MOTOR 4500RPM, 4,8KW, 10NM, 17A, 300V 5000RPM, 5,3KW, 10NM, 17A, 335V 5500RPM, 5,5KW, 11NM,16,5A,350V FORCED VENTILATION; DIRECTION OF AIR FLOW DE --> NDE; DEGREE OF PROTECTION IP55 INCREMENTAL ENCODER 19 BIT WITHOUT COMMUTATING POSITION (ENCODER IN19DQ) WITH DRIVE-CLIQ INTERFACE DESIGN IM B5 (IMV 1,IM V3) PLAIN SHAFT WITHOUT FITTED KEY; BEARING: HIGH PERFORMANCE VIBRATION SEVERITY GRADE SPECIAL/B SHAFT AND FLANGE ACCURACY GR. SPECIAL TERMINAL BOX (ABOVE) CABLE ENTRY ON THE RIGHT SIGNAL CONNECTION D-END | 7041 | TEM | 1 | MC | 32 | 1
1PH80831SN020MC1 | SIMOTICS M COMPACT ASYNCHRONOUS MOTOR 4500RPM, 4,8KW, 10NM, 17A, 300V 5000RPM, 5,3KW, 10NM, 17A, 335V 5500RPM, 5,5KW, 11NM,16,5A,350V FORCED VENTILATION; DIRECTION OF AIR FLOW DE --> NDE; DEGREE OF PROTECTION IP55 INCREMENTAL ENCODER 19 BIT WITHOUT COMMUTATING POSITION (ENCODER IN19DQ) WITH DRIVE-CLIQ INTERFACE DESIGN IM B5 (IMV 1,IM V3) PLAIN SHAFT WITHOUT FITTED KEY; BEARING: HIGH PERFORMANCE VIBRATION SEVERITY GRADE SPECIAL/B SHAFT AND FLANGE ACCURACY GR. SPECIAL TERMINAL BOX (ABOVE) CABLE ENTRY ON THE ND-END SIGNAL CONNECTION LEFT | 7041 | TEM | 1 | MC | 32 | 1
1PH80831SN020MG1 | SIMOTICS M COMPACT ASYNCHRONOUS MOTOR 4500RPM, 4,8KW, 10NM, 17A, 300V 5000RPM, 5,3KW, 10NM, 17A, 335V 5500RPM, 5,5KW, 11NM,16,5A,350V FORCED VENTILATION; DIRECTION OF AIR FLOW DE --> NDE; DEGREE OF PROTECTION IP55 INCREMENTAL ENCODER 19 BIT WITHOUT COMMUTATING POSITION (ENCODER IN19DQ) WITH DRIVE-CLIQ INTERFACE DESIGN IM B5 (IMV 1,IM V3) PLAIN SHAFT WITHOUT FITTED KEY; BEARING: HIGH PERFORMANCE VIBRATION SEVERITY GRADE SPECIAL/B SHAFT AND FLANGE ACCURACY GR. SPECIAL POWER CONNECTOR (ABOVE) CABLE ENTRY ON THE ND-END SIGNAL CONNECTION LEFT | 7041 | TEM | 1 | MC | 32 | 1
1PH80831SN023LB1 | SIMOTICS M COMPACT ASYNCHRONOUS MOTOR 4500RPM, 4,8KW, 10NM, 17A, 300V 5000RPM, 5,3KW, 10NM, 17A, 335V 5500RPM, 5,5KW, 11NM,16,5A,350V FORCED VENTILATION; DIRECTION OF AIR FLOW DE --> NDE; DEGREE OF PROTECTION IP55 INCREMENTAL ENCODER 19 BIT WITHOUT COMMUTATING POSITION (ENCODER IN19DQ) WITH DRIVE-CLIQ INTERFACE DESIGN IM B5 (IMV 1,IM V3) PLAIN HOLLOW-SHAFT BEARING: PERFORMANCE, VIBRATION SEVERITY GRADE SPECIAL/B; SHAFT A. FLANGE ACCURACY GR. SPECIAL TERMINAL BOX (ABOVE) CABLE ENTRY ON THE LEFT SIGNAL CONNECTION D-END | 8028 | TEM | 1 | MC | 34.5 | 1
1PH80831SN023LE1 | SIMOTICS M COMPACT ASYNCHRONOUS MOTOR 4500RPM, 4,8KW, 10NM, 17A, 300V 5000RPM, 5,3KW, 10NM, 17A, 335V 5500RPM, 5,5KW, 11NM,16,5A,350V FORCED VENTILATION; DIRECTION OF AIR FLOW DE --> NDE; DEGREE OF PROTECTION IP55 INCREMENTAL ENCODER 19 BIT WITHOUT COMMUTATING POSITION (ENCODER IN19DQ) WITH DRIVE-CLIQ INTERFACE DESIGN IM B5 (IMV 1,IM V3) PLAIN HOLLOW-SHAFT BEARING: PERFORMANCE, VIBRATION SEVERITY GRADE SPECIAL/B; SHAFT A. FLANGE ACCURACY GR. SPECIAL POWER CONNECTOR (ABOVE) CABLE ENTRY ON THE RIGHT SIGNAL CONNECTION D-END | 8028 | TEM | 1 | MC | 34.5 | 1
1PH80831SV120NC1 | SIMOTICS M COMPACT ASYNCHRONOUS MOTOR 12000RPM 4,5KW 3,6NM 15,2A 300V 13000RPM 4,8KW 3,5NM 15,2A 325V 8 KHZ PULSE FREQUENCY FORCED VENTILATION; DIRECTION OF AIR FLOW NDE --> DE; DEGREE OF PROTECTION IP55 INCREMENTAL ENCODER 19 BIT WITHOUT COMMUTATING POSITION (ENCODER IN19DQ) WITH DRIVE-CLIQ INTERFACE DESIGN IM B5 (IMV 1,IM V3) PLAIN SHAFT WITHOUT FITTED KEY; BEARING: PREMIUM PERFORMANCE VIBRATION SEVERITY GRADE SPECIAL/B SHAFT AND FLANGE ACCURACY GR. SPECIAL TERMINAL BOX (ABOVE) CABLE ENTRY ON THE ND-END SIGNAL CONNECTION LEFT | 8516 | TEM | 1 | MC | 30 | 1
1PH80831TF001LA1 | SIMOTICS M COMPACT ASYNCHRONOUS MOTOR 1500RPM, 2,8KW, 18NM, 7,5A,346V 1750RPM, 3,3KW, 18NM, 7,5A,398V 2000RPM, 3,7KW, 18NM, 7,6A,447V FORCED VENTILATION; DIRECTION OF AIR FLOW DE --> NDE; DEGREE OF PROTECTION IP55 INCREMENTAL ENCODER SIN/COS 1VPP 512 S/R WITHOUT ND-END AT TERMINAL BOX (ENCODER IC512S/R) with TEMPERAT. SENSOR KTY84-130 DESIGN IM B3 (IM V5, IM V6) SHAFT WITH FITTED KEY FULL-KEY BALANCING BEARING: PERFORMANCE, VIBRATION SEVERITY GRADE SPECIAL/B; SHAFT A. FLANGE ACCURACY GR. SPECIAL TERMINAL BOX (ABOVE) CABLE ENTRY ON THE RIGHT SIGNAL CONNECTION D-END | 4625 | TEM | 1 | MC | 32 | 1
1PH80831TG020MA1 | SIMOTICS M COMPACT ASYNCHRONOUS MOTOR 2000RPM, 3,7KW,18NM, 11,6A,293V 2300RPM, 4,1KW,17NM, 11,3A,332V 2650RPM, 4,6KW,17NM, 11,2A,376V FORCED VENTILATION; DIRECTION OF AIR FLOW DE --> NDE; DEGREE OF PROTECTION IP55 INCREMENTAL ENCODER SIN/COS 1VPP 512 S/R WITHOUT ND-END AT TERMINAL BOX (ENCODER IC512S/R) with TEMPERAT. SENSOR KTY84-130 DESIGN IM B5 (IMV 1,IM V3) PLAIN SHAFT WITHOUT FITTED KEY; BEARING: HIGH PERFORMANCE VIBRATION SEVERITY GRADE SPECIAL/B SHAFT AND FLANGE ACCURACY GR. SPECIAL TERMINAL BOX (ABOVE) CABLE ENTRY ON THE RIGHT SIGNAL CONNECTION D-END | 5219 | TEM | 1 | MC | 32 | 1
1PH80831TM000LA1 | SIMOTICS M COMPACT ASYNCHRONOUS MOTOR 3000RPM,4,1KW,13NM,13,6A,293V 3300RPM,4,5KW,13NM,13,5A,332V 3600RPM,4,9KW,13NM,14A,376V FORCED VENTILATION; DIRECTION OF AIR FLOW DE --> NDE; DEGREE OF PROTECTION IP55 INCREMENTAL ENCODER SIN/COS 1VPP 512 S/R WITHOUT ND-END AT TERMINAL BOX (ENCODER IC512S/R) with TEMPERAT. SENSOR KTY84-130 DESIGN IM B3 (IM V5, IM V6) PLAIN SHAFT WITHOUT FITTED KEY; BEARING: PERFORMANCE, VIBRATION SEVERITY GRADE SPECIAL/B; SHAFT A. FLANGE ACCURACY GR. SPECIAL TERMINAL BOX (ABOVE) CABLE ENTRY ON THE RIGHT SIGNAL CONNECTION D-END | 4625 | TEM | 1 | MC | 32 | 1
1PH80831TM102LA1 | SIMOTICS M COMPACT ASYNCHRONOUS MOTOR 3000RPM, 4,1KW,13NM, 13,6A,298V 3300RPM, 4,5KW,13NM, 13,5A,327V 3600RPM, 4,9KW, 13NM, 14A, 355V FORCED VENTILATION; DIRECTION OF AIR FLOW NDE --> DE; DEGREE OF PROTECTION IP55 INCREMENTAL ENCODER SIN/COS 1VPP 512 S/R WITHOUT ND-END AT TERMINAL BOX (ENCODER IC512S/R) with TEMPERAT. SENSOR KTY84-130 DESIGN IM B3 (IM V5, IM V6) SHAFT WITH FITTED KEY HALF-KEY BALANCING BEARING: PERFORMANCE, VIBRATION SEVERITY GRADE SPECIAL/B; SHAFT A. FLANGE ACCURACY GR. SPECIAL TERMINAL BOX (ABOVE) CABLE ENTRY ON THE RIGHT SIGNAL CONNECTION D-END | 4625 | TEM | 1 | MC | 32 | 1
1PH80831TN000LA1 | SIMOTICS M COMPACT ASYNCHRONOUS MOTOR 4500RPM, 4,8KW, 10NM, 17A, 300V 5000RPM, 5,3KW, 10NM, 17A, 335V 5500RPM, 5,5KW, 11NM,16,5A,350V FORCED VENTILATION; DIRECTION OF AIR FLOW DE --> NDE; DEGREE OF PROTECTION IP55 INCREMENTAL ENCODER SIN/COS 1VPP 512 S/R WITHOUT ND-END AT TERMINAL BOX (ENCODER IC512S/R) with TEMPERAT. SENSOR KTY84-130 DESIGN IM B3 (IM V5, IM V6) PLAIN SHAFT WITHOUT FITTED KEY; BEARING: PERFORMANCE, VIBRATION SEVERITY GRADE SPECIAL/B; SHAFT A. FLANGE ACCURACY GR. SPECIAL TERMINAL BOX (ABOVE) CABLE ENTRY ON THE RIGHT SIGNAL CONNECTION D-END | 4625 | TEM | 1 | MC | 32 | 1
1PH80831TN220LA1 | SIMOTICS M COMPACT ASYNCHRONOUS MOTOR 4500RPM, 6,7KW, 14NM, 18A, 347V 5000RPM, 7,5KW, 14NM, 18A, 383V 5500RPM, 8,2KW, 14NM, 18A, 460V WATER COOLING DEGREE OF PROTECTION IP65 INCREMENTAL ENCODER SIN/COS 1VPP 512 S/R WITHOUT ND-END AT TERMINAL BOX (ENCODER IC512S/R) with TEMPERAT. SENSOR KTY84-130 DESIGN IM B5 (IMV 1,IM V3) PLAIN SHAFT WITHOUT FITTED KEY; BEARING: PERFORMANCE, VIBRATION SEVERITY GRADE SPECIAL/B; SHAFT A. FLANGE ACCURACY GR. SPECIAL TERMINAL BOX (ABOVE) CABLE ENTRY ON THE RIGHT SIGNAL CONNECTION D-END | 5091 | TEM | 1 | MC | 36 | 1
1PH80831UF002LA1 | SIMOTICS M COMPACT ASYNCHRONOUS MOTOR 1500RPM, 2,8KW, 18NM, 7,5A,346V 1750RPM, 3,3KW, 18NM, 7,5A,398V 2000RPM, 3,7KW, 18NM, 7,6A,447V FORCED VENTILATION; DIRECTION OF AIR FLOW DE --> NDE; DEGREE OF PROTECTION IP55 INCREMENTAL ENCODER 20 BIT WITHOUT COMMUTATING POSITION (ENCODER IN20DQ) WITH DRIVE-CLIQ INTERFACE DESIGN IM B3 (IM V5, IM V6) SHAFT WITH FITTED KEY HALF-KEY BALANCING BEARING: PERFORMANCE, VIBRATION SEVERITY GRADE SPECIAL/B; SHAFT A. FLANGE ACCURACY GR. SPECIAL TERMINAL BOX (ABOVE) CABLE ENTRY ON THE RIGHT SIGNAL CONNECTION D-END | 5309 | TEM | 1 | MC | 32 | 1
1PH80831UF020LC1 | SIMOTICS M COMPACT ASYNCHRONOUS MOTOR 1500RPM, 2,8KW, 18NM, 7,5A,346V 1750RPM, 3,3KW, 18NM, 7,5A,398V 2000RPM, 3,7KW, 18NM, 7,6A,447V FORCED VENTILATION; DIRECTION OF AIR FLOW DE --> NDE; DEGREE OF PROTECTION IP55 INCREMENTAL ENCODER 20 BIT WITHOUT COMMUTATING POSITION (ENCODER IN20DQ) WITH DRIVE-CLIQ INTERFACE DESIGN IM B5 (IMV 1,IM V3) PLAIN SHAFT WITHOUT FITTED KEY; BEARING: PERFORMANCE, VIBRATION SEVERITY GRADE SPECIAL/B; SHAFT A. FLANGE ACCURACY GR. SPECIAL TERMINAL BOX (ABOVE) CABLE ENTRY ON THE ND-END SIGNAL CONNECTION LEFT | 5460 | TEM | 1 | MC | 32 | 1
1PH80831UF020MA1 | SIMOTICS M COMPACT ASYNCHRONOUS MOTOR 1500RPM, 2,8KW, 18NM, 7,5A,346V 1750RPM, 3,3KW, 18NM, 7,5A,398V 2000RPM, 3,7KW, 18NM, 7,6A,447V FORCED VENTILATION; DIRECTION OF AIR FLOW DE --> NDE; DEGREE OF PROTECTION IP55 INCREMENTAL ENCODER 20 BIT WITHOUT COMMUTATING POSITION (ENCODER IN20DQ) WITH DRIVE-CLIQ INTERFACE DESIGN IM B5 (IMV 1,IM V3) PLAIN SHAFT WITHOUT FITTED KEY; BEARING: HIGH PERFORMANCE VIBRATION SEVERITY GRADE SPECIAL/B SHAFT AND FLANGE ACCURACY GR. SPECIAL TERMINAL BOX (ABOVE) CABLE ENTRY ON THE RIGHT SIGNAL CONNECTION D-END | 5903 | TEM | 1 | MC | 32 | 1
1PH80831UF100LA1 | SIMOTICS M COMPACT ASYNCHRONOUS MOTOR 1500RPM, 2,8KW,18NM, 7,5A, 346V 1750RPM, 3,3KW,18NM, 7,5A, 398V 2000RPM, 3,7KW,72NM, 7,6A, 447V FORCED VENTILATION; DIRECTION OF AIR FLOW NDE --> DE; DEGREE OF PROTECTION IP55 INCREMENTAL ENCODER 20 BIT WITHOUT COMMUTATING POSITION (ENCODER IN20DQ) WITH DRIVE-CLIQ INTERFACE DESIGN IM B3 (IM V5, IM V6) PLAIN SHAFT WITHOUT FITTED KEY; BEARING: PERFORMANCE, VIBRATION SEVERITY GRADE SPECIAL/B; SHAFT A. FLANGE ACCURACY GR. SPECIAL TERMINAL BOX (ABOVE) CABLE ENTRY ON THE RIGHT SIGNAL CONNECTION D-END | 5309 | TEM | 1 | MC | 32 | 1
1PH80831UF201LA1 | SIMOTICS M COMPACT ASYNCHRONOUS MOTOR 1500RPM, 3,5KW,22NM, 8,9A, 357V 1750RPM, 4,0KW,22NM, 8,7A, 416V 2000RPM, 4,6KW,22NM, 8,7A, 457V WATER COOLING DEGREE OF PROTECTION IP65 INCREMENTAL ENCODER 20 BIT WITHOUT COMMUTATING POSITION (ENCODER IN20DQ) WITH DRIVE-CLIQ INTERFACE DESIGN IM B3 (IM V5, IM V6) SHAFT WITH FITTED KEY FULL-KEY BALANCING BEARING: PERFORMANCE, VIBRATION SEVERITY GRADE SPECIAL/B; SHAFT A. FLANGE ACCURACY GR. SPECIAL TERMINAL BOX (ABOVE) CABLE ENTRY ON THE RIGHT SIGNAL CONNECTION D-END | 5623 | TEM | 1 | MC | 36 | 1
1PH80831UF221LA1 | SIMOTICS M COMPACT ASYNCHRONOUS MOTOR 1500RPM, 3,5KW,22NM, 8,9A, 357V 1750RPM, 4,0KW,22NM, 8,7A, 416V 2000RPM, 4,6KW,22NM, 8,7A, 457V WATER COOLING DEGREE OF PROTECTION IP65 INCREMENTAL ENCODER 20 BIT WITHOUT COMMUTATING POSITION (ENCODER IN20DQ) WITH DRIVE-CLIQ INTERFACE DESIGN IM B5 (IMV 1,IM V3) SHAFT WITH FITTED KEY FULL-KEY BALANCING BEARING: PERFORMANCE, VIBRATION SEVERITY GRADE SPECIAL/B; SHAFT A. FLANGE ACCURACY GR. SPECIAL TERMINAL BOX (ABOVE) CABLE ENTRY ON THE RIGHT SIGNAL CONNECTION D-END | 5775 | TEM | 1 | MC | 36 | 1
1PH80831UG000ME1 | SIMOTICS M COMPACT ASYNCHRONOUS MOTOR 2000RPM, 3,7KW,18NM, 11,6A,293V 2300RPM, 4,1KW,17NM, 11,3A,332V 2650RPM, 4,6KW,17NM, 11,2A,376V FORCED VENTILATION; DIRECTION OF AIR FLOW DE --> NDE; DEGREE OF PROTECTION IP55 INCREMENTAL ENCODER 20 BIT WITHOUT COMMUTATING POSITION (ENCODER IN20DQ) WITH DRIVE-CLIQ INTERFACE DESIGN IM B3 (IM V5, IM V6) PLAIN SHAFT WITHOUT FITTED KEY; BEARING: HIGH PERFORMANCE VIBRATION SEVERITY GRADE SPECIAL/B SHAFT AND FLANGE ACCURACY GR. SPECIAL POWER CONNECTOR (ABOVE) CABLE ENTRY ON THE RIGHT SIGNAL CONNECTION D-END | 5751 | TEM | 1 | MC | 32 | 1
1PH80831UG020LA1 | SIMOTICS M COMPACT ASYNCHRONOUS MOTOR 2000RPM, 3,7KW,18NM, 11,6A,293V 2300RPM, 4,1KW,17NM, 11,3A,332V 2650RPM, 4,6KW,17NM, 11,2A,376V FORCED VENTILATION; DIRECTION OF AIR FLOW DE --> NDE; DEGREE OF PROTECTION IP55 INCREMENTAL ENCODER 20 BIT WITHOUT COMMUTATING POSITION (ENCODER IN20DQ) WITH DRIVE-CLIQ INTERFACE DESIGN IM B5 (IMV 1,IM V3) PLAIN SHAFT WITHOUT FITTED KEY; BEARING: PERFORMANCE, VIBRATION SEVERITY GRADE SPECIAL/B; SHAFT A. FLANGE ACCURACY GR. SPECIAL TERMINAL BOX (ABOVE) CABLE ENTRY ON THE RIGHT SIGNAL CONNECTION D-END | 5460 | TEM | 1 | MC | 32 | 1
1PH80831UG020LG1 | SIMOTICS M COMPACT ASYNCHRONOUS MOTOR 2000RPM, 3,7KW,18NM, 11,6A,293V 2300RPM, 4,1KW,17NM, 11,3A,332V 2650RPM, 4,6KW,17NM, 11,2A,376V FORCED VENTILATION; DIRECTION OF AIR FLOW DE --> NDE; DEGREE OF PROTECTION IP55 INCREMENTAL ENCODER 20 BIT WITHOUT COMMUTATING POSITION (ENCODER IN20DQ) WITH DRIVE-CLIQ INTERFACE DESIGN IM B5 (IMV 1,IM V3) PLAIN SHAFT WITHOUT FITTED KEY; BEARING: PERFORMANCE, VIBRATION SEVERITY GRADE SPECIAL/B; SHAFT A. FLANGE ACCURACY GR. SPECIAL POWER CONNECTOR (ABOVE) CABLE ENTRY ON THE ND-END SIGNAL CONNECTION LEFT | 5460 | TEM | 1 | MC | 32 | 1
1PH80831UG022LA1 | SIMOTICS M COMPACT ASYNCHRONOUS MOTOR 2000RPM, 3,7KW,18NM, 11,6A,293V 2300RPM, 4,1KW,17NM, 11,3A,332V 2650RPM, 4,6KW,17NM, 11,2A,376V FORCED VENTILATION; DIRECTION OF AIR FLOW DE --> NDE; DEGREE OF PROTECTION IP55 INCREMENTAL ENCODER 20 BIT WITHOUT COMMUTATING POSITION (ENCODER IN20DQ) WITH DRIVE-CLIQ INTERFACE DESIGN IM B5 (IMV 1,IM V3) SHAFT WITH FITTED KEY HALF-KEY BALANCING BEARING: PERFORMANCE, VIBRATION SEVERITY GRADE SPECIAL/B; SHAFT A. FLANGE ACCURACY GR. SPECIAL TERMINAL BOX (ABOVE) CABLE ENTRY ON THE RIGHT SIGNAL CONNECTION D-END | 5460 | TEM | 1 | MC | 32 | 1
1PH80831UM000LA1 | SIMOTICS M COMPACT ASYNCHRONOUS MOTOR 3000RPM,4,1KW,13NM,13,6A,293V 3300RPM,4,5KW,13NM,13,5A,332V 3600RPM,4,9KW,13NM,14A,376V FORCED VENTILATION; DIRECTION OF AIR FLOW DE --> NDE; DEGREE OF PROTECTION IP55 INCREMENTAL ENCODER 20 BIT WITHOUT COMMUTATING POSITION (ENCODER IN20DQ) WITH DRIVE-CLIQ INTERFACE DESIGN IM B3 (IM V5, IM V6) PLAIN SHAFT WITHOUT FITTED KEY; BEARING: PERFORMANCE, VIBRATION SEVERITY GRADE SPECIAL/B; SHAFT A. FLANGE ACCURACY GR. SPECIAL TERMINAL BOX (ABOVE) CABLE ENTRY ON THE RIGHT SIGNAL CONNECTION D-END | 5309 | TEM | 1 | MC | 32 | 1
1PH80831UM000LG1 | SIMOTICS M COMPACT ASYNCHRONOUS MOTOR 3000RPM,4,1KW,13NM,13,6A,293V 3300RPM,4,5KW,13NM,13,5A,332V 3600RPM,4,9KW,13NM,14A,376V FORCED VENTILATION; DIRECTION OF AIR FLOW DE --> NDE; DEGREE OF PROTECTION IP55 INCREMENTAL ENCODER 20 BIT WITHOUT COMMUTATING POSITION (ENCODER IN20DQ) WITH DRIVE-CLIQ INTERFACE DESIGN IM B3 (IM V5, IM V6) PLAIN SHAFT WITHOUT FITTED KEY; BEARING: PERFORMANCE, VIBRATION SEVERITY GRADE SPECIAL/B; SHAFT A. FLANGE ACCURACY GR. SPECIAL POWER CONNECTOR (ABOVE) CABLE ENTRY ON THE ND-END SIGNAL CONNECTION LEFT | 5309 | TEM | 1 | MC | 32 | 1
1PH80831UM001LG1 | SIMOTICS M COMPACT ASYNCHRONOUS MOTOR 3000RPM,4,1KW,13NM,13,6A,293V 3300RPM,4,5KW,13NM,13,5A,332V 3600RPM,4,9KW,13NM,14A,376V FORCED VENTILATION; DIRECTION OF AIR FLOW DE --> NDE; DEGREE OF PROTECTION IP55 INCREMENTAL ENCODER 20 BIT WITHOUT COMMUTATING POSITION (ENCODER IN20DQ) WITH DRIVE-CLIQ INTERFACE DESIGN IM B3 (IM V5, IM V6) SHAFT WITH FITTED KEY FULL-KEY BALANCING BEARING: PERFORMANCE, VIBRATION SEVERITY GRADE SPECIAL/B; SHAFT A. FLANGE ACCURACY GR. SPECIAL POWER CONNECTOR (ABOVE) CABLE ENTRY ON THE ND-END SIGNAL CONNECTION LEFT | 5309 | TEM | 1 | MC | 32 | 1
1PH80831UM002LA1 | SIMOTICS M COMPACT ASYNCHRONOUS MOTOR 3000RPM,4,1KW,13NM,13,6A,293V 3300RPM,4,5KW,13NM,13,5A,332V 3600RPM,4,9KW,13NM,14A,376V FORCED VENTILATION; DIRECTION OF AIR FLOW DE --> NDE; DEGREE OF PROTECTION IP55 INCREMENTAL ENCODER 20 BIT WITHOUT COMMUTATING POSITION (ENCODER IN20DQ) WITH DRIVE-CLIQ INTERFACE DESIGN IM B3 (IM V5, IM V6) SHAFT WITH FITTED KEY HALF-KEY BALANCING BEARING: PERFORMANCE, VIBRATION SEVERITY GRADE SPECIAL/B; SHAFT A. FLANGE ACCURACY GR. SPECIAL TERMINAL BOX (ABOVE) CABLE ENTRY ON THE RIGHT SIGNAL CONNECTION D-END | 5309 | TEM | 1 | MC | 32 | 1
1PH80831UM020LA1 | SIMOTICS M COMPACT ASYNCHRONOUS MOTOR 3000RPM,4,1KW,13NM,13,6A,293V 3300RPM,4,5KW,13NM,13,5A,332V 3600RPM,4,9KW,13NM,14A,376V FORCED VENTILATION; DIRECTION OF AIR FLOW DE --> NDE; DEGREE OF PROTECTION IP55 INCREMENTAL ENCODER 20 BIT WITHOUT COMMUTATING POSITION (ENCODER IN20DQ) WITH DRIVE-CLIQ INTERFACE DESIGN IM B5 (IMV 1,IM V3) PLAIN SHAFT WITHOUT FITTED KEY; BEARING: PERFORMANCE, VIBRATION SEVERITY GRADE SPECIAL/B; SHAFT A. FLANGE ACCURACY GR. SPECIAL TERMINAL BOX (ABOVE) CABLE ENTRY ON THE RIGHT SIGNAL CONNECTION D-END | 5460 | TEM | 1 | MC | 32 | 1
1PH80831UM020LB1 | SIMOTICS M COMPACT ASYNCHRONOUS MOTOR 3000RPM,4,1KW,13NM,13,6A,293V 3300RPM,4,5KW,13NM,13,5A,332V 3600RPM,4,9KW,13NM,14A,376V FORCED VENTILATION; DIRECTION OF AIR FLOW DE --> NDE; DEGREE OF PROTECTION IP55 INCREMENTAL ENCODER 20 BIT WITHOUT COMMUTATING POSITION (ENCODER IN20DQ) WITH DRIVE-CLIQ INTERFACE DESIGN IM B5 (IMV 1,IM V3) PLAIN SHAFT WITHOUT FITTED KEY; BEARING: PERFORMANCE, VIBRATION SEVERITY GRADE SPECIAL/B; SHAFT A. FLANGE ACCURACY GR. SPECIAL TERMINAL BOX (ABOVE) CABLE ENTRY ON THE LEFT SIGNAL CONNECTION D-END | 5460 | TEM | 1 | MC | 32 | 1
1PH80831UM020LG1 | SIMOTICS M COMPACT ASYNCHRONOUS MOTOR 3000RPM,4,1KW,13NM,13,6A,293V 3300RPM,4,5KW,13NM,13,5A,332V 3600RPM,4,9KW,13NM,14A,376V FORCED VENTILATION; DIRECTION OF AIR FLOW DE --> NDE; DEGREE OF PROTECTION IP55 INCREMENTAL ENCODER 20 BIT WITHOUT COMMUTATING POSITION (ENCODER IN20DQ) WITH DRIVE-CLIQ INTERFACE DESIGN IM B5 (IMV 1,IM V3) PLAIN SHAFT WITHOUT FITTED KEY; BEARING: PERFORMANCE, VIBRATION SEVERITY GRADE SPECIAL/B; SHAFT A. FLANGE ACCURACY GR. SPECIAL POWER CONNECTOR (ABOVE) CABLE ENTRY ON THE ND-END SIGNAL CONNECTION LEFT | 5460 | TEM | 1 | MC | 32 | 1
1PH80831UM020LH1 | SIMOTICS M COMPACT ASYNCHRONOUS MOTOR 3000RPM,4,1KW,13NM,13,6A,293V 3300RPM,4,5KW,13NM,13,5A,332V 3600RPM,4,9KW,13NM,14A,376V FORCED VENTILATION; DIRECTION OF AIR FLOW DE --> NDE; DEGREE OF PROTECTION IP55 INCREMENTAL ENCODER 20 BIT WITHOUT COMMUTATING POSITION (ENCODER IN20DQ) WITH DRIVE-CLIQ INTERFACE DESIGN IM B5 (IMV 1,IM V3) PLAIN SHAFT WITHOUT FITTED KEY; BEARING: PERFORMANCE, VIBRATION SEVERITY GRADE SPECIAL/B; SHAFT A. FLANGE ACCURACY GR. SPECIAL POWER CONNECTOR (ABOVE) CABLE ENTRY D-END SIGNAL CONNECTION LEFT | 5460 | TEM | 1 | MC | 32 | 1
1PH80831UM022LG1 | SIMOTICS M COMPACT ASYNCHRONOUS MOTOR 3000RPM,4,1KW,13NM,13,6A,293V 3300RPM,4,5KW,13NM,13,5A,332V 3600RPM,4,9KW,13NM,14A,376V FORCED VENTILATION; DIRECTION OF AIR FLOW DE --> NDE; DEGREE OF PROTECTION IP55 INCREMENTAL ENCODER 20 BIT WITHOUT COMMUTATING POSITION (ENCODER IN20DQ) WITH DRIVE-CLIQ INTERFACE DESIGN IM B5 (IMV 1,IM V3) SHAFT WITH FITTED KEY HALF-KEY BALANCING BEARING: PERFORMANCE, VIBRATION SEVERITY GRADE SPECIAL/B; SHAFT A. FLANGE ACCURACY GR. SPECIAL POWER CONNECTOR (ABOVE) CABLE ENTRY ON THE ND-END SIGNAL CONNECTION LEFT | 5460 | TEM | 1 | MC | 32 | 1
1PH80831UN000LA1 | SIMOTICS M COMPACT ASYNCHRONOUS MOTOR 4500RPM, 4,8KW, 10NM, 17A, 300V 5000RPM, 5,3KW, 10NM, 17A, 335V 5500RPM, 5,5KW, 11NM,16,5A,350V FORCED VENTILATION; DIRECTION OF AIR FLOW DE --> NDE; DEGREE OF PROTECTION IP55 INCREMENTAL ENCODER 20 BIT WITHOUT COMMUTATING POSITION (ENCODER IN20DQ) WITH DRIVE-CLIQ INTERFACE DESIGN IM B3 (IM V5, IM V6) PLAIN SHAFT WITHOUT FITTED KEY; BEARING: PERFORMANCE, VIBRATION SEVERITY GRADE SPECIAL/B; SHAFT A. FLANGE ACCURACY GR. SPECIAL TERMINAL BOX (ABOVE) CABLE ENTRY ON THE RIGHT SIGNAL CONNECTION D-END | 5309 | TEM | 1 | MC | 32 | 1
1PH80831UN020LB1 | SIMOTICS M COMPACT ASYNCHRONOUS MOTOR 4500RPM, 4,8KW, 10NM, 17A, 300V 5000RPM, 5,3KW, 10NM, 17A, 335V 5500RPM, 5,5KW, 11NM,16,5A,350V FORCED VENTILATION; DIRECTION OF AIR FLOW DE --> NDE; DEGREE OF PROTECTION IP55 INCREMENTAL ENCODER 20 BIT WITHOUT COMMUTATING POSITION (ENCODER IN20DQ) WITH DRIVE-CLIQ INTERFACE DESIGN IM B5 (IMV 1,IM V3) PLAIN SHAFT WITHOUT FITTED KEY; BEARING: PERFORMANCE, VIBRATION SEVERITY GRADE SPECIAL/B; SHAFT A. FLANGE ACCURACY GR. SPECIAL TERMINAL BOX (ABOVE) CABLE ENTRY ON THE LEFT SIGNAL CONNECTION D-END | 5460 | TEM | 1 | MC | 32 | 1
1PH80871AF000DA1 | SIMOTICS M COMPACT ASYNCHRONOUS MOTOR 1500RPM, 3,7KW, 24NM, 10A,336V 1750RPM, 4,3KW, 23NM, 10A,396V 2000RPM, 4,9KW, 23NM, 10A,435V FORCED VENTILATION; DIRECTION OF AIR FLOW DE --> NDE; DEGREE OF PROTECTION IP55 W/O ENCODER with TEMPERAT. SENSOR KTY84-130 DESIGN IM B3 (IM V5, IM V6) PLAIN SHAFT WITHOUT FITTED KEY; BEARING: STANDARD WITH FIXED BEARING, VIBRATION SEVERITY GRADE SR/A; SHAFT AND FLANGE ACCURACY: R TERMINAL BOX (ABOVE) CABLE ENTRY ON THE RIGHT SIGNAL CONNECTION D-END | 3579 | TEM | 1 | MC | 39 | 1
1PH80871AF021BF1 | SIMOTICS M COMPACT ASYNCHRONOUS MOTOR 1500RPM, 3,7KW, 24NM, 10A,336V 1750RPM, 4,3KW, 23NM, 10A,396V 2000RPM, 4,9KW, 23NM, 10A,435V FORCED VENTILATION; DIRECTION OF AIR FLOW DE --> NDE; DEGREE OF PROTECTION IP55 W/O ENCODER with TEMPERAT. SENSOR KTY84-130 DESIGN IM B5 (IMV 1,IM V3) SHAFT WITH FITTED KEY FULL-KEY BALANCING BEARING: STANDARD WITH FIXED BEARING, VIBRATION SEVERITY GRADE R/A; SHAFT AND FLANGE ACCURACY: R POWER CONNECTOR (ABOVE) CABLE ENTRY ON THE LEFT SIGNAL CONNECTION D-END | 3466 | TEM | 1 | MC | 39 | 1
1PH80871AF021CC1 | SIMOTICS M COMPACT ASYNCHRONOUS MOTOR 1500RPM, 3,7KW, 24NM, 10A,336V 1750RPM, 4,3KW, 23NM, 10A,396V 2000RPM, 4,9KW, 23NM, 10A,435V FORCED VENTILATION; DIRECTION OF AIR FLOW DE --> NDE; DEGREE OF PROTECTION IP55 W/O ENCODER with TEMPERAT. SENSOR KTY84-130 DESIGN IM B5 (IMV 1,IM V3) SHAFT WITH FITTED KEY FULL-KEY BALANCING BEARING: STANDARD WITH FIXED BEARING, VIBRATION SEVERITY GRADE S/A, SHAFT AND FLANGE ACCURACY: R TERMINAL BOX (ABOVE) CABLE ENTRY ON THE ND-END SIGNAL CONNECTION LEFT | 3661 | TEM | 1 | MC | 39 | 1
1PH80871AF022BA1 | SIMOTICS M COMPACT ASYNCHRONOUS MOTOR 1500RPM, 3,7KW, 24NM, 10A,336V 1750RPM, 4,3KW, 23NM, 10A,396V 2000RPM, 4,9KW, 23NM, 10A,435V FORCED VENTILATION; DIRECTION OF AIR FLOW DE --> NDE; DEGREE OF PROTECTION IP55 W/O ENCODER with TEMPERAT. SENSOR KTY84-130 DESIGN IM B5 (IMV 1,IM V3) SHAFT WITH FITTED KEY HALF-KEY BALANCING BEARING: STANDARD WITH FIXED BEARING, VIBRATION SEVERITY GRADE R/A; SHAFT AND FLANGE ACCURACY: R TERMINAL BOX (ABOVE) CABLE ENTRY ON THE RIGHT SIGNAL CONNECTION D-END | 3466 | TEM | 1 | MC | 39 | 1
1PH80871AF100BA1 | SIMOTICS M COMPACT ASYNCHRONOUS MOTOR 1500RPM, 3,7KW,24NM, 10A, 336V 1750RPM, 4,3KW,23NM, 10A, 396V 2000RPM, 4,9KW,23NM, 10A, 435V FORCED VENTILATION; DIRECTION OF AIR FLOW NDE --> DE; DEGREE OF PROTECTION IP55 W/O ENCODER with TEMPERAT. SENSOR KTY84-130 DESIGN IM B3 (IM V5, IM V6) PLAIN SHAFT WITHOUT FITTED KEY; BEARING: STANDARD WITH FIXED BEARING, VIBRATION SEVERITY GRADE R/A; SHAFT AND FLANGE ACCURACY: R TERMINAL BOX (ABOVE) CABLE ENTRY ON THE RIGHT SIGNAL CONNECTION D-END | 3314 | TEM | 1 | MC | 39 | 1
1PH80871AF100BB1 | SIMOTICS M COMPACT ASYNCHRONOUS MOTOR 1500RPM, 3,7KW,24NM, 10A, 336V 1750RPM, 4,3KW,23NM, 10A, 396V 2000RPM, 4,9KW,23NM, 10A, 435V FORCED VENTILATION; DIRECTION OF AIR FLOW NDE --> DE; DEGREE OF PROTECTION IP55 W/O ENCODER with TEMPERAT. SENSOR KTY84-130 DESIGN IM B3 (IM V5, IM V6) PLAIN SHAFT WITHOUT FITTED KEY; BEARING: STANDARD WITH FIXED BEARING, VIBRATION SEVERITY GRADE R/A; SHAFT AND FLANGE ACCURACY: R TERMINAL BOX (ABOVE) CABLE ENTRY ON THE LEFT SIGNAL CONNECTION D-END | 3314 | TEM | 1 | MC | 39 | 1
1PH80871AF100BC1 | SIMOTICS M COMPACT ASYNCHRONOUS MOTOR 1500RPM, 3,7KW,24NM, 10A, 336V 1750RPM, 4,3KW,23NM, 10A, 396V 2000RPM, 4,9KW,23NM, 10A, 435V FORCED VENTILATION; DIRECTION OF AIR FLOW NDE --> DE; DEGREE OF PROTECTION IP55 W/O ENCODER with TEMPERAT. SENSOR KTY84-130 DESIGN IM B3 (IM V5, IM V6) PLAIN SHAFT WITHOUT FITTED KEY; BEARING: STANDARD WITH FIXED BEARING, VIBRATION SEVERITY GRADE R/A; SHAFT AND FLANGE ACCURACY: R TERMINAL BOX (ABOVE) CABLE ENTRY ON THE ND-END SIGNAL CONNECTION LEFT | 3314 | TEM | 1 | MC | 39 | 1
1PH80871AF100CA1 | SIMOTICS M COMPACT ASYNCHRONOUS MOTOR 1500RPM, 3,7KW,24NM, 10A, 336V 1750RPM, 4,3KW,23NM, 10A, 396V 2000RPM, 4,9KW,23NM, 10A, 435V FORCED VENTILATION; DIRECTION OF AIR FLOW NDE --> DE; DEGREE OF PROTECTION IP55 W/O ENCODER with TEMPERAT. SENSOR KTY84-130 DESIGN IM B3 (IM V5, IM V6) PLAIN SHAFT WITHOUT FITTED KEY; BEARING: STANDARD WITH FIXED BEARING, VIBRATION SEVERITY GRADE S/A, SHAFT AND FLANGE ACCURACY: R TERMINAL BOX (ABOVE) CABLE ENTRY ON THE RIGHT SIGNAL CONNECTION D-END | 3509 | TEM | 1 | MC | 39 | 1
1PH80871AF100CB1 | SIMOTICS M COMPACT ASYNCHRONOUS MOTOR 1500RPM, 3,7KW,24NM, 10A, 336V 1750RPM, 4,3KW,23NM, 10A, 396V 2000RPM, 4,9KW,23NM, 10A, 435V FORCED VENTILATION; DIRECTION OF AIR FLOW NDE --> DE; DEGREE OF PROTECTION IP55 W/O ENCODER with TEMPERAT. SENSOR KTY84-130 DESIGN IM B3 (IM V5, IM V6) PLAIN SHAFT WITHOUT FITTED KEY; BEARING: STANDARD WITH FIXED BEARING, VIBRATION SEVERITY GRADE S/A, SHAFT AND FLANGE ACCURACY: R TERMINAL BOX (ABOVE) CABLE ENTRY ON THE LEFT SIGNAL CONNECTION D-END | 3509 | TEM | 1 | MC | 39 | 1
1PH80871AF100CC1 | SIMOTICS M COMPACT ASYNCHRONOUS MOTOR 1500RPM, 3,7KW,24NM, 10A, 336V 1750RPM, 4,3KW,23NM, 10A, 396V 2000RPM, 4,9KW,23NM, 10A, 435V FORCED VENTILATION; DIRECTION OF AIR FLOW NDE --> DE; DEGREE OF PROTECTION IP55 W/O ENCODER with TEMPERAT. SENSOR KTY84-130 DESIGN IM B3 (IM V5, IM V6) PLAIN SHAFT WITHOUT FITTED KEY; BEARING: STANDARD WITH FIXED BEARING, VIBRATION SEVERITY GRADE S/A, SHAFT AND FLANGE ACCURACY: R TERMINAL BOX (ABOVE) CABLE ENTRY ON THE ND-END SIGNAL CONNECTION LEFT | 3509 | TEM | 1 | MC | 39 | 1
1PH80871AF102BA1 | SIMOTICS M COMPACT ASYNCHRONOUS MOTOR 1500RPM, 3,7KW,24NM, 10A, 336V 1750RPM, 4,3KW,23NM, 10A, 396V 2000RPM, 4,9KW,23NM, 10A, 435V FORCED VENTILATION; DIRECTION OF AIR FLOW NDE --> DE; DEGREE OF PROTECTION IP55 W/O ENCODER with TEMPERAT. SENSOR KTY84-130 DESIGN IM B3 (IM V5, IM V6) SHAFT WITH FITTED KEY HALF-KEY BALANCING BEARING: STANDARD WITH FIXED BEARING, VIBRATION SEVERITY GRADE R/A; SHAFT AND FLANGE ACCURACY: R TERMINAL BOX (ABOVE) CABLE ENTRY ON THE RIGHT SIGNAL CONNECTION D-END | 3314 | TEM | 1 | MC | 39 | 1
1PH80871AF102BB1 | SIMOTICS M COMPACT ASYNCHRONOUS MOTOR 1500RPM, 3,7KW,24NM, 10A, 336V 1750RPM, 4,3KW,23NM, 10A, 396V 2000RPM, 4,9KW,23NM, 10A, 435V FORCED VENTILATION; DIRECTION OF AIR FLOW NDE --> DE; DEGREE OF PROTECTION IP55 W/O ENCODER with TEMPERAT. SENSOR KTY84-130 DESIGN IM B3 (IM V5, IM V6) SHAFT WITH FITTED KEY HALF-KEY BALANCING BEARING: STANDARD WITH FIXED BEARING, VIBRATION SEVERITY GRADE R/A; SHAFT AND FLANGE ACCURACY: R TERMINAL BOX (ABOVE) CABLE ENTRY ON THE LEFT SIGNAL CONNECTION D-END | 3314 | TEM | 1 | MC | 39 | 1
1PH80871AF102BC1 | SIMOTICS M COMPACT ASYNCHRONOUS MOTOR 1500RPM, 3,7KW,24NM, 10A, 336V 1750RPM, 4,3KW,23NM, 10A, 396V 2000RPM, 4,9KW,23NM, 10A, 435V FORCED VENTILATION; DIRECTION OF AIR FLOW NDE --> DE; DEGREE OF PROTECTION IP55 W/O ENCODER with TEMPERAT. SENSOR KTY84-130 DESIGN IM B3 (IM V5, IM V6) SHAFT WITH FITTED KEY HALF-KEY BALANCING BEARING: STANDARD WITH FIXED BEARING, VIBRATION SEVERITY GRADE R/A; SHAFT AND FLANGE ACCURACY: R TERMINAL BOX (ABOVE) CABLE ENTRY ON THE ND-END SIGNAL CONNECTION LEFT | 3314 | TEM | 1 | MC | 39 | 1
1PH80871AF102CA1 | SIMOTICS M COMPACT ASYNCHRONOUS MOTOR 1500RPM, 3,7KW,24NM, 10A, 336V 1750RPM, 4,3KW,23NM, 10A, 396V 2000RPM, 4,9KW,23NM, 10A, 435V FORCED VENTILATION; DIRECTION OF AIR FLOW NDE --> DE; DEGREE OF PROTECTION IP55 W/O ENCODER with TEMPERAT. SENSOR KTY84-130 DESIGN IM B3 (IM V5, IM V6) SHAFT WITH FITTED KEY HALF-KEY BALANCING BEARING: STANDARD WITH FIXED BEARING, VIBRATION SEVERITY GRADE S/A, SHAFT AND FLANGE ACCURACY: R TERMINAL BOX (ABOVE) CABLE ENTRY ON THE RIGHT SIGNAL CONNECTION D-END | 3509 | TEM | 1 | MC | 39 | 1
1PH80871AF102CB1 | SIMOTICS M COMPACT ASYNCHRONOUS MOTOR 1500RPM, 3,7KW,24NM, 10A, 336V 1750RPM, 4,3KW,23NM, 10A, 396V 2000RPM, 4,9KW,23NM, 10A, 435V FORCED VENTILATION; DIRECTION OF AIR FLOW NDE --> DE; DEGREE OF PROTECTION IP55 W/O ENCODER with TEMPERAT. SENSOR KTY84-130 DESIGN IM B3 (IM V5, IM V6) SHAFT WITH FITTED KEY HALF-KEY BALANCING BEARING: STANDARD WITH FIXED BEARING, VIBRATION SEVERITY GRADE S/A, SHAFT AND FLANGE ACCURACY: R TERMINAL BOX (ABOVE) CABLE ENTRY ON THE LEFT SIGNAL CONNECTION D-END | 3509 | TEM | 1 | MC | 39 | 1
1PH80871AF102CC1 | SIMOTICS M COMPACT ASYNCHRONOUS MOTOR 1500RPM, 3,7KW,24NM, 10A, 336V 1750RPM, 4,3KW,23NM, 10A, 396V 2000RPM, 4,9KW,23NM, 10A, 435V FORCED VENTILATION; DIRECTION OF AIR FLOW NDE --> DE; DEGREE OF PROTECTION IP55 W/O ENCODER with TEMPERAT. SENSOR KTY84-130 DESIGN IM B3 (IM V5, IM V6) SHAFT WITH FITTED KEY HALF-KEY BALANCING BEARING: STANDARD WITH FIXED BEARING, VIBRATION SEVERITY GRADE S/A, SHAFT AND FLANGE ACCURACY: R TERMINAL BOX (ABOVE) CABLE ENTRY ON THE ND-END SIGNAL CONNECTION LEFT | 3509 | TEM | 1 | MC | 39 | 1
1PH80871AF120BA1 | SIMOTICS M COMPACT ASYNCHRONOUS MOTOR 1500RPM, 3,7KW,24NM, 10A, 336V 1750RPM, 4,3KW,23NM, 10A, 396V 2000RPM, 4,9KW,23NM, 10A, 435V FORCED VENTILATION; DIRECTION OF AIR FLOW NDE --> DE; DEGREE OF PROTECTION IP55 W/O ENCODER with TEMPERAT. SENSOR KTY84-130 DESIGN IM B5 (IMV 1,IM V3) PLAIN SHAFT WITHOUT FITTED KEY; BEARING: STANDARD WITH FIXED BEARING, VIBRATION SEVERITY GRADE R/A; SHAFT AND FLANGE ACCURACY: R TERMINAL BOX (ABOVE) CABLE ENTRY ON THE RIGHT SIGNAL CONNECTION D-END | 3466 | TEM | 1 | MC | 39 | 1
1PH80871AF120BB1 | SIMOTICS M COMPACT ASYNCHRONOUS MOTOR 1500RPM, 3,7KW,24NM, 10A, 336V 1750RPM, 4,3KW,23NM, 10A, 396V 2000RPM, 4,9KW,23NM, 10A, 435V FORCED VENTILATION; DIRECTION OF AIR FLOW NDE --> DE; DEGREE OF PROTECTION IP55 W/O ENCODER with TEMPERAT. SENSOR KTY84-130 DESIGN IM B5 (IMV 1,IM V3) PLAIN SHAFT WITHOUT FITTED KEY; BEARING: STANDARD WITH FIXED BEARING, VIBRATION SEVERITY GRADE R/A; SHAFT AND FLANGE ACCURACY: R TERMINAL BOX (ABOVE) CABLE ENTRY ON THE LEFT SIGNAL CONNECTION D-END | 3466 | TEM | 1 | MC | 39 | 1
1PH80871AF120BC1 | SIMOTICS M COMPACT ASYNCHRONOUS MOTOR 1500RPM, 3,7KW,24NM, 10A, 336V 1750RPM, 4,3KW,23NM, 10A, 396V 2000RPM, 4,9KW,23NM, 10A, 435V FORCED VENTILATION; DIRECTION OF AIR FLOW NDE --> DE; DEGREE OF PROTECTION IP55 W/O ENCODER with TEMPERAT. SENSOR KTY84-130 DESIGN IM B5 (IMV 1,IM V3) PLAIN SHAFT WITHOUT FITTED KEY; BEARING: STANDARD WITH FIXED BEARING, VIBRATION SEVERITY GRADE R/A; SHAFT AND FLANGE ACCURACY: R TERMINAL BOX (ABOVE) CABLE ENTRY ON THE ND-END SIGNAL CONNECTION LEFT | 3466 | TEM | 1 | MC | 39 | 1
1PH80871AF120CA1 | SIMOTICS M COMPACT ASYNCHRONOUS MOTOR 1500RPM, 3,7KW,24NM, 10A, 336V 1750RPM, 4,3KW,23NM, 10A, 396V 2000RPM, 4,9KW,23NM, 10A, 435V FORCED VENTILATION; DIRECTION OF AIR FLOW NDE --> DE; DEGREE OF PROTECTION IP55 W/O ENCODER with TEMPERAT. SENSOR KTY84-130 DESIGN IM B5 (IMV 1,IM V3) PLAIN SHAFT WITHOUT FITTED KEY; BEARING: STANDARD WITH FIXED BEARING, VIBRATION SEVERITY GRADE S/A, SHAFT AND FLANGE ACCURACY: R TERMINAL BOX (ABOVE) CABLE ENTRY ON THE RIGHT SIGNAL CONNECTION D-END | 3661 | TEM | 1 | MC | 39 | 1
1PH80871AF120CB1 | SIMOTICS M COMPACT ASYNCHRONOUS MOTOR 1500RPM, 3,7KW,24NM, 10A, 336V 1750RPM, 4,3KW,23NM, 10A, 396V 2000RPM, 4,9KW,23NM, 10A, 435V FORCED VENTILATION; DIRECTION OF AIR FLOW NDE --> DE; DEGREE OF PROTECTION IP55 W/O ENCODER with TEMPERAT. SENSOR KTY84-130 DESIGN IM B5 (IMV 1,IM V3) PLAIN SHAFT WITHOUT FITTED KEY; BEARING: STANDARD WITH FIXED BEARING, VIBRATION SEVERITY GRADE S/A, SHAFT AND FLANGE ACCURACY: R TERMINAL BOX (ABOVE) CABLE ENTRY ON THE LEFT SIGNAL CONNECTION D-END | 3661 | TEM | 1 | MC | 39 | 1
1PH80871AF120CC1 | SIMOTICS M COMPACT ASYNCHRONOUS MOTOR 1500RPM, 3,7KW,24NM, 10A, 336V 1750RPM, 4,3KW,23NM, 10A, 396V 2000RPM, 4,9KW,23NM, 10A, 435V FORCED VENTILATION; DIRECTION OF AIR FLOW NDE --> DE; DEGREE OF PROTECTION IP55 W/O ENCODER with TEMPERAT. SENSOR KTY84-130 DESIGN IM B5 (IMV 1,IM V3) PLAIN SHAFT WITHOUT FITTED KEY; BEARING: STANDARD WITH FIXED BEARING, VIBRATION SEVERITY GRADE S/A, SHAFT AND FLANGE ACCURACY: R TERMINAL BOX (ABOVE) CABLE ENTRY ON THE ND-END SIGNAL CONNECTION LEFT | 3661 | TEM | 1 | MC | 39 | 1
1PH80871AF122BA1 | SIMOTICS M COMPACT ASYNCHRONOUS MOTOR 1500RPM, 3,7KW,24NM, 10A, 336V 1750RPM, 4,3KW,23NM, 10A, 396V 2000RPM, 4,9KW,23NM, 10A, 435V FORCED VENTILATION; DIRECTION OF AIR FLOW NDE --> DE; DEGREE OF PROTECTION IP55 W/O ENCODER with TEMPERAT. SENSOR KTY84-130 DESIGN IM B5 (IMV 1,IM V3) SHAFT WITH FITTED KEY HALF-KEY BALANCING BEARING: STANDARD WITH FIXED BEARING, VIBRATION SEVERITY GRADE R/A; SHAFT AND FLANGE ACCURACY: R TERMINAL BOX (ABOVE) CABLE ENTRY ON THE RIGHT SIGNAL CONNECTION D-END | 3466 | TEM | 1 | MC | 39 | 1
1PH80871AF122BB1 | SIMOTICS M COMPACT ASYNCHRONOUS MOTOR 1500RPM, 3,7KW,24NM, 10A, 336V 1750RPM, 4,3KW,23NM, 10A, 396V 2000RPM, 4,9KW,23NM, 10A, 435V FORCED VENTILATION; DIRECTION OF AIR FLOW NDE --> DE; DEGREE OF PROTECTION IP55 W/O ENCODER with TEMPERAT. SENSOR KTY84-130 DESIGN IM B5 (IMV 1,IM V3) SHAFT WITH FITTED KEY HALF-KEY BALANCING BEARING: STANDARD WITH FIXED BEARING, VIBRATION SEVERITY GRADE R/A; SHAFT AND FLANGE ACCURACY: R TERMINAL BOX (ABOVE) CABLE ENTRY ON THE LEFT SIGNAL CONNECTION D-END | 3466 | TEM | 1 | MC | 39 | 1
1PH80871AF122BC1 | SIMOTICS M COMPACT ASYNCHRONOUS MOTOR 1500RPM, 3,7KW,24NM, 10A, 336V 1750RPM, 4,3KW,23NM, 10A, 396V 2000RPM, 4,9KW,23NM, 10A, 435V FORCED VENTILATION; DIRECTION OF AIR FLOW NDE --> DE; DEGREE OF PROTECTION IP55 W/O ENCODER with TEMPERAT. SENSOR KTY84-130 DESIGN IM B5 (IMV 1,IM V3) SHAFT WITH FITTED KEY HALF-KEY BALANCING BEARING: STANDARD WITH FIXED BEARING, VIBRATION SEVERITY GRADE R/A; SHAFT AND FLANGE ACCURACY: R TERMINAL BOX (ABOVE) CABLE ENTRY ON THE ND-END SIGNAL CONNECTION LEFT | 3466 | TEM | 1 | MC | 39 | 1
1PH80871AF122CA1 | SIMOTICS M COMPACT ASYNCHRONOUS MOTOR 1500RPM, 3,7KW,24NM, 10A, 336V 1750RPM, 4,3KW,23NM, 10A, 396V 2000RPM, 4,9KW,23NM, 10A, 435V FORCED VENTILATION; DIRECTION OF AIR FLOW NDE --> DE; DEGREE OF PROTECTION IP55 W/O ENCODER with TEMPERAT. SENSOR KTY84-130 DESIGN IM B5 (IMV 1,IM V3) SHAFT WITH FITTED KEY HALF-KEY BALANCING BEARING: STANDARD WITH FIXED BEARING, VIBRATION SEVERITY GRADE S/A, SHAFT AND FLANGE ACCURACY: R TERMINAL BOX (ABOVE) CABLE ENTRY ON THE RIGHT SIGNAL CONNECTION D-END | 3661 | TEM | 1 | MC | 39 | 1
1PH80871AF122CB1 | SIMOTICS M COMPACT ASYNCHRONOUS MOTOR 1500RPM, 3,7KW,24NM, 10A, 336V 1750RPM, 4,3KW,23NM, 10A, 396V 2000RPM, 4,9KW,23NM, 10A, 435V FORCED VENTILATION; DIRECTION OF AIR FLOW NDE --> DE; DEGREE OF PROTECTION IP55 W/O ENCODER with TEMPERAT. SENSOR KTY84-130 DESIGN IM B5 (IMV 1,IM V3) SHAFT WITH FITTED KEY HALF-KEY BALANCING BEARING: STANDARD WITH FIXED BEARING, VIBRATION SEVERITY GRADE S/A, SHAFT AND FLANGE ACCURACY: R TERMINAL BOX (ABOVE) CABLE ENTRY ON THE LEFT SIGNAL CONNECTION D-END | 3661 | TEM | 1 | MC | 39 | 1
1PH80871AF122CC1 | SIMOTICS M COMPACT ASYNCHRONOUS MOTOR 1500RPM, 3,7KW,24NM, 10A, 336V 1750RPM, 4,3KW,23NM, 10A, 396V 2000RPM, 4,9KW,23NM, 10A, 435V FORCED VENTILATION; DIRECTION OF AIR FLOW NDE --> DE; DEGREE OF PROTECTION IP55 W/O ENCODER with TEMPERAT. SENSOR KTY84-130 DESIGN IM B5 (IMV 1,IM V3) SHAFT WITH FITTED KEY HALF-KEY BALANCING BEARING: STANDARD WITH FIXED BEARING, VIBRATION SEVERITY GRADE S/A, SHAFT AND FLANGE ACCURACY: R TERMINAL BOX (ABOVE) CABLE ENTRY ON THE ND-END SIGNAL CONNECTION LEFT | 3661 | TEM | 1 | MC | 39 | 1
1PH80871AF200BA1 | SIMOTICS M COMPACT ASYNCHRONOUS MOTOR 1500RPM, 4,6KW,29NM, 13,7A,316V 1750RPM, 5,4KW,29NM, 13,7A,358V 2000RPM, 6,1KW,29NM, 13,7A,402V WATER COOLING DEGREE OF PROTECTION IP65 W/O ENCODER with TEMPERAT. SENSOR KTY84-130 DESIGN IM B3 (IM V5, IM V6) PLAIN SHAFT WITHOUT FITTED KEY; BEARING: STANDARD WITH FIXED BEARING, VIBRATION SEVERITY GRADE R/A; SHAFT AND FLANGE ACCURACY: R TERMINAL BOX (ABOVE) CABLE ENTRY ON THE RIGHT SIGNAL CONNECTION D-END | 3625 | TEM | 1 | MC | 44 | 1
1PH80871AF200BB1 | SIMOTICS M COMPACT ASYNCHRONOUS MOTOR 1500RPM, 4,6KW,29NM, 13,7A,316V 1750RPM, 5,4KW,29NM, 13,7A,358V 2000RPM, 6,1KW,29NM, 13,7A,402V WATER COOLING DEGREE OF PROTECTION IP65 W/O ENCODER with TEMPERAT. SENSOR KTY84-130 DESIGN IM B3 (IM V5, IM V6) PLAIN SHAFT WITHOUT FITTED KEY; BEARING: STANDARD WITH FIXED BEARING, VIBRATION SEVERITY GRADE R/A; SHAFT AND FLANGE ACCURACY: R TERMINAL BOX (ABOVE) CABLE ENTRY ON THE LEFT SIGNAL CONNECTION D-END | 3625 | TEM | 1 | MC | 44 | 1
1PH80871AF200BC1 | SIMOTICS M COMPACT ASYNCHRONOUS MOTOR 1500RPM, 4,6KW,29NM, 13,7A,316V 1750RPM, 5,4KW,29NM, 13,7A,358V 2000RPM, 6,1KW,29NM, 13,7A,402V WATER COOLING DEGREE OF PROTECTION IP65 W/O ENCODER with TEMPERAT. SENSOR KTY84-130 DESIGN IM B3 (IM V5, IM V6) PLAIN SHAFT WITHOUT FITTED KEY; BEARING: STANDARD WITH FIXED BEARING, VIBRATION SEVERITY GRADE R/A; SHAFT AND FLANGE ACCURACY: R TERMINAL BOX (ABOVE) CABLE ENTRY ON THE ND-END SIGNAL CONNECTION LEFT | 3625 | TEM | 1 | MC | 44 | 1
1PH80871AF200CA1 | SIMOTICS M COMPACT ASYNCHRONOUS MOTOR 1500RPM, 4,6KW,29NM, 13,7A,316V 1750RPM, 5,4KW,29NM, 13,7A,358V 2000RPM, 6,1KW,29NM, 13,7A,402V WATER COOLING DEGREE OF PROTECTION IP65 W/O ENCODER with TEMPERAT. SENSOR KTY84-130 DESIGN IM B3 (IM V5, IM V6) PLAIN SHAFT WITHOUT FITTED KEY; BEARING: STANDARD WITH FIXED BEARING, VIBRATION SEVERITY GRADE S/A, SHAFT AND FLANGE ACCURACY: R TERMINAL BOX (ABOVE) CABLE ENTRY ON THE RIGHT SIGNAL CONNECTION D-END | 3820 | TEM | 1 | MC | 44 | 1
1PH80871AF200CB1 | SIMOTICS M COMPACT ASYNCHRONOUS MOTOR 1500RPM, 4,6KW,29NM, 13,7A,316V 1750RPM, 5,4KW,29NM, 13,7A,358V 2000RPM, 6,1KW,29NM, 13,7A,402V WATER COOLING DEGREE OF PROTECTION IP65 W/O ENCODER with TEMPERAT. SENSOR KTY84-130 DESIGN IM B3 (IM V5, IM V6) PLAIN SHAFT WITHOUT FITTED KEY; BEARING: STANDARD WITH FIXED BEARING, VIBRATION SEVERITY GRADE S/A, SHAFT AND FLANGE ACCURACY: R TERMINAL BOX (ABOVE) CABLE ENTRY ON THE LEFT SIGNAL CONNECTION D-END | 3820 | TEM | 1 | MC | 44 | 1
1PH80871AF200CC1 | SIMOTICS M COMPACT ASYNCHRONOUS MOTOR 1500RPM, 4,6KW,29NM, 13,7A,316V 1750RPM, 5,4KW,29NM, 13,7A,358V 2000RPM, 6,1KW,29NM, 13,7A,402V WATER COOLING DEGREE OF PROTECTION IP65 W/O ENCODER with TEMPERAT. SENSOR KTY84-130 DESIGN IM B3 (IM V5, IM V6) PLAIN SHAFT WITHOUT FITTED KEY; BEARING: STANDARD WITH FIXED BEARING, VIBRATION SEVERITY GRADE S/A, SHAFT AND FLANGE ACCURACY: R TERMINAL BOX (ABOVE) CABLE ENTRY ON THE ND-END SIGNAL CONNECTION LEFT | 3820 | TEM | 1 | MC | 44 | 1
1PH80871AF202BA1 | SIMOTICS M COMPACT ASYNCHRONOUS MOTOR 1500RPM, 4,6KW,29NM, 13,7A,316V 1750RPM, 5,4KW,29NM, 13,7A,358V 2000RPM, 6,1KW,29NM, 13,7A,402V WATER COOLING DEGREE OF PROTECTION IP65 W/O ENCODER with TEMPERAT. SENSOR KTY84-130 DESIGN IM B3 (IM V5, IM V6) SHAFT WITH FITTED KEY HALF-KEY BALANCING BEARING: STANDARD WITH FIXED BEARING, VIBRATION SEVERITY GRADE R/A; SHAFT AND FLANGE ACCURACY: R TERMINAL BOX (ABOVE) CABLE ENTRY ON THE RIGHT SIGNAL CONNECTION D-END | 3625 | TEM | 1 | MC | 44 | 1
1PH80871AF202BB1 | SIMOTICS M COMPACT ASYNCHRONOUS MOTOR 1500RPM, 4,6KW,29NM, 13,7A,316V 1750RPM, 5,4KW,29NM, 13,7A,358V 2000RPM, 6,1KW,29NM, 13,7A,402V WATER COOLING DEGREE OF PROTECTION IP65 W/O ENCODER with TEMPERAT. SENSOR KTY84-130 DESIGN IM B3 (IM V5, IM V6) SHAFT WITH FITTED KEY HALF-KEY BALANCING BEARING: STANDARD WITH FIXED BEARING, VIBRATION SEVERITY GRADE R/A; SHAFT AND FLANGE ACCURACY: R TERMINAL BOX (ABOVE) CABLE ENTRY ON THE LEFT SIGNAL CONNECTION D-END | 3625 | TEM | 1 | MC | 44 | 1
1PH80871AF202BC1 | SIMOTICS M COMPACT ASYNCHRONOUS MOTOR 1500RPM, 4,6KW,29NM, 13,7A,316V 1750RPM, 5,4KW,29NM, 13,7A,358V 2000RPM, 6,1KW,29NM, 13,7A,402V WATER COOLING DEGREE OF PROTECTION IP65 W/O ENCODER with TEMPERAT. SENSOR KTY84-130 DESIGN IM B3 (IM V5, IM V6) SHAFT WITH FITTED KEY HALF-KEY BALANCING BEARING: STANDARD WITH FIXED BEARING, VIBRATION SEVERITY GRADE R/A; SHAFT AND FLANGE ACCURACY: R TERMINAL BOX (ABOVE) CABLE ENTRY ON THE ND-END SIGNAL CONNECTION LEFT | 3625 | TEM | 1 | MC | 44 | 1
1PH80871AF202CA1 | SIMOTICS M COMPACT ASYNCHRONOUS MOTOR 1500RPM, 4,6KW,29NM, 13,7A,316V 1750RPM, 5,4KW,29NM, 13,7A,358V 2000RPM, 6,1KW,29NM, 13,7A,402V WATER COOLING DEGREE OF PROTECTION IP65 W/O ENCODER with TEMPERAT. SENSOR KTY84-130 DESIGN IM B3 (IM V5, IM V6) SHAFT WITH FITTED KEY HALF-KEY BALANCING BEARING: STANDARD WITH FIXED BEARING, VIBRATION SEVERITY GRADE S/A, SHAFT AND FLANGE ACCURACY: R TERMINAL BOX (ABOVE) CABLE ENTRY ON THE RIGHT SIGNAL CONNECTION D-END | 3820 | TEM | 1 | MC | 44 | 1
1PH80871AF202CB1 | SIMOTICS M COMPACT ASYNCHRONOUS MOTOR 1500RPM, 4,6KW,29NM, 13,7A,316V 1750RPM, 5,4KW,29NM, 13,7A,358V 2000RPM, 6,1KW,29NM, 13,7A,402V WATER COOLING DEGREE OF PROTECTION IP65 W/O ENCODER with TEMPERAT. SENSOR KTY84-130 DESIGN IM B3 (IM V5, IM V6) SHAFT WITH FITTED KEY HALF-KEY BALANCING BEARING: STANDARD WITH FIXED BEARING, VIBRATION SEVERITY GRADE S/A, SHAFT AND FLANGE ACCURACY: R TERMINAL BOX (ABOVE) CABLE ENTRY ON THE LEFT SIGNAL CONNECTION D-END | 3820 | TEM | 1 | MC | 44 | 1
1PH80871AF202CC1 | SIMOTICS M COMPACT ASYNCHRONOUS MOTOR 1500RPM, 4,6KW,29NM, 13,7A,316V 1750RPM, 5,4KW,29NM, 13,7A,358V 2000RPM, 6,1KW,29NM, 13,7A,402V WATER COOLING DEGREE OF PROTECTION IP65 W/O ENCODER with TEMPERAT. SENSOR KTY84-130 DESIGN IM B3 (IM V5, IM V6) SHAFT WITH FITTED KEY HALF-KEY BALANCING BEARING: STANDARD WITH FIXED BEARING, VIBRATION SEVERITY GRADE S/A, SHAFT AND FLANGE ACCURACY: R TERMINAL BOX (ABOVE) CABLE ENTRY ON THE ND-END SIGNAL CONNECTION LEFT | 3820 | TEM | 1 | MC | 44 | 1
1PH80871AF220BA1 | SIMOTICS M COMPACT ASYNCHRONOUS MOTOR 1500RPM, 4,6KW,29NM, 13,7A,316V 1750RPM, 5,4KW,29NM, 13,7A,358V 2000RPM, 6,1KW,29NM, 13,7A,402V WATER COOLING DEGREE OF PROTECTION IP65 W/O ENCODER with TEMPERAT. SENSOR KTY84-130 DESIGN IM B5 (IMV 1,IM V3) PLAIN SHAFT WITHOUT FITTED KEY; BEARING: STANDARD WITH FIXED BEARING, VIBRATION SEVERITY GRADE R/A; SHAFT AND FLANGE ACCURACY: R TERMINAL BOX (ABOVE) CABLE ENTRY ON THE RIGHT SIGNAL CONNECTION D-END | 3776 | TEM | 1 | MC | 44 | 1
1PH80871AF220BB1 | SIMOTICS M COMPACT ASYNCHRONOUS MOTOR 1500RPM, 4,6KW,29NM, 13,7A,316V 1750RPM, 5,4KW,29NM, 13,7A,358V 2000RPM, 6,1KW,29NM, 13,7A,402V WATER COOLING DEGREE OF PROTECTION IP65 W/O ENCODER with TEMPERAT. SENSOR KTY84-130 DESIGN IM B5 (IMV 1,IM V3) PLAIN SHAFT WITHOUT FITTED KEY; BEARING: STANDARD WITH FIXED BEARING, VIBRATION SEVERITY GRADE R/A; SHAFT AND FLANGE ACCURACY: R TERMINAL BOX (ABOVE) CABLE ENTRY ON THE LEFT SIGNAL CONNECTION D-END | 3776 | TEM | 1 | MC | 44 | 1
1PH80871AF220BC1 | SIMOTICS M COMPACT ASYNCHRONOUS MOTOR 1500RPM, 4,6KW,29NM, 13,7A,316V 1750RPM, 5,4KW,29NM, 13,7A,358V 2000RPM, 6,1KW,29NM, 13,7A,402V WATER COOLING DEGREE OF PROTECTION IP65 W/O ENCODER with TEMPERAT. SENSOR KTY84-130 DESIGN IM B5 (IMV 1,IM V3) PLAIN SHAFT WITHOUT FITTED KEY; BEARING: STANDARD WITH FIXED BEARING, VIBRATION SEVERITY GRADE R/A; SHAFT AND FLANGE ACCURACY: R TERMINAL BOX (ABOVE) CABLE ENTRY ON THE ND-END SIGNAL CONNECTION LEFT | 3776 | TEM | 1 | MC | 44 | 1
1PH80871AF220CA1 | SIMOTICS M COMPACT ASYNCHRONOUS MOTOR 1500RPM, 4,6KW,29NM, 13,7A,316V 1750RPM, 5,4KW,29NM, 13,7A,358V 2000RPM, 6,1KW,29NM, 13,7A,402V WATER COOLING DEGREE OF PROTECTION IP65 W/O ENCODER with TEMPERAT. SENSOR KTY84-130 DESIGN IM B5 (IMV 1,IM V3) PLAIN SHAFT WITHOUT FITTED KEY; BEARING: STANDARD WITH FIXED BEARING, VIBRATION SEVERITY GRADE S/A, SHAFT AND FLANGE ACCURACY: R TERMINAL BOX (ABOVE) CABLE ENTRY ON THE RIGHT SIGNAL CONNECTION D-END | 3971 | TEM | 1 | MC | 44 | 1
1PH80871AF220CB1 | SIMOTICS M COMPACT ASYNCHRONOUS MOTOR 1500RPM, 4,6KW,29NM, 13,7A,316V 1750RPM, 5,4KW,29NM, 13,7A,358V 2000RPM, 6,1KW,29NM, 13,7A,402V WATER COOLING DEGREE OF PROTECTION IP65 W/O ENCODER with TEMPERAT. SENSOR KTY84-130 DESIGN IM B5 (IMV 1,IM V3) PLAIN SHAFT WITHOUT FITTED KEY; BEARING: STANDARD WITH FIXED BEARING, VIBRATION SEVERITY GRADE S/A, SHAFT AND FLANGE ACCURACY: R TERMINAL BOX (ABOVE) CABLE ENTRY ON THE LEFT SIGNAL CONNECTION D-END | 3971 | TEM | 1 | MC | 44 | 1
1PH80871AF220CC1 | SIMOTICS M COMPACT ASYNCHRONOUS MOTOR 1500RPM, 4,6KW,29NM, 13,7A,316V 1750RPM, 5,4KW,29NM, 13,7A,358V 2000RPM, 6,1KW,29NM, 13,7A,402V WATER COOLING DEGREE OF PROTECTION IP65 W/O ENCODER with TEMPERAT. SENSOR KTY84-130 DESIGN IM B5 (IMV 1,IM V3) PLAIN SHAFT WITHOUT FITTED KEY; BEARING: STANDARD WITH FIXED BEARING, VIBRATION SEVERITY GRADE S/A, SHAFT AND FLANGE ACCURACY: R TERMINAL BOX (ABOVE) CABLE ENTRY ON THE ND-END SIGNAL CONNECTION LEFT | 3971 | TEM | 1 | MC | 44 | 1
1PH80871AF222BA1 | SIMOTICS M COMPACT ASYNCHRONOUS MOTOR 1500RPM, 4,6KW,29NM, 13,7A,316V 1750RPM, 5,4KW,29NM, 13,7A,358V 2000RPM, 6,1KW,29NM, 13,7A,402V WATER COOLING DEGREE OF PROTECTION IP65 W/O ENCODER with TEMPERAT. SENSOR KTY84-130 DESIGN IM B5 (IMV 1,IM V3) SHAFT WITH FITTED KEY HALF-KEY BALANCING BEARING: STANDARD WITH FIXED BEARING, VIBRATION SEVERITY GRADE R/A; SHAFT AND FLANGE ACCURACY: R TERMINAL BOX (ABOVE) CABLE ENTRY ON THE RIGHT SIGNAL CONNECTION D-END | 3776 | TEM | 1 | MC | 44 | 1
1PH80871AF222BB1 | SIMOTICS M COMPACT ASYNCHRONOUS MOTOR 1500RPM, 4,6KW,29NM, 13,7A,316V 1750RPM, 5,4KW,29NM, 13,7A,358V 2000RPM, 6,1KW,29NM, 13,7A,402V WATER COOLING DEGREE OF PROTECTION IP65 W/O ENCODER with TEMPERAT. SENSOR KTY84-130 DESIGN IM B5 (IMV 1,IM V3) SHAFT WITH FITTED KEY HALF-KEY BALANCING BEARING: STANDARD WITH FIXED BEARING, VIBRATION SEVERITY GRADE R/A; SHAFT AND FLANGE ACCURACY: R TERMINAL BOX (ABOVE) CABLE ENTRY ON THE LEFT SIGNAL CONNECTION D-END | 3776 | TEM | 1 | MC | 44 | 1
1PH80871AF222BC1 | SIMOTICS M COMPACT ASYNCHRONOUS MOTOR 1500RPM, 4,6KW,29NM, 13,7A,316V 1750RPM, 5,4KW,29NM, 13,7A,358V 2000RPM, 6,1KW,29NM, 13,7A,402V WATER COOLING DEGREE OF PROTECTION IP65 W/O ENCODER with TEMPERAT. SENSOR KTY84-130 DESIGN IM B5 (IMV 1,IM V3) SHAFT WITH FITTED KEY HALF-KEY BALANCING BEARING: STANDARD WITH FIXED BEARING, VIBRATION SEVERITY GRADE R/A; SHAFT AND FLANGE ACCURACY: R TERMINAL BOX (ABOVE) CABLE ENTRY ON THE ND-END SIGNAL CONNECTION LEFT | 3776 | TEM | 1 | MC | 44 | 1
1PH80871AF222CA1 | SIMOTICS M COMPACT ASYNCHRONOUS MOTOR 1500RPM, 4,6KW,29NM, 13,7A,316V 1750RPM, 5,4KW,29NM, 13,7A,358V 2000RPM, 6,1KW,29NM, 13,7A,402V WATER COOLING DEGREE OF PROTECTION IP65 W/O ENCODER with TEMPERAT. SENSOR KTY84-130 DESIGN IM B5 (IMV 1,IM V3) SHAFT WITH FITTED KEY HALF-KEY BALANCING BEARING: STANDARD WITH FIXED BEARING, VIBRATION SEVERITY GRADE S/A, SHAFT AND FLANGE ACCURACY: R TERMINAL BOX (ABOVE) CABLE ENTRY ON THE RIGHT SIGNAL CONNECTION D-END | 3971 | TEM | 1 | MC | 44 | 1
1PH80871AF222CB1 | SIMOTICS M COMPACT ASYNCHRONOUS MOTOR 1500RPM, 4,6KW,29NM, 13,7A,316V 1750RPM, 5,4KW,29NM, 13,7A,358V 2000RPM, 6,1KW,29NM, 13,7A,402V WATER COOLING DEGREE OF PROTECTION IP65 W/O ENCODER with TEMPERAT. SENSOR KTY84-130 DESIGN IM B5 (IMV 1,IM V3) SHAFT WITH FITTED KEY HALF-KEY BALANCING BEARING: STANDARD WITH FIXED BEARING, VIBRATION SEVERITY GRADE S/A, SHAFT AND FLANGE ACCURACY: R TERMINAL BOX (ABOVE) CABLE ENTRY ON THE LEFT SIGNAL CONNECTION D-END | 3971 | TEM | 1 | MC | 44 | 1
1PH80871AF222CC1 | SIMOTICS M COMPACT ASYNCHRONOUS MOTOR 1500RPM, 4,6KW,29NM, 13,7A,316V 1750RPM, 5,4KW,29NM, 13,7A,358V 2000RPM, 6,1KW,29NM, 13,7A,402V WATER COOLING DEGREE OF PROTECTION IP65 W/O ENCODER with TEMPERAT. SENSOR KTY84-130 DESIGN IM B5 (IMV 1,IM V3) SHAFT WITH FITTED KEY HALF-KEY BALANCING BEARING: STANDARD WITH FIXED BEARING, VIBRATION SEVERITY GRADE S/A, SHAFT AND FLANGE ACCURACY: R TERMINAL BOX (ABOVE) CABLE ENTRY ON THE ND-END SIGNAL CONNECTION LEFT | 3971 | TEM | 1 | MC | 44 | 1
1PH80871AG020BA1 | SIMOTICS M COMPACT ASYNCHRONOUS MOTOR 2000RPM, 4,9KW,23NM, 14,1A,320V 2300RPM, 5,4KW,22NM, 13,7A,353V 2650RPM, 6,0KW,22NM, 13,6A,390V FORCED VENTILATION; DIRECTION OF AIR FLOW DE --> NDE; DEGREE OF PROTECTION IP55 W/O ENCODER with TEMPERAT. SENSOR KTY84-130 DESIGN IM B5 (IMV 1,IM V3) PLAIN SHAFT WITHOUT FITTED KEY; BEARING: STANDARD WITH FIXED BEARING, VIBRATION SEVERITY GRADE R/A; SHAFT AND FLANGE ACCURACY: R TERMINAL BOX (ABOVE) CABLE ENTRY ON THE RIGHT SIGNAL CONNECTION D-END | 3466 | TEM | 1 | MC | 39 | 1
1PH80871AG021BA1 | SIMOTICS M COMPACT ASYNCHRONOUS MOTOR 2000RPM, 4,9KW,23NM, 14,1A,320V 2300RPM, 5,4KW,22NM, 13,7A,353V 2650RPM, 6,0KW,22NM, 13,6A,390V FORCED VENTILATION; DIRECTION OF AIR FLOW DE --> NDE; DEGREE OF PROTECTION IP55 W/O ENCODER with TEMPERAT. SENSOR KTY84-130 DESIGN IM B5 (IMV 1,IM V3) SHAFT WITH FITTED KEY FULL-KEY BALANCING BEARING: STANDARD WITH FIXED BEARING, VIBRATION SEVERITY GRADE R/A; SHAFT AND FLANGE ACCURACY: R TERMINAL BOX (ABOVE) CABLE ENTRY ON THE RIGHT SIGNAL CONNECTION D-END | 3466 | TEM | 1 | MC | 39 | 1
1PH80871AG022BG1 | SIMOTICS M COMPACT ASYNCHRONOUS MOTOR 2000RPM, 4,9KW,23NM, 14,1A,320V 2300RPM, 5,4KW,22NM, 13,7A,353V 2650RPM, 6,0KW,22NM, 13,6A,390V FORCED VENTILATION; DIRECTION OF AIR FLOW DE --> NDE; DEGREE OF PROTECTION IP55 W/O ENCODER with TEMPERAT. SENSOR KTY84-130 DESIGN IM B5 (IMV 1,IM V3) SHAFT WITH FITTED KEY HALF-KEY BALANCING BEARING: STANDARD WITH FIXED BEARING, VIBRATION SEVERITY GRADE R/A; SHAFT AND FLANGE ACCURACY: R POWER CONNECTOR (ABOVE) CABLE ENTRY ON THE ND-END SIGNAL CONNECTION LEFT | 3466 | TEM | 1 | MC | 39 | 1
1PH80871AG221BA1 | SIMOTICS M COMPACT ASYNCHRONOUS MOTOR 2000RPM, 6,1KW,29NM, 17,5A,322V 2300RPM, 7,0KW,29NM, 17,5A,355V 2650RPM, 8,1KW,29NM, 17,8A,425V WATER COOLING DEGREE OF PROTECTION IP65 W/O ENCODER with TEMPERAT. SENSOR KTY84-130 DESIGN IM B5 (IMV 1,IM V3) SHAFT WITH FITTED KEY FULL-KEY BALANCING BEARING: STANDARD WITH FIXED BEARING, VIBRATION SEVERITY GRADE R/A; SHAFT AND FLANGE ACCURACY: R TERMINAL BOX (ABOVE) CABLE ENTRY ON THE RIGHT SIGNAL CONNECTION D-END | 3776 | TEM | 1 | MC | 44 | 1
1PH80871AM021BC1 | SIMOTICS M COMPACT ASYNCHRONOUS MOTOR 3000RPM, 4,8KW,15NM, 17,3A,284V 3300RPM, 5,2KW,15NM, 17,1A,303V 3600RPM, 5,7KW,15NM, 17,1A,329V FORCED VENTILATION; DIRECTION OF AIR FLOW DE --> NDE; DEGREE OF PROTECTION IP55 W/O ENCODER with TEMPERAT. SENSOR KTY84-130 DESIGN IM B5 (IMV 1,IM V3) SHAFT WITH FITTED KEY FULL-KEY BALANCING BEARING: STANDARD WITH FIXED BEARING, VIBRATION SEVERITY GRADE R/A; SHAFT AND FLANGE ACCURACY: R TERMINAL BOX (ABOVE) CABLE ENTRY ON THE ND-END SIGNAL CONNECTION LEFT | 3466 | TEM | 1 | MC | 39 | 1
1PH80871AM021LB1 | SIMOTICS M COMPACT ASYNCHRONOUS MOTOR 3000RPM, 4,8KW,15NM, 17,3A,284V 3300RPM, 5,2KW,15NM, 17,1A,303V 3600RPM, 5,7KW,15NM, 17,1A,329V FORCED VENTILATION; DIRECTION OF AIR FLOW DE --> NDE; DEGREE OF PROTECTION IP55 W/O ENCODER with TEMPERAT. SENSOR KTY84-130 DESIGN IM B5 (IMV 1,IM V3) SHAFT WITH FITTED KEY FULL-KEY BALANCING BEARING: PERFORMANCE, VIBRATION SEVERITY GRADE SPECIAL/B; SHAFT A. FLANGE ACCURACY GR. SPECIAL TERMINAL BOX (ABOVE) CABLE ENTRY ON THE LEFT SIGNAL CONNECTION D-END | 4013 | TEM | 1 | MC | 39 | 1
1PH80871AM100BA1 | SIMOTICS M COMPACT ASYNCHRONOUS MOTOR 3000RPM, 4,8KW,15NM, 17,3A,284V 3300RPM, 5,2KW,15NM, 17,1A,303V 3600RPM, 5,7KW,15NM, 17,1A,355V FORCED VENTILATION; DIRECTION OF AIR FLOW NDE --> DE; DEGREE OF PROTECTION IP55 W/O ENCODER with TEMPERAT. SENSOR KTY84-130 DESIGN IM B3 (IM V5, IM V6) PLAIN SHAFT WITHOUT FITTED KEY; BEARING: STANDARD WITH FIXED BEARING, VIBRATION SEVERITY GRADE R/A; SHAFT AND FLANGE ACCURACY: R TERMINAL BOX (ABOVE) CABLE ENTRY ON THE RIGHT SIGNAL CONNECTION D-END | 3314 | TEM | 1 | MC | 32 | 1
1PH80871AM100BB1 | SIMOTICS M COMPACT ASYNCHRONOUS MOTOR 3000RPM, 4,8KW,15NM, 17,3A,284V 3300RPM, 5,2KW,15NM, 17,1A,303V 3600RPM, 5,7KW,15NM, 17,1A,355V FORCED VENTILATION; DIRECTION OF AIR FLOW NDE --> DE; DEGREE OF PROTECTION IP55 W/O ENCODER with TEMPERAT. SENSOR KTY84-130 DESIGN IM B3 (IM V5, IM V6) PLAIN SHAFT WITHOUT FITTED KEY; BEARING: STANDARD WITH FIXED BEARING, VIBRATION SEVERITY GRADE R/A; SHAFT AND FLANGE ACCURACY: R TERMINAL BOX (ABOVE) CABLE ENTRY ON THE LEFT SIGNAL CONNECTION D-END | 3314 | TEM | 1 | MC | 32 | 1
1PH80871AM100BC1 | SIMOTICS M COMPACT ASYNCHRONOUS MOTOR 3000RPM, 4,8KW,15NM, 17,3A,284V 3300RPM, 5,2KW,15NM, 17,1A,303V 3600RPM, 5,7KW,15NM, 17,1A,355V FORCED VENTILATION; DIRECTION OF AIR FLOW NDE --> DE; DEGREE OF PROTECTION IP55 W/O ENCODER with TEMPERAT. SENSOR KTY84-130 DESIGN IM B3 (IM V5, IM V6) PLAIN SHAFT WITHOUT FITTED KEY; BEARING: STANDARD WITH FIXED BEARING, VIBRATION SEVERITY GRADE R/A; SHAFT AND FLANGE ACCURACY: R TERMINAL BOX (ABOVE) CABLE ENTRY ON THE ND-END SIGNAL CONNECTION LEFT | 3314 | TEM | 1 | MC | 32 | 1
1PH80871AM100CA1 | SIMOTICS M COMPACT ASYNCHRONOUS MOTOR 3000RPM, 4,8KW,15NM, 17,3A,284V 3300RPM, 5,2KW,15NM, 17,1A,303V 3600RPM, 5,7KW,15NM, 17,1A,355V FORCED VENTILATION; DIRECTION OF AIR FLOW NDE --> DE; DEGREE OF PROTECTION IP55 W/O ENCODER with TEMPERAT. SENSOR KTY84-130 DESIGN IM B3 (IM V5, IM V6) PLAIN SHAFT WITHOUT FITTED KEY; BEARING: STANDARD WITH FIXED BEARING, VIBRATION SEVERITY GRADE S/A, SHAFT AND FLANGE ACCURACY: R TERMINAL BOX (ABOVE) CABLE ENTRY ON THE RIGHT SIGNAL CONNECTION D-END | 3509 | TEM | 1 | MC | 32 | 1
1PH80871AM100CB1 | SIMOTICS M COMPACT ASYNCHRONOUS MOTOR 3000RPM, 4,8KW,15NM, 17,3A,284V 3300RPM, 5,2KW,15NM, 17,1A,303V 3600RPM, 5,7KW,15NM, 17,1A,355V FORCED VENTILATION; DIRECTION OF AIR FLOW NDE --> DE; DEGREE OF PROTECTION IP55 W/O ENCODER with TEMPERAT. SENSOR KTY84-130 DESIGN IM B3 (IM V5, IM V6) PLAIN SHAFT WITHOUT FITTED KEY; BEARING: STANDARD WITH FIXED BEARING, VIBRATION SEVERITY GRADE S/A, SHAFT AND FLANGE ACCURACY: R TERMINAL BOX (ABOVE) CABLE ENTRY ON THE LEFT SIGNAL CONNECTION D-END | 3509 | TEM | 1 | MC | 32 | 1
1PH80871AM100CC1 | SIMOTICS M COMPACT ASYNCHRONOUS MOTOR 3000RPM, 4,8KW,15NM, 17,3A,284V 3300RPM, 5,2KW,15NM, 17,1A,303V 3600RPM, 5,7KW,15NM, 17,1A,355V FORCED VENTILATION; DIRECTION OF AIR FLOW NDE --> DE; DEGREE OF PROTECTION IP55 W/O ENCODER with TEMPERAT. SENSOR KTY84-130 DESIGN IM B3 (IM V5, IM V6) PLAIN SHAFT WITHOUT FITTED KEY; BEARING: STANDARD WITH FIXED BEARING, VIBRATION SEVERITY GRADE S/A, SHAFT AND FLANGE ACCURACY: R TERMINAL BOX (ABOVE) CABLE ENTRY ON THE ND-END SIGNAL CONNECTION LEFT | 3509 | TEM | 1 | MC | 32 | 1
1PH80871AM102BA1 | SIMOTICS M COMPACT ASYNCHRONOUS MOTOR 3000RPM, 4,8KW,15NM, 17,3A,284V 3300RPM, 5,2KW,15NM, 17,1A,303V 3600RPM, 5,7KW,15NM, 17,1A,355V FORCED VENTILATION; DIRECTION OF AIR FLOW NDE --> DE; DEGREE OF PROTECTION IP55 W/O ENCODER with TEMPERAT. SENSOR KTY84-130 DESIGN IM B3 (IM V5, IM V6) SHAFT WITH FITTED KEY HALF-KEY BALANCING BEARING: STANDARD WITH FIXED BEARING, VIBRATION SEVERITY GRADE R/A; SHAFT AND FLANGE ACCURACY: R TERMINAL BOX (ABOVE) CABLE ENTRY ON THE RIGHT SIGNAL CONNECTION D-END | 3314 | TEM | 1 | MC | 32 | 1
1PH80871AM102BB1 | SIMOTICS M COMPACT ASYNCHRONOUS MOTOR 3000RPM, 4,8KW,15NM, 17,3A,284V 3300RPM, 5,2KW,15NM, 17,1A,303V 3600RPM, 5,7KW,15NM, 17,1A,355V FORCED VENTILATION; DIRECTION OF AIR FLOW NDE --> DE; DEGREE OF PROTECTION IP55 W/O ENCODER with TEMPERAT. SENSOR KTY84-130 DESIGN IM B3 (IM V5, IM V6) SHAFT WITH FITTED KEY HALF-KEY BALANCING BEARING: STANDARD WITH FIXED BEARING, VIBRATION SEVERITY GRADE R/A; SHAFT AND FLANGE ACCURACY: R TERMINAL BOX (ABOVE) CABLE ENTRY ON THE LEFT SIGNAL CONNECTION D-END | 3314 | TEM | 1 | MC | 32 | 1
1PH80871AM102BC1 | SIMOTICS M COMPACT ASYNCHRONOUS MOTOR 3000RPM, 4,8KW,15NM, 17,3A,284V 3300RPM, 5,2KW,15NM, 17,1A,303V 3600RPM, 5,7KW,15NM, 17,1A,355V FORCED VENTILATION; DIRECTION OF AIR FLOW NDE --> DE; DEGREE OF PROTECTION IP55 W/O ENCODER with TEMPERAT. SENSOR KTY84-130 DESIGN IM B3 (IM V5, IM V6) SHAFT WITH FITTED KEY HALF-KEY BALANCING BEARING: STANDARD WITH FIXED BEARING, VIBRATION SEVERITY GRADE R/A; SHAFT AND FLANGE ACCURACY: R TERMINAL BOX (ABOVE) CABLE ENTRY ON THE ND-END SIGNAL CONNECTION LEFT | 3314 | TEM | 1 | MC | 32 | 1
1PH80871AM102CA1 | SIMOTICS M COMPACT ASYNCHRONOUS MOTOR 3000RPM, 4,8KW,15NM, 17,3A,284V 3300RPM, 5,2KW,15NM, 17,1A,303V 3600RPM, 5,7KW,15NM, 17,1A,355V FORCED VENTILATION; DIRECTION OF AIR FLOW NDE --> DE; DEGREE OF PROTECTION IP55 W/O ENCODER with TEMPERAT. SENSOR KTY84-130 DESIGN IM B3 (IM V5, IM V6) SHAFT WITH FITTED KEY HALF-KEY BALANCING BEARING: STANDARD WITH FIXED BEARING, VIBRATION SEVERITY GRADE S/A, SHAFT AND FLANGE ACCURACY: R TERMINAL BOX (ABOVE) CABLE ENTRY ON THE RIGHT SIGNAL CONNECTION D-END | 3509 | TEM | 1 | MC | 32 | 1
1PH80871AM102CB1 | SIMOTICS M COMPACT ASYNCHRONOUS MOTOR 3000RPM, 4,8KW,15NM, 17,3A,284V 3300RPM, 5,2KW,15NM, 17,1A,303V 3600RPM, 5,7KW,15NM, 17,1A,355V FORCED VENTILATION; DIRECTION OF AIR FLOW NDE --> DE; DEGREE OF PROTECTION IP55 W/O ENCODER with TEMPERAT. SENSOR KTY84-130 DESIGN IM B3 (IM V5, IM V6) SHAFT WITH FITTED KEY HALF-KEY BALANCING BEARING: STANDARD WITH FIXED BEARING, VIBRATION SEVERITY GRADE S/A, SHAFT AND FLANGE ACCURACY: R TERMINAL BOX (ABOVE) CABLE ENTRY ON THE LEFT SIGNAL CONNECTION D-END | 3509 | TEM | 1 | MC | 32 | 1
1PH80871AM102CC1 | SIMOTICS M COMPACT ASYNCHRONOUS MOTOR 3000RPM, 4,8KW,15NM, 17,3A,284V 3300RPM, 5,2KW,15NM, 17,1A,303V 3600RPM, 5,7KW,15NM, 17,1A,355V FORCED VENTILATION; DIRECTION OF AIR FLOW NDE --> DE; DEGREE OF PROTECTION IP55 W/O ENCODER with TEMPERAT. SENSOR KTY84-130 DESIGN IM B3 (IM V5, IM V6) SHAFT WITH FITTED KEY HALF-KEY BALANCING BEARING: STANDARD WITH FIXED BEARING, VIBRATION SEVERITY GRADE S/A, SHAFT AND FLANGE ACCURACY: R TERMINAL BOX (ABOVE) CABLE ENTRY ON THE ND-END SIGNAL CONNECTION LEFT | 3509 | TEM | 1 | MC | 32 | 1
1PH80871AM120BA1 | SIMOTICS M COMPACT ASYNCHRONOUS MOTOR 3000RPM, 4,8KW,15NM, 17,3A,284V 3300RPM, 5,2KW,15NM, 17,1A,303V 3600RPM, 5,7KW,15NM, 17,1A,355V FORCED VENTILATION; DIRECTION OF AIR FLOW NDE --> DE; DEGREE OF PROTECTION IP55 W/O ENCODER with TEMPERAT. SENSOR KTY84-130 DESIGN IM B5 (IMV 1,IM V3) PLAIN SHAFT WITHOUT FITTED KEY; BEARING: STANDARD WITH FIXED BEARING, VIBRATION SEVERITY GRADE R/A; SHAFT AND FLANGE ACCURACY: R TERMINAL BOX (ABOVE) CABLE ENTRY ON THE RIGHT SIGNAL CONNECTION D-END | 3466 | TEM | 1 | MC | 32 | 1
1PH80871AM120BB1 | SIMOTICS M COMPACT ASYNCHRONOUS MOTOR 3000RPM, 4,8KW,15NM, 17,3A,284V 3300RPM, 5,2KW,15NM, 17,1A,303V 3600RPM, 5,7KW,15NM, 17,1A,355V FORCED VENTILATION; DIRECTION OF AIR FLOW NDE --> DE; DEGREE OF PROTECTION IP55 W/O ENCODER with TEMPERAT. SENSOR KTY84-130 DESIGN IM B5 (IMV 1,IM V3) PLAIN SHAFT WITHOUT FITTED KEY; BEARING: STANDARD WITH FIXED BEARING, VIBRATION SEVERITY GRADE R/A; SHAFT AND FLANGE ACCURACY: R TERMINAL BOX (ABOVE) CABLE ENTRY ON THE LEFT SIGNAL CONNECTION D-END | 3466 | TEM | 1 | MC | 32 | 1
1PH80871AM120BC1 | SIMOTICS M COMPACT ASYNCHRONOUS MOTOR 3000RPM, 4,8KW,15NM, 17,3A,284V 3300RPM, 5,2KW,15NM, 17,1A,303V 3600RPM, 5,7KW,15NM, 17,1A,355V FORCED VENTILATION; DIRECTION OF AIR FLOW NDE --> DE; DEGREE OF PROTECTION IP55 W/O ENCODER with TEMPERAT. SENSOR KTY84-130 DESIGN IM B5 (IMV 1,IM V3) PLAIN SHAFT WITHOUT FITTED KEY; BEARING: STANDARD WITH FIXED BEARING, VIBRATION SEVERITY GRADE R/A; SHAFT AND FLANGE ACCURACY: R TERMINAL BOX (ABOVE) CABLE ENTRY ON THE ND-END SIGNAL CONNECTION LEFT | 3466 | TEM | 1 | MC | 32 | 1
1PH80871AM120CA1 | SIMOTICS M COMPACT ASYNCHRONOUS MOTOR 3000RPM, 4,8KW,15NM, 17,3A,284V 3300RPM, 5,2KW,15NM, 17,1A,303V 3600RPM, 5,7KW,15NM, 17,1A,355V FORCED VENTILATION; DIRECTION OF AIR FLOW NDE --> DE; DEGREE OF PROTECTION IP55 W/O ENCODER with TEMPERAT. SENSOR KTY84-130 DESIGN IM B5 (IMV 1,IM V3) PLAIN SHAFT WITHOUT FITTED KEY; BEARING: STANDARD WITH FIXED BEARING, VIBRATION SEVERITY GRADE S/A, SHAFT AND FLANGE ACCURACY: R TERMINAL BOX (ABOVE) CABLE ENTRY ON THE RIGHT SIGNAL CONNECTION D-END | 3661 | TEM | 1 | MC | 32 | 1
1PH80871AM120CB1 | SIMOTICS M COMPACT ASYNCHRONOUS MOTOR 3000RPM, 4,8KW,15NM, 17,3A,284V 3300RPM, 5,2KW,15NM, 17,1A,303V 3600RPM, 5,7KW,15NM, 17,1A,355V FORCED VENTILATION; DIRECTION OF AIR FLOW NDE --> DE; DEGREE OF PROTECTION IP55 W/O ENCODER with TEMPERAT. SENSOR KTY84-130 DESIGN IM B5 (IMV 1,IM V3) PLAIN SHAFT WITHOUT FITTED KEY; BEARING: STANDARD WITH FIXED BEARING, VIBRATION SEVERITY GRADE S/A, SHAFT AND FLANGE ACCURACY: R TERMINAL BOX (ABOVE) CABLE ENTRY ON THE LEFT SIGNAL CONNECTION D-END | 3661 | TEM | 1 | MC | 32 | 1
1PH80871AM120CC1 | SIMOTICS M COMPACT ASYNCHRONOUS MOTOR 3000RPM, 4,8KW,15NM, 17,3A,284V 3300RPM, 5,2KW,15NM, 17,1A,303V 3600RPM, 5,7KW,15NM, 17,1A,355V FORCED VENTILATION; DIRECTION OF AIR FLOW NDE --> DE; DEGREE OF PROTECTION IP55 W/O ENCODER with TEMPERAT. SENSOR KTY84-130 DESIGN IM B5 (IMV 1,IM V3) PLAIN SHAFT WITHOUT FITTED KEY; BEARING: STANDARD WITH FIXED BEARING, VIBRATION SEVERITY GRADE S/A, SHAFT AND FLANGE ACCURACY: R TERMINAL BOX (ABOVE) CABLE ENTRY ON THE ND-END SIGNAL CONNECTION LEFT | 3661 | TEM | 1 | MC | 32 | 1
1PH80871AM122BA1 | SIMOTICS M COMPACT ASYNCHRONOUS MOTOR 3000RPM, 4,8KW,15NM, 17,3A,284V 3300RPM, 5,2KW,15NM, 17,1A,303V 3600RPM, 5,7KW,15NM, 17,1A,355V FORCED VENTILATION; DIRECTION OF AIR FLOW NDE --> DE; DEGREE OF PROTECTION IP55 W/O ENCODER with TEMPERAT. SENSOR KTY84-130 DESIGN IM B5 (IMV 1,IM V3) SHAFT WITH FITTED KEY HALF-KEY BALANCING BEARING: STANDARD WITH FIXED BEARING, VIBRATION SEVERITY GRADE R/A; SHAFT AND FLANGE ACCURACY: R TERMINAL BOX (ABOVE) CABLE ENTRY ON THE RIGHT SIGNAL CONNECTION D-END | 3466 | TEM | 1 | MC | 32 | 1
1PH80871AM122BB1 | SIMOTICS M COMPACT ASYNCHRONOUS MOTOR 3000RPM, 4,8KW,15NM, 17,3A,284V 3300RPM, 5,2KW,15NM, 17,1A,303V 3600RPM, 5,7KW,15NM, 17,1A,355V FORCED VENTILATION; DIRECTION OF AIR FLOW NDE --> DE; DEGREE OF PROTECTION IP55 W/O ENCODER with TEMPERAT. SENSOR KTY84-130 DESIGN IM B5 (IMV 1,IM V3) SHAFT WITH FITTED KEY HALF-KEY BALANCING BEARING: STANDARD WITH FIXED BEARING, VIBRATION SEVERITY GRADE R/A; SHAFT AND FLANGE ACCURACY: R TERMINAL BOX (ABOVE) CABLE ENTRY ON THE LEFT SIGNAL CONNECTION D-END | 3466 | TEM | 1 | MC | 32 | 1
1PH80871AM122BC1 | SIMOTICS M COMPACT ASYNCHRONOUS MOTOR 3000RPM, 4,8KW,15NM, 17,3A,284V 3300RPM, 5,2KW,15NM, 17,1A,303V 3600RPM, 5,7KW,15NM, 17,1A,355V FORCED VENTILATION; DIRECTION OF AIR FLOW NDE --> DE; DEGREE OF PROTECTION IP55 W/O ENCODER with TEMPERAT. SENSOR KTY84-130 DESIGN IM B5 (IMV 1,IM V3) SHAFT WITH FITTED KEY HALF-KEY BALANCING BEARING: STANDARD WITH FIXED BEARING, VIBRATION SEVERITY GRADE R/A; SHAFT AND FLANGE ACCURACY: R TERMINAL BOX (ABOVE) CABLE ENTRY ON THE ND-END SIGNAL CONNECTION LEFT | 3466 | TEM | 1 | MC | 32 | 1
1PH80871AM122CA1 | SIMOTICS M COMPACT ASYNCHRONOUS MOTOR 3000RPM, 4,8KW,15NM, 17,3A,284V 3300RPM, 5,2KW,15NM, 17,1A,303V 3600RPM, 5,7KW,15NM, 17,1A,355V FORCED VENTILATION; DIRECTION OF AIR FLOW NDE --> DE; DEGREE OF PROTECTION IP55 W/O ENCODER with TEMPERAT. SENSOR KTY84-130 DESIGN IM B5 (IMV 1,IM V3) SHAFT WITH FITTED KEY HALF-KEY BALANCING BEARING: STANDARD WITH FIXED BEARING, VIBRATION SEVERITY GRADE S/A, SHAFT AND FLANGE ACCURACY: R TERMINAL BOX (ABOVE) CABLE ENTRY ON THE RIGHT SIGNAL CONNECTION D-END | 3661 | TEM | 1 | MC | 32 | 1
1PH80871AM122CB1 | SIMOTICS M COMPACT ASYNCHRONOUS MOTOR 3000RPM, 4,8KW,15NM, 17,3A,284V 3300RPM, 5,2KW,15NM, 17,1A,303V 3600RPM, 5,7KW,15NM, 17,1A,355V FORCED VENTILATION; DIRECTION OF AIR FLOW NDE --> DE; DEGREE OF PROTECTION IP55 W/O ENCODER with TEMPERAT. SENSOR KTY84-130 DESIGN IM B5 (IMV 1,IM V3) SHAFT WITH FITTED KEY HALF-KEY BALANCING BEARING: STANDARD WITH FIXED BEARING, VIBRATION SEVERITY GRADE S/A, SHAFT AND FLANGE ACCURACY: R TERMINAL BOX (ABOVE) CABLE ENTRY ON THE LEFT SIGNAL CONNECTION D-END | 3661 | TEM | 1 | MC | 32 | 1
1PH80871AM122CC1 | SIMOTICS M COMPACT ASYNCHRONOUS MOTOR 3000RPM, 4,8KW,15NM, 17,3A,284V 3300RPM, 5,2KW,15NM, 17,1A,303V 3600RPM, 5,7KW,15NM, 17,1A,355V FORCED VENTILATION; DIRECTION OF AIR FLOW NDE --> DE; DEGREE OF PROTECTION IP55 W/O ENCODER with TEMPERAT. SENSOR KTY84-130 DESIGN IM B5 (IMV 1,IM V3) SHAFT WITH FITTED KEY HALF-KEY BALANCING BEARING: STANDARD WITH FIXED BEARING, VIBRATION SEVERITY GRADE S/A, SHAFT AND FLANGE ACCURACY: R TERMINAL BOX (ABOVE) CABLE ENTRY ON THE ND-END SIGNAL CONNECTION LEFT | 3661 | TEM | 1 | MC | 32 | 1
1PH80871AN020BA1 | SIMOTICS M COMPACT ASYNCHRONOUS MOTOR 4500RPM, 5,8KW,12NM, 19,5A,315V 5000RPM, 6,5KW,12NM, 17,1A,335V 5500RPM, 6,9KW,12NM, 19A,370V FORCED VENTILATION; DIRECTION OF AIR FLOW DE --> NDE; DEGREE OF PROTECTION IP55 W/O ENCODER with TEMPERAT. SENSOR KTY84-130 DESIGN IM B5 (IMV 1,IM V3) PLAIN SHAFT WITHOUT FITTED KEY; BEARING: STANDARD WITH FIXED BEARING, VIBRATION SEVERITY GRADE R/A; SHAFT AND FLANGE ACCURACY: R TERMINAL BOX (ABOVE) CABLE ENTRY ON THE RIGHT SIGNAL CONNECTION D-END | 3466 | TEM | 1 | MC | 39 | 1
1PH80871AN120BA1 | SIMOTICS M COMPACT ASYNCHRONOUS MOTOR 4500RPM, 5,8KW,12NM, 19,5A,315V 5000RPM, 6,5KW,12NM, 19,5A,335V 5500RPM, 6,9KW, 12NM, 19A, 370V FORCED VENTILATION; DIRECTION OF AIR FLOW NDE --> DE; DEGREE OF PROTECTION IP55 W/O ENCODER with TEMPERAT. SENSOR KTY84-130 DESIGN IM B5 (IMV 1,IM V3) PLAIN SHAFT WITHOUT FITTED KEY; BEARING: STANDARD WITH FIXED BEARING, VIBRATION SEVERITY GRADE R/A; SHAFT AND FLANGE ACCURACY: R TERMINAL BOX (ABOVE) CABLE ENTRY ON THE RIGHT SIGNAL CONNECTION D-END | 3466 | TEM | 1 | MC | 32 | 1
1PH80871AN120MA1 | SIMOTICS M COMPACT ASYNCHRONOUS MOTOR 4500RPM, 5,8KW,12NM, 19,5A,315V 5000RPM, 6,5KW,12NM, 19,5A,335V 5500RPM, 6,9KW, 12NM, 19A, 370V FORCED VENTILATION; DIRECTION OF AIR FLOW NDE --> DE; DEGREE OF PROTECTION IP55 W/O ENCODER with TEMPERAT. SENSOR KTY84-130 DESIGN IM B5 (IMV 1,IM V3) PLAIN SHAFT WITHOUT FITTED KEY; BEARING: HIGH PERFORMANCE VIBRATION SEVERITY GRADE SPECIAL/B SHAFT AND FLANGE ACCURACY GR. SPECIAL TERMINAL BOX (ABOVE) CABLE ENTRY ON THE RIGHT SIGNAL CONNECTION D-END | 4456 | TEM | 1 | MC | 32 | 1
1PH80871CG023LG1 | SIMOTICS M COMPACT ASYNCHRONOUS MOTOR 2000RPM, 4,9KW,23NM, 14,1A,320V 2300RPM, 5,4KW,22NM, 13,7A,353V 2650RPM, 6,0KW,22NM, 13,6A,390V FORCED VENTILATION; DIRECTION OF AIR FLOW DE --> NDE; DEGREE OF PROTECTION IP55 INCREMENTAL ENCODER SIN/COS 1VPP 256 S/R WITH ND-END AT TERMINAL BOX (ENCODER IN256S/R) with TEMPERAT. SENSOR KTY84-130 DESIGN IM B5 (IMV 1,IM V3) PLAIN HOLLOW-SHAFT BEARING: PERFORMANCE, VIBRATION SEVERITY GRADE SPECIAL/B; SHAFT A. FLANGE ACCURACY GR. SPECIAL POWER CONNECTOR (ABOVE) CABLE ENTRY ON THE ND-END SIGNAL CONNECTION LEFT | 7501 | TEM | 1 | MC | 41.5 | 1
1PH80871DF000BA1 | SIMOTICS M COMPACT ASYNCHRONOUS MOTOR 1500RPM, 3,7KW, 24NM, 10A,336V 1750RPM, 4,3KW, 23NM, 10A,396V 2000RPM, 4,9KW, 23NM, 10A,435V FORCED VENTILATION; DIRECTION OF AIR FLOW DE --> NDE; DEGREE OF PROTECTION IP55 INCREMENTAL ENCODER 22 BIT WITH COMMUTATING POSITION (ENCODER IC22DQ) WITH DRIVE-CLIQ INTERFACE DESIGN IM B3 (IM V5, IM V6) PLAIN SHAFT WITHOUT FITTED KEY; BEARING: STANDARD WITH FIXED BEARING, VIBRATION SEVERITY GRADE R/A; SHAFT AND FLANGE ACCURACY: R TERMINAL BOX (ABOVE) CABLE ENTRY ON THE RIGHT SIGNAL CONNECTION D-END | 4721 | TEM | 1 | MC | 39 | 1
1PH80871DF000CC1 | SIMOTICS M COMPACT ASYNCHRONOUS MOTOR 1500RPM, 3,7KW, 24NM, 10A,336V 1750RPM, 4,3KW, 23NM, 10A,396V 2000RPM, 4,9KW, 23NM, 10A,435V FORCED VENTILATION; DIRECTION OF AIR FLOW DE --> NDE; DEGREE OF PROTECTION IP55 INCREMENTAL ENCODER 22 BIT WITH COMMUTATING POSITION (ENCODER IC22DQ) WITH DRIVE-CLIQ INTERFACE DESIGN IM B3 (IM V5, IM V6) PLAIN SHAFT WITHOUT FITTED KEY; BEARING: STANDARD WITH FIXED BEARING, VIBRATION SEVERITY GRADE S/A, SHAFT AND FLANGE ACCURACY: R TERMINAL BOX (ABOVE) CABLE ENTRY ON THE ND-END SIGNAL CONNECTION LEFT | 4917 | TEM | 1 | MC | 39 | 1
1PH80871DF000DA1 | SIMOTICS M COMPACT ASYNCHRONOUS MOTOR 1500RPM, 3,7KW, 24NM, 10A,336V 1750RPM, 4,3KW, 23NM, 10A,396V 2000RPM, 4,9KW, 23NM, 10A,435V FORCED VENTILATION; DIRECTION OF AIR FLOW DE --> NDE; DEGREE OF PROTECTION IP55 INCREMENTAL ENCODER 22 BIT WITH COMMUTATING POSITION (ENCODER IC22DQ) WITH DRIVE-CLIQ INTERFACE DESIGN IM B3 (IM V5, IM V6) PLAIN SHAFT WITHOUT FITTED KEY; BEARING: STANDARD WITH FIXED BEARING, VIBRATION SEVERITY GRADE SR/A; SHAFT AND FLANGE ACCURACY: R TERMINAL BOX (ABOVE) CABLE ENTRY ON THE RIGHT SIGNAL CONNECTION D-END | 4987 | TEM | 1 | MC | 39 | 1
1PH80871DF000DC1 | SIMOTICS M COMPACT ASYNCHRONOUS MOTOR 1500RPM, 3,7KW, 24NM, 10A,336V 1750RPM, 4,3KW, 23NM, 10A,396V 2000RPM, 4,9KW, 23NM, 10A,435V FORCED VENTILATION; DIRECTION OF AIR FLOW DE --> NDE; DEGREE OF PROTECTION IP55 INCREMENTAL ENCODER 22 BIT WITH COMMUTATING POSITION (ENCODER IC22DQ) WITH DRIVE-CLIQ INTERFACE DESIGN IM B3 (IM V5, IM V6) PLAIN SHAFT WITHOUT FITTED KEY; BEARING: STANDARD WITH FIXED BEARING, VIBRATION SEVERITY GRADE SR/A; SHAFT AND FLANGE ACCURACY: R TERMINAL BOX (ABOVE) CABLE ENTRY ON THE ND-END SIGNAL CONNECTION LEFT | 4987 | TEM | 1 | MC | 39 | 1
1PH80871DF001BA1 | SIMOTICS M COMPACT ASYNCHRONOUS MOTOR 1500RPM, 3,7KW, 24NM, 10A,336V 1750RPM, 4,3KW, 23NM, 10A,396V 2000RPM, 4,9KW, 23NM, 10A,435V FORCED VENTILATION; DIRECTION OF AIR FLOW DE --> NDE; DEGREE OF PROTECTION IP55 INCREMENTAL ENCODER 22 BIT WITH COMMUTATING POSITION (ENCODER IC22DQ) WITH DRIVE-CLIQ INTERFACE DESIGN IM B3 (IM V5, IM V6) SHAFT WITH FITTED KEY FULL-KEY BALANCING BEARING: STANDARD WITH FIXED BEARING, VIBRATION SEVERITY GRADE R/A; SHAFT AND FLANGE ACCURACY: R TERMINAL BOX (ABOVE) CABLE ENTRY ON THE RIGHT SIGNAL CONNECTION D-END | 4721 | TEM | 1 | MC | 39 | 1
1PH80871DF001BB1 | SIMOTICS M COMPACT ASYNCHRONOUS MOTOR 1500RPM, 3,7KW, 24NM, 10A,336V 1750RPM, 4,3KW, 23NM, 10A,396V 2000RPM, 4,9KW, 23NM, 10A,435V FORCED VENTILATION; DIRECTION OF AIR FLOW DE --> NDE; DEGREE OF PROTECTION IP55 INCREMENTAL ENCODER 22 BIT WITH COMMUTATING POSITION (ENCODER IC22DQ) WITH DRIVE-CLIQ INTERFACE DESIGN IM B3 (IM V5, IM V6) SHAFT WITH FITTED KEY FULL-KEY BALANCING BEARING: STANDARD WITH FIXED BEARING, VIBRATION SEVERITY GRADE R/A; SHAFT AND FLANGE ACCURACY: R TERMINAL BOX (ABOVE) CABLE ENTRY ON THE LEFT SIGNAL CONNECTION D-END | 4721 | TEM | 1 | MC | 39 | 1
1PH80871DF001DA1 | SIMOTICS M COMPACT ASYNCHRONOUS MOTOR 1500RPM, 3,7KW, 24NM, 10A,336V 1750RPM, 4,3KW, 23NM, 10A,396V 2000RPM, 4,9KW, 23NM, 10A,435V FORCED VENTILATION; DIRECTION OF AIR FLOW DE --> NDE; DEGREE OF PROTECTION IP55 INCREMENTAL ENCODER 22 BIT WITH COMMUTATING POSITION (ENCODER IC22DQ) WITH DRIVE-CLIQ INTERFACE DESIGN IM B3 (IM V5, IM V6) SHAFT WITH FITTED KEY FULL-KEY BALANCING BEARING: STANDARD WITH FIXED BEARING, VIBRATION SEVERITY GRADE SR/A; SHAFT AND FLANGE ACCURACY: R TERMINAL BOX (ABOVE) CABLE ENTRY ON THE RIGHT SIGNAL CONNECTION D-END | 4987 | TEM | 1 | MC | 39 | 1
1PH80871DF002BA1 | SIMOTICS M COMPACT ASYNCHRONOUS MOTOR 1500RPM, 3,7KW, 24NM, 10A,336V 1750RPM, 4,3KW, 23NM, 10A,396V 2000RPM, 4,9KW, 23NM, 10A,435V FORCED VENTILATION; DIRECTION OF AIR FLOW DE --> NDE; DEGREE OF PROTECTION IP55 INCREMENTAL ENCODER 22 BIT WITH COMMUTATING POSITION (ENCODER IC22DQ) WITH DRIVE-CLIQ INTERFACE DESIGN IM B3 (IM V5, IM V6) SHAFT WITH FITTED KEY HALF-KEY BALANCING BEARING: STANDARD WITH FIXED BEARING, VIBRATION SEVERITY GRADE R/A; SHAFT AND FLANGE ACCURACY: R TERMINAL BOX (ABOVE) CABLE ENTRY ON THE RIGHT SIGNAL CONNECTION D-END | 4721 | TEM | 1 | MC | 39 | 1
1PH80871DF002BB1 | SIMOTICS M COMPACT ASYNCHRONOUS MOTOR 1500RPM, 3,7KW, 24NM, 10A,336V 1750RPM, 4,3KW, 23NM, 10A,396V 2000RPM, 4,9KW, 23NM, 10A,435V FORCED VENTILATION; DIRECTION OF AIR FLOW DE --> NDE; DEGREE OF PROTECTION IP55 INCREMENTAL ENCODER 22 BIT WITH COMMUTATING POSITION (ENCODER IC22DQ) WITH DRIVE-CLIQ INTERFACE DESIGN IM B3 (IM V5, IM V6) SHAFT WITH FITTED KEY HALF-KEY BALANCING BEARING: STANDARD WITH FIXED BEARING, VIBRATION SEVERITY GRADE R/A; SHAFT AND FLANGE ACCURACY: R TERMINAL BOX (ABOVE) CABLE ENTRY ON THE LEFT SIGNAL CONNECTION D-END | 4721 | TEM | 1 | MC | 39 | 1
1PH80871DF002BG1 | SIMOTICS M COMPACT ASYNCHRONOUS MOTOR 1500RPM, 3,7KW, 24NM, 10A,336V 1750RPM, 4,3KW, 23NM, 10A,396V 2000RPM, 4,9KW, 23NM, 10A,435V FORCED VENTILATION; DIRECTION OF AIR FLOW DE --> NDE; DEGREE OF PROTECTION IP55 INCREMENTAL ENCODER 22 BIT WITH COMMUTATING POSITION (ENCODER IC22DQ) WITH DRIVE-CLIQ INTERFACE DESIGN IM B3 (IM V5, IM V6) SHAFT WITH FITTED KEY HALF-KEY BALANCING BEARING: STANDARD WITH FIXED BEARING, VIBRATION SEVERITY GRADE R/A; SHAFT AND FLANGE ACCURACY: R POWER CONNECTOR (ABOVE) CABLE ENTRY ON THE ND-END SIGNAL CONNECTION LEFT | 4721 | TEM | 1 | MC | 39 | 1
1PH80871DF002DA1 | SIMOTICS M COMPACT ASYNCHRONOUS MOTOR 1500RPM, 3,7KW, 24NM, 10A,336V 1750RPM, 4,3KW, 23NM, 10A,396V 2000RPM, 4,9KW, 23NM, 10A,435V FORCED VENTILATION; DIRECTION OF AIR FLOW DE --> NDE; DEGREE OF PROTECTION IP55 INCREMENTAL ENCODER 22 BIT WITH COMMUTATING POSITION (ENCODER IC22DQ) WITH DRIVE-CLIQ INTERFACE DESIGN IM B3 (IM V5, IM V6) SHAFT WITH FITTED KEY HALF-KEY BALANCING BEARING: STANDARD WITH FIXED BEARING, VIBRATION SEVERITY GRADE SR/A; SHAFT AND FLANGE ACCURACY: R TERMINAL BOX (ABOVE) CABLE ENTRY ON THE RIGHT SIGNAL CONNECTION D-END | 4987 | TEM | 1 | MC | 39 | 1
1PH80871DF002GB1 | SIMOTICS M COMPACT ASYNCHRONOUS MOTOR 1500RPM, 3,7KW, 24NM, 10A,336V 1750RPM, 4,3KW, 23NM, 10A,396V 2000RPM, 4,9KW, 23NM, 10A,435V FORCED VENTILATION; DIRECTION OF AIR FLOW DE --> NDE; DEGREE OF PROTECTION IP55 INCREMENTAL ENCODER 22 BIT WITH COMMUTATING POSITION (ENCODER IC22DQ) WITH DRIVE-CLIQ INTERFACE DESIGN IM B3 (IM V5, IM V6) SHAFT WITH FITTED KEY HALF-KEY BALANCING BEARING: STANDARD, VIBRATION SEVERITY GRADE R/A; SHAFT AND FLANGE ACCURACY: R TERMINAL BOX (ABOVE) CABLE ENTRY ON THE LEFT SIGNAL CONNECTION D-END | 4437 | TEM | 1 | MC | 39 | 1
1PH80871DF002LA1 | SIMOTICS M COMPACT ASYNCHRONOUS MOTOR 1500RPM, 3,7KW, 24NM, 10A,336V 1750RPM, 4,3KW, 23NM, 10A,396V 2000RPM, 4,9KW, 23NM, 10A,435V FORCED VENTILATION; DIRECTION OF AIR FLOW DE --> NDE; DEGREE OF PROTECTION IP55 INCREMENTAL ENCODER 22 BIT WITH COMMUTATING POSITION (ENCODER IC22DQ) WITH DRIVE-CLIQ INTERFACE DESIGN IM B3 (IM V5, IM V6) SHAFT WITH FITTED KEY HALF-KEY BALANCING BEARING: PERFORMANCE, VIBRATION SEVERITY GRADE SPECIAL/B; SHAFT A. FLANGE ACCURACY GR. SPECIAL TERMINAL BOX (ABOVE) CABLE ENTRY ON THE RIGHT SIGNAL CONNECTION D-END | 5269 | TEM | 1 | MC | 39 | 1
1PH80871DF020BA1 | SIMOTICS M COMPACT ASYNCHRONOUS MOTOR 1500RPM, 3,7KW, 24NM, 10A,336V 1750RPM, 4,3KW, 23NM, 10A,396V 2000RPM, 4,9KW, 23NM, 10A,435V FORCED VENTILATION; DIRECTION OF AIR FLOW DE --> NDE; DEGREE OF PROTECTION IP55 INCREMENTAL ENCODER 22 BIT WITH COMMUTATING POSITION (ENCODER IC22DQ) WITH DRIVE-CLIQ INTERFACE DESIGN IM B5 (IMV 1,IM V3) PLAIN SHAFT WITHOUT FITTED KEY; BEARING: STANDARD WITH FIXED BEARING, VIBRATION SEVERITY GRADE R/A; SHAFT AND FLANGE ACCURACY: R TERMINAL BOX (ABOVE) CABLE ENTRY ON THE RIGHT SIGNAL CONNECTION D-END | 4873 | TEM | 1 | MC | 39 | 1
1PH80871DF020BB1 | SIMOTICS M COMPACT ASYNCHRONOUS MOTOR 1500RPM, 3,7KW, 24NM, 10A,336V 1750RPM, 4,3KW, 23NM, 10A,396V 2000RPM, 4,9KW, 23NM, 10A,435V FORCED VENTILATION; DIRECTION OF AIR FLOW DE --> NDE; DEGREE OF PROTECTION IP55 INCREMENTAL ENCODER 22 BIT WITH COMMUTATING POSITION (ENCODER IC22DQ) WITH DRIVE-CLIQ INTERFACE DESIGN IM B5 (IMV 1,IM V3) PLAIN SHAFT WITHOUT FITTED KEY; BEARING: STANDARD WITH FIXED BEARING, VIBRATION SEVERITY GRADE R/A; SHAFT AND FLANGE ACCURACY: R TERMINAL BOX (ABOVE) CABLE ENTRY ON THE LEFT SIGNAL CONNECTION D-END | 4873 | TEM | 1 | MC | 39 | 1
1PH80871DF020BG1 | SIMOTICS M COMPACT ASYNCHRONOUS MOTOR 1500RPM, 3,7KW, 24NM, 10A,336V 1750RPM, 4,3KW, 23NM, 10A,396V 2000RPM, 4,9KW, 23NM, 10A,435V FORCED VENTILATION; DIRECTION OF AIR FLOW DE --> NDE; DEGREE OF PROTECTION IP55 INCREMENTAL ENCODER 22 BIT WITH COMMUTATING POSITION (ENCODER IC22DQ) WITH DRIVE-CLIQ INTERFACE DESIGN IM B5 (IMV 1,IM V3) PLAIN SHAFT WITHOUT FITTED KEY; BEARING: STANDARD WITH FIXED BEARING, VIBRATION SEVERITY GRADE R/A; SHAFT AND FLANGE ACCURACY: R POWER CONNECTOR (ABOVE) CABLE ENTRY ON THE ND-END SIGNAL CONNECTION LEFT | 4873 | TEM | 1 | MC | 39 | 1
1PH80871DF020CA1 | SIMOTICS M COMPACT ASYNCHRONOUS MOTOR 1500RPM, 3,7KW, 24NM, 10A,336V 1750RPM, 4,3KW, 23NM, 10A,396V 2000RPM, 4,9KW, 23NM, 10A,435V FORCED VENTILATION; DIRECTION OF AIR FLOW DE --> NDE; DEGREE OF PROTECTION IP55 INCREMENTAL ENCODER 22 BIT WITH COMMUTATING POSITION (ENCODER IC22DQ) WITH DRIVE-CLIQ INTERFACE DESIGN IM B5 (IMV 1,IM V3) PLAIN SHAFT WITHOUT FITTED KEY; BEARING: STANDARD WITH FIXED BEARING, VIBRATION SEVERITY GRADE S/A, SHAFT AND FLANGE ACCURACY: R TERMINAL BOX (ABOVE) CABLE ENTRY ON THE RIGHT SIGNAL CONNECTION D-END | 5068 | TEM | 1 | MC | 39 | 1
1PH80871DF020DA1 | SIMOTICS M COMPACT ASYNCHRONOUS MOTOR 1500RPM, 3,7KW, 24NM, 10A,336V 1750RPM, 4,3KW, 23NM, 10A,396V 2000RPM, 4,9KW, 23NM, 10A,435V FORCED VENTILATION; DIRECTION OF AIR FLOW DE --> NDE; DEGREE OF PROTECTION IP55 INCREMENTAL ENCODER 22 BIT WITH COMMUTATING POSITION (ENCODER IC22DQ) WITH DRIVE-CLIQ INTERFACE DESIGN IM B5 (IMV 1,IM V3) PLAIN SHAFT WITHOUT FITTED KEY; BEARING: STANDARD WITH FIXED BEARING, VIBRATION SEVERITY GRADE SR/A; SHAFT AND FLANGE ACCURACY: R TERMINAL BOX (ABOVE) CABLE ENTRY ON THE RIGHT SIGNAL CONNECTION D-END | 5138 | TEM | 1 | MC | 39 | 1
1PH80871DF020DC1 | SIMOTICS M COMPACT ASYNCHRONOUS MOTOR 1500RPM, 3,7KW, 24NM, 10A,336V 1750RPM, 4,3KW, 23NM, 10A,396V 2000RPM, 4,9KW, 23NM, 10A,435V FORCED VENTILATION; DIRECTION OF AIR FLOW DE --> NDE; DEGREE OF PROTECTION IP55 INCREMENTAL ENCODER 22 BIT WITH COMMUTATING POSITION (ENCODER IC22DQ) WITH DRIVE-CLIQ INTERFACE DESIGN IM B5 (IMV 1,IM V3) PLAIN SHAFT WITHOUT FITTED KEY; BEARING: STANDARD WITH FIXED BEARING, VIBRATION SEVERITY GRADE SR/A; SHAFT AND FLANGE ACCURACY: R TERMINAL BOX (ABOVE) CABLE ENTRY ON THE ND-END SIGNAL CONNECTION LEFT | 5138 | TEM | 1 | MC | 39 | 1
1PH80871DF020DE1 | SIMOTICS M COMPACT ASYNCHRONOUS MOTOR 1500RPM, 3,7KW, 24NM, 10A,336V 1750RPM, 4,3KW, 23NM, 10A,396V 2000RPM, 4,9KW, 23NM, 10A,435V FORCED VENTILATION; DIRECTION OF AIR FLOW DE --> NDE; DEGREE OF PROTECTION IP55 INCREMENTAL ENCODER 22 BIT WITH COMMUTATING POSITION (ENCODER IC22DQ) WITH DRIVE-CLIQ INTERFACE DESIGN IM B5 (IMV 1,IM V3) PLAIN SHAFT WITHOUT FITTED KEY; BEARING: STANDARD WITH FIXED BEARING, VIBRATION SEVERITY GRADE SR/A; SHAFT AND FLANGE ACCURACY: R POWER CONNECTOR (ABOVE) CABLE ENTRY ON THE RIGHT SIGNAL CONNECTION D-END | 5138 | TEM | 1 | MC | 39 | 1
1PH80871DF020GB1 | SIMOTICS M COMPACT ASYNCHRONOUS MOTOR 1500RPM, 3,7KW, 24NM, 10A,336V 1750RPM, 4,3KW, 23NM, 10A,396V 2000RPM, 4,9KW, 23NM, 10A,435V FORCED VENTILATION; DIRECTION OF AIR FLOW DE --> NDE; DEGREE OF PROTECTION IP55 INCREMENTAL ENCODER 22 BIT WITH COMMUTATING POSITION (ENCODER IC22DQ) WITH DRIVE-CLIQ INTERFACE DESIGN IM B5 (IMV 1,IM V3) PLAIN SHAFT WITHOUT FITTED KEY; BEARING: STANDARD, VIBRATION SEVERITY GRADE R/A; SHAFT AND FLANGE ACCURACY: R TERMINAL BOX (ABOVE) CABLE ENTRY ON THE LEFT SIGNAL CONNECTION D-END | 4588 | TEM | 1 | MC | 39 | 1
1PH80871DF020LA1 | SIMOTICS M COMPACT ASYNCHRONOUS MOTOR 1500RPM, 3,7KW, 24NM, 10A,336V 1750RPM, 4,3KW, 23NM, 10A,396V 2000RPM, 4,9KW, 23NM, 10A,435V FORCED VENTILATION; DIRECTION OF AIR FLOW DE --> NDE; DEGREE OF PROTECTION IP55 INCREMENTAL ENCODER 22 BIT WITH COMMUTATING POSITION (ENCODER IC22DQ) WITH DRIVE-CLIQ INTERFACE DESIGN IM B5 (IMV 1,IM V3) PLAIN SHAFT WITHOUT FITTED KEY; BEARING: PERFORMANCE, VIBRATION SEVERITY GRADE SPECIAL/B; SHAFT A. FLANGE ACCURACY GR. SPECIAL TERMINAL BOX (ABOVE) CABLE ENTRY ON THE RIGHT SIGNAL CONNECTION D-END | 5420 | TEM | 1 | MC | 39 | 1
1PH80871DF021BA1 | SIMOTICS M COMPACT ASYNCHRONOUS MOTOR 1500RPM, 3,7KW, 24NM, 10A,336V 1750RPM, 4,3KW, 23NM, 10A,396V 2000RPM, 4,9KW, 23NM, 10A,435V FORCED VENTILATION; DIRECTION OF AIR FLOW DE --> NDE; DEGREE OF PROTECTION IP55 INCREMENTAL ENCODER 22 BIT WITH COMMUTATING POSITION (ENCODER IC22DQ) WITH DRIVE-CLIQ INTERFACE DESIGN IM B5 (IMV 1,IM V3) SHAFT WITH FITTED KEY FULL-KEY BALANCING BEARING: STANDARD WITH FIXED BEARING, VIBRATION SEVERITY GRADE R/A; SHAFT AND FLANGE ACCURACY: R TERMINAL BOX (ABOVE) CABLE ENTRY ON THE RIGHT SIGNAL CONNECTION D-END | 4873 | TEM | 1 | MC | 39 | 1
1PH80871DF021BB1 | SIMOTICS M COMPACT ASYNCHRONOUS MOTOR 1500RPM, 3,7KW, 24NM, 10A,336V 1750RPM, 4,3KW, 23NM, 10A,396V 2000RPM, 4,9KW, 23NM, 10A,435V FORCED VENTILATION; DIRECTION OF AIR FLOW DE --> NDE; DEGREE OF PROTECTION IP55 INCREMENTAL ENCODER 22 BIT WITH COMMUTATING POSITION (ENCODER IC22DQ) WITH DRIVE-CLIQ INTERFACE DESIGN IM B5 (IMV 1,IM V3) SHAFT WITH FITTED KEY FULL-KEY BALANCING BEARING: STANDARD WITH FIXED BEARING, VIBRATION SEVERITY GRADE R/A; SHAFT AND FLANGE ACCURACY: R TERMINAL BOX (ABOVE) CABLE ENTRY ON THE LEFT SIGNAL CONNECTION D-END | 4873 | TEM | 1 | MC | 39 | 1
1PH80871DF021DA1 | SIMOTICS M COMPACT ASYNCHRONOUS MOTOR 1500RPM, 3,7KW, 24NM, 10A,336V 1750RPM, 4,3KW, 23NM, 10A,396V 2000RPM, 4,9KW, 23NM, 10A,435V FORCED VENTILATION; DIRECTION OF AIR FLOW DE --> NDE; DEGREE OF PROTECTION IP55 INCREMENTAL ENCODER 22 BIT WITH COMMUTATING POSITION (ENCODER IC22DQ) WITH DRIVE-CLIQ INTERFACE DESIGN IM B5 (IMV 1,IM V3) SHAFT WITH FITTED KEY FULL-KEY BALANCING BEARING: STANDARD WITH FIXED BEARING, VIBRATION SEVERITY GRADE SR/A; SHAFT AND FLANGE ACCURACY: R TERMINAL BOX (ABOVE) CABLE ENTRY ON THE RIGHT SIGNAL CONNECTION D-END | 5138 | TEM | 1 | MC | 39 | 1
1PH80871DF021LA1 | SIMOTICS M COMPACT ASYNCHRONOUS MOTOR 1500RPM, 3,7KW, 24NM, 10A,336V 1750RPM, 4,3KW, 23NM, 10A,396V 2000RPM, 4,9KW, 23NM, 10A,435V FORCED VENTILATION; DIRECTION OF AIR FLOW DE --> NDE; DEGREE OF PROTECTION IP55 INCREMENTAL ENCODER 22 BIT WITH COMMUTATING POSITION (ENCODER IC22DQ) WITH DRIVE-CLIQ INTERFACE DESIGN IM B5 (IMV 1,IM V3) SHAFT WITH FITTED KEY FULL-KEY BALANCING BEARING: PERFORMANCE, VIBRATION SEVERITY GRADE SPECIAL/B; SHAFT A. FLANGE ACCURACY GR. SPECIAL TERMINAL BOX (ABOVE) CABLE ENTRY ON THE RIGHT SIGNAL CONNECTION D-END | 5420 | TEM | 1 | MC | 39 | 1
1PH80871DF022BA1 | SIMOTICS M COMPACT ASYNCHRONOUS MOTOR 1500RPM, 3,7KW, 24NM, 10A,336V 1750RPM, 4,3KW, 23NM, 10A,396V 2000RPM, 4,9KW, 23NM, 10A,435V FORCED VENTILATION; DIRECTION OF AIR FLOW DE --> NDE; DEGREE OF PROTECTION IP55 INCREMENTAL ENCODER 22 BIT WITH COMMUTATING POSITION (ENCODER IC22DQ) WITH DRIVE-CLIQ INTERFACE DESIGN IM B5 (IMV 1,IM V3) SHAFT WITH FITTED KEY HALF-KEY BALANCING BEARING: STANDARD WITH FIXED BEARING, VIBRATION SEVERITY GRADE R/A; SHAFT AND FLANGE ACCURACY: R TERMINAL BOX (ABOVE) CABLE ENTRY ON THE RIGHT SIGNAL CONNECTION D-END | 4873 | TEM | 1 | MC | 39 | 1
1PH80871DF022BB1 | SIMOTICS M COMPACT ASYNCHRONOUS MOTOR 1500RPM, 3,7KW, 24NM, 10A,336V 1750RPM, 4,3KW, 23NM, 10A,396V 2000RPM, 4,9KW, 23NM, 10A,435V FORCED VENTILATION; DIRECTION OF AIR FLOW DE --> NDE; DEGREE OF PROTECTION IP55 INCREMENTAL ENCODER 22 BIT WITH COMMUTATING POSITION (ENCODER IC22DQ) WITH DRIVE-CLIQ INTERFACE DESIGN IM B5 (IMV 1,IM V3) SHAFT WITH FITTED KEY HALF-KEY BALANCING BEARING: STANDARD WITH FIXED BEARING, VIBRATION SEVERITY GRADE R/A; SHAFT AND FLANGE ACCURACY: R TERMINAL BOX (ABOVE) CABLE ENTRY ON THE LEFT SIGNAL CONNECTION D-END | 4873 | TEM | 1 | MC | 39 | 1
1PH80871DF022LC1 | SIMOTICS M COMPACT ASYNCHRONOUS MOTOR 1500RPM, 3,7KW, 24NM, 10A,336V 1750RPM, 4,3KW, 23NM, 10A,396V 2000RPM, 4,9KW, 23NM, 10A,435V FORCED VENTILATION; DIRECTION OF AIR FLOW DE --> NDE; DEGREE OF PROTECTION IP55 INCREMENTAL ENCODER 22 BIT WITH COMMUTATING POSITION (ENCODER IC22DQ) WITH DRIVE-CLIQ INTERFACE DESIGN IM B5 (IMV 1,IM V3) SHAFT WITH FITTED KEY HALF-KEY BALANCING BEARING: PERFORMANCE, VIBRATION SEVERITY GRADE SPECIAL/B; SHAFT A. FLANGE ACCURACY GR. SPECIAL TERMINAL BOX (ABOVE) CABLE ENTRY ON THE ND-END SIGNAL CONNECTION LEFT | 5420 | TEM | 1 | MC | 39 | 1
1PH80871DF100BA1 | SIMOTICS M COMPACT ASYNCHRONOUS MOTOR 1500RPM, 3,7KW,24NM, 10A, 336V 1750RPM, 4,3KW,23NM, 10A, 396V 2000RPM, 4,9KW,23NM, 10A, 435V FORCED VENTILATION; DIRECTION OF AIR FLOW NDE --> DE; DEGREE OF PROTECTION IP55 INCREMENTAL ENCODER 22 BIT WITH COMMUTATING POSITION (ENCODER IC22DQ) WITH DRIVE-CLIQ INTERFACE DESIGN IM B3 (IM V5, IM V6) PLAIN SHAFT WITHOUT FITTED KEY; BEARING: STANDARD WITH FIXED BEARING, VIBRATION SEVERITY GRADE R/A; SHAFT AND FLANGE ACCURACY: R TERMINAL BOX (ABOVE) CABLE ENTRY ON THE RIGHT SIGNAL CONNECTION D-END | 4721 | TEM | 1 | MC | 39 | 1
1PH80871DF101BA1 | SIMOTICS M COMPACT ASYNCHRONOUS MOTOR 1500RPM, 3,7KW,24NM, 10A, 336V 1750RPM, 4,3KW,23NM, 10A, 396V 2000RPM, 4,9KW,23NM, 10A, 435V FORCED VENTILATION; DIRECTION OF AIR FLOW NDE --> DE; DEGREE OF PROTECTION IP55 INCREMENTAL ENCODER 22 BIT WITH COMMUTATING POSITION (ENCODER IC22DQ) WITH DRIVE-CLIQ INTERFACE DESIGN IM B3 (IM V5, IM V6) SHAFT WITH FITTED KEY FULL-KEY BALANCING BEARING: STANDARD WITH FIXED BEARING, VIBRATION SEVERITY GRADE R/A; SHAFT AND FLANGE ACCURACY: R TERMINAL BOX (ABOVE) CABLE ENTRY ON THE RIGHT SIGNAL CONNECTION D-END | 4721 | TEM | 1 | MC | 39 | 1
1PH80871DF101BH1 | SIMOTICS M COMPACT ASYNCHRONOUS MOTOR 1500RPM, 3,7KW,24NM, 10A, 336V 1750RPM, 4,3KW,23NM, 10A, 396V 2000RPM, 4,9KW,23NM, 10A, 435V FORCED VENTILATION; DIRECTION OF AIR FLOW NDE --> DE; DEGREE OF PROTECTION IP55 INCREMENTAL ENCODER 22 BIT WITH COMMUTATING POSITION (ENCODER IC22DQ) WITH DRIVE-CLIQ INTERFACE DESIGN IM B3 (IM V5, IM V6) SHAFT WITH FITTED KEY FULL-KEY BALANCING BEARING: STANDARD WITH FIXED BEARING, VIBRATION SEVERITY GRADE R/A; SHAFT AND FLANGE ACCURACY: R POWER CONNECTOR (ABOVE) CABLE ENTRY D-END SIGNAL CONNECTION LEFT | 4721 | TEM | 1 | MC | 39 | 1
1PH80871DF102BA1 | SIMOTICS M COMPACT ASYNCHRONOUS MOTOR 1500RPM, 3,7KW,24NM, 10A, 336V 1750RPM, 4,3KW,23NM, 10A, 396V 2000RPM, 4,9KW,23NM, 10A, 435V FORCED VENTILATION; DIRECTION OF AIR FLOW NDE --> DE; DEGREE OF PROTECTION IP55 INCREMENTAL ENCODER 22 BIT WITH COMMUTATING POSITION (ENCODER IC22DQ) WITH DRIVE-CLIQ INTERFACE DESIGN IM B3 (IM V5, IM V6) SHAFT WITH FITTED KEY HALF-KEY BALANCING BEARING: STANDARD WITH FIXED BEARING, VIBRATION SEVERITY GRADE R/A; SHAFT AND FLANGE ACCURACY: R TERMINAL BOX (ABOVE) CABLE ENTRY ON THE RIGHT SIGNAL CONNECTION D-END | 4721 | TEM | 1 | MC | 39 | 1
1PH80871DF102BE1 | SIMOTICS M COMPACT ASYNCHRONOUS MOTOR 1500RPM, 3,7KW,24NM, 10A, 336V 1750RPM, 4,3KW,23NM, 10A, 396V 2000RPM, 4,9KW,23NM, 10A, 435V FORCED VENTILATION; DIRECTION OF AIR FLOW NDE --> DE; DEGREE OF PROTECTION IP55 INCREMENTAL ENCODER 22 BIT WITH COMMUTATING POSITION (ENCODER IC22DQ) WITH DRIVE-CLIQ INTERFACE DESIGN IM B3 (IM V5, IM V6) SHAFT WITH FITTED KEY HALF-KEY BALANCING BEARING: STANDARD WITH FIXED BEARING, VIBRATION SEVERITY GRADE R/A; SHAFT AND FLANGE ACCURACY: R POWER CONNECTOR (ABOVE) CABLE ENTRY ON THE RIGHT SIGNAL CONNECTION D-END | 4721 | TEM | 1 | MC | 39 | 1
1PH80871DF120BA1 | SIMOTICS M COMPACT ASYNCHRONOUS MOTOR 1500RPM, 3,7KW,24NM, 10A, 336V 1750RPM, 4,3KW,23NM, 10A, 396V 2000RPM, 4,9KW,23NM, 10A, 435V FORCED VENTILATION; DIRECTION OF AIR FLOW NDE --> DE; DEGREE OF PROTECTION IP55 INCREMENTAL ENCODER 22 BIT WITH COMMUTATING POSITION (ENCODER IC22DQ) WITH DRIVE-CLIQ INTERFACE DESIGN IM B5 (IMV 1,IM V3) PLAIN SHAFT WITHOUT FITTED KEY; BEARING: STANDARD WITH FIXED BEARING, VIBRATION SEVERITY GRADE R/A; SHAFT AND FLANGE ACCURACY: R TERMINAL BOX (ABOVE) CABLE ENTRY ON THE RIGHT SIGNAL CONNECTION D-END | 4873 | TEM | 1 | MC | 39 | 1
1PH80871DF121BA1 | SIMOTICS M COMPACT ASYNCHRONOUS MOTOR 1500RPM, 3,7KW,24NM, 10A, 336V 1750RPM, 4,3KW,23NM, 10A, 396V 2000RPM, 4,9KW,23NM, 10A, 435V FORCED VENTILATION; DIRECTION OF AIR FLOW NDE --> DE; DEGREE OF PROTECTION IP55 INCREMENTAL ENCODER 22 BIT WITH COMMUTATING POSITION (ENCODER IC22DQ) WITH DRIVE-CLIQ INTERFACE DESIGN IM B5 (IMV 1,IM V3) SHAFT WITH FITTED KEY FULL-KEY BALANCING BEARING: STANDARD WITH FIXED BEARING, VIBRATION SEVERITY GRADE R/A; SHAFT AND FLANGE ACCURACY: R TERMINAL BOX (ABOVE) CABLE ENTRY ON THE RIGHT SIGNAL CONNECTION D-END | 4873 | TEM | 1 | MC | 39 | 1
1PH80871DF121BB1 | SIMOTICS M COMPACT ASYNCHRONOUS MOTOR 1500RPM, 3,7KW,24NM, 10A, 336V 1750RPM, 4,3KW,23NM, 10A, 396V 2000RPM, 4,9KW,23NM, 10A, 435V FORCED VENTILATION; DIRECTION OF AIR FLOW NDE --> DE; DEGREE OF PROTECTION IP55 INCREMENTAL ENCODER 22 BIT WITH COMMUTATING POSITION (ENCODER IC22DQ) WITH DRIVE-CLIQ INTERFACE DESIGN IM B5 (IMV 1,IM V3) SHAFT WITH FITTED KEY FULL-KEY BALANCING BEARING: STANDARD WITH FIXED BEARING, VIBRATION SEVERITY GRADE R/A; SHAFT AND FLANGE ACCURACY: R TERMINAL BOX (ABOVE) CABLE ENTRY ON THE LEFT SIGNAL CONNECTION D-END | 4873 | TEM | 1 | MC | 39 | 1
1PH80871DF121BC1 | SIMOTICS M COMPACT ASYNCHRONOUS MOTOR 1500RPM, 3,7KW,24NM, 10A, 336V 1750RPM, 4,3KW,23NM, 10A, 396V 2000RPM, 4,9KW,23NM, 10A, 435V FORCED VENTILATION; DIRECTION OF AIR FLOW NDE --> DE; DEGREE OF PROTECTION IP55 INCREMENTAL ENCODER 22 BIT WITH COMMUTATING POSITION (ENCODER IC22DQ) WITH DRIVE-CLIQ INTERFACE DESIGN IM B5 (IMV 1,IM V3) SHAFT WITH FITTED KEY FULL-KEY BALANCING BEARING: STANDARD WITH FIXED BEARING, VIBRATION SEVERITY GRADE R/A; SHAFT AND FLANGE ACCURACY: R TERMINAL BOX (ABOVE) CABLE ENTRY ON THE ND-END SIGNAL CONNECTION LEFT | 4873 | TEM | 1 | MC | 39 | 1
1PH80871DF121BE1 | SIMOTICS M COMPACT ASYNCHRONOUS MOTOR 1500RPM, 3,7KW,24NM, 10A, 336V 1750RPM, 4,3KW,23NM, 10A, 396V 2000RPM, 4,9KW,23NM, 10A, 435V FORCED VENTILATION; DIRECTION OF AIR FLOW NDE --> DE; DEGREE OF PROTECTION IP55 INCREMENTAL ENCODER 22 BIT WITH COMMUTATING POSITION (ENCODER IC22DQ) WITH DRIVE-CLIQ INTERFACE DESIGN IM B5 (IMV 1,IM V3) SHAFT WITH FITTED KEY FULL-KEY BALANCING BEARING: STANDARD WITH FIXED BEARING, VIBRATION SEVERITY GRADE R/A; SHAFT AND FLANGE ACCURACY: R POWER CONNECTOR (ABOVE) CABLE ENTRY ON THE RIGHT SIGNAL CONNECTION D-END | 4873 | TEM | 1 | MC | 39 | 1
1PH80871DF121BG1 | SIMOTICS M COMPACT ASYNCHRONOUS MOTOR 1500RPM, 3,7KW,24NM, 10A, 336V 1750RPM, 4,3KW,23NM, 10A, 396V 2000RPM, 4,9KW,23NM, 10A, 435V FORCED VENTILATION; DIRECTION OF AIR FLOW NDE --> DE; DEGREE OF PROTECTION IP55 INCREMENTAL ENCODER 22 BIT WITH COMMUTATING POSITION (ENCODER IC22DQ) WITH DRIVE-CLIQ INTERFACE DESIGN IM B5 (IMV 1,IM V3) SHAFT WITH FITTED KEY FULL-KEY BALANCING BEARING: STANDARD WITH FIXED BEARING, VIBRATION SEVERITY GRADE R/A; SHAFT AND FLANGE ACCURACY: R POWER CONNECTOR (ABOVE) CABLE ENTRY ON THE ND-END SIGNAL CONNECTION LEFT | 4873 | TEM | 1 | MC | 39 | 1
1PH80871DF121CA1 | SIMOTICS M COMPACT ASYNCHRONOUS MOTOR 1500RPM, 3,7KW,24NM, 10A, 336V 1750RPM, 4,3KW,23NM, 10A, 396V 2000RPM, 4,9KW,23NM, 10A, 435V FORCED VENTILATION; DIRECTION OF AIR FLOW NDE --> DE; DEGREE OF PROTECTION IP55 INCREMENTAL ENCODER 22 BIT WITH COMMUTATING POSITION (ENCODER IC22DQ) WITH DRIVE-CLIQ INTERFACE DESIGN IM B5 (IMV 1,IM V3) SHAFT WITH FITTED KEY FULL-KEY BALANCING BEARING: STANDARD WITH FIXED BEARING, VIBRATION SEVERITY GRADE S/A, SHAFT AND FLANGE ACCURACY: R TERMINAL BOX (ABOVE) CABLE ENTRY ON THE RIGHT SIGNAL CONNECTION D-END | 5068 | TEM | 1 | MC | 39 | 1
1PH80871DF122BA1 | SIMOTICS M COMPACT ASYNCHRONOUS MOTOR 1500RPM, 3,7KW,24NM, 10A, 336V 1750RPM, 4,3KW,23NM, 10A, 396V 2000RPM, 4,9KW,23NM, 10A, 435V FORCED VENTILATION; DIRECTION OF AIR FLOW NDE --> DE; DEGREE OF PROTECTION IP55 INCREMENTAL ENCODER 22 BIT WITH COMMUTATING POSITION (ENCODER IC22DQ) WITH DRIVE-CLIQ INTERFACE DESIGN IM B5 (IMV 1,IM V3) SHAFT WITH FITTED KEY HALF-KEY BALANCING BEARING: STANDARD WITH FIXED BEARING, VIBRATION SEVERITY GRADE R/A; SHAFT AND FLANGE ACCURACY: R TERMINAL BOX (ABOVE) CABLE ENTRY ON THE RIGHT SIGNAL CONNECTION D-END | 4873 | TEM | 1 | MC | 39 | 1
1PH80871DF122BB1 | SIMOTICS M COMPACT ASYNCHRONOUS MOTOR 1500RPM, 3,7KW,24NM, 10A, 336V 1750RPM, 4,3KW,23NM, 10A, 396V 2000RPM, 4,9KW,23NM, 10A, 435V FORCED VENTILATION; DIRECTION OF AIR FLOW NDE --> DE; DEGREE OF PROTECTION IP55 INCREMENTAL ENCODER 22 BIT WITH COMMUTATING POSITION (ENCODER IC22DQ) WITH DRIVE-CLIQ INTERFACE DESIGN IM B5 (IMV 1,IM V3) SHAFT WITH FITTED KEY HALF-KEY BALANCING BEARING: STANDARD WITH FIXED BEARING, VIBRATION SEVERITY GRADE R/A; SHAFT AND FLANGE ACCURACY: R TERMINAL BOX (ABOVE) CABLE ENTRY ON THE LEFT SIGNAL CONNECTION D-END | 4873 | TEM | 1 | MC | 39 | 1
1PH80871DF122BE1 | SIMOTICS M COMPACT ASYNCHRONOUS MOTOR 1500RPM, 3,7KW,24NM, 10A, 336V 1750RPM, 4,3KW,23NM, 10A, 396V 2000RPM, 4,9KW,23NM, 10A, 435V FORCED VENTILATION; DIRECTION OF AIR FLOW NDE --> DE; DEGREE OF PROTECTION IP55 INCREMENTAL ENCODER 22 BIT WITH COMMUTATING POSITION (ENCODER IC22DQ) WITH DRIVE-CLIQ INTERFACE DESIGN IM B5 (IMV 1,IM V3) SHAFT WITH FITTED KEY HALF-KEY BALANCING BEARING: STANDARD WITH FIXED BEARING, VIBRATION SEVERITY GRADE R/A; SHAFT AND FLANGE ACCURACY: R POWER CONNECTOR (ABOVE) CABLE ENTRY ON THE RIGHT SIGNAL CONNECTION D-END | 4873 | TEM | 1 | MC | 39 | 1
1PH80871DF122BH1 | SIMOTICS M COMPACT ASYNCHRONOUS MOTOR 1500RPM, 3,7KW,24NM, 10A, 336V 1750RPM, 4,3KW,23NM, 10A, 396V 2000RPM, 4,9KW,23NM, 10A, 435V FORCED VENTILATION; DIRECTION OF AIR FLOW NDE --> DE; DEGREE OF PROTECTION IP55 INCREMENTAL ENCODER 22 BIT WITH COMMUTATING POSITION (ENCODER IC22DQ) WITH DRIVE-CLIQ INTERFACE DESIGN IM B5 (IMV 1,IM V3) SHAFT WITH FITTED KEY HALF-KEY BALANCING BEARING: STANDARD WITH FIXED BEARING, VIBRATION SEVERITY GRADE R/A; SHAFT AND FLANGE ACCURACY: R POWER CONNECTOR (ABOVE) CABLE ENTRY D-END SIGNAL CONNECTION LEFT | 4873 | TEM | 1 | MC | 39 | 1
1PH80871DF122GH1 | SIMOTICS M COMPACT ASYNCHRONOUS MOTOR 1500RPM, 3,7KW,24NM, 10A, 336V 1750RPM, 4,3KW,23NM, 10A, 396V 2000RPM, 4,9KW,23NM, 10A, 435V FORCED VENTILATION; DIRECTION OF AIR FLOW NDE --> DE; DEGREE OF PROTECTION IP55 INCREMENTAL ENCODER 22 BIT WITH COMMUTATING POSITION (ENCODER IC22DQ) WITH DRIVE-CLIQ INTERFACE DESIGN IM B5 (IMV 1,IM V3) SHAFT WITH FITTED KEY HALF-KEY BALANCING BEARING: STANDARD, VIBRATION SEVERITY GRADE R/A; SHAFT AND FLANGE ACCURACY: R POWER CONNECTOR (ABOVE) CABLE ENTRY D-END SIGNAL CONNECTION LEFT | 4588 | TEM | 1 | MC | 39 | 1
1PH80871DF200DC1 | SIMOTICS M COMPACT ASYNCHRONOUS MOTOR 1500RPM, 4,6KW,29NM, 13,7A,316V 1750RPM, 5,4KW,29NM, 13,7A,358V 2000RPM, 6,1KW,29NM, 13,7A,402V WATER COOLING DEGREE OF PROTECTION IP65 INCREMENTAL ENCODER 22 BIT WITH COMMUTATING POSITION (ENCODER IC22DQ) WITH DRIVE-CLIQ INTERFACE DESIGN IM B3 (IM V5, IM V6) PLAIN SHAFT WITHOUT FITTED KEY; BEARING: STANDARD WITH FIXED BEARING, VIBRATION SEVERITY GRADE SR/A; SHAFT AND FLANGE ACCURACY: R TERMINAL BOX (ABOVE) CABLE ENTRY ON THE ND-END SIGNAL CONNECTION LEFT | 5297 | TEM | 1 | MC | 44 | 1
1PH80871DG000QA1 | SIMOTICS M COMPACT ASYNCHRONOUS MOTOR 2000RPM, 4,9KW,23NM, 14,1A,320V 2300RPM, 5,4KW,22NM, 13,7A,353V 2650RPM, 6,0KW,22NM, 13,6A,390V FORCED VENTILATION; DIRECTION OF AIR FLOW DE --> NDE; DEGREE OF PROTECTION IP55 INCREMENTAL ENCODER 22 BIT WITH COMMUTATING POSITION (ENCODER IC22DQ) WITH DRIVE-CLIQ INTERFACE DESIGN IM B3 (IM V5, IM V6) PLAIN SHAFT WITHOUT FITTED KEY; BEARING: ADVANCED LIFETIME VIBRATION SEVERITY S/A SHAFT A. FLANGE ACCURACY GR. R TERMINAL BOX (ABOVE) CABLE ENTRY ON THE RIGHT SIGNAL CONNECTION D-END | 5044 | TEM | 1 | MC | 39 | 1
1PH80871DG001BA1 | SIMOTICS M COMPACT ASYNCHRONOUS MOTOR 2000RPM, 4,9KW,23NM, 14,1A,320V 2300RPM, 5,4KW,22NM, 13,7A,353V 2650RPM, 6,0KW,22NM, 13,6A,390V FORCED VENTILATION; DIRECTION OF AIR FLOW DE --> NDE; DEGREE OF PROTECTION IP55 INCREMENTAL ENCODER 22 BIT WITH COMMUTATING POSITION (ENCODER IC22DQ) WITH DRIVE-CLIQ INTERFACE DESIGN IM B3 (IM V5, IM V6) SHAFT WITH FITTED KEY FULL-KEY BALANCING BEARING: STANDARD WITH FIXED BEARING, VIBRATION SEVERITY GRADE R/A; SHAFT AND FLANGE ACCURACY: R TERMINAL BOX (ABOVE) CABLE ENTRY ON THE RIGHT SIGNAL CONNECTION D-END | 4721 | TEM | 1 | MC | 39 | 1
1PH80871DG001BE1 | SIMOTICS M COMPACT ASYNCHRONOUS MOTOR 2000RPM, 4,9KW,23NM, 14,1A,320V 2300RPM, 5,4KW,22NM, 13,7A,353V 2650RPM, 6,0KW,22NM, 13,6A,390V FORCED VENTILATION; DIRECTION OF AIR FLOW DE --> NDE; DEGREE OF PROTECTION IP55 INCREMENTAL ENCODER 22 BIT WITH COMMUTATING POSITION (ENCODER IC22DQ) WITH DRIVE-CLIQ INTERFACE DESIGN IM B3 (IM V5, IM V6) SHAFT WITH FITTED KEY FULL-KEY BALANCING BEARING: STANDARD WITH FIXED BEARING, VIBRATION SEVERITY GRADE R/A; SHAFT AND FLANGE ACCURACY: R POWER CONNECTOR (ABOVE) CABLE ENTRY ON THE RIGHT SIGNAL CONNECTION D-END | 4721 | TEM | 1 | MC | 39 | 1
1PH80871DG002GA1 | SIMOTICS M COMPACT ASYNCHRONOUS MOTOR 2000RPM, 4,9KW,23NM, 14,1A,320V 2300RPM, 5,4KW,22NM, 13,7A,353V 2650RPM, 6,0KW,22NM, 13,6A,390V FORCED VENTILATION; DIRECTION OF AIR FLOW DE --> NDE; DEGREE OF PROTECTION IP55 INCREMENTAL ENCODER 22 BIT WITH COMMUTATING POSITION (ENCODER IC22DQ) WITH DRIVE-CLIQ INTERFACE DESIGN IM B3 (IM V5, IM V6) SHAFT WITH FITTED KEY HALF-KEY BALANCING BEARING: STANDARD, VIBRATION SEVERITY GRADE R/A; SHAFT AND FLANGE ACCURACY: R TERMINAL BOX (ABOVE) CABLE ENTRY ON THE RIGHT SIGNAL CONNECTION D-END | 4437 | TEM | 1 | MC | 39 | 1
1PH80871DG020BA1 | SIMOTICS M COMPACT ASYNCHRONOUS MOTOR 2000RPM, 4,9KW,23NM, 14,1A,320V 2300RPM, 5,4KW,22NM, 13,7A,353V 2650RPM, 6,0KW,22NM, 13,6A,390V FORCED VENTILATION; DIRECTION OF AIR FLOW DE --> NDE; DEGREE OF PROTECTION IP55 INCREMENTAL ENCODER 22 BIT WITH COMMUTATING POSITION (ENCODER IC22DQ) WITH DRIVE-CLIQ INTERFACE DESIGN IM B5 (IMV 1,IM V3) PLAIN SHAFT WITHOUT FITTED KEY; BEARING: STANDARD WITH FIXED BEARING, VIBRATION SEVERITY GRADE R/A; SHAFT AND FLANGE ACCURACY: R TERMINAL BOX (ABOVE) CABLE ENTRY ON THE RIGHT SIGNAL CONNECTION D-END | 4873 | TEM | 1 | MC | 39 | 1
1PH80871DG020BE1 | SIMOTICS M COMPACT ASYNCHRONOUS MOTOR 2000RPM, 4,9KW,23NM, 14,1A,320V 2300RPM, 5,4KW,22NM, 13,7A,353V 2650RPM, 6,0KW,22NM, 13,6A,390V FORCED VENTILATION; DIRECTION OF AIR FLOW DE --> NDE; DEGREE OF PROTECTION IP55 INCREMENTAL ENCODER 22 BIT WITH COMMUTATING POSITION (ENCODER IC22DQ) WITH DRIVE-CLIQ INTERFACE DESIGN IM B5 (IMV 1,IM V3) PLAIN SHAFT WITHOUT FITTED KEY; BEARING: STANDARD WITH FIXED BEARING, VIBRATION SEVERITY GRADE R/A; SHAFT AND FLANGE ACCURACY: R POWER CONNECTOR (ABOVE) CABLE ENTRY ON THE RIGHT SIGNAL CONNECTION D-END | 4873 | TEM | 1 | MC | 39 | 1
1PH80871DG020CA1 | SIMOTICS M COMPACT ASYNCHRONOUS MOTOR 2000RPM, 4,9KW,23NM, 14,1A,320V 2300RPM, 5,4KW,22NM, 13,7A,353V 2650RPM, 6,0KW,22NM, 13,6A,390V FORCED VENTILATION; DIRECTION OF AIR FLOW DE --> NDE; DEGREE OF PROTECTION IP55 INCREMENTAL ENCODER 22 BIT WITH COMMUTATING POSITION (ENCODER IC22DQ) WITH DRIVE-CLIQ INTERFACE DESIGN IM B5 (IMV 1,IM V3) PLAIN SHAFT WITHOUT FITTED KEY; BEARING: STANDARD WITH FIXED BEARING, VIBRATION SEVERITY GRADE S/A, SHAFT AND FLANGE ACCURACY: R TERMINAL BOX (ABOVE) CABLE ENTRY ON THE RIGHT SIGNAL CONNECTION D-END | 5068 | TEM | 1 | MC | 39 | 1
1PH80871DG020CB1 | SIMOTICS M COMPACT ASYNCHRONOUS MOTOR 2000RPM, 4,9KW,23NM, 14,1A,320V 2300RPM, 5,4KW,22NM, 13,7A,353V 2650RPM, 6,0KW,22NM, 13,6A,390V FORCED VENTILATION; DIRECTION OF AIR FLOW DE --> NDE; DEGREE OF PROTECTION IP55 INCREMENTAL ENCODER 22 BIT WITH COMMUTATING POSITION (ENCODER IC22DQ) WITH DRIVE-CLIQ INTERFACE DESIGN IM B5 (IMV 1,IM V3) PLAIN SHAFT WITHOUT FITTED KEY; BEARING: STANDARD WITH FIXED BEARING, VIBRATION SEVERITY GRADE S/A, SHAFT AND FLANGE ACCURACY: R TERMINAL BOX (ABOVE) CABLE ENTRY ON THE LEFT SIGNAL CONNECTION D-END | 5068 | TEM | 1 | MC | 39 | 1
1PH80871DG020CG1 | SIMOTICS M COMPACT ASYNCHRONOUS MOTOR 2000RPM, 4,9KW,23NM, 14,1A,320V 2300RPM, 5,4KW,22NM, 13,7A,353V 2650RPM, 6,0KW,22NM, 13,6A,390V FORCED VENTILATION; DIRECTION OF AIR FLOW DE --> NDE; DEGREE OF PROTECTION IP55 INCREMENTAL ENCODER 22 BIT WITH COMMUTATING POSITION (ENCODER IC22DQ) WITH DRIVE-CLIQ INTERFACE DESIGN IM B5 (IMV 1,IM V3) PLAIN SHAFT WITHOUT FITTED KEY; BEARING: STANDARD WITH FIXED BEARING, VIBRATION SEVERITY GRADE S/A, SHAFT AND FLANGE ACCURACY: R POWER CONNECTOR (ABOVE) CABLE ENTRY ON THE ND-END SIGNAL CONNECTION LEFT | 5068 | TEM | 1 | MC | 39 | 1
1PH80871DG020DA1 | SIMOTICS M COMPACT ASYNCHRONOUS MOTOR 2000RPM, 4,9KW,23NM, 14,1A,320V 2300RPM, 5,4KW,22NM, 13,7A,353V 2650RPM, 6,0KW,22NM, 13,6A,390V FORCED VENTILATION; DIRECTION OF AIR FLOW DE --> NDE; DEGREE OF PROTECTION IP55 INCREMENTAL ENCODER 22 BIT WITH COMMUTATING POSITION (ENCODER IC22DQ) WITH DRIVE-CLIQ INTERFACE DESIGN IM B5 (IMV 1,IM V3) PLAIN SHAFT WITHOUT FITTED KEY; BEARING: STANDARD WITH FIXED BEARING, VIBRATION SEVERITY GRADE SR/A; SHAFT AND FLANGE ACCURACY: R TERMINAL BOX (ABOVE) CABLE ENTRY ON THE RIGHT SIGNAL CONNECTION D-END | 5138 | TEM | 1 | MC | 39 | 1
1PH80871DG020DE1 | SIMOTICS M COMPACT ASYNCHRONOUS MOTOR 2000RPM, 4,9KW,23NM, 14,1A,320V 2300RPM, 5,4KW,22NM, 13,7A,353V 2650RPM, 6,0KW,22NM, 13,6A,390V FORCED VENTILATION; DIRECTION OF AIR FLOW DE --> NDE; DEGREE OF PROTECTION IP55 INCREMENTAL ENCODER 22 BIT WITH COMMUTATING POSITION (ENCODER IC22DQ) WITH DRIVE-CLIQ INTERFACE DESIGN IM B5 (IMV 1,IM V3) PLAIN SHAFT WITHOUT FITTED KEY; BEARING: STANDARD WITH FIXED BEARING, VIBRATION SEVERITY GRADE SR/A; SHAFT AND FLANGE ACCURACY: R POWER CONNECTOR (ABOVE) CABLE ENTRY ON THE RIGHT SIGNAL CONNECTION D-END | 5138 | TEM | 1 | MC | 39 | 1
1PH80871DG020HE1 | SIMOTICS M COMPACT ASYNCHRONOUS MOTOR 2000RPM, 4,9KW,23NM, 14,1A,320V 2300RPM, 5,4KW,22NM, 13,7A,353V 2650RPM, 6,0KW,22NM, 13,6A,390V FORCED VENTILATION; DIRECTION OF AIR FLOW DE --> NDE; DEGREE OF PROTECTION IP55 INCREMENTAL ENCODER 22 BIT WITH COMMUTATING POSITION (ENCODER IC22DQ) WITH DRIVE-CLIQ INTERFACE DESIGN IM B5 (IMV 1,IM V3) PLAIN SHAFT WITHOUT FITTED KEY; BEARING: STANDARD, VIBRATION SEVERITY GRADE S/A, SHAFT AND FLANGE ACCURACY: R POWER CONNECTOR (ABOVE) CABLE ENTRY ON THE RIGHT SIGNAL CONNECTION D-END | 4783 | TEM | 1 | MC | 39 | 1
1PH80871DG020LA1 | SIMOTICS M COMPACT ASYNCHRONOUS MOTOR 2000RPM, 4,9KW,23NM, 14,1A,320V 2300RPM, 5,4KW,22NM, 13,7A,353V 2650RPM, 6,0KW,22NM, 13,6A,390V FORCED VENTILATION; DIRECTION OF AIR FLOW DE --> NDE; DEGREE OF PROTECTION IP55 INCREMENTAL ENCODER 22 BIT WITH COMMUTATING POSITION (ENCODER IC22DQ) WITH DRIVE-CLIQ INTERFACE DESIGN IM B5 (IMV 1,IM V3) PLAIN SHAFT WITHOUT FITTED KEY; BEARING: PERFORMANCE, VIBRATION SEVERITY GRADE SPECIAL/B; SHAFT A. FLANGE ACCURACY GR. SPECIAL TERMINAL BOX (ABOVE) CABLE ENTRY ON THE RIGHT SIGNAL CONNECTION D-END | 5420 | TEM | 1 | MC | 39 | 1
1PH80871DG020LE1 | SIMOTICS M COMPACT ASYNCHRONOUS MOTOR 2000RPM, 4,9KW,23NM, 14,1A,320V 2300RPM, 5,4KW,22NM, 13,7A,353V 2650RPM, 6,0KW,22NM, 13,6A,390V FORCED VENTILATION; DIRECTION OF AIR FLOW DE --> NDE; DEGREE OF PROTECTION IP55 INCREMENTAL ENCODER 22 BIT WITH COMMUTATING POSITION (ENCODER IC22DQ) WITH DRIVE-CLIQ INTERFACE DESIGN IM B5 (IMV 1,IM V3) PLAIN SHAFT WITHOUT FITTED KEY; BEARING: PERFORMANCE, VIBRATION SEVERITY GRADE SPECIAL/B; SHAFT A. FLANGE ACCURACY GR. SPECIAL POWER CONNECTOR (ABOVE) CABLE ENTRY ON THE RIGHT SIGNAL CONNECTION D-END | 5420 | TEM | 1 | MC | 39 | 1
1PH80871DG020LG1 | SIMOTICS M COMPACT ASYNCHRONOUS MOTOR 2000RPM, 4,9KW,23NM, 14,1A,320V 2300RPM, 5,4KW,22NM, 13,7A,353V 2650RPM, 6,0KW,22NM, 13,6A,390V FORCED VENTILATION; DIRECTION OF AIR FLOW DE --> NDE; DEGREE OF PROTECTION IP55 INCREMENTAL ENCODER 22 BIT WITH COMMUTATING POSITION (ENCODER IC22DQ) WITH DRIVE-CLIQ INTERFACE DESIGN IM B5 (IMV 1,IM V3) PLAIN SHAFT WITHOUT FITTED KEY; BEARING: PERFORMANCE, VIBRATION SEVERITY GRADE SPECIAL/B; SHAFT A. FLANGE ACCURACY GR. SPECIAL POWER CONNECTOR (ABOVE) CABLE ENTRY ON THE ND-END SIGNAL CONNECTION LEFT | 5420 | TEM | 1 | MC | 39 | 1
1PH80871DG021BA1 | SIMOTICS M COMPACT ASYNCHRONOUS MOTOR 2000RPM, 4,9KW,23NM, 14,1A,320V 2300RPM, 5,4KW,22NM, 13,7A,353V 2650RPM, 6,0KW,22NM, 13,6A,390V FORCED VENTILATION; DIRECTION OF AIR FLOW DE --> NDE; DEGREE OF PROTECTION IP55 INCREMENTAL ENCODER 22 BIT WITH COMMUTATING POSITION (ENCODER IC22DQ) WITH DRIVE-CLIQ INTERFACE DESIGN IM B5 (IMV 1,IM V3) SHAFT WITH FITTED KEY FULL-KEY BALANCING BEARING: STANDARD WITH FIXED BEARING, VIBRATION SEVERITY GRADE R/A; SHAFT AND FLANGE ACCURACY: R TERMINAL BOX (ABOVE) CABLE ENTRY ON THE RIGHT SIGNAL CONNECTION D-END | 4873 | TEM | 1 | MC | 39 | 1
1PH80871DG022BA1 | SIMOTICS M COMPACT ASYNCHRONOUS MOTOR 2000RPM, 4,9KW,23NM, 14,1A,320V 2300RPM, 5,4KW,22NM, 13,7A,353V 2650RPM, 6,0KW,22NM, 13,6A,390V FORCED VENTILATION; DIRECTION OF AIR FLOW DE --> NDE; DEGREE OF PROTECTION IP55 INCREMENTAL ENCODER 22 BIT WITH COMMUTATING POSITION (ENCODER IC22DQ) WITH DRIVE-CLIQ INTERFACE DESIGN IM B5 (IMV 1,IM V3) SHAFT WITH FITTED KEY HALF-KEY BALANCING BEARING: STANDARD WITH FIXED BEARING, VIBRATION SEVERITY GRADE R/A; SHAFT AND FLANGE ACCURACY: R TERMINAL BOX (ABOVE) CABLE ENTRY ON THE RIGHT SIGNAL CONNECTION D-END | 4873 | TEM | 1 | MC | 39 | 1
1PH80871DG100BC1 | SIMOTICS M COMPACT ASYNCHRONOUS MOTOR 2000RPM, 4,9KW,23NM, 14,1A,320V 2300RPM, 5,4KW,22NM, 13,7A,353V 2650RPM, 6,0KW,22NM, 13,6A,390V FORCED VENTILATION; DIRECTION OF AIR FLOW NDE --> DE; DEGREE OF PROTECTION IP55 INCREMENTAL ENCODER 22 BIT WITH COMMUTATING POSITION (ENCODER IC22DQ) WITH DRIVE-CLIQ INTERFACE DESIGN IM B3 (IM V5, IM V6) PLAIN SHAFT WITHOUT FITTED KEY; BEARING: STANDARD WITH FIXED BEARING, VIBRATION SEVERITY GRADE R/A; SHAFT AND FLANGE ACCURACY: R TERMINAL BOX (ABOVE) CABLE ENTRY ON THE ND-END SIGNAL CONNECTION LEFT | 4721 | TEM | 1 | MC | 39 | 1
1PH80871DG102BA1 | SIMOTICS M COMPACT ASYNCHRONOUS MOTOR 2000RPM, 4,9KW,23NM, 14,1A,320V 2300RPM, 5,4KW,22NM, 13,7A,353V 2650RPM, 6,0KW,22NM, 13,6A,390V FORCED VENTILATION; DIRECTION OF AIR FLOW NDE --> DE; DEGREE OF PROTECTION IP55 INCREMENTAL ENCODER 22 BIT WITH COMMUTATING POSITION (ENCODER IC22DQ) WITH DRIVE-CLIQ INTERFACE DESIGN IM B3 (IM V5, IM V6) SHAFT WITH FITTED KEY HALF-KEY BALANCING BEARING: STANDARD WITH FIXED BEARING, VIBRATION SEVERITY GRADE R/A; SHAFT AND FLANGE ACCURACY: R TERMINAL BOX (ABOVE) CABLE ENTRY ON THE RIGHT SIGNAL CONNECTION D-END | 4721 | TEM | 1 | MC | 39 | 1
1PH80871DG120DH1 | SIMOTICS M COMPACT ASYNCHRONOUS MOTOR 2000RPM, 4,9KW,23NM, 14,1A,320V 2300RPM, 5,4KW,22NM, 13,7A,353V 2650RPM, 6,0KW,22NM, 13,6A,390V FORCED VENTILATION; DIRECTION OF AIR FLOW NDE --> DE; DEGREE OF PROTECTION IP55 INCREMENTAL ENCODER 22 BIT WITH COMMUTATING POSITION (ENCODER IC22DQ) WITH DRIVE-CLIQ INTERFACE DESIGN IM B5 (IMV 1,IM V3) PLAIN SHAFT WITHOUT FITTED KEY; BEARING: STANDARD WITH FIXED BEARING, VIBRATION SEVERITY GRADE SR/A; SHAFT AND FLANGE ACCURACY: R POWER CONNECTOR (ABOVE) CABLE ENTRY D-END SIGNAL CONNECTION LEFT | 5138 | TEM | 1 | MC | 39 | 1
1PH80871DG121BA1 | SIMOTICS M COMPACT ASYNCHRONOUS MOTOR 2000RPM, 4,9KW,23NM, 14,1A,320V 2300RPM, 5,4KW,22NM, 13,7A,353V 2650RPM, 6,0KW,22NM, 13,6A,390V FORCED VENTILATION; DIRECTION OF AIR FLOW NDE --> DE; DEGREE OF PROTECTION IP55 INCREMENTAL ENCODER 22 BIT WITH COMMUTATING POSITION (ENCODER IC22DQ) WITH DRIVE-CLIQ INTERFACE DESIGN IM B5 (IMV 1,IM V3) SHAFT WITH FITTED KEY FULL-KEY BALANCING BEARING: STANDARD WITH FIXED BEARING, VIBRATION SEVERITY GRADE R/A; SHAFT AND FLANGE ACCURACY: R TERMINAL BOX (ABOVE) CABLE ENTRY ON THE RIGHT SIGNAL CONNECTION D-END | 4873 | TEM | 1 | MC | 39 | 1
1PH80871DG122BB1 | SIMOTICS M COMPACT ASYNCHRONOUS MOTOR 2000RPM, 4,9KW,23NM, 14,1A,320V 2300RPM, 5,4KW,22NM, 13,7A,353V 2650RPM, 6,0KW,22NM, 13,6A,390V FORCED VENTILATION; DIRECTION OF AIR FLOW NDE --> DE; DEGREE OF PROTECTION IP55 INCREMENTAL ENCODER 22 BIT WITH COMMUTATING POSITION (ENCODER IC22DQ) WITH DRIVE-CLIQ INTERFACE DESIGN IM B5 (IMV 1,IM V3) SHAFT WITH FITTED KEY HALF-KEY BALANCING BEARING: STANDARD WITH FIXED BEARING, VIBRATION SEVERITY GRADE R/A; SHAFT AND FLANGE ACCURACY: R TERMINAL BOX (ABOVE) CABLE ENTRY ON THE LEFT SIGNAL CONNECTION D-END | 4873 | TEM | 1 | MC | 39 | 1
1PH80871DG200DG1 | SIMOTICS M COMPACT ASYNCHRONOUS MOTOR 2000RPM, 6,1KW,29NM, 17,5A,322V 2300RPM, 7,0KW,29NM, 17,5A,355V 2650RPM, 8,1KW,29NM, 17,8A,425V WATER COOLING DEGREE OF PROTECTION IP65 INCREMENTAL ENCODER 22 BIT WITH COMMUTATING POSITION (ENCODER IC22DQ) WITH DRIVE-CLIQ INTERFACE DESIGN IM B3 (IM V5, IM V6) PLAIN SHAFT WITHOUT FITTED KEY; BEARING: STANDARD WITH FIXED BEARING, VIBRATION SEVERITY GRADE SR/A; SHAFT AND FLANGE ACCURACY: R POWER CONNECTOR (ABOVE) CABLE ENTRY ON THE ND-END SIGNAL CONNECTION LEFT | 5297 | TEM | 1 | MC | 44 | 1
1PH80871DG220CE1 | SIMOTICS M COMPACT ASYNCHRONOUS MOTOR 2000RPM, 6,1KW,29NM, 17,5A,322V 2300RPM, 7,0KW,29NM, 17,5A,355V 2650RPM, 8,1KW,29NM, 17,8A,425V WATER COOLING DEGREE OF PROTECTION IP65 INCREMENTAL ENCODER 22 BIT WITH COMMUTATING POSITION (ENCODER IC22DQ) WITH DRIVE-CLIQ INTERFACE DESIGN IM B5 (IMV 1,IM V3) PLAIN SHAFT WITHOUT FITTED KEY; BEARING: STANDARD WITH FIXED BEARING, VIBRATION SEVERITY GRADE S/A, SHAFT AND FLANGE ACCURACY: R POWER CONNECTOR (ABOVE) CABLE ENTRY ON THE RIGHT SIGNAL CONNECTION D-END | 5379 | TEM | 1 | MC | 44 | 1
1PH80871DG220CH1 | SIMOTICS M COMPACT ASYNCHRONOUS MOTOR 2000RPM, 6,1KW,29NM, 17,5A,322V 2300RPM, 7,0KW,29NM, 17,5A,355V 2650RPM, 8,1KW,29NM, 17,8A,425V WATER COOLING DEGREE OF PROTECTION IP65 INCREMENTAL ENCODER 22 BIT WITH COMMUTATING POSITION (ENCODER IC22DQ) WITH DRIVE-CLIQ INTERFACE DESIGN IM B5 (IMV 1,IM V3) PLAIN SHAFT WITHOUT FITTED KEY; BEARING: STANDARD WITH FIXED BEARING, VIBRATION SEVERITY GRADE S/A, SHAFT AND FLANGE ACCURACY: R POWER CONNECTOR (ABOVE) CABLE ENTRY D-END SIGNAL CONNECTION LEFT | 5379 | TEM | 1 | MC | 44 | 1
1PH80871DG220LE1 | SIMOTICS M COMPACT ASYNCHRONOUS MOTOR 2000RPM, 6,1KW,29NM, 17,5A,322V 2300RPM, 7,0KW,29NM, 17,5A,355V 2650RPM, 8,1KW,29NM, 17,8A,425V WATER COOLING DEGREE OF PROTECTION IP65 INCREMENTAL ENCODER 22 BIT WITH COMMUTATING POSITION (ENCODER IC22DQ) WITH DRIVE-CLIQ INTERFACE DESIGN IM B5 (IMV 1,IM V3) PLAIN SHAFT WITHOUT FITTED KEY; BEARING: PERFORMANCE, VIBRATION SEVERITY GRADE SPECIAL/B; SHAFT A. FLANGE ACCURACY GR. SPECIAL POWER CONNECTOR (ABOVE) CABLE ENTRY ON THE RIGHT SIGNAL CONNECTION D-END | 5731 | TEM | 1 | MC | 44 | 1
1PH80871DG220LG1 | SIMOTICS M COMPACT ASYNCHRONOUS MOTOR 2000RPM, 6,1KW,29NM, 17,5A,322V 2300RPM, 7,0KW,29NM, 17,5A,355V 2650RPM, 8,1KW,29NM, 17,8A,425V WATER COOLING DEGREE OF PROTECTION IP65 INCREMENTAL ENCODER 22 BIT WITH COMMUTATING POSITION (ENCODER IC22DQ) WITH DRIVE-CLIQ INTERFACE DESIGN IM B5 (IMV 1,IM V3) PLAIN SHAFT WITHOUT FITTED KEY; BEARING: PERFORMANCE, VIBRATION SEVERITY GRADE SPECIAL/B; SHAFT A. FLANGE ACCURACY GR. SPECIAL POWER CONNECTOR (ABOVE) CABLE ENTRY ON THE ND-END SIGNAL CONNECTION LEFT | 5731 | TEM | 1 | MC | 44 | 1
1PH80871DM001LA1 | SIMOTICS M COMPACT ASYNCHRONOUS MOTOR 3000RPM, 4,8KW,15NM, 17,3A,284V 3300RPM, 5,2KW,15NM, 17,1A,303V 3600RPM, 5,7KW,15NM, 17,1A,329V FORCED VENTILATION; DIRECTION OF AIR FLOW DE --> NDE; DEGREE OF PROTECTION IP55 INCREMENTAL ENCODER 22 BIT WITH COMMUTATING POSITION (ENCODER IC22DQ) WITH DRIVE-CLIQ INTERFACE DESIGN IM B3 (IM V5, IM V6) SHAFT WITH FITTED KEY FULL-KEY BALANCING BEARING: PERFORMANCE, VIBRATION SEVERITY GRADE SPECIAL/B; SHAFT A. FLANGE ACCURACY GR. SPECIAL TERMINAL BOX (ABOVE) CABLE ENTRY ON THE RIGHT SIGNAL CONNECTION D-END | 5269 | TEM | 1 | MC | 39 | 1
1PH80871DM002BA1 | SIMOTICS M COMPACT ASYNCHRONOUS MOTOR 3000RPM, 4,8KW,15NM, 17,3A,284V 3300RPM, 5,2KW,15NM, 17,1A,303V 3600RPM, 5,7KW,15NM, 17,1A,329V FORCED VENTILATION; DIRECTION OF AIR FLOW DE --> NDE; DEGREE OF PROTECTION IP55 INCREMENTAL ENCODER 22 BIT WITH COMMUTATING POSITION (ENCODER IC22DQ) WITH DRIVE-CLIQ INTERFACE DESIGN IM B3 (IM V5, IM V6) SHAFT WITH FITTED KEY HALF-KEY BALANCING BEARING: STANDARD WITH FIXED BEARING, VIBRATION SEVERITY GRADE R/A; SHAFT AND FLANGE ACCURACY: R TERMINAL BOX (ABOVE) CABLE ENTRY ON THE RIGHT SIGNAL CONNECTION D-END | 4721 | TEM | 1 | MC | 39 | 1
1PH80871DM020BA1 | SIMOTICS M COMPACT ASYNCHRONOUS MOTOR 3000RPM, 4,8KW,15NM, 17,3A,284V 3300RPM, 5,2KW,15NM, 17,1A,303V 3600RPM, 5,7KW,15NM, 17,1A,329V FORCED VENTILATION; DIRECTION OF AIR FLOW DE --> NDE; DEGREE OF PROTECTION IP55 INCREMENTAL ENCODER 22 BIT WITH COMMUTATING POSITION (ENCODER IC22DQ) WITH DRIVE-CLIQ INTERFACE DESIGN IM B5 (IMV 1,IM V3) PLAIN SHAFT WITHOUT FITTED KEY; BEARING: STANDARD WITH FIXED BEARING, VIBRATION SEVERITY GRADE R/A; SHAFT AND FLANGE ACCURACY: R TERMINAL BOX (ABOVE) CABLE ENTRY ON THE RIGHT SIGNAL CONNECTION D-END | 4873 | TEM | 1 | MC | 39 | 1
1PH80871DM020BB1 | SIMOTICS M COMPACT ASYNCHRONOUS MOTOR 3000RPM, 4,8KW,15NM, 17,3A,284V 3300RPM, 5,2KW,15NM, 17,1A,303V 3600RPM, 5,7KW,15NM, 17,1A,329V FORCED VENTILATION; DIRECTION OF AIR FLOW DE --> NDE; DEGREE OF PROTECTION IP55 INCREMENTAL ENCODER 22 BIT WITH COMMUTATING POSITION (ENCODER IC22DQ) WITH DRIVE-CLIQ INTERFACE DESIGN IM B5 (IMV 1,IM V3) PLAIN SHAFT WITHOUT FITTED KEY; BEARING: STANDARD WITH FIXED BEARING, VIBRATION SEVERITY GRADE R/A; SHAFT AND FLANGE ACCURACY: R TERMINAL BOX (ABOVE) CABLE ENTRY ON THE LEFT SIGNAL CONNECTION D-END | 4873 | TEM | 1 | MC | 39 | 1
1PH80871DM020BH1 | SIMOTICS M COMPACT ASYNCHRONOUS MOTOR 3000RPM, 4,8KW,15NM, 17,3A,284V 3300RPM, 5,2KW,15NM, 17,1A,303V 3600RPM, 5,7KW,15NM, 17,1A,329V FORCED VENTILATION; DIRECTION OF AIR FLOW DE --> NDE; DEGREE OF PROTECTION IP55 INCREMENTAL ENCODER 22 BIT WITH COMMUTATING POSITION (ENCODER IC22DQ) WITH DRIVE-CLIQ INTERFACE DESIGN IM B5 (IMV 1,IM V3) PLAIN SHAFT WITHOUT FITTED KEY; BEARING: STANDARD WITH FIXED BEARING, VIBRATION SEVERITY GRADE R/A; SHAFT AND FLANGE ACCURACY: R POWER CONNECTOR (ABOVE) CABLE ENTRY D-END SIGNAL CONNECTION LEFT | 4873 | TEM | 1 | MC | 39 | 1
1PH80871DM020CA1 | SIMOTICS M COMPACT ASYNCHRONOUS MOTOR 3000RPM, 4,8KW,15NM, 17,3A,284V 3300RPM, 5,2KW,15NM, 17,1A,303V 3600RPM, 5,7KW,15NM, 17,1A,329V FORCED VENTILATION; DIRECTION OF AIR FLOW DE --> NDE; DEGREE OF PROTECTION IP55 INCREMENTAL ENCODER 22 BIT WITH COMMUTATING POSITION (ENCODER IC22DQ) WITH DRIVE-CLIQ INTERFACE DESIGN IM B5 (IMV 1,IM V3) PLAIN SHAFT WITHOUT FITTED KEY; BEARING: STANDARD WITH FIXED BEARING, VIBRATION SEVERITY GRADE S/A, SHAFT AND FLANGE ACCURACY: R TERMINAL BOX (ABOVE) CABLE ENTRY ON THE RIGHT SIGNAL CONNECTION D-END | 5068 | TEM | 1 | MC | 39 | 1
1PH80871DM020CE1 | SIMOTICS M COMPACT ASYNCHRONOUS MOTOR 3000RPM, 4,8KW,15NM, 17,3A,284V 3300RPM, 5,2KW,15NM, 17,1A,303V 3600RPM, 5,7KW,15NM, 17,1A,329V FORCED VENTILATION; DIRECTION OF AIR FLOW DE --> NDE; DEGREE OF PROTECTION IP55 INCREMENTAL ENCODER 22 BIT WITH COMMUTATING POSITION (ENCODER IC22DQ) WITH DRIVE-CLIQ INTERFACE DESIGN IM B5 (IMV 1,IM V3) PLAIN SHAFT WITHOUT FITTED KEY; BEARING: STANDARD WITH FIXED BEARING, VIBRATION SEVERITY GRADE S/A, SHAFT AND FLANGE ACCURACY: R POWER CONNECTOR (ABOVE) CABLE ENTRY ON THE RIGHT SIGNAL CONNECTION D-END | 5068 | TEM | 1 | MC | 39 | 1
1PH80871DM020DC1 | SIMOTICS M COMPACT ASYNCHRONOUS MOTOR 3000RPM, 4,8KW,15NM, 17,3A,284V 3300RPM, 5,2KW,15NM, 17,1A,303V 3600RPM, 5,7KW,15NM, 17,1A,329V FORCED VENTILATION; DIRECTION OF AIR FLOW DE --> NDE; DEGREE OF PROTECTION IP55 INCREMENTAL ENCODER 22 BIT WITH COMMUTATING POSITION (ENCODER IC22DQ) WITH DRIVE-CLIQ INTERFACE DESIGN IM B5 (IMV 1,IM V3) PLAIN SHAFT WITHOUT FITTED KEY; BEARING: STANDARD WITH FIXED BEARING, VIBRATION SEVERITY GRADE SR/A; SHAFT AND FLANGE ACCURACY: R TERMINAL BOX (ABOVE) CABLE ENTRY ON THE ND-END SIGNAL CONNECTION LEFT | 5138 | TEM | 1 | MC | 39 | 1
1PH80871DM020LA1 | SIMOTICS M COMPACT ASYNCHRONOUS MOTOR 3000RPM, 4,8KW,15NM, 17,3A,284V 3300RPM, 5,2KW,15NM, 17,1A,303V 3600RPM, 5,7KW,15NM, 17,1A,329V FORCED VENTILATION; DIRECTION OF AIR FLOW DE --> NDE; DEGREE OF PROTECTION IP55 INCREMENTAL ENCODER 22 BIT WITH COMMUTATING POSITION (ENCODER IC22DQ) WITH DRIVE-CLIQ INTERFACE DESIGN IM B5 (IMV 1,IM V3) PLAIN SHAFT WITHOUT FITTED KEY; BEARING: PERFORMANCE, VIBRATION SEVERITY GRADE SPECIAL/B; SHAFT A. FLANGE ACCURACY GR. SPECIAL TERMINAL BOX (ABOVE) CABLE ENTRY ON THE RIGHT SIGNAL CONNECTION D-END | 5420 | TEM | 1 | MC | 39 | 1
1PH80871DM021BB1 | SIMOTICS M COMPACT ASYNCHRONOUS MOTOR 3000RPM, 4,8KW,15NM, 17,3A,284V 3300RPM, 5,2KW,15NM, 17,1A,303V 3600RPM, 5,7KW,15NM, 17,1A,329V FORCED VENTILATION; DIRECTION OF AIR FLOW DE --> NDE; DEGREE OF PROTECTION IP55 INCREMENTAL ENCODER 22 BIT WITH COMMUTATING POSITION (ENCODER IC22DQ) WITH DRIVE-CLIQ INTERFACE DESIGN IM B5 (IMV 1,IM V3) SHAFT WITH FITTED KEY FULL-KEY BALANCING BEARING: STANDARD WITH FIXED BEARING, VIBRATION SEVERITY GRADE R/A; SHAFT AND FLANGE ACCURACY: R TERMINAL BOX (ABOVE) CABLE ENTRY ON THE LEFT SIGNAL CONNECTION D-END | 4873 | TEM | 1 | MC | 39 | 1
1PH80871DM022BA1 | SIMOTICS M COMPACT ASYNCHRONOUS MOTOR 3000RPM, 4,8KW,15NM, 17,3A,284V 3300RPM, 5,2KW,15NM, 17,1A,303V 3600RPM, 5,7KW,15NM, 17,1A,329V FORCED VENTILATION; DIRECTION OF AIR FLOW DE --> NDE; DEGREE OF PROTECTION IP55 INCREMENTAL ENCODER 22 BIT WITH COMMUTATING POSITION (ENCODER IC22DQ) WITH DRIVE-CLIQ INTERFACE DESIGN IM B5 (IMV 1,IM V3) SHAFT WITH FITTED KEY HALF-KEY BALANCING BEARING: STANDARD WITH FIXED BEARING, VIBRATION SEVERITY GRADE R/A; SHAFT AND FLANGE ACCURACY: R TERMINAL BOX (ABOVE) CABLE ENTRY ON THE RIGHT SIGNAL CONNECTION D-END | 4873 | TEM | 1 | MC | 39 | 1
1PH80871DM022DA1 | SIMOTICS M COMPACT ASYNCHRONOUS MOTOR 3000RPM, 4,8KW,15NM, 17,3A,284V 3300RPM, 5,2KW,15NM, 17,1A,303V 3600RPM, 5,7KW,15NM, 17,1A,329V FORCED VENTILATION; DIRECTION OF AIR FLOW DE --> NDE; DEGREE OF PROTECTION IP55 INCREMENTAL ENCODER 22 BIT WITH COMMUTATING POSITION (ENCODER IC22DQ) WITH DRIVE-CLIQ INTERFACE DESIGN IM B5 (IMV 1,IM V3) SHAFT WITH FITTED KEY HALF-KEY BALANCING BEARING: STANDARD WITH FIXED BEARING, VIBRATION SEVERITY GRADE SR/A; SHAFT AND FLANGE ACCURACY: R TERMINAL BOX (ABOVE) CABLE ENTRY ON THE RIGHT SIGNAL CONNECTION D-END | 5138 | TEM | 1 | MC | 39 | 1
1PH80871DM102BE1 | SIMOTICS M COMPACT ASYNCHRONOUS MOTOR 3000RPM, 4,8KW,15NM, 17,3A,284V 3300RPM, 5,2KW,15NM, 17,1A,303V 3600RPM, 5,7KW,15NM, 17,1A,355V FORCED VENTILATION; DIRECTION OF AIR FLOW NDE --> DE; DEGREE OF PROTECTION IP55 INCREMENTAL ENCODER 22 BIT WITH COMMUTATING POSITION (ENCODER IC22DQ) WITH DRIVE-CLIQ INTERFACE DESIGN IM B3 (IM V5, IM V6) SHAFT WITH FITTED KEY HALF-KEY BALANCING BEARING: STANDARD WITH FIXED BEARING, VIBRATION SEVERITY GRADE R/A; SHAFT AND FLANGE ACCURACY: R POWER CONNECTOR (ABOVE) CABLE ENTRY ON THE RIGHT SIGNAL CONNECTION D-END | 4721 | TEM | 1 | MC | 32 | 1
1PH80871DM120BE1 | SIMOTICS M COMPACT ASYNCHRONOUS MOTOR 3000RPM, 4,8KW,15NM, 17,3A,284V 3300RPM, 5,2KW,15NM, 17,1A,303V 3600RPM, 5,7KW,15NM, 17,1A,355V FORCED VENTILATION; DIRECTION OF AIR FLOW NDE --> DE; DEGREE OF PROTECTION IP55 INCREMENTAL ENCODER 22 BIT WITH COMMUTATING POSITION (ENCODER IC22DQ) WITH DRIVE-CLIQ INTERFACE DESIGN IM B5 (IMV 1,IM V3) PLAIN SHAFT WITHOUT FITTED KEY; BEARING: STANDARD WITH FIXED BEARING, VIBRATION SEVERITY GRADE R/A; SHAFT AND FLANGE ACCURACY: R POWER CONNECTOR (ABOVE) CABLE ENTRY ON THE RIGHT SIGNAL CONNECTION D-END | 4873 | TEM | 1 | MC | 32 | 1
1PH80871DM122GH1 | SIMOTICS M COMPACT ASYNCHRONOUS MOTOR 3000RPM, 4,8KW,15NM, 17,3A,284V 3300RPM, 5,2KW,15NM, 17,1A,303V 3600RPM, 5,7KW,15NM, 17,1A,355V FORCED VENTILATION; DIRECTION OF AIR FLOW NDE --> DE; DEGREE OF PROTECTION IP55 INCREMENTAL ENCODER 22 BIT WITH COMMUTATING POSITION (ENCODER IC22DQ) WITH DRIVE-CLIQ INTERFACE DESIGN IM B5 (IMV 1,IM V3) SHAFT WITH FITTED KEY HALF-KEY BALANCING BEARING: STANDARD, VIBRATION SEVERITY GRADE R/A; SHAFT AND FLANGE ACCURACY: R POWER CONNECTOR (ABOVE) CABLE ENTRY D-END SIGNAL CONNECTION LEFT | 4588 | TEM | 1 | MC | 32 | 1
1PH80871DN000LA1 | SIMOTICS M COMPACT ASYNCHRONOUS MOTOR 4500RPM, 5,8KW,12NM, 19,5A,315V 5000RPM, 6,5KW,12NM, 17,1A,335V 5500RPM, 6,9KW,12NM, 19A,370V FORCED VENTILATION; DIRECTION OF AIR FLOW DE --> NDE; DEGREE OF PROTECTION IP55 INCREMENTAL ENCODER 22 BIT WITH COMMUTATING POSITION (ENCODER IC22DQ) WITH DRIVE-CLIQ INTERFACE DESIGN IM B3 (IM V5, IM V6) PLAIN SHAFT WITHOUT FITTED KEY; BEARING: PERFORMANCE, VIBRATION SEVERITY GRADE SPECIAL/B; SHAFT A. FLANGE ACCURACY GR. SPECIAL TERMINAL BOX (ABOVE) CABLE ENTRY ON THE RIGHT SIGNAL CONNECTION D-END | 5269 | TEM | 1 | MC | 39 | 1
1PH80871DN001CA1 | SIMOTICS M COMPACT ASYNCHRONOUS MOTOR 4500RPM, 5,8KW,12NM, 19,5A,315V 5000RPM, 6,5KW,12NM, 17,1A,335V 5500RPM, 6,9KW,12NM, 19A,370V FORCED VENTILATION; DIRECTION OF AIR FLOW DE --> NDE; DEGREE OF PROTECTION IP55 INCREMENTAL ENCODER 22 BIT WITH COMMUTATING POSITION (ENCODER IC22DQ) WITH DRIVE-CLIQ INTERFACE DESIGN IM B3 (IM V5, IM V6) SHAFT WITH FITTED KEY FULL-KEY BALANCING BEARING: STANDARD WITH FIXED BEARING, VIBRATION SEVERITY GRADE S/A, SHAFT AND FLANGE ACCURACY: R TERMINAL BOX (ABOVE) CABLE ENTRY ON THE RIGHT SIGNAL CONNECTION D-END | 4917 | TEM | 1 | MC | 39 | 1
1PH80871DN020BE1 | SIMOTICS M COMPACT ASYNCHRONOUS MOTOR 4500RPM, 5,8KW,12NM, 19,5A,315V 5000RPM, 6,5KW,12NM, 17,1A,335V 5500RPM, 6,9KW,12NM, 19A,370V FORCED VENTILATION; DIRECTION OF AIR FLOW DE --> NDE; DEGREE OF PROTECTION IP55 INCREMENTAL ENCODER 22 BIT WITH COMMUTATING POSITION (ENCODER IC22DQ) WITH DRIVE-CLIQ INTERFACE DESIGN IM B5 (IMV 1,IM V3) PLAIN SHAFT WITHOUT FITTED KEY; BEARING: STANDARD WITH FIXED BEARING, VIBRATION SEVERITY GRADE R/A; SHAFT AND FLANGE ACCURACY: R POWER CONNECTOR (ABOVE) CABLE ENTRY ON THE RIGHT SIGNAL CONNECTION D-END | 4873 | TEM | 1 | MC | 39 | 1
1PH80871DN020CA1 | SIMOTICS M COMPACT ASYNCHRONOUS MOTOR 4500RPM, 5,8KW,12NM, 19,5A,315V 5000RPM, 6,5KW,12NM, 17,1A,335V 5500RPM, 6,9KW,12NM, 19A,370V FORCED VENTILATION; DIRECTION OF AIR FLOW DE --> NDE; DEGREE OF PROTECTION IP55 INCREMENTAL ENCODER 22 BIT WITH COMMUTATING POSITION (ENCODER IC22DQ) WITH DRIVE-CLIQ INTERFACE DESIGN IM B5 (IMV 1,IM V3) PLAIN SHAFT WITHOUT FITTED KEY; BEARING: STANDARD WITH FIXED BEARING, VIBRATION SEVERITY GRADE S/A, SHAFT AND FLANGE ACCURACY: R TERMINAL BOX (ABOVE) CABLE ENTRY ON THE RIGHT SIGNAL CONNECTION D-END | 5068 | TEM | 1 | MC | 39 | 1
1PH80871DN020CE1 | SIMOTICS M COMPACT ASYNCHRONOUS MOTOR 4500RPM, 5,8KW,12NM, 19,5A,315V 5000RPM, 6,5KW,12NM, 17,1A,335V 5500RPM, 6,9KW,12NM, 19A,370V FORCED VENTILATION; DIRECTION OF AIR FLOW DE --> NDE; DEGREE OF PROTECTION IP55 INCREMENTAL ENCODER 22 BIT WITH COMMUTATING POSITION (ENCODER IC22DQ) WITH DRIVE-CLIQ INTERFACE DESIGN IM B5 (IMV 1,IM V3) PLAIN SHAFT WITHOUT FITTED KEY; BEARING: STANDARD WITH FIXED BEARING, VIBRATION SEVERITY GRADE S/A, SHAFT AND FLANGE ACCURACY: R POWER CONNECTOR (ABOVE) CABLE ENTRY ON THE RIGHT SIGNAL CONNECTION D-END | 5068 | TEM | 1 | MC | 39 | 1
1PH80871DN020DB1 | SIMOTICS M COMPACT ASYNCHRONOUS MOTOR 4500RPM, 5,8KW,12NM, 19,5A,315V 5000RPM, 6,5KW,12NM, 17,1A,335V 5500RPM, 6,9KW,12NM, 19A,370V FORCED VENTILATION; DIRECTION OF AIR FLOW DE --> NDE; DEGREE OF PROTECTION IP55 INCREMENTAL ENCODER 22 BIT WITH COMMUTATING POSITION (ENCODER IC22DQ) WITH DRIVE-CLIQ INTERFACE DESIGN IM B5 (IMV 1,IM V3) PLAIN SHAFT WITHOUT FITTED KEY; BEARING: STANDARD WITH FIXED BEARING, VIBRATION SEVERITY GRADE SR/A; SHAFT AND FLANGE ACCURACY: R TERMINAL BOX (ABOVE) CABLE ENTRY ON THE LEFT SIGNAL CONNECTION D-END | 5138 | TEM | 1 | MC | 39 | 1
1PH80871DN020LA1 | SIMOTICS M COMPACT ASYNCHRONOUS MOTOR 4500RPM, 5,8KW,12NM, 19,5A,315V 5000RPM, 6,5KW,12NM, 17,1A,335V 5500RPM, 6,9KW,12NM, 19A,370V FORCED VENTILATION; DIRECTION OF AIR FLOW DE --> NDE; DEGREE OF PROTECTION IP55 INCREMENTAL ENCODER 22 BIT WITH COMMUTATING POSITION (ENCODER IC22DQ) WITH DRIVE-CLIQ INTERFACE DESIGN IM B5 (IMV 1,IM V3) PLAIN SHAFT WITHOUT FITTED KEY; BEARING: PERFORMANCE, VIBRATION SEVERITY GRADE SPECIAL/B; SHAFT A. FLANGE ACCURACY GR. SPECIAL TERMINAL BOX (ABOVE) CABLE ENTRY ON THE RIGHT SIGNAL CONNECTION D-END | 5420 | TEM | 1 | MC | 39 | 1
1PH80871DN020LB1 | SIMOTICS M COMPACT ASYNCHRONOUS MOTOR 4500RPM, 5,8KW,12NM, 19,5A,315V 5000RPM, 6,5KW,12NM, 17,1A,335V 5500RPM, 6,9KW,12NM, 19A,370V FORCED VENTILATION; DIRECTION OF AIR FLOW DE --> NDE; DEGREE OF PROTECTION IP55 INCREMENTAL ENCODER 22 BIT WITH COMMUTATING POSITION (ENCODER IC22DQ) WITH DRIVE-CLIQ INTERFACE DESIGN IM B5 (IMV 1,IM V3) PLAIN SHAFT WITHOUT FITTED KEY; BEARING: PERFORMANCE, VIBRATION SEVERITY GRADE SPECIAL/B; SHAFT A. FLANGE ACCURACY GR. SPECIAL TERMINAL BOX (ABOVE) CABLE ENTRY ON THE LEFT SIGNAL CONNECTION D-END | 5420 | TEM | 1 | MC | 39 | 1
1PH80871DN022LA1 | SIMOTICS M COMPACT ASYNCHRONOUS MOTOR 4500RPM, 5,8KW,12NM, 19,5A,315V 5000RPM, 6,5KW,12NM, 17,1A,335V 5500RPM, 6,9KW,12NM, 19A,370V FORCED VENTILATION; DIRECTION OF AIR FLOW DE --> NDE; DEGREE OF PROTECTION IP55 INCREMENTAL ENCODER 22 BIT WITH COMMUTATING POSITION (ENCODER IC22DQ) WITH DRIVE-CLIQ INTERFACE DESIGN IM B5 (IMV 1,IM V3) SHAFT WITH FITTED KEY HALF-KEY BALANCING BEARING: PERFORMANCE, VIBRATION SEVERITY GRADE SPECIAL/B; SHAFT A. FLANGE ACCURACY GR. SPECIAL TERMINAL BOX (ABOVE) CABLE ENTRY ON THE RIGHT SIGNAL CONNECTION D-END | 5420 | TEM | 1 | MC | 39 | 1
1PH80871DN100DB1 | SIMOTICS M COMPACT ASYNCHRONOUS MOTOR 4500RPM, 5,8KW,12NM, 19,5A,315V 5000RPM, 6,5KW,12NM, 19,5A,335V 5500RPM, 6,9KW, 12NM, 19A, 370V FORCED VENTILATION; DIRECTION OF AIR FLOW NDE --> DE; DEGREE OF PROTECTION IP55 INCREMENTAL ENCODER 22 BIT WITH COMMUTATING POSITION (ENCODER IC22DQ) WITH DRIVE-CLIQ INTERFACE DESIGN IM B3 (IM V5, IM V6) PLAIN SHAFT WITHOUT FITTED KEY; BEARING: STANDARD WITH FIXED BEARING, VIBRATION SEVERITY GRADE SR/A; SHAFT AND FLANGE ACCURACY: R TERMINAL BOX (ABOVE) CABLE ENTRY ON THE LEFT SIGNAL CONNECTION D-END | 4987 | TEM | 1 | MC | 32 | 1
1PH80871DN120BF1 | SIMOTICS M COMPACT ASYNCHRONOUS MOTOR 4500RPM, 5,8KW,12NM, 19,5A,315V 5000RPM, 6,5KW,12NM, 19,5A,335V 5500RPM, 6,9KW, 12NM, 19A, 370V FORCED VENTILATION; DIRECTION OF AIR FLOW NDE --> DE; DEGREE OF PROTECTION IP55 INCREMENTAL ENCODER 22 BIT WITH COMMUTATING POSITION (ENCODER IC22DQ) WITH DRIVE-CLIQ INTERFACE DESIGN IM B5 (IMV 1,IM V3) PLAIN SHAFT WITHOUT FITTED KEY; BEARING: STANDARD WITH FIXED BEARING, VIBRATION SEVERITY GRADE R/A; SHAFT AND FLANGE ACCURACY: R POWER CONNECTOR (ABOVE) CABLE ENTRY ON THE LEFT SIGNAL CONNECTION D-END | 4873 | TEM | 1 | MC | 32 | 1
1PH80871DN121DF1 | SIMOTICS M COMPACT ASYNCHRONOUS MOTOR 4500RPM, 5,8KW,12NM, 19,5A,315V 5000RPM, 6,5KW,12NM, 19,5A,335V 5500RPM, 6,9KW, 12NM, 19A, 370V FORCED VENTILATION; DIRECTION OF AIR FLOW NDE --> DE; DEGREE OF PROTECTION IP55 INCREMENTAL ENCODER 22 BIT WITH COMMUTATING POSITION (ENCODER IC22DQ) WITH DRIVE-CLIQ INTERFACE DESIGN IM B5 (IMV 1,IM V3) SHAFT WITH FITTED KEY FULL-KEY BALANCING BEARING: STANDARD WITH FIXED BEARING, VIBRATION SEVERITY GRADE SR/A; SHAFT AND FLANGE ACCURACY: R POWER CONNECTOR (ABOVE) CABLE ENTRY ON THE LEFT SIGNAL CONNECTION D-END | 5138 | TEM | 1 | MC | 32 | 1
1PH80871DN122DA1 | SIMOTICS M COMPACT ASYNCHRONOUS MOTOR 4500RPM, 5,8KW,12NM, 19,5A,315V 5000RPM, 6,5KW,12NM, 19,5A,335V 5500RPM, 6,9KW, 12NM, 19A, 370V FORCED VENTILATION; DIRECTION OF AIR FLOW NDE --> DE; DEGREE OF PROTECTION IP55 INCREMENTAL ENCODER 22 BIT WITH COMMUTATING POSITION (ENCODER IC22DQ) WITH DRIVE-CLIQ INTERFACE DESIGN IM B5 (IMV 1,IM V3) SHAFT WITH FITTED KEY HALF-KEY BALANCING BEARING: STANDARD WITH FIXED BEARING, VIBRATION SEVERITY GRADE SR/A; SHAFT AND FLANGE ACCURACY: R TERMINAL BOX (ABOVE) CABLE ENTRY ON THE RIGHT SIGNAL CONNECTION D-END | 5138 | TEM | 1 | MC | 32 | 1
1PH80871DN200DG1 | SIMOTICS M COMPACT ASYNCHRONOUS MOTOR 4500RPM, 8,5KW, 18NM, 24A, 345V 5000RPM, 9,5KW, 18NM, 24A, 380V 5500RPM, 11KW, 18NM, 24A, 420V WATER COOLING DEGREE OF PROTECTION IP65 INCREMENTAL ENCODER 22 BIT WITH COMMUTATING POSITION (ENCODER IC22DQ) WITH DRIVE-CLIQ INTERFACE DESIGN IM B3 (IM V5, IM V6) PLAIN SHAFT WITHOUT FITTED KEY; BEARING: STANDARD WITH FIXED BEARING, VIBRATION SEVERITY GRADE SR/A; SHAFT AND FLANGE ACCURACY: R POWER CONNECTOR (ABOVE) CABLE ENTRY ON THE ND-END SIGNAL CONNECTION LEFT | 5297 | TEM | 1 | MC | 44 | 1
1PH80871DN220CE1 | SIMOTICS M COMPACT ASYNCHRONOUS MOTOR 4500RPM, 8,5KW, 18NM, 24A, 345V 5000RPM, 9,5KW, 18NM, 24A, 380V 5500RPM, 11KW, 18NM, 24A, 420V WATER COOLING DEGREE OF PROTECTION IP65 INCREMENTAL ENCODER 22 BIT WITH COMMUTATING POSITION (ENCODER IC22DQ) WITH DRIVE-CLIQ INTERFACE DESIGN IM B5 (IMV 1,IM V3) PLAIN SHAFT WITHOUT FITTED KEY; BEARING: STANDARD WITH FIXED BEARING, VIBRATION SEVERITY GRADE S/A, SHAFT AND FLANGE ACCURACY: R POWER CONNECTOR (ABOVE) CABLE ENTRY ON THE RIGHT SIGNAL CONNECTION D-END | 5379 | TEM | 1 | MC | 44 | 1
1PH80871DN221BA1 | SIMOTICS M COMPACT ASYNCHRONOUS MOTOR 4500RPM, 8,5KW, 18NM, 24A, 345V 5000RPM, 9,5KW, 18NM, 24A, 380V 5500RPM, 11KW, 18NM, 24A, 420V WATER COOLING DEGREE OF PROTECTION IP65 INCREMENTAL ENCODER 22 BIT WITH COMMUTATING POSITION (ENCODER IC22DQ) WITH DRIVE-CLIQ INTERFACE DESIGN IM B5 (IMV 1,IM V3) SHAFT WITH FITTED KEY FULL-KEY BALANCING BEARING: STANDARD WITH FIXED BEARING, VIBRATION SEVERITY GRADE R/A; SHAFT AND FLANGE ACCURACY: R TERMINAL BOX (ABOVE) CABLE ENTRY ON THE RIGHT SIGNAL CONNECTION D-END | 5184 | TEM | 1 | MC | 44 | 1
1PH80871EG022DA1 | SIMOTICS M COMPACT ASYNCHRONOUS MOTOR 2000RPM, 4,9KW,23NM, 14,1A,320V 2300RPM, 5,4KW,22NM, 13,7A,353V 2650RPM, 6,0KW,22NM, 13,6A,390V FORCED VENTILATION; DIRECTION OF AIR FLOW DE --> NDE; DEGREE OF PROTECTION IP55 ABSOLUTE ENCODER ENDAT 2048 S/R (ENCODER AM2048S/R) with TEMPERAT. SENSOR KTY84-130 DESIGN IM B5 (IMV 1,IM V3) SHAFT WITH FITTED KEY HALF-KEY BALANCING BEARING: STANDARD WITH FIXED BEARING, VIBRATION SEVERITY GRADE SR/A; SHAFT AND FLANGE ACCURACY: R TERMINAL BOX (ABOVE) CABLE ENTRY ON THE RIGHT SIGNAL CONNECTION D-END | 5355 | TEM | 1 | MC | 39 | 1
1PH80871EM021BA1 | SIMOTICS M COMPACT ASYNCHRONOUS MOTOR 3000RPM, 4,8KW,15NM, 17,3A,284V 3300RPM, 5,2KW,15NM, 17,1A,303V 3600RPM, 5,7KW,15NM, 17,1A,329V FORCED VENTILATION; DIRECTION OF AIR FLOW DE --> NDE; DEGREE OF PROTECTION IP55 ABSOLUTE ENCODER ENDAT 2048 S/R (ENCODER AM2048S/R) with TEMPERAT. SENSOR KTY84-130 DESIGN IM B5 (IMV 1,IM V3) SHAFT WITH FITTED KEY FULL-KEY BALANCING BEARING: STANDARD WITH FIXED BEARING, VIBRATION SEVERITY GRADE R/A; SHAFT AND FLANGE ACCURACY: R TERMINAL BOX (ABOVE) CABLE ENTRY ON THE RIGHT SIGNAL CONNECTION D-END | 5090 | TEM | 1 | MC | 39 | 1
1PH80871FF000BA1 | SIMOTICS M COMPACT ASYNCHRONOUS MOTOR 1500RPM, 3,7KW, 24NM, 10A,336V 1750RPM, 4,3KW, 23NM, 10A,396V 2000RPM, 4,9KW, 23NM, 10A,435V FORCED VENTILATION; DIRECTION OF AIR FLOW DE --> NDE; DEGREE OF PROTECTION IP55 ABSOLUTE ENCODER 22 BIT SINGLETURN AND 12 BIT MULTITURN (ENCODER AM22DQ) WITH DRIVE-CLIQ INTERFACE DESIGN IM B3 (IM V5, IM V6) PLAIN SHAFT WITHOUT FITTED KEY; BEARING: STANDARD WITH FIXED BEARING, VIBRATION SEVERITY GRADE R/A; SHAFT AND FLANGE ACCURACY: R TERMINAL BOX (ABOVE) CABLE ENTRY ON THE RIGHT SIGNAL CONNECTION D-END | 5632 | TEM | 1 | MC | 39 | 1
1PH80871FF020CA1 | SIMOTICS M COMPACT ASYNCHRONOUS MOTOR 1500RPM, 3,7KW, 24NM, 10A,336V 1750RPM, 4,3KW, 23NM, 10A,396V 2000RPM, 4,9KW, 23NM, 10A,435V FORCED VENTILATION; DIRECTION OF AIR FLOW DE --> NDE; DEGREE OF PROTECTION IP55 ABSOLUTE ENCODER 22 BIT SINGLETURN AND 12 BIT MULTITURN (ENCODER AM22DQ) WITH DRIVE-CLIQ INTERFACE DESIGN IM B5 (IMV 1,IM V3) PLAIN SHAFT WITHOUT FITTED KEY; BEARING: STANDARD WITH FIXED BEARING, VIBRATION SEVERITY GRADE S/A, SHAFT AND FLANGE ACCURACY: R TERMINAL BOX (ABOVE) CABLE ENTRY ON THE RIGHT SIGNAL CONNECTION D-END | 5979 | TEM | 1 | MC | 39 | 1
1PH80871FF021BC1 | SIMOTICS M COMPACT ASYNCHRONOUS MOTOR 1500RPM, 3,7KW, 24NM, 10A,336V 1750RPM, 4,3KW, 23NM, 10A,396V 2000RPM, 4,9KW, 23NM, 10A,435V FORCED VENTILATION; DIRECTION OF AIR FLOW DE --> NDE; DEGREE OF PROTECTION IP55 ABSOLUTE ENCODER 22 BIT SINGLETURN AND 12 BIT MULTITURN (ENCODER AM22DQ) WITH DRIVE-CLIQ INTERFACE DESIGN IM B5 (IMV 1,IM V3) SHAFT WITH FITTED KEY FULL-KEY BALANCING BEARING: STANDARD WITH FIXED BEARING, VIBRATION SEVERITY GRADE R/A; SHAFT AND FLANGE ACCURACY: R TERMINAL BOX (ABOVE) CABLE ENTRY ON THE ND-END SIGNAL CONNECTION LEFT | 5784 | TEM | 1 | MC | 39 | 1
1PH80871FF022BA1 | SIMOTICS M COMPACT ASYNCHRONOUS MOTOR 1500RPM, 3,7KW, 24NM, 10A,336V 1750RPM, 4,3KW, 23NM, 10A,396V 2000RPM, 4,9KW, 23NM, 10A,435V FORCED VENTILATION; DIRECTION OF AIR FLOW DE --> NDE; DEGREE OF PROTECTION IP55 ABSOLUTE ENCODER 22 BIT SINGLETURN AND 12 BIT MULTITURN (ENCODER AM22DQ) WITH DRIVE-CLIQ INTERFACE DESIGN IM B5 (IMV 1,IM V3) SHAFT WITH FITTED KEY HALF-KEY BALANCING BEARING: STANDARD WITH FIXED BEARING, VIBRATION SEVERITY GRADE R/A; SHAFT AND FLANGE ACCURACY: R TERMINAL BOX (ABOVE) CABLE ENTRY ON THE RIGHT SIGNAL CONNECTION D-END | 5784 | TEM | 1 | MC | 39 | 1
1PH80871FF120DE1 | SIMOTICS M COMPACT ASYNCHRONOUS MOTOR 1500RPM, 3,7KW,24NM, 10A, 336V 1750RPM, 4,3KW,23NM, 10A, 396V 2000RPM, 4,9KW,23NM, 10A, 435V FORCED VENTILATION; DIRECTION OF AIR FLOW NDE --> DE; DEGREE OF PROTECTION IP55 ABSOLUTE ENCODER 22 BIT SINGLETURN AND 12 BIT MULTITURN (ENCODER AM22DQ) WITH DRIVE-CLIQ INTERFACE DESIGN IM B5 (IMV 1,IM V3) PLAIN SHAFT WITHOUT FITTED KEY; BEARING: STANDARD WITH FIXED BEARING, VIBRATION SEVERITY GRADE SR/A; SHAFT AND FLANGE ACCURACY: R POWER CONNECTOR (ABOVE) CABLE ENTRY ON THE RIGHT SIGNAL CONNECTION D-END | 6049 | TEM | 1 | MC | 39 | 1
1PH80871FG000DA1 | SIMOTICS M COMPACT ASYNCHRONOUS MOTOR 2000RPM, 4,9KW,23NM, 14,1A,320V 2300RPM, 5,4KW,22NM, 13,7A,353V 2650RPM, 6,0KW,22NM, 13,6A,390V FORCED VENTILATION; DIRECTION OF AIR FLOW DE --> NDE; DEGREE OF PROTECTION IP55 ABSOLUTE ENCODER 22 BIT SINGLETURN AND 12 BIT MULTITURN (ENCODER AM22DQ) WITH DRIVE-CLIQ INTERFACE DESIGN IM B3 (IM V5, IM V6) PLAIN SHAFT WITHOUT FITTED KEY; BEARING: STANDARD WITH FIXED BEARING, VIBRATION SEVERITY GRADE SR/A; SHAFT AND FLANGE ACCURACY: R TERMINAL BOX (ABOVE) CABLE ENTRY ON THE RIGHT SIGNAL CONNECTION D-END | 5897 | TEM | 1 | MC | 39 | 1
1PH80871FG020BA1 | SIMOTICS M COMPACT ASYNCHRONOUS MOTOR 2000RPM, 4,9KW,23NM, 14,1A,320V 2300RPM, 5,4KW,22NM, 13,7A,353V 2650RPM, 6,0KW,22NM, 13,6A,390V FORCED VENTILATION; DIRECTION OF AIR FLOW DE --> NDE; DEGREE OF PROTECTION IP55 ABSOLUTE ENCODER 22 BIT SINGLETURN AND 12 BIT MULTITURN (ENCODER AM22DQ) WITH DRIVE-CLIQ INTERFACE DESIGN IM B5 (IMV 1,IM V3) PLAIN SHAFT WITHOUT FITTED KEY; BEARING: STANDARD WITH FIXED BEARING, VIBRATION SEVERITY GRADE R/A; SHAFT AND FLANGE ACCURACY: R TERMINAL BOX (ABOVE) CABLE ENTRY ON THE RIGHT SIGNAL CONNECTION D-END | 5784 | TEM | 1 | MC | 39 | 1
1PH80871FG020BB1 | SIMOTICS M COMPACT ASYNCHRONOUS MOTOR 2000RPM, 4,9KW,23NM, 14,1A,320V 2300RPM, 5,4KW,22NM, 13,7A,353V 2650RPM, 6,0KW,22NM, 13,6A,390V FORCED VENTILATION; DIRECTION OF AIR FLOW DE --> NDE; DEGREE OF PROTECTION IP55 ABSOLUTE ENCODER 22 BIT SINGLETURN AND 12 BIT MULTITURN (ENCODER AM22DQ) WITH DRIVE-CLIQ INTERFACE DESIGN IM B5 (IMV 1,IM V3) PLAIN SHAFT WITHOUT FITTED KEY; BEARING: STANDARD WITH FIXED BEARING, VIBRATION SEVERITY GRADE R/A; SHAFT AND FLANGE ACCURACY: R TERMINAL BOX (ABOVE) CABLE ENTRY ON THE LEFT SIGNAL CONNECTION D-END | 5784 | TEM | 1 | MC | 39 | 1
1PH80871FG021BA1 | SIMOTICS M COMPACT ASYNCHRONOUS MOTOR 2000RPM, 4,9KW,23NM, 14,1A,320V 2300RPM, 5,4KW,22NM, 13,7A,353V 2650RPM, 6,0KW,22NM, 13,6A,390V FORCED VENTILATION; DIRECTION OF AIR FLOW DE --> NDE; DEGREE OF PROTECTION IP55 ABSOLUTE ENCODER 22 BIT SINGLETURN AND 12 BIT MULTITURN (ENCODER AM22DQ) WITH DRIVE-CLIQ INTERFACE DESIGN IM B5 (IMV 1,IM V3) SHAFT WITH FITTED KEY FULL-KEY BALANCING BEARING: STANDARD WITH FIXED BEARING, VIBRATION SEVERITY GRADE R/A; SHAFT AND FLANGE ACCURACY: R TERMINAL BOX (ABOVE) CABLE ENTRY ON THE RIGHT SIGNAL CONNECTION D-END | 5784 | TEM | 1 | MC | 39 | 1
1PH80871FG021BB1 | SIMOTICS M COMPACT ASYNCHRONOUS MOTOR 2000RPM, 4,9KW,23NM, 14,1A,320V 2300RPM, 5,4KW,22NM, 13,7A,353V 2650RPM, 6,0KW,22NM, 13,6A,390V FORCED VENTILATION; DIRECTION OF AIR FLOW DE --> NDE; DEGREE OF PROTECTION IP55 ABSOLUTE ENCODER 22 BIT SINGLETURN AND 12 BIT MULTITURN (ENCODER AM22DQ) WITH DRIVE-CLIQ INTERFACE DESIGN IM B5 (IMV 1,IM V3) SHAFT WITH FITTED KEY FULL-KEY BALANCING BEARING: STANDARD WITH FIXED BEARING, VIBRATION SEVERITY GRADE R/A; SHAFT AND FLANGE ACCURACY: R TERMINAL BOX (ABOVE) CABLE ENTRY ON THE LEFT SIGNAL CONNECTION D-END | 5784 | TEM | 1 | MC | 39 | 1
1PH80871FG021DA1 | SIMOTICS M COMPACT ASYNCHRONOUS MOTOR 2000RPM, 4,9KW,23NM, 14,1A,320V 2300RPM, 5,4KW,22NM, 13,7A,353V 2650RPM, 6,0KW,22NM, 13,6A,390V FORCED VENTILATION; DIRECTION OF AIR FLOW DE --> NDE; DEGREE OF PROTECTION IP55 ABSOLUTE ENCODER 22 BIT SINGLETURN AND 12 BIT MULTITURN (ENCODER AM22DQ) WITH DRIVE-CLIQ INTERFACE DESIGN IM B5 (IMV 1,IM V3) SHAFT WITH FITTED KEY FULL-KEY BALANCING BEARING: STANDARD WITH FIXED BEARING, VIBRATION SEVERITY GRADE SR/A; SHAFT AND FLANGE ACCURACY: R TERMINAL BOX (ABOVE) CABLE ENTRY ON THE RIGHT SIGNAL CONNECTION D-END | 6049 | TEM | 1 | MC | 39 | 1
1PH80871FG120GA1 | SIMOTICS M COMPACT ASYNCHRONOUS MOTOR 2000RPM, 4,9KW,23NM, 14,1A,320V 2300RPM, 5,4KW,22NM, 13,7A,353V 2650RPM, 6,0KW,22NM, 13,6A,390V FORCED VENTILATION; DIRECTION OF AIR FLOW NDE --> DE; DEGREE OF PROTECTION IP55 ABSOLUTE ENCODER 22 BIT SINGLETURN AND 12 BIT MULTITURN (ENCODER AM22DQ) WITH DRIVE-CLIQ INTERFACE DESIGN IM B5 (IMV 1,IM V3) PLAIN SHAFT WITHOUT FITTED KEY; BEARING: STANDARD, VIBRATION SEVERITY GRADE R/A; SHAFT AND FLANGE ACCURACY: R TERMINAL BOX (ABOVE) CABLE ENTRY ON THE RIGHT SIGNAL CONNECTION D-END | 5499 | TEM | 1 | MC | 39 | 1
1PH80871FG121BA1 | SIMOTICS M COMPACT ASYNCHRONOUS MOTOR 2000RPM, 4,9KW,23NM, 14,1A,320V 2300RPM, 5,4KW,22NM, 13,7A,353V 2650RPM, 6,0KW,22NM, 13,6A,390V FORCED VENTILATION; DIRECTION OF AIR FLOW NDE --> DE; DEGREE OF PROTECTION IP55 ABSOLUTE ENCODER 22 BIT SINGLETURN AND 12 BIT MULTITURN (ENCODER AM22DQ) WITH DRIVE-CLIQ INTERFACE DESIGN IM B5 (IMV 1,IM V3) SHAFT WITH FITTED KEY FULL-KEY BALANCING BEARING: STANDARD WITH FIXED BEARING, VIBRATION SEVERITY GRADE R/A; SHAFT AND FLANGE ACCURACY: R TERMINAL BOX (ABOVE) CABLE ENTRY ON THE RIGHT SIGNAL CONNECTION D-END | 5784 | TEM | 1 | MC | 39 | 1
1PH80871FG221BG1 | SIMOTICS M COMPACT ASYNCHRONOUS MOTOR 2000RPM, 6,1KW,29NM, 17,5A,322V 2300RPM, 7,0KW,29NM, 17,5A,355V 2650RPM, 8,1KW,29NM, 17,8A,425V WATER COOLING DEGREE OF PROTECTION IP65 ABSOLUTE ENCODER 22 BIT SINGLETURN AND 12 BIT MULTITURN (ENCODER AM22DQ) WITH DRIVE-CLIQ INTERFACE DESIGN IM B5 (IMV 1,IM V3) SHAFT WITH FITTED KEY FULL-KEY BALANCING BEARING: STANDARD WITH FIXED BEARING, VIBRATION SEVERITY GRADE R/A; SHAFT AND FLANGE ACCURACY: R POWER CONNECTOR (ABOVE) CABLE ENTRY ON THE ND-END SIGNAL CONNECTION LEFT | 6094 | TEM | 1 | MC | 44 | 1
1PH80871FM000BA1 | SIMOTICS M COMPACT ASYNCHRONOUS MOTOR 3000RPM, 4,8KW,15NM, 17,3A,284V 3300RPM, 5,2KW,15NM, 17,1A,303V 3600RPM, 5,7KW,15NM, 17,1A,329V FORCED VENTILATION; DIRECTION OF AIR FLOW DE --> NDE; DEGREE OF PROTECTION IP55 ABSOLUTE ENCODER 22 BIT SINGLETURN AND 12 BIT MULTITURN (ENCODER AM22DQ) WITH DRIVE-CLIQ INTERFACE DESIGN IM B3 (IM V5, IM V6) PLAIN SHAFT WITHOUT FITTED KEY; BEARING: STANDARD WITH FIXED BEARING, VIBRATION SEVERITY GRADE R/A; SHAFT AND FLANGE ACCURACY: R TERMINAL BOX (ABOVE) CABLE ENTRY ON THE RIGHT SIGNAL CONNECTION D-END | 5632 | TEM | 1 | MC | 39 | 1
1PH80871HF000BA1 | SIMOTICS M COMPACT ASYNCHRONOUS MOTOR 1500RPM, 3,7KW, 24NM, 10A,336V 1750RPM, 4,3KW, 23NM, 10A,396V 2000RPM, 4,9KW, 23NM, 10A,435V FORCED VENTILATION; DIRECTION OF AIR FLOW DE --> NDE; DEGREE OF PROTECTION IP55 INCREMENT. ENCODER HTL 1024 S/R (ENCODER HTL1024S/R) with TEMPERAT. SENSOR KTY84-130 DESIGN IM B3 (IM V5, IM V6) PLAIN SHAFT WITHOUT FITTED KEY; BEARING: STANDARD WITH FIXED BEARING, VIBRATION SEVERITY GRADE R/A; SHAFT AND FLANGE ACCURACY: R TERMINAL BOX (ABOVE) CABLE ENTRY ON THE RIGHT SIGNAL CONNECTION D-END | 3703 | TEM | 1 | MC | 39 | 1
1PH80871HF001BB1 | SIMOTICS M COMPACT ASYNCHRONOUS MOTOR 1500RPM, 3,7KW, 24NM, 10A,336V 1750RPM, 4,3KW, 23NM, 10A,396V 2000RPM, 4,9KW, 23NM, 10A,435V FORCED VENTILATION; DIRECTION OF AIR FLOW DE --> NDE; DEGREE OF PROTECTION IP55 INCREMENT. ENCODER HTL 1024 S/R (ENCODER HTL1024S/R) with TEMPERAT. SENSOR KTY84-130 DESIGN IM B3 (IM V5, IM V6) SHAFT WITH FITTED KEY FULL-KEY BALANCING BEARING: STANDARD WITH FIXED BEARING, VIBRATION SEVERITY GRADE R/A; SHAFT AND FLANGE ACCURACY: R TERMINAL BOX (ABOVE) CABLE ENTRY ON THE LEFT SIGNAL CONNECTION D-END | 3703 | TEM | 1 | MC | 39 | 1
1PH80871HF022BA1 | SIMOTICS M COMPACT ASYNCHRONOUS MOTOR 1500RPM, 3,7KW, 24NM, 10A,336V 1750RPM, 4,3KW, 23NM, 10A,396V 2000RPM, 4,9KW, 23NM, 10A,435V FORCED VENTILATION; DIRECTION OF AIR FLOW DE --> NDE; DEGREE OF PROTECTION IP55 INCREMENT. ENCODER HTL 1024 S/R (ENCODER HTL1024S/R) with TEMPERAT. SENSOR KTY84-130 DESIGN IM B5 (IMV 1,IM V3) SHAFT WITH FITTED KEY HALF-KEY BALANCING BEARING: STANDARD WITH FIXED BEARING, VIBRATION SEVERITY GRADE R/A; SHAFT AND FLANGE ACCURACY: R TERMINAL BOX (ABOVE) CABLE ENTRY ON THE RIGHT SIGNAL CONNECTION D-END | 3855 | TEM | 1 | MC | 39 | 1
1PH80871HF100BA1 | SIMOTICS M COMPACT ASYNCHRONOUS MOTOR 1500RPM, 3,7KW,24NM, 10A, 336V 1750RPM, 4,3KW,23NM, 10A, 396V 2000RPM, 4,9KW,23NM, 10A, 435V FORCED VENTILATION; DIRECTION OF AIR FLOW NDE --> DE; DEGREE OF PROTECTION IP55 INCREMENT. ENCODER HTL 1024 S/R (ENCODER HTL1024S/R) with TEMPERAT. SENSOR KTY84-130 DESIGN IM B3 (IM V5, IM V6) PLAIN SHAFT WITHOUT FITTED KEY; BEARING: STANDARD WITH FIXED BEARING, VIBRATION SEVERITY GRADE R/A; SHAFT AND FLANGE ACCURACY: R TERMINAL BOX (ABOVE) CABLE ENTRY ON THE RIGHT SIGNAL CONNECTION D-END | 3703 | TEM | 1 | MC | 39 | 1
1PH80871HF100BB1 | SIMOTICS M COMPACT ASYNCHRONOUS MOTOR 1500RPM, 3,7KW,24NM, 10A, 336V 1750RPM, 4,3KW,23NM, 10A, 396V 2000RPM, 4,9KW,23NM, 10A, 435V FORCED VENTILATION; DIRECTION OF AIR FLOW NDE --> DE; DEGREE OF PROTECTION IP55 INCREMENT. ENCODER HTL 1024 S/R (ENCODER HTL1024S/R) with TEMPERAT. SENSOR KTY84-130 DESIGN IM B3 (IM V5, IM V6) PLAIN SHAFT WITHOUT FITTED KEY; BEARING: STANDARD WITH FIXED BEARING, VIBRATION SEVERITY GRADE R/A; SHAFT AND FLANGE ACCURACY: R TERMINAL BOX (ABOVE) CABLE ENTRY ON THE LEFT SIGNAL CONNECTION D-END | 3703 | TEM | 1 | MC | 39 | 1
1PH80871HF100BC1 | SIMOTICS M COMPACT ASYNCHRONOUS MOTOR 1500RPM, 3,7KW,24NM, 10A, 336V 1750RPM, 4,3KW,23NM, 10A, 396V 2000RPM, 4,9KW,23NM, 10A, 435V FORCED VENTILATION; DIRECTION OF AIR FLOW NDE --> DE; DEGREE OF PROTECTION IP55 INCREMENT. ENCODER HTL 1024 S/R (ENCODER HTL1024S/R) with TEMPERAT. SENSOR KTY84-130 DESIGN IM B3 (IM V5, IM V6) PLAIN SHAFT WITHOUT FITTED KEY; BEARING: STANDARD WITH FIXED BEARING, VIBRATION SEVERITY GRADE R/A; SHAFT AND FLANGE ACCURACY: R TERMINAL BOX (ABOVE) CABLE ENTRY ON THE ND-END SIGNAL CONNECTION LEFT | 3703 | TEM | 1 | MC | 39 | 1
1PH80871HF100CA1 | SIMOTICS M COMPACT ASYNCHRONOUS MOTOR 1500RPM, 3,7KW,24NM, 10A, 336V 1750RPM, 4,3KW,23NM, 10A, 396V 2000RPM, 4,9KW,23NM, 10A, 435V FORCED VENTILATION; DIRECTION OF AIR FLOW NDE --> DE; DEGREE OF PROTECTION IP55 INCREMENT. ENCODER HTL 1024 S/R (ENCODER HTL1024S/R) with TEMPERAT. SENSOR KTY84-130 DESIGN IM B3 (IM V5, IM V6) PLAIN SHAFT WITHOUT FITTED KEY; BEARING: STANDARD WITH FIXED BEARING, VIBRATION SEVERITY GRADE S/A, SHAFT AND FLANGE ACCURACY: R TERMINAL BOX (ABOVE) CABLE ENTRY ON THE RIGHT SIGNAL CONNECTION D-END | 3898 | TEM | 1 | MC | 39 | 1
1PH80871HF100CB1 | SIMOTICS M COMPACT ASYNCHRONOUS MOTOR 1500RPM, 3,7KW,24NM, 10A, 336V 1750RPM, 4,3KW,23NM, 10A, 396V 2000RPM, 4,9KW,23NM, 10A, 435V FORCED VENTILATION; DIRECTION OF AIR FLOW NDE --> DE; DEGREE OF PROTECTION IP55 INCREMENT. ENCODER HTL 1024 S/R (ENCODER HTL1024S/R) with TEMPERAT. SENSOR KTY84-130 DESIGN IM B3 (IM V5, IM V6) PLAIN SHAFT WITHOUT FITTED KEY; BEARING: STANDARD WITH FIXED BEARING, VIBRATION SEVERITY GRADE S/A, SHAFT AND FLANGE ACCURACY: R TERMINAL BOX (ABOVE) CABLE ENTRY ON THE LEFT SIGNAL CONNECTION D-END | 3898 | TEM | 1 | MC | 39 | 1
1PH80871HF100CC1 | SIMOTICS M COMPACT ASYNCHRONOUS MOTOR 1500RPM, 3,7KW,24NM, 10A, 336V 1750RPM, 4,3KW,23NM, 10A, 396V 2000RPM, 4,9KW,23NM, 10A, 435V FORCED VENTILATION; DIRECTION OF AIR FLOW NDE --> DE; DEGREE OF PROTECTION IP55 INCREMENT. ENCODER HTL 1024 S/R (ENCODER HTL1024S/R) with TEMPERAT. SENSOR KTY84-130 DESIGN IM B3 (IM V5, IM V6) PLAIN SHAFT WITHOUT FITTED KEY; BEARING: STANDARD WITH FIXED BEARING, VIBRATION SEVERITY GRADE S/A, SHAFT AND FLANGE ACCURACY: R TERMINAL BOX (ABOVE) CABLE ENTRY ON THE ND-END SIGNAL CONNECTION LEFT | 3898 | TEM | 1 | MC | 39 | 1
1PH80871HF101BC1 | SIMOTICS M COMPACT ASYNCHRONOUS MOTOR 1500RPM, 3,7KW,24NM, 10A, 336V 1750RPM, 4,3KW,23NM, 10A, 396V 2000RPM, 4,9KW,23NM, 10A, 435V FORCED VENTILATION; DIRECTION OF AIR FLOW NDE --> DE; DEGREE OF PROTECTION IP55 INCREMENT. ENCODER HTL 1024 S/R (ENCODER HTL1024S/R) with TEMPERAT. SENSOR KTY84-130 DESIGN IM B3 (IM V5, IM V6) SHAFT WITH FITTED KEY FULL-KEY BALANCING BEARING: STANDARD WITH FIXED BEARING, VIBRATION SEVERITY GRADE R/A; SHAFT AND FLANGE ACCURACY: R TERMINAL BOX (ABOVE) CABLE ENTRY ON THE ND-END SIGNAL CONNECTION LEFT | 3703 | TEM | 1 | MC | 39 | 1
1PH80871HF102BA1 | SIMOTICS M COMPACT ASYNCHRONOUS MOTOR 1500RPM, 3,7KW,24NM, 10A, 336V 1750RPM, 4,3KW,23NM, 10A, 396V 2000RPM, 4,9KW,23NM, 10A, 435V FORCED VENTILATION; DIRECTION OF AIR FLOW NDE --> DE; DEGREE OF PROTECTION IP55 INCREMENT. ENCODER HTL 1024 S/R (ENCODER HTL1024S/R) with TEMPERAT. SENSOR KTY84-130 DESIGN IM B3 (IM V5, IM V6) SHAFT WITH FITTED KEY HALF-KEY BALANCING BEARING: STANDARD WITH FIXED BEARING, VIBRATION SEVERITY GRADE R/A; SHAFT AND FLANGE ACCURACY: R TERMINAL BOX (ABOVE) CABLE ENTRY ON THE RIGHT SIGNAL CONNECTION D-END | 3703 | TEM | 1 | MC | 39 | 1
1PH80871HF102BB1 | SIMOTICS M COMPACT ASYNCHRONOUS MOTOR 1500RPM, 3,7KW,24NM, 10A, 336V 1750RPM, 4,3KW,23NM, 10A, 396V 2000RPM, 4,9KW,23NM, 10A, 435V FORCED VENTILATION; DIRECTION OF AIR FLOW NDE --> DE; DEGREE OF PROTECTION IP55 INCREMENT. ENCODER HTL 1024 S/R (ENCODER HTL1024S/R) with TEMPERAT. SENSOR KTY84-130 DESIGN IM B3 (IM V5, IM V6) SHAFT WITH FITTED KEY HALF-KEY BALANCING BEARING: STANDARD WITH FIXED BEARING, VIBRATION SEVERITY GRADE R/A; SHAFT AND FLANGE ACCURACY: R TERMINAL BOX (ABOVE) CABLE ENTRY ON THE LEFT SIGNAL CONNECTION D-END | 3703 | TEM | 1 | MC | 39 | 1
1PH80871HF102BC1 | SIMOTICS M COMPACT ASYNCHRONOUS MOTOR 1500RPM, 3,7KW,24NM, 10A, 336V 1750RPM, 4,3KW,23NM, 10A, 396V 2000RPM, 4,9KW,23NM, 10A, 435V FORCED VENTILATION; DIRECTION OF AIR FLOW NDE --> DE; DEGREE OF PROTECTION IP55 INCREMENT. ENCODER HTL 1024 S/R (ENCODER HTL1024S/R) with TEMPERAT. SENSOR KTY84-130 DESIGN IM B3 (IM V5, IM V6) SHAFT WITH FITTED KEY HALF-KEY BALANCING BEARING: STANDARD WITH FIXED BEARING, VIBRATION SEVERITY GRADE R/A; SHAFT AND FLANGE ACCURACY: R TERMINAL BOX (ABOVE) CABLE ENTRY ON THE ND-END SIGNAL CONNECTION LEFT | 3703 | TEM | 1 | MC | 39 | 1
1PH80871HF102CA1 | SIMOTICS M COMPACT ASYNCHRONOUS MOTOR 1500RPM, 3,7KW,24NM, 10A, 336V 1750RPM, 4,3KW,23NM, 10A, 396V 2000RPM, 4,9KW,23NM, 10A, 435V FORCED VENTILATION; DIRECTION OF AIR FLOW NDE --> DE; DEGREE OF PROTECTION IP55 INCREMENT. ENCODER HTL 1024 S/R (ENCODER HTL1024S/R) with TEMPERAT. SENSOR KTY84-130 DESIGN IM B3 (IM V5, IM V6) SHAFT WITH FITTED KEY HALF-KEY BALANCING BEARING: STANDARD WITH FIXED BEARING, VIBRATION SEVERITY GRADE S/A, SHAFT AND FLANGE ACCURACY: R TERMINAL BOX (ABOVE) CABLE ENTRY ON THE RIGHT SIGNAL CONNECTION D-END | 3898 | TEM | 1 | MC | 39 | 1
1PH80871HF102CB1 | SIMOTICS M COMPACT ASYNCHRONOUS MOTOR 1500RPM, 3,7KW,24NM, 10A, 336V 1750RPM, 4,3KW,23NM, 10A, 396V 2000RPM, 4,9KW,23NM, 10A, 435V FORCED VENTILATION; DIRECTION OF AIR FLOW NDE --> DE; DEGREE OF PROTECTION IP55 INCREMENT. ENCODER HTL 1024 S/R (ENCODER HTL1024S/R) with TEMPERAT. SENSOR KTY84-130 DESIGN IM B3 (IM V5, IM V6) SHAFT WITH FITTED KEY HALF-KEY BALANCING BEARING: STANDARD WITH FIXED BEARING, VIBRATION SEVERITY GRADE S/A, SHAFT AND FLANGE ACCURACY: R TERMINAL BOX (ABOVE) CABLE ENTRY ON THE LEFT SIGNAL CONNECTION D-END | 3898 | TEM | 1 | MC | 39 | 1
1PH80871HF102CC1 | SIMOTICS M COMPACT ASYNCHRONOUS MOTOR 1500RPM, 3,7KW,24NM, 10A, 336V 1750RPM, 4,3KW,23NM, 10A, 396V 2000RPM, 4,9KW,23NM, 10A, 435V FORCED VENTILATION; DIRECTION OF AIR FLOW NDE --> DE; DEGREE OF PROTECTION IP55 INCREMENT. ENCODER HTL 1024 S/R (ENCODER HTL1024S/R) with TEMPERAT. SENSOR KTY84-130 DESIGN IM B3 (IM V5, IM V6) SHAFT WITH FITTED KEY HALF-KEY BALANCING BEARING: STANDARD WITH FIXED BEARING, VIBRATION SEVERITY GRADE S/A, SHAFT AND FLANGE ACCURACY: R TERMINAL BOX (ABOVE) CABLE ENTRY ON THE ND-END SIGNAL CONNECTION LEFT | 3898 | TEM | 1 | MC | 39 | 1
1PH80871HF102GA1 | SIMOTICS M COMPACT ASYNCHRONOUS MOTOR 1500RPM, 3,7KW,24NM, 10A, 336V 1750RPM, 4,3KW,23NM, 10A, 396V 2000RPM, 4,9KW,23NM, 10A, 435V FORCED VENTILATION; DIRECTION OF AIR FLOW NDE --> DE; DEGREE OF PROTECTION IP55 INCREMENT. ENCODER HTL 1024 S/R (ENCODER HTL1024S/R) with TEMPERAT. SENSOR KTY84-130 DESIGN IM B3 (IM V5, IM V6) SHAFT WITH FITTED KEY HALF-KEY BALANCING BEARING: STANDARD, VIBRATION SEVERITY GRADE R/A; SHAFT AND FLANGE ACCURACY: R TERMINAL BOX (ABOVE) CABLE ENTRY ON THE RIGHT SIGNAL CONNECTION D-END | 3418 | TEM | 1 | MC | 39 | 1
1PH80871HF120BA1 | SIMOTICS M COMPACT ASYNCHRONOUS MOTOR 1500RPM, 3,7KW,24NM, 10A, 336V 1750RPM, 4,3KW,23NM, 10A, 396V 2000RPM, 4,9KW,23NM, 10A, 435V FORCED VENTILATION; DIRECTION OF AIR FLOW NDE --> DE; DEGREE OF PROTECTION IP55 INCREMENT. ENCODER HTL 1024 S/R (ENCODER HTL1024S/R) with TEMPERAT. SENSOR KTY84-130 DESIGN IM B5 (IMV 1,IM V3) PLAIN SHAFT WITHOUT FITTED KEY; BEARING: STANDARD WITH FIXED BEARING, VIBRATION SEVERITY GRADE R/A; SHAFT AND FLANGE ACCURACY: R TERMINAL BOX (ABOVE) CABLE ENTRY ON THE RIGHT SIGNAL CONNECTION D-END | 3855 | TEM | 1 | MC | 39 | 1
1PH80871HF120BB1 | SIMOTICS M COMPACT ASYNCHRONOUS MOTOR 1500RPM, 3,7KW,24NM, 10A, 336V 1750RPM, 4,3KW,23NM, 10A, 396V 2000RPM, 4,9KW,23NM, 10A, 435V FORCED VENTILATION; DIRECTION OF AIR FLOW NDE --> DE; DEGREE OF PROTECTION IP55 INCREMENT. ENCODER HTL 1024 S/R (ENCODER HTL1024S/R) with TEMPERAT. SENSOR KTY84-130 DESIGN IM B5 (IMV 1,IM V3) PLAIN SHAFT WITHOUT FITTED KEY; BEARING: STANDARD WITH FIXED BEARING, VIBRATION SEVERITY GRADE R/A; SHAFT AND FLANGE ACCURACY: R TERMINAL BOX (ABOVE) CABLE ENTRY ON THE LEFT SIGNAL CONNECTION D-END | 3855 | TEM | 1 | MC | 39 | 1
1PH80871HF120BC1 | SIMOTICS M COMPACT ASYNCHRONOUS MOTOR 1500RPM, 3,7KW,24NM, 10A, 336V 1750RPM, 4,3KW,23NM, 10A, 396V 2000RPM, 4,9KW,23NM, 10A, 435V FORCED VENTILATION; DIRECTION OF AIR FLOW NDE --> DE; DEGREE OF PROTECTION IP55 INCREMENT. ENCODER HTL 1024 S/R (ENCODER HTL1024S/R) with TEMPERAT. SENSOR KTY84-130 DESIGN IM B5 (IMV 1,IM V3) PLAIN SHAFT WITHOUT FITTED KEY; BEARING: STANDARD WITH FIXED BEARING, VIBRATION SEVERITY GRADE R/A; SHAFT AND FLANGE ACCURACY: R TERMINAL BOX (ABOVE) CABLE ENTRY ON THE ND-END SIGNAL CONNECTION LEFT | 3855 | TEM | 1 | MC | 39 | 1
1PH80871HF120CA1 | SIMOTICS M COMPACT ASYNCHRONOUS MOTOR 1500RPM, 3,7KW,24NM, 10A, 336V 1750RPM, 4,3KW,23NM, 10A, 396V 2000RPM, 4,9KW,23NM, 10A, 435V FORCED VENTILATION; DIRECTION OF AIR FLOW NDE --> DE; DEGREE OF PROTECTION IP55 INCREMENT. ENCODER HTL 1024 S/R (ENCODER HTL1024S/R) with TEMPERAT. SENSOR KTY84-130 DESIGN IM B5 (IMV 1,IM V3) PLAIN SHAFT WITHOUT FITTED KEY; BEARING: STANDARD WITH FIXED BEARING, VIBRATION SEVERITY GRADE S/A, SHAFT AND FLANGE ACCURACY: R TERMINAL BOX (ABOVE) CABLE ENTRY ON THE RIGHT SIGNAL CONNECTION D-END | 4050 | TEM | 1 | MC | 39 | 1
1PH80871HF120CB1 | SIMOTICS M COMPACT ASYNCHRONOUS MOTOR 1500RPM, 3,7KW,24NM, 10A, 336V 1750RPM, 4,3KW,23NM, 10A, 396V 2000RPM, 4,9KW,23NM, 10A, 435V FORCED VENTILATION; DIRECTION OF AIR FLOW NDE --> DE; DEGREE OF PROTECTION IP55 INCREMENT. ENCODER HTL 1024 S/R (ENCODER HTL1024S/R) with TEMPERAT. SENSOR KTY84-130 DESIGN IM B5 (IMV 1,IM V3) PLAIN SHAFT WITHOUT FITTED KEY; BEARING: STANDARD WITH FIXED BEARING, VIBRATION SEVERITY GRADE S/A, SHAFT AND FLANGE ACCURACY: R TERMINAL BOX (ABOVE) CABLE ENTRY ON THE LEFT SIGNAL CONNECTION D-END | 4050 | TEM | 1 | MC | 39 | 1
1PH80871HF120CC1 | SIMOTICS M COMPACT ASYNCHRONOUS MOTOR 1500RPM, 3,7KW,24NM, 10A, 336V 1750RPM, 4,3KW,23NM, 10A, 396V 2000RPM, 4,9KW,23NM, 10A, 435V FORCED VENTILATION; DIRECTION OF AIR FLOW NDE --> DE; DEGREE OF PROTECTION IP55 INCREMENT. ENCODER HTL 1024 S/R (ENCODER HTL1024S/R) with TEMPERAT. SENSOR KTY84-130 DESIGN IM B5 (IMV 1,IM V3) PLAIN SHAFT WITHOUT FITTED KEY; BEARING: STANDARD WITH FIXED BEARING, VIBRATION SEVERITY GRADE S/A, SHAFT AND FLANGE ACCURACY: R TERMINAL BOX (ABOVE) CABLE ENTRY ON THE ND-END SIGNAL CONNECTION LEFT | 4050 | TEM | 1 | MC | 39 | 1
1PH80871HF121BA1 | SIMOTICS M COMPACT ASYNCHRONOUS MOTOR 1500RPM, 3,7KW,24NM, 10A, 336V 1750RPM, 4,3KW,23NM, 10A, 396V 2000RPM, 4,9KW,23NM, 10A, 435V FORCED VENTILATION; DIRECTION OF AIR FLOW NDE --> DE; DEGREE OF PROTECTION IP55 INCREMENT. ENCODER HTL 1024 S/R (ENCODER HTL1024S/R) with TEMPERAT. SENSOR KTY84-130 DESIGN IM B5 (IMV 1,IM V3) SHAFT WITH FITTED KEY FULL-KEY BALANCING BEARING: STANDARD WITH FIXED BEARING, VIBRATION SEVERITY GRADE R/A; SHAFT AND FLANGE ACCURACY: R TERMINAL BOX (ABOVE) CABLE ENTRY ON THE RIGHT SIGNAL CONNECTION D-END | 3855 | TEM | 1 | MC | 39 | 1
1PH80871HF121BC1 | SIMOTICS M COMPACT ASYNCHRONOUS MOTOR 1500RPM, 3,7KW,24NM, 10A, 336V 1750RPM, 4,3KW,23NM, 10A, 396V 2000RPM, 4,9KW,23NM, 10A, 435V FORCED VENTILATION; DIRECTION OF AIR FLOW NDE --> DE; DEGREE OF PROTECTION IP55 INCREMENT. ENCODER HTL 1024 S/R (ENCODER HTL1024S/R) with TEMPERAT. SENSOR KTY84-130 DESIGN IM B5 (IMV 1,IM V3) SHAFT WITH FITTED KEY FULL-KEY BALANCING BEARING: STANDARD WITH FIXED BEARING, VIBRATION SEVERITY GRADE R/A; SHAFT AND FLANGE ACCURACY: R TERMINAL BOX (ABOVE) CABLE ENTRY ON THE ND-END SIGNAL CONNECTION LEFT | 3855 | TEM | 1 | MC | 39 | 1
1PH80871HF121CC1 | SIMOTICS M COMPACT ASYNCHRONOUS MOTOR 1500RPM, 3,7KW,24NM, 10A, 336V 1750RPM, 4,3KW,23NM, 10A, 396V 2000RPM, 4,9KW,23NM, 10A, 435V FORCED VENTILATION; DIRECTION OF AIR FLOW NDE --> DE; DEGREE OF PROTECTION IP55 INCREMENT. ENCODER HTL 1024 S/R (ENCODER HTL1024S/R) with TEMPERAT. SENSOR KTY84-130 DESIGN IM B5 (IMV 1,IM V3) SHAFT WITH FITTED KEY FULL-KEY BALANCING BEARING: STANDARD WITH FIXED BEARING, VIBRATION SEVERITY GRADE S/A, SHAFT AND FLANGE ACCURACY: R TERMINAL BOX (ABOVE) CABLE ENTRY ON THE ND-END SIGNAL CONNECTION LEFT | 4050 | TEM | 1 | MC | 39 | 1
1PH80871HF122BA1 | SIMOTICS M COMPACT ASYNCHRONOUS MOTOR 1500RPM, 3,7KW,24NM, 10A, 336V 1750RPM, 4,3KW,23NM, 10A, 396V 2000RPM, 4,9KW,23NM, 10A, 435V FORCED VENTILATION; DIRECTION OF AIR FLOW NDE --> DE; DEGREE OF PROTECTION IP55 INCREMENT. ENCODER HTL 1024 S/R (ENCODER HTL1024S/R) with TEMPERAT. SENSOR KTY84-130 DESIGN IM B5 (IMV 1,IM V3) SHAFT WITH FITTED KEY HALF-KEY BALANCING BEARING: STANDARD WITH FIXED BEARING, VIBRATION SEVERITY GRADE R/A; SHAFT AND FLANGE ACCURACY: R TERMINAL BOX (ABOVE) CABLE ENTRY ON THE RIGHT SIGNAL CONNECTION D-END | 3855 | TEM | 1 | MC | 39 | 1
1PH80871HF122BB1 | SIMOTICS M COMPACT ASYNCHRONOUS MOTOR 1500RPM, 3,7KW,24NM, 10A, 336V 1750RPM, 4,3KW,23NM, 10A, 396V 2000RPM, 4,9KW,23NM, 10A, 435V FORCED VENTILATION; DIRECTION OF AIR FLOW NDE --> DE; DEGREE OF PROTECTION IP55 INCREMENT. ENCODER HTL 1024 S/R (ENCODER HTL1024S/R) with TEMPERAT. SENSOR KTY84-130 DESIGN IM B5 (IMV 1,IM V3) SHAFT WITH FITTED KEY HALF-KEY BALANCING BEARING: STANDARD WITH FIXED BEARING, VIBRATION SEVERITY GRADE R/A; SHAFT AND FLANGE ACCURACY: R TERMINAL BOX (ABOVE) CABLE ENTRY ON THE LEFT SIGNAL CONNECTION D-END | 3855 | TEM | 1 | MC | 39 | 1
1PH80871HF122BC1 | SIMOTICS M COMPACT ASYNCHRONOUS MOTOR 1500RPM, 3,7KW,24NM, 10A, 336V 1750RPM, 4,3KW,23NM, 10A, 396V 2000RPM, 4,9KW,23NM, 10A, 435V FORCED VENTILATION; DIRECTION OF AIR FLOW NDE --> DE; DEGREE OF PROTECTION IP55 INCREMENT. ENCODER HTL 1024 S/R (ENCODER HTL1024S/R) with TEMPERAT. SENSOR KTY84-130 DESIGN IM B5 (IMV 1,IM V3) SHAFT WITH FITTED KEY HALF-KEY BALANCING BEARING: STANDARD WITH FIXED BEARING, VIBRATION SEVERITY GRADE R/A; SHAFT AND FLANGE ACCURACY: R TERMINAL BOX (ABOVE) CABLE ENTRY ON THE ND-END SIGNAL CONNECTION LEFT | 3855 | TEM | 1 | MC | 39 | 1
1PH80871HF122CA1 | SIMOTICS M COMPACT ASYNCHRONOUS MOTOR 1500RPM, 3,7KW,24NM, 10A, 336V 1750RPM, 4,3KW,23NM, 10A, 396V 2000RPM, 4,9KW,23NM, 10A, 435V FORCED VENTILATION; DIRECTION OF AIR FLOW NDE --> DE; DEGREE OF PROTECTION IP55 INCREMENT. ENCODER HTL 1024 S/R (ENCODER HTL1024S/R) with TEMPERAT. SENSOR KTY84-130 DESIGN IM B5 (IMV 1,IM V3) SHAFT WITH FITTED KEY HALF-KEY BALANCING BEARING: STANDARD WITH FIXED BEARING, VIBRATION SEVERITY GRADE S/A, SHAFT AND FLANGE ACCURACY: R TERMINAL BOX (ABOVE) CABLE ENTRY ON THE RIGHT SIGNAL CONNECTION D-END | 4050 | TEM | 1 | MC | 39 | 1
1PH80871HF122CB1 | SIMOTICS M COMPACT ASYNCHRONOUS MOTOR 1500RPM, 3,7KW,24NM, 10A, 336V 1750RPM, 4,3KW,23NM, 10A, 396V 2000RPM, 4,9KW,23NM, 10A, 435V FORCED VENTILATION; DIRECTION OF AIR FLOW NDE --> DE; DEGREE OF PROTECTION IP55 INCREMENT. ENCODER HTL 1024 S/R (ENCODER HTL1024S/R) with TEMPERAT. SENSOR KTY84-130 DESIGN IM B5 (IMV 1,IM V3) SHAFT WITH FITTED KEY HALF-KEY BALANCING BEARING: STANDARD WITH FIXED BEARING, VIBRATION SEVERITY GRADE S/A, SHAFT AND FLANGE ACCURACY: R TERMINAL BOX (ABOVE) CABLE ENTRY ON THE LEFT SIGNAL CONNECTION D-END | 4050 | TEM | 1 | MC | 39 | 1
1PH80871HF122CC1 | SIMOTICS M COMPACT ASYNCHRONOUS MOTOR 1500RPM, 3,7KW,24NM, 10A, 336V 1750RPM, 4,3KW,23NM, 10A, 396V 2000RPM, 4,9KW,23NM, 10A, 435V FORCED VENTILATION; DIRECTION OF AIR FLOW NDE --> DE; DEGREE OF PROTECTION IP55 INCREMENT. ENCODER HTL 1024 S/R (ENCODER HTL1024S/R) with TEMPERAT. SENSOR KTY84-130 DESIGN IM B5 (IMV 1,IM V3) SHAFT WITH FITTED KEY HALF-KEY BALANCING BEARING: STANDARD WITH FIXED BEARING, VIBRATION SEVERITY GRADE S/A, SHAFT AND FLANGE ACCURACY: R TERMINAL BOX (ABOVE) CABLE ENTRY ON THE ND-END SIGNAL CONNECTION LEFT | 4050 | TEM | 1 | MC | 39 | 1
1PH80871HF122GA1 | SIMOTICS M COMPACT ASYNCHRONOUS MOTOR 1500RPM, 3,7KW,24NM, 10A, 336V 1750RPM, 4,3KW,23NM, 10A, 396V 2000RPM, 4,9KW,23NM, 10A, 435V FORCED VENTILATION; DIRECTION OF AIR FLOW NDE --> DE; DEGREE OF PROTECTION IP55 INCREMENT. ENCODER HTL 1024 S/R (ENCODER HTL1024S/R) with TEMPERAT. SENSOR KTY84-130 DESIGN IM B5 (IMV 1,IM V3) SHAFT WITH FITTED KEY HALF-KEY BALANCING BEARING: STANDARD, VIBRATION SEVERITY GRADE R/A; SHAFT AND FLANGE ACCURACY: R TERMINAL BOX (ABOVE) CABLE ENTRY ON THE RIGHT SIGNAL CONNECTION D-END | 3570 | TEM | 1 | MC | 39 | 1
1PH80871HF200BA1 | SIMOTICS M COMPACT ASYNCHRONOUS MOTOR 1500RPM, 4,6KW,29NM, 13,7A,316V 1750RPM, 5,4KW,29NM, 13,7A,358V 2000RPM, 6,1KW,29NM, 13,7A,402V WATER COOLING DEGREE OF PROTECTION IP65 INCREMENT. ENCODER HTL 1024 S/R (ENCODER HTL1024S/R) with TEMPERAT. SENSOR KTY84-130 DESIGN IM B3 (IM V5, IM V6) PLAIN SHAFT WITHOUT FITTED KEY; BEARING: STANDARD WITH FIXED BEARING, VIBRATION SEVERITY GRADE R/A; SHAFT AND FLANGE ACCURACY: R TERMINAL BOX (ABOVE) CABLE ENTRY ON THE RIGHT SIGNAL CONNECTION D-END | 4013 | TEM | 1 | MC | 44 | 1
1PH80871HF200BB1 | SIMOTICS M COMPACT ASYNCHRONOUS MOTOR 1500RPM, 4,6KW,29NM, 13,7A,316V 1750RPM, 5,4KW,29NM, 13,7A,358V 2000RPM, 6,1KW,29NM, 13,7A,402V WATER COOLING DEGREE OF PROTECTION IP65 INCREMENT. ENCODER HTL 1024 S/R (ENCODER HTL1024S/R) with TEMPERAT. SENSOR KTY84-130 DESIGN IM B3 (IM V5, IM V6) PLAIN SHAFT WITHOUT FITTED KEY; BEARING: STANDARD WITH FIXED BEARING, VIBRATION SEVERITY GRADE R/A; SHAFT AND FLANGE ACCURACY: R TERMINAL BOX (ABOVE) CABLE ENTRY ON THE LEFT SIGNAL CONNECTION D-END | 4013 | TEM | 1 | MC | 44 | 1
1PH80871HF200BC1 | SIMOTICS M COMPACT ASYNCHRONOUS MOTOR 1500RPM, 4,6KW,29NM, 13,7A,316V 1750RPM, 5,4KW,29NM, 13,7A,358V 2000RPM, 6,1KW,29NM, 13,7A,402V WATER COOLING DEGREE OF PROTECTION IP65 INCREMENT. ENCODER HTL 1024 S/R (ENCODER HTL1024S/R) with TEMPERAT. SENSOR KTY84-130 DESIGN IM B3 (IM V5, IM V6) PLAIN SHAFT WITHOUT FITTED KEY; BEARING: STANDARD WITH FIXED BEARING, VIBRATION SEVERITY GRADE R/A; SHAFT AND FLANGE ACCURACY: R TERMINAL BOX (ABOVE) CABLE ENTRY ON THE ND-END SIGNAL CONNECTION LEFT | 4013 | TEM | 1 | MC | 44 | 1
1PH80871HF200CA1 | SIMOTICS M COMPACT ASYNCHRONOUS MOTOR 1500RPM, 4,6KW,29NM, 13,7A,316V 1750RPM, 5,4KW,29NM, 13,7A,358V 2000RPM, 6,1KW,29NM, 13,7A,402V WATER COOLING DEGREE OF PROTECTION IP65 INCREMENT. ENCODER HTL 1024 S/R (ENCODER HTL1024S/R) with TEMPERAT. SENSOR KTY84-130 DESIGN IM B3 (IM V5, IM V6) PLAIN SHAFT WITHOUT FITTED KEY; BEARING: STANDARD WITH FIXED BEARING, VIBRATION SEVERITY GRADE S/A, SHAFT AND FLANGE ACCURACY: R TERMINAL BOX (ABOVE) CABLE ENTRY ON THE RIGHT SIGNAL CONNECTION D-END | 4208 | TEM | 1 | MC | 44 | 1
1PH80871HF200CB1 | SIMOTICS M COMPACT ASYNCHRONOUS MOTOR 1500RPM, 4,6KW,29NM, 13,7A,316V 1750RPM, 5,4KW,29NM, 13,7A,358V 2000RPM, 6,1KW,29NM, 13,7A,402V WATER COOLING DEGREE OF PROTECTION IP65 INCREMENT. ENCODER HTL 1024 S/R (ENCODER HTL1024S/R) with TEMPERAT. SENSOR KTY84-130 DESIGN IM B3 (IM V5, IM V6) PLAIN SHAFT WITHOUT FITTED KEY; BEARING: STANDARD WITH FIXED BEARING, VIBRATION SEVERITY GRADE S/A, SHAFT AND FLANGE ACCURACY: R TERMINAL BOX (ABOVE) CABLE ENTRY ON THE LEFT SIGNAL CONNECTION D-END | 4208 | TEM | 1 | MC | 44 | 1
1PH80871HF200CC1 | SIMOTICS M COMPACT ASYNCHRONOUS MOTOR 1500RPM, 4,6KW,29NM, 13,7A,316V 1750RPM, 5,4KW,29NM, 13,7A,358V 2000RPM, 6,1KW,29NM, 13,7A,402V WATER COOLING DEGREE OF PROTECTION IP65 INCREMENT. ENCODER HTL 1024 S/R (ENCODER HTL1024S/R) with TEMPERAT. SENSOR KTY84-130 DESIGN IM B3 (IM V5, IM V6) PLAIN SHAFT WITHOUT FITTED KEY; BEARING: STANDARD WITH FIXED BEARING, VIBRATION SEVERITY GRADE S/A, SHAFT AND FLANGE ACCURACY: R TERMINAL BOX (ABOVE) CABLE ENTRY ON THE ND-END SIGNAL CONNECTION LEFT | 4208 | TEM | 1 | MC | 44 | 1
1PH80871HF202BA1 | SIMOTICS M COMPACT ASYNCHRONOUS MOTOR 1500RPM, 4,6KW,29NM, 13,7A,316V 1750RPM, 5,4KW,29NM, 13,7A,358V 2000RPM, 6,1KW,29NM, 13,7A,402V WATER COOLING DEGREE OF PROTECTION IP65 INCREMENT. ENCODER HTL 1024 S/R (ENCODER HTL1024S/R) with TEMPERAT. SENSOR KTY84-130 DESIGN IM B3 (IM V5, IM V6) SHAFT WITH FITTED KEY HALF-KEY BALANCING BEARING: STANDARD WITH FIXED BEARING, VIBRATION SEVERITY GRADE R/A; SHAFT AND FLANGE ACCURACY: R TERMINAL BOX (ABOVE) CABLE ENTRY ON THE RIGHT SIGNAL CONNECTION D-END | 4013 | TEM | 1 | MC | 44 | 1
1PH80871HF202BB1 | SIMOTICS M COMPACT ASYNCHRONOUS MOTOR 1500RPM, 4,6KW,29NM, 13,7A,316V 1750RPM, 5,4KW,29NM, 13,7A,358V 2000RPM, 6,1KW,29NM, 13,7A,402V WATER COOLING DEGREE OF PROTECTION IP65 INCREMENT. ENCODER HTL 1024 S/R (ENCODER HTL1024S/R) with TEMPERAT. SENSOR KTY84-130 DESIGN IM B3 (IM V5, IM V6) SHAFT WITH FITTED KEY HALF-KEY BALANCING BEARING: STANDARD WITH FIXED BEARING, VIBRATION SEVERITY GRADE R/A; SHAFT AND FLANGE ACCURACY: R TERMINAL BOX (ABOVE) CABLE ENTRY ON THE LEFT SIGNAL CONNECTION D-END | 4013 | TEM | 1 | MC | 44 | 1
1PH80871HF202BC1 | SIMOTICS M COMPACT ASYNCHRONOUS MOTOR 1500RPM, 4,6KW,29NM, 13,7A,316V 1750RPM, 5,4KW,29NM, 13,7A,358V 2000RPM, 6,1KW,29NM, 13,7A,402V WATER COOLING DEGREE OF PROTECTION IP65 INCREMENT. ENCODER HTL 1024 S/R (ENCODER HTL1024S/R) with TEMPERAT. SENSOR KTY84-130 DESIGN IM B3 (IM V5, IM V6) SHAFT WITH FITTED KEY HALF-KEY BALANCING BEARING: STANDARD WITH FIXED BEARING, VIBRATION SEVERITY GRADE R/A; SHAFT AND FLANGE ACCURACY: R TERMINAL BOX (ABOVE) CABLE ENTRY ON THE ND-END SIGNAL CONNECTION LEFT | 4013 | TEM | 1 | MC | 44 | 1
1PH80871HF202CA1 | SIMOTICS M COMPACT ASYNCHRONOUS MOTOR 1500RPM, 4,6KW,29NM, 13,7A,316V 1750RPM, 5,4KW,29NM, 13,7A,358V 2000RPM, 6,1KW,29NM, 13,7A,402V WATER COOLING DEGREE OF PROTECTION IP65 INCREMENT. ENCODER HTL 1024 S/R (ENCODER HTL1024S/R) with TEMPERAT. SENSOR KTY84-130 DESIGN IM B3 (IM V5, IM V6) SHAFT WITH FITTED KEY HALF-KEY BALANCING BEARING: STANDARD WITH FIXED BEARING, VIBRATION SEVERITY GRADE S/A, SHAFT AND FLANGE ACCURACY: R TERMINAL BOX (ABOVE) CABLE ENTRY ON THE RIGHT SIGNAL CONNECTION D-END | 4208 | TEM | 1 | MC | 44 | 1
1PH80871HF202CB1 | SIMOTICS M COMPACT ASYNCHRONOUS MOTOR 1500RPM, 4,6KW,29NM, 13,7A,316V 1750RPM, 5,4KW,29NM, 13,7A,358V 2000RPM, 6,1KW,29NM, 13,7A,402V WATER COOLING DEGREE OF PROTECTION IP65 INCREMENT. ENCODER HTL 1024 S/R (ENCODER HTL1024S/R) with TEMPERAT. SENSOR KTY84-130 DESIGN IM B3 (IM V5, IM V6) SHAFT WITH FITTED KEY HALF-KEY BALANCING BEARING: STANDARD WITH FIXED BEARING, VIBRATION SEVERITY GRADE S/A, SHAFT AND FLANGE ACCURACY: R TERMINAL BOX (ABOVE) CABLE ENTRY ON THE LEFT SIGNAL CONNECTION D-END | 4208 | TEM | 1 | MC | 44 | 1
1PH80871HF202CC1 | SIMOTICS M COMPACT ASYNCHRONOUS MOTOR 1500RPM, 4,6KW,29NM, 13,7A,316V 1750RPM, 5,4KW,29NM, 13,7A,358V 2000RPM, 6,1KW,29NM, 13,7A,402V WATER COOLING DEGREE OF PROTECTION IP65 INCREMENT. ENCODER HTL 1024 S/R (ENCODER HTL1024S/R) with TEMPERAT. SENSOR KTY84-130 DESIGN IM B3 (IM V5, IM V6) SHAFT WITH FITTED KEY HALF-KEY BALANCING BEARING: STANDARD WITH FIXED BEARING, VIBRATION SEVERITY GRADE S/A, SHAFT AND FLANGE ACCURACY: R TERMINAL BOX (ABOVE) CABLE ENTRY ON THE ND-END SIGNAL CONNECTION LEFT | 4208 | TEM | 1 | MC | 44 | 1
1PH80871HF220BA1 | SIMOTICS M COMPACT ASYNCHRONOUS MOTOR 1500RPM, 4,6KW,29NM, 13,7A,316V 1750RPM, 5,4KW,29NM, 13,7A,358V 2000RPM, 6,1KW,29NM, 13,7A,402V WATER COOLING DEGREE OF PROTECTION IP65 INCREMENT. ENCODER HTL 1024 S/R (ENCODER HTL1024S/R) with TEMPERAT. SENSOR KTY84-130 DESIGN IM B5 (IMV 1,IM V3) PLAIN SHAFT WITHOUT FITTED KEY; BEARING: STANDARD WITH FIXED BEARING, VIBRATION SEVERITY GRADE R/A; SHAFT AND FLANGE ACCURACY: R TERMINAL BOX (ABOVE) CABLE ENTRY ON THE RIGHT SIGNAL CONNECTION D-END | 4165 | TEM | 1 | MC | 44 | 1
1PH80871HF220BB1 | SIMOTICS M COMPACT ASYNCHRONOUS MOTOR 1500RPM, 4,6KW,29NM, 13,7A,316V 1750RPM, 5,4KW,29NM, 13,7A,358V 2000RPM, 6,1KW,29NM, 13,7A,402V WATER COOLING DEGREE OF PROTECTION IP65 INCREMENT. ENCODER HTL 1024 S/R (ENCODER HTL1024S/R) with TEMPERAT. SENSOR KTY84-130 DESIGN IM B5 (IMV 1,IM V3) PLAIN SHAFT WITHOUT FITTED KEY; BEARING: STANDARD WITH FIXED BEARING, VIBRATION SEVERITY GRADE R/A; SHAFT AND FLANGE ACCURACY: R TERMINAL BOX (ABOVE) CABLE ENTRY ON THE LEFT SIGNAL CONNECTION D-END | 4165 | TEM | 1 | MC | 44 | 1
1PH80871HF220BC1 | SIMOTICS M COMPACT ASYNCHRONOUS MOTOR 1500RPM, 4,6KW,29NM, 13,7A,316V 1750RPM, 5,4KW,29NM, 13,7A,358V 2000RPM, 6,1KW,29NM, 13,7A,402V WATER COOLING DEGREE OF PROTECTION IP65 INCREMENT. ENCODER HTL 1024 S/R (ENCODER HTL1024S/R) with TEMPERAT. SENSOR KTY84-130 DESIGN IM B5 (IMV 1,IM V3) PLAIN SHAFT WITHOUT FITTED KEY; BEARING: STANDARD WITH FIXED BEARING, VIBRATION SEVERITY GRADE R/A; SHAFT AND FLANGE ACCURACY: R TERMINAL BOX (ABOVE) CABLE ENTRY ON THE ND-END SIGNAL CONNECTION LEFT | 4165 | TEM | 1 | MC | 44 | 1
1PH80871HF220CA1 | SIMOTICS M COMPACT ASYNCHRONOUS MOTOR 1500RPM, 4,6KW,29NM, 13,7A,316V 1750RPM, 5,4KW,29NM, 13,7A,358V 2000RPM, 6,1KW,29NM, 13,7A,402V WATER COOLING DEGREE OF PROTECTION IP65 INCREMENT. ENCODER HTL 1024 S/R (ENCODER HTL1024S/R) with TEMPERAT. SENSOR KTY84-130 DESIGN IM B5 (IMV 1,IM V3) PLAIN SHAFT WITHOUT FITTED KEY; BEARING: STANDARD WITH FIXED BEARING, VIBRATION SEVERITY GRADE S/A, SHAFT AND FLANGE ACCURACY: R TERMINAL BOX (ABOVE) CABLE ENTRY ON THE RIGHT SIGNAL CONNECTION D-END | 4360 | TEM | 1 | MC | 44 | 1
1PH80871HF220CB1 | SIMOTICS M COMPACT ASYNCHRONOUS MOTOR 1500RPM, 4,6KW,29NM, 13,7A,316V 1750RPM, 5,4KW,29NM, 13,7A,358V 2000RPM, 6,1KW,29NM, 13,7A,402V WATER COOLING DEGREE OF PROTECTION IP65 INCREMENT. ENCODER HTL 1024 S/R (ENCODER HTL1024S/R) with TEMPERAT. SENSOR KTY84-130 DESIGN IM B5 (IMV 1,IM V3) PLAIN SHAFT WITHOUT FITTED KEY; BEARING: STANDARD WITH FIXED BEARING, VIBRATION SEVERITY GRADE S/A, SHAFT AND FLANGE ACCURACY: R TERMINAL BOX (ABOVE) CABLE ENTRY ON THE LEFT SIGNAL CONNECTION D-END | 4360 | TEM | 1 | MC | 44 | 1
1PH80871HF220CC1 | SIMOTICS M COMPACT ASYNCHRONOUS MOTOR 1500RPM, 4,6KW,29NM, 13,7A,316V 1750RPM, 5,4KW,29NM, 13,7A,358V 2000RPM, 6,1KW,29NM, 13,7A,402V WATER COOLING DEGREE OF PROTECTION IP65 INCREMENT. ENCODER HTL 1024 S/R (ENCODER HTL1024S/R) with TEMPERAT. SENSOR KTY84-130 DESIGN IM B5 (IMV 1,IM V3) PLAIN SHAFT WITHOUT FITTED KEY; BEARING: STANDARD WITH FIXED BEARING, VIBRATION SEVERITY GRADE S/A, SHAFT AND FLANGE ACCURACY: R TERMINAL BOX (ABOVE) CABLE ENTRY ON THE ND-END SIGNAL CONNECTION LEFT | 4360 | TEM | 1 | MC | 44 | 1
1PH80871HF222BA1 | SIMOTICS M COMPACT ASYNCHRONOUS MOTOR 1500RPM, 4,6KW,29NM, 13,7A,316V 1750RPM, 5,4KW,29NM, 13,7A,358V 2000RPM, 6,1KW,29NM, 13,7A,402V WATER COOLING DEGREE OF PROTECTION IP65 INCREMENT. ENCODER HTL 1024 S/R (ENCODER HTL1024S/R) with TEMPERAT. SENSOR KTY84-130 DESIGN IM B5 (IMV 1,IM V3) SHAFT WITH FITTED KEY HALF-KEY BALANCING BEARING: STANDARD WITH FIXED BEARING, VIBRATION SEVERITY GRADE R/A; SHAFT AND FLANGE ACCURACY: R TERMINAL BOX (ABOVE) CABLE ENTRY ON THE RIGHT SIGNAL CONNECTION D-END | 4165 | TEM | 1 | MC | 44 | 1
1PH80871HF222BB1 | SIMOTICS M COMPACT ASYNCHRONOUS MOTOR 1500RPM, 4,6KW,29NM, 13,7A,316V 1750RPM, 5,4KW,29NM, 13,7A,358V 2000RPM, 6,1KW,29NM, 13,7A,402V WATER COOLING DEGREE OF PROTECTION IP65 INCREMENT. ENCODER HTL 1024 S/R (ENCODER HTL1024S/R) with TEMPERAT. SENSOR KTY84-130 DESIGN IM B5 (IMV 1,IM V3) SHAFT WITH FITTED KEY HALF-KEY BALANCING BEARING: STANDARD WITH FIXED BEARING, VIBRATION SEVERITY GRADE R/A; SHAFT AND FLANGE ACCURACY: R TERMINAL BOX (ABOVE) CABLE ENTRY ON THE LEFT SIGNAL CONNECTION D-END | 4165 | TEM | 1 | MC | 44 | 1
1PH80871HF222BC1 | SIMOTICS M COMPACT ASYNCHRONOUS MOTOR 1500RPM, 4,6KW,29NM, 13,7A,316V 1750RPM, 5,4KW,29NM, 13,7A,358V 2000RPM, 6,1KW,29NM, 13,7A,402V WATER COOLING DEGREE OF PROTECTION IP65 INCREMENT. ENCODER HTL 1024 S/R (ENCODER HTL1024S/R) with TEMPERAT. SENSOR KTY84-130 DESIGN IM B5 (IMV 1,IM V3) SHAFT WITH FITTED KEY HALF-KEY BALANCING BEARING: STANDARD WITH FIXED BEARING, VIBRATION SEVERITY GRADE R/A; SHAFT AND FLANGE ACCURACY: R TERMINAL BOX (ABOVE) CABLE ENTRY ON THE ND-END SIGNAL CONNECTION LEFT | 4165 | TEM | 1 | MC | 44 | 1
1PH80871HF222CA1 | SIMOTICS M COMPACT ASYNCHRONOUS MOTOR 1500RPM, 4,6KW,29NM, 13,7A,316V 1750RPM, 5,4KW,29NM, 13,7A,358V 2000RPM, 6,1KW,29NM, 13,7A,402V WATER COOLING DEGREE OF PROTECTION IP65 INCREMENT. ENCODER HTL 1024 S/R (ENCODER HTL1024S/R) with TEMPERAT. SENSOR KTY84-130 DESIGN IM B5 (IMV 1,IM V3) SHAFT WITH FITTED KEY HALF-KEY BALANCING BEARING: STANDARD WITH FIXED BEARING, VIBRATION SEVERITY GRADE S/A, SHAFT AND FLANGE ACCURACY: R TERMINAL BOX (ABOVE) CABLE ENTRY ON THE RIGHT SIGNAL CONNECTION D-END | 4360 | TEM | 1 | MC | 44 | 1
1PH80871HF222CB1 | SIMOTICS M COMPACT ASYNCHRONOUS MOTOR 1500RPM, 4,6KW,29NM, 13,7A,316V 1750RPM, 5,4KW,29NM, 13,7A,358V 2000RPM, 6,1KW,29NM, 13,7A,402V WATER COOLING DEGREE OF PROTECTION IP65 INCREMENT. ENCODER HTL 1024 S/R (ENCODER HTL1024S/R) with TEMPERAT. SENSOR KTY84-130 DESIGN IM B5 (IMV 1,IM V3) SHAFT WITH FITTED KEY HALF-KEY BALANCING BEARING: STANDARD WITH FIXED BEARING, VIBRATION SEVERITY GRADE S/A, SHAFT AND FLANGE ACCURACY: R TERMINAL BOX (ABOVE) CABLE ENTRY ON THE LEFT SIGNAL CONNECTION D-END | 4360 | TEM | 1 | MC | 44 | 1
1PH80871HF222CC1 | SIMOTICS M COMPACT ASYNCHRONOUS MOTOR 1500RPM, 4,6KW,29NM, 13,7A,316V 1750RPM, 5,4KW,29NM, 13,7A,358V 2000RPM, 6,1KW,29NM, 13,7A,402V WATER COOLING DEGREE OF PROTECTION IP65 INCREMENT. ENCODER HTL 1024 S/R (ENCODER HTL1024S/R) with TEMPERAT. SENSOR KTY84-130 DESIGN IM B5 (IMV 1,IM V3) SHAFT WITH FITTED KEY HALF-KEY BALANCING BEARING: STANDARD WITH FIXED BEARING, VIBRATION SEVERITY GRADE S/A, SHAFT AND FLANGE ACCURACY: R TERMINAL BOX (ABOVE) CABLE ENTRY ON THE ND-END SIGNAL CONNECTION LEFT | 4360 | TEM | 1 | MC | 44 | 1
1PH80871HG002BA1 | SIMOTICS M COMPACT ASYNCHRONOUS MOTOR 2000RPM, 4,9KW,23NM, 14,1A,320V 2300RPM, 5,4KW,22NM, 13,7A,353V 2650RPM, 6,0KW,22NM, 13,6A,390V FORCED VENTILATION; DIRECTION OF AIR FLOW DE --> NDE; DEGREE OF PROTECTION IP55 INCREMENT. ENCODER HTL 1024 S/R (ENCODER HTL1024S/R) with TEMPERAT. SENSOR KTY84-130 DESIGN IM B3 (IM V5, IM V6) SHAFT WITH FITTED KEY HALF-KEY BALANCING BEARING: STANDARD WITH FIXED BEARING, VIBRATION SEVERITY GRADE R/A; SHAFT AND FLANGE ACCURACY: R TERMINAL BOX (ABOVE) CABLE ENTRY ON THE RIGHT SIGNAL CONNECTION D-END | 3703 | TEM | 1 | MC | 39 | 1
1PH80871HG021BA1 | SIMOTICS M COMPACT ASYNCHRONOUS MOTOR 2000RPM, 4,9KW,23NM, 14,1A,320V 2300RPM, 5,4KW,22NM, 13,7A,353V 2650RPM, 6,0KW,22NM, 13,6A,390V FORCED VENTILATION; DIRECTION OF AIR FLOW DE --> NDE; DEGREE OF PROTECTION IP55 INCREMENT. ENCODER HTL 1024 S/R (ENCODER HTL1024S/R) with TEMPERAT. SENSOR KTY84-130 DESIGN IM B5 (IMV 1,IM V3) SHAFT WITH FITTED KEY FULL-KEY BALANCING BEARING: STANDARD WITH FIXED BEARING, VIBRATION SEVERITY GRADE R/A; SHAFT AND FLANGE ACCURACY: R TERMINAL BOX (ABOVE) CABLE ENTRY ON THE RIGHT SIGNAL CONNECTION D-END | 3855 | TEM | 1 | MC | 39 | 1
1PH80871HG022BA1 | SIMOTICS M COMPACT ASYNCHRONOUS MOTOR 2000RPM, 4,9KW,23NM, 14,1A,320V 2300RPM, 5,4KW,22NM, 13,7A,353V 2650RPM, 6,0KW,22NM, 13,6A,390V FORCED VENTILATION; DIRECTION OF AIR FLOW DE --> NDE; DEGREE OF PROTECTION IP55 INCREMENT. ENCODER HTL 1024 S/R (ENCODER HTL1024S/R) with TEMPERAT. SENSOR KTY84-130 DESIGN IM B5 (IMV 1,IM V3) SHAFT WITH FITTED KEY HALF-KEY BALANCING BEARING: STANDARD WITH FIXED BEARING, VIBRATION SEVERITY GRADE R/A; SHAFT AND FLANGE ACCURACY: R TERMINAL BOX (ABOVE) CABLE ENTRY ON THE RIGHT SIGNAL CONNECTION D-END | 3855 | TEM | 1 | MC | 39 | 1
1PH80871HG022BB1 | SIMOTICS M COMPACT ASYNCHRONOUS MOTOR 2000RPM, 4,9KW,23NM, 14,1A,320V 2300RPM, 5,4KW,22NM, 13,7A,353V 2650RPM, 6,0KW,22NM, 13,6A,390V FORCED VENTILATION; DIRECTION OF AIR FLOW DE --> NDE; DEGREE OF PROTECTION IP55 INCREMENT. ENCODER HTL 1024 S/R (ENCODER HTL1024S/R) with TEMPERAT. SENSOR KTY84-130 DESIGN IM B5 (IMV 1,IM V3) SHAFT WITH FITTED KEY HALF-KEY BALANCING BEARING: STANDARD WITH FIXED BEARING, VIBRATION SEVERITY GRADE R/A; SHAFT AND FLANGE ACCURACY: R TERMINAL BOX (ABOVE) CABLE ENTRY ON THE LEFT SIGNAL CONNECTION D-END | 3855 | TEM | 1 | MC | 39 | 1
1PH80871HM002BA1 | SIMOTICS M COMPACT ASYNCHRONOUS MOTOR 3000RPM, 4,8KW,15NM, 17,3A,284V 3300RPM, 5,2KW,15NM, 17,1A,303V 3600RPM, 5,7KW,15NM, 17,1A,329V FORCED VENTILATION; DIRECTION OF AIR FLOW DE --> NDE; DEGREE OF PROTECTION IP55 INCREMENT. ENCODER HTL 1024 S/R (ENCODER HTL1024S/R) with TEMPERAT. SENSOR KTY84-130 DESIGN IM B3 (IM V5, IM V6) SHAFT WITH FITTED KEY HALF-KEY BALANCING BEARING: STANDARD WITH FIXED BEARING, VIBRATION SEVERITY GRADE R/A; SHAFT AND FLANGE ACCURACY: R TERMINAL BOX (ABOVE) CABLE ENTRY ON THE RIGHT SIGNAL CONNECTION D-END | 3703 | TEM | 1 | MC | 39 | 1
1PH80871HM100BA1 | SIMOTICS M COMPACT ASYNCHRONOUS MOTOR 3000RPM, 4,8KW,15NM, 17,3A,284V 3300RPM, 5,2KW,15NM, 17,1A,303V 3600RPM, 5,7KW,15NM, 17,1A,355V FORCED VENTILATION; DIRECTION OF AIR FLOW NDE --> DE; DEGREE OF PROTECTION IP55 INCREMENT. ENCODER HTL 1024 S/R (ENCODER HTL1024S/R) with TEMPERAT. SENSOR KTY84-130 DESIGN IM B3 (IM V5, IM V6) PLAIN SHAFT WITHOUT FITTED KEY; BEARING: STANDARD WITH FIXED BEARING, VIBRATION SEVERITY GRADE R/A; SHAFT AND FLANGE ACCURACY: R TERMINAL BOX (ABOVE) CABLE ENTRY ON THE RIGHT SIGNAL CONNECTION D-END | 3703 | TEM | 1 | MC | 32 | 1
1PH80871HM100BB1 | SIMOTICS M COMPACT ASYNCHRONOUS MOTOR 3000RPM, 4,8KW,15NM, 17,3A,284V 3300RPM, 5,2KW,15NM, 17,1A,303V 3600RPM, 5,7KW,15NM, 17,1A,355V FORCED VENTILATION; DIRECTION OF AIR FLOW NDE --> DE; DEGREE OF PROTECTION IP55 INCREMENT. ENCODER HTL 1024 S/R (ENCODER HTL1024S/R) with TEMPERAT. SENSOR KTY84-130 DESIGN IM B3 (IM V5, IM V6) PLAIN SHAFT WITHOUT FITTED KEY; BEARING: STANDARD WITH FIXED BEARING, VIBRATION SEVERITY GRADE R/A; SHAFT AND FLANGE ACCURACY: R TERMINAL BOX (ABOVE) CABLE ENTRY ON THE LEFT SIGNAL CONNECTION D-END | 3703 | TEM | 1 | MC | 32 | 1
1PH80871HM100BC1 | SIMOTICS M COMPACT ASYNCHRONOUS MOTOR 3000RPM, 4,8KW,15NM, 17,3A,284V 3300RPM, 5,2KW,15NM, 17,1A,303V 3600RPM, 5,7KW,15NM, 17,1A,355V FORCED VENTILATION; DIRECTION OF AIR FLOW NDE --> DE; DEGREE OF PROTECTION IP55 INCREMENT. ENCODER HTL 1024 S/R (ENCODER HTL1024S/R) with TEMPERAT. SENSOR KTY84-130 DESIGN IM B3 (IM V5, IM V6) PLAIN SHAFT WITHOUT FITTED KEY; BEARING: STANDARD WITH FIXED BEARING, VIBRATION SEVERITY GRADE R/A; SHAFT AND FLANGE ACCURACY: R TERMINAL BOX (ABOVE) CABLE ENTRY ON THE ND-END SIGNAL CONNECTION LEFT | 3703 | TEM | 1 | MC | 32 | 1
1PH80871HM100CA1 | SIMOTICS M COMPACT ASYNCHRONOUS MOTOR 3000RPM, 4,8KW,15NM, 17,3A,284V 3300RPM, 5,2KW,15NM, 17,1A,303V 3600RPM, 5,7KW,15NM, 17,1A,355V FORCED VENTILATION; DIRECTION OF AIR FLOW NDE --> DE; DEGREE OF PROTECTION IP55 INCREMENT. ENCODER HTL 1024 S/R (ENCODER HTL1024S/R) with TEMPERAT. SENSOR KTY84-130 DESIGN IM B3 (IM V5, IM V6) PLAIN SHAFT WITHOUT FITTED KEY; BEARING: STANDARD WITH FIXED BEARING, VIBRATION SEVERITY GRADE S/A, SHAFT AND FLANGE ACCURACY: R TERMINAL BOX (ABOVE) CABLE ENTRY ON THE RIGHT SIGNAL CONNECTION D-END | 3898 | TEM | 1 | MC | 32 | 1
1PH80871HM100CB1 | SIMOTICS M COMPACT ASYNCHRONOUS MOTOR 3000RPM, 4,8KW,15NM, 17,3A,284V 3300RPM, 5,2KW,15NM, 17,1A,303V 3600RPM, 5,7KW,15NM, 17,1A,355V FORCED VENTILATION; DIRECTION OF AIR FLOW NDE --> DE; DEGREE OF PROTECTION IP55 INCREMENT. ENCODER HTL 1024 S/R (ENCODER HTL1024S/R) with TEMPERAT. SENSOR KTY84-130 DESIGN IM B3 (IM V5, IM V6) PLAIN SHAFT WITHOUT FITTED KEY; BEARING: STANDARD WITH FIXED BEARING, VIBRATION SEVERITY GRADE S/A, SHAFT AND FLANGE ACCURACY: R TERMINAL BOX (ABOVE) CABLE ENTRY ON THE LEFT SIGNAL CONNECTION D-END | 3898 | TEM | 1 | MC | 32 | 1
1PH80871HM100CC1 | SIMOTICS M COMPACT ASYNCHRONOUS MOTOR 3000RPM, 4,8KW,15NM, 17,3A,284V 3300RPM, 5,2KW,15NM, 17,1A,303V 3600RPM, 5,7KW,15NM, 17,1A,355V FORCED VENTILATION; DIRECTION OF AIR FLOW NDE --> DE; DEGREE OF PROTECTION IP55 INCREMENT. ENCODER HTL 1024 S/R (ENCODER HTL1024S/R) with TEMPERAT. SENSOR KTY84-130 DESIGN IM B3 (IM V5, IM V6) PLAIN SHAFT WITHOUT FITTED KEY; BEARING: STANDARD WITH FIXED BEARING, VIBRATION SEVERITY GRADE S/A, SHAFT AND FLANGE ACCURACY: R TERMINAL BOX (ABOVE) CABLE ENTRY ON THE ND-END SIGNAL CONNECTION LEFT | 3898 | TEM | 1 | MC | 32 | 1
1PH80871HM102BA1 | SIMOTICS M COMPACT ASYNCHRONOUS MOTOR 3000RPM, 4,8KW,15NM, 17,3A,284V 3300RPM, 5,2KW,15NM, 17,1A,303V 3600RPM, 5,7KW,15NM, 17,1A,355V FORCED VENTILATION; DIRECTION OF AIR FLOW NDE --> DE; DEGREE OF PROTECTION IP55 INCREMENT. ENCODER HTL 1024 S/R (ENCODER HTL1024S/R) with TEMPERAT. SENSOR KTY84-130 DESIGN IM B3 (IM V5, IM V6) SHAFT WITH FITTED KEY HALF-KEY BALANCING BEARING: STANDARD WITH FIXED BEARING, VIBRATION SEVERITY GRADE R/A; SHAFT AND FLANGE ACCURACY: R TERMINAL BOX (ABOVE) CABLE ENTRY ON THE RIGHT SIGNAL CONNECTION D-END | 3703 | TEM | 1 | MC | 32 | 1
1PH80871HM102BB1 | SIMOTICS M COMPACT ASYNCHRONOUS MOTOR 3000RPM, 4,8KW,15NM, 17,3A,284V 3300RPM, 5,2KW,15NM, 17,1A,303V 3600RPM, 5,7KW,15NM, 17,1A,355V FORCED VENTILATION; DIRECTION OF AIR FLOW NDE --> DE; DEGREE OF PROTECTION IP55 INCREMENT. ENCODER HTL 1024 S/R (ENCODER HTL1024S/R) with TEMPERAT. SENSOR KTY84-130 DESIGN IM B3 (IM V5, IM V6) SHAFT WITH FITTED KEY HALF-KEY BALANCING BEARING: STANDARD WITH FIXED BEARING, VIBRATION SEVERITY GRADE R/A; SHAFT AND FLANGE ACCURACY: R TERMINAL BOX (ABOVE) CABLE ENTRY ON THE LEFT SIGNAL CONNECTION D-END | 3703 | TEM | 1 | MC | 32 | 1
1PH80871HM102BC1 | SIMOTICS M COMPACT ASYNCHRONOUS MOTOR 3000RPM, 4,8KW,15NM, 17,3A,284V 3300RPM, 5,2KW,15NM, 17,1A,303V 3600RPM, 5,7KW,15NM, 17,1A,355V FORCED VENTILATION; DIRECTION OF AIR FLOW NDE --> DE; DEGREE OF PROTECTION IP55 INCREMENT. ENCODER HTL 1024 S/R (ENCODER HTL1024S/R) with TEMPERAT. SENSOR KTY84-130 DESIGN IM B3 (IM V5, IM V6) SHAFT WITH FITTED KEY HALF-KEY BALANCING BEARING: STANDARD WITH FIXED BEARING, VIBRATION SEVERITY GRADE R/A; SHAFT AND FLANGE ACCURACY: R TERMINAL BOX (ABOVE) CABLE ENTRY ON THE ND-END SIGNAL CONNECTION LEFT | 3703 | TEM | 1 | MC | 32 | 1
1PH80871HM102CA1 | SIMOTICS M COMPACT ASYNCHRONOUS MOTOR 3000RPM, 4,8KW,15NM, 17,3A,284V 3300RPM, 5,2KW,15NM, 17,1A,303V 3600RPM, 5,7KW,15NM, 17,1A,355V FORCED VENTILATION; DIRECTION OF AIR FLOW NDE --> DE; DEGREE OF PROTECTION IP55 INCREMENT. ENCODER HTL 1024 S/R (ENCODER HTL1024S/R) with TEMPERAT. SENSOR KTY84-130 DESIGN IM B3 (IM V5, IM V6) SHAFT WITH FITTED KEY HALF-KEY BALANCING BEARING: STANDARD WITH FIXED BEARING, VIBRATION SEVERITY GRADE S/A, SHAFT AND FLANGE ACCURACY: R TERMINAL BOX (ABOVE) CABLE ENTRY ON THE RIGHT SIGNAL CONNECTION D-END | 3898 | TEM | 1 | MC | 32 | 1
1PH80871HM102CB1 | SIMOTICS M COMPACT ASYNCHRONOUS MOTOR 3000RPM, 4,8KW,15NM, 17,3A,284V 3300RPM, 5,2KW,15NM, 17,1A,303V 3600RPM, 5,7KW,15NM, 17,1A,355V FORCED VENTILATION; DIRECTION OF AIR FLOW NDE --> DE; DEGREE OF PROTECTION IP55 INCREMENT. ENCODER HTL 1024 S/R (ENCODER HTL1024S/R) with TEMPERAT. SENSOR KTY84-130 DESIGN IM B3 (IM V5, IM V6) SHAFT WITH FITTED KEY HALF-KEY BALANCING BEARING: STANDARD WITH FIXED BEARING, VIBRATION SEVERITY GRADE S/A, SHAFT AND FLANGE ACCURACY: R TERMINAL BOX (ABOVE) CABLE ENTRY ON THE LEFT SIGNAL CONNECTION D-END | 3898 | TEM | 1 | MC | 32 | 1
1PH80871HM102CC1 | SIMOTICS M COMPACT ASYNCHRONOUS MOTOR 3000RPM, 4,8KW,15NM, 17,3A,284V 3300RPM, 5,2KW,15NM, 17,1A,303V 3600RPM, 5,7KW,15NM, 17,1A,355V FORCED VENTILATION; DIRECTION OF AIR FLOW NDE --> DE; DEGREE OF PROTECTION IP55 INCREMENT. ENCODER HTL 1024 S/R (ENCODER HTL1024S/R) with TEMPERAT. SENSOR KTY84-130 DESIGN IM B3 (IM V5, IM V6) SHAFT WITH FITTED KEY HALF-KEY BALANCING BEARING: STANDARD WITH FIXED BEARING, VIBRATION SEVERITY GRADE S/A, SHAFT AND FLANGE ACCURACY: R TERMINAL BOX (ABOVE) CABLE ENTRY ON THE ND-END SIGNAL CONNECTION LEFT | 3898 | TEM | 1 | MC | 32 | 1
1PH80871HM120BA1 | SIMOTICS M COMPACT ASYNCHRONOUS MOTOR 3000RPM, 4,8KW,15NM, 17,3A,284V 3300RPM, 5,2KW,15NM, 17,1A,303V 3600RPM, 5,7KW,15NM, 17,1A,355V FORCED VENTILATION; DIRECTION OF AIR FLOW NDE --> DE; DEGREE OF PROTECTION IP55 INCREMENT. ENCODER HTL 1024 S/R (ENCODER HTL1024S/R) with TEMPERAT. SENSOR KTY84-130 DESIGN IM B5 (IMV 1,IM V3) PLAIN SHAFT WITHOUT FITTED KEY; BEARING: STANDARD WITH FIXED BEARING, VIBRATION SEVERITY GRADE R/A; SHAFT AND FLANGE ACCURACY: R TERMINAL BOX (ABOVE) CABLE ENTRY ON THE RIGHT SIGNAL CONNECTION D-END | 3855 | TEM | 1 | MC | 32 | 1
1PH80871HM120BB1 | SIMOTICS M COMPACT ASYNCHRONOUS MOTOR 3000RPM, 4,8KW,15NM, 17,3A,284V 3300RPM, 5,2KW,15NM, 17,1A,303V 3600RPM, 5,7KW,15NM, 17,1A,355V FORCED VENTILATION; DIRECTION OF AIR FLOW NDE --> DE; DEGREE OF PROTECTION IP55 INCREMENT. ENCODER HTL 1024 S/R (ENCODER HTL1024S/R) with TEMPERAT. SENSOR KTY84-130 DESIGN IM B5 (IMV 1,IM V3) PLAIN SHAFT WITHOUT FITTED KEY; BEARING: STANDARD WITH FIXED BEARING, VIBRATION SEVERITY GRADE R/A; SHAFT AND FLANGE ACCURACY: R TERMINAL BOX (ABOVE) CABLE ENTRY ON THE LEFT SIGNAL CONNECTION D-END | 3855 | TEM | 1 | MC | 32 | 1
1PH80871HM120BC1 | SIMOTICS M COMPACT ASYNCHRONOUS MOTOR 3000RPM, 4,8KW,15NM, 17,3A,284V 3300RPM, 5,2KW,15NM, 17,1A,303V 3600RPM, 5,7KW,15NM, 17,1A,355V FORCED VENTILATION; DIRECTION OF AIR FLOW NDE --> DE; DEGREE OF PROTECTION IP55 INCREMENT. ENCODER HTL 1024 S/R (ENCODER HTL1024S/R) with TEMPERAT. SENSOR KTY84-130 DESIGN IM B5 (IMV 1,IM V3) PLAIN SHAFT WITHOUT FITTED KEY; BEARING: STANDARD WITH FIXED BEARING, VIBRATION SEVERITY GRADE R/A; SHAFT AND FLANGE ACCURACY: R TERMINAL BOX (ABOVE) CABLE ENTRY ON THE ND-END SIGNAL CONNECTION LEFT | 3855 | TEM | 1 | MC | 32 | 1
1PH80871HM120CA1 | SIMOTICS M COMPACT ASYNCHRONOUS MOTOR 3000RPM, 4,8KW,15NM, 17,3A,284V 3300RPM, 5,2KW,15NM, 17,1A,303V 3600RPM, 5,7KW,15NM, 17,1A,355V FORCED VENTILATION; DIRECTION OF AIR FLOW NDE --> DE; DEGREE OF PROTECTION IP55 INCREMENT. ENCODER HTL 1024 S/R (ENCODER HTL1024S/R) with TEMPERAT. SENSOR KTY84-130 DESIGN IM B5 (IMV 1,IM V3) PLAIN SHAFT WITHOUT FITTED KEY; BEARING: STANDARD WITH FIXED BEARING, VIBRATION SEVERITY GRADE S/A, SHAFT AND FLANGE ACCURACY: R TERMINAL BOX (ABOVE) CABLE ENTRY ON THE RIGHT SIGNAL CONNECTION D-END | 4050 | TEM | 1 | MC | 32 | 1
1PH80871HM120CB1 | SIMOTICS M COMPACT ASYNCHRONOUS MOTOR 3000RPM, 4,8KW,15NM, 17,3A,284V 3300RPM, 5,2KW,15NM, 17,1A,303V 3600RPM, 5,7KW,15NM, 17,1A,355V FORCED VENTILATION; DIRECTION OF AIR FLOW NDE --> DE; DEGREE OF PROTECTION IP55 INCREMENT. ENCODER HTL 1024 S/R (ENCODER HTL1024S/R) with TEMPERAT. SENSOR KTY84-130 DESIGN IM B5 (IMV 1,IM V3) PLAIN SHAFT WITHOUT FITTED KEY; BEARING: STANDARD WITH FIXED BEARING, VIBRATION SEVERITY GRADE S/A, SHAFT AND FLANGE ACCURACY: R TERMINAL BOX (ABOVE) CABLE ENTRY ON THE LEFT SIGNAL CONNECTION D-END | 4050 | TEM | 1 | MC | 32 | 1
1PH80871HM120CC1 | SIMOTICS M COMPACT ASYNCHRONOUS MOTOR 3000RPM, 4,8KW,15NM, 17,3A,284V 3300RPM, 5,2KW,15NM, 17,1A,303V 3600RPM, 5,7KW,15NM, 17,1A,355V FORCED VENTILATION; DIRECTION OF AIR FLOW NDE --> DE; DEGREE OF PROTECTION IP55 INCREMENT. ENCODER HTL 1024 S/R (ENCODER HTL1024S/R) with TEMPERAT. SENSOR KTY84-130 DESIGN IM B5 (IMV 1,IM V3) PLAIN SHAFT WITHOUT FITTED KEY; BEARING: STANDARD WITH FIXED BEARING, VIBRATION SEVERITY GRADE S/A, SHAFT AND FLANGE ACCURACY: R TERMINAL BOX (ABOVE) CABLE ENTRY ON THE ND-END SIGNAL CONNECTION LEFT | 4050 | TEM | 1 | MC | 32 | 1
1PH80871HM122BA1 | SIMOTICS M COMPACT ASYNCHRONOUS MOTOR 3000RPM, 4,8KW,15NM, 17,3A,284V 3300RPM, 5,2KW,15NM, 17,1A,303V 3600RPM, 5,7KW,15NM, 17,1A,355V FORCED VENTILATION; DIRECTION OF AIR FLOW NDE --> DE; DEGREE OF PROTECTION IP55 INCREMENT. ENCODER HTL 1024 S/R (ENCODER HTL1024S/R) with TEMPERAT. SENSOR KTY84-130 DESIGN IM B5 (IMV 1,IM V3) SHAFT WITH FITTED KEY HALF-KEY BALANCING BEARING: STANDARD WITH FIXED BEARING, VIBRATION SEVERITY GRADE R/A; SHAFT AND FLANGE ACCURACY: R TERMINAL BOX (ABOVE) CABLE ENTRY ON THE RIGHT SIGNAL CONNECTION D-END | 3855 | TEM | 1 | MC | 32 | 1
1PH80871HM122BB1 | SIMOTICS M COMPACT ASYNCHRONOUS MOTOR 3000RPM, 4,8KW,15NM, 17,3A,284V 3300RPM, 5,2KW,15NM, 17,1A,303V 3600RPM, 5,7KW,15NM, 17,1A,355V FORCED VENTILATION; DIRECTION OF AIR FLOW NDE --> DE; DEGREE OF PROTECTION IP55 INCREMENT. ENCODER HTL 1024 S/R (ENCODER HTL1024S/R) with TEMPERAT. SENSOR KTY84-130 DESIGN IM B5 (IMV 1,IM V3) SHAFT WITH FITTED KEY HALF-KEY BALANCING BEARING: STANDARD WITH FIXED BEARING, VIBRATION SEVERITY GRADE R/A; SHAFT AND FLANGE ACCURACY: R TERMINAL BOX (ABOVE) CABLE ENTRY ON THE LEFT SIGNAL CONNECTION D-END | 3855 | TEM | 1 | MC | 32 | 1
1PH80871HM122BC1 | SIMOTICS M COMPACT ASYNCHRONOUS MOTOR 3000RPM, 4,8KW,15NM, 17,3A,284V 3300RPM, 5,2KW,15NM, 17,1A,303V 3600RPM, 5,7KW,15NM, 17,1A,355V FORCED VENTILATION; DIRECTION OF AIR FLOW NDE --> DE; DEGREE OF PROTECTION IP55 INCREMENT. ENCODER HTL 1024 S/R (ENCODER HTL1024S/R) with TEMPERAT. SENSOR KTY84-130 DESIGN IM B5 (IMV 1,IM V3) SHAFT WITH FITTED KEY HALF-KEY BALANCING BEARING: STANDARD WITH FIXED BEARING, VIBRATION SEVERITY GRADE R/A; SHAFT AND FLANGE ACCURACY: R TERMINAL BOX (ABOVE) CABLE ENTRY ON THE ND-END SIGNAL CONNECTION LEFT | 3855 | TEM | 1 | MC | 32 | 1
1PH80871HM122CA1 | SIMOTICS M COMPACT ASYNCHRONOUS MOTOR 3000RPM, 4,8KW,15NM, 17,3A,284V 3300RPM, 5,2KW,15NM, 17,1A,303V 3600RPM, 5,7KW,15NM, 17,1A,355V FORCED VENTILATION; DIRECTION OF AIR FLOW NDE --> DE; DEGREE OF PROTECTION IP55 INCREMENT. ENCODER HTL 1024 S/R (ENCODER HTL1024S/R) with TEMPERAT. SENSOR KTY84-130 DESIGN IM B5 (IMV 1,IM V3) SHAFT WITH FITTED KEY HALF-KEY BALANCING BEARING: STANDARD WITH FIXED BEARING, VIBRATION SEVERITY GRADE S/A, SHAFT AND FLANGE ACCURACY: R TERMINAL BOX (ABOVE) CABLE ENTRY ON THE RIGHT SIGNAL CONNECTION D-END | 4050 | TEM | 1 | MC | 32 | 1
1PH80871HM122CB1 | SIMOTICS M COMPACT ASYNCHRONOUS MOTOR 3000RPM, 4,8KW,15NM, 17,3A,284V 3300RPM, 5,2KW,15NM, 17,1A,303V 3600RPM, 5,7KW,15NM, 17,1A,355V FORCED VENTILATION; DIRECTION OF AIR FLOW NDE --> DE; DEGREE OF PROTECTION IP55 INCREMENT. ENCODER HTL 1024 S/R (ENCODER HTL1024S/R) with TEMPERAT. SENSOR KTY84-130 DESIGN IM B5 (IMV 1,IM V3) SHAFT WITH FITTED KEY HALF-KEY BALANCING BEARING: STANDARD WITH FIXED BEARING, VIBRATION SEVERITY GRADE S/A, SHAFT AND FLANGE ACCURACY: R TERMINAL BOX (ABOVE) CABLE ENTRY ON THE LEFT SIGNAL CONNECTION D-END | 4050 | TEM | 1 | MC | 32 | 1
1PH80871HM122CC1 | SIMOTICS M COMPACT ASYNCHRONOUS MOTOR 3000RPM, 4,8KW,15NM, 17,3A,284V 3300RPM, 5,2KW,15NM, 17,1A,303V 3600RPM, 5,7KW,15NM, 17,1A,355V FORCED VENTILATION; DIRECTION OF AIR FLOW NDE --> DE; DEGREE OF PROTECTION IP55 INCREMENT. ENCODER HTL 1024 S/R (ENCODER HTL1024S/R) with TEMPERAT. SENSOR KTY84-130 DESIGN IM B5 (IMV 1,IM V3) SHAFT WITH FITTED KEY HALF-KEY BALANCING BEARING: STANDARD WITH FIXED BEARING, VIBRATION SEVERITY GRADE S/A, SHAFT AND FLANGE ACCURACY: R TERMINAL BOX (ABOVE) CABLE ENTRY ON THE ND-END SIGNAL CONNECTION LEFT | 4050 | TEM | 1 | MC | 32 | 1
1PH80871HN022DA1 | SIMOTICS M COMPACT ASYNCHRONOUS MOTOR 4500RPM, 5,8KW,12NM, 19,5A,315V 5000RPM, 6,5KW,12NM, 17,1A,335V 5500RPM, 6,9KW,12NM, 19A,370V FORCED VENTILATION; DIRECTION OF AIR FLOW DE --> NDE; DEGREE OF PROTECTION IP55 INCREMENT. ENCODER HTL 1024 S/R (ENCODER HTL1024S/R) with TEMPERAT. SENSOR KTY84-130 DESIGN IM B5 (IMV 1,IM V3) SHAFT WITH FITTED KEY HALF-KEY BALANCING BEARING: STANDARD WITH FIXED BEARING, VIBRATION SEVERITY GRADE SR/A; SHAFT AND FLANGE ACCURACY: R TERMINAL BOX (ABOVE) CABLE ENTRY ON THE RIGHT SIGNAL CONNECTION D-END | 4120 | TEM | 1 | MC | 39 | 1
1PH80871HN222BE1 | SIMOTICS M COMPACT ASYNCHRONOUS MOTOR 4500RPM, 8,5KW, 18NM, 24A, 345V 5000RPM, 9,5KW, 18NM, 24A, 380V 5500RPM, 11KW, 18NM, 24A, 420V WATER COOLING DEGREE OF PROTECTION IP65 INCREMENT. ENCODER HTL 1024 S/R (ENCODER HTL1024S/R) with TEMPERAT. SENSOR KTY84-130 DESIGN IM B5 (IMV 1,IM V3) SHAFT WITH FITTED KEY HALF-KEY BALANCING BEARING: STANDARD WITH FIXED BEARING, VIBRATION SEVERITY GRADE R/A; SHAFT AND FLANGE ACCURACY: R POWER CONNECTOR (ABOVE) CABLE ENTRY ON THE RIGHT SIGNAL CONNECTION D-END | 4165 | TEM | 1 | MC | 44 | 1
1PH80871JF020BG1 | SIMOTICS M COMPACT ASYNCHRONOUS MOTOR 1500RPM, 3,7KW, 24NM, 10A,336V 1750RPM, 4,3KW, 23NM, 10A,396V 2000RPM, 4,9KW, 23NM, 10A,435V FORCED VENTILATION; DIRECTION OF AIR FLOW DE --> NDE; DEGREE OF PROTECTION IP55 INCREMENT. ENCODER HTL 2048 S/R (ENCODER HTL2048S/R) with TEMPERAT. SENSOR KTY84-130 DESIGN IM B5 (IMV 1,IM V3) PLAIN SHAFT WITHOUT FITTED KEY; BEARING: STANDARD WITH FIXED BEARING, VIBRATION SEVERITY GRADE R/A; SHAFT AND FLANGE ACCURACY: R POWER CONNECTOR (ABOVE) CABLE ENTRY ON THE ND-END SIGNAL CONNECTION LEFT | 4266 | TEM | 1 | MC | 39 | 1
1PH80871JF100BA1 | SIMOTICS M COMPACT ASYNCHRONOUS MOTOR 1500RPM, 3,7KW,24NM, 10A, 336V 1750RPM, 4,3KW,23NM, 10A, 396V 2000RPM, 4,9KW,23NM, 10A, 435V FORCED VENTILATION; DIRECTION OF AIR FLOW NDE --> DE; DEGREE OF PROTECTION IP55 INCREMENT. ENCODER HTL 2048 S/R (ENCODER HTL2048S/R) with TEMPERAT. SENSOR KTY84-130 DESIGN IM B3 (IM V5, IM V6) PLAIN SHAFT WITHOUT FITTED KEY; BEARING: STANDARD WITH FIXED BEARING, VIBRATION SEVERITY GRADE R/A; SHAFT AND FLANGE ACCURACY: R TERMINAL BOX (ABOVE) CABLE ENTRY ON THE RIGHT SIGNAL CONNECTION D-END | 4115 | TEM | 1 | MC | 39 | 1
1PH80871JF100BB1 | SIMOTICS M COMPACT ASYNCHRONOUS MOTOR 1500RPM, 3,7KW,24NM, 10A, 336V 1750RPM, 4,3KW,23NM, 10A, 396V 2000RPM, 4,9KW,23NM, 10A, 435V FORCED VENTILATION; DIRECTION OF AIR FLOW NDE --> DE; DEGREE OF PROTECTION IP55 INCREMENT. ENCODER HTL 2048 S/R (ENCODER HTL2048S/R) with TEMPERAT. SENSOR KTY84-130 DESIGN IM B3 (IM V5, IM V6) PLAIN SHAFT WITHOUT FITTED KEY; BEARING: STANDARD WITH FIXED BEARING, VIBRATION SEVERITY GRADE R/A; SHAFT AND FLANGE ACCURACY: R TERMINAL BOX (ABOVE) CABLE ENTRY ON THE LEFT SIGNAL CONNECTION D-END | 4115 | TEM | 1 | MC | 39 | 1
1PH80871JF100BC1 | SIMOTICS M COMPACT ASYNCHRONOUS MOTOR 1500RPM, 3,7KW,24NM, 10A, 336V 1750RPM, 4,3KW,23NM, 10A, 396V 2000RPM, 4,9KW,23NM, 10A, 435V FORCED VENTILATION; DIRECTION OF AIR FLOW NDE --> DE; DEGREE OF PROTECTION IP55 INCREMENT. ENCODER HTL 2048 S/R (ENCODER HTL2048S/R) with TEMPERAT. SENSOR KTY84-130 DESIGN IM B3 (IM V5, IM V6) PLAIN SHAFT WITHOUT FITTED KEY; BEARING: STANDARD WITH FIXED BEARING, VIBRATION SEVERITY GRADE R/A; SHAFT AND FLANGE ACCURACY: R TERMINAL BOX (ABOVE) CABLE ENTRY ON THE ND-END SIGNAL CONNECTION LEFT | 4115 | TEM | 1 | MC | 39 | 1
1PH80871JF100CA1 | SIMOTICS M COMPACT ASYNCHRONOUS MOTOR 1500RPM, 3,7KW,24NM, 10A, 336V 1750RPM, 4,3KW,23NM, 10A, 396V 2000RPM, 4,9KW,23NM, 10A, 435V FORCED VENTILATION; DIRECTION OF AIR FLOW NDE --> DE; DEGREE OF PROTECTION IP55 INCREMENT. ENCODER HTL 2048 S/R (ENCODER HTL2048S/R) with TEMPERAT. SENSOR KTY84-130 DESIGN IM B3 (IM V5, IM V6) PLAIN SHAFT WITHOUT FITTED KEY; BEARING: STANDARD WITH FIXED BEARING, VIBRATION SEVERITY GRADE S/A, SHAFT AND FLANGE ACCURACY: R TERMINAL BOX (ABOVE) CABLE ENTRY ON THE RIGHT SIGNAL CONNECTION D-END | 4310 | TEM | 1 | MC | 39 | 1
1PH80871JF100CB1 | SIMOTICS M COMPACT ASYNCHRONOUS MOTOR 1500RPM, 3,7KW,24NM, 10A, 336V 1750RPM, 4,3KW,23NM, 10A, 396V 2000RPM, 4,9KW,23NM, 10A, 435V FORCED VENTILATION; DIRECTION OF AIR FLOW NDE --> DE; DEGREE OF PROTECTION IP55 INCREMENT. ENCODER HTL 2048 S/R (ENCODER HTL2048S/R) with TEMPERAT. SENSOR KTY84-130 DESIGN IM B3 (IM V5, IM V6) PLAIN SHAFT WITHOUT FITTED KEY; BEARING: STANDARD WITH FIXED BEARING, VIBRATION SEVERITY GRADE S/A, SHAFT AND FLANGE ACCURACY: R TERMINAL BOX (ABOVE) CABLE ENTRY ON THE LEFT SIGNAL CONNECTION D-END | 4310 | TEM | 1 | MC | 39 | 1
1PH80871JF100CC1 | SIMOTICS M COMPACT ASYNCHRONOUS MOTOR 1500RPM, 3,7KW,24NM, 10A, 336V 1750RPM, 4,3KW,23NM, 10A, 396V 2000RPM, 4,9KW,23NM, 10A, 435V FORCED VENTILATION; DIRECTION OF AIR FLOW NDE --> DE; DEGREE OF PROTECTION IP55 INCREMENT. ENCODER HTL 2048 S/R (ENCODER HTL2048S/R) with TEMPERAT. SENSOR KTY84-130 DESIGN IM B3 (IM V5, IM V6) PLAIN SHAFT WITHOUT FITTED KEY; BEARING: STANDARD WITH FIXED BEARING, VIBRATION SEVERITY GRADE S/A, SHAFT AND FLANGE ACCURACY: R TERMINAL BOX (ABOVE) CABLE ENTRY ON THE ND-END SIGNAL CONNECTION LEFT | 4310 | TEM | 1 | MC | 39 | 1
1PH80871JF102BA1 | SIMOTICS M COMPACT ASYNCHRONOUS MOTOR 1500RPM, 3,7KW,24NM, 10A, 336V 1750RPM, 4,3KW,23NM, 10A, 396V 2000RPM, 4,9KW,23NM, 10A, 435V FORCED VENTILATION; DIRECTION OF AIR FLOW NDE --> DE; DEGREE OF PROTECTION IP55 INCREMENT. ENCODER HTL 2048 S/R (ENCODER HTL2048S/R) with TEMPERAT. SENSOR KTY84-130 DESIGN IM B3 (IM V5, IM V6) SHAFT WITH FITTED KEY HALF-KEY BALANCING BEARING: STANDARD WITH FIXED BEARING, VIBRATION SEVERITY GRADE R/A; SHAFT AND FLANGE ACCURACY: R TERMINAL BOX (ABOVE) CABLE ENTRY ON THE RIGHT SIGNAL CONNECTION D-END | 4115 | TEM | 1 | MC | 39 | 1
1PH80871JF102BB1 | SIMOTICS M COMPACT ASYNCHRONOUS MOTOR 1500RPM, 3,7KW,24NM, 10A, 336V 1750RPM, 4,3KW,23NM, 10A, 396V 2000RPM, 4,9KW,23NM, 10A, 435V FORCED VENTILATION; DIRECTION OF AIR FLOW NDE --> DE; DEGREE OF PROTECTION IP55 INCREMENT. ENCODER HTL 2048 S/R (ENCODER HTL2048S/R) with TEMPERAT. SENSOR KTY84-130 DESIGN IM B3 (IM V5, IM V6) SHAFT WITH FITTED KEY HALF-KEY BALANCING BEARING: STANDARD WITH FIXED BEARING, VIBRATION SEVERITY GRADE R/A; SHAFT AND FLANGE ACCURACY: R TERMINAL BOX (ABOVE) CABLE ENTRY ON THE LEFT SIGNAL CONNECTION D-END | 4115 | TEM | 1 | MC | 39 | 1
1PH80871JF102BC1 | SIMOTICS M COMPACT ASYNCHRONOUS MOTOR 1500RPM, 3,7KW,24NM, 10A, 336V 1750RPM, 4,3KW,23NM, 10A, 396V 2000RPM, 4,9KW,23NM, 10A, 435V FORCED VENTILATION; DIRECTION OF AIR FLOW NDE --> DE; DEGREE OF PROTECTION IP55 INCREMENT. ENCODER HTL 2048 S/R (ENCODER HTL2048S/R) with TEMPERAT. SENSOR KTY84-130 DESIGN IM B3 (IM V5, IM V6) SHAFT WITH FITTED KEY HALF-KEY BALANCING BEARING: STANDARD WITH FIXED BEARING, VIBRATION SEVERITY GRADE R/A; SHAFT AND FLANGE ACCURACY: R TERMINAL BOX (ABOVE) CABLE ENTRY ON THE ND-END SIGNAL CONNECTION LEFT | 4115 | TEM | 1 | MC | 39 | 1
1PH80871JF102CA1 | SIMOTICS M COMPACT ASYNCHRONOUS MOTOR 1500RPM, 3,7KW,24NM, 10A, 336V 1750RPM, 4,3KW,23NM, 10A, 396V 2000RPM, 4,9KW,23NM, 10A, 435V FORCED VENTILATION; DIRECTION OF AIR FLOW NDE --> DE; DEGREE OF PROTECTION IP55 INCREMENT. ENCODER HTL 2048 S/R (ENCODER HTL2048S/R) with TEMPERAT. SENSOR KTY84-130 DESIGN IM B3 (IM V5, IM V6) SHAFT WITH FITTED KEY HALF-KEY BALANCING BEARING: STANDARD WITH FIXED BEARING, VIBRATION SEVERITY GRADE S/A, SHAFT AND FLANGE ACCURACY: R TERMINAL BOX (ABOVE) CABLE ENTRY ON THE RIGHT SIGNAL CONNECTION D-END | 4310 | TEM | 1 | MC | 39 | 1
1PH80871JF102CB1 | SIMOTICS M COMPACT ASYNCHRONOUS MOTOR 1500RPM, 3,7KW,24NM, 10A, 336V 1750RPM, 4,3KW,23NM, 10A, 396V 2000RPM, 4,9KW,23NM, 10A, 435V FORCED VENTILATION; DIRECTION OF AIR FLOW NDE --> DE; DEGREE OF PROTECTION IP55 INCREMENT. ENCODER HTL 2048 S/R (ENCODER HTL2048S/R) with TEMPERAT. SENSOR KTY84-130 DESIGN IM B3 (IM V5, IM V6) SHAFT WITH FITTED KEY HALF-KEY BALANCING BEARING: STANDARD WITH FIXED BEARING, VIBRATION SEVERITY GRADE S/A, SHAFT AND FLANGE ACCURACY: R TERMINAL BOX (ABOVE) CABLE ENTRY ON THE LEFT SIGNAL CONNECTION D-END | 4310 | TEM | 1 | MC | 39 | 1
1PH80871JF102CC1 | SIMOTICS M COMPACT ASYNCHRONOUS MOTOR 1500RPM, 3,7KW,24NM, 10A, 336V 1750RPM, 4,3KW,23NM, 10A, 396V 2000RPM, 4,9KW,23NM, 10A, 435V FORCED VENTILATION; DIRECTION OF AIR FLOW NDE --> DE; DEGREE OF PROTECTION IP55 INCREMENT. ENCODER HTL 2048 S/R (ENCODER HTL2048S/R) with TEMPERAT. SENSOR KTY84-130 DESIGN IM B3 (IM V5, IM V6) SHAFT WITH FITTED KEY HALF-KEY BALANCING BEARING: STANDARD WITH FIXED BEARING, VIBRATION SEVERITY GRADE S/A, SHAFT AND FLANGE ACCURACY: R TERMINAL BOX (ABOVE) CABLE ENTRY ON THE ND-END SIGNAL CONNECTION LEFT | 4310 | TEM | 1 | MC | 39 | 1
1PH80871JF120BA1 | SIMOTICS M COMPACT ASYNCHRONOUS MOTOR 1500RPM, 3,7KW,24NM, 10A, 336V 1750RPM, 4,3KW,23NM, 10A, 396V 2000RPM, 4,9KW,23NM, 10A, 435V FORCED VENTILATION; DIRECTION OF AIR FLOW NDE --> DE; DEGREE OF PROTECTION IP55 INCREMENT. ENCODER HTL 2048 S/R (ENCODER HTL2048S/R) with TEMPERAT. SENSOR KTY84-130 DESIGN IM B5 (IMV 1,IM V3) PLAIN SHAFT WITHOUT FITTED KEY; BEARING: STANDARD WITH FIXED BEARING, VIBRATION SEVERITY GRADE R/A; SHAFT AND FLANGE ACCURACY: R TERMINAL BOX (ABOVE) CABLE ENTRY ON THE RIGHT SIGNAL CONNECTION D-END | 4266 | TEM | 1 | MC | 39 | 1
1PH80871JF120BB1 | SIMOTICS M COMPACT ASYNCHRONOUS MOTOR 1500RPM, 3,7KW,24NM, 10A, 336V 1750RPM, 4,3KW,23NM, 10A, 396V 2000RPM, 4,9KW,23NM, 10A, 435V FORCED VENTILATION; DIRECTION OF AIR FLOW NDE --> DE; DEGREE OF PROTECTION IP55 INCREMENT. ENCODER HTL 2048 S/R (ENCODER HTL2048S/R) with TEMPERAT. SENSOR KTY84-130 DESIGN IM B5 (IMV 1,IM V3) PLAIN SHAFT WITHOUT FITTED KEY; BEARING: STANDARD WITH FIXED BEARING, VIBRATION SEVERITY GRADE R/A; SHAFT AND FLANGE ACCURACY: R TERMINAL BOX (ABOVE) CABLE ENTRY ON THE LEFT SIGNAL CONNECTION D-END | 4266 | TEM | 1 | MC | 39 | 1
1PH80871JF120BC1 | SIMOTICS M COMPACT ASYNCHRONOUS MOTOR 1500RPM, 3,7KW,24NM, 10A, 336V 1750RPM, 4,3KW,23NM, 10A, 396V 2000RPM, 4,9KW,23NM, 10A, 435V FORCED VENTILATION; DIRECTION OF AIR FLOW NDE --> DE; DEGREE OF PROTECTION IP55 INCREMENT. ENCODER HTL 2048 S/R (ENCODER HTL2048S/R) with TEMPERAT. SENSOR KTY84-130 DESIGN IM B5 (IMV 1,IM V3) PLAIN SHAFT WITHOUT FITTED KEY; BEARING: STANDARD WITH FIXED BEARING, VIBRATION SEVERITY GRADE R/A; SHAFT AND FLANGE ACCURACY: R TERMINAL BOX (ABOVE) CABLE ENTRY ON THE ND-END SIGNAL CONNECTION LEFT | 4266 | TEM | 1 | MC | 39 | 1
1PH80871JF120CA1 | SIMOTICS M COMPACT ASYNCHRONOUS MOTOR 1500RPM, 3,7KW,24NM, 10A, 336V 1750RPM, 4,3KW,23NM, 10A, 396V 2000RPM, 4,9KW,23NM, 10A, 435V FORCED VENTILATION; DIRECTION OF AIR FLOW NDE --> DE; DEGREE OF PROTECTION IP55 INCREMENT. ENCODER HTL 2048 S/R (ENCODER HTL2048S/R) with TEMPERAT. SENSOR KTY84-130 DESIGN IM B5 (IMV 1,IM V3) PLAIN SHAFT WITHOUT FITTED KEY; BEARING: STANDARD WITH FIXED BEARING, VIBRATION SEVERITY GRADE S/A, SHAFT AND FLANGE ACCURACY: R TERMINAL BOX (ABOVE) CABLE ENTRY ON THE RIGHT SIGNAL CONNECTION D-END | 4461 | TEM | 1 | MC | 39 | 1
1PH80871JF120CB1 | SIMOTICS M COMPACT ASYNCHRONOUS MOTOR 1500RPM, 3,7KW,24NM, 10A, 336V 1750RPM, 4,3KW,23NM, 10A, 396V 2000RPM, 4,9KW,23NM, 10A, 435V FORCED VENTILATION; DIRECTION OF AIR FLOW NDE --> DE; DEGREE OF PROTECTION IP55 INCREMENT. ENCODER HTL 2048 S/R (ENCODER HTL2048S/R) with TEMPERAT. SENSOR KTY84-130 DESIGN IM B5 (IMV 1,IM V3) PLAIN SHAFT WITHOUT FITTED KEY; BEARING: STANDARD WITH FIXED BEARING, VIBRATION SEVERITY GRADE S/A, SHAFT AND FLANGE ACCURACY: R TERMINAL BOX (ABOVE) CABLE ENTRY ON THE LEFT SIGNAL CONNECTION D-END | 4461 | TEM | 1 | MC | 39 | 1
1PH80871JF120CC1 | SIMOTICS M COMPACT ASYNCHRONOUS MOTOR 1500RPM, 3,7KW,24NM, 10A, 336V 1750RPM, 4,3KW,23NM, 10A, 396V 2000RPM, 4,9KW,23NM, 10A, 435V FORCED VENTILATION; DIRECTION OF AIR FLOW NDE --> DE; DEGREE OF PROTECTION IP55 INCREMENT. ENCODER HTL 2048 S/R (ENCODER HTL2048S/R) with TEMPERAT. SENSOR KTY84-130 DESIGN IM B5 (IMV 1,IM V3) PLAIN SHAFT WITHOUT FITTED KEY; BEARING: STANDARD WITH FIXED BEARING, VIBRATION SEVERITY GRADE S/A, SHAFT AND FLANGE ACCURACY: R TERMINAL BOX (ABOVE) CABLE ENTRY ON THE ND-END SIGNAL CONNECTION LEFT | 4461 | TEM | 1 | MC | 39 | 1
1PH80871JF122BA1 | SIMOTICS M COMPACT ASYNCHRONOUS MOTOR 1500RPM, 3,7KW,24NM, 10A, 336V 1750RPM, 4,3KW,23NM, 10A, 396V 2000RPM, 4,9KW,23NM, 10A, 435V FORCED VENTILATION; DIRECTION OF AIR FLOW NDE --> DE; DEGREE OF PROTECTION IP55 INCREMENT. ENCODER HTL 2048 S/R (ENCODER HTL2048S/R) with TEMPERAT. SENSOR KTY84-130 DESIGN IM B5 (IMV 1,IM V3) SHAFT WITH FITTED KEY HALF-KEY BALANCING BEARING: STANDARD WITH FIXED BEARING, VIBRATION SEVERITY GRADE R/A; SHAFT AND FLANGE ACCURACY: R TERMINAL BOX (ABOVE) CABLE ENTRY ON THE RIGHT SIGNAL CONNECTION D-END | 4266 | TEM | 1 | MC | 39 | 1
1PH80871JF122BB1 | SIMOTICS M COMPACT ASYNCHRONOUS MOTOR 1500RPM, 3,7KW,24NM, 10A, 336V 1750RPM, 4,3KW,23NM, 10A, 396V 2000RPM, 4,9KW,23NM, 10A, 435V FORCED VENTILATION; DIRECTION OF AIR FLOW NDE --> DE; DEGREE OF PROTECTION IP55 INCREMENT. ENCODER HTL 2048 S/R (ENCODER HTL2048S/R) with TEMPERAT. SENSOR KTY84-130 DESIGN IM B5 (IMV 1,IM V3) SHAFT WITH FITTED KEY HALF-KEY BALANCING BEARING: STANDARD WITH FIXED BEARING, VIBRATION SEVERITY GRADE R/A; SHAFT AND FLANGE ACCURACY: R TERMINAL BOX (ABOVE) CABLE ENTRY ON THE LEFT SIGNAL CONNECTION D-END | 4266 | TEM | 1 | MC | 39 | 1
1PH80871JF122BC1 | SIMOTICS M COMPACT ASYNCHRONOUS MOTOR 1500RPM, 3,7KW,24NM, 10A, 336V 1750RPM, 4,3KW,23NM, 10A, 396V 2000RPM, 4,9KW,23NM, 10A, 435V FORCED VENTILATION; DIRECTION OF AIR FLOW NDE --> DE; DEGREE OF PROTECTION IP55 INCREMENT. ENCODER HTL 2048 S/R (ENCODER HTL2048S/R) with TEMPERAT. SENSOR KTY84-130 DESIGN IM B5 (IMV 1,IM V3) SHAFT WITH FITTED KEY HALF-KEY BALANCING BEARING: STANDARD WITH FIXED BEARING, VIBRATION SEVERITY GRADE R/A; SHAFT AND FLANGE ACCURACY: R TERMINAL BOX (ABOVE) CABLE ENTRY ON THE ND-END SIGNAL CONNECTION LEFT | 4266 | TEM | 1 | MC | 39 | 1
1PH80871JF122CA1 | SIMOTICS M COMPACT ASYNCHRONOUS MOTOR 1500RPM, 3,7KW,24NM, 10A, 336V 1750RPM, 4,3KW,23NM, 10A, 396V 2000RPM, 4,9KW,23NM, 10A, 435V FORCED VENTILATION; DIRECTION OF AIR FLOW NDE --> DE; DEGREE OF PROTECTION IP55 INCREMENT. ENCODER HTL 2048 S/R (ENCODER HTL2048S/R) with TEMPERAT. SENSOR KTY84-130 DESIGN IM B5 (IMV 1,IM V3) SHAFT WITH FITTED KEY HALF-KEY BALANCING BEARING: STANDARD WITH FIXED BEARING, VIBRATION SEVERITY GRADE S/A, SHAFT AND FLANGE ACCURACY: R TERMINAL BOX (ABOVE) CABLE ENTRY ON THE RIGHT SIGNAL CONNECTION D-END | 4461 | TEM | 1 | MC | 39 | 1
1PH80871JF122CB1 | SIMOTICS M COMPACT ASYNCHRONOUS MOTOR 1500RPM, 3,7KW,24NM, 10A, 336V 1750RPM, 4,3KW,23NM, 10A, 396V 2000RPM, 4,9KW,23NM, 10A, 435V FORCED VENTILATION; DIRECTION OF AIR FLOW NDE --> DE; DEGREE OF PROTECTION IP55 INCREMENT. ENCODER HTL 2048 S/R (ENCODER HTL2048S/R) with TEMPERAT. SENSOR KTY84-130 DESIGN IM B5 (IMV 1,IM V3) SHAFT WITH FITTED KEY HALF-KEY BALANCING BEARING: STANDARD WITH FIXED BEARING, VIBRATION SEVERITY GRADE S/A, SHAFT AND FLANGE ACCURACY: R TERMINAL BOX (ABOVE) CABLE ENTRY ON THE LEFT SIGNAL CONNECTION D-END | 4461 | TEM | 1 | MC | 39 | 1
1PH80871JF122CC1 | SIMOTICS M COMPACT ASYNCHRONOUS MOTOR 1500RPM, 3,7KW,24NM, 10A, 336V 1750RPM, 4,3KW,23NM, 10A, 396V 2000RPM, 4,9KW,23NM, 10A, 435V FORCED VENTILATION; DIRECTION OF AIR FLOW NDE --> DE; DEGREE OF PROTECTION IP55 INCREMENT. ENCODER HTL 2048 S/R (ENCODER HTL2048S/R) with TEMPERAT. SENSOR KTY84-130 DESIGN IM B5 (IMV 1,IM V3) SHAFT WITH FITTED KEY HALF-KEY BALANCING BEARING: STANDARD WITH FIXED BEARING, VIBRATION SEVERITY GRADE S/A, SHAFT AND FLANGE ACCURACY: R TERMINAL BOX (ABOVE) CABLE ENTRY ON THE ND-END SIGNAL CONNECTION LEFT | 4461 | TEM | 1 | MC | 39 | 1
1PH80871JF200BA1 | SIMOTICS M COMPACT ASYNCHRONOUS MOTOR 1500RPM, 4,6KW,29NM, 13,7A,316V 1750RPM, 5,4KW,29NM, 13,7A,358V 2000RPM, 6,1KW,29NM, 13,7A,402V WATER COOLING DEGREE OF PROTECTION IP65 INCREMENT. ENCODER HTL 2048 S/R (ENCODER HTL2048S/R) with TEMPERAT. SENSOR KTY84-130 DESIGN IM B3 (IM V5, IM V6) PLAIN SHAFT WITHOUT FITTED KEY; BEARING: STANDARD WITH FIXED BEARING, VIBRATION SEVERITY GRADE R/A; SHAFT AND FLANGE ACCURACY: R TERMINAL BOX (ABOVE) CABLE ENTRY ON THE RIGHT SIGNAL CONNECTION D-END | 4425 | TEM | 1 | MC | 44 | 1
1PH80871JF200BB1 | SIMOTICS M COMPACT ASYNCHRONOUS MOTOR 1500RPM, 4,6KW,29NM, 13,7A,316V 1750RPM, 5,4KW,29NM, 13,7A,358V 2000RPM, 6,1KW,29NM, 13,7A,402V WATER COOLING DEGREE OF PROTECTION IP65 INCREMENT. ENCODER HTL 2048 S/R (ENCODER HTL2048S/R) with TEMPERAT. SENSOR KTY84-130 DESIGN IM B3 (IM V5, IM V6) PLAIN SHAFT WITHOUT FITTED KEY; BEARING: STANDARD WITH FIXED BEARING, VIBRATION SEVERITY GRADE R/A; SHAFT AND FLANGE ACCURACY: R TERMINAL BOX (ABOVE) CABLE ENTRY ON THE LEFT SIGNAL CONNECTION D-END | 4425 | TEM | 1 | MC | 44 | 1
1PH80871JF200BC1 | SIMOTICS M COMPACT ASYNCHRONOUS MOTOR 1500RPM, 4,6KW,29NM, 13,7A,316V 1750RPM, 5,4KW,29NM, 13,7A,358V 2000RPM, 6,1KW,29NM, 13,7A,402V WATER COOLING DEGREE OF PROTECTION IP65 INCREMENT. ENCODER HTL 2048 S/R (ENCODER HTL2048S/R) with TEMPERAT. SENSOR KTY84-130 DESIGN IM B3 (IM V5, IM V6) PLAIN SHAFT WITHOUT FITTED KEY; BEARING: STANDARD WITH FIXED BEARING, VIBRATION SEVERITY GRADE R/A; SHAFT AND FLANGE ACCURACY: R TERMINAL BOX (ABOVE) CABLE ENTRY ON THE ND-END SIGNAL CONNECTION LEFT | 4425 | TEM | 1 | MC | 44 | 1
1PH80871JF200CA1 | SIMOTICS M COMPACT ASYNCHRONOUS MOTOR 1500RPM, 4,6KW,29NM, 13,7A,316V 1750RPM, 5,4KW,29NM, 13,7A,358V 2000RPM, 6,1KW,29NM, 13,7A,402V WATER COOLING DEGREE OF PROTECTION IP65 INCREMENT. ENCODER HTL 2048 S/R (ENCODER HTL2048S/R) with TEMPERAT. SENSOR KTY84-130 DESIGN IM B3 (IM V5, IM V6) PLAIN SHAFT WITHOUT FITTED KEY; BEARING: STANDARD WITH FIXED BEARING, VIBRATION SEVERITY GRADE S/A, SHAFT AND FLANGE ACCURACY: R TERMINAL BOX (ABOVE) CABLE ENTRY ON THE RIGHT SIGNAL CONNECTION D-END | 4620 | TEM | 1 | MC | 44 | 1
1PH80871JF200CB1 | SIMOTICS M COMPACT ASYNCHRONOUS MOTOR 1500RPM, 4,6KW,29NM, 13,7A,316V 1750RPM, 5,4KW,29NM, 13,7A,358V 2000RPM, 6,1KW,29NM, 13,7A,402V WATER COOLING DEGREE OF PROTECTION IP65 INCREMENT. ENCODER HTL 2048 S/R (ENCODER HTL2048S/R) with TEMPERAT. SENSOR KTY84-130 DESIGN IM B3 (IM V5, IM V6) PLAIN SHAFT WITHOUT FITTED KEY; BEARING: STANDARD WITH FIXED BEARING, VIBRATION SEVERITY GRADE S/A, SHAFT AND FLANGE ACCURACY: R TERMINAL BOX (ABOVE) CABLE ENTRY ON THE LEFT SIGNAL CONNECTION D-END | 4620 | TEM | 1 | MC | 44 | 1
1PH80871JF200CC1 | SIMOTICS M COMPACT ASYNCHRONOUS MOTOR 1500RPM, 4,6KW,29NM, 13,7A,316V 1750RPM, 5,4KW,29NM, 13,7A,358V 2000RPM, 6,1KW,29NM, 13,7A,402V WATER COOLING DEGREE OF PROTECTION IP65 INCREMENT. ENCODER HTL 2048 S/R (ENCODER HTL2048S/R) with TEMPERAT. SENSOR KTY84-130 DESIGN IM B3 (IM V5, IM V6) PLAIN SHAFT WITHOUT FITTED KEY; BEARING: STANDARD WITH FIXED BEARING, VIBRATION SEVERITY GRADE S/A, SHAFT AND FLANGE ACCURACY: R TERMINAL BOX (ABOVE) CABLE ENTRY ON THE ND-END SIGNAL CONNECTION LEFT | 4620 | TEM | 1 | MC | 44 | 1
1PH80871JF202BA1 | SIMOTICS M COMPACT ASYNCHRONOUS MOTOR 1500RPM, 4,6KW,29NM, 13,7A,316V 1750RPM, 5,4KW,29NM, 13,7A,358V 2000RPM, 6,1KW,29NM, 13,7A,402V WATER COOLING DEGREE OF PROTECTION IP65 INCREMENT. ENCODER HTL 2048 S/R (ENCODER HTL2048S/R) with TEMPERAT. SENSOR KTY84-130 DESIGN IM B3 (IM V5, IM V6) SHAFT WITH FITTED KEY HALF-KEY BALANCING BEARING: STANDARD WITH FIXED BEARING, VIBRATION SEVERITY GRADE R/A; SHAFT AND FLANGE ACCURACY: R TERMINAL BOX (ABOVE) CABLE ENTRY ON THE RIGHT SIGNAL CONNECTION D-END | 4425 | TEM | 1 | MC | 44 | 1
1PH80871JF202BB1 | SIMOTICS M COMPACT ASYNCHRONOUS MOTOR 1500RPM, 4,6KW,29NM, 13,7A,316V 1750RPM, 5,4KW,29NM, 13,7A,358V 2000RPM, 6,1KW,29NM, 13,7A,402V WATER COOLING DEGREE OF PROTECTION IP65 INCREMENT. ENCODER HTL 2048 S/R (ENCODER HTL2048S/R) with TEMPERAT. SENSOR KTY84-130 DESIGN IM B3 (IM V5, IM V6) SHAFT WITH FITTED KEY HALF-KEY BALANCING BEARING: STANDARD WITH FIXED BEARING, VIBRATION SEVERITY GRADE R/A; SHAFT AND FLANGE ACCURACY: R TERMINAL BOX (ABOVE) CABLE ENTRY ON THE LEFT SIGNAL CONNECTION D-END | 4425 | TEM | 1 | MC | 44 | 1
1PH80871JF202BC1 | SIMOTICS M COMPACT ASYNCHRONOUS MOTOR 1500RPM, 4,6KW,29NM, 13,7A,316V 1750RPM, 5,4KW,29NM, 13,7A,358V 2000RPM, 6,1KW,29NM, 13,7A,402V WATER COOLING DEGREE OF PROTECTION IP65 INCREMENT. ENCODER HTL 2048 S/R (ENCODER HTL2048S/R) with TEMPERAT. SENSOR KTY84-130 DESIGN IM B3 (IM V5, IM V6) SHAFT WITH FITTED KEY HALF-KEY BALANCING BEARING: STANDARD WITH FIXED BEARING, VIBRATION SEVERITY GRADE R/A; SHAFT AND FLANGE ACCURACY: R TERMINAL BOX (ABOVE) CABLE ENTRY ON THE ND-END SIGNAL CONNECTION LEFT | 4425 | TEM | 1 | MC | 44 | 1
1PH80871JF202CA1 | SIMOTICS M COMPACT ASYNCHRONOUS MOTOR 1500RPM, 4,6KW,29NM, 13,7A,316V 1750RPM, 5,4KW,29NM, 13,7A,358V 2000RPM, 6,1KW,29NM, 13,7A,402V WATER COOLING DEGREE OF PROTECTION IP65 INCREMENT. ENCODER HTL 2048 S/R (ENCODER HTL2048S/R) with TEMPERAT. SENSOR KTY84-130 DESIGN IM B3 (IM V5, IM V6) SHAFT WITH FITTED KEY HALF-KEY BALANCING BEARING: STANDARD WITH FIXED BEARING, VIBRATION SEVERITY GRADE S/A, SHAFT AND FLANGE ACCURACY: R TERMINAL BOX (ABOVE) CABLE ENTRY ON THE RIGHT SIGNAL CONNECTION D-END | 4620 | TEM | 1 | MC | 44 | 1
1PH80871JF202CB1 | SIMOTICS M COMPACT ASYNCHRONOUS MOTOR 1500RPM, 4,6KW,29NM, 13,7A,316V 1750RPM, 5,4KW,29NM, 13,7A,358V 2000RPM, 6,1KW,29NM, 13,7A,402V WATER COOLING DEGREE OF PROTECTION IP65 INCREMENT. ENCODER HTL 2048 S/R (ENCODER HTL2048S/R) with TEMPERAT. SENSOR KTY84-130 DESIGN IM B3 (IM V5, IM V6) SHAFT WITH FITTED KEY HALF-KEY BALANCING BEARING: STANDARD WITH FIXED BEARING, VIBRATION SEVERITY GRADE S/A, SHAFT AND FLANGE ACCURACY: R TERMINAL BOX (ABOVE) CABLE ENTRY ON THE LEFT SIGNAL CONNECTION D-END | 4620 | TEM | 1 | MC | 44 | 1
1PH80871JF202CC1 | SIMOTICS M COMPACT ASYNCHRONOUS MOTOR 1500RPM, 4,6KW,29NM, 13,7A,316V 1750RPM, 5,4KW,29NM, 13,7A,358V 2000RPM, 6,1KW,29NM, 13,7A,402V WATER COOLING DEGREE OF PROTECTION IP65 INCREMENT. ENCODER HTL 2048 S/R (ENCODER HTL2048S/R) with TEMPERAT. SENSOR KTY84-130 DESIGN IM B3 (IM V5, IM V6) SHAFT WITH FITTED KEY HALF-KEY BALANCING BEARING: STANDARD WITH FIXED BEARING, VIBRATION SEVERITY GRADE S/A, SHAFT AND FLANGE ACCURACY: R TERMINAL BOX (ABOVE) CABLE ENTRY ON THE ND-END SIGNAL CONNECTION LEFT | 4620 | TEM | 1 | MC | 44 | 1
1PH80871JF220BA1 | SIMOTICS M COMPACT ASYNCHRONOUS MOTOR 1500RPM, 4,6KW,29NM, 13,7A,316V 1750RPM, 5,4KW,29NM, 13,7A,358V 2000RPM, 6,1KW,29NM, 13,7A,402V WATER COOLING DEGREE OF PROTECTION IP65 INCREMENT. ENCODER HTL 2048 S/R (ENCODER HTL2048S/R) with TEMPERAT. SENSOR KTY84-130 DESIGN IM B5 (IMV 1,IM V3) PLAIN SHAFT WITHOUT FITTED KEY; BEARING: STANDARD WITH FIXED BEARING, VIBRATION SEVERITY GRADE R/A; SHAFT AND FLANGE ACCURACY: R TERMINAL BOX (ABOVE) CABLE ENTRY ON THE RIGHT SIGNAL CONNECTION D-END | 4577 | TEM | 1 | MC | 44 | 1
1PH80871JF220BB1 | SIMOTICS M COMPACT ASYNCHRONOUS MOTOR 1500RPM, 4,6KW,29NM, 13,7A,316V 1750RPM, 5,4KW,29NM, 13,7A,358V 2000RPM, 6,1KW,29NM, 13,7A,402V WATER COOLING DEGREE OF PROTECTION IP65 INCREMENT. ENCODER HTL 2048 S/R (ENCODER HTL2048S/R) with TEMPERAT. SENSOR KTY84-130 DESIGN IM B5 (IMV 1,IM V3) PLAIN SHAFT WITHOUT FITTED KEY; BEARING: STANDARD WITH FIXED BEARING, VIBRATION SEVERITY GRADE R/A; SHAFT AND FLANGE ACCURACY: R TERMINAL BOX (ABOVE) CABLE ENTRY ON THE LEFT SIGNAL CONNECTION D-END | 4577 | TEM | 1 | MC | 44 | 1
1PH80871JF220BC1 | SIMOTICS M COMPACT ASYNCHRONOUS MOTOR 1500RPM, 4,6KW,29NM, 13,7A,316V 1750RPM, 5,4KW,29NM, 13,7A,358V 2000RPM, 6,1KW,29NM, 13,7A,402V WATER COOLING DEGREE OF PROTECTION IP65 INCREMENT. ENCODER HTL 2048 S/R (ENCODER HTL2048S/R) with TEMPERAT. SENSOR KTY84-130 DESIGN IM B5 (IMV 1,IM V3) PLAIN SHAFT WITHOUT FITTED KEY; BEARING: STANDARD WITH FIXED BEARING, VIBRATION SEVERITY GRADE R/A; SHAFT AND FLANGE ACCURACY: R TERMINAL BOX (ABOVE) CABLE ENTRY ON THE ND-END SIGNAL CONNECTION LEFT | 4577 | TEM | 1 | MC | 44 | 1
1PH80871JF220CA1 | SIMOTICS M COMPACT ASYNCHRONOUS MOTOR 1500RPM, 4,6KW,29NM, 13,7A,316V 1750RPM, 5,4KW,29NM, 13,7A,358V 2000RPM, 6,1KW,29NM, 13,7A,402V WATER COOLING DEGREE OF PROTECTION IP65 INCREMENT. ENCODER HTL 2048 S/R (ENCODER HTL2048S/R) with TEMPERAT. SENSOR KTY84-130 DESIGN IM B5 (IMV 1,IM V3) PLAIN SHAFT WITHOUT FITTED KEY; BEARING: STANDARD WITH FIXED BEARING, VIBRATION SEVERITY GRADE S/A, SHAFT AND FLANGE ACCURACY: R TERMINAL BOX (ABOVE) CABLE ENTRY ON THE RIGHT SIGNAL CONNECTION D-END | 4772 | TEM | 1 | MC | 44 | 1
1PH80871JF220CB1 | SIMOTICS M COMPACT ASYNCHRONOUS MOTOR 1500RPM, 4,6KW,29NM, 13,7A,316V 1750RPM, 5,4KW,29NM, 13,7A,358V 2000RPM, 6,1KW,29NM, 13,7A,402V WATER COOLING DEGREE OF PROTECTION IP65 INCREMENT. ENCODER HTL 2048 S/R (ENCODER HTL2048S/R) with TEMPERAT. SENSOR KTY84-130 DESIGN IM B5 (IMV 1,IM V3) PLAIN SHAFT WITHOUT FITTED KEY; BEARING: STANDARD WITH FIXED BEARING, VIBRATION SEVERITY GRADE S/A, SHAFT AND FLANGE ACCURACY: R TERMINAL BOX (ABOVE) CABLE ENTRY ON THE LEFT SIGNAL CONNECTION D-END | 4772 | TEM | 1 | MC | 44 | 1
1PH80871JF220CC1 | SIMOTICS M COMPACT ASYNCHRONOUS MOTOR 1500RPM, 4,6KW,29NM, 13,7A,316V 1750RPM, 5,4KW,29NM, 13,7A,358V 2000RPM, 6,1KW,29NM, 13,7A,402V WATER COOLING DEGREE OF PROTECTION IP65 INCREMENT. ENCODER HTL 2048 S/R (ENCODER HTL2048S/R) with TEMPERAT. SENSOR KTY84-130 DESIGN IM B5 (IMV 1,IM V3) PLAIN SHAFT WITHOUT FITTED KEY; BEARING: STANDARD WITH FIXED BEARING, VIBRATION SEVERITY GRADE S/A, SHAFT AND FLANGE ACCURACY: R TERMINAL BOX (ABOVE) CABLE ENTRY ON THE ND-END SIGNAL CONNECTION LEFT | 4772 | TEM | 1 | MC | 44 | 1
1PH80871JF222BA1 | SIMOTICS M COMPACT ASYNCHRONOUS MOTOR 1500RPM, 4,6KW,29NM, 13,7A,316V 1750RPM, 5,4KW,29NM, 13,7A,358V 2000RPM, 6,1KW,29NM, 13,7A,402V WATER COOLING DEGREE OF PROTECTION IP65 INCREMENT. ENCODER HTL 2048 S/R (ENCODER HTL2048S/R) with TEMPERAT. SENSOR KTY84-130 DESIGN IM B5 (IMV 1,IM V3) SHAFT WITH FITTED KEY HALF-KEY BALANCING BEARING: STANDARD WITH FIXED BEARING, VIBRATION SEVERITY GRADE R/A; SHAFT AND FLANGE ACCURACY: R TERMINAL BOX (ABOVE) CABLE ENTRY ON THE RIGHT SIGNAL CONNECTION D-END | 4577 | TEM | 1 | MC | 44 | 1
1PH80871JF222BB1 | SIMOTICS M COMPACT ASYNCHRONOUS MOTOR 1500RPM, 4,6KW,29NM, 13,7A,316V 1750RPM, 5,4KW,29NM, 13,7A,358V 2000RPM, 6,1KW,29NM, 13,7A,402V WATER COOLING DEGREE OF PROTECTION IP65 INCREMENT. ENCODER HTL 2048 S/R (ENCODER HTL2048S/R) with TEMPERAT. SENSOR KTY84-130 DESIGN IM B5 (IMV 1,IM V3) SHAFT WITH FITTED KEY HALF-KEY BALANCING BEARING: STANDARD WITH FIXED BEARING, VIBRATION SEVERITY GRADE R/A; SHAFT AND FLANGE ACCURACY: R TERMINAL BOX (ABOVE) CABLE ENTRY ON THE LEFT SIGNAL CONNECTION D-END | 4577 | TEM | 1 | MC | 44 | 1
1PH80871JF222BC1 | SIMOTICS M COMPACT ASYNCHRONOUS MOTOR 1500RPM, 4,6KW,29NM, 13,7A,316V 1750RPM, 5,4KW,29NM, 13,7A,358V 2000RPM, 6,1KW,29NM, 13,7A,402V WATER COOLING DEGREE OF PROTECTION IP65 INCREMENT. ENCODER HTL 2048 S/R (ENCODER HTL2048S/R) with TEMPERAT. SENSOR KTY84-130 DESIGN IM B5 (IMV 1,IM V3) SHAFT WITH FITTED KEY HALF-KEY BALANCING BEARING: STANDARD WITH FIXED BEARING, VIBRATION SEVERITY GRADE R/A; SHAFT AND FLANGE ACCURACY: R TERMINAL BOX (ABOVE) CABLE ENTRY ON THE ND-END SIGNAL CONNECTION LEFT | 4577 | TEM | 1 | MC | 44 | 1
1PH80871JF222CA1 | SIMOTICS M COMPACT ASYNCHRONOUS MOTOR 1500RPM, 4,6KW,29NM, 13,7A,316V 1750RPM, 5,4KW,29NM, 13,7A,358V 2000RPM, 6,1KW,29NM, 13,7A,402V WATER COOLING DEGREE OF PROTECTION IP65 INCREMENT. ENCODER HTL 2048 S/R (ENCODER HTL2048S/R) with TEMPERAT. SENSOR KTY84-130 DESIGN IM B5 (IMV 1,IM V3) SHAFT WITH FITTED KEY HALF-KEY BALANCING BEARING: STANDARD WITH FIXED BEARING, VIBRATION SEVERITY GRADE S/A, SHAFT AND FLANGE ACCURACY: R TERMINAL BOX (ABOVE) CABLE ENTRY ON THE RIGHT SIGNAL CONNECTION D-END | 4772 | TEM | 1 | MC | 44 | 1
1PH80871JF222CB1 | SIMOTICS M COMPACT ASYNCHRONOUS MOTOR 1500RPM, 4,6KW,29NM, 13,7A,316V 1750RPM, 5,4KW,29NM, 13,7A,358V 2000RPM, 6,1KW,29NM, 13,7A,402V WATER COOLING DEGREE OF PROTECTION IP65 INCREMENT. ENCODER HTL 2048 S/R (ENCODER HTL2048S/R) with TEMPERAT. SENSOR KTY84-130 DESIGN IM B5 (IMV 1,IM V3) SHAFT WITH FITTED KEY HALF-KEY BALANCING BEARING: STANDARD WITH FIXED BEARING, VIBRATION SEVERITY GRADE S/A, SHAFT AND FLANGE ACCURACY: R TERMINAL BOX (ABOVE) CABLE ENTRY ON THE LEFT SIGNAL CONNECTION D-END | 4772 | TEM | 1 | MC | 44 | 1
1PH80871JF222CC1 | SIMOTICS M COMPACT ASYNCHRONOUS MOTOR 1500RPM, 4,6KW,29NM, 13,7A,316V 1750RPM, 5,4KW,29NM, 13,7A,358V 2000RPM, 6,1KW,29NM, 13,7A,402V WATER COOLING DEGREE OF PROTECTION IP65 INCREMENT. ENCODER HTL 2048 S/R (ENCODER HTL2048S/R) with TEMPERAT. SENSOR KTY84-130 DESIGN IM B5 (IMV 1,IM V3) SHAFT WITH FITTED KEY HALF-KEY BALANCING BEARING: STANDARD WITH FIXED BEARING, VIBRATION SEVERITY GRADE S/A, SHAFT AND FLANGE ACCURACY: R TERMINAL BOX (ABOVE) CABLE ENTRY ON THE ND-END SIGNAL CONNECTION LEFT | 4772 | TEM | 1 | MC | 44 | 1
1PH80871JG002BA1 | SIMOTICS M COMPACT ASYNCHRONOUS MOTOR 2000RPM, 4,9KW,23NM, 14,1A,320V 2300RPM, 5,4KW,22NM, 13,7A,353V 2650RPM, 6,0KW,22NM, 13,6A,390V FORCED VENTILATION; DIRECTION OF AIR FLOW DE --> NDE; DEGREE OF PROTECTION IP55 INCREMENT. ENCODER HTL 2048 S/R (ENCODER HTL2048S/R) with TEMPERAT. SENSOR KTY84-130 DESIGN IM B3 (IM V5, IM V6) SHAFT WITH FITTED KEY HALF-KEY BALANCING BEARING: STANDARD WITH FIXED BEARING, VIBRATION SEVERITY GRADE R/A; SHAFT AND FLANGE ACCURACY: R TERMINAL BOX (ABOVE) CABLE ENTRY ON THE RIGHT SIGNAL CONNECTION D-END | 4115 | TEM | 1 | MC | 39 | 1
1PH80871JG020BB1 | SIMOTICS M COMPACT ASYNCHRONOUS MOTOR 2000RPM, 4,9KW,23NM, 14,1A,320V 2300RPM, 5,4KW,22NM, 13,7A,353V 2650RPM, 6,0KW,22NM, 13,6A,390V FORCED VENTILATION; DIRECTION OF AIR FLOW DE --> NDE; DEGREE OF PROTECTION IP55 INCREMENT. ENCODER HTL 2048 S/R (ENCODER HTL2048S/R) with TEMPERAT. SENSOR KTY84-130 DESIGN IM B5 (IMV 1,IM V3) PLAIN SHAFT WITHOUT FITTED KEY; BEARING: STANDARD WITH FIXED BEARING, VIBRATION SEVERITY GRADE R/A; SHAFT AND FLANGE ACCURACY: R TERMINAL BOX (ABOVE) CABLE ENTRY ON THE LEFT SIGNAL CONNECTION D-END | 4266 | TEM | 1 | MC | 39 | 1
1PH80871JG101BA1 | SIMOTICS M COMPACT ASYNCHRONOUS MOTOR 2000RPM, 4,9KW,23NM, 14,1A,320V 2300RPM, 5,4KW,22NM, 13,7A,353V 2650RPM, 6,0KW,22NM, 13,6A,390V FORCED VENTILATION; DIRECTION OF AIR FLOW NDE --> DE; DEGREE OF PROTECTION IP55 INCREMENT. ENCODER HTL 2048 S/R (ENCODER HTL2048S/R) with TEMPERAT. SENSOR KTY84-130 DESIGN IM B3 (IM V5, IM V6) SHAFT WITH FITTED KEY FULL-KEY BALANCING BEARING: STANDARD WITH FIXED BEARING, VIBRATION SEVERITY GRADE R/A; SHAFT AND FLANGE ACCURACY: R TERMINAL BOX (ABOVE) CABLE ENTRY ON THE RIGHT SIGNAL CONNECTION D-END | 4115 | TEM | 1 | MC | 39 | 1
1PH80871JG102BA1 | SIMOTICS M COMPACT ASYNCHRONOUS MOTOR 2000RPM, 4,9KW,23NM, 14,1A,320V 2300RPM, 5,4KW,22NM, 13,7A,353V 2650RPM, 6,0KW,22NM, 13,6A,390V FORCED VENTILATION; DIRECTION OF AIR FLOW NDE --> DE; DEGREE OF PROTECTION IP55 INCREMENT. ENCODER HTL 2048 S/R (ENCODER HTL2048S/R) with TEMPERAT. SENSOR KTY84-130 DESIGN IM B3 (IM V5, IM V6) SHAFT WITH FITTED KEY HALF-KEY BALANCING BEARING: STANDARD WITH FIXED BEARING, VIBRATION SEVERITY GRADE R/A; SHAFT AND FLANGE ACCURACY: R TERMINAL BOX (ABOVE) CABLE ENTRY ON THE RIGHT SIGNAL CONNECTION D-END | 4115 | TEM | 1 | MC | 39 | 1
1PH80871JG122BA1 | SIMOTICS M COMPACT ASYNCHRONOUS MOTOR 2000RPM, 4,9KW,23NM, 14,1A,320V 2300RPM, 5,4KW,22NM, 13,7A,353V 2650RPM, 6,0KW,22NM, 13,6A,390V FORCED VENTILATION; DIRECTION OF AIR FLOW NDE --> DE; DEGREE OF PROTECTION IP55 INCREMENT. ENCODER HTL 2048 S/R (ENCODER HTL2048S/R) with TEMPERAT. SENSOR KTY84-130 DESIGN IM B5 (IMV 1,IM V3) SHAFT WITH FITTED KEY HALF-KEY BALANCING BEARING: STANDARD WITH FIXED BEARING, VIBRATION SEVERITY GRADE R/A; SHAFT AND FLANGE ACCURACY: R TERMINAL BOX (ABOVE) CABLE ENTRY ON THE RIGHT SIGNAL CONNECTION D-END | 4266 | TEM | 1 | MC | 39 | 1
1PH80871JM100BA1 | SIMOTICS M COMPACT ASYNCHRONOUS MOTOR 3000RPM, 4,8KW,15NM, 17,3A,284V 3300RPM, 5,2KW,15NM, 17,1A,303V 3600RPM, 5,7KW,15NM, 17,1A,355V FORCED VENTILATION; DIRECTION OF AIR FLOW NDE --> DE; DEGREE OF PROTECTION IP55 INCREMENT. ENCODER HTL 2048 S/R (ENCODER HTL2048S/R) with TEMPERAT. SENSOR KTY84-130 DESIGN IM B3 (IM V5, IM V6) PLAIN SHAFT WITHOUT FITTED KEY; BEARING: STANDARD WITH FIXED BEARING, VIBRATION SEVERITY GRADE R/A; SHAFT AND FLANGE ACCURACY: R TERMINAL BOX (ABOVE) CABLE ENTRY ON THE RIGHT SIGNAL CONNECTION D-END | 4115 | TEM | 1 | MC | 32 | 1
1PH80871JM100BB1 | SIMOTICS M COMPACT ASYNCHRONOUS MOTOR 3000RPM, 4,8KW,15NM, 17,3A,284V 3300RPM, 5,2KW,15NM, 17,1A,303V 3600RPM, 5,7KW,15NM, 17,1A,355V FORCED VENTILATION; DIRECTION OF AIR FLOW NDE --> DE; DEGREE OF PROTECTION IP55 INCREMENT. ENCODER HTL 2048 S/R (ENCODER HTL2048S/R) with TEMPERAT. SENSOR KTY84-130 DESIGN IM B3 (IM V5, IM V6) PLAIN SHAFT WITHOUT FITTED KEY; BEARING: STANDARD WITH FIXED BEARING, VIBRATION SEVERITY GRADE R/A; SHAFT AND FLANGE ACCURACY: R TERMINAL BOX (ABOVE) CABLE ENTRY ON THE LEFT SIGNAL CONNECTION D-END | 4115 | TEM | 1 | MC | 32 | 1
1PH80871JM100BC1 | SIMOTICS M COMPACT ASYNCHRONOUS MOTOR 3000RPM, 4,8KW,15NM, 17,3A,284V 3300RPM, 5,2KW,15NM, 17,1A,303V 3600RPM, 5,7KW,15NM, 17,1A,355V FORCED VENTILATION; DIRECTION OF AIR FLOW NDE --> DE; DEGREE OF PROTECTION IP55 INCREMENT. ENCODER HTL 2048 S/R (ENCODER HTL2048S/R) with TEMPERAT. SENSOR KTY84-130 DESIGN IM B3 (IM V5, IM V6) PLAIN SHAFT WITHOUT FITTED KEY; BEARING: STANDARD WITH FIXED BEARING, VIBRATION SEVERITY GRADE R/A; SHAFT AND FLANGE ACCURACY: R TERMINAL BOX (ABOVE) CABLE ENTRY ON THE ND-END SIGNAL CONNECTION LEFT | 4115 | TEM | 1 | MC | 32 | 1
1PH80871JM100CA1 | SIMOTICS M COMPACT ASYNCHRONOUS MOTOR 3000RPM, 4,8KW,15NM, 17,3A,284V 3300RPM, 5,2KW,15NM, 17,1A,303V 3600RPM, 5,7KW,15NM, 17,1A,355V FORCED VENTILATION; DIRECTION OF AIR FLOW NDE --> DE; DEGREE OF PROTECTION IP55 INCREMENT. ENCODER HTL 2048 S/R (ENCODER HTL2048S/R) with TEMPERAT. SENSOR KTY84-130 DESIGN IM B3 (IM V5, IM V6) PLAIN SHAFT WITHOUT FITTED KEY; BEARING: STANDARD WITH FIXED BEARING, VIBRATION SEVERITY GRADE S/A, SHAFT AND FLANGE ACCURACY: R TERMINAL BOX (ABOVE) CABLE ENTRY ON THE RIGHT SIGNAL CONNECTION D-END | 4310 | TEM | 1 | MC | 32 | 1
1PH80871JM100CB1 | SIMOTICS M COMPACT ASYNCHRONOUS MOTOR 3000RPM, 4,8KW,15NM, 17,3A,284V 3300RPM, 5,2KW,15NM, 17,1A,303V 3600RPM, 5,7KW,15NM, 17,1A,355V FORCED VENTILATION; DIRECTION OF AIR FLOW NDE --> DE; DEGREE OF PROTECTION IP55 INCREMENT. ENCODER HTL 2048 S/R (ENCODER HTL2048S/R) with TEMPERAT. SENSOR KTY84-130 DESIGN IM B3 (IM V5, IM V6) PLAIN SHAFT WITHOUT FITTED KEY; BEARING: STANDARD WITH FIXED BEARING, VIBRATION SEVERITY GRADE S/A, SHAFT AND FLANGE ACCURACY: R TERMINAL BOX (ABOVE) CABLE ENTRY ON THE LEFT SIGNAL CONNECTION D-END | 4310 | TEM | 1 | MC | 32 | 1
1PH80871JM100CC1 | SIMOTICS M COMPACT ASYNCHRONOUS MOTOR 3000RPM, 4,8KW,15NM, 17,3A,284V 3300RPM, 5,2KW,15NM, 17,1A,303V 3600RPM, 5,7KW,15NM, 17,1A,355V FORCED VENTILATION; DIRECTION OF AIR FLOW NDE --> DE; DEGREE OF PROTECTION IP55 INCREMENT. ENCODER HTL 2048 S/R (ENCODER HTL2048S/R) with TEMPERAT. SENSOR KTY84-130 DESIGN IM B3 (IM V5, IM V6) PLAIN SHAFT WITHOUT FITTED KEY; BEARING: STANDARD WITH FIXED BEARING, VIBRATION SEVERITY GRADE S/A, SHAFT AND FLANGE ACCURACY: R TERMINAL BOX (ABOVE) CABLE ENTRY ON THE ND-END SIGNAL CONNECTION LEFT | 4310 | TEM | 1 | MC | 32 | 1
1PH80871JM102BA1 | SIMOTICS M COMPACT ASYNCHRONOUS MOTOR 3000RPM, 4,8KW,15NM, 17,3A,284V 3300RPM, 5,2KW,15NM, 17,1A,303V 3600RPM, 5,7KW,15NM, 17,1A,355V FORCED VENTILATION; DIRECTION OF AIR FLOW NDE --> DE; DEGREE OF PROTECTION IP55 INCREMENT. ENCODER HTL 2048 S/R (ENCODER HTL2048S/R) with TEMPERAT. SENSOR KTY84-130 DESIGN IM B3 (IM V5, IM V6) SHAFT WITH FITTED KEY HALF-KEY BALANCING BEARING: STANDARD WITH FIXED BEARING, VIBRATION SEVERITY GRADE R/A; SHAFT AND FLANGE ACCURACY: R TERMINAL BOX (ABOVE) CABLE ENTRY ON THE RIGHT SIGNAL CONNECTION D-END | 4115 | TEM | 1 | MC | 32 | 1
1PH80871JM102BB1 | SIMOTICS M COMPACT ASYNCHRONOUS MOTOR 3000RPM, 4,8KW,15NM, 17,3A,284V 3300RPM, 5,2KW,15NM, 17,1A,303V 3600RPM, 5,7KW,15NM, 17,1A,355V FORCED VENTILATION; DIRECTION OF AIR FLOW NDE --> DE; DEGREE OF PROTECTION IP55 INCREMENT. ENCODER HTL 2048 S/R (ENCODER HTL2048S/R) with TEMPERAT. SENSOR KTY84-130 DESIGN IM B3 (IM V5, IM V6) SHAFT WITH FITTED KEY HALF-KEY BALANCING BEARING: STANDARD WITH FIXED BEARING, VIBRATION SEVERITY GRADE R/A; SHAFT AND FLANGE ACCURACY: R TERMINAL BOX (ABOVE) CABLE ENTRY ON THE LEFT SIGNAL CONNECTION D-END | 4115 | TEM | 1 | MC | 32 | 1
1PH80871JM102BC1 | SIMOTICS M COMPACT ASYNCHRONOUS MOTOR 3000RPM, 4,8KW,15NM, 17,3A,284V 3300RPM, 5,2KW,15NM, 17,1A,303V 3600RPM, 5,7KW,15NM, 17,1A,355V FORCED VENTILATION; DIRECTION OF AIR FLOW NDE --> DE; DEGREE OF PROTECTION IP55 INCREMENT. ENCODER HTL 2048 S/R (ENCODER HTL2048S/R) with TEMPERAT. SENSOR KTY84-130 DESIGN IM B3 (IM V5, IM V6) SHAFT WITH FITTED KEY HALF-KEY BALANCING BEARING: STANDARD WITH FIXED BEARING, VIBRATION SEVERITY GRADE R/A; SHAFT AND FLANGE ACCURACY: R TERMINAL BOX (ABOVE) CABLE ENTRY ON THE ND-END SIGNAL CONNECTION LEFT | 4115 | TEM | 1 | MC | 32 | 1
1PH80871JM102CA1 | SIMOTICS M COMPACT ASYNCHRONOUS MOTOR 3000RPM, 4,8KW,15NM, 17,3A,284V 3300RPM, 5,2KW,15NM, 17,1A,303V 3600RPM, 5,7KW,15NM, 17,1A,355V FORCED VENTILATION; DIRECTION OF AIR FLOW NDE --> DE; DEGREE OF PROTECTION IP55 INCREMENT. ENCODER HTL 2048 S/R (ENCODER HTL2048S/R) with TEMPERAT. SENSOR KTY84-130 DESIGN IM B3 (IM V5, IM V6) SHAFT WITH FITTED KEY HALF-KEY BALANCING BEARING: STANDARD WITH FIXED BEARING, VIBRATION SEVERITY GRADE S/A, SHAFT AND FLANGE ACCURACY: R TERMINAL BOX (ABOVE) CABLE ENTRY ON THE RIGHT SIGNAL CONNECTION D-END | 4310 | TEM | 1 | MC | 32 | 1
1PH80871JM102CB1 | SIMOTICS M COMPACT ASYNCHRONOUS MOTOR 3000RPM, 4,8KW,15NM, 17,3A,284V 3300RPM, 5,2KW,15NM, 17,1A,303V 3600RPM, 5,7KW,15NM, 17,1A,355V FORCED VENTILATION; DIRECTION OF AIR FLOW NDE --> DE; DEGREE OF PROTECTION IP55 INCREMENT. ENCODER HTL 2048 S/R (ENCODER HTL2048S/R) with TEMPERAT. SENSOR KTY84-130 DESIGN IM B3 (IM V5, IM V6) SHAFT WITH FITTED KEY HALF-KEY BALANCING BEARING: STANDARD WITH FIXED BEARING, VIBRATION SEVERITY GRADE S/A, SHAFT AND FLANGE ACCURACY: R TERMINAL BOX (ABOVE) CABLE ENTRY ON THE LEFT SIGNAL CONNECTION D-END | 4310 | TEM | 1 | MC | 32 | 1
1PH80871JM102CC1 | SIMOTICS M COMPACT ASYNCHRONOUS MOTOR 3000RPM, 4,8KW,15NM, 17,3A,284V 3300RPM, 5,2KW,15NM, 17,1A,303V 3600RPM, 5,7KW,15NM, 17,1A,355V FORCED VENTILATION; DIRECTION OF AIR FLOW NDE --> DE; DEGREE OF PROTECTION IP55 INCREMENT. ENCODER HTL 2048 S/R (ENCODER HTL2048S/R) with TEMPERAT. SENSOR KTY84-130 DESIGN IM B3 (IM V5, IM V6) SHAFT WITH FITTED KEY HALF-KEY BALANCING BEARING: STANDARD WITH FIXED BEARING, VIBRATION SEVERITY GRADE S/A, SHAFT AND FLANGE ACCURACY: R TERMINAL BOX (ABOVE) CABLE ENTRY ON THE ND-END SIGNAL CONNECTION LEFT | 4310 | TEM | 1 | MC | 32 | 1
1PH80871JM120BA1 | SIMOTICS M COMPACT ASYNCHRONOUS MOTOR 3000RPM, 4,8KW,15NM, 17,3A,284V 3300RPM, 5,2KW,15NM, 17,1A,303V 3600RPM, 5,7KW,15NM, 17,1A,355V FORCED VENTILATION; DIRECTION OF AIR FLOW NDE --> DE; DEGREE OF PROTECTION IP55 INCREMENT. ENCODER HTL 2048 S/R (ENCODER HTL2048S/R) with TEMPERAT. SENSOR KTY84-130 DESIGN IM B5 (IMV 1,IM V3) PLAIN SHAFT WITHOUT FITTED KEY; BEARING: STANDARD WITH FIXED BEARING, VIBRATION SEVERITY GRADE R/A; SHAFT AND FLANGE ACCURACY: R TERMINAL BOX (ABOVE) CABLE ENTRY ON THE RIGHT SIGNAL CONNECTION D-END | 4266 | TEM | 1 | MC | 32 | 1
1PH80871JM120BB1 | SIMOTICS M COMPACT ASYNCHRONOUS MOTOR 3000RPM, 4,8KW,15NM, 17,3A,284V 3300RPM, 5,2KW,15NM, 17,1A,303V 3600RPM, 5,7KW,15NM, 17,1A,355V FORCED VENTILATION; DIRECTION OF AIR FLOW NDE --> DE; DEGREE OF PROTECTION IP55 INCREMENT. ENCODER HTL 2048 S/R (ENCODER HTL2048S/R) with TEMPERAT. SENSOR KTY84-130 DESIGN IM B5 (IMV 1,IM V3) PLAIN SHAFT WITHOUT FITTED KEY; BEARING: STANDARD WITH FIXED BEARING, VIBRATION SEVERITY GRADE R/A; SHAFT AND FLANGE ACCURACY: R TERMINAL BOX (ABOVE) CABLE ENTRY ON THE LEFT SIGNAL CONNECTION D-END | 4266 | TEM | 1 | MC | 32 | 1
1PH80871JM120BC1 | SIMOTICS M COMPACT ASYNCHRONOUS MOTOR 3000RPM, 4,8KW,15NM, 17,3A,284V 3300RPM, 5,2KW,15NM, 17,1A,303V 3600RPM, 5,7KW,15NM, 17,1A,355V FORCED VENTILATION; DIRECTION OF AIR FLOW NDE --> DE; DEGREE OF PROTECTION IP55 INCREMENT. ENCODER HTL 2048 S/R (ENCODER HTL2048S/R) with TEMPERAT. SENSOR KTY84-130 DESIGN IM B5 (IMV 1,IM V3) PLAIN SHAFT WITHOUT FITTED KEY; BEARING: STANDARD WITH FIXED BEARING, VIBRATION SEVERITY GRADE R/A; SHAFT AND FLANGE ACCURACY: R TERMINAL BOX (ABOVE) CABLE ENTRY ON THE ND-END SIGNAL CONNECTION LEFT | 4266 | TEM | 1 | MC | 32 | 1
1PH80871JM120CA1 | SIMOTICS M COMPACT ASYNCHRONOUS MOTOR 3000RPM, 4,8KW,15NM, 17,3A,284V 3300RPM, 5,2KW,15NM, 17,1A,303V 3600RPM, 5,7KW,15NM, 17,1A,355V FORCED VENTILATION; DIRECTION OF AIR FLOW NDE --> DE; DEGREE OF PROTECTION IP55 INCREMENT. ENCODER HTL 2048 S/R (ENCODER HTL2048S/R) with TEMPERAT. SENSOR KTY84-130 DESIGN IM B5 (IMV 1,IM V3) PLAIN SHAFT WITHOUT FITTED KEY; BEARING: STANDARD WITH FIXED BEARING, VIBRATION SEVERITY GRADE S/A, SHAFT AND FLANGE ACCURACY: R TERMINAL BOX (ABOVE) CABLE ENTRY ON THE RIGHT SIGNAL CONNECTION D-END | 4461 | TEM | 1 | MC | 32 | 1
1PH80871JM120CB1 | SIMOTICS M COMPACT ASYNCHRONOUS MOTOR 3000RPM, 4,8KW,15NM, 17,3A,284V 3300RPM, 5,2KW,15NM, 17,1A,303V 3600RPM, 5,7KW,15NM, 17,1A,355V FORCED VENTILATION; DIRECTION OF AIR FLOW NDE --> DE; DEGREE OF PROTECTION IP55 INCREMENT. ENCODER HTL 2048 S/R (ENCODER HTL2048S/R) with TEMPERAT. SENSOR KTY84-130 DESIGN IM B5 (IMV 1,IM V3) PLAIN SHAFT WITHOUT FITTED KEY; BEARING: STANDARD WITH FIXED BEARING, VIBRATION SEVERITY GRADE S/A, SHAFT AND FLANGE ACCURACY: R TERMINAL BOX (ABOVE) CABLE ENTRY ON THE LEFT SIGNAL CONNECTION D-END | 4461 | TEM | 1 | MC | 32 | 1
1PH80871JM120CC1 | SIMOTICS M COMPACT ASYNCHRONOUS MOTOR 3000RPM, 4,8KW,15NM, 17,3A,284V 3300RPM, 5,2KW,15NM, 17,1A,303V 3600RPM, 5,7KW,15NM, 17,1A,355V FORCED VENTILATION; DIRECTION OF AIR FLOW NDE --> DE; DEGREE OF PROTECTION IP55 INCREMENT. ENCODER HTL 2048 S/R (ENCODER HTL2048S/R) with TEMPERAT. SENSOR KTY84-130 DESIGN IM B5 (IMV 1,IM V3) PLAIN SHAFT WITHOUT FITTED KEY; BEARING: STANDARD WITH FIXED BEARING, VIBRATION SEVERITY GRADE S/A, SHAFT AND FLANGE ACCURACY: R TERMINAL BOX (ABOVE) CABLE ENTRY ON THE ND-END SIGNAL CONNECTION LEFT | 4461 | TEM | 1 | MC | 32 | 1
1PH80871JM122BA1 | SIMOTICS M COMPACT ASYNCHRONOUS MOTOR 3000RPM, 4,8KW,15NM, 17,3A,284V 3300RPM, 5,2KW,15NM, 17,1A,303V 3600RPM, 5,7KW,15NM, 17,1A,355V FORCED VENTILATION; DIRECTION OF AIR FLOW NDE --> DE; DEGREE OF PROTECTION IP55 INCREMENT. ENCODER HTL 2048 S/R (ENCODER HTL2048S/R) with TEMPERAT. SENSOR KTY84-130 DESIGN IM B5 (IMV 1,IM V3) SHAFT WITH FITTED KEY HALF-KEY BALANCING BEARING: STANDARD WITH FIXED BEARING, VIBRATION SEVERITY GRADE R/A; SHAFT AND FLANGE ACCURACY: R TERMINAL BOX (ABOVE) CABLE ENTRY ON THE RIGHT SIGNAL CONNECTION D-END | 4266 | TEM | 1 | MC | 32 | 1
1PH80871JM122BB1 | SIMOTICS M COMPACT ASYNCHRONOUS MOTOR 3000RPM, 4,8KW,15NM, 17,3A,284V 3300RPM, 5,2KW,15NM, 17,1A,303V 3600RPM, 5,7KW,15NM, 17,1A,355V FORCED VENTILATION; DIRECTION OF AIR FLOW NDE --> DE; DEGREE OF PROTECTION IP55 INCREMENT. ENCODER HTL 2048 S/R (ENCODER HTL2048S/R) with TEMPERAT. SENSOR KTY84-130 DESIGN IM B5 (IMV 1,IM V3) SHAFT WITH FITTED KEY HALF-KEY BALANCING BEARING: STANDARD WITH FIXED BEARING, VIBRATION SEVERITY GRADE R/A; SHAFT AND FLANGE ACCURACY: R TERMINAL BOX (ABOVE) CABLE ENTRY ON THE LEFT SIGNAL CONNECTION D-END | 4266 | TEM | 1 | MC | 32 | 1
1PH80871JM122BC1 | SIMOTICS M COMPACT ASYNCHRONOUS MOTOR 3000RPM, 4,8KW,15NM, 17,3A,284V 3300RPM, 5,2KW,15NM, 17,1A,303V 3600RPM, 5,7KW,15NM, 17,1A,355V FORCED VENTILATION; DIRECTION OF AIR FLOW NDE --> DE; DEGREE OF PROTECTION IP55 INCREMENT. ENCODER HTL 2048 S/R (ENCODER HTL2048S/R) with TEMPERAT. SENSOR KTY84-130 DESIGN IM B5 (IMV 1,IM V3) SHAFT WITH FITTED KEY HALF-KEY BALANCING BEARING: STANDARD WITH FIXED BEARING, VIBRATION SEVERITY GRADE R/A; SHAFT AND FLANGE ACCURACY: R TERMINAL BOX (ABOVE) CABLE ENTRY ON THE ND-END SIGNAL CONNECTION LEFT | 4266 | TEM | 1 | MC | 32 | 1
1PH80871JM122CA1 | SIMOTICS M COMPACT ASYNCHRONOUS MOTOR 3000RPM, 4,8KW,15NM, 17,3A,284V 3300RPM, 5,2KW,15NM, 17,1A,303V 3600RPM, 5,7KW,15NM, 17,1A,355V FORCED VENTILATION; DIRECTION OF AIR FLOW NDE --> DE; DEGREE OF PROTECTION IP55 INCREMENT. ENCODER HTL 2048 S/R (ENCODER HTL2048S/R) with TEMPERAT. SENSOR KTY84-130 DESIGN IM B5 (IMV 1,IM V3) SHAFT WITH FITTED KEY HALF-KEY BALANCING BEARING: STANDARD WITH FIXED BEARING, VIBRATION SEVERITY GRADE S/A, SHAFT AND FLANGE ACCURACY: R TERMINAL BOX (ABOVE) CABLE ENTRY ON THE RIGHT SIGNAL CONNECTION D-END | 4461 | TEM | 1 | MC | 32 | 1
1PH80871JM122CB1 | SIMOTICS M COMPACT ASYNCHRONOUS MOTOR 3000RPM, 4,8KW,15NM, 17,3A,284V 3300RPM, 5,2KW,15NM, 17,1A,303V 3600RPM, 5,7KW,15NM, 17,1A,355V FORCED VENTILATION; DIRECTION OF AIR FLOW NDE --> DE; DEGREE OF PROTECTION IP55 INCREMENT. ENCODER HTL 2048 S/R (ENCODER HTL2048S/R) with TEMPERAT. SENSOR KTY84-130 DESIGN IM B5 (IMV 1,IM V3) SHAFT WITH FITTED KEY HALF-KEY BALANCING BEARING: STANDARD WITH FIXED BEARING, VIBRATION SEVERITY GRADE S/A, SHAFT AND FLANGE ACCURACY: R TERMINAL BOX (ABOVE) CABLE ENTRY ON THE LEFT SIGNAL CONNECTION D-END | 4461 | TEM | 1 | MC | 32 | 1
1PH80871JM122CC1 | SIMOTICS M COMPACT ASYNCHRONOUS MOTOR 3000RPM, 4,8KW,15NM, 17,3A,284V 3300RPM, 5,2KW,15NM, 17,1A,303V 3600RPM, 5,7KW,15NM, 17,1A,355V FORCED VENTILATION; DIRECTION OF AIR FLOW NDE --> DE; DEGREE OF PROTECTION IP55 INCREMENT. ENCODER HTL 2048 S/R (ENCODER HTL2048S/R) with TEMPERAT. SENSOR KTY84-130 DESIGN IM B5 (IMV 1,IM V3) SHAFT WITH FITTED KEY HALF-KEY BALANCING BEARING: STANDARD WITH FIXED BEARING, VIBRATION SEVERITY GRADE S/A, SHAFT AND FLANGE ACCURACY: R TERMINAL BOX (ABOVE) CABLE ENTRY ON THE ND-END SIGNAL CONNECTION LEFT | 4461 | TEM | 1 | MC | 32 | 1
1PH80871MF002BA1 | SIMOTICS M COMPACT ASYNCHRONOUS MOTOR 1500RPM, 3,7KW, 24NM, 10A,336V 1750RPM, 4,3KW, 23NM, 10A,396V 2000RPM, 4,9KW, 23NM, 10A,435V FORCED VENTILATION; DIRECTION OF AIR FLOW DE --> NDE; DEGREE OF PROTECTION IP55 INCREMENTAL ENCODER SIN/COS 1VPP 2048 S/R WITH ND-END AT TERMINAL BOX (ENCODER IC2048S/R) with TEMPERAT. SENSOR KTY84-130 DESIGN IM B3 (IM V5, IM V6) SHAFT WITH FITTED KEY HALF-KEY BALANCING BEARING: STANDARD WITH FIXED BEARING, VIBRATION SEVERITY GRADE R/A; SHAFT AND FLANGE ACCURACY: R TERMINAL BOX (ABOVE) CABLE ENTRY ON THE RIGHT SIGNAL CONNECTION D-END | 4028 | TEM | 1 | MC | 39 | 1
1PH80871MF022BA1 | SIMOTICS M COMPACT ASYNCHRONOUS MOTOR 1500RPM, 3,7KW, 24NM, 10A,336V 1750RPM, 4,3KW, 23NM, 10A,396V 2000RPM, 4,9KW, 23NM, 10A,435V FORCED VENTILATION; DIRECTION OF AIR FLOW DE --> NDE; DEGREE OF PROTECTION IP55 INCREMENTAL ENCODER SIN/COS 1VPP 2048 S/R WITH ND-END AT TERMINAL BOX (ENCODER IC2048S/R) with TEMPERAT. SENSOR KTY84-130 DESIGN IM B5 (IMV 1,IM V3) SHAFT WITH FITTED KEY HALF-KEY BALANCING BEARING: STANDARD WITH FIXED BEARING, VIBRATION SEVERITY GRADE R/A; SHAFT AND FLANGE ACCURACY: R TERMINAL BOX (ABOVE) CABLE ENTRY ON THE RIGHT SIGNAL CONNECTION D-END | 4180 | TEM | 1 | MC | 39 | 1
1PH80871MF222BC1 | SIMOTICS M COMPACT ASYNCHRONOUS MOTOR 1500RPM, 4,6KW,29NM, 13,7A,316V 1750RPM, 5,4KW,29NM, 13,7A,358V 2000RPM, 6,1KW,29NM, 13,7A,402V WATER COOLING DEGREE OF PROTECTION IP65 INCREMENTAL ENCODER SIN/COS 1VPP 2048 S/R WITH ND-END AT TERMINAL BOX (ENCODER IC2048S/R) with TEMPERAT. SENSOR KTY84-130 DESIGN IM B5 (IMV 1,IM V3) SHAFT WITH FITTED KEY HALF-KEY BALANCING BEARING: STANDARD WITH FIXED BEARING, VIBRATION SEVERITY GRADE R/A; SHAFT AND FLANGE ACCURACY: R TERMINAL BOX (ABOVE) CABLE ENTRY ON THE ND-END SIGNAL CONNECTION LEFT | 4490 | TEM | 1 | MC | 44 | 1
1PH80871MG000DA1 | SIMOTICS M COMPACT ASYNCHRONOUS MOTOR 2000RPM, 4,9KW,23NM, 14,1A,320V 2300RPM, 5,4KW,22NM, 13,7A,353V 2650RPM, 6,0KW,22NM, 13,6A,390V FORCED VENTILATION; DIRECTION OF AIR FLOW DE --> NDE; DEGREE OF PROTECTION IP55 INCREMENTAL ENCODER SIN/COS 1VPP 2048 S/R WITH ND-END AT TERMINAL BOX (ENCODER IC2048S/R) with TEMPERAT. SENSOR KTY84-130 DESIGN IM B3 (IM V5, IM V6) PLAIN SHAFT WITHOUT FITTED KEY; BEARING: STANDARD WITH FIXED BEARING, VIBRATION SEVERITY GRADE SR/A; SHAFT AND FLANGE ACCURACY: R TERMINAL BOX (ABOVE) CABLE ENTRY ON THE RIGHT SIGNAL CONNECTION D-END | 4293 | TEM | 1 | MC | 39 | 1
1PH80871MG020BG1 | SIMOTICS M COMPACT ASYNCHRONOUS MOTOR 2000RPM, 4,9KW,23NM, 14,1A,320V 2300RPM, 5,4KW,22NM, 13,7A,353V 2650RPM, 6,0KW,22NM, 13,6A,390V FORCED VENTILATION; DIRECTION OF AIR FLOW DE --> NDE; DEGREE OF PROTECTION IP55 INCREMENTAL ENCODER SIN/COS 1VPP 2048 S/R WITH ND-END AT TERMINAL BOX (ENCODER IC2048S/R) with TEMPERAT. SENSOR KTY84-130 DESIGN IM B5 (IMV 1,IM V3) PLAIN SHAFT WITHOUT FITTED KEY; BEARING: STANDARD WITH FIXED BEARING, VIBRATION SEVERITY GRADE R/A; SHAFT AND FLANGE ACCURACY: R POWER CONNECTOR (ABOVE) CABLE ENTRY ON THE ND-END SIGNAL CONNECTION LEFT | 4180 | TEM | 1 | MC | 39 | 1
1PH80871MG020CB1 | SIMOTICS M COMPACT ASYNCHRONOUS MOTOR 2000RPM, 4,9KW,23NM, 14,1A,320V 2300RPM, 5,4KW,22NM, 13,7A,353V 2650RPM, 6,0KW,22NM, 13,6A,390V FORCED VENTILATION; DIRECTION OF AIR FLOW DE --> NDE; DEGREE OF PROTECTION IP55 INCREMENTAL ENCODER SIN/COS 1VPP 2048 S/R WITH ND-END AT TERMINAL BOX (ENCODER IC2048S/R) with TEMPERAT. SENSOR KTY84-130 DESIGN IM B5 (IMV 1,IM V3) PLAIN SHAFT WITHOUT FITTED KEY; BEARING: STANDARD WITH FIXED BEARING, VIBRATION SEVERITY GRADE S/A, SHAFT AND FLANGE ACCURACY: R TERMINAL BOX (ABOVE) CABLE ENTRY ON THE LEFT SIGNAL CONNECTION D-END | 4375 | TEM | 1 | MC | 39 | 1
1PH80871MG020CG1 | SIMOTICS M COMPACT ASYNCHRONOUS MOTOR 2000RPM, 4,9KW,23NM, 14,1A,320V 2300RPM, 5,4KW,22NM, 13,7A,353V 2650RPM, 6,0KW,22NM, 13,6A,390V FORCED VENTILATION; DIRECTION OF AIR FLOW DE --> NDE; DEGREE OF PROTECTION IP55 INCREMENTAL ENCODER SIN/COS 1VPP 2048 S/R WITH ND-END AT TERMINAL BOX (ENCODER IC2048S/R) with TEMPERAT. SENSOR KTY84-130 DESIGN IM B5 (IMV 1,IM V3) PLAIN SHAFT WITHOUT FITTED KEY; BEARING: STANDARD WITH FIXED BEARING, VIBRATION SEVERITY GRADE S/A, SHAFT AND FLANGE ACCURACY: R POWER CONNECTOR (ABOVE) CABLE ENTRY ON THE ND-END SIGNAL CONNECTION LEFT | 4375 | TEM | 1 | MC | 39 | 1
1PH80871MG020DA1 | SIMOTICS M COMPACT ASYNCHRONOUS MOTOR 2000RPM, 4,9KW,23NM, 14,1A,320V 2300RPM, 5,4KW,22NM, 13,7A,353V 2650RPM, 6,0KW,22NM, 13,6A,390V FORCED VENTILATION; DIRECTION OF AIR FLOW DE --> NDE; DEGREE OF PROTECTION IP55 INCREMENTAL ENCODER SIN/COS 1VPP 2048 S/R WITH ND-END AT TERMINAL BOX (ENCODER IC2048S/R) with TEMPERAT. SENSOR KTY84-130 DESIGN IM B5 (IMV 1,IM V3) PLAIN SHAFT WITHOUT FITTED KEY; BEARING: STANDARD WITH FIXED BEARING, VIBRATION SEVERITY GRADE SR/A; SHAFT AND FLANGE ACCURACY: R TERMINAL BOX (ABOVE) CABLE ENTRY ON THE RIGHT SIGNAL CONNECTION D-END | 4445 | TEM | 1 | MC | 39 | 1
1PH80871MG021BH1 | SIMOTICS M COMPACT ASYNCHRONOUS MOTOR 2000RPM, 4,9KW,23NM, 14,1A,320V 2300RPM, 5,4KW,22NM, 13,7A,353V 2650RPM, 6,0KW,22NM, 13,6A,390V FORCED VENTILATION; DIRECTION OF AIR FLOW DE --> NDE; DEGREE OF PROTECTION IP55 INCREMENTAL ENCODER SIN/COS 1VPP 2048 S/R WITH ND-END AT TERMINAL BOX (ENCODER IC2048S/R) with TEMPERAT. SENSOR KTY84-130 DESIGN IM B5 (IMV 1,IM V3) SHAFT WITH FITTED KEY FULL-KEY BALANCING BEARING: STANDARD WITH FIXED BEARING, VIBRATION SEVERITY GRADE R/A; SHAFT AND FLANGE ACCURACY: R POWER CONNECTOR (ABOVE) CABLE ENTRY D-END SIGNAL CONNECTION LEFT | 4180 | TEM | 1 | MC | 39 | 1
1PH80871MG021CA1 | SIMOTICS M COMPACT ASYNCHRONOUS MOTOR 2000RPM, 4,9KW,23NM, 14,1A,320V 2300RPM, 5,4KW,22NM, 13,7A,353V 2650RPM, 6,0KW,22NM, 13,6A,390V FORCED VENTILATION; DIRECTION OF AIR FLOW DE --> NDE; DEGREE OF PROTECTION IP55 INCREMENTAL ENCODER SIN/COS 1VPP 2048 S/R WITH ND-END AT TERMINAL BOX (ENCODER IC2048S/R) with TEMPERAT. SENSOR KTY84-130 DESIGN IM B5 (IMV 1,IM V3) SHAFT WITH FITTED KEY FULL-KEY BALANCING BEARING: STANDARD WITH FIXED BEARING, VIBRATION SEVERITY GRADE S/A, SHAFT AND FLANGE ACCURACY: R TERMINAL BOX (ABOVE) CABLE ENTRY ON THE RIGHT SIGNAL CONNECTION D-END | 4375 | TEM | 1 | MC | 39 | 1
1PH80871MG121BA1 | SIMOTICS M COMPACT ASYNCHRONOUS MOTOR 2000RPM, 4,9KW,23NM, 14,1A,320V 2300RPM, 5,4KW,22NM, 13,7A,353V 2650RPM, 6,0KW,22NM, 13,6A,390V FORCED VENTILATION; DIRECTION OF AIR FLOW NDE --> DE; DEGREE OF PROTECTION IP55 INCREMENTAL ENCODER SIN/COS 1VPP 2048 S/R WITH ND-END AT TERMINAL BOX (ENCODER IC2048S/R) with TEMPERAT. SENSOR KTY84-130 DESIGN IM B5 (IMV 1,IM V3) SHAFT WITH FITTED KEY FULL-KEY BALANCING BEARING: STANDARD WITH FIXED BEARING, VIBRATION SEVERITY GRADE R/A; SHAFT AND FLANGE ACCURACY: R TERMINAL BOX (ABOVE) CABLE ENTRY ON THE RIGHT SIGNAL CONNECTION D-END | 4180 | TEM | 1 | MC | 39 | 1
1PH80871MG220DH1 | SIMOTICS M COMPACT ASYNCHRONOUS MOTOR 2000RPM, 6,1KW,29NM, 17,5A,322V 2300RPM, 7,0KW,29NM, 17,5A,355V 2650RPM, 8,1KW,29NM, 17,8A,425V WATER COOLING DEGREE OF PROTECTION IP65 INCREMENTAL ENCODER SIN/COS 1VPP 2048 S/R WITH ND-END AT TERMINAL BOX (ENCODER IC2048S/R) with TEMPERAT. SENSOR KTY84-130 DESIGN IM B5 (IMV 1,IM V3) PLAIN SHAFT WITHOUT FITTED KEY; BEARING: STANDARD WITH FIXED BEARING, VIBRATION SEVERITY GRADE SR/A; SHAFT AND FLANGE ACCURACY: R POWER CONNECTOR (ABOVE) CABLE ENTRY D-END SIGNAL CONNECTION LEFT | 4755 | TEM | 1 | MC | 44 | 1
1PH80871MG221BA1 | SIMOTICS M COMPACT ASYNCHRONOUS MOTOR 2000RPM, 6,1KW,29NM, 17,5A,322V 2300RPM, 7,0KW,29NM, 17,5A,355V 2650RPM, 8,1KW,29NM, 17,8A,425V WATER COOLING DEGREE OF PROTECTION IP65 INCREMENTAL ENCODER SIN/COS 1VPP 2048 S/R WITH ND-END AT TERMINAL BOX (ENCODER IC2048S/R) with TEMPERAT. SENSOR KTY84-130 DESIGN IM B5 (IMV 1,IM V3) SHAFT WITH FITTED KEY FULL-KEY BALANCING BEARING: STANDARD WITH FIXED BEARING, VIBRATION SEVERITY GRADE R/A; SHAFT AND FLANGE ACCURACY: R TERMINAL BOX (ABOVE) CABLE ENTRY ON THE RIGHT SIGNAL CONNECTION D-END | 4490 | TEM | 1 | MC | 44 | 1
1PH80871MN020LA1 | SIMOTICS M COMPACT ASYNCHRONOUS MOTOR 4500RPM, 5,8KW,12NM, 19,5A,315V 5000RPM, 6,5KW,12NM, 17,1A,335V 5500RPM, 6,9KW,12NM, 19A,370V FORCED VENTILATION; DIRECTION OF AIR FLOW DE --> NDE; DEGREE OF PROTECTION IP55 INCREMENTAL ENCODER SIN/COS 1VPP 2048 S/R WITH ND-END AT TERMINAL BOX (ENCODER IC2048S/R) with TEMPERAT. SENSOR KTY84-130 DESIGN IM B5 (IMV 1,IM V3) PLAIN SHAFT WITHOUT FITTED KEY; BEARING: PERFORMANCE, VIBRATION SEVERITY GRADE SPECIAL/B; SHAFT A. FLANGE ACCURACY GR. SPECIAL TERMINAL BOX (ABOVE) CABLE ENTRY ON THE RIGHT SIGNAL CONNECTION D-END | 4727 | TEM | 1 | MC | 39 | 1
1PH80871SF023LA1 | SIMOTICS M COMPACT ASYNCHRONOUS MOTOR 1500RPM, 3,7KW, 24NM, 10A,336V 1750RPM, 4,3KW, 23NM, 10A,396V 2000RPM, 4,9KW, 23NM, 10A,435V FORCED VENTILATION; DIRECTION OF AIR FLOW DE --> NDE; DEGREE OF PROTECTION IP55 INCREMENTAL ENCODER 19 BIT WITHOUT COMMUTATING POSITION (ENCODER IN19DQ) WITH DRIVE-CLIQ INTERFACE DESIGN IM B5 (IMV 1,IM V3) PLAIN HOLLOW-SHAFT BEARING: PERFORMANCE, VIBRATION SEVERITY GRADE SPECIAL/B; SHAFT A. FLANGE ACCURACY GR. SPECIAL TERMINAL BOX (ABOVE) CABLE ENTRY ON THE RIGHT SIGNAL CONNECTION D-END | 8195 | TEM | 1 | MC | 41.5 | 1
1PH80871SF023LG1 | SIMOTICS M COMPACT ASYNCHRONOUS MOTOR 1500RPM, 3,7KW, 24NM, 10A,336V 1750RPM, 4,3KW, 23NM, 10A,396V 2000RPM, 4,9KW, 23NM, 10A,435V FORCED VENTILATION; DIRECTION OF AIR FLOW DE --> NDE; DEGREE OF PROTECTION IP55 INCREMENTAL ENCODER 19 BIT WITHOUT COMMUTATING POSITION (ENCODER IN19DQ) WITH DRIVE-CLIQ INTERFACE DESIGN IM B5 (IMV 1,IM V3) PLAIN HOLLOW-SHAFT BEARING: PERFORMANCE, VIBRATION SEVERITY GRADE SPECIAL/B; SHAFT A. FLANGE ACCURACY GR. SPECIAL POWER CONNECTOR (ABOVE) CABLE ENTRY ON THE ND-END SIGNAL CONNECTION LEFT | 8195 | TEM | 1 | MC | 41.5 | 1
1PH80871SF120LA1 | SIMOTICS M COMPACT ASYNCHRONOUS MOTOR 1500RPM, 3,7KW,24NM, 10A, 336V 1750RPM, 4,3KW,23NM, 10A, 396V 2000RPM, 4,9KW,23NM, 10A, 435V FORCED VENTILATION; DIRECTION OF AIR FLOW NDE --> DE; DEGREE OF PROTECTION IP55 INCREMENTAL ENCODER 19 BIT WITHOUT COMMUTATING POSITION (ENCODER IN19DQ) WITH DRIVE-CLIQ INTERFACE DESIGN IM B5 (IMV 1,IM V3) PLAIN SHAFT WITHOUT FITTED KEY; BEARING: PERFORMANCE, VIBRATION SEVERITY GRADE SPECIAL/B; SHAFT A. FLANGE ACCURACY GR. SPECIAL TERMINAL BOX (ABOVE) CABLE ENTRY ON THE RIGHT SIGNAL CONNECTION D-END | 6764 | TEM | 1 | MC | 39 | 1
1PH80871SG023LA1 | SIMOTICS M COMPACT ASYNCHRONOUS MOTOR 2000RPM, 4,9KW,23NM, 14,1A,320V 2300RPM, 5,4KW,22NM, 13,7A,353V 2650RPM, 6,0KW,22NM, 13,6A,390V FORCED VENTILATION; DIRECTION OF AIR FLOW DE --> NDE; DEGREE OF PROTECTION IP55 INCREMENTAL ENCODER 19 BIT WITHOUT COMMUTATING POSITION (ENCODER IN19DQ) WITH DRIVE-CLIQ INTERFACE DESIGN IM B5 (IMV 1,IM V3) PLAIN HOLLOW-SHAFT BEARING: PERFORMANCE, VIBRATION SEVERITY GRADE SPECIAL/B; SHAFT A. FLANGE ACCURACY GR. SPECIAL TERMINAL BOX (ABOVE) CABLE ENTRY ON THE RIGHT SIGNAL CONNECTION D-END | 8195 | TEM | 1 | MC | 41.5 | 1
1PH80871SG200MH1 | SIMOTICS M COMPACT ASYNCHRONOUS MOTOR 2000RPM, 6,1KW,29NM, 17,5A,322V 2300RPM, 7,0KW,29NM, 17,5A,355V 2650RPM, 8,1KW,29NM, 17,8A,425V WATER COOLING DEGREE OF PROTECTION IP65 INCREMENTAL ENCODER 19 BIT WITHOUT COMMUTATING POSITION (ENCODER IN19DQ) WITH DRIVE-CLIQ INTERFACE DESIGN IM B3 (IM V5, IM V6) PLAIN SHAFT WITHOUT FITTED KEY; BEARING: HIGH PERFORMANCE VIBRATION SEVERITY GRADE SPECIAL/B SHAFT AND FLANGE ACCURACY GR. SPECIAL POWER CONNECTOR (ABOVE) CABLE ENTRY D-END SIGNAL CONNECTION LEFT | 7366 | TEM | 1 | MC | 44 | 1
1PH80871SM020LC1 | SIMOTICS M COMPACT ASYNCHRONOUS MOTOR 3000RPM, 4,8KW,15NM, 17,3A,284V 3300RPM, 5,2KW,15NM, 17,1A,303V 3600RPM, 5,7KW,15NM, 17,1A,329V FORCED VENTILATION; DIRECTION OF AIR FLOW DE --> NDE; DEGREE OF PROTECTION IP55 INCREMENTAL ENCODER 19 BIT WITHOUT COMMUTATING POSITION (ENCODER IN19DQ) WITH DRIVE-CLIQ INTERFACE DESIGN IM B5 (IMV 1,IM V3) PLAIN SHAFT WITHOUT FITTED KEY; BEARING: PERFORMANCE, VIBRATION SEVERITY GRADE SPECIAL/B; SHAFT A. FLANGE ACCURACY GR. SPECIAL TERMINAL BOX (ABOVE) CABLE ENTRY ON THE ND-END SIGNAL CONNECTION LEFT | 6764 | TEM | 1 | MC | 39 | 1
1PH80871SM023LB1 | SIMOTICS M COMPACT ASYNCHRONOUS MOTOR 3000RPM, 4,8KW,15NM, 17,3A,284V 3300RPM, 5,2KW,15NM, 17,1A,303V 3600RPM, 5,7KW,15NM, 17,1A,329V FORCED VENTILATION; DIRECTION OF AIR FLOW DE --> NDE; DEGREE OF PROTECTION IP55 INCREMENTAL ENCODER 19 BIT WITHOUT COMMUTATING POSITION (ENCODER IN19DQ) WITH DRIVE-CLIQ INTERFACE DESIGN IM B5 (IMV 1,IM V3) PLAIN HOLLOW-SHAFT BEARING: PERFORMANCE, VIBRATION SEVERITY GRADE SPECIAL/B; SHAFT A. FLANGE ACCURACY GR. SPECIAL TERMINAL BOX (ABOVE) CABLE ENTRY ON THE LEFT SIGNAL CONNECTION D-END | 8195 | TEM | 1 | MC | 41.5 | 1
1PH80871SM023LG1 | SIMOTICS M COMPACT ASYNCHRONOUS MOTOR 3000RPM, 4,8KW,15NM, 17,3A,284V 3300RPM, 5,2KW,15NM, 17,1A,303V 3600RPM, 5,7KW,15NM, 17,1A,329V FORCED VENTILATION; DIRECTION OF AIR FLOW DE --> NDE; DEGREE OF PROTECTION IP55 INCREMENTAL ENCODER 19 BIT WITHOUT COMMUTATING POSITION (ENCODER IN19DQ) WITH DRIVE-CLIQ INTERFACE DESIGN IM B5 (IMV 1,IM V3) PLAIN HOLLOW-SHAFT BEARING: PERFORMANCE, VIBRATION SEVERITY GRADE SPECIAL/B; SHAFT A. FLANGE ACCURACY GR. SPECIAL POWER CONNECTOR (ABOVE) CABLE ENTRY ON THE ND-END SIGNAL CONNECTION LEFT | 8195 | TEM | 1 | MC | 41.5 | 1
1PH80871SM023MA1 | SIMOTICS M COMPACT ASYNCHRONOUS MOTOR 3000RPM, 4,8KW,15NM, 17,3A,284V 3300RPM, 5,2KW,15NM, 17,1A,303V 3600RPM, 5,7KW,15NM, 17,1A,329V FORCED VENTILATION; DIRECTION OF AIR FLOW DE --> NDE; DEGREE OF PROTECTION IP55 INCREMENTAL ENCODER 19 BIT WITHOUT COMMUTATING POSITION (ENCODER IN19DQ) WITH DRIVE-CLIQ INTERFACE DESIGN IM B5 (IMV 1,IM V3) PLAIN HOLLOW-SHAFT BEARING: HIGH PERFORMANCE VIBRATION SEVERITY GRADE SPECIAL/B SHAFT AND FLANGE ACCURACY GR. SPECIAL TERMINAL BOX (ABOVE) CABLE ENTRY ON THE RIGHT SIGNAL CONNECTION D-END | 8638 | TEM | 1 | MC | 41.5 | 1
1PH80871SN000MA1 | SIMOTICS M COMPACT ASYNCHRONOUS MOTOR 4500RPM, 5,8KW,12NM, 19,5A,315V 5000RPM, 6,5KW,12NM, 17,1A,335V 5500RPM, 6,9KW,12NM, 19A,370V FORCED VENTILATION; DIRECTION OF AIR FLOW DE --> NDE; DEGREE OF PROTECTION IP55 INCREMENTAL ENCODER 19 BIT WITHOUT COMMUTATING POSITION (ENCODER IN19DQ) WITH DRIVE-CLIQ INTERFACE DESIGN IM B3 (IM V5, IM V6) PLAIN SHAFT WITHOUT FITTED KEY; BEARING: HIGH PERFORMANCE VIBRATION SEVERITY GRADE SPECIAL/B SHAFT AND FLANGE ACCURACY GR. SPECIAL TERMINAL BOX (ABOVE) CABLE ENTRY ON THE RIGHT SIGNAL CONNECTION D-END | 7055 | TEM | 1 | MC | 39 | 1
1PH80871SN020LA1 | SIMOTICS M COMPACT ASYNCHRONOUS MOTOR 4500RPM, 5,8KW,12NM, 19,5A,315V 5000RPM, 6,5KW,12NM, 17,1A,335V 5500RPM, 6,9KW,12NM, 19A,370V FORCED VENTILATION; DIRECTION OF AIR FLOW DE --> NDE; DEGREE OF PROTECTION IP55 INCREMENTAL ENCODER 19 BIT WITHOUT COMMUTATING POSITION (ENCODER IN19DQ) WITH DRIVE-CLIQ INTERFACE DESIGN IM B5 (IMV 1,IM V3) PLAIN SHAFT WITHOUT FITTED KEY; BEARING: PERFORMANCE, VIBRATION SEVERITY GRADE SPECIAL/B; SHAFT A. FLANGE ACCURACY GR. SPECIAL TERMINAL BOX (ABOVE) CABLE ENTRY ON THE RIGHT SIGNAL CONNECTION D-END | 6764 | TEM | 1 | MC | 39 | 1
1PH80871SN020LB1 | SIMOTICS M COMPACT ASYNCHRONOUS MOTOR 4500RPM, 5,8KW,12NM, 19,5A,315V 5000RPM, 6,5KW,12NM, 17,1A,335V 5500RPM, 6,9KW,12NM, 19A,370V FORCED VENTILATION; DIRECTION OF AIR FLOW DE --> NDE; DEGREE OF PROTECTION IP55 INCREMENTAL ENCODER 19 BIT WITHOUT COMMUTATING POSITION (ENCODER IN19DQ) WITH DRIVE-CLIQ INTERFACE DESIGN IM B5 (IMV 1,IM V3) PLAIN SHAFT WITHOUT FITTED KEY; BEARING: PERFORMANCE, VIBRATION SEVERITY GRADE SPECIAL/B; SHAFT A. FLANGE ACCURACY GR. SPECIAL TERMINAL BOX (ABOVE) CABLE ENTRY ON THE LEFT SIGNAL CONNECTION D-END | 6764 | TEM | 1 | MC | 39 | 1
1PH80871SN020MA1 | SIMOTICS M COMPACT ASYNCHRONOUS MOTOR 4500RPM, 5,8KW,12NM, 19,5A,315V 5000RPM, 6,5KW,12NM, 17,1A,335V 5500RPM, 6,9KW,12NM, 19A,370V FORCED VENTILATION; DIRECTION OF AIR FLOW DE --> NDE; DEGREE OF PROTECTION IP55 INCREMENTAL ENCODER 19 BIT WITHOUT COMMUTATING POSITION (ENCODER IN19DQ) WITH DRIVE-CLIQ INTERFACE DESIGN IM B5 (IMV 1,IM V3) PLAIN SHAFT WITHOUT FITTED KEY; BEARING: HIGH PERFORMANCE VIBRATION SEVERITY GRADE SPECIAL/B SHAFT AND FLANGE ACCURACY GR. SPECIAL TERMINAL BOX (ABOVE) CABLE ENTRY ON THE RIGHT SIGNAL CONNECTION D-END | 7207 | TEM | 1 | MC | 39 | 1
1PH80871SN023LA1 | SIMOTICS M COMPACT ASYNCHRONOUS MOTOR 4500RPM, 5,8KW,12NM, 19,5A,315V 5000RPM, 6,5KW,12NM, 17,1A,335V 5500RPM, 6,9KW,12NM, 19A,370V FORCED VENTILATION; DIRECTION OF AIR FLOW DE --> NDE; DEGREE OF PROTECTION IP55 INCREMENTAL ENCODER 19 BIT WITHOUT COMMUTATING POSITION (ENCODER IN19DQ) WITH DRIVE-CLIQ INTERFACE DESIGN IM B5 (IMV 1,IM V3) PLAIN HOLLOW-SHAFT BEARING: PERFORMANCE, VIBRATION SEVERITY GRADE SPECIAL/B; SHAFT A. FLANGE ACCURACY GR. SPECIAL TERMINAL BOX (ABOVE) CABLE ENTRY ON THE RIGHT SIGNAL CONNECTION D-END | 8195 | TEM | 1 | MC | 41.5 | 1
1PH80871UF001LA1 | SIMOTICS M COMPACT ASYNCHRONOUS MOTOR 1500RPM, 3,7KW, 24NM, 10A,336V 1750RPM, 4,3KW, 23NM, 10A,396V 2000RPM, 4,9KW, 23NM, 10A,435V FORCED VENTILATION; DIRECTION OF AIR FLOW DE --> NDE; DEGREE OF PROTECTION IP55 INCREMENTAL ENCODER 20 BIT WITHOUT COMMUTATING POSITION (ENCODER IN20DQ) WITH DRIVE-CLIQ INTERFACE DESIGN IM B3 (IM V5, IM V6) SHAFT WITH FITTED KEY FULL-KEY BALANCING BEARING: PERFORMANCE, VIBRATION SEVERITY GRADE SPECIAL/B; SHAFT A. FLANGE ACCURACY GR. SPECIAL TERMINAL BOX (ABOVE) CABLE ENTRY ON THE RIGHT SIGNAL CONNECTION D-END | 5475 | TEM | 1 | MC | 39 | 1
1PH80871UF002LA1 | SIMOTICS M COMPACT ASYNCHRONOUS MOTOR 1500RPM, 3,7KW, 24NM, 10A,336V 1750RPM, 4,3KW, 23NM, 10A,396V 2000RPM, 4,9KW, 23NM, 10A,435V FORCED VENTILATION; DIRECTION OF AIR FLOW DE --> NDE; DEGREE OF PROTECTION IP55 INCREMENTAL ENCODER 20 BIT WITHOUT COMMUTATING POSITION (ENCODER IN20DQ) WITH DRIVE-CLIQ INTERFACE DESIGN IM B3 (IM V5, IM V6) SHAFT WITH FITTED KEY HALF-KEY BALANCING BEARING: PERFORMANCE, VIBRATION SEVERITY GRADE SPECIAL/B; SHAFT A. FLANGE ACCURACY GR. SPECIAL TERMINAL BOX (ABOVE) CABLE ENTRY ON THE RIGHT SIGNAL CONNECTION D-END | 5475 | TEM | 1 | MC | 39 | 1
1PH80871UF002LE1 | SIMOTICS M COMPACT ASYNCHRONOUS MOTOR 1500RPM, 3,7KW, 24NM, 10A,336V 1750RPM, 4,3KW, 23NM, 10A,396V 2000RPM, 4,9KW, 23NM, 10A,435V FORCED VENTILATION; DIRECTION OF AIR FLOW DE --> NDE; DEGREE OF PROTECTION IP55 INCREMENTAL ENCODER 20 BIT WITHOUT COMMUTATING POSITION (ENCODER IN20DQ) WITH DRIVE-CLIQ INTERFACE DESIGN IM B3 (IM V5, IM V6) SHAFT WITH FITTED KEY HALF-KEY BALANCING BEARING: PERFORMANCE, VIBRATION SEVERITY GRADE SPECIAL/B; SHAFT A. FLANGE ACCURACY GR. SPECIAL POWER CONNECTOR (ABOVE) CABLE ENTRY ON THE RIGHT SIGNAL CONNECTION D-END | 5475 | TEM | 1 | MC | 39 | 1
1PH80871UF020LA1 | SIMOTICS M COMPACT ASYNCHRONOUS MOTOR 1500RPM, 3,7KW, 24NM, 10A,336V 1750RPM, 4,3KW, 23NM, 10A,396V 2000RPM, 4,9KW, 23NM, 10A,435V FORCED VENTILATION; DIRECTION OF AIR FLOW DE --> NDE; DEGREE OF PROTECTION IP55 INCREMENTAL ENCODER 20 BIT WITHOUT COMMUTATING POSITION (ENCODER IN20DQ) WITH DRIVE-CLIQ INTERFACE DESIGN IM B5 (IMV 1,IM V3) PLAIN SHAFT WITHOUT FITTED KEY; BEARING: PERFORMANCE, VIBRATION SEVERITY GRADE SPECIAL/B; SHAFT A. FLANGE ACCURACY GR. SPECIAL TERMINAL BOX (ABOVE) CABLE ENTRY ON THE RIGHT SIGNAL CONNECTION D-END | 5627 | TEM | 1 | MC | 39 | 1
1PH80871UF020LC1 | SIMOTICS M COMPACT ASYNCHRONOUS MOTOR 1500RPM, 3,7KW, 24NM, 10A,336V 1750RPM, 4,3KW, 23NM, 10A,396V 2000RPM, 4,9KW, 23NM, 10A,435V FORCED VENTILATION; DIRECTION OF AIR FLOW DE --> NDE; DEGREE OF PROTECTION IP55 INCREMENTAL ENCODER 20 BIT WITHOUT COMMUTATING POSITION (ENCODER IN20DQ) WITH DRIVE-CLIQ INTERFACE DESIGN IM B5 (IMV 1,IM V3) PLAIN SHAFT WITHOUT FITTED KEY; BEARING: PERFORMANCE, VIBRATION SEVERITY GRADE SPECIAL/B; SHAFT A. FLANGE ACCURACY GR. SPECIAL TERMINAL BOX (ABOVE) CABLE ENTRY ON THE ND-END SIGNAL CONNECTION LEFT | 5627 | TEM | 1 | MC | 39 | 1
1PH80871UG020LA1 | SIMOTICS M COMPACT ASYNCHRONOUS MOTOR 2000RPM, 4,9KW,23NM, 14,1A,320V 2300RPM, 5,4KW,22NM, 13,7A,353V 2650RPM, 6,0KW,22NM, 13,6A,390V FORCED VENTILATION; DIRECTION OF AIR FLOW DE --> NDE; DEGREE OF PROTECTION IP55 INCREMENTAL ENCODER 20 BIT WITHOUT COMMUTATING POSITION (ENCODER IN20DQ) WITH DRIVE-CLIQ INTERFACE DESIGN IM B5 (IMV 1,IM V3) PLAIN SHAFT WITHOUT FITTED KEY; BEARING: PERFORMANCE, VIBRATION SEVERITY GRADE SPECIAL/B; SHAFT A. FLANGE ACCURACY GR. SPECIAL TERMINAL BOX (ABOVE) CABLE ENTRY ON THE RIGHT SIGNAL CONNECTION D-END | 5627 | TEM | 1 | MC | 39 | 1
1PH80871UG020LC1 | SIMOTICS M COMPACT ASYNCHRONOUS MOTOR 2000RPM, 4,9KW,23NM, 14,1A,320V 2300RPM, 5,4KW,22NM, 13,7A,353V 2650RPM, 6,0KW,22NM, 13,6A,390V FORCED VENTILATION; DIRECTION OF AIR FLOW DE --> NDE; DEGREE OF PROTECTION IP55 INCREMENTAL ENCODER 20 BIT WITHOUT COMMUTATING POSITION (ENCODER IN20DQ) WITH DRIVE-CLIQ INTERFACE DESIGN IM B5 (IMV 1,IM V3) PLAIN SHAFT WITHOUT FITTED KEY; BEARING: PERFORMANCE, VIBRATION SEVERITY GRADE SPECIAL/B; SHAFT A. FLANGE ACCURACY GR. SPECIAL TERMINAL BOX (ABOVE) CABLE ENTRY ON THE ND-END SIGNAL CONNECTION LEFT | 5627 | TEM | 1 | MC | 39 | 1
1PH80871UG020LE1 | SIMOTICS M COMPACT ASYNCHRONOUS MOTOR 2000RPM, 4,9KW,23NM, 14,1A,320V 2300RPM, 5,4KW,22NM, 13,7A,353V 2650RPM, 6,0KW,22NM, 13,6A,390V FORCED VENTILATION; DIRECTION OF AIR FLOW DE --> NDE; DEGREE OF PROTECTION IP55 INCREMENTAL ENCODER 20 BIT WITHOUT COMMUTATING POSITION (ENCODER IN20DQ) WITH DRIVE-CLIQ INTERFACE DESIGN IM B5 (IMV 1,IM V3) PLAIN SHAFT WITHOUT FITTED KEY; BEARING: PERFORMANCE, VIBRATION SEVERITY GRADE SPECIAL/B; SHAFT A. FLANGE ACCURACY GR. SPECIAL POWER CONNECTOR (ABOVE) CABLE ENTRY ON THE RIGHT SIGNAL CONNECTION D-END | 5627 | TEM | 1 | MC | 39 | 1
1PH80871UG200LE1 | SIMOTICS M COMPACT ASYNCHRONOUS MOTOR 2000RPM, 6,1KW,29NM, 17,5A,322V 2300RPM, 7,0KW,29NM, 17,5A,355V 2650RPM, 8,1KW,29NM, 17,8A,425V WATER COOLING DEGREE OF PROTECTION IP65 INCREMENTAL ENCODER 20 BIT WITHOUT COMMUTATING POSITION (ENCODER IN20DQ) WITH DRIVE-CLIQ INTERFACE DESIGN IM B3 (IM V5, IM V6) PLAIN SHAFT WITHOUT FITTED KEY; BEARING: PERFORMANCE, VIBRATION SEVERITY GRADE SPECIAL/B; SHAFT A. FLANGE ACCURACY GR. SPECIAL POWER CONNECTOR (ABOVE) CABLE ENTRY ON THE RIGHT SIGNAL CONNECTION D-END | 5786 | TEM | 1 | MC | 44 | 1
1PH80871UM020LA1 | SIMOTICS M COMPACT ASYNCHRONOUS MOTOR 3000RPM, 4,8KW,15NM, 17,3A,284V 3300RPM, 5,2KW,15NM, 17,1A,303V 3600RPM, 5,7KW,15NM, 17,1A,329V FORCED VENTILATION; DIRECTION OF AIR FLOW DE --> NDE; DEGREE OF PROTECTION IP55 INCREMENTAL ENCODER 20 BIT WITHOUT COMMUTATING POSITION (ENCODER IN20DQ) WITH DRIVE-CLIQ INTERFACE DESIGN IM B5 (IMV 1,IM V3) PLAIN SHAFT WITHOUT FITTED KEY; BEARING: PERFORMANCE, VIBRATION SEVERITY GRADE SPECIAL/B; SHAFT A. FLANGE ACCURACY GR. SPECIAL TERMINAL BOX (ABOVE) CABLE ENTRY ON THE RIGHT SIGNAL CONNECTION D-END | 5627 | TEM | 1 | MC | 39 | 1
1PH80871UM020LC1 | SIMOTICS M COMPACT ASYNCHRONOUS MOTOR 3000RPM, 4,8KW,15NM, 17,3A,284V 3300RPM, 5,2KW,15NM, 17,1A,303V 3600RPM, 5,7KW,15NM, 17,1A,329V FORCED VENTILATION; DIRECTION OF AIR FLOW DE --> NDE; DEGREE OF PROTECTION IP55 INCREMENTAL ENCODER 20 BIT WITHOUT COMMUTATING POSITION (ENCODER IN20DQ) WITH DRIVE-CLIQ INTERFACE DESIGN IM B5 (IMV 1,IM V3) PLAIN SHAFT WITHOUT FITTED KEY; BEARING: PERFORMANCE, VIBRATION SEVERITY GRADE SPECIAL/B; SHAFT A. FLANGE ACCURACY GR. SPECIAL TERMINAL BOX (ABOVE) CABLE ENTRY ON THE ND-END SIGNAL CONNECTION LEFT | 5627 | TEM | 1 | MC | 39 | 1
1PH80871UM120LB1 | SIMOTICS M COMPACT ASYNCHRONOUS MOTOR 3000RPM, 4,8KW,15NM, 17,3A,284V 3300RPM, 5,2KW,15NM, 17,1A,303V 3600RPM, 5,7KW,15NM, 17,1A,355V FORCED VENTILATION; DIRECTION OF AIR FLOW NDE --> DE; DEGREE OF PROTECTION IP55 INCREMENTAL ENCODER 20 BIT WITHOUT COMMUTATING POSITION (ENCODER IN20DQ) WITH DRIVE-CLIQ INTERFACE DESIGN IM B5 (IMV 1,IM V3) PLAIN SHAFT WITHOUT FITTED KEY; BEARING: PERFORMANCE, VIBRATION SEVERITY GRADE SPECIAL/B; SHAFT A. FLANGE ACCURACY GR. SPECIAL TERMINAL BOX (ABOVE) CABLE ENTRY ON THE LEFT SIGNAL CONNECTION D-END | 5627 | TEM | 1 | MC | 32 | 1
1PH80871UN001LA1 | SIMOTICS M COMPACT ASYNCHRONOUS MOTOR 4500RPM, 5,8KW,12NM, 19,5A,315V 5000RPM, 6,5KW,12NM, 17,1A,335V 5500RPM, 6,9KW,12NM, 19A,370V FORCED VENTILATION; DIRECTION OF AIR FLOW DE --> NDE; DEGREE OF PROTECTION IP55 INCREMENTAL ENCODER 20 BIT WITHOUT COMMUTATING POSITION (ENCODER IN20DQ) WITH DRIVE-CLIQ INTERFACE DESIGN IM B3 (IM V5, IM V6) SHAFT WITH FITTED KEY FULL-KEY BALANCING BEARING: PERFORMANCE, VIBRATION SEVERITY GRADE SPECIAL/B; SHAFT A. FLANGE ACCURACY GR. SPECIAL TERMINAL BOX (ABOVE) CABLE ENTRY ON THE RIGHT SIGNAL CONNECTION D-END | 5475 | TEM | 1 | MC | 39 | 1
1PH80871UN020LA1 | SIMOTICS M COMPACT ASYNCHRONOUS MOTOR 4500RPM, 5,8KW,12NM, 19,5A,315V 5000RPM, 6,5KW,12NM, 17,1A,335V 5500RPM, 6,9KW,12NM, 19A,370V FORCED VENTILATION; DIRECTION OF AIR FLOW DE --> NDE; DEGREE OF PROTECTION IP55 INCREMENTAL ENCODER 20 BIT WITHOUT COMMUTATING POSITION (ENCODER IN20DQ) WITH DRIVE-CLIQ INTERFACE DESIGN IM B5 (IMV 1,IM V3) PLAIN SHAFT WITHOUT FITTED KEY; BEARING: PERFORMANCE, VIBRATION SEVERITY GRADE SPECIAL/B; SHAFT A. FLANGE ACCURACY GR. SPECIAL TERMINAL BOX (ABOVE) CABLE ENTRY ON THE RIGHT SIGNAL CONNECTION D-END | 5627 | TEM | 1 | MC | 39 | 1
1PH80871UN100ME1 | SIMOTICS M COMPACT ASYNCHRONOUS MOTOR 4500RPM, 5,8KW,12NM, 19,5A,315V 5000RPM, 6,5KW,12NM, 19,5A,335V 5500RPM, 6,9KW, 12NM, 19A, 370V FORCED VENTILATION; DIRECTION OF AIR FLOW NDE --> DE; DEGREE OF PROTECTION IP55 INCREMENTAL ENCODER 20 BIT WITHOUT COMMUTATING POSITION (ENCODER IN20DQ) WITH DRIVE-CLIQ INTERFACE DESIGN IM B3 (IM V5, IM V6) PLAIN SHAFT WITHOUT FITTED KEY; BEARING: HIGH PERFORMANCE VIBRATION SEVERITY GRADE SPECIAL/B SHAFT AND FLANGE ACCURACY GR. SPECIAL POWER CONNECTOR (ABOVE) CABLE ENTRY ON THE RIGHT SIGNAL CONNECTION D-END | 5918 | TEM | 1 | MC | 32 | 1
1PH80873FG022AA1 | COMPACT ASYNCHRONOUS MOTOR 2000RPM, 4,9KW,23NM, 14,1A,320V 2300RPM, 5,4KW,22NM, 13,7A,353V 2650RPM, 6,0KW,22NM, 13,6A,390V FORCED VENTILATION; DIRECTION OF AIR FLOW DE --> NDE; DEGREE OF PROTECTION IP55 ABSOLUTE ENCODER 22 BIT SINGLETURN AND 12 BIT MULTITURN (ENCODER AM22DQ) WITH DRIVE-CLIQ INTERFACE DESIGN IM B5 (IMV 1,IM V3) SHAFT WITH FITTED KEY HALF-KEY BALANCING BEARING: STANDARD VIBRATION SEVERITY GRADE A; SHAFT A.FLANGE ACCURACY GR.N TERMINAL BOX (ABOVE) CABLE ENTRY ON THE RIGHT SIGNAL CONNECTION D-END | 5443 | TEM | 1 | MC | 39 | 1
1PH81011AF002CA1 | SIMOTICS M COMPACT ASYNCHRONOUS MOTOR 1500RPM,3,7KW, 24NM, 12,5A,265V 2000RPM, 4,3KW,22NM, 12,5A,304V 2000RPM, 4,7KW, 22NM,12,5A,343V FORCED VENTILATION; DIRECTION OF AIR FLOW DE --> NDE; DEGREE OF PROTECTION IP55 W/O ENCODER with TEMPERAT. SENSOR KTY84-130 DESIGN IM B3 (IM V5, IM V6) SHAFT WITH FITTED KEY HALF-KEY BALANCING BEARING: STANDARD WITH FIXED BEARING, VIBRATION SEVERITY GRADE: S/A, SHAFT AND FLANGE ACCURACY: R TERMINAL BOX (ABOVE) CABLE ENTRY ON THE RIGHT SIGNAL CONNECTION D-END | 3580 | TEM | 1 | MC | 42 | 1
1PH81011AF020BA1 | SIMOTICS M COMPACT ASYNCHRONOUS MOTOR 1500RPM,3,7KW, 24NM, 12,5A,265V 2000RPM, 4,3KW,22NM, 12,5A,304V 2000RPM, 4,7KW, 22NM,12,5A,343V FORCED VENTILATION; DIRECTION OF AIR FLOW DE --> NDE; DEGREE OF PROTECTION IP55 W/O ENCODER with TEMPERAT. SENSOR KTY84-130 DESIGN IM B5 (IMV 1,IM V3) PLAIN SHAFT WITHOUT FITTED KEY; BEARING: STANDARD WITH FIXED BEARING, VIBRATION SEVERITY GRADE: R/A, SHAFT AND FLANGE ACCURACY: R TERMINAL BOX (ABOVE) CABLE ENTRY ON THE RIGHT SIGNAL CONNECTION D-END | 3580 | TEM | 1 | MC | 42 | 1
1PH81011AF021BC1 | SIMOTICS M COMPACT ASYNCHRONOUS MOTOR 1500RPM,3,7KW, 24NM, 12,5A,265V 2000RPM, 4,3KW,22NM, 12,5A,304V 2000RPM, 4,7KW, 22NM,12,5A,343V FORCED VENTILATION; DIRECTION OF AIR FLOW DE --> NDE; DEGREE OF PROTECTION IP55 W/O ENCODER with TEMPERAT. SENSOR KTY84-130 DESIGN IM B5 (IMV 1,IM V3) SHAFT WITH FITTED KEY FULL-KEY BALANCING BEARING: STANDARD WITH FIXED BEARING, VIBRATION SEVERITY GRADE: R/A, SHAFT AND FLANGE ACCURACY: R TERMINAL BOX (ABOVE) CABLE ENTRY ON THE ND-END SIGNAL CONNECTION LEFT | 3580 | TEM | 1 | MC | 42 | 1
1PH81011AF021CA1 | SIMOTICS M COMPACT ASYNCHRONOUS MOTOR 1500RPM,3,7KW, 24NM, 12,5A,265V 2000RPM, 4,3KW,22NM, 12,5A,304V 2000RPM, 4,7KW, 22NM,12,5A,343V FORCED VENTILATION; DIRECTION OF AIR FLOW DE --> NDE; DEGREE OF PROTECTION IP55 W/O ENCODER with TEMPERAT. SENSOR KTY84-130 DESIGN IM B5 (IMV 1,IM V3) SHAFT WITH FITTED KEY FULL-KEY BALANCING BEARING: STANDARD WITH FIXED BEARING, VIBRATION SEVERITY GRADE: S/A, SHAFT AND FLANGE ACCURACY: R TERMINAL BOX (ABOVE) CABLE ENTRY ON THE RIGHT SIGNAL CONNECTION D-END | 3775 | TEM | 1 | MC | 42 | 1
1PH81011AF022BA1 | SIMOTICS M COMPACT ASYNCHRONOUS MOTOR 1500RPM,3,7KW, 24NM, 12,5A,265V 2000RPM, 4,3KW,22NM, 12,5A,304V 2000RPM, 4,7KW, 22NM,12,5A,343V FORCED VENTILATION; DIRECTION OF AIR FLOW DE --> NDE; DEGREE OF PROTECTION IP55 W/O ENCODER with TEMPERAT. SENSOR KTY84-130 DESIGN IM B5 (IMV 1,IM V3) SHAFT WITH FITTED KEY HALF-KEY BALANCING BEARING: STANDARD WITH FIXED BEARING, VIBRATION SEVERITY GRADE: R/A, SHAFT AND FLANGE ACCURACY: R TERMINAL BOX (ABOVE) CABLE ENTRY ON THE RIGHT SIGNAL CONNECTION D-END | 3580 | TEM | 1 | MC | 42 | 1
1PH81011AF022GA1 | SIMOTICS M COMPACT ASYNCHRONOUS MOTOR 1500RPM,3,7KW, 24NM, 12,5A,265V 2000RPM, 4,3KW,22NM, 12,5A,304V 2000RPM, 4,7KW, 22NM,12,5A,343V FORCED VENTILATION; DIRECTION OF AIR FLOW DE --> NDE; DEGREE OF PROTECTION IP55 W/O ENCODER with TEMPERAT. SENSOR KTY84-130 DESIGN IM B5 (IMV 1,IM V3) SHAFT WITH FITTED KEY HALF-KEY BALANCING BEARING: STANDARD, VIBRATION SEVERITY GRADE: R/A, SHAFT AND FLANGE ACCURACY: R TERMINAL BOX (ABOVE) CABLE ENTRY ON THE RIGHT SIGNAL CONNECTION D-END | 3296 | TEM | 1 | MC | 42 | 1
1PH81011AF032BA1 | SIMOTICS M COMPACT ASYNCHRONOUS MOTOR 1500RPM,3,7KW, 24NM, 12,5A,265V 2000RPM, 4,3KW,22NM, 12,5A,304V 2000RPM, 4,7KW, 22NM,12,5A,343V FORCED VENTILATION; DIRECTION OF AIR FLOW DE --> NDE; DEGREE OF PROTECTION IP55 W/O ENCODER with TEMPERAT. SENSOR KTY84-130 DESIGN IM B35 (IM V15, IM V35) SHAFT WITH FITTED KEY HALF-KEY BALANCING BEARING: STANDARD WITH FIXED BEARING, VIBRATION SEVERITY GRADE: R/A, SHAFT AND FLANGE ACCURACY: R TERMINAL BOX (ABOVE) CABLE ENTRY ON THE RIGHT SIGNAL CONNECTION D-END | 3819 | TEM | 1 | MC | 42 | 1
1PH81011AF100BA1 | SIMOTICS M COMPACT ASYNCHRONOUS MOTOR 1500RPM, 3,7KW,24NM,12,5A, 265V 1750RPM, 4,3KW,23NM,12,5A, 304V 2000RPM, 4,7KW,22NM,12,5A, 343V FORCED VENTILATION; DIRECTION OF AIR FLOW NDE --> DE; DEGREE OF PROTECTION IP55 W/O ENCODER with TEMPERAT. SENSOR KTY84-130 DESIGN IM B3 (IM V5, IM V6) PLAIN SHAFT WITHOUT FITTED KEY; BEARING: STANDARD WITH FIXED BEARING, VIBRATION SEVERITY GRADE: R/A, SHAFT AND FLANGE ACCURACY: R TERMINAL BOX (ABOVE) CABLE ENTRY ON THE RIGHT SIGNAL CONNECTION D-END | 3385 | TEM | 1 | MC | 42 | 1
1PH81011AF100BB1 | SIMOTICS M COMPACT ASYNCHRONOUS MOTOR 1500RPM, 3,7KW,24NM,12,5A, 265V 1750RPM, 4,3KW,23NM,12,5A, 304V 2000RPM, 4,7KW,22NM,12,5A, 343V FORCED VENTILATION; DIRECTION OF AIR FLOW NDE --> DE; DEGREE OF PROTECTION IP55 W/O ENCODER with TEMPERAT. SENSOR KTY84-130 DESIGN IM B3 (IM V5, IM V6) PLAIN SHAFT WITHOUT FITTED KEY; BEARING: STANDARD WITH FIXED BEARING, VIBRATION SEVERITY GRADE: R/A, SHAFT AND FLANGE ACCURACY: R TERMINAL BOX (ABOVE) CABLE ENTRY ON THE LEFT SIGNAL CONNECTION D-END | 3385 | TEM | 1 | MC | 42 | 1
1PH81011AF100BC1 | SIMOTICS M COMPACT ASYNCHRONOUS MOTOR 1500RPM, 3,7KW,24NM,12,5A, 265V 1750RPM, 4,3KW,23NM,12,5A, 304V 2000RPM, 4,7KW,22NM,12,5A, 343V FORCED VENTILATION; DIRECTION OF AIR FLOW NDE --> DE; DEGREE OF PROTECTION IP55 W/O ENCODER with TEMPERAT. SENSOR KTY84-130 DESIGN IM B3 (IM V5, IM V6) PLAIN SHAFT WITHOUT FITTED KEY; BEARING: STANDARD WITH FIXED BEARING, VIBRATION SEVERITY GRADE: R/A, SHAFT AND FLANGE ACCURACY: R TERMINAL BOX (ABOVE) CABLE ENTRY ON THE ND-END SIGNAL CONNECTION LEFT | 3385 | TEM | 1 | MC | 42 | 1
1PH81011AF100CA1 | SIMOTICS M COMPACT ASYNCHRONOUS MOTOR 1500RPM, 3,7KW,24NM,12,5A, 265V 1750RPM, 4,3KW,23NM,12,5A, 304V 2000RPM, 4,7KW,22NM,12,5A, 343V FORCED VENTILATION; DIRECTION OF AIR FLOW NDE --> DE; DEGREE OF PROTECTION IP55 W/O ENCODER with TEMPERAT. SENSOR KTY84-130 DESIGN IM B3 (IM V5, IM V6) PLAIN SHAFT WITHOUT FITTED KEY; BEARING: STANDARD WITH FIXED BEARING, VIBRATION SEVERITY GRADE: S/A, SHAFT AND FLANGE ACCURACY: R TERMINAL BOX (ABOVE) CABLE ENTRY ON THE RIGHT SIGNAL CONNECTION D-END | 3580 | TEM | 1 | MC | 42 | 1
1PH81011AF100CB1 | SIMOTICS M COMPACT ASYNCHRONOUS MOTOR 1500RPM, 3,7KW,24NM,12,5A, 265V 1750RPM, 4,3KW,23NM,12,5A, 304V 2000RPM, 4,7KW,22NM,12,5A, 343V FORCED VENTILATION; DIRECTION OF AIR FLOW NDE --> DE; DEGREE OF PROTECTION IP55 W/O ENCODER with TEMPERAT. SENSOR KTY84-130 DESIGN IM B3 (IM V5, IM V6) PLAIN SHAFT WITHOUT FITTED KEY; BEARING: STANDARD WITH FIXED BEARING, VIBRATION SEVERITY GRADE: S/A, SHAFT AND FLANGE ACCURACY: R TERMINAL BOX (ABOVE) CABLE ENTRY ON THE LEFT SIGNAL CONNECTION D-END | 3580 | TEM | 1 | MC | 42 | 1
1PH81011AF100CC1 | SIMOTICS M COMPACT ASYNCHRONOUS MOTOR 1500RPM, 3,7KW,24NM,12,5A, 265V 1750RPM, 4,3KW,23NM,12,5A, 304V 2000RPM, 4,7KW,22NM,12,5A, 343V FORCED VENTILATION; DIRECTION OF AIR FLOW NDE --> DE; DEGREE OF PROTECTION IP55 W/O ENCODER with TEMPERAT. SENSOR KTY84-130 DESIGN IM B3 (IM V5, IM V6) PLAIN SHAFT WITHOUT FITTED KEY; BEARING: STANDARD WITH FIXED BEARING, VIBRATION SEVERITY GRADE: S/A, SHAFT AND FLANGE ACCURACY: R TERMINAL BOX (ABOVE) CABLE ENTRY ON THE ND-END SIGNAL CONNECTION LEFT | 3580 | TEM | 1 | MC | 42 | 1
1PH81011AF102BA1 | SIMOTICS M COMPACT ASYNCHRONOUS MOTOR 1500RPM, 3,7KW,24NM,12,5A, 265V 1750RPM, 4,3KW,23NM,12,5A, 304V 2000RPM, 4,7KW,22NM,12,5A, 343V FORCED VENTILATION; DIRECTION OF AIR FLOW NDE --> DE; DEGREE OF PROTECTION IP55 W/O ENCODER with TEMPERAT. SENSOR KTY84-130 DESIGN IM B3 (IM V5, IM V6) SHAFT WITH FITTED KEY HALF-KEY BALANCING BEARING: STANDARD WITH FIXED BEARING, VIBRATION SEVERITY GRADE: R/A, SHAFT AND FLANGE ACCURACY: R TERMINAL BOX (ABOVE) CABLE ENTRY ON THE RIGHT SIGNAL CONNECTION D-END | 3385 | TEM | 1 | MC | 42 | 1
1PH81011AF102BB1 | SIMOTICS M COMPACT ASYNCHRONOUS MOTOR 1500RPM, 3,7KW,24NM,12,5A, 265V 1750RPM, 4,3KW,23NM,12,5A, 304V 2000RPM, 4,7KW,22NM,12,5A, 343V FORCED VENTILATION; DIRECTION OF AIR FLOW NDE --> DE; DEGREE OF PROTECTION IP55 W/O ENCODER with TEMPERAT. SENSOR KTY84-130 DESIGN IM B3 (IM V5, IM V6) SHAFT WITH FITTED KEY HALF-KEY BALANCING BEARING: STANDARD WITH FIXED BEARING, VIBRATION SEVERITY GRADE: R/A, SHAFT AND FLANGE ACCURACY: R TERMINAL BOX (ABOVE) CABLE ENTRY ON THE LEFT SIGNAL CONNECTION D-END | 3385 | TEM | 1 | MC | 42 | 1
1PH81011AF102BC1 | SIMOTICS M COMPACT ASYNCHRONOUS MOTOR 1500RPM, 3,7KW,24NM,12,5A, 265V 1750RPM, 4,3KW,23NM,12,5A, 304V 2000RPM, 4,7KW,22NM,12,5A, 343V FORCED VENTILATION; DIRECTION OF AIR FLOW NDE --> DE; DEGREE OF PROTECTION IP55 W/O ENCODER with TEMPERAT. SENSOR KTY84-130 DESIGN IM B3 (IM V5, IM V6) SHAFT WITH FITTED KEY HALF-KEY BALANCING BEARING: STANDARD WITH FIXED BEARING, VIBRATION SEVERITY GRADE: R/A, SHAFT AND FLANGE ACCURACY: R TERMINAL BOX (ABOVE) CABLE ENTRY ON THE ND-END SIGNAL CONNECTION LEFT | 3385 | TEM | 1 | MC | 42 | 1
1PH81011AF102CA1 | SIMOTICS M COMPACT ASYNCHRONOUS MOTOR 1500RPM, 3,7KW,24NM,12,5A, 265V 1750RPM, 4,3KW,23NM,12,5A, 304V 2000RPM, 4,7KW,22NM,12,5A, 343V FORCED VENTILATION; DIRECTION OF AIR FLOW NDE --> DE; DEGREE OF PROTECTION IP55 W/O ENCODER with TEMPERAT. SENSOR KTY84-130 DESIGN IM B3 (IM V5, IM V6) SHAFT WITH FITTED KEY HALF-KEY BALANCING BEARING: STANDARD WITH FIXED BEARING, VIBRATION SEVERITY GRADE: S/A, SHAFT AND FLANGE ACCURACY: R TERMINAL BOX (ABOVE) CABLE ENTRY ON THE RIGHT SIGNAL CONNECTION D-END | 3580 | TEM | 1 | MC | 42 | 1
1PH81011AF102CB1 | SIMOTICS M COMPACT ASYNCHRONOUS MOTOR 1500RPM, 3,7KW,24NM,12,5A, 265V 1750RPM, 4,3KW,23NM,12,5A, 304V 2000RPM, 4,7KW,22NM,12,5A, 343V FORCED VENTILATION; DIRECTION OF AIR FLOW NDE --> DE; DEGREE OF PROTECTION IP55 W/O ENCODER with TEMPERAT. SENSOR KTY84-130 DESIGN IM B3 (IM V5, IM V6) SHAFT WITH FITTED KEY HALF-KEY BALANCING BEARING: STANDARD WITH FIXED BEARING, VIBRATION SEVERITY GRADE: S/A, SHAFT AND FLANGE ACCURACY: R TERMINAL BOX (ABOVE) CABLE ENTRY ON THE LEFT SIGNAL CONNECTION D-END | 3580 | TEM | 1 | MC | 42 | 1
1PH81011AF102CC1 | SIMOTICS M COMPACT ASYNCHRONOUS MOTOR 1500RPM, 3,7KW,24NM,12,5A, 265V 1750RPM, 4,3KW,23NM,12,5A, 304V 2000RPM, 4,7KW,22NM,12,5A, 343V FORCED VENTILATION; DIRECTION OF AIR FLOW NDE --> DE; DEGREE OF PROTECTION IP55 W/O ENCODER with TEMPERAT. SENSOR KTY84-130 DESIGN IM B3 (IM V5, IM V6) SHAFT WITH FITTED KEY HALF-KEY BALANCING BEARING: STANDARD WITH FIXED BEARING, VIBRATION SEVERITY GRADE: S/A, SHAFT AND FLANGE ACCURACY: R TERMINAL BOX (ABOVE) CABLE ENTRY ON THE ND-END SIGNAL CONNECTION LEFT | 3580 | TEM | 1 | MC | 42 | 1
1PH81011AF120BA1 | SIMOTICS M COMPACT ASYNCHRONOUS MOTOR 1500RPM, 3,7KW,24NM,12,5A, 265V 1750RPM, 4,3KW,23NM,12,5A, 304V 2000RPM, 4,7KW,22NM,12,5A, 343V FORCED VENTILATION; DIRECTION OF AIR FLOW NDE --> DE; DEGREE OF PROTECTION IP55 W/O ENCODER with TEMPERAT. SENSOR KTY84-130 DESIGN IM B5 (IMV 1,IM V3) PLAIN SHAFT WITHOUT FITTED KEY; BEARING: STANDARD WITH FIXED BEARING, VIBRATION SEVERITY GRADE: R/A, SHAFT AND FLANGE ACCURACY: R TERMINAL BOX (ABOVE) CABLE ENTRY ON THE RIGHT SIGNAL CONNECTION D-END | 3580 | TEM | 1 | MC | 42 | 1
1PH81011AF120BB1 | SIMOTICS M COMPACT ASYNCHRONOUS MOTOR 1500RPM, 3,7KW,24NM,12,5A, 265V 1750RPM, 4,3KW,23NM,12,5A, 304V 2000RPM, 4,7KW,22NM,12,5A, 343V FORCED VENTILATION; DIRECTION OF AIR FLOW NDE --> DE; DEGREE OF PROTECTION IP55 W/O ENCODER with TEMPERAT. SENSOR KTY84-130 DESIGN IM B5 (IMV 1,IM V3) PLAIN SHAFT WITHOUT FITTED KEY; BEARING: STANDARD WITH FIXED BEARING, VIBRATION SEVERITY GRADE: R/A, SHAFT AND FLANGE ACCURACY: R TERMINAL BOX (ABOVE) CABLE ENTRY ON THE LEFT SIGNAL CONNECTION D-END | 3580 | TEM | 1 | MC | 42 | 1
1PH81011AF120BC1 | SIMOTICS M COMPACT ASYNCHRONOUS MOTOR 1500RPM, 3,7KW,24NM,12,5A, 265V 1750RPM, 4,3KW,23NM,12,5A, 304V 2000RPM, 4,7KW,22NM,12,5A, 343V FORCED VENTILATION; DIRECTION OF AIR FLOW NDE --> DE; DEGREE OF PROTECTION IP55 W/O ENCODER with TEMPERAT. SENSOR KTY84-130 DESIGN IM B5 (IMV 1,IM V3) PLAIN SHAFT WITHOUT FITTED KEY; BEARING: STANDARD WITH FIXED BEARING, VIBRATION SEVERITY GRADE: R/A, SHAFT AND FLANGE ACCURACY: R TERMINAL BOX (ABOVE) CABLE ENTRY ON THE ND-END SIGNAL CONNECTION LEFT | 3580 | TEM | 1 | MC | 42 | 1
1PH81011AF120CA1 | SIMOTICS M COMPACT ASYNCHRONOUS MOTOR 1500RPM, 3,7KW,24NM,12,5A, 265V 1750RPM, 4,3KW,23NM,12,5A, 304V 2000RPM, 4,7KW,22NM,12,5A, 343V FORCED VENTILATION; DIRECTION OF AIR FLOW NDE --> DE; DEGREE OF PROTECTION IP55 W/O ENCODER with TEMPERAT. SENSOR KTY84-130 DESIGN IM B5 (IMV 1,IM V3) PLAIN SHAFT WITHOUT FITTED KEY; BEARING: STANDARD WITH FIXED BEARING, VIBRATION SEVERITY GRADE: S/A, SHAFT AND FLANGE ACCURACY: R TERMINAL BOX (ABOVE) CABLE ENTRY ON THE RIGHT SIGNAL CONNECTION D-END | 3775 | TEM | 1 | MC | 42 | 1
1PH81011AF120CB1 | SIMOTICS M COMPACT ASYNCHRONOUS MOTOR 1500RPM, 3,7KW,24NM,12,5A, 265V 1750RPM, 4,3KW,23NM,12,5A, 304V 2000RPM, 4,7KW,22NM,12,5A, 343V FORCED VENTILATION; DIRECTION OF AIR FLOW NDE --> DE; DEGREE OF PROTECTION IP55 W/O ENCODER with TEMPERAT. SENSOR KTY84-130 DESIGN IM B5 (IMV 1,IM V3) PLAIN SHAFT WITHOUT FITTED KEY; BEARING: STANDARD WITH FIXED BEARING, VIBRATION SEVERITY GRADE: S/A, SHAFT AND FLANGE ACCURACY: R TERMINAL BOX (ABOVE) CABLE ENTRY ON THE LEFT SIGNAL CONNECTION D-END | 3775 | TEM | 1 | MC | 42 | 1
1PH81011AF120CC1 | SIMOTICS M COMPACT ASYNCHRONOUS MOTOR 1500RPM, 3,7KW,24NM,12,5A, 265V 1750RPM, 4,3KW,23NM,12,5A, 304V 2000RPM, 4,7KW,22NM,12,5A, 343V FORCED VENTILATION; DIRECTION OF AIR FLOW NDE --> DE; DEGREE OF PROTECTION IP55 W/O ENCODER with TEMPERAT. SENSOR KTY84-130 DESIGN IM B5 (IMV 1,IM V3) PLAIN SHAFT WITHOUT FITTED KEY; BEARING: STANDARD WITH FIXED BEARING, VIBRATION SEVERITY GRADE: S/A, SHAFT AND FLANGE ACCURACY: R TERMINAL BOX (ABOVE) CABLE ENTRY ON THE ND-END SIGNAL CONNECTION LEFT | 3775 | TEM | 1 | MC | 42 | 1
1PH81011AF122BA1 | SIMOTICS M COMPACT ASYNCHRONOUS MOTOR 1500RPM, 3,7KW,24NM,12,5A, 265V 1750RPM, 4,3KW,23NM,12,5A, 304V 2000RPM, 4,7KW,22NM,12,5A, 343V FORCED VENTILATION; DIRECTION OF AIR FLOW NDE --> DE; DEGREE OF PROTECTION IP55 W/O ENCODER with TEMPERAT. SENSOR KTY84-130 DESIGN IM B5 (IMV 1,IM V3) SHAFT WITH FITTED KEY HALF-KEY BALANCING BEARING: STANDARD WITH FIXED BEARING, VIBRATION SEVERITY GRADE: R/A, SHAFT AND FLANGE ACCURACY: R TERMINAL BOX (ABOVE) CABLE ENTRY ON THE RIGHT SIGNAL CONNECTION D-END | 3580 | TEM | 1 | MC | 42 | 1
1PH81011AF122BB1 | SIMOTICS M COMPACT ASYNCHRONOUS MOTOR 1500RPM, 3,7KW,24NM,12,5A, 265V 1750RPM, 4,3KW,23NM,12,5A, 304V 2000RPM, 4,7KW,22NM,12,5A, 343V FORCED VENTILATION; DIRECTION OF AIR FLOW NDE --> DE; DEGREE OF PROTECTION IP55 W/O ENCODER with TEMPERAT. SENSOR KTY84-130 DESIGN IM B5 (IMV 1,IM V3) SHAFT WITH FITTED KEY HALF-KEY BALANCING BEARING: STANDARD WITH FIXED BEARING, VIBRATION SEVERITY GRADE: R/A, SHAFT AND FLANGE ACCURACY: R TERMINAL BOX (ABOVE) CABLE ENTRY ON THE LEFT SIGNAL CONNECTION D-END | 3580 | TEM | 1 | MC | 42 | 1
1PH81011AF122BC1 | SIMOTICS M COMPACT ASYNCHRONOUS MOTOR 1500RPM, 3,7KW,24NM,12,5A, 265V 1750RPM, 4,3KW,23NM,12,5A, 304V 2000RPM, 4,7KW,22NM,12,5A, 343V FORCED VENTILATION; DIRECTION OF AIR FLOW NDE --> DE; DEGREE OF PROTECTION IP55 W/O ENCODER with TEMPERAT. SENSOR KTY84-130 DESIGN IM B5 (IMV 1,IM V3) SHAFT WITH FITTED KEY HALF-KEY BALANCING BEARING: STANDARD WITH FIXED BEARING, VIBRATION SEVERITY GRADE: R/A, SHAFT AND FLANGE ACCURACY: R TERMINAL BOX (ABOVE) CABLE ENTRY ON THE ND-END SIGNAL CONNECTION LEFT | 3580 | TEM | 1 | MC | 42 | 1
1PH81011AF122CA1 | SIMOTICS M COMPACT ASYNCHRONOUS MOTOR 1500RPM, 3,7KW,24NM,12,5A, 265V 1750RPM, 4,3KW,23NM,12,5A, 304V 2000RPM, 4,7KW,22NM,12,5A, 343V FORCED VENTILATION; DIRECTION OF AIR FLOW NDE --> DE; DEGREE OF PROTECTION IP55 W/O ENCODER with TEMPERAT. SENSOR KTY84-130 DESIGN IM B5 (IMV 1,IM V3) SHAFT WITH FITTED KEY HALF-KEY BALANCING BEARING: STANDARD WITH FIXED BEARING, VIBRATION SEVERITY GRADE: S/A, SHAFT AND FLANGE ACCURACY: R TERMINAL BOX (ABOVE) CABLE ENTRY ON THE RIGHT SIGNAL CONNECTION D-END | 3775 | TEM | 1 | MC | 42 | 1
1PH81011AF122CB1 | SIMOTICS M COMPACT ASYNCHRONOUS MOTOR 1500RPM, 3,7KW,24NM,12,5A, 265V 1750RPM, 4,3KW,23NM,12,5A, 304V 2000RPM, 4,7KW,22NM,12,5A, 343V FORCED VENTILATION; DIRECTION OF AIR FLOW NDE --> DE; DEGREE OF PROTECTION IP55 W/O ENCODER with TEMPERAT. SENSOR KTY84-130 DESIGN IM B5 (IMV 1,IM V3) SHAFT WITH FITTED KEY HALF-KEY BALANCING BEARING: STANDARD WITH FIXED BEARING, VIBRATION SEVERITY GRADE: S/A, SHAFT AND FLANGE ACCURACY: R TERMINAL BOX (ABOVE) CABLE ENTRY ON THE LEFT SIGNAL CONNECTION D-END | 3775 | TEM | 1 | MC | 42 | 1
1PH81011AF122CC1 | SIMOTICS M COMPACT ASYNCHRONOUS MOTOR 1500RPM, 3,7KW,24NM,12,5A, 265V 1750RPM, 4,3KW,23NM,12,5A, 304V 2000RPM, 4,7KW,22NM,12,5A, 343V FORCED VENTILATION; DIRECTION OF AIR FLOW NDE --> DE; DEGREE OF PROTECTION IP55 W/O ENCODER with TEMPERAT. SENSOR KTY84-130 DESIGN IM B5 (IMV 1,IM V3) SHAFT WITH FITTED KEY HALF-KEY BALANCING BEARING: STANDARD WITH FIXED BEARING, VIBRATION SEVERITY GRADE: S/A, SHAFT AND FLANGE ACCURACY: R TERMINAL BOX (ABOVE) CABLE ENTRY ON THE ND-END SIGNAL CONNECTION LEFT | 3775 | TEM | 1 | MC | 42 | 1
1PH81011AF130BA1 | SIMOTICS M COMPACT ASYNCHRONOUS MOTOR 1500RPM, 3,7KW,24NM,12,5A, 265V 1750RPM, 4,3KW,23NM,12,5A, 304V 2000RPM, 4,7KW,22NM,12,5A, 343V FORCED VENTILATION; DIRECTION OF AIR FLOW NDE --> DE; DEGREE OF PROTECTION IP55 W/O ENCODER with TEMPERAT. SENSOR KTY84-130 DESIGN IM B35 (IM V15, IM V35) PLAIN SHAFT WITHOUT FITTED KEY; BEARING: STANDARD WITH FIXED BEARING, VIBRATION SEVERITY GRADE: R/A, SHAFT AND FLANGE ACCURACY: R TERMINAL BOX (ABOVE) CABLE ENTRY ON THE RIGHT SIGNAL CONNECTION D-END | 3819 | TEM | 1 | MC | 42 | 1
1PH81011AF130BB1 | SIMOTICS M COMPACT ASYNCHRONOUS MOTOR 1500RPM, 3,7KW,24NM,12,5A, 265V 1750RPM, 4,3KW,23NM,12,5A, 304V 2000RPM, 4,7KW,22NM,12,5A, 343V FORCED VENTILATION; DIRECTION OF AIR FLOW NDE --> DE; DEGREE OF PROTECTION IP55 W/O ENCODER with TEMPERAT. SENSOR KTY84-130 DESIGN IM B35 (IM V15, IM V35) PLAIN SHAFT WITHOUT FITTED KEY; BEARING: STANDARD WITH FIXED BEARING, VIBRATION SEVERITY GRADE: R/A, SHAFT AND FLANGE ACCURACY: R TERMINAL BOX (ABOVE) CABLE ENTRY ON THE LEFT SIGNAL CONNECTION D-END | 3819 | TEM | 1 | MC | 42 | 1
1PH81011AF130BC1 | SIMOTICS M COMPACT ASYNCHRONOUS MOTOR 1500RPM, 3,7KW,24NM,12,5A, 265V 1750RPM, 4,3KW,23NM,12,5A, 304V 2000RPM, 4,7KW,22NM,12,5A, 343V FORCED VENTILATION; DIRECTION OF AIR FLOW NDE --> DE; DEGREE OF PROTECTION IP55 W/O ENCODER with TEMPERAT. SENSOR KTY84-130 DESIGN IM B35 (IM V15, IM V35) PLAIN SHAFT WITHOUT FITTED KEY; BEARING: STANDARD WITH FIXED BEARING, VIBRATION SEVERITY GRADE: R/A, SHAFT AND FLANGE ACCURACY: R TERMINAL BOX (ABOVE) CABLE ENTRY ON THE ND-END SIGNAL CONNECTION LEFT | 3819 | TEM | 1 | MC | 42 | 1
1PH81011AF130CA1 | SIMOTICS M COMPACT ASYNCHRONOUS MOTOR 1500RPM, 3,7KW,24NM,12,5A, 265V 1750RPM, 4,3KW,23NM,12,5A, 304V 2000RPM, 4,7KW,22NM,12,5A, 343V FORCED VENTILATION; DIRECTION OF AIR FLOW NDE --> DE; DEGREE OF PROTECTION IP55 W/O ENCODER with TEMPERAT. SENSOR KTY84-130 DESIGN IM B35 (IM V15, IM V35) PLAIN SHAFT WITHOUT FITTED KEY; BEARING: STANDARD WITH FIXED BEARING, VIBRATION SEVERITY GRADE: S/A, SHAFT AND FLANGE ACCURACY: R TERMINAL BOX (ABOVE) CABLE ENTRY ON THE RIGHT SIGNAL CONNECTION D-END | 4014 | TEM | 1 | MC | 42 | 1
1PH81011AF130CB1 | SIMOTICS M COMPACT ASYNCHRONOUS MOTOR 1500RPM, 3,7KW,24NM,12,5A, 265V 1750RPM, 4,3KW,23NM,12,5A, 304V 2000RPM, 4,7KW,22NM,12,5A, 343V FORCED VENTILATION; DIRECTION OF AIR FLOW NDE --> DE; DEGREE OF PROTECTION IP55 W/O ENCODER with TEMPERAT. SENSOR KTY84-130 DESIGN IM B35 (IM V15, IM V35) PLAIN SHAFT WITHOUT FITTED KEY; BEARING: STANDARD WITH FIXED BEARING, VIBRATION SEVERITY GRADE: S/A, SHAFT AND FLANGE ACCURACY: R TERMINAL BOX (ABOVE) CABLE ENTRY ON THE LEFT SIGNAL CONNECTION D-END | 4014 | TEM | 1 | MC | 42 | 1
1PH81011AF130CC1 | SIMOTICS M COMPACT ASYNCHRONOUS MOTOR 1500RPM, 3,7KW,24NM,12,5A, 265V 1750RPM, 4,3KW,23NM,12,5A, 304V 2000RPM, 4,7KW,22NM,12,5A, 343V FORCED VENTILATION; DIRECTION OF AIR FLOW NDE --> DE; DEGREE OF PROTECTION IP55 W/O ENCODER with TEMPERAT. SENSOR KTY84-130 DESIGN IM B35 (IM V15, IM V35) PLAIN SHAFT WITHOUT FITTED KEY; BEARING: STANDARD WITH FIXED BEARING, VIBRATION SEVERITY GRADE: S/A, SHAFT AND FLANGE ACCURACY: R TERMINAL BOX (ABOVE) CABLE ENTRY ON THE ND-END SIGNAL CONNECTION LEFT | 4014 | TEM | 1 | MC | 42 | 1
1PH81011AF132BA1 | SIMOTICS M COMPACT ASYNCHRONOUS MOTOR 1500RPM, 3,7KW,24NM,12,5A, 265V 1750RPM, 4,3KW,23NM,12,5A, 304V 2000RPM, 4,7KW,22NM,12,5A, 343V FORCED VENTILATION; DIRECTION OF AIR FLOW NDE --> DE; DEGREE OF PROTECTION IP55 W/O ENCODER with TEMPERAT. SENSOR KTY84-130 DESIGN IM B35 (IM V15, IM V35) SHAFT WITH FITTED KEY HALF-KEY BALANCING BEARING: STANDARD WITH FIXED BEARING, VIBRATION SEVERITY GRADE: R/A, SHAFT AND FLANGE ACCURACY: R TERMINAL BOX (ABOVE) CABLE ENTRY ON THE RIGHT SIGNAL CONNECTION D-END | 3819 | TEM | 1 | MC | 42 | 1
1PH81011AF132BB1 | SIMOTICS M COMPACT ASYNCHRONOUS MOTOR 1500RPM, 3,7KW,24NM,12,5A, 265V 1750RPM, 4,3KW,23NM,12,5A, 304V 2000RPM, 4,7KW,22NM,12,5A, 343V FORCED VENTILATION; DIRECTION OF AIR FLOW NDE --> DE; DEGREE OF PROTECTION IP55 W/O ENCODER with TEMPERAT. SENSOR KTY84-130 DESIGN IM B35 (IM V15, IM V35) SHAFT WITH FITTED KEY HALF-KEY BALANCING BEARING: STANDARD WITH FIXED BEARING, VIBRATION SEVERITY GRADE: R/A, SHAFT AND FLANGE ACCURACY: R TERMINAL BOX (ABOVE) CABLE ENTRY ON THE LEFT SIGNAL CONNECTION D-END | 3819 | TEM | 1 | MC | 42 | 1
1PH81011AF132BC1 | SIMOTICS M COMPACT ASYNCHRONOUS MOTOR 1500RPM, 3,7KW,24NM,12,5A, 265V 1750RPM, 4,3KW,23NM,12,5A, 304V 2000RPM, 4,7KW,22NM,12,5A, 343V FORCED VENTILATION; DIRECTION OF AIR FLOW NDE --> DE; DEGREE OF PROTECTION IP55 W/O ENCODER with TEMPERAT. SENSOR KTY84-130 DESIGN IM B35 (IM V15, IM V35) SHAFT WITH FITTED KEY HALF-KEY BALANCING BEARING: STANDARD WITH FIXED BEARING, VIBRATION SEVERITY GRADE: R/A, SHAFT AND FLANGE ACCURACY: R TERMINAL BOX (ABOVE) CABLE ENTRY ON THE ND-END SIGNAL CONNECTION LEFT | 3819 | TEM | 1 | MC | 42 | 1
1PH81011AF132CA1 | SIMOTICS M COMPACT ASYNCHRONOUS MOTOR 1500RPM, 3,7KW,24NM,12,5A, 265V 1750RPM, 4,3KW,23NM,12,5A, 304V 2000RPM, 4,7KW,22NM,12,5A, 343V FORCED VENTILATION; DIRECTION OF AIR FLOW NDE --> DE; DEGREE OF PROTECTION IP55 W/O ENCODER with TEMPERAT. SENSOR KTY84-130 DESIGN IM B35 (IM V15, IM V35) SHAFT WITH FITTED KEY HALF-KEY BALANCING BEARING: STANDARD WITH FIXED BEARING, VIBRATION SEVERITY GRADE: S/A, SHAFT AND FLANGE ACCURACY: R TERMINAL BOX (ABOVE) CABLE ENTRY ON THE RIGHT SIGNAL CONNECTION D-END | 4014 | TEM | 1 | MC | 42 | 1
1PH81011AF132CB1 | SIMOTICS M COMPACT ASYNCHRONOUS MOTOR 1500RPM, 3,7KW,24NM,12,5A, 265V 1750RPM, 4,3KW,23NM,12,5A, 304V 2000RPM, 4,7KW,22NM,12,5A, 343V FORCED VENTILATION; DIRECTION OF AIR FLOW NDE --> DE; DEGREE OF PROTECTION IP55 W/O ENCODER with TEMPERAT. SENSOR KTY84-130 DESIGN IM B35 (IM V15, IM V35) SHAFT WITH FITTED KEY HALF-KEY BALANCING BEARING: STANDARD WITH FIXED BEARING, VIBRATION SEVERITY GRADE: S/A, SHAFT AND FLANGE ACCURACY: R TERMINAL BOX (ABOVE) CABLE ENTRY ON THE LEFT SIGNAL CONNECTION D-END | 4014 | TEM | 1 | MC | 42 | 1
1PH81011AF132CC1 | SIMOTICS M COMPACT ASYNCHRONOUS MOTOR 1500RPM, 3,7KW,24NM,12,5A, 265V 1750RPM, 4,3KW,23NM,12,5A, 304V 2000RPM, 4,7KW,22NM,12,5A, 343V FORCED VENTILATION; DIRECTION OF AIR FLOW NDE --> DE; DEGREE OF PROTECTION IP55 W/O ENCODER with TEMPERAT. SENSOR KTY84-130 DESIGN IM B35 (IM V15, IM V35) SHAFT WITH FITTED KEY HALF-KEY BALANCING BEARING: STANDARD WITH FIXED BEARING, VIBRATION SEVERITY GRADE: S/A, SHAFT AND FLANGE ACCURACY: R TERMINAL BOX (ABOVE) CABLE ENTRY ON THE ND-END SIGNAL CONNECTION LEFT | 4014 | TEM | 1 | MC | 42 | 1
1PH81011AF200BA1 | SIMOTICS M COMPACT ASYNCHRONOUS MOTOR 1500RPM, 5KW, 32NM, 12,8A, 357V 1750RPM, 5,8KW,32NM, 12,8A,400V 2000RPM, 6,6KW,32NM, 12,5A,450V WATER COOLING DEGREE OF PROTECTION IP65 W/O ENCODER with TEMPERAT. SENSOR KTY84-130 DESIGN IM B3 (IM V5, IM V6) PLAIN SHAFT WITHOUT FITTED KEY; BEARING: STANDARD WITH FIXED BEARING, VIBRATION SEVERITY GRADE: R/A, SHAFT AND FLANGE ACCURACY: R TERMINAL BOX (ABOVE) CABLE ENTRY ON THE RIGHT SIGNAL CONNECTION D-END | 3776 | TEM | 1 | MC | 51 | 1
1PH81011AF200BB1 | SIMOTICS M COMPACT ASYNCHRONOUS MOTOR 1500RPM, 5KW, 32NM, 12,8A, 357V 1750RPM, 5,8KW,32NM, 12,8A,400V 2000RPM, 6,6KW,32NM, 12,5A,450V WATER COOLING DEGREE OF PROTECTION IP65 W/O ENCODER with TEMPERAT. SENSOR KTY84-130 DESIGN IM B3 (IM V5, IM V6) PLAIN SHAFT WITHOUT FITTED KEY; BEARING: STANDARD WITH FIXED BEARING, VIBRATION SEVERITY GRADE: R/A, SHAFT AND FLANGE ACCURACY: R TERMINAL BOX (ABOVE) CABLE ENTRY ON THE LEFT SIGNAL CONNECTION D-END | 3776 | TEM | 1 | MC | 51 | 1
1PH81011AF200BC1 | SIMOTICS M COMPACT ASYNCHRONOUS MOTOR 1500RPM, 5KW, 32NM, 12,8A, 357V 1750RPM, 5,8KW,32NM, 12,8A,400V 2000RPM, 6,6KW,32NM, 12,5A,450V WATER COOLING DEGREE OF PROTECTION IP65 W/O ENCODER with TEMPERAT. SENSOR KTY84-130 DESIGN IM B3 (IM V5, IM V6) PLAIN SHAFT WITHOUT FITTED KEY; BEARING: STANDARD WITH FIXED BEARING, VIBRATION SEVERITY GRADE: R/A, SHAFT AND FLANGE ACCURACY: R TERMINAL BOX (ABOVE) CABLE ENTRY ON THE ND-END SIGNAL CONNECTION LEFT | 3776 | TEM | 1 | MC | 51 | 1
1PH81011AF200CA1 | SIMOTICS M COMPACT ASYNCHRONOUS MOTOR 1500RPM, 5KW, 32NM, 12,8A, 357V 1750RPM, 5,8KW,32NM, 12,8A,400V 2000RPM, 6,6KW,32NM, 12,5A,450V WATER COOLING DEGREE OF PROTECTION IP65 W/O ENCODER with TEMPERAT. SENSOR KTY84-130 DESIGN IM B3 (IM V5, IM V6) PLAIN SHAFT WITHOUT FITTED KEY; BEARING: STANDARD WITH FIXED BEARING, VIBRATION SEVERITY GRADE: S/A, SHAFT AND FLANGE ACCURACY: R TERMINAL BOX (ABOVE) CABLE ENTRY ON THE RIGHT SIGNAL CONNECTION D-END | 3971 | TEM | 1 | MC | 51 | 1
1PH81011AF200CB1 | SIMOTICS M COMPACT ASYNCHRONOUS MOTOR 1500RPM, 5KW, 32NM, 12,8A, 357V 1750RPM, 5,8KW,32NM, 12,8A,400V 2000RPM, 6,6KW,32NM, 12,5A,450V WATER COOLING DEGREE OF PROTECTION IP65 W/O ENCODER with TEMPERAT. SENSOR KTY84-130 DESIGN IM B3 (IM V5, IM V6) PLAIN SHAFT WITHOUT FITTED KEY; BEARING: STANDARD WITH FIXED BEARING, VIBRATION SEVERITY GRADE: S/A, SHAFT AND FLANGE ACCURACY: R TERMINAL BOX (ABOVE) CABLE ENTRY ON THE LEFT SIGNAL CONNECTION D-END | 3971 | TEM | 1 | MC | 51 | 1
1PH81011AF200CC1 | SIMOTICS M COMPACT ASYNCHRONOUS MOTOR 1500RPM, 5KW, 32NM, 12,8A, 357V 1750RPM, 5,8KW,32NM, 12,8A,400V 2000RPM, 6,6KW,32NM, 12,5A,450V WATER COOLING DEGREE OF PROTECTION IP65 W/O ENCODER with TEMPERAT. SENSOR KTY84-130 DESIGN IM B3 (IM V5, IM V6) PLAIN SHAFT WITHOUT FITTED KEY; BEARING: STANDARD WITH FIXED BEARING, VIBRATION SEVERITY GRADE: S/A, SHAFT AND FLANGE ACCURACY: R TERMINAL BOX (ABOVE) CABLE ENTRY ON THE ND-END SIGNAL CONNECTION LEFT | 3971 | TEM | 1 | MC | 51 | 1
1PH81011AF202BA1 | SIMOTICS M COMPACT ASYNCHRONOUS MOTOR 1500RPM, 5KW, 32NM, 12,8A, 357V 1750RPM, 5,8KW,32NM, 12,8A,400V 2000RPM, 6,6KW,32NM, 12,5A,450V WATER COOLING DEGREE OF PROTECTION IP65 W/O ENCODER with TEMPERAT. SENSOR KTY84-130 DESIGN IM B3 (IM V5, IM V6) SHAFT WITH FITTED KEY HALF-KEY BALANCING BEARING: STANDARD WITH FIXED BEARING, VIBRATION SEVERITY GRADE: R/A, SHAFT AND FLANGE ACCURACY: R TERMINAL BOX (ABOVE) CABLE ENTRY ON THE RIGHT SIGNAL CONNECTION D-END | 3776 | TEM | 1 | MC | 51 | 1
1PH81011AF202BB1 | SIMOTICS M COMPACT ASYNCHRONOUS MOTOR 1500RPM, 5KW, 32NM, 12,8A, 357V 1750RPM, 5,8KW,32NM, 12,8A,400V 2000RPM, 6,6KW,32NM, 12,5A,450V WATER COOLING DEGREE OF PROTECTION IP65 W/O ENCODER with TEMPERAT. SENSOR KTY84-130 DESIGN IM B3 (IM V5, IM V6) SHAFT WITH FITTED KEY HALF-KEY BALANCING BEARING: STANDARD WITH FIXED BEARING, VIBRATION SEVERITY GRADE: R/A, SHAFT AND FLANGE ACCURACY: R TERMINAL BOX (ABOVE) CABLE ENTRY ON THE LEFT SIGNAL CONNECTION D-END | 3776 | TEM | 1 | MC | 51 | 1
1PH81011AF202BC1 | SIMOTICS M COMPACT ASYNCHRONOUS MOTOR 1500RPM, 5KW, 32NM, 12,8A, 357V 1750RPM, 5,8KW,32NM, 12,8A,400V 2000RPM, 6,6KW,32NM, 12,5A,450V WATER COOLING DEGREE OF PROTECTION IP65 W/O ENCODER with TEMPERAT. SENSOR KTY84-130 DESIGN IM B3 (IM V5, IM V6) SHAFT WITH FITTED KEY HALF-KEY BALANCING BEARING: STANDARD WITH FIXED BEARING, VIBRATION SEVERITY GRADE: R/A, SHAFT AND FLANGE ACCURACY: R TERMINAL BOX (ABOVE) CABLE ENTRY ON THE ND-END SIGNAL CONNECTION LEFT | 3776 | TEM | 1 | MC | 51 | 1
1PH81011AF202CA1 | SIMOTICS M COMPACT ASYNCHRONOUS MOTOR 1500RPM, 5KW, 32NM, 12,8A, 357V 1750RPM, 5,8KW,32NM, 12,8A,400V 2000RPM, 6,6KW,32NM, 12,5A,450V WATER COOLING DEGREE OF PROTECTION IP65 W/O ENCODER with TEMPERAT. SENSOR KTY84-130 DESIGN IM B3 (IM V5, IM V6) SHAFT WITH FITTED KEY HALF-KEY BALANCING BEARING: STANDARD WITH FIXED BEARING, VIBRATION SEVERITY GRADE: S/A, SHAFT AND FLANGE ACCURACY: R TERMINAL BOX (ABOVE) CABLE ENTRY ON THE RIGHT SIGNAL CONNECTION D-END | 3971 | TEM | 1 | MC | 51 | 1
1PH81011AF202CB1 | SIMOTICS M COMPACT ASYNCHRONOUS MOTOR 1500RPM, 5KW, 32NM, 12,8A, 357V 1750RPM, 5,8KW,32NM, 12,8A,400V 2000RPM, 6,6KW,32NM, 12,5A,450V WATER COOLING DEGREE OF PROTECTION IP65 W/O ENCODER with TEMPERAT. SENSOR KTY84-130 DESIGN IM B3 (IM V5, IM V6) SHAFT WITH FITTED KEY HALF-KEY BALANCING BEARING: STANDARD WITH FIXED BEARING, VIBRATION SEVERITY GRADE: S/A, SHAFT AND FLANGE ACCURACY: R TERMINAL BOX (ABOVE) CABLE ENTRY ON THE LEFT SIGNAL CONNECTION D-END | 3971 | TEM | 1 | MC | 51 | 1
1PH81011AF202CC1 | SIMOTICS M COMPACT ASYNCHRONOUS MOTOR 1500RPM, 5KW, 32NM, 12,8A, 357V 1750RPM, 5,8KW,32NM, 12,8A,400V 2000RPM, 6,6KW,32NM, 12,5A,450V WATER COOLING DEGREE OF PROTECTION IP65 W/O ENCODER with TEMPERAT. SENSOR KTY84-130 DESIGN IM B3 (IM V5, IM V6) SHAFT WITH FITTED KEY HALF-KEY BALANCING BEARING: STANDARD WITH FIXED BEARING, VIBRATION SEVERITY GRADE: S/A, SHAFT AND FLANGE ACCURACY: R TERMINAL BOX (ABOVE) CABLE ENTRY ON THE ND-END SIGNAL CONNECTION LEFT | 3971 | TEM | 1 | MC | 51 | 1
1PH81011AF220BA1 | SIMOTICS M COMPACT ASYNCHRONOUS MOTOR 1500RPM, 5KW, 32NM, 12,8A, 357V 1750RPM, 5,8KW,32NM, 12,8A,400V 2000RPM, 6,6KW,32NM, 12,5A,450V WATER COOLING DEGREE OF PROTECTION IP65 W/O ENCODER with TEMPERAT. SENSOR KTY84-130 DESIGN IM B5 (IMV 1,IM V3) PLAIN SHAFT WITHOUT FITTED KEY; BEARING: STANDARD WITH FIXED BEARING, VIBRATION SEVERITY GRADE: R/A, SHAFT AND FLANGE ACCURACY: R TERMINAL BOX (ABOVE) CABLE ENTRY ON THE RIGHT SIGNAL CONNECTION D-END | 3971 | TEM | 1 | MC | 51 | 1
1PH81011AF220BB1 | SIMOTICS M COMPACT ASYNCHRONOUS MOTOR 1500RPM, 5KW, 32NM, 12,8A, 357V 1750RPM, 5,8KW,32NM, 12,8A,400V 2000RPM, 6,6KW,32NM, 12,5A,450V WATER COOLING DEGREE OF PROTECTION IP65 W/O ENCODER with TEMPERAT. SENSOR KTY84-130 DESIGN IM B5 (IMV 1,IM V3) PLAIN SHAFT WITHOUT FITTED KEY; BEARING: STANDARD WITH FIXED BEARING, VIBRATION SEVERITY GRADE: R/A, SHAFT AND FLANGE ACCURACY: R TERMINAL BOX (ABOVE) CABLE ENTRY ON THE LEFT SIGNAL CONNECTION D-END | 3971 | TEM | 1 | MC | 51 | 1
1PH81011AF220BC1 | SIMOTICS M COMPACT ASYNCHRONOUS MOTOR 1500RPM, 5KW, 32NM, 12,8A, 357V 1750RPM, 5,8KW,32NM, 12,8A,400V 2000RPM, 6,6KW,32NM, 12,5A,450V WATER COOLING DEGREE OF PROTECTION IP65 W/O ENCODER with TEMPERAT. SENSOR KTY84-130 DESIGN IM B5 (IMV 1,IM V3) PLAIN SHAFT WITHOUT FITTED KEY; BEARING: STANDARD WITH FIXED BEARING, VIBRATION SEVERITY GRADE: R/A, SHAFT AND FLANGE ACCURACY: R TERMINAL BOX (ABOVE) CABLE ENTRY ON THE ND-END SIGNAL CONNECTION LEFT | 3971 | TEM | 1 | MC | 51 | 1
1PH81011AF220CA1 | SIMOTICS M COMPACT ASYNCHRONOUS MOTOR 1500RPM, 5KW, 32NM, 12,8A, 357V 1750RPM, 5,8KW,32NM, 12,8A,400V 2000RPM, 6,6KW,32NM, 12,5A,450V WATER COOLING DEGREE OF PROTECTION IP65 W/O ENCODER with TEMPERAT. SENSOR KTY84-130 DESIGN IM B5 (IMV 1,IM V3) PLAIN SHAFT WITHOUT FITTED KEY; BEARING: STANDARD WITH FIXED BEARING, VIBRATION SEVERITY GRADE: S/A, SHAFT AND FLANGE ACCURACY: R TERMINAL BOX (ABOVE) CABLE ENTRY ON THE RIGHT SIGNAL CONNECTION D-END | 4167 | TEM | 1 | MC | 51 | 1
1PH81011AF220CB1 | SIMOTICS M COMPACT ASYNCHRONOUS MOTOR 1500RPM, 5KW, 32NM, 12,8A, 357V 1750RPM, 5,8KW,32NM, 12,8A,400V 2000RPM, 6,6KW,32NM, 12,5A,450V WATER COOLING DEGREE OF PROTECTION IP65 W/O ENCODER with TEMPERAT. SENSOR KTY84-130 DESIGN IM B5 (IMV 1,IM V3) PLAIN SHAFT WITHOUT FITTED KEY; BEARING: STANDARD WITH FIXED BEARING, VIBRATION SEVERITY GRADE: S/A, SHAFT AND FLANGE ACCURACY: R TERMINAL BOX (ABOVE) CABLE ENTRY ON THE LEFT SIGNAL CONNECTION D-END | 4167 | TEM | 1 | MC | 51 | 1
1PH81011AF220CC1 | SIMOTICS M COMPACT ASYNCHRONOUS MOTOR 1500RPM, 5KW, 32NM, 12,8A, 357V 1750RPM, 5,8KW,32NM, 12,8A,400V 2000RPM, 6,6KW,32NM, 12,5A,450V WATER COOLING DEGREE OF PROTECTION IP65 W/O ENCODER with TEMPERAT. SENSOR KTY84-130 DESIGN IM B5 (IMV 1,IM V3) PLAIN SHAFT WITHOUT FITTED KEY; BEARING: STANDARD WITH FIXED BEARING, VIBRATION SEVERITY GRADE: S/A, SHAFT AND FLANGE ACCURACY: R TERMINAL BOX (ABOVE) CABLE ENTRY ON THE ND-END SIGNAL CONNECTION LEFT | 4167 | TEM | 1 | MC | 51 | 1
1PH81011AF222BA1 | SIMOTICS M COMPACT ASYNCHRONOUS MOTOR 1500RPM, 5KW, 32NM, 12,8A, 357V 1750RPM, 5,8KW,32NM, 12,8A,400V 2000RPM, 6,6KW,32NM, 12,5A,450V WATER COOLING DEGREE OF PROTECTION IP65 W/O ENCODER with TEMPERAT. SENSOR KTY84-130 DESIGN IM B5 (IMV 1,IM V3) SHAFT WITH FITTED KEY HALF-KEY BALANCING BEARING: STANDARD WITH FIXED BEARING, VIBRATION SEVERITY GRADE: R/A, SHAFT AND FLANGE ACCURACY: R TERMINAL BOX (ABOVE) CABLE ENTRY ON THE RIGHT SIGNAL CONNECTION D-END | 3971 | TEM | 1 | MC | 51 | 1
1PH81011AF222BB1 | SIMOTICS M COMPACT ASYNCHRONOUS MOTOR 1500RPM, 5KW, 32NM, 12,8A, 357V 1750RPM, 5,8KW,32NM, 12,8A,400V 2000RPM, 6,6KW,32NM, 12,5A,450V WATER COOLING DEGREE OF PROTECTION IP65 W/O ENCODER with TEMPERAT. SENSOR KTY84-130 DESIGN IM B5 (IMV 1,IM V3) SHAFT WITH FITTED KEY HALF-KEY BALANCING BEARING: STANDARD WITH FIXED BEARING, VIBRATION SEVERITY GRADE: R/A, SHAFT AND FLANGE ACCURACY: R TERMINAL BOX (ABOVE) CABLE ENTRY ON THE LEFT SIGNAL CONNECTION D-END | 3971 | TEM | 1 | MC | 51 | 1
1PH81011AF222BC1 | SIMOTICS M COMPACT ASYNCHRONOUS MOTOR 1500RPM, 5KW, 32NM, 12,8A, 357V 1750RPM, 5,8KW,32NM, 12,8A,400V 2000RPM, 6,6KW,32NM, 12,5A,450V WATER COOLING DEGREE OF PROTECTION IP65 W/O ENCODER with TEMPERAT. SENSOR KTY84-130 DESIGN IM B5 (IMV 1,IM V3) SHAFT WITH FITTED KEY HALF-KEY BALANCING BEARING: STANDARD WITH FIXED BEARING, VIBRATION SEVERITY GRADE: R/A, SHAFT AND FLANGE ACCURACY: R TERMINAL BOX (ABOVE) CABLE ENTRY ON THE ND-END SIGNAL CONNECTION LEFT | 3971 | TEM | 1 | MC | 51 | 1
1PH81011AF222CA1 | SIMOTICS M COMPACT ASYNCHRONOUS MOTOR 1500RPM, 5KW, 32NM, 12,8A, 357V 1750RPM, 5,8KW,32NM, 12,8A,400V 2000RPM, 6,6KW,32NM, 12,5A,450V WATER COOLING DEGREE OF PROTECTION IP65 W/O ENCODER with TEMPERAT. SENSOR KTY84-130 DESIGN IM B5 (IMV 1,IM V3) SHAFT WITH FITTED KEY HALF-KEY BALANCING BEARING: STANDARD WITH FIXED BEARING, VIBRATION SEVERITY GRADE: S/A, SHAFT AND FLANGE ACCURACY: R TERMINAL BOX (ABOVE) CABLE ENTRY ON THE RIGHT SIGNAL CONNECTION D-END | 4167 | TEM | 1 | MC | 51 | 1
1PH81011AF222CB1 | SIMOTICS M COMPACT ASYNCHRONOUS MOTOR 1500RPM, 5KW, 32NM, 12,8A, 357V 1750RPM, 5,8KW,32NM, 12,8A,400V 2000RPM, 6,6KW,32NM, 12,5A,450V WATER COOLING DEGREE OF PROTECTION IP65 W/O ENCODER with TEMPERAT. SENSOR KTY84-130 DESIGN IM B5 (IMV 1,IM V3) SHAFT WITH FITTED KEY HALF-KEY BALANCING BEARING: STANDARD WITH FIXED BEARING, VIBRATION SEVERITY GRADE: S/A, SHAFT AND FLANGE ACCURACY: R TERMINAL BOX (ABOVE) CABLE ENTRY ON THE LEFT SIGNAL CONNECTION D-END | 4167 | TEM | 1 | MC | 51 | 1
1PH81011AF222CC1 | SIMOTICS M COMPACT ASYNCHRONOUS MOTOR 1500RPM, 5KW, 32NM, 12,8A, 357V 1750RPM, 5,8KW,32NM, 12,8A,400V 2000RPM, 6,6KW,32NM, 12,5A,450V WATER COOLING DEGREE OF PROTECTION IP65 W/O ENCODER with TEMPERAT. SENSOR KTY84-130 DESIGN IM B5 (IMV 1,IM V3) SHAFT WITH FITTED KEY HALF-KEY BALANCING BEARING: STANDARD WITH FIXED BEARING, VIBRATION SEVERITY GRADE: S/A, SHAFT AND FLANGE ACCURACY: R TERMINAL BOX (ABOVE) CABLE ENTRY ON THE ND-END SIGNAL CONNECTION LEFT | 4167 | TEM | 1 | MC | 51 | 1
1PH81011AF230BA1 | SIMOTICS M COMPACT ASYNCHRONOUS MOTOR 1500RPM, 5KW, 32NM, 12,8A, 357V 1750RPM, 5,8KW,32NM, 12,8A,400V 2000RPM, 6,6KW,32NM, 12,5A,450V WATER COOLING DEGREE OF PROTECTION IP65 W/O ENCODER with TEMPERAT. SENSOR KTY84-130 DESIGN IM B35 (IM V15, IM V35) PLAIN SHAFT WITHOUT FITTED KEY; BEARING: STANDARD WITH FIXED BEARING, VIBRATION SEVERITY GRADE: R/A, SHAFT AND FLANGE ACCURACY: R TERMINAL BOX (ABOVE) CABLE ENTRY ON THE RIGHT SIGNAL CONNECTION D-END | 4210 | TEM | 1 | MC | 51 | 1
1PH81011AF230BB1 | SIMOTICS M COMPACT ASYNCHRONOUS MOTOR 1500RPM, 5KW, 32NM, 12,8A, 357V 1750RPM, 5,8KW,32NM, 12,8A,400V 2000RPM, 6,6KW,32NM, 12,5A,450V WATER COOLING DEGREE OF PROTECTION IP65 W/O ENCODER with TEMPERAT. SENSOR KTY84-130 DESIGN IM B35 (IM V15, IM V35) PLAIN SHAFT WITHOUT FITTED KEY; BEARING: STANDARD WITH FIXED BEARING, VIBRATION SEVERITY GRADE: R/A, SHAFT AND FLANGE ACCURACY: R TERMINAL BOX (ABOVE) CABLE ENTRY ON THE LEFT SIGNAL CONNECTION D-END | 4210 | TEM | 1 | MC | 51 | 1
1PH81011AF230BC1 | SIMOTICS M COMPACT ASYNCHRONOUS MOTOR 1500RPM, 5KW, 32NM, 12,8A, 357V 1750RPM, 5,8KW,32NM, 12,8A,400V 2000RPM, 6,6KW,32NM, 12,5A,450V WATER COOLING DEGREE OF PROTECTION IP65 W/O ENCODER with TEMPERAT. SENSOR KTY84-130 DESIGN IM B35 (IM V15, IM V35) PLAIN SHAFT WITHOUT FITTED KEY; BEARING: STANDARD WITH FIXED BEARING, VIBRATION SEVERITY GRADE: R/A, SHAFT AND FLANGE ACCURACY: R TERMINAL BOX (ABOVE) CABLE ENTRY ON THE ND-END SIGNAL CONNECTION LEFT | 4210 | TEM | 1 | MC | 51 | 1
1PH81011AF230CA1 | SIMOTICS M COMPACT ASYNCHRONOUS MOTOR 1500RPM, 5KW, 32NM, 12,8A, 357V 1750RPM, 5,8KW,32NM, 12,8A,400V 2000RPM, 6,6KW,32NM, 12,5A,450V WATER COOLING DEGREE OF PROTECTION IP65 W/O ENCODER with TEMPERAT. SENSOR KTY84-130 DESIGN IM B35 (IM V15, IM V35) PLAIN SHAFT WITHOUT FITTED KEY; BEARING: STANDARD WITH FIXED BEARING, VIBRATION SEVERITY GRADE: S/A, SHAFT AND FLANGE ACCURACY: R TERMINAL BOX (ABOVE) CABLE ENTRY ON THE RIGHT SIGNAL CONNECTION D-END | 4405 | TEM | 1 | MC | 51 | 1
1PH81011AF230CB1 | SIMOTICS M COMPACT ASYNCHRONOUS MOTOR 1500RPM, 5KW, 32NM, 12,8A, 357V 1750RPM, 5,8KW,32NM, 12,8A,400V 2000RPM, 6,6KW,32NM, 12,5A,450V WATER COOLING DEGREE OF PROTECTION IP65 W/O ENCODER with TEMPERAT. SENSOR KTY84-130 DESIGN IM B35 (IM V15, IM V35) PLAIN SHAFT WITHOUT FITTED KEY; BEARING: STANDARD WITH FIXED BEARING, VIBRATION SEVERITY GRADE: S/A, SHAFT AND FLANGE ACCURACY: R TERMINAL BOX (ABOVE) CABLE ENTRY ON THE LEFT SIGNAL CONNECTION D-END | 4405 | TEM | 1 | MC | 51 | 1
1PH81011AF230CC1 | SIMOTICS M COMPACT ASYNCHRONOUS MOTOR 1500RPM, 5KW, 32NM, 12,8A, 357V 1750RPM, 5,8KW,32NM, 12,8A,400V 2000RPM, 6,6KW,32NM, 12,5A,450V WATER COOLING DEGREE OF PROTECTION IP65 W/O ENCODER with TEMPERAT. SENSOR KTY84-130 DESIGN IM B35 (IM V15, IM V35) PLAIN SHAFT WITHOUT FITTED KEY; BEARING: STANDARD WITH FIXED BEARING, VIBRATION SEVERITY GRADE: S/A, SHAFT AND FLANGE ACCURACY: R TERMINAL BOX (ABOVE) CABLE ENTRY ON THE ND-END SIGNAL CONNECTION LEFT | 4405 | TEM | 1 | MC | 51 | 1
1PH81011AF232BA1 | SIMOTICS M COMPACT ASYNCHRONOUS MOTOR 1500RPM, 5KW, 32NM, 12,8A, 357V 1750RPM, 5,8KW,32NM, 12,8A,400V 2000RPM, 6,6KW,32NM, 12,5A,450V WATER COOLING DEGREE OF PROTECTION IP65 W/O ENCODER with TEMPERAT. SENSOR KTY84-130 DESIGN IM B35 (IM V15, IM V35) SHAFT WITH FITTED KEY HALF-KEY BALANCING BEARING: STANDARD WITH FIXED BEARING, VIBRATION SEVERITY GRADE: R/A, SHAFT AND FLANGE ACCURACY: R TERMINAL BOX (ABOVE) CABLE ENTRY ON THE RIGHT SIGNAL CONNECTION D-END | 4210 | TEM | 1 | MC | 51 | 1
1PH81011AF232BB1 | SIMOTICS M COMPACT ASYNCHRONOUS MOTOR 1500RPM, 5KW, 32NM, 12,8A, 357V 1750RPM, 5,8KW,32NM, 12,8A,400V 2000RPM, 6,6KW,32NM, 12,5A,450V WATER COOLING DEGREE OF PROTECTION IP65 W/O ENCODER with TEMPERAT. SENSOR KTY84-130 DESIGN IM B35 (IM V15, IM V35) SHAFT WITH FITTED KEY HALF-KEY BALANCING BEARING: STANDARD WITH FIXED BEARING, VIBRATION SEVERITY GRADE: R/A, SHAFT AND FLANGE ACCURACY: R TERMINAL BOX (ABOVE) CABLE ENTRY ON THE LEFT SIGNAL CONNECTION D-END | 4210 | TEM | 1 | MC | 51 | 1
1PH81011AF232BC1 | SIMOTICS M COMPACT ASYNCHRONOUS MOTOR 1500RPM, 5KW, 32NM, 12,8A, 357V 1750RPM, 5,8KW,32NM, 12,8A,400V 2000RPM, 6,6KW,32NM, 12,5A,450V WATER COOLING DEGREE OF PROTECTION IP65 W/O ENCODER with TEMPERAT. SENSOR KTY84-130 DESIGN IM B35 (IM V15, IM V35) SHAFT WITH FITTED KEY HALF-KEY BALANCING BEARING: STANDARD WITH FIXED BEARING, VIBRATION SEVERITY GRADE: R/A, SHAFT AND FLANGE ACCURACY: R TERMINAL BOX (ABOVE) CABLE ENTRY ON THE ND-END SIGNAL CONNECTION LEFT | 4210 | TEM | 1 | MC | 51 | 1
1PH81011AF232CA1 | SIMOTICS M COMPACT ASYNCHRONOUS MOTOR 1500RPM, 5KW, 32NM, 12,8A, 357V 1750RPM, 5,8KW,32NM, 12,8A,400V 2000RPM, 6,6KW,32NM, 12,5A,450V WATER COOLING DEGREE OF PROTECTION IP65 W/O ENCODER with TEMPERAT. SENSOR KTY84-130 DESIGN IM B35 (IM V15, IM V35) SHAFT WITH FITTED KEY HALF-KEY BALANCING BEARING: STANDARD WITH FIXED BEARING, VIBRATION SEVERITY GRADE: S/A, SHAFT AND FLANGE ACCURACY: R TERMINAL BOX (ABOVE) CABLE ENTRY ON THE RIGHT SIGNAL CONNECTION D-END | 4405 | TEM | 1 | MC | 51 | 1
1PH81011AF232CB1 | SIMOTICS M COMPACT ASYNCHRONOUS MOTOR 1500RPM, 5KW, 32NM, 12,8A, 357V 1750RPM, 5,8KW,32NM, 12,8A,400V 2000RPM, 6,6KW,32NM, 12,5A,450V WATER COOLING DEGREE OF PROTECTION IP65 W/O ENCODER with TEMPERAT. SENSOR KTY84-130 DESIGN IM B35 (IM V15, IM V35) SHAFT WITH FITTED KEY HALF-KEY BALANCING BEARING: STANDARD WITH FIXED BEARING, VIBRATION SEVERITY GRADE: S/A, SHAFT AND FLANGE ACCURACY: R TERMINAL BOX (ABOVE) CABLE ENTRY ON THE LEFT SIGNAL CONNECTION D-END | 4405 | TEM | 1 | MC | 51 | 1
1PH81011AF232CC1 | SIMOTICS M COMPACT ASYNCHRONOUS MOTOR 1500RPM, 5KW, 32NM, 12,8A, 357V 1750RPM, 5,8KW,32NM, 12,8A,400V 2000RPM, 6,6KW,32NM, 12,5A,450V WATER COOLING DEGREE OF PROTECTION IP65 W/O ENCODER with TEMPERAT. SENSOR KTY84-130 DESIGN IM B35 (IM V15, IM V35) SHAFT WITH FITTED KEY HALF-KEY BALANCING BEARING: STANDARD WITH FIXED BEARING, VIBRATION SEVERITY GRADE: S/A, SHAFT AND FLANGE ACCURACY: R TERMINAL BOX (ABOVE) CABLE ENTRY ON THE ND-END SIGNAL CONNECTION LEFT | 4405 | TEM | 1 | MC | 51 | 1
1PH81011AS001DA1 | SIMOTICS M COMPACT ASYNCHRONOUS MOTOR Y2000RPM, 4,9KW,23NM,13,2A,328V D5000RPM, 4,9 KW,9NM,13,5A,360V Y1500RPM, 3,7KW,24NM,13,2A,253V FORCED VENTILATION; DIRECTION OF AIR FLOW DE --> NDE; DEGREE OF PROTECTION IP55 W/O ENCODER with TEMPERAT. SENSOR KTY84-130 DESIGN IM B3 (IM V5, IM V6) SHAFT WITH FITTED KEY FULL-KEY BALANCING BEARING: STANDARD WITH FIXED BEARING, VIBRATION SEVERITY GRADE: SR/A, SHAFT AND FLANGE ACCURACY: R TERMINAL BOX (ABOVE) CABLE ENTRY ON THE RIGHT SIGNAL CONNECTION D-END | 3651 | TEM | 1 | MC | 42 | 1
1PH81011AS020BA1 | SIMOTICS M COMPACT ASYNCHRONOUS MOTOR Y2000RPM, 4,9KW,23NM,13,2A,328V D5000RPM, 4,9 KW,9NM,13,5A,360V Y1500RPM, 3,7KW,24NM,13,2A,253V FORCED VENTILATION; DIRECTION OF AIR FLOW DE --> NDE; DEGREE OF PROTECTION IP55 W/O ENCODER with TEMPERAT. SENSOR KTY84-130 DESIGN IM B5 (IMV 1,IM V3) PLAIN SHAFT WITHOUT FITTED KEY; BEARING: STANDARD WITH FIXED BEARING, VIBRATION SEVERITY GRADE: R/A, SHAFT AND FLANGE ACCURACY: R TERMINAL BOX (ABOVE) CABLE ENTRY ON THE RIGHT SIGNAL CONNECTION D-END | 3580 | TEM | 1 | MC | 42 | 1
1PH81011CS023LC1 | SIMOTICS M COMPACT ASYNCHRONOUS MOTOR Y2000RPM, 4,9KW,23NM,13,2A,328V D5000RPM, 4,9 KW,9NM,13,5A,360V Y1500RPM, 3,7KW,24NM,13,2A,253V FORCED VENTILATION; DIRECTION OF AIR FLOW DE --> NDE; DEGREE OF PROTECTION IP55 INCREMENTAL ENCODER SIN/COS 1VPP 256 S/R WITHOUT ND-END AT TERMINAL BOX (ENCODER IN256S/R) with TEMPERAT. SENSOR KTY84-130 DESIGN IM B5 (IMV 1,IM V3) PLAIN HOLLOW-SHAFT BEARING: PERFORMANCE, VIBRATION SEVERITY GRADE SPECIAL/B; SHAFT A. FLANGE ACCURACY GR. SPECIAL TERMINAL BOX (ABOVE) CABLE ENTRY ON THE ND-END SIGNAL CONNECTION LEFT | 7668 | TEM | 1 | MC | 44.5 | 1
1PH81011CS023MA1 | SIMOTICS M COMPACT ASYNCHRONOUS MOTOR Y2000RPM, 4,9KW,23NM,13,2A,328V D5000RPM, 4,9 KW,9NM,13,5A,360V Y1500RPM, 3,7KW,24NM,13,2A,253V FORCED VENTILATION; DIRECTION OF AIR FLOW DE --> NDE; DEGREE OF PROTECTION IP55 INCREMENTAL ENCODER SIN/COS 1VPP 256 S/R WITHOUT ND-END AT TERMINAL BOX (ENCODER IN256S/R) with TEMPERAT. SENSOR KTY84-130 DESIGN IM B5 (IMV 1,IM V3) PLAIN HOLLOW-SHAFT BEARING: HIGH PERFORMANCE VIBRATION SEVERITY GRADE SPECIAL/B SHAFT AND FLANGE ACCURACY GR. SPECIAL TERMINAL BOX (ABOVE) CABLE ENTRY ON THE RIGHT SIGNAL CONNECTION D-END | 8202 | TEM | 1 | MC | 44.5 | 1
1PH81011CS130MC1 | SIMOTICS M COMPACT ASYNCHRONOUS MOTOR Y2000RPM, 4,9KW,23NM,13,2A,328V D5000RPM, 4,9KW,9NM,13,5A, 360V Y1500RPM,3,7KW,24NM,13,2A, 253V FORCED VENTILATION; DIRECTION OF AIR FLOW NDE --> DE; DEGREE OF PROTECTION IP55 INCREMENTAL ENCODER SIN/COS 1VPP 256 S/R WITHOUT ND-END AT TERMINAL BOX (ENCODER IN256S/R) with TEMPERAT. SENSOR KTY84-130 DESIGN IM B35 (IM V15, IM V35) PLAIN SHAFT WITHOUT FITTED KEY; BEARING: HIGH PERFORMANCE VIBRATION SEVERITY GRADE SPECIAL/B SHAFT AND FLANGE ACCURACY GR. SPECIAL TERMINAL BOX (ABOVE) CABLE ENTRY ON THE ND-END SIGNAL CONNECTION LEFT | 6923 | TEM | 1 | MC | 42 | 1
1PH81011DF000BA1 | SIMOTICS M COMPACT ASYNCHRONOUS MOTOR 1500RPM,3,7KW, 24NM, 12,5A,265V 2000RPM, 4,3KW,22NM, 12,5A,304V 2000RPM, 4,7KW, 22NM,12,5A,343V FORCED VENTILATION; DIRECTION OF AIR FLOW DE --> NDE; DEGREE OF PROTECTION IP55 INCREMENTAL ENCODER 22 BIT WITH COMMUTATING POSITION (ENCODER IC22DQ) WITH DRIVE-CLIQ INTERFACE DESIGN IM B3 (IM V5, IM V6) PLAIN SHAFT WITHOUT FITTED KEY; BEARING: STANDARD WITH FIXED BEARING, VIBRATION SEVERITY GRADE: R/A, SHAFT AND FLANGE ACCURACY: R TERMINAL BOX (ABOVE) CABLE ENTRY ON THE RIGHT SIGNAL CONNECTION D-END | 4793 | TEM | 1 | MC | 42 | 1
1PH81011DF000CA1 | SIMOTICS M COMPACT ASYNCHRONOUS MOTOR 1500RPM,3,7KW, 24NM, 12,5A,265V 2000RPM, 4,3KW,22NM, 12,5A,304V 2000RPM, 4,7KW, 22NM,12,5A,343V FORCED VENTILATION; DIRECTION OF AIR FLOW DE --> NDE; DEGREE OF PROTECTION IP55 INCREMENTAL ENCODER 22 BIT WITH COMMUTATING POSITION (ENCODER IC22DQ) WITH DRIVE-CLIQ INTERFACE DESIGN IM B3 (IM V5, IM V6) PLAIN SHAFT WITHOUT FITTED KEY; BEARING: STANDARD WITH FIXED BEARING, VIBRATION SEVERITY GRADE: S/A, SHAFT AND FLANGE ACCURACY: R TERMINAL BOX (ABOVE) CABLE ENTRY ON THE RIGHT SIGNAL CONNECTION D-END | 4988 | TEM | 1 | MC | 42 | 1
1PH81011DF000CC1 | SIMOTICS M COMPACT ASYNCHRONOUS MOTOR 1500RPM,3,7KW, 24NM, 12,5A,265V 2000RPM, 4,3KW,22NM, 12,5A,304V 2000RPM, 4,7KW, 22NM,12,5A,343V FORCED VENTILATION; DIRECTION OF AIR FLOW DE --> NDE; DEGREE OF PROTECTION IP55 INCREMENTAL ENCODER 22 BIT WITH COMMUTATING POSITION (ENCODER IC22DQ) WITH DRIVE-CLIQ INTERFACE DESIGN IM B3 (IM V5, IM V6) PLAIN SHAFT WITHOUT FITTED KEY; BEARING: STANDARD WITH FIXED BEARING, VIBRATION SEVERITY GRADE: S/A, SHAFT AND FLANGE ACCURACY: R TERMINAL BOX (ABOVE) CABLE ENTRY ON THE ND-END SIGNAL CONNECTION LEFT | 4988 | TEM | 1 | MC | 42 | 1
1PH81011DF000DC1 | SIMOTICS M COMPACT ASYNCHRONOUS MOTOR 1500RPM,3,7KW, 24NM, 12,5A,265V 2000RPM, 4,3KW,22NM, 12,5A,304V 2000RPM, 4,7KW, 22NM,12,5A,343V FORCED VENTILATION; DIRECTION OF AIR FLOW DE --> NDE; DEGREE OF PROTECTION IP55 INCREMENTAL ENCODER 22 BIT WITH COMMUTATING POSITION (ENCODER IC22DQ) WITH DRIVE-CLIQ INTERFACE DESIGN IM B3 (IM V5, IM V6) PLAIN SHAFT WITHOUT FITTED KEY; BEARING: STANDARD WITH FIXED BEARING, VIBRATION SEVERITY GRADE: SR/A, SHAFT AND FLANGE ACCURACY: R TERMINAL BOX (ABOVE) CABLE ENTRY ON THE ND-END SIGNAL CONNECTION LEFT | 5058 | TEM | 1 | MC | 42 | 1
1PH81011DF001BA1 | SIMOTICS M COMPACT ASYNCHRONOUS MOTOR 1500RPM,3,7KW, 24NM, 12,5A,265V 2000RPM, 4,3KW,22NM, 12,5A,304V 2000RPM, 4,7KW, 22NM,12,5A,343V FORCED VENTILATION; DIRECTION OF AIR FLOW DE --> NDE; DEGREE OF PROTECTION IP55 INCREMENTAL ENCODER 22 BIT WITH COMMUTATING POSITION (ENCODER IC22DQ) WITH DRIVE-CLIQ INTERFACE DESIGN IM B3 (IM V5, IM V6) SHAFT WITH FITTED KEY FULL-KEY BALANCING BEARING: STANDARD WITH FIXED BEARING, VIBRATION SEVERITY GRADE: R/A, SHAFT AND FLANGE ACCURACY: R TERMINAL BOX (ABOVE) CABLE ENTRY ON THE RIGHT SIGNAL CONNECTION D-END | 4793 | TEM | 1 | MC | 42 | 1
1PH81011DF001CA1 | SIMOTICS M COMPACT ASYNCHRONOUS MOTOR 1500RPM,3,7KW, 24NM, 12,5A,265V 2000RPM, 4,3KW,22NM, 12,5A,304V 2000RPM, 4,7KW, 22NM,12,5A,343V FORCED VENTILATION; DIRECTION OF AIR FLOW DE --> NDE; DEGREE OF PROTECTION IP55 INCREMENTAL ENCODER 22 BIT WITH COMMUTATING POSITION (ENCODER IC22DQ) WITH DRIVE-CLIQ INTERFACE DESIGN IM B3 (IM V5, IM V6) SHAFT WITH FITTED KEY FULL-KEY BALANCING BEARING: STANDARD WITH FIXED BEARING, VIBRATION SEVERITY GRADE: S/A, SHAFT AND FLANGE ACCURACY: R TERMINAL BOX (ABOVE) CABLE ENTRY ON THE RIGHT SIGNAL CONNECTION D-END | 4988 | TEM | 1 | MC | 42 | 1
1PH81011DF002BA1 | SIMOTICS M COMPACT ASYNCHRONOUS MOTOR 1500RPM,3,7KW, 24NM, 12,5A,265V 2000RPM, 4,3KW,22NM, 12,5A,304V 2000RPM, 4,7KW, 22NM,12,5A,343V FORCED VENTILATION; DIRECTION OF AIR FLOW DE --> NDE; DEGREE OF PROTECTION IP55 INCREMENTAL ENCODER 22 BIT WITH COMMUTATING POSITION (ENCODER IC22DQ) WITH DRIVE-CLIQ INTERFACE DESIGN IM B3 (IM V5, IM V6) SHAFT WITH FITTED KEY HALF-KEY BALANCING BEARING: STANDARD WITH FIXED BEARING, VIBRATION SEVERITY GRADE: R/A, SHAFT AND FLANGE ACCURACY: R TERMINAL BOX (ABOVE) CABLE ENTRY ON THE RIGHT SIGNAL CONNECTION D-END | 4793 | TEM | 1 | MC | 42 | 1
1PH81011DF002BE1 | SIMOTICS M COMPACT ASYNCHRONOUS MOTOR 1500RPM,3,7KW, 24NM, 12,5A,265V 2000RPM, 4,3KW,22NM, 12,5A,304V 2000RPM, 4,7KW, 22NM,12,5A,343V FORCED VENTILATION; DIRECTION OF AIR FLOW DE --> NDE; DEGREE OF PROTECTION IP55 INCREMENTAL ENCODER 22 BIT WITH COMMUTATING POSITION (ENCODER IC22DQ) WITH DRIVE-CLIQ INTERFACE DESIGN IM B3 (IM V5, IM V6) SHAFT WITH FITTED KEY HALF-KEY BALANCING BEARING: STANDARD WITH FIXED BEARING, VIBRATION SEVERITY GRADE: R/A, SHAFT AND FLANGE ACCURACY: R POWER CONNECTOR (ABOVE) CABLE ENTRY ON THE RIGHT SIGNAL CONNECTION D-END | 4793 | TEM | 1 | MC | 42 | 1
1PH81011DF020BA1 | SIMOTICS M COMPACT ASYNCHRONOUS MOTOR 1500RPM,3,7KW, 24NM, 12,5A,265V 2000RPM, 4,3KW,22NM, 12,5A,304V 2000RPM, 4,7KW, 22NM,12,5A,343V FORCED VENTILATION; DIRECTION OF AIR FLOW DE --> NDE; DEGREE OF PROTECTION IP55 INCREMENTAL ENCODER 22 BIT WITH COMMUTATING POSITION (ENCODER IC22DQ) WITH DRIVE-CLIQ INTERFACE DESIGN IM B5 (IMV 1,IM V3) PLAIN SHAFT WITHOUT FITTED KEY; BEARING: STANDARD WITH FIXED BEARING, VIBRATION SEVERITY GRADE: R/A, SHAFT AND FLANGE ACCURACY: R TERMINAL BOX (ABOVE) CABLE ENTRY ON THE RIGHT SIGNAL CONNECTION D-END | 4988 | TEM | 1 | MC | 42 | 1
1PH81011DF020BB1 | SIMOTICS M COMPACT ASYNCHRONOUS MOTOR 1500RPM,3,7KW, 24NM, 12,5A,265V 2000RPM, 4,3KW,22NM, 12,5A,304V 2000RPM, 4,7KW, 22NM,12,5A,343V FORCED VENTILATION; DIRECTION OF AIR FLOW DE --> NDE; DEGREE OF PROTECTION IP55 INCREMENTAL ENCODER 22 BIT WITH COMMUTATING POSITION (ENCODER IC22DQ) WITH DRIVE-CLIQ INTERFACE DESIGN IM B5 (IMV 1,IM V3) PLAIN SHAFT WITHOUT FITTED KEY; BEARING: STANDARD WITH FIXED BEARING, VIBRATION SEVERITY GRADE: R/A, SHAFT AND FLANGE ACCURACY: R TERMINAL BOX (ABOVE) CABLE ENTRY ON THE LEFT SIGNAL CONNECTION D-END | 4988 | TEM | 1 | MC | 42 | 1
1PH81011DF020BE1 | SIMOTICS M COMPACT ASYNCHRONOUS MOTOR 1500RPM,3,7KW, 24NM, 12,5A,265V 2000RPM, 4,3KW,22NM, 12,5A,304V 2000RPM, 4,7KW, 22NM,12,5A,343V FORCED VENTILATION; DIRECTION OF AIR FLOW DE --> NDE; DEGREE OF PROTECTION IP55 INCREMENTAL ENCODER 22 BIT WITH COMMUTATING POSITION (ENCODER IC22DQ) WITH DRIVE-CLIQ INTERFACE DESIGN IM B5 (IMV 1,IM V3) PLAIN SHAFT WITHOUT FITTED KEY; BEARING: STANDARD WITH FIXED BEARING, VIBRATION SEVERITY GRADE: R/A, SHAFT AND FLANGE ACCURACY: R POWER CONNECTOR (ABOVE) CABLE ENTRY ON THE RIGHT SIGNAL CONNECTION D-END | 4988 | TEM | 1 | MC | 42 | 1
1PH81011DF020CA1 | SIMOTICS M COMPACT ASYNCHRONOUS MOTOR 1500RPM,3,7KW, 24NM, 12,5A,265V 2000RPM, 4,3KW,22NM, 12,5A,304V 2000RPM, 4,7KW, 22NM,12,5A,343V FORCED VENTILATION; DIRECTION OF AIR FLOW DE --> NDE; DEGREE OF PROTECTION IP55 INCREMENTAL ENCODER 22 BIT WITH COMMUTATING POSITION (ENCODER IC22DQ) WITH DRIVE-CLIQ INTERFACE DESIGN IM B5 (IMV 1,IM V3) PLAIN SHAFT WITHOUT FITTED KEY; BEARING: STANDARD WITH FIXED BEARING, VIBRATION SEVERITY GRADE: S/A, SHAFT AND FLANGE ACCURACY: R TERMINAL BOX (ABOVE) CABLE ENTRY ON THE RIGHT SIGNAL CONNECTION D-END | 5183 | TEM | 1 | MC | 42 | 1
1PH81011DF020LA1 | SIMOTICS M COMPACT ASYNCHRONOUS MOTOR 1500RPM,3,7KW, 24NM, 12,5A,265V 2000RPM, 4,3KW,22NM, 12,5A,304V 2000RPM, 4,7KW, 22NM,12,5A,343V FORCED VENTILATION; DIRECTION OF AIR FLOW DE --> NDE; DEGREE OF PROTECTION IP55 INCREMENTAL ENCODER 22 BIT WITH COMMUTATING POSITION (ENCODER IC22DQ) WITH DRIVE-CLIQ INTERFACE DESIGN IM B5 (IMV 1,IM V3) PLAIN SHAFT WITHOUT FITTED KEY; BEARING: PERFORMANCE, VIBRATION SEVERITY GRADE SPECIAL/B; SHAFT A. FLANGE ACCURACY GR. SPECIAL TERMINAL BOX (ABOVE) CABLE ENTRY ON THE RIGHT SIGNAL CONNECTION D-END | 5501 | TEM | 1 | MC | 42 | 1
1PH81011DF020LE1 | SIMOTICS M COMPACT ASYNCHRONOUS MOTOR 1500RPM,3,7KW, 24NM, 12,5A,265V 2000RPM, 4,3KW,22NM, 12,5A,304V 2000RPM, 4,7KW, 22NM,12,5A,343V FORCED VENTILATION; DIRECTION OF AIR FLOW DE --> NDE; DEGREE OF PROTECTION IP55 INCREMENTAL ENCODER 22 BIT WITH COMMUTATING POSITION (ENCODER IC22DQ) WITH DRIVE-CLIQ INTERFACE DESIGN IM B5 (IMV 1,IM V3) PLAIN SHAFT WITHOUT FITTED KEY; BEARING: PERFORMANCE, VIBRATION SEVERITY GRADE SPECIAL/B; SHAFT A. FLANGE ACCURACY GR. SPECIAL POWER CONNECTOR (ABOVE) CABLE ENTRY ON THE RIGHT SIGNAL CONNECTION D-END | 5501 | TEM | 1 | MC | 42 | 1
1PH81011DF021BA1 | SIMOTICS M COMPACT ASYNCHRONOUS MOTOR 1500RPM,3,7KW, 24NM, 12,5A,265V 2000RPM, 4,3KW,22NM, 12,5A,304V 2000RPM, 4,7KW, 22NM,12,5A,343V FORCED VENTILATION; DIRECTION OF AIR FLOW DE --> NDE; DEGREE OF PROTECTION IP55 INCREMENTAL ENCODER 22 BIT WITH COMMUTATING POSITION (ENCODER IC22DQ) WITH DRIVE-CLIQ INTERFACE DESIGN IM B5 (IMV 1,IM V3) SHAFT WITH FITTED KEY FULL-KEY BALANCING BEARING: STANDARD WITH FIXED BEARING, VIBRATION SEVERITY GRADE: R/A, SHAFT AND FLANGE ACCURACY: R TERMINAL BOX (ABOVE) CABLE ENTRY ON THE RIGHT SIGNAL CONNECTION D-END | 4988 | TEM | 1 | MC | 42 | 1
1PH81011DF021CA1 | SIMOTICS M COMPACT ASYNCHRONOUS MOTOR 1500RPM,3,7KW, 24NM, 12,5A,265V 2000RPM, 4,3KW,22NM, 12,5A,304V 2000RPM, 4,7KW, 22NM,12,5A,343V FORCED VENTILATION; DIRECTION OF AIR FLOW DE --> NDE; DEGREE OF PROTECTION IP55 INCREMENTAL ENCODER 22 BIT WITH COMMUTATING POSITION (ENCODER IC22DQ) WITH DRIVE-CLIQ INTERFACE DESIGN IM B5 (IMV 1,IM V3) SHAFT WITH FITTED KEY FULL-KEY BALANCING BEARING: STANDARD WITH FIXED BEARING, VIBRATION SEVERITY GRADE: S/A, SHAFT AND FLANGE ACCURACY: R TERMINAL BOX (ABOVE) CABLE ENTRY ON THE RIGHT SIGNAL CONNECTION D-END | 5183 | TEM | 1 | MC | 42 | 1
1PH81011DF021CE1 | SIMOTICS M COMPACT ASYNCHRONOUS MOTOR 1500RPM,3,7KW, 24NM, 12,5A,265V 2000RPM, 4,3KW,22NM, 12,5A,304V 2000RPM, 4,7KW, 22NM,12,5A,343V FORCED VENTILATION; DIRECTION OF AIR FLOW DE --> NDE; DEGREE OF PROTECTION IP55 INCREMENTAL ENCODER 22 BIT WITH COMMUTATING POSITION (ENCODER IC22DQ) WITH DRIVE-CLIQ INTERFACE DESIGN IM B5 (IMV 1,IM V3) SHAFT WITH FITTED KEY FULL-KEY BALANCING BEARING: STANDARD WITH FIXED BEARING, VIBRATION SEVERITY GRADE: S/A, SHAFT AND FLANGE ACCURACY: R POWER CONNECTOR (ABOVE) CABLE ENTRY ON THE RIGHT SIGNAL CONNECTION D-END | 5183 | TEM | 1 | MC | 42 | 1
1PH81011DF022BA1 | SIMOTICS M COMPACT ASYNCHRONOUS MOTOR 1500RPM,3,7KW, 24NM, 12,5A,265V 2000RPM, 4,3KW,22NM, 12,5A,304V 2000RPM, 4,7KW, 22NM,12,5A,343V FORCED VENTILATION; DIRECTION OF AIR FLOW DE --> NDE; DEGREE OF PROTECTION IP55 INCREMENTAL ENCODER 22 BIT WITH COMMUTATING POSITION (ENCODER IC22DQ) WITH DRIVE-CLIQ INTERFACE DESIGN IM B5 (IMV 1,IM V3) SHAFT WITH FITTED KEY HALF-KEY BALANCING BEARING: STANDARD WITH FIXED BEARING, VIBRATION SEVERITY GRADE: R/A, SHAFT AND FLANGE ACCURACY: R TERMINAL BOX (ABOVE) CABLE ENTRY ON THE RIGHT SIGNAL CONNECTION D-END | 4988 | TEM | 1 | MC | 42 | 1
1PH81011DF022BE1 | SIMOTICS M COMPACT ASYNCHRONOUS MOTOR 1500RPM,3,7KW, 24NM, 12,5A,265V 2000RPM, 4,3KW,22NM, 12,5A,304V 2000RPM, 4,7KW, 22NM,12,5A,343V FORCED VENTILATION; DIRECTION OF AIR FLOW DE --> NDE; DEGREE OF PROTECTION IP55 INCREMENTAL ENCODER 22 BIT WITH COMMUTATING POSITION (ENCODER IC22DQ) WITH DRIVE-CLIQ INTERFACE DESIGN IM B5 (IMV 1,IM V3) SHAFT WITH FITTED KEY HALF-KEY BALANCING BEARING: STANDARD WITH FIXED BEARING, VIBRATION SEVERITY GRADE: R/A, SHAFT AND FLANGE ACCURACY: R POWER CONNECTOR (ABOVE) CABLE ENTRY ON THE RIGHT SIGNAL CONNECTION D-END | 4988 | TEM | 1 | MC | 42 | 1
1PH81011DF022GA1 | SIMOTICS M COMPACT ASYNCHRONOUS MOTOR 1500RPM,3,7KW, 24NM, 12,5A,265V 2000RPM, 4,3KW,22NM, 12,5A,304V 2000RPM, 4,7KW, 22NM,12,5A,343V FORCED VENTILATION; DIRECTION OF AIR FLOW DE --> NDE; DEGREE OF PROTECTION IP55 INCREMENTAL ENCODER 22 BIT WITH COMMUTATING POSITION (ENCODER IC22DQ) WITH DRIVE-CLIQ INTERFACE DESIGN IM B5 (IMV 1,IM V3) SHAFT WITH FITTED KEY HALF-KEY BALANCING BEARING: STANDARD, VIBRATION SEVERITY GRADE: R/A, SHAFT AND FLANGE ACCURACY: R TERMINAL BOX (ABOVE) CABLE ENTRY ON THE RIGHT SIGNAL CONNECTION D-END | 4703 | TEM | 1 | MC | 42 | 1
1PH81011DF030BA1 | SIMOTICS M COMPACT ASYNCHRONOUS MOTOR 1500RPM,3,7KW, 24NM, 12,5A,265V 2000RPM, 4,3KW,22NM, 12,5A,304V 2000RPM, 4,7KW, 22NM,12,5A,343V FORCED VENTILATION; DIRECTION OF AIR FLOW DE --> NDE; DEGREE OF PROTECTION IP55 INCREMENTAL ENCODER 22 BIT WITH COMMUTATING POSITION (ENCODER IC22DQ) WITH DRIVE-CLIQ INTERFACE DESIGN IM B35 (IM V15, IM V35) PLAIN SHAFT WITHOUT FITTED KEY; BEARING: STANDARD WITH FIXED BEARING, VIBRATION SEVERITY GRADE: R/A, SHAFT AND FLANGE ACCURACY: R TERMINAL BOX (ABOVE) CABLE ENTRY ON THE RIGHT SIGNAL CONNECTION D-END | 5226 | TEM | 1 | MC | 42 | 1
1PH81011DF030BE1 | SIMOTICS M COMPACT ASYNCHRONOUS MOTOR 1500RPM,3,7KW, 24NM, 12,5A,265V 2000RPM, 4,3KW,22NM, 12,5A,304V 2000RPM, 4,7KW, 22NM,12,5A,343V FORCED VENTILATION; DIRECTION OF AIR FLOW DE --> NDE; DEGREE OF PROTECTION IP55 INCREMENTAL ENCODER 22 BIT WITH COMMUTATING POSITION (ENCODER IC22DQ) WITH DRIVE-CLIQ INTERFACE DESIGN IM B35 (IM V15, IM V35) PLAIN SHAFT WITHOUT FITTED KEY; BEARING: STANDARD WITH FIXED BEARING, VIBRATION SEVERITY GRADE: R/A, SHAFT AND FLANGE ACCURACY: R POWER CONNECTOR (ABOVE) CABLE ENTRY ON THE RIGHT SIGNAL CONNECTION D-END | 5226 | TEM | 1 | MC | 42 | 1
1PH81011DF031BA1 | SIMOTICS M COMPACT ASYNCHRONOUS MOTOR 1500RPM,3,7KW, 24NM, 12,5A,265V 2000RPM, 4,3KW,22NM, 12,5A,304V 2000RPM, 4,7KW, 22NM,12,5A,343V FORCED VENTILATION; DIRECTION OF AIR FLOW DE --> NDE; DEGREE OF PROTECTION IP55 INCREMENTAL ENCODER 22 BIT WITH COMMUTATING POSITION (ENCODER IC22DQ) WITH DRIVE-CLIQ INTERFACE DESIGN IM B35 (IM V15, IM V35) SHAFT WITH FITTED KEY FULL-KEY BALANCING BEARING: STANDARD WITH FIXED BEARING, VIBRATION SEVERITY GRADE: R/A, SHAFT AND FLANGE ACCURACY: R TERMINAL BOX (ABOVE) CABLE ENTRY ON THE RIGHT SIGNAL CONNECTION D-END | 5226 | TEM | 1 | MC | 42 | 1
1PH81011DF031BB1 | SIMOTICS M COMPACT ASYNCHRONOUS MOTOR 1500RPM,3,7KW, 24NM, 12,5A,265V 2000RPM, 4,3KW,22NM, 12,5A,304V 2000RPM, 4,7KW, 22NM,12,5A,343V FORCED VENTILATION; DIRECTION OF AIR FLOW DE --> NDE; DEGREE OF PROTECTION IP55 INCREMENTAL ENCODER 22 BIT WITH COMMUTATING POSITION (ENCODER IC22DQ) WITH DRIVE-CLIQ INTERFACE DESIGN IM B35 (IM V15, IM V35) SHAFT WITH FITTED KEY FULL-KEY BALANCING BEARING: STANDARD WITH FIXED BEARING, VIBRATION SEVERITY GRADE: R/A, SHAFT AND FLANGE ACCURACY: R TERMINAL BOX (ABOVE) CABLE ENTRY ON THE LEFT SIGNAL CONNECTION D-END | 5226 | TEM | 1 | MC | 42 | 1
1PH81011DF031CG1 | SIMOTICS M COMPACT ASYNCHRONOUS MOTOR 1500RPM,3,7KW, 24NM, 12,5A,265V 2000RPM, 4,3KW,22NM, 12,5A,304V 2000RPM, 4,7KW, 22NM,12,5A,343V FORCED VENTILATION; DIRECTION OF AIR FLOW DE --> NDE; DEGREE OF PROTECTION IP55 INCREMENTAL ENCODER 22 BIT WITH COMMUTATING POSITION (ENCODER IC22DQ) WITH DRIVE-CLIQ INTERFACE DESIGN IM B35 (IM V15, IM V35) SHAFT WITH FITTED KEY FULL-KEY BALANCING BEARING: STANDARD WITH FIXED BEARING, VIBRATION SEVERITY GRADE: S/A, SHAFT AND FLANGE ACCURACY: R POWER CONNECTOR (ABOVE) CABLE ENTRY ON THE ND-END SIGNAL CONNECTION LEFT | 5421 | TEM | 1 | MC | 42 | 1
1PH81011DF032BA1 | SIMOTICS M COMPACT ASYNCHRONOUS MOTOR 1500RPM,3,7KW, 24NM, 12,5A,265V 2000RPM, 4,3KW,22NM, 12,5A,304V 2000RPM, 4,7KW, 22NM,12,5A,343V FORCED VENTILATION; DIRECTION OF AIR FLOW DE --> NDE; DEGREE OF PROTECTION IP55 INCREMENTAL ENCODER 22 BIT WITH COMMUTATING POSITION (ENCODER IC22DQ) WITH DRIVE-CLIQ INTERFACE DESIGN IM B35 (IM V15, IM V35) SHAFT WITH FITTED KEY HALF-KEY BALANCING BEARING: STANDARD WITH FIXED BEARING, VIBRATION SEVERITY GRADE: R/A, SHAFT AND FLANGE ACCURACY: R TERMINAL BOX (ABOVE) CABLE ENTRY ON THE RIGHT SIGNAL CONNECTION D-END | 5226 | TEM | 1 | MC | 42 | 1
1PH81011DF032BC1 | SIMOTICS M COMPACT ASYNCHRONOUS MOTOR 1500RPM,3,7KW, 24NM, 12,5A,265V 2000RPM, 4,3KW,22NM, 12,5A,304V 2000RPM, 4,7KW, 22NM,12,5A,343V FORCED VENTILATION; DIRECTION OF AIR FLOW DE --> NDE; DEGREE OF PROTECTION IP55 INCREMENTAL ENCODER 22 BIT WITH COMMUTATING POSITION (ENCODER IC22DQ) WITH DRIVE-CLIQ INTERFACE DESIGN IM B35 (IM V15, IM V35) SHAFT WITH FITTED KEY HALF-KEY BALANCING BEARING: STANDARD WITH FIXED BEARING, VIBRATION SEVERITY GRADE: R/A, SHAFT AND FLANGE ACCURACY: R TERMINAL BOX (ABOVE) CABLE ENTRY ON THE ND-END SIGNAL CONNECTION LEFT | 5226 | TEM | 1 | MC | 42 | 1
1PH81011DF101BA1 | SIMOTICS M COMPACT ASYNCHRONOUS MOTOR 1500RPM, 3,7KW,24NM,12,5A, 265V 1750RPM, 4,3KW,23NM,12,5A, 304V 2000RPM, 4,7KW,22NM,12,5A, 343V FORCED VENTILATION; DIRECTION OF AIR FLOW NDE --> DE; DEGREE OF PROTECTION IP55 INCREMENTAL ENCODER 22 BIT WITH COMMUTATING POSITION (ENCODER IC22DQ) WITH DRIVE-CLIQ INTERFACE DESIGN IM B3 (IM V5, IM V6) SHAFT WITH FITTED KEY FULL-KEY BALANCING BEARING: STANDARD WITH FIXED BEARING, VIBRATION SEVERITY GRADE: R/A, SHAFT AND FLANGE ACCURACY: R TERMINAL BOX (ABOVE) CABLE ENTRY ON THE RIGHT SIGNAL CONNECTION D-END | 4793 | TEM | 1 | MC | 42 | 1
1PH81011DF102BA1 | SIMOTICS M COMPACT ASYNCHRONOUS MOTOR 1500RPM, 3,7KW,24NM,12,5A, 265V 1750RPM, 4,3KW,23NM,12,5A, 304V 2000RPM, 4,7KW,22NM,12,5A, 343V FORCED VENTILATION; DIRECTION OF AIR FLOW NDE --> DE; DEGREE OF PROTECTION IP55 INCREMENTAL ENCODER 22 BIT WITH COMMUTATING POSITION (ENCODER IC22DQ) WITH DRIVE-CLIQ INTERFACE DESIGN IM B3 (IM V5, IM V6) SHAFT WITH FITTED KEY HALF-KEY BALANCING BEARING: STANDARD WITH FIXED BEARING, VIBRATION SEVERITY GRADE: R/A, SHAFT AND FLANGE ACCURACY: R TERMINAL BOX (ABOVE) CABLE ENTRY ON THE RIGHT SIGNAL CONNECTION D-END | 4793 | TEM | 1 | MC | 42 | 1
1PH81011DF120BA1 | SIMOTICS M COMPACT ASYNCHRONOUS MOTOR 1500RPM, 3,7KW,24NM,12,5A, 265V 1750RPM, 4,3KW,23NM,12,5A, 304V 2000RPM, 4,7KW,22NM,12,5A, 343V FORCED VENTILATION; DIRECTION OF AIR FLOW NDE --> DE; DEGREE OF PROTECTION IP55 INCREMENTAL ENCODER 22 BIT WITH COMMUTATING POSITION (ENCODER IC22DQ) WITH DRIVE-CLIQ INTERFACE DESIGN IM B5 (IMV 1,IM V3) PLAIN SHAFT WITHOUT FITTED KEY; BEARING: STANDARD WITH FIXED BEARING, VIBRATION SEVERITY GRADE: R/A, SHAFT AND FLANGE ACCURACY: R TERMINAL BOX (ABOVE) CABLE ENTRY ON THE RIGHT SIGNAL CONNECTION D-END | 4988 | TEM | 1 | MC | 42 | 1
1PH81011DF120CH1 | SIMOTICS M COMPACT ASYNCHRONOUS MOTOR 1500RPM, 3,7KW,24NM,12,5A, 265V 1750RPM, 4,3KW,23NM,12,5A, 304V 2000RPM, 4,7KW,22NM,12,5A, 343V FORCED VENTILATION; DIRECTION OF AIR FLOW NDE --> DE; DEGREE OF PROTECTION IP55 INCREMENTAL ENCODER 22 BIT WITH COMMUTATING POSITION (ENCODER IC22DQ) WITH DRIVE-CLIQ INTERFACE DESIGN IM B5 (IMV 1,IM V3) PLAIN SHAFT WITHOUT FITTED KEY; BEARING: STANDARD WITH FIXED BEARING, VIBRATION SEVERITY GRADE: S/A, SHAFT AND FLANGE ACCURACY: R POWER CONNECTOR (ABOVE) CABLE ENTRY ON THE ND-END SIGNAL CONNECTION LEFT | 5183 | TEM | 1 | MC | 42 | 1
1PH81011DF120LA1 | SIMOTICS M COMPACT ASYNCHRONOUS MOTOR 1500RPM, 3,7KW,24NM,12,5A, 265V 1750RPM, 4,3KW,23NM,12,5A, 304V 2000RPM, 4,7KW,22NM,12,5A, 343V FORCED VENTILATION; DIRECTION OF AIR FLOW NDE --> DE; DEGREE OF PROTECTION IP55 INCREMENTAL ENCODER 22 BIT WITH COMMUTATING POSITION (ENCODER IC22DQ) WITH DRIVE-CLIQ INTERFACE DESIGN IM B5 (IMV 1,IM V3) PLAIN SHAFT WITHOUT FITTED KEY; BEARING: PERFORMANCE, VIBRATION SEVERITY GRADE SPECIAL/B; SHAFT A. FLANGE ACCURACY GR. SPECIAL TERMINAL BOX (ABOVE) CABLE ENTRY ON THE RIGHT SIGNAL CONNECTION D-END | 5501 | TEM | 1 | MC | 42 | 1
1PH81011DF121BA1 | SIMOTICS M COMPACT ASYNCHRONOUS MOTOR 1500RPM, 3,7KW,24NM,12,5A, 265V 1750RPM, 4,3KW,23NM,12,5A, 304V 2000RPM, 4,7KW,22NM,12,5A, 343V FORCED VENTILATION; DIRECTION OF AIR FLOW NDE --> DE; DEGREE OF PROTECTION IP55 INCREMENTAL ENCODER 22 BIT WITH COMMUTATING POSITION (ENCODER IC22DQ) WITH DRIVE-CLIQ INTERFACE DESIGN IM B5 (IMV 1,IM V3) SHAFT WITH FITTED KEY FULL-KEY BALANCING BEARING: STANDARD WITH FIXED BEARING, VIBRATION SEVERITY GRADE: R/A, SHAFT AND FLANGE ACCURACY: R TERMINAL BOX (ABOVE) CABLE ENTRY ON THE RIGHT SIGNAL CONNECTION D-END | 4988 | TEM | 1 | MC | 42 | 1
1PH81011DF121BC1 | SIMOTICS M COMPACT ASYNCHRONOUS MOTOR 1500RPM, 3,7KW,24NM,12,5A, 265V 1750RPM, 4,3KW,23NM,12,5A, 304V 2000RPM, 4,7KW,22NM,12,5A, 343V FORCED VENTILATION; DIRECTION OF AIR FLOW NDE --> DE; DEGREE OF PROTECTION IP55 INCREMENTAL ENCODER 22 BIT WITH COMMUTATING POSITION (ENCODER IC22DQ) WITH DRIVE-CLIQ INTERFACE DESIGN IM B5 (IMV 1,IM V3) SHAFT WITH FITTED KEY FULL-KEY BALANCING BEARING: STANDARD WITH FIXED BEARING, VIBRATION SEVERITY GRADE: R/A, SHAFT AND FLANGE ACCURACY: R TERMINAL BOX (ABOVE) CABLE ENTRY ON THE ND-END SIGNAL CONNECTION LEFT | 4988 | TEM | 1 | MC | 42 | 1
1PH81011DF121BE1 | SIMOTICS M COMPACT ASYNCHRONOUS MOTOR 1500RPM, 3,7KW,24NM,12,5A, 265V 1750RPM, 4,3KW,23NM,12,5A, 304V 2000RPM, 4,7KW,22NM,12,5A, 343V FORCED VENTILATION; DIRECTION OF AIR FLOW NDE --> DE; DEGREE OF PROTECTION IP55 INCREMENTAL ENCODER 22 BIT WITH COMMUTATING POSITION (ENCODER IC22DQ) WITH DRIVE-CLIQ INTERFACE DESIGN IM B5 (IMV 1,IM V3) SHAFT WITH FITTED KEY FULL-KEY BALANCING BEARING: STANDARD WITH FIXED BEARING, VIBRATION SEVERITY GRADE: R/A, SHAFT AND FLANGE ACCURACY: R POWER CONNECTOR (ABOVE) CABLE ENTRY ON THE RIGHT SIGNAL CONNECTION D-END | 4988 | TEM | 1 | MC | 42 | 1
1PH81011DF121BG1 | SIMOTICS M COMPACT ASYNCHRONOUS MOTOR 1500RPM, 3,7KW,24NM,12,5A, 265V 1750RPM, 4,3KW,23NM,12,5A, 304V 2000RPM, 4,7KW,22NM,12,5A, 343V FORCED VENTILATION; DIRECTION OF AIR FLOW NDE --> DE; DEGREE OF PROTECTION IP55 INCREMENTAL ENCODER 22 BIT WITH COMMUTATING POSITION (ENCODER IC22DQ) WITH DRIVE-CLIQ INTERFACE DESIGN IM B5 (IMV 1,IM V3) SHAFT WITH FITTED KEY FULL-KEY BALANCING BEARING: STANDARD WITH FIXED BEARING, VIBRATION SEVERITY GRADE: R/A, SHAFT AND FLANGE ACCURACY: R POWER CONNECTOR (ABOVE) CABLE ENTRY ON THE ND-END SIGNAL CONNECTION LEFT | 4988 | TEM | 1 | MC | 42 | 1
1PH81011DF122BA1 | SIMOTICS M COMPACT ASYNCHRONOUS MOTOR 1500RPM, 3,7KW,24NM,12,5A, 265V 1750RPM, 4,3KW,23NM,12,5A, 304V 2000RPM, 4,7KW,22NM,12,5A, 343V FORCED VENTILATION; DIRECTION OF AIR FLOW NDE --> DE; DEGREE OF PROTECTION IP55 INCREMENTAL ENCODER 22 BIT WITH COMMUTATING POSITION (ENCODER IC22DQ) WITH DRIVE-CLIQ INTERFACE DESIGN IM B5 (IMV 1,IM V3) SHAFT WITH FITTED KEY HALF-KEY BALANCING BEARING: STANDARD WITH FIXED BEARING, VIBRATION SEVERITY GRADE: R/A, SHAFT AND FLANGE ACCURACY: R TERMINAL BOX (ABOVE) CABLE ENTRY ON THE RIGHT SIGNAL CONNECTION D-END | 4988 | TEM | 1 | MC | 42 | 1
1PH81011DF122GA1 | SIMOTICS M COMPACT ASYNCHRONOUS MOTOR 1500RPM, 3,7KW,24NM,12,5A, 265V 1750RPM, 4,3KW,23NM,12,5A, 304V 2000RPM, 4,7KW,22NM,12,5A, 343V FORCED VENTILATION; DIRECTION OF AIR FLOW NDE --> DE; DEGREE OF PROTECTION IP55 INCREMENTAL ENCODER 22 BIT WITH COMMUTATING POSITION (ENCODER IC22DQ) WITH DRIVE-CLIQ INTERFACE DESIGN IM B5 (IMV 1,IM V3) SHAFT WITH FITTED KEY HALF-KEY BALANCING BEARING: STANDARD, VIBRATION SEVERITY GRADE: R/A, SHAFT AND FLANGE ACCURACY: R TERMINAL BOX (ABOVE) CABLE ENTRY ON THE RIGHT SIGNAL CONNECTION D-END | 4703 | TEM | 1 | MC | 42 | 1
1PH81011DF122LC1 | SIMOTICS M COMPACT ASYNCHRONOUS MOTOR 1500RPM, 3,7KW,24NM,12,5A, 265V 1750RPM, 4,3KW,23NM,12,5A, 304V 2000RPM, 4,7KW,22NM,12,5A, 343V FORCED VENTILATION; DIRECTION OF AIR FLOW NDE --> DE; DEGREE OF PROTECTION IP55 INCREMENTAL ENCODER 22 BIT WITH COMMUTATING POSITION (ENCODER IC22DQ) WITH DRIVE-CLIQ INTERFACE DESIGN IM B5 (IMV 1,IM V3) SHAFT WITH FITTED KEY HALF-KEY BALANCING BEARING: PERFORMANCE, VIBRATION SEVERITY GRADE SPECIAL/B; SHAFT A. FLANGE ACCURACY GR. SPECIAL TERMINAL BOX (ABOVE) CABLE ENTRY ON THE ND-END SIGNAL CONNECTION LEFT | 5501 | TEM | 1 | MC | 42 | 1
1PH81011DF130DA1 | SIMOTICS M COMPACT ASYNCHRONOUS MOTOR 1500RPM, 3,7KW,24NM,12,5A, 265V 1750RPM, 4,3KW,23NM,12,5A, 304V 2000RPM, 4,7KW,22NM,12,5A, 343V FORCED VENTILATION; DIRECTION OF AIR FLOW NDE --> DE; DEGREE OF PROTECTION IP55 INCREMENTAL ENCODER 22 BIT WITH COMMUTATING POSITION (ENCODER IC22DQ) WITH DRIVE-CLIQ INTERFACE DESIGN IM B35 (IM V15, IM V35) PLAIN SHAFT WITHOUT FITTED KEY; BEARING: STANDARD WITH FIXED BEARING, VIBRATION SEVERITY GRADE: SR/A, SHAFT AND FLANGE ACCURACY: R TERMINAL BOX (ABOVE) CABLE ENTRY ON THE RIGHT SIGNAL CONNECTION D-END | 5492 | TEM | 1 | MC | 42 | 1
1PH81011DF131BA1 | SIMOTICS M COMPACT ASYNCHRONOUS MOTOR 1500RPM, 3,7KW,24NM,12,5A, 265V 1750RPM, 4,3KW,23NM,12,5A, 304V 2000RPM, 4,7KW,22NM,12,5A, 343V FORCED VENTILATION; DIRECTION OF AIR FLOW NDE --> DE; DEGREE OF PROTECTION IP55 INCREMENTAL ENCODER 22 BIT WITH COMMUTATING POSITION (ENCODER IC22DQ) WITH DRIVE-CLIQ INTERFACE DESIGN IM B35 (IM V15, IM V35) SHAFT WITH FITTED KEY FULL-KEY BALANCING BEARING: STANDARD WITH FIXED BEARING, VIBRATION SEVERITY GRADE: R/A, SHAFT AND FLANGE ACCURACY: R TERMINAL BOX (ABOVE) CABLE ENTRY ON THE RIGHT SIGNAL CONNECTION D-END | 5226 | TEM | 1 | MC | 42 | 1
1PH81011DF132BA1 | SIMOTICS M COMPACT ASYNCHRONOUS MOTOR 1500RPM, 3,7KW,24NM,12,5A, 265V 1750RPM, 4,3KW,23NM,12,5A, 304V 2000RPM, 4,7KW,22NM,12,5A, 343V FORCED VENTILATION; DIRECTION OF AIR FLOW NDE --> DE; DEGREE OF PROTECTION IP55 INCREMENTAL ENCODER 22 BIT WITH COMMUTATING POSITION (ENCODER IC22DQ) WITH DRIVE-CLIQ INTERFACE DESIGN IM B35 (IM V15, IM V35) SHAFT WITH FITTED KEY HALF-KEY BALANCING BEARING: STANDARD WITH FIXED BEARING, VIBRATION SEVERITY GRADE: R/A, SHAFT AND FLANGE ACCURACY: R TERMINAL BOX (ABOVE) CABLE ENTRY ON THE RIGHT SIGNAL CONNECTION D-END | 5226 | TEM | 1 | MC | 42 | 1
1PH81011DG201BA1 | SIMOTICS M COMPACT ASYNCHRONOUS MOTOR 2000RPM, 6,4KW,31NM, 16,8A,335V 2300RPM, 7,3KW,30NM, 16,8A,382V 2650RPM, 8,4KW,30NM, 16,8A,435V WATER COOLING DEGREE OF PROTECTION IP65 INCREMENTAL ENCODER 22 BIT WITH COMMUTATING POSITION (ENCODER IC22DQ) WITH DRIVE-CLIQ INTERFACE DESIGN IM B3 (IM V5, IM V6) SHAFT WITH FITTED KEY FULL-KEY BALANCING BEARING: STANDARD WITH FIXED BEARING, VIBRATION SEVERITY GRADE: R/A, SHAFT AND FLANGE ACCURACY: R TERMINAL BOX (ABOVE) CABLE ENTRY ON THE RIGHT SIGNAL CONNECTION D-END | 5184 | TEM | 1 | MC | 51 | 1
1PH81011DG220BA1 | SIMOTICS M COMPACT ASYNCHRONOUS MOTOR 2000RPM, 6,4KW,31NM, 16,8A,335V 2300RPM, 7,3KW,30NM, 16,8A,382V 2650RPM, 8,4KW,30NM, 16,8A,435V WATER COOLING DEGREE OF PROTECTION IP65 INCREMENTAL ENCODER 22 BIT WITH COMMUTATING POSITION (ENCODER IC22DQ) WITH DRIVE-CLIQ INTERFACE DESIGN IM B5 (IMV 1,IM V3) PLAIN SHAFT WITHOUT FITTED KEY; BEARING: STANDARD WITH FIXED BEARING, VIBRATION SEVERITY GRADE: R/A, SHAFT AND FLANGE ACCURACY: R TERMINAL BOX (ABOVE) CABLE ENTRY ON THE RIGHT SIGNAL CONNECTION D-END | 5379 | TEM | 1 | MC | 51 | 1
1PH81011DG220BG1 | SIMOTICS M COMPACT ASYNCHRONOUS MOTOR 2000RPM, 6,4KW,31NM, 16,8A,335V 2300RPM, 7,3KW,30NM, 16,8A,382V 2650RPM, 8,4KW,30NM, 16,8A,435V WATER COOLING DEGREE OF PROTECTION IP65 INCREMENTAL ENCODER 22 BIT WITH COMMUTATING POSITION (ENCODER IC22DQ) WITH DRIVE-CLIQ INTERFACE DESIGN IM B5 (IMV 1,IM V3) PLAIN SHAFT WITHOUT FITTED KEY; BEARING: STANDARD WITH FIXED BEARING, VIBRATION SEVERITY GRADE: R/A, SHAFT AND FLANGE ACCURACY: R POWER CONNECTOR (ABOVE) CABLE ENTRY ON THE ND-END SIGNAL CONNECTION LEFT | 5379 | TEM | 1 | MC | 51 | 1
1PH81011DG220LE1 | SIMOTICS M COMPACT ASYNCHRONOUS MOTOR 2000RPM, 6,4KW,31NM, 16,8A,335V 2300RPM, 7,3KW,30NM, 16,8A,382V 2650RPM, 8,4KW,30NM, 16,8A,435V WATER COOLING DEGREE OF PROTECTION IP65 INCREMENTAL ENCODER 22 BIT WITH COMMUTATING POSITION (ENCODER IC22DQ) WITH DRIVE-CLIQ INTERFACE DESIGN IM B5 (IMV 1,IM V3) PLAIN SHAFT WITHOUT FITTED KEY; BEARING: PERFORMANCE, VIBRATION SEVERITY GRADE SPECIAL/B; SHAFT A. FLANGE ACCURACY GR. SPECIAL POWER CONNECTOR (ABOVE) CABLE ENTRY ON THE RIGHT SIGNAL CONNECTION D-END | 5892 | TEM | 1 | MC | 51 | 1
1PH81011DG230DG1 | SIMOTICS M COMPACT ASYNCHRONOUS MOTOR 2000RPM, 6,4KW,31NM, 16,8A,335V 2300RPM, 7,3KW,30NM, 16,8A,382V 2650RPM, 8,4KW,30NM, 16,8A,435V WATER COOLING DEGREE OF PROTECTION IP65 INCREMENTAL ENCODER 22 BIT WITH COMMUTATING POSITION (ENCODER IC22DQ) WITH DRIVE-CLIQ INTERFACE DESIGN IM B35 (IM V15, IM V35) PLAIN SHAFT WITHOUT FITTED KEY; BEARING: STANDARD WITH FIXED BEARING, VIBRATION SEVERITY GRADE: SR/A, SHAFT AND FLANGE ACCURACY: R POWER CONNECTOR (ABOVE) CABLE ENTRY ON THE ND-END SIGNAL CONNECTION LEFT | 5883 | TEM | 1 | MC | 51 | 1
1PH81011DS002BA1 | SIMOTICS M COMPACT ASYNCHRONOUS MOTOR Y2000RPM, 4,9KW,23NM,13,2A,328V D5000RPM, 4,9 KW,9NM,13,5A,360V Y1500RPM, 3,7KW,24NM,13,2A,253V FORCED VENTILATION; DIRECTION OF AIR FLOW DE --> NDE; DEGREE OF PROTECTION IP55 INCREMENTAL ENCODER 22 BIT WITH COMMUTATING POSITION (ENCODER IC22DQ) WITH DRIVE-CLIQ INTERFACE DESIGN IM B3 (IM V5, IM V6) SHAFT WITH FITTED KEY HALF-KEY BALANCING BEARING: STANDARD WITH FIXED BEARING, VIBRATION SEVERITY GRADE: R/A, SHAFT AND FLANGE ACCURACY: R TERMINAL BOX (ABOVE) CABLE ENTRY ON THE RIGHT SIGNAL CONNECTION D-END | 4793 | TEM | 1 | MC | 42 | 1
1PH81011DS021BA1 | SIMOTICS M COMPACT ASYNCHRONOUS MOTOR Y2000RPM, 4,9KW,23NM,13,2A,328V D5000RPM, 4,9 KW,9NM,13,5A,360V Y1500RPM, 3,7KW,24NM,13,2A,253V FORCED VENTILATION; DIRECTION OF AIR FLOW DE --> NDE; DEGREE OF PROTECTION IP55 INCREMENTAL ENCODER 22 BIT WITH COMMUTATING POSITION (ENCODER IC22DQ) WITH DRIVE-CLIQ INTERFACE DESIGN IM B5 (IMV 1,IM V3) SHAFT WITH FITTED KEY FULL-KEY BALANCING BEARING: STANDARD WITH FIXED BEARING, VIBRATION SEVERITY GRADE: R/A, SHAFT AND FLANGE ACCURACY: R TERMINAL BOX (ABOVE) CABLE ENTRY ON THE RIGHT SIGNAL CONNECTION D-END | 4988 | TEM | 1 | MC | 42 | 1
1PH81011DS030BA1 | SIMOTICS M COMPACT ASYNCHRONOUS MOTOR Y2000RPM, 4,9KW,23NM,13,2A,328V D5000RPM, 4,9 KW,9NM,13,5A,360V Y1500RPM, 3,7KW,24NM,13,2A,253V FORCED VENTILATION; DIRECTION OF AIR FLOW DE --> NDE; DEGREE OF PROTECTION IP55 INCREMENTAL ENCODER 22 BIT WITH COMMUTATING POSITION (ENCODER IC22DQ) WITH DRIVE-CLIQ INTERFACE DESIGN IM B35 (IM V15, IM V35) PLAIN SHAFT WITHOUT FITTED KEY; BEARING: STANDARD WITH FIXED BEARING, VIBRATION SEVERITY GRADE: R/A, SHAFT AND FLANGE ACCURACY: R TERMINAL BOX (ABOVE) CABLE ENTRY ON THE RIGHT SIGNAL CONNECTION D-END | 5226 | TEM | 1 | MC | 42 | 1
1PH81011EF031BA1 | SIMOTICS M COMPACT ASYNCHRONOUS MOTOR 1500RPM,3,7KW, 24NM, 12,5A,265V 2000RPM, 4,3KW,22NM, 12,5A,304V 2000RPM, 4,7KW, 22NM,12,5A,343V FORCED VENTILATION; DIRECTION OF AIR FLOW DE --> NDE; DEGREE OF PROTECTION IP55 ABSOLUTE ENCODER ENDAT 2048 S/R (ENCODER AM2048S/R) with TEMPERAT. SENSOR KTY84-130 DESIGN IM B35 (IM V15, IM V35) SHAFT WITH FITTED KEY FULL-KEY BALANCING BEARING: STANDARD WITH FIXED BEARING, VIBRATION SEVERITY GRADE: R/A, SHAFT AND FLANGE ACCURACY: R TERMINAL BOX (ABOVE) CABLE ENTRY ON THE RIGHT SIGNAL CONNECTION D-END | 5443 | TEM | 1 | MC | 42 | 1
1PH81011FF001BA1 | SIMOTICS M COMPACT ASYNCHRONOUS MOTOR 1500RPM,3,7KW, 24NM, 12,5A,265V 2000RPM, 4,3KW,22NM, 12,5A,304V 2000RPM, 4,7KW, 22NM,12,5A,343V FORCED VENTILATION; DIRECTION OF AIR FLOW DE --> NDE; DEGREE OF PROTECTION IP55 ABSOLUTE ENCODER 22 BIT SINGLETURN AND 12 BIT MULTITURN (ENCODER AM22DQ) WITH DRIVE-CLIQ INTERFACE DESIGN IM B3 (IM V5, IM V6) SHAFT WITH FITTED KEY FULL-KEY BALANCING BEARING: STANDARD WITH FIXED BEARING, VIBRATION SEVERITY GRADE: R/A, SHAFT AND FLANGE ACCURACY: R TERMINAL BOX (ABOVE) CABLE ENTRY ON THE RIGHT SIGNAL CONNECTION D-END | 5703 | TEM | 1 | MC | 42 | 1
1PH81011FF002BA1 | SIMOTICS M COMPACT ASYNCHRONOUS MOTOR 1500RPM,3,7KW, 24NM, 12,5A,265V 2000RPM, 4,3KW,22NM, 12,5A,304V 2000RPM, 4,7KW, 22NM,12,5A,343V FORCED VENTILATION; DIRECTION OF AIR FLOW DE --> NDE; DEGREE OF PROTECTION IP55 ABSOLUTE ENCODER 22 BIT SINGLETURN AND 12 BIT MULTITURN (ENCODER AM22DQ) WITH DRIVE-CLIQ INTERFACE DESIGN IM B3 (IM V5, IM V6) SHAFT WITH FITTED KEY HALF-KEY BALANCING BEARING: STANDARD WITH FIXED BEARING, VIBRATION SEVERITY GRADE: R/A, SHAFT AND FLANGE ACCURACY: R TERMINAL BOX (ABOVE) CABLE ENTRY ON THE RIGHT SIGNAL CONNECTION D-END | 5703 | TEM | 1 | MC | 42 | 1
1PH81011FF031BE1 | SIMOTICS M COMPACT ASYNCHRONOUS MOTOR 1500RPM,3,7KW, 24NM, 12,5A,265V 2000RPM, 4,3KW,22NM, 12,5A,304V 2000RPM, 4,7KW, 22NM,12,5A,343V FORCED VENTILATION; DIRECTION OF AIR FLOW DE --> NDE; DEGREE OF PROTECTION IP55 ABSOLUTE ENCODER 22 BIT SINGLETURN AND 12 BIT MULTITURN (ENCODER AM22DQ) WITH DRIVE-CLIQ INTERFACE DESIGN IM B35 (IM V15, IM V35) SHAFT WITH FITTED KEY FULL-KEY BALANCING BEARING: STANDARD WITH FIXED BEARING, VIBRATION SEVERITY GRADE: R/A, SHAFT AND FLANGE ACCURACY: R POWER CONNECTOR (ABOVE) CABLE ENTRY ON THE RIGHT SIGNAL CONNECTION D-END | 6137 | TEM | 1 | MC | 42 | 1
1PH81011FF101BA1 | SIMOTICS M COMPACT ASYNCHRONOUS MOTOR 1500RPM, 3,7KW,24NM,12,5A, 265V 1750RPM, 4,3KW,23NM,12,5A, 304V 2000RPM, 4,7KW,22NM,12,5A, 343V FORCED VENTILATION; DIRECTION OF AIR FLOW NDE --> DE; DEGREE OF PROTECTION IP55 ABSOLUTE ENCODER 22 BIT SINGLETURN AND 12 BIT MULTITURN (ENCODER AM22DQ) WITH DRIVE-CLIQ INTERFACE DESIGN IM B3 (IM V5, IM V6) SHAFT WITH FITTED KEY FULL-KEY BALANCING BEARING: STANDARD WITH FIXED BEARING, VIBRATION SEVERITY GRADE: R/A, SHAFT AND FLANGE ACCURACY: R TERMINAL BOX (ABOVE) CABLE ENTRY ON THE RIGHT SIGNAL CONNECTION D-END | 5703 | TEM | 1 | MC | 42 | 1
1PH81011FF121BA1 | SIMOTICS M COMPACT ASYNCHRONOUS MOTOR 1500RPM, 3,7KW,24NM,12,5A, 265V 1750RPM, 4,3KW,23NM,12,5A, 304V 2000RPM, 4,7KW,22NM,12,5A, 343V FORCED VENTILATION; DIRECTION OF AIR FLOW NDE --> DE; DEGREE OF PROTECTION IP55 ABSOLUTE ENCODER 22 BIT SINGLETURN AND 12 BIT MULTITURN (ENCODER AM22DQ) WITH DRIVE-CLIQ INTERFACE DESIGN IM B5 (IMV 1,IM V3) SHAFT WITH FITTED KEY FULL-KEY BALANCING BEARING: STANDARD WITH FIXED BEARING, VIBRATION SEVERITY GRADE: R/A, SHAFT AND FLANGE ACCURACY: R TERMINAL BOX (ABOVE) CABLE ENTRY ON THE RIGHT SIGNAL CONNECTION D-END | 5898 | TEM | 1 | MC | 42 | 1
1PH81011FF121QA1 | SIMOTICS M COMPACT ASYNCHRONOUS MOTOR 1500RPM, 3,7KW,24NM,12,5A, 265V 1750RPM, 4,3KW,23NM,12,5A, 304V 2000RPM, 4,7KW,22NM,12,5A, 343V FORCED VENTILATION; DIRECTION OF AIR FLOW NDE --> DE; DEGREE OF PROTECTION IP55 ABSOLUTE ENCODER 22 BIT SINGLETURN AND 12 BIT MULTITURN (ENCODER AM22DQ) WITH DRIVE-CLIQ INTERFACE DESIGN IM B5 (IMV 1,IM V3) SHAFT WITH FITTED KEY FULL-KEY BALANCING BEARING: ADVANCED LIFETIME VIBRATION SEVERITY S/A SHAFT A. FLANGE ACCURACY GR. R TERMINAL BOX (ABOVE) CABLE ENTRY ON THE RIGHT SIGNAL CONNECTION D-END | 6251 | TEM | 1 | MC | 42 | 1
1PH81011FF132BA1 | SIMOTICS M COMPACT ASYNCHRONOUS MOTOR 1500RPM, 3,7KW,24NM,12,5A, 265V 1750RPM, 4,3KW,23NM,12,5A, 304V 2000RPM, 4,7KW,22NM,12,5A, 343V FORCED VENTILATION; DIRECTION OF AIR FLOW NDE --> DE; DEGREE OF PROTECTION IP55 ABSOLUTE ENCODER 22 BIT SINGLETURN AND 12 BIT MULTITURN (ENCODER AM22DQ) WITH DRIVE-CLIQ INTERFACE DESIGN IM B35 (IM V15, IM V35) SHAFT WITH FITTED KEY HALF-KEY BALANCING BEARING: STANDARD WITH FIXED BEARING, VIBRATION SEVERITY GRADE: R/A, SHAFT AND FLANGE ACCURACY: R TERMINAL BOX (ABOVE) CABLE ENTRY ON THE RIGHT SIGNAL CONNECTION D-END | 6137 | TEM | 1 | MC | 42 | 1
1PH81011HF000BA1 | SIMOTICS M COMPACT ASYNCHRONOUS MOTOR 1500RPM,3,7KW, 24NM, 12,5A,265V 2000RPM, 4,3KW,22NM, 12,5A,304V 2000RPM, 4,7KW, 22NM,12,5A,343V FORCED VENTILATION; DIRECTION OF AIR FLOW DE --> NDE; DEGREE OF PROTECTION IP55 INCREMENT. ENCODER HTL 1024 S/R (ENCODER HTL1024S/R) with TEMPERAT. SENSOR KTY84-130 DESIGN IM B3 (IM V5, IM V6) PLAIN SHAFT WITHOUT FITTED KEY; BEARING: STANDARD WITH FIXED BEARING, VIBRATION SEVERITY GRADE: R/A, SHAFT AND FLANGE ACCURACY: R TERMINAL BOX (ABOVE) CABLE ENTRY ON THE RIGHT SIGNAL CONNECTION D-END | 3774 | TEM | 1 | MC | 42 | 1
1PH81011HF001BA1 | SIMOTICS M COMPACT ASYNCHRONOUS MOTOR 1500RPM,3,7KW, 24NM, 12,5A,265V 2000RPM, 4,3KW,22NM, 12,5A,304V 2000RPM, 4,7KW, 22NM,12,5A,343V FORCED VENTILATION; DIRECTION OF AIR FLOW DE --> NDE; DEGREE OF PROTECTION IP55 INCREMENT. ENCODER HTL 1024 S/R (ENCODER HTL1024S/R) with TEMPERAT. SENSOR KTY84-130 DESIGN IM B3 (IM V5, IM V6) SHAFT WITH FITTED KEY FULL-KEY BALANCING BEARING: STANDARD WITH FIXED BEARING, VIBRATION SEVERITY GRADE: R/A, SHAFT AND FLANGE ACCURACY: R TERMINAL BOX (ABOVE) CABLE ENTRY ON THE RIGHT SIGNAL CONNECTION D-END | 3774 | TEM | 1 | MC | 42 | 1
1PH81011HF001BB1 | SIMOTICS M COMPACT ASYNCHRONOUS MOTOR 1500RPM,3,7KW, 24NM, 12,5A,265V 2000RPM, 4,3KW,22NM, 12,5A,304V 2000RPM, 4,7KW, 22NM,12,5A,343V FORCED VENTILATION; DIRECTION OF AIR FLOW DE --> NDE; DEGREE OF PROTECTION IP55 INCREMENT. ENCODER HTL 1024 S/R (ENCODER HTL1024S/R) with TEMPERAT. SENSOR KTY84-130 DESIGN IM B3 (IM V5, IM V6) SHAFT WITH FITTED KEY FULL-KEY BALANCING BEARING: STANDARD WITH FIXED BEARING, VIBRATION SEVERITY GRADE: R/A, SHAFT AND FLANGE ACCURACY: R TERMINAL BOX (ABOVE) CABLE ENTRY ON THE LEFT SIGNAL CONNECTION D-END | 3774 | TEM | 1 | MC | 42 | 1
1PH81011HF002BA1 | SIMOTICS M COMPACT ASYNCHRONOUS MOTOR 1500RPM,3,7KW, 24NM, 12,5A,265V 2000RPM, 4,3KW,22NM, 12,5A,304V 2000RPM, 4,7KW, 22NM,12,5A,343V FORCED VENTILATION; DIRECTION OF AIR FLOW DE --> NDE; DEGREE OF PROTECTION IP55 INCREMENT. ENCODER HTL 1024 S/R (ENCODER HTL1024S/R) with TEMPERAT. SENSOR KTY84-130 DESIGN IM B3 (IM V5, IM V6) SHAFT WITH FITTED KEY HALF-KEY BALANCING BEARING: STANDARD WITH FIXED BEARING, VIBRATION SEVERITY GRADE: R/A, SHAFT AND FLANGE ACCURACY: R TERMINAL BOX (ABOVE) CABLE ENTRY ON THE RIGHT SIGNAL CONNECTION D-END | 3774 | TEM | 1 | MC | 42 | 1
1PH81011HF020BA1 | SIMOTICS M COMPACT ASYNCHRONOUS MOTOR 1500RPM,3,7KW, 24NM, 12,5A,265V 2000RPM, 4,3KW,22NM, 12,5A,304V 2000RPM, 4,7KW, 22NM,12,5A,343V FORCED VENTILATION; DIRECTION OF AIR FLOW DE --> NDE; DEGREE OF PROTECTION IP55 INCREMENT. ENCODER HTL 1024 S/R (ENCODER HTL1024S/R) with TEMPERAT. SENSOR KTY84-130 DESIGN IM B5 (IMV 1,IM V3) PLAIN SHAFT WITHOUT FITTED KEY; BEARING: STANDARD WITH FIXED BEARING, VIBRATION SEVERITY GRADE: R/A, SHAFT AND FLANGE ACCURACY: R TERMINAL BOX (ABOVE) CABLE ENTRY ON THE RIGHT SIGNAL CONNECTION D-END | 3969 | TEM | 1 | MC | 42 | 1
1PH81011HF020CA1 | SIMOTICS M COMPACT ASYNCHRONOUS MOTOR 1500RPM,3,7KW, 24NM, 12,5A,265V 2000RPM, 4,3KW,22NM, 12,5A,304V 2000RPM, 4,7KW, 22NM,12,5A,343V FORCED VENTILATION; DIRECTION OF AIR FLOW DE --> NDE; DEGREE OF PROTECTION IP55 INCREMENT. ENCODER HTL 1024 S/R (ENCODER HTL1024S/R) with TEMPERAT. SENSOR KTY84-130 DESIGN IM B5 (IMV 1,IM V3) PLAIN SHAFT WITHOUT FITTED KEY; BEARING: STANDARD WITH FIXED BEARING, VIBRATION SEVERITY GRADE: S/A, SHAFT AND FLANGE ACCURACY: R TERMINAL BOX (ABOVE) CABLE ENTRY ON THE RIGHT SIGNAL CONNECTION D-END | 4164 | TEM | 1 | MC | 42 | 1
1PH81011HF021BA1 | SIMOTICS M COMPACT ASYNCHRONOUS MOTOR 1500RPM,3,7KW, 24NM, 12,5A,265V 2000RPM, 4,3KW,22NM, 12,5A,304V 2000RPM, 4,7KW, 22NM,12,5A,343V FORCED VENTILATION; DIRECTION OF AIR FLOW DE --> NDE; DEGREE OF PROTECTION IP55 INCREMENT. ENCODER HTL 1024 S/R (ENCODER HTL1024S/R) with TEMPERAT. SENSOR KTY84-130 DESIGN IM B5 (IMV 1,IM V3) SHAFT WITH FITTED KEY FULL-KEY BALANCING BEARING: STANDARD WITH FIXED BEARING, VIBRATION SEVERITY GRADE: R/A, SHAFT AND FLANGE ACCURACY: R TERMINAL BOX (ABOVE) CABLE ENTRY ON THE RIGHT SIGNAL CONNECTION D-END | 3969 | TEM | 1 | MC | 42 | 1
1PH81011HF022GA1 | SIMOTICS M COMPACT ASYNCHRONOUS MOTOR 1500RPM,3,7KW, 24NM, 12,5A,265V 2000RPM, 4,3KW,22NM, 12,5A,304V 2000RPM, 4,7KW, 22NM,12,5A,343V FORCED VENTILATION; DIRECTION OF AIR FLOW DE --> NDE; DEGREE OF PROTECTION IP55 INCREMENT. ENCODER HTL 1024 S/R (ENCODER HTL1024S/R) with TEMPERAT. SENSOR KTY84-130 DESIGN IM B5 (IMV 1,IM V3) SHAFT WITH FITTED KEY HALF-KEY BALANCING BEARING: STANDARD, VIBRATION SEVERITY GRADE: R/A, SHAFT AND FLANGE ACCURACY: R TERMINAL BOX (ABOVE) CABLE ENTRY ON THE RIGHT SIGNAL CONNECTION D-END | 3684 | TEM | 1 | MC | 42 | 1
1PH81011HF032BA1 | SIMOTICS M COMPACT ASYNCHRONOUS MOTOR 1500RPM,3,7KW, 24NM, 12,5A,265V 2000RPM, 4,3KW,22NM, 12,5A,304V 2000RPM, 4,7KW, 22NM,12,5A,343V FORCED VENTILATION; DIRECTION OF AIR FLOW DE --> NDE; DEGREE OF PROTECTION IP55 INCREMENT. ENCODER HTL 1024 S/R (ENCODER HTL1024S/R) with TEMPERAT. SENSOR KTY84-130 DESIGN IM B35 (IM V15, IM V35) SHAFT WITH FITTED KEY HALF-KEY BALANCING BEARING: STANDARD WITH FIXED BEARING, VIBRATION SEVERITY GRADE: R/A, SHAFT AND FLANGE ACCURACY: R TERMINAL BOX (ABOVE) CABLE ENTRY ON THE RIGHT SIGNAL CONNECTION D-END | 4208 | TEM | 1 | MC | 42 | 1
1PH81011HF100BA1 | SIMOTICS M COMPACT ASYNCHRONOUS MOTOR 1500RPM, 3,7KW,24NM,12,5A, 265V 1750RPM, 4,3KW,23NM,12,5A, 304V 2000RPM, 4,7KW,22NM,12,5A, 343V FORCED VENTILATION; DIRECTION OF AIR FLOW NDE --> DE; DEGREE OF PROTECTION IP55 INCREMENT. ENCODER HTL 1024 S/R (ENCODER HTL1024S/R) with TEMPERAT. SENSOR KTY84-130 DESIGN IM B3 (IM V5, IM V6) PLAIN SHAFT WITHOUT FITTED KEY; BEARING: STANDARD WITH FIXED BEARING, VIBRATION SEVERITY GRADE: R/A, SHAFT AND FLANGE ACCURACY: R TERMINAL BOX (ABOVE) CABLE ENTRY ON THE RIGHT SIGNAL CONNECTION D-END | 3774 | TEM | 1 | MC | 42 | 1
1PH81011HF100BB1 | SIMOTICS M COMPACT ASYNCHRONOUS MOTOR 1500RPM, 3,7KW,24NM,12,5A, 265V 1750RPM, 4,3KW,23NM,12,5A, 304V 2000RPM, 4,7KW,22NM,12,5A, 343V FORCED VENTILATION; DIRECTION OF AIR FLOW NDE --> DE; DEGREE OF PROTECTION IP55 INCREMENT. ENCODER HTL 1024 S/R (ENCODER HTL1024S/R) with TEMPERAT. SENSOR KTY84-130 DESIGN IM B3 (IM V5, IM V6) PLAIN SHAFT WITHOUT FITTED KEY; BEARING: STANDARD WITH FIXED BEARING, VIBRATION SEVERITY GRADE: R/A, SHAFT AND FLANGE ACCURACY: R TERMINAL BOX (ABOVE) CABLE ENTRY ON THE LEFT SIGNAL CONNECTION D-END | 3774 | TEM | 1 | MC | 42 | 1
1PH81011HF100BC1 | SIMOTICS M COMPACT ASYNCHRONOUS MOTOR 1500RPM, 3,7KW,24NM,12,5A, 265V 1750RPM, 4,3KW,23NM,12,5A, 304V 2000RPM, 4,7KW,22NM,12,5A, 343V FORCED VENTILATION; DIRECTION OF AIR FLOW NDE --> DE; DEGREE OF PROTECTION IP55 INCREMENT. ENCODER HTL 1024 S/R (ENCODER HTL1024S/R) with TEMPERAT. SENSOR KTY84-130 DESIGN IM B3 (IM V5, IM V6) PLAIN SHAFT WITHOUT FITTED KEY; BEARING: STANDARD WITH FIXED BEARING, VIBRATION SEVERITY GRADE: R/A, SHAFT AND FLANGE ACCURACY: R TERMINAL BOX (ABOVE) CABLE ENTRY ON THE ND-END SIGNAL CONNECTION LEFT | 3774 | TEM | 1 | MC | 42 | 1
1PH81011HF100CA1 | SIMOTICS M COMPACT ASYNCHRONOUS MOTOR 1500RPM, 3,7KW,24NM,12,5A, 265V 1750RPM, 4,3KW,23NM,12,5A, 304V 2000RPM, 4,7KW,22NM,12,5A, 343V FORCED VENTILATION; DIRECTION OF AIR FLOW NDE --> DE; DEGREE OF PROTECTION IP55 INCREMENT. ENCODER HTL 1024 S/R (ENCODER HTL1024S/R) with TEMPERAT. SENSOR KTY84-130 DESIGN IM B3 (IM V5, IM V6) PLAIN SHAFT WITHOUT FITTED KEY; BEARING: STANDARD WITH FIXED BEARING, VIBRATION SEVERITY GRADE: S/A, SHAFT AND FLANGE ACCURACY: R TERMINAL BOX (ABOVE) CABLE ENTRY ON THE RIGHT SIGNAL CONNECTION D-END | 3969 | TEM | 1 | MC | 42 | 1
1PH81011HF100CB1 | SIMOTICS M COMPACT ASYNCHRONOUS MOTOR 1500RPM, 3,7KW,24NM,12,5A, 265V 1750RPM, 4,3KW,23NM,12,5A, 304V 2000RPM, 4,7KW,22NM,12,5A, 343V FORCED VENTILATION; DIRECTION OF AIR FLOW NDE --> DE; DEGREE OF PROTECTION IP55 INCREMENT. ENCODER HTL 1024 S/R (ENCODER HTL1024S/R) with TEMPERAT. SENSOR KTY84-130 DESIGN IM B3 (IM V5, IM V6) PLAIN SHAFT WITHOUT FITTED KEY; BEARING: STANDARD WITH FIXED BEARING, VIBRATION SEVERITY GRADE: S/A, SHAFT AND FLANGE ACCURACY: R TERMINAL BOX (ABOVE) CABLE ENTRY ON THE LEFT SIGNAL CONNECTION D-END | 3969 | TEM | 1 | MC | 42 | 1
1PH81011HF100CC1 | SIMOTICS M COMPACT ASYNCHRONOUS MOTOR 1500RPM, 3,7KW,24NM,12,5A, 265V 1750RPM, 4,3KW,23NM,12,5A, 304V 2000RPM, 4,7KW,22NM,12,5A, 343V FORCED VENTILATION; DIRECTION OF AIR FLOW NDE --> DE; DEGREE OF PROTECTION IP55 INCREMENT. ENCODER HTL 1024 S/R (ENCODER HTL1024S/R) with TEMPERAT. SENSOR KTY84-130 DESIGN IM B3 (IM V5, IM V6) PLAIN SHAFT WITHOUT FITTED KEY; BEARING: STANDARD WITH FIXED BEARING, VIBRATION SEVERITY GRADE: S/A, SHAFT AND FLANGE ACCURACY: R TERMINAL BOX (ABOVE) CABLE ENTRY ON THE ND-END SIGNAL CONNECTION LEFT | 3969 | TEM | 1 | MC | 42 | 1
1PH81011HF101CA1 | SIMOTICS M COMPACT ASYNCHRONOUS MOTOR 1500RPM, 3,7KW,24NM,12,5A, 265V 1750RPM, 4,3KW,23NM,12,5A, 304V 2000RPM, 4,7KW,22NM,12,5A, 343V FORCED VENTILATION; DIRECTION OF AIR FLOW NDE --> DE; DEGREE OF PROTECTION IP55 INCREMENT. ENCODER HTL 1024 S/R (ENCODER HTL1024S/R) with TEMPERAT. SENSOR KTY84-130 DESIGN IM B3 (IM V5, IM V6) SHAFT WITH FITTED KEY FULL-KEY BALANCING BEARING: STANDARD WITH FIXED BEARING, VIBRATION SEVERITY GRADE: S/A, SHAFT AND FLANGE ACCURACY: R TERMINAL BOX (ABOVE) CABLE ENTRY ON THE RIGHT SIGNAL CONNECTION D-END | 3969 | TEM | 1 | MC | 42 | 1
1PH81011HF102BA1 | SIMOTICS M COMPACT ASYNCHRONOUS MOTOR 1500RPM, 3,7KW,24NM,12,5A, 265V 1750RPM, 4,3KW,23NM,12,5A, 304V 2000RPM, 4,7KW,22NM,12,5A, 343V FORCED VENTILATION; DIRECTION OF AIR FLOW NDE --> DE; DEGREE OF PROTECTION IP55 INCREMENT. ENCODER HTL 1024 S/R (ENCODER HTL1024S/R) with TEMPERAT. SENSOR KTY84-130 DESIGN IM B3 (IM V5, IM V6) SHAFT WITH FITTED KEY HALF-KEY BALANCING BEARING: STANDARD WITH FIXED BEARING, VIBRATION SEVERITY GRADE: R/A, SHAFT AND FLANGE ACCURACY: R TERMINAL BOX (ABOVE) CABLE ENTRY ON THE RIGHT SIGNAL CONNECTION D-END | 3774 | TEM | 1 | MC | 42 | 1
1PH81011HF102BB1 | SIMOTICS M COMPACT ASYNCHRONOUS MOTOR 1500RPM, 3,7KW,24NM,12,5A, 265V 1750RPM, 4,3KW,23NM,12,5A, 304V 2000RPM, 4,7KW,22NM,12,5A, 343V FORCED VENTILATION; DIRECTION OF AIR FLOW NDE --> DE; DEGREE OF PROTECTION IP55 INCREMENT. ENCODER HTL 1024 S/R (ENCODER HTL1024S/R) with TEMPERAT. SENSOR KTY84-130 DESIGN IM B3 (IM V5, IM V6) SHAFT WITH FITTED KEY HALF-KEY BALANCING BEARING: STANDARD WITH FIXED BEARING, VIBRATION SEVERITY GRADE: R/A, SHAFT AND FLANGE ACCURACY: R TERMINAL BOX (ABOVE) CABLE ENTRY ON THE LEFT SIGNAL CONNECTION D-END | 3774 | TEM | 1 | MC | 42 | 1
1PH81011HF102BC1 | SIMOTICS M COMPACT ASYNCHRONOUS MOTOR 1500RPM, 3,7KW,24NM,12,5A, 265V 1750RPM, 4,3KW,23NM,12,5A, 304V 2000RPM, 4,7KW,22NM,12,5A, 343V FORCED VENTILATION; DIRECTION OF AIR FLOW NDE --> DE; DEGREE OF PROTECTION IP55 INCREMENT. ENCODER HTL 1024 S/R (ENCODER HTL1024S/R) with TEMPERAT. SENSOR KTY84-130 DESIGN IM B3 (IM V5, IM V6) SHAFT WITH FITTED KEY HALF-KEY BALANCING BEARING: STANDARD WITH FIXED BEARING, VIBRATION SEVERITY GRADE: R/A, SHAFT AND FLANGE ACCURACY: R TERMINAL BOX (ABOVE) CABLE ENTRY ON THE ND-END SIGNAL CONNECTION LEFT | 3774 | TEM | 1 | MC | 42 | 1
1PH81011HF102CA1 | SIMOTICS M COMPACT ASYNCHRONOUS MOTOR 1500RPM, 3,7KW,24NM,12,5A, 265V 1750RPM, 4,3KW,23NM,12,5A, 304V 2000RPM, 4,7KW,22NM,12,5A, 343V FORCED VENTILATION; DIRECTION OF AIR FLOW NDE --> DE; DEGREE OF PROTECTION IP55 INCREMENT. ENCODER HTL 1024 S/R (ENCODER HTL1024S/R) with TEMPERAT. SENSOR KTY84-130 DESIGN IM B3 (IM V5, IM V6) SHAFT WITH FITTED KEY HALF-KEY BALANCING BEARING: STANDARD WITH FIXED BEARING, VIBRATION SEVERITY GRADE: S/A, SHAFT AND FLANGE ACCURACY: R TERMINAL BOX (ABOVE) CABLE ENTRY ON THE RIGHT SIGNAL CONNECTION D-END | 3969 | TEM | 1 | MC | 42 | 1
1PH81011HF102CB1 | SIMOTICS M COMPACT ASYNCHRONOUS MOTOR 1500RPM, 3,7KW,24NM,12,5A, 265V 1750RPM, 4,3KW,23NM,12,5A, 304V 2000RPM, 4,7KW,22NM,12,5A, 343V FORCED VENTILATION; DIRECTION OF AIR FLOW NDE --> DE; DEGREE OF PROTECTION IP55 INCREMENT. ENCODER HTL 1024 S/R (ENCODER HTL1024S/R) with TEMPERAT. SENSOR KTY84-130 DESIGN IM B3 (IM V5, IM V6) SHAFT WITH FITTED KEY HALF-KEY BALANCING BEARING: STANDARD WITH FIXED BEARING, VIBRATION SEVERITY GRADE: S/A, SHAFT AND FLANGE ACCURACY: R TERMINAL BOX (ABOVE) CABLE ENTRY ON THE LEFT SIGNAL CONNECTION D-END | 3969 | TEM | 1 | MC | 42 | 1
1PH81011HF102CC1 | SIMOTICS M COMPACT ASYNCHRONOUS MOTOR 1500RPM, 3,7KW,24NM,12,5A, 265V 1750RPM, 4,3KW,23NM,12,5A, 304V 2000RPM, 4,7KW,22NM,12,5A, 343V FORCED VENTILATION; DIRECTION OF AIR FLOW NDE --> DE; DEGREE OF PROTECTION IP55 INCREMENT. ENCODER HTL 1024 S/R (ENCODER HTL1024S/R) with TEMPERAT. SENSOR KTY84-130 DESIGN IM B3 (IM V5, IM V6) SHAFT WITH FITTED KEY HALF-KEY BALANCING BEARING: STANDARD WITH FIXED BEARING, VIBRATION SEVERITY GRADE: S/A, SHAFT AND FLANGE ACCURACY: R TERMINAL BOX (ABOVE) CABLE ENTRY ON THE ND-END SIGNAL CONNECTION LEFT | 3969 | TEM | 1 | MC | 42 | 1
1PH81011HF102GA1 | SIMOTICS M COMPACT ASYNCHRONOUS MOTOR 1500RPM, 3,7KW,24NM,12,5A, 265V 1750RPM, 4,3KW,23NM,12,5A, 304V 2000RPM, 4,7KW,22NM,12,5A, 343V FORCED VENTILATION; DIRECTION OF AIR FLOW NDE --> DE; DEGREE OF PROTECTION IP55 INCREMENT. ENCODER HTL 1024 S/R (ENCODER HTL1024S/R) with TEMPERAT. SENSOR KTY84-130 DESIGN IM B3 (IM V5, IM V6) SHAFT WITH FITTED KEY HALF-KEY BALANCING BEARING: STANDARD, VIBRATION SEVERITY GRADE: R/A, SHAFT AND FLANGE ACCURACY: R TERMINAL BOX (ABOVE) CABLE ENTRY ON THE RIGHT SIGNAL CONNECTION D-END | 3489 | TEM | 1 | MC | 42 | 1
1PH81011HF102GB1 | SIMOTICS M COMPACT ASYNCHRONOUS MOTOR 1500RPM, 3,7KW,24NM,12,5A, 265V 1750RPM, 4,3KW,23NM,12,5A, 304V 2000RPM, 4,7KW,22NM,12,5A, 343V FORCED VENTILATION; DIRECTION OF AIR FLOW NDE --> DE; DEGREE OF PROTECTION IP55 INCREMENT. ENCODER HTL 1024 S/R (ENCODER HTL1024S/R) with TEMPERAT. SENSOR KTY84-130 DESIGN IM B3 (IM V5, IM V6) SHAFT WITH FITTED KEY HALF-KEY BALANCING BEARING: STANDARD, VIBRATION SEVERITY GRADE: R/A, SHAFT AND FLANGE ACCURACY: R TERMINAL BOX (ABOVE) CABLE ENTRY ON THE LEFT SIGNAL CONNECTION D-END | 3489 | TEM | 1 | MC | 42 | 1
1PH81011HF120BA1 | SIMOTICS M COMPACT ASYNCHRONOUS MOTOR 1500RPM, 3,7KW,24NM,12,5A, 265V 1750RPM, 4,3KW,23NM,12,5A, 304V 2000RPM, 4,7KW,22NM,12,5A, 343V FORCED VENTILATION; DIRECTION OF AIR FLOW NDE --> DE; DEGREE OF PROTECTION IP55 INCREMENT. ENCODER HTL 1024 S/R (ENCODER HTL1024S/R) with TEMPERAT. SENSOR KTY84-130 DESIGN IM B5 (IMV 1,IM V3) PLAIN SHAFT WITHOUT FITTED KEY; BEARING: STANDARD WITH FIXED BEARING, VIBRATION SEVERITY GRADE: R/A, SHAFT AND FLANGE ACCURACY: R TERMINAL BOX (ABOVE) CABLE ENTRY ON THE RIGHT SIGNAL CONNECTION D-END | 3969 | TEM | 1 | MC | 42 | 1
1PH81011HF120BB1 | SIMOTICS M COMPACT ASYNCHRONOUS MOTOR 1500RPM, 3,7KW,24NM,12,5A, 265V 1750RPM, 4,3KW,23NM,12,5A, 304V 2000RPM, 4,7KW,22NM,12,5A, 343V FORCED VENTILATION; DIRECTION OF AIR FLOW NDE --> DE; DEGREE OF PROTECTION IP55 INCREMENT. ENCODER HTL 1024 S/R (ENCODER HTL1024S/R) with TEMPERAT. SENSOR KTY84-130 DESIGN IM B5 (IMV 1,IM V3) PLAIN SHAFT WITHOUT FITTED KEY; BEARING: STANDARD WITH FIXED BEARING, VIBRATION SEVERITY GRADE: R/A, SHAFT AND FLANGE ACCURACY: R TERMINAL BOX (ABOVE) CABLE ENTRY ON THE LEFT SIGNAL CONNECTION D-END | 3969 | TEM | 1 | MC | 42 | 1
1PH81011HF120BC1 | SIMOTICS M COMPACT ASYNCHRONOUS MOTOR 1500RPM, 3,7KW,24NM,12,5A, 265V 1750RPM, 4,3KW,23NM,12,5A, 304V 2000RPM, 4,7KW,22NM,12,5A, 343V FORCED VENTILATION; DIRECTION OF AIR FLOW NDE --> DE; DEGREE OF PROTECTION IP55 INCREMENT. ENCODER HTL 1024 S/R (ENCODER HTL1024S/R) with TEMPERAT. SENSOR KTY84-130 DESIGN IM B5 (IMV 1,IM V3) PLAIN SHAFT WITHOUT FITTED KEY; BEARING: STANDARD WITH FIXED BEARING, VIBRATION SEVERITY GRADE: R/A, SHAFT AND FLANGE ACCURACY: R TERMINAL BOX (ABOVE) CABLE ENTRY ON THE ND-END SIGNAL CONNECTION LEFT | 3969 | TEM | 1 | MC | 42 | 1
1PH81011HF120CA1 | SIMOTICS M COMPACT ASYNCHRONOUS MOTOR 1500RPM, 3,7KW,24NM,12,5A, 265V 1750RPM, 4,3KW,23NM,12,5A, 304V 2000RPM, 4,7KW,22NM,12,5A, 343V FORCED VENTILATION; DIRECTION OF AIR FLOW NDE --> DE; DEGREE OF PROTECTION IP55 INCREMENT. ENCODER HTL 1024 S/R (ENCODER HTL1024S/R) with TEMPERAT. SENSOR KTY84-130 DESIGN IM B5 (IMV 1,IM V3) PLAIN SHAFT WITHOUT FITTED KEY; BEARING: STANDARD WITH FIXED BEARING, VIBRATION SEVERITY GRADE: S/A, SHAFT AND FLANGE ACCURACY: R TERMINAL BOX (ABOVE) CABLE ENTRY ON THE RIGHT SIGNAL CONNECTION D-END | 4164 | TEM | 1 | MC | 42 | 1
1PH81011HF120CB1 | SIMOTICS M COMPACT ASYNCHRONOUS MOTOR 1500RPM, 3,7KW,24NM,12,5A, 265V 1750RPM, 4,3KW,23NM,12,5A, 304V 2000RPM, 4,7KW,22NM,12,5A, 343V FORCED VENTILATION; DIRECTION OF AIR FLOW NDE --> DE; DEGREE OF PROTECTION IP55 INCREMENT. ENCODER HTL 1024 S/R (ENCODER HTL1024S/R) with TEMPERAT. SENSOR KTY84-130 DESIGN IM B5 (IMV 1,IM V3) PLAIN SHAFT WITHOUT FITTED KEY; BEARING: STANDARD WITH FIXED BEARING, VIBRATION SEVERITY GRADE: S/A, SHAFT AND FLANGE ACCURACY: R TERMINAL BOX (ABOVE) CABLE ENTRY ON THE LEFT SIGNAL CONNECTION D-END | 4164 | TEM | 1 | MC | 42 | 1
1PH81011HF120CC1 | SIMOTICS M COMPACT ASYNCHRONOUS MOTOR 1500RPM, 3,7KW,24NM,12,5A, 265V 1750RPM, 4,3KW,23NM,12,5A, 304V 2000RPM, 4,7KW,22NM,12,5A, 343V FORCED VENTILATION; DIRECTION OF AIR FLOW NDE --> DE; DEGREE OF PROTECTION IP55 INCREMENT. ENCODER HTL 1024 S/R (ENCODER HTL1024S/R) with TEMPERAT. SENSOR KTY84-130 DESIGN IM B5 (IMV 1,IM V3) PLAIN SHAFT WITHOUT FITTED KEY; BEARING: STANDARD WITH FIXED BEARING, VIBRATION SEVERITY GRADE: S/A, SHAFT AND FLANGE ACCURACY: R TERMINAL BOX (ABOVE) CABLE ENTRY ON THE ND-END SIGNAL CONNECTION LEFT | 4164 | TEM | 1 | MC | 42 | 1
1PH81011HF121BA1 | SIMOTICS M COMPACT ASYNCHRONOUS MOTOR 1500RPM, 3,7KW,24NM,12,5A, 265V 1750RPM, 4,3KW,23NM,12,5A, 304V 2000RPM, 4,7KW,22NM,12,5A, 343V FORCED VENTILATION; DIRECTION OF AIR FLOW NDE --> DE; DEGREE OF PROTECTION IP55 INCREMENT. ENCODER HTL 1024 S/R (ENCODER HTL1024S/R) with TEMPERAT. SENSOR KTY84-130 DESIGN IM B5 (IMV 1,IM V3) SHAFT WITH FITTED KEY FULL-KEY BALANCING BEARING: STANDARD WITH FIXED BEARING, VIBRATION SEVERITY GRADE: R/A, SHAFT AND FLANGE ACCURACY: R TERMINAL BOX (ABOVE) CABLE ENTRY ON THE RIGHT SIGNAL CONNECTION D-END | 3969 | TEM | 1 | MC | 42 | 1
1PH81011HF121BC1 | SIMOTICS M COMPACT ASYNCHRONOUS MOTOR 1500RPM, 3,7KW,24NM,12,5A, 265V 1750RPM, 4,3KW,23NM,12,5A, 304V 2000RPM, 4,7KW,22NM,12,5A, 343V FORCED VENTILATION; DIRECTION OF AIR FLOW NDE --> DE; DEGREE OF PROTECTION IP55 INCREMENT. ENCODER HTL 1024 S/R (ENCODER HTL1024S/R) with TEMPERAT. SENSOR KTY84-130 DESIGN IM B5 (IMV 1,IM V3) SHAFT WITH FITTED KEY FULL-KEY BALANCING BEARING: STANDARD WITH FIXED BEARING, VIBRATION SEVERITY GRADE: R/A, SHAFT AND FLANGE ACCURACY: R TERMINAL BOX (ABOVE) CABLE ENTRY ON THE ND-END SIGNAL CONNECTION LEFT | 3969 | TEM | 1 | MC | 42 | 1
1PH81011HF122BA1 | SIMOTICS M COMPACT ASYNCHRONOUS MOTOR 1500RPM, 3,7KW,24NM,12,5A, 265V 1750RPM, 4,3KW,23NM,12,5A, 304V 2000RPM, 4,7KW,22NM,12,5A, 343V FORCED VENTILATION; DIRECTION OF AIR FLOW NDE --> DE; DEGREE OF PROTECTION IP55 INCREMENT. ENCODER HTL 1024 S/R (ENCODER HTL1024S/R) with TEMPERAT. SENSOR KTY84-130 DESIGN IM B5 (IMV 1,IM V3) SHAFT WITH FITTED KEY HALF-KEY BALANCING BEARING: STANDARD WITH FIXED BEARING, VIBRATION SEVERITY GRADE: R/A, SHAFT AND FLANGE ACCURACY: R TERMINAL BOX (ABOVE) CABLE ENTRY ON THE RIGHT SIGNAL CONNECTION D-END | 3969 | TEM | 1 | MC | 42 | 1
1PH81011HF122BB1 | SIMOTICS M COMPACT ASYNCHRONOUS MOTOR 1500RPM, 3,7KW,24NM,12,5A, 265V 1750RPM, 4,3KW,23NM,12,5A, 304V 2000RPM, 4,7KW,22NM,12,5A, 343V FORCED VENTILATION; DIRECTION OF AIR FLOW NDE --> DE; DEGREE OF PROTECTION IP55 INCREMENT. ENCODER HTL 1024 S/R (ENCODER HTL1024S/R) with TEMPERAT. SENSOR KTY84-130 DESIGN IM B5 (IMV 1,IM V3) SHAFT WITH FITTED KEY HALF-KEY BALANCING BEARING: STANDARD WITH FIXED BEARING, VIBRATION SEVERITY GRADE: R/A, SHAFT AND FLANGE ACCURACY: R TERMINAL BOX (ABOVE) CABLE ENTRY ON THE LEFT SIGNAL CONNECTION D-END | 3969 | TEM | 1 | MC | 42 | 1
1PH81011HF122BC1 | SIMOTICS M COMPACT ASYNCHRONOUS MOTOR 1500RPM, 3,7KW,24NM,12,5A, 265V 1750RPM, 4,3KW,23NM,12,5A, 304V 2000RPM, 4,7KW,22NM,12,5A, 343V FORCED VENTILATION; DIRECTION OF AIR FLOW NDE --> DE; DEGREE OF PROTECTION IP55 INCREMENT. ENCODER HTL 1024 S/R (ENCODER HTL1024S/R) with TEMPERAT. SENSOR KTY84-130 DESIGN IM B5 (IMV 1,IM V3) SHAFT WITH FITTED KEY HALF-KEY BALANCING BEARING: STANDARD WITH FIXED BEARING, VIBRATION SEVERITY GRADE: R/A, SHAFT AND FLANGE ACCURACY: R TERMINAL BOX (ABOVE) CABLE ENTRY ON THE ND-END SIGNAL CONNECTION LEFT | 3969 | TEM | 1 | MC | 42 | 1
1PH81011HF122CA1 | SIMOTICS M COMPACT ASYNCHRONOUS MOTOR 1500RPM, 3,7KW,24NM,12,5A, 265V 1750RPM, 4,3KW,23NM,12,5A, 304V 2000RPM, 4,7KW,22NM,12,5A, 343V FORCED VENTILATION; DIRECTION OF AIR FLOW NDE --> DE; DEGREE OF PROTECTION IP55 INCREMENT. ENCODER HTL 1024 S/R (ENCODER HTL1024S/R) with TEMPERAT. SENSOR KTY84-130 DESIGN IM B5 (IMV 1,IM V3) SHAFT WITH FITTED KEY HALF-KEY BALANCING BEARING: STANDARD WITH FIXED BEARING, VIBRATION SEVERITY GRADE: S/A, SHAFT AND FLANGE ACCURACY: R TERMINAL BOX (ABOVE) CABLE ENTRY ON THE RIGHT SIGNAL CONNECTION D-END | 4164 | TEM | 1 | MC | 42 | 1
1PH81011HF122CB1 | SIMOTICS M COMPACT ASYNCHRONOUS MOTOR 1500RPM, 3,7KW,24NM,12,5A, 265V 1750RPM, 4,3KW,23NM,12,5A, 304V 2000RPM, 4,7KW,22NM,12,5A, 343V FORCED VENTILATION; DIRECTION OF AIR FLOW NDE --> DE; DEGREE OF PROTECTION IP55 INCREMENT. ENCODER HTL 1024 S/R (ENCODER HTL1024S/R) with TEMPERAT. SENSOR KTY84-130 DESIGN IM B5 (IMV 1,IM V3) SHAFT WITH FITTED KEY HALF-KEY BALANCING BEARING: STANDARD WITH FIXED BEARING, VIBRATION SEVERITY GRADE: S/A, SHAFT AND FLANGE ACCURACY: R TERMINAL BOX (ABOVE) CABLE ENTRY ON THE LEFT SIGNAL CONNECTION D-END | 4164 | TEM | 1 | MC | 42 | 1
1PH81011HF122CC1 | SIMOTICS M COMPACT ASYNCHRONOUS MOTOR 1500RPM, 3,7KW,24NM,12,5A, 265V 1750RPM, 4,3KW,23NM,12,5A, 304V 2000RPM, 4,7KW,22NM,12,5A, 343V FORCED VENTILATION; DIRECTION OF AIR FLOW NDE --> DE; DEGREE OF PROTECTION IP55 INCREMENT. ENCODER HTL 1024 S/R (ENCODER HTL1024S/R) with TEMPERAT. SENSOR KTY84-130 DESIGN IM B5 (IMV 1,IM V3) SHAFT WITH FITTED KEY HALF-KEY BALANCING BEARING: STANDARD WITH FIXED BEARING, VIBRATION SEVERITY GRADE: S/A, SHAFT AND FLANGE ACCURACY: R TERMINAL BOX (ABOVE) CABLE ENTRY ON THE ND-END SIGNAL CONNECTION LEFT | 4164 | TEM | 1 | MC | 42 | 1
1PH81011HF122GA1 | SIMOTICS M COMPACT ASYNCHRONOUS MOTOR 1500RPM, 3,7KW,24NM,12,5A, 265V 1750RPM, 4,3KW,23NM,12,5A, 304V 2000RPM, 4,7KW,22NM,12,5A, 343V FORCED VENTILATION; DIRECTION OF AIR FLOW NDE --> DE; DEGREE OF PROTECTION IP55 INCREMENT. ENCODER HTL 1024 S/R (ENCODER HTL1024S/R) with TEMPERAT. SENSOR KTY84-130 DESIGN IM B5 (IMV 1,IM V3) SHAFT WITH FITTED KEY HALF-KEY BALANCING BEARING: STANDARD, VIBRATION SEVERITY GRADE: R/A, SHAFT AND FLANGE ACCURACY: R TERMINAL BOX (ABOVE) CABLE ENTRY ON THE RIGHT SIGNAL CONNECTION D-END | 3684 | TEM | 1 | MC | 42 | 1
1PH81011HF130BA1 | SIMOTICS M COMPACT ASYNCHRONOUS MOTOR 1500RPM, 3,7KW,24NM,12,5A, 265V 1750RPM, 4,3KW,23NM,12,5A, 304V 2000RPM, 4,7KW,22NM,12,5A, 343V FORCED VENTILATION; DIRECTION OF AIR FLOW NDE --> DE; DEGREE OF PROTECTION IP55 INCREMENT. ENCODER HTL 1024 S/R (ENCODER HTL1024S/R) with TEMPERAT. SENSOR KTY84-130 DESIGN IM B35 (IM V15, IM V35) PLAIN SHAFT WITHOUT FITTED KEY; BEARING: STANDARD WITH FIXED BEARING, VIBRATION SEVERITY GRADE: R/A, SHAFT AND FLANGE ACCURACY: R TERMINAL BOX (ABOVE) CABLE ENTRY ON THE RIGHT SIGNAL CONNECTION D-END | 4208 | TEM | 1 | MC | 42 | 1
1PH81011HF130BB1 | SIMOTICS M COMPACT ASYNCHRONOUS MOTOR 1500RPM, 3,7KW,24NM,12,5A, 265V 1750RPM, 4,3KW,23NM,12,5A, 304V 2000RPM, 4,7KW,22NM,12,5A, 343V FORCED VENTILATION; DIRECTION OF AIR FLOW NDE --> DE; DEGREE OF PROTECTION IP55 INCREMENT. ENCODER HTL 1024 S/R (ENCODER HTL1024S/R) with TEMPERAT. SENSOR KTY84-130 DESIGN IM B35 (IM V15, IM V35) PLAIN SHAFT WITHOUT FITTED KEY; BEARING: STANDARD WITH FIXED BEARING, VIBRATION SEVERITY GRADE: R/A, SHAFT AND FLANGE ACCURACY: R TERMINAL BOX (ABOVE) CABLE ENTRY ON THE LEFT SIGNAL CONNECTION D-END | 4208 | TEM | 1 | MC | 42 | 1
1PH81011HF130BC1 | SIMOTICS M COMPACT ASYNCHRONOUS MOTOR 1500RPM, 3,7KW,24NM,12,5A, 265V 1750RPM, 4,3KW,23NM,12,5A, 304V 2000RPM, 4,7KW,22NM,12,5A, 343V FORCED VENTILATION; DIRECTION OF AIR FLOW NDE --> DE; DEGREE OF PROTECTION IP55 INCREMENT. ENCODER HTL 1024 S/R (ENCODER HTL1024S/R) with TEMPERAT. SENSOR KTY84-130 DESIGN IM B35 (IM V15, IM V35) PLAIN SHAFT WITHOUT FITTED KEY; BEARING: STANDARD WITH FIXED BEARING, VIBRATION SEVERITY GRADE: R/A, SHAFT AND FLANGE ACCURACY: R TERMINAL BOX (ABOVE) CABLE ENTRY ON THE ND-END SIGNAL CONNECTION LEFT | 4208 | TEM | 1 | MC | 42 | 1
1PH81011HF130CA1 | SIMOTICS M COMPACT ASYNCHRONOUS MOTOR 1500RPM, 3,7KW,24NM,12,5A, 265V 1750RPM, 4,3KW,23NM,12,5A, 304V 2000RPM, 4,7KW,22NM,12,5A, 343V FORCED VENTILATION; DIRECTION OF AIR FLOW NDE --> DE; DEGREE OF PROTECTION IP55 INCREMENT. ENCODER HTL 1024 S/R (ENCODER HTL1024S/R) with TEMPERAT. SENSOR KTY84-130 DESIGN IM B35 (IM V15, IM V35) PLAIN SHAFT WITHOUT FITTED KEY; BEARING: STANDARD WITH FIXED BEARING, VIBRATION SEVERITY GRADE: S/A, SHAFT AND FLANGE ACCURACY: R TERMINAL BOX (ABOVE) CABLE ENTRY ON THE RIGHT SIGNAL CONNECTION D-END | 4403 | TEM | 1 | MC | 42 | 1
1PH81011HF130CB1 | SIMOTICS M COMPACT ASYNCHRONOUS MOTOR 1500RPM, 3,7KW,24NM,12,5A, 265V 1750RPM, 4,3KW,23NM,12,5A, 304V 2000RPM, 4,7KW,22NM,12,5A, 343V FORCED VENTILATION; DIRECTION OF AIR FLOW NDE --> DE; DEGREE OF PROTECTION IP55 INCREMENT. ENCODER HTL 1024 S/R (ENCODER HTL1024S/R) with TEMPERAT. SENSOR KTY84-130 DESIGN IM B35 (IM V15, IM V35) PLAIN SHAFT WITHOUT FITTED KEY; BEARING: STANDARD WITH FIXED BEARING, VIBRATION SEVERITY GRADE: S/A, SHAFT AND FLANGE ACCURACY: R TERMINAL BOX (ABOVE) CABLE ENTRY ON THE LEFT SIGNAL CONNECTION D-END | 4403 | TEM | 1 | MC | 42 | 1
1PH81011HF130CC1 | SIMOTICS M COMPACT ASYNCHRONOUS MOTOR 1500RPM, 3,7KW,24NM,12,5A, 265V 1750RPM, 4,3KW,23NM,12,5A, 304V 2000RPM, 4,7KW,22NM,12,5A, 343V FORCED VENTILATION; DIRECTION OF AIR FLOW NDE --> DE; DEGREE OF PROTECTION IP55 INCREMENT. ENCODER HTL 1024 S/R (ENCODER HTL1024S/R) with TEMPERAT. SENSOR KTY84-130 DESIGN IM B35 (IM V15, IM V35) PLAIN SHAFT WITHOUT FITTED KEY; BEARING: STANDARD WITH FIXED BEARING, VIBRATION SEVERITY GRADE: S/A, SHAFT AND FLANGE ACCURACY: R TERMINAL BOX (ABOVE) CABLE ENTRY ON THE ND-END SIGNAL CONNECTION LEFT | 4403 | TEM | 1 | MC | 42 | 1
1PH81011HF131BA1 | SIMOTICS M COMPACT ASYNCHRONOUS MOTOR 1500RPM, 3,7KW,24NM,12,5A, 265V 1750RPM, 4,3KW,23NM,12,5A, 304V 2000RPM, 4,7KW,22NM,12,5A, 343V FORCED VENTILATION; DIRECTION OF AIR FLOW NDE --> DE; DEGREE OF PROTECTION IP55 INCREMENT. ENCODER HTL 1024 S/R (ENCODER HTL1024S/R) with TEMPERAT. SENSOR KTY84-130 DESIGN IM B35 (IM V15, IM V35) SHAFT WITH FITTED KEY FULL-KEY BALANCING BEARING: STANDARD WITH FIXED BEARING, VIBRATION SEVERITY GRADE: R/A, SHAFT AND FLANGE ACCURACY: R TERMINAL BOX (ABOVE) CABLE ENTRY ON THE RIGHT SIGNAL CONNECTION D-END | 4208 | TEM | 1 | MC | 42 | 1
1PH81011HF131BB1 | SIMOTICS M COMPACT ASYNCHRONOUS MOTOR 1500RPM, 3,7KW,24NM,12,5A, 265V 1750RPM, 4,3KW,23NM,12,5A, 304V 2000RPM, 4,7KW,22NM,12,5A, 343V FORCED VENTILATION; DIRECTION OF AIR FLOW NDE --> DE; DEGREE OF PROTECTION IP55 INCREMENT. ENCODER HTL 1024 S/R (ENCODER HTL1024S/R) with TEMPERAT. SENSOR KTY84-130 DESIGN IM B35 (IM V15, IM V35) SHAFT WITH FITTED KEY FULL-KEY BALANCING BEARING: STANDARD WITH FIXED BEARING, VIBRATION SEVERITY GRADE: R/A, SHAFT AND FLANGE ACCURACY: R TERMINAL BOX (ABOVE) CABLE ENTRY ON THE LEFT SIGNAL CONNECTION D-END | 4208 | TEM | 1 | MC | 42 | 1
1PH81011HF131BC1 | SIMOTICS M COMPACT ASYNCHRONOUS MOTOR 1500RPM, 3,7KW,24NM,12,5A, 265V 1750RPM, 4,3KW,23NM,12,5A, 304V 2000RPM, 4,7KW,22NM,12,5A, 343V FORCED VENTILATION; DIRECTION OF AIR FLOW NDE --> DE; DEGREE OF PROTECTION IP55 INCREMENT. ENCODER HTL 1024 S/R (ENCODER HTL1024S/R) with TEMPERAT. SENSOR KTY84-130 DESIGN IM B35 (IM V15, IM V35) SHAFT WITH FITTED KEY FULL-KEY BALANCING BEARING: STANDARD WITH FIXED BEARING, VIBRATION SEVERITY GRADE: R/A, SHAFT AND FLANGE ACCURACY: R TERMINAL BOX (ABOVE) CABLE ENTRY ON THE ND-END SIGNAL CONNECTION LEFT | 4208 | TEM | 1 | MC | 42 | 1
1PH81011HF132BA1 | SIMOTICS M COMPACT ASYNCHRONOUS MOTOR 1500RPM, 3,7KW,24NM,12,5A, 265V 1750RPM, 4,3KW,23NM,12,5A, 304V 2000RPM, 4,7KW,22NM,12,5A, 343V FORCED VENTILATION; DIRECTION OF AIR FLOW NDE --> DE; DEGREE OF PROTECTION IP55 INCREMENT. ENCODER HTL 1024 S/R (ENCODER HTL1024S/R) with TEMPERAT. SENSOR KTY84-130 DESIGN IM B35 (IM V15, IM V35) SHAFT WITH FITTED KEY HALF-KEY BALANCING BEARING: STANDARD WITH FIXED BEARING, VIBRATION SEVERITY GRADE: R/A, SHAFT AND FLANGE ACCURACY: R TERMINAL BOX (ABOVE) CABLE ENTRY ON THE RIGHT SIGNAL CONNECTION D-END | 4208 | TEM | 1 | MC | 42 | 1
1PH81011HF132BB1 | SIMOTICS M COMPACT ASYNCHRONOUS MOTOR 1500RPM, 3,7KW,24NM,12,5A, 265V 1750RPM, 4,3KW,23NM,12,5A, 304V 2000RPM, 4,7KW,22NM,12,5A, 343V FORCED VENTILATION; DIRECTION OF AIR FLOW NDE --> DE; DEGREE OF PROTECTION IP55 INCREMENT. ENCODER HTL 1024 S/R (ENCODER HTL1024S/R) with TEMPERAT. SENSOR KTY84-130 DESIGN IM B35 (IM V15, IM V35) SHAFT WITH FITTED KEY HALF-KEY BALANCING BEARING: STANDARD WITH FIXED BEARING, VIBRATION SEVERITY GRADE: R/A, SHAFT AND FLANGE ACCURACY: R TERMINAL BOX (ABOVE) CABLE ENTRY ON THE LEFT SIGNAL CONNECTION D-END | 4208 | TEM | 1 | MC | 42 | 1
1PH81011HF132BC1 | SIMOTICS M COMPACT ASYNCHRONOUS MOTOR 1500RPM, 3,7KW,24NM,12,5A, 265V 1750RPM, 4,3KW,23NM,12,5A, 304V 2000RPM, 4,7KW,22NM,12,5A, 343V FORCED VENTILATION; DIRECTION OF AIR FLOW NDE --> DE; DEGREE OF PROTECTION IP55 INCREMENT. ENCODER HTL 1024 S/R (ENCODER HTL1024S/R) with TEMPERAT. SENSOR KTY84-130 DESIGN IM B35 (IM V15, IM V35) SHAFT WITH FITTED KEY HALF-KEY BALANCING BEARING: STANDARD WITH FIXED BEARING, VIBRATION SEVERITY GRADE: R/A, SHAFT AND FLANGE ACCURACY: R TERMINAL BOX (ABOVE) CABLE ENTRY ON THE ND-END SIGNAL CONNECTION LEFT | 4208 | TEM | 1 | MC | 42 | 1
1PH81011HF132CA1 | SIMOTICS M COMPACT ASYNCHRONOUS MOTOR 1500RPM, 3,7KW,24NM,12,5A, 265V 1750RPM, 4,3KW,23NM,12,5A, 304V 2000RPM, 4,7KW,22NM,12,5A, 343V FORCED VENTILATION; DIRECTION OF AIR FLOW NDE --> DE; DEGREE OF PROTECTION IP55 INCREMENT. ENCODER HTL 1024 S/R (ENCODER HTL1024S/R) with TEMPERAT. SENSOR KTY84-130 DESIGN IM B35 (IM V15, IM V35) SHAFT WITH FITTED KEY HALF-KEY BALANCING BEARING: STANDARD WITH FIXED BEARING, VIBRATION SEVERITY GRADE: S/A, SHAFT AND FLANGE ACCURACY: R TERMINAL BOX (ABOVE) CABLE ENTRY ON THE RIGHT SIGNAL CONNECTION D-END | 4403 | TEM | 1 | MC | 42 | 1
1PH81011HF132CB1 | SIMOTICS M COMPACT ASYNCHRONOUS MOTOR 1500RPM, 3,7KW,24NM,12,5A, 265V 1750RPM, 4,3KW,23NM,12,5A, 304V 2000RPM, 4,7KW,22NM,12,5A, 343V FORCED VENTILATION; DIRECTION OF AIR FLOW NDE --> DE; DEGREE OF PROTECTION IP55 INCREMENT. ENCODER HTL 1024 S/R (ENCODER HTL1024S/R) with TEMPERAT. SENSOR KTY84-130 DESIGN IM B35 (IM V15, IM V35) SHAFT WITH FITTED KEY HALF-KEY BALANCING BEARING: STANDARD WITH FIXED BEARING, VIBRATION SEVERITY GRADE: S/A, SHAFT AND FLANGE ACCURACY: R TERMINAL BOX (ABOVE) CABLE ENTRY ON THE LEFT SIGNAL CONNECTION D-END | 4403 | TEM | 1 | MC | 42 | 1
1PH81011HF132CC1 | SIMOTICS M COMPACT ASYNCHRONOUS MOTOR 1500RPM, 3,7KW,24NM,12,5A, 265V 1750RPM, 4,3KW,23NM,12,5A, 304V 2000RPM, 4,7KW,22NM,12,5A, 343V FORCED VENTILATION; DIRECTION OF AIR FLOW NDE --> DE; DEGREE OF PROTECTION IP55 INCREMENT. ENCODER HTL 1024 S/R (ENCODER HTL1024S/R) with TEMPERAT. SENSOR KTY84-130 DESIGN IM B35 (IM V15, IM V35) SHAFT WITH FITTED KEY HALF-KEY BALANCING BEARING: STANDARD WITH FIXED BEARING, VIBRATION SEVERITY GRADE: S/A, SHAFT AND FLANGE ACCURACY: R TERMINAL BOX (ABOVE) CABLE ENTRY ON THE ND-END SIGNAL CONNECTION LEFT | 4403 | TEM | 1 | MC | 42 | 1
1PH81011HF200BA1 | SIMOTICS M COMPACT ASYNCHRONOUS MOTOR 1500RPM, 5KW, 32NM, 12,8A, 357V 1750RPM, 5,8KW,32NM, 12,8A,400V 2000RPM, 6,6KW,32NM, 12,5A,450V WATER COOLING DEGREE OF PROTECTION IP65 INCREMENT. ENCODER HTL 1024 S/R (ENCODER HTL1024S/R) with TEMPERAT. SENSOR KTY84-130 DESIGN IM B3 (IM V5, IM V6) PLAIN SHAFT WITHOUT FITTED KEY; BEARING: STANDARD WITH FIXED BEARING, VIBRATION SEVERITY GRADE: R/A, SHAFT AND FLANGE ACCURACY: R TERMINAL BOX (ABOVE) CABLE ENTRY ON THE RIGHT SIGNAL CONNECTION D-END | 4165 | TEM | 1 | MC | 51 | 1
1PH81011HF200BB1 | SIMOTICS M COMPACT ASYNCHRONOUS MOTOR 1500RPM, 5KW, 32NM, 12,8A, 357V 1750RPM, 5,8KW,32NM, 12,8A,400V 2000RPM, 6,6KW,32NM, 12,5A,450V WATER COOLING DEGREE OF PROTECTION IP65 INCREMENT. ENCODER HTL 1024 S/R (ENCODER HTL1024S/R) with TEMPERAT. SENSOR KTY84-130 DESIGN IM B3 (IM V5, IM V6) PLAIN SHAFT WITHOUT FITTED KEY; BEARING: STANDARD WITH FIXED BEARING, VIBRATION SEVERITY GRADE: R/A, SHAFT AND FLANGE ACCURACY: R TERMINAL BOX (ABOVE) CABLE ENTRY ON THE LEFT SIGNAL CONNECTION D-END | 4165 | TEM | 1 | MC | 51 | 1
1PH81011HF200BC1 | SIMOTICS M COMPACT ASYNCHRONOUS MOTOR 1500RPM, 5KW, 32NM, 12,8A, 357V 1750RPM, 5,8KW,32NM, 12,8A,400V 2000RPM, 6,6KW,32NM, 12,5A,450V WATER COOLING DEGREE OF PROTECTION IP65 INCREMENT. ENCODER HTL 1024 S/R (ENCODER HTL1024S/R) with TEMPERAT. SENSOR KTY84-130 DESIGN IM B3 (IM V5, IM V6) PLAIN SHAFT WITHOUT FITTED KEY; BEARING: STANDARD WITH FIXED BEARING, VIBRATION SEVERITY GRADE: R/A, SHAFT AND FLANGE ACCURACY: R TERMINAL BOX (ABOVE) CABLE ENTRY ON THE ND-END SIGNAL CONNECTION LEFT | 4165 | TEM | 1 | MC | 51 | 1
1PH81011HF200CA1 | SIMOTICS M COMPACT ASYNCHRONOUS MOTOR 1500RPM, 5KW, 32NM, 12,8A, 357V 1750RPM, 5,8KW,32NM, 12,8A,400V 2000RPM, 6,6KW,32NM, 12,5A,450V WATER COOLING DEGREE OF PROTECTION IP65 INCREMENT. ENCODER HTL 1024 S/R (ENCODER HTL1024S/R) with TEMPERAT. SENSOR KTY84-130 DESIGN IM B3 (IM V5, IM V6) PLAIN SHAFT WITHOUT FITTED KEY; BEARING: STANDARD WITH FIXED BEARING, VIBRATION SEVERITY GRADE: S/A, SHAFT AND FLANGE ACCURACY: R TERMINAL BOX (ABOVE) CABLE ENTRY ON THE RIGHT SIGNAL CONNECTION D-END | 4360 | TEM | 1 | MC | 51 | 1
1PH81011HF200CB1 | SIMOTICS M COMPACT ASYNCHRONOUS MOTOR 1500RPM, 5KW, 32NM, 12,8A, 357V 1750RPM, 5,8KW,32NM, 12,8A,400V 2000RPM, 6,6KW,32NM, 12,5A,450V WATER COOLING DEGREE OF PROTECTION IP65 INCREMENT. ENCODER HTL 1024 S/R (ENCODER HTL1024S/R) with TEMPERAT. SENSOR KTY84-130 DESIGN IM B3 (IM V5, IM V6) PLAIN SHAFT WITHOUT FITTED KEY; BEARING: STANDARD WITH FIXED BEARING, VIBRATION SEVERITY GRADE: S/A, SHAFT AND FLANGE ACCURACY: R TERMINAL BOX (ABOVE) CABLE ENTRY ON THE LEFT SIGNAL CONNECTION D-END | 4360 | TEM | 1 | MC | 51 | 1
1PH81011HF200CC1 | SIMOTICS M COMPACT ASYNCHRONOUS MOTOR 1500RPM, 5KW, 32NM, 12,8A, 357V 1750RPM, 5,8KW,32NM, 12,8A,400V 2000RPM, 6,6KW,32NM, 12,5A,450V WATER COOLING DEGREE OF PROTECTION IP65 INCREMENT. ENCODER HTL 1024 S/R (ENCODER HTL1024S/R) with TEMPERAT. SENSOR KTY84-130 DESIGN IM B3 (IM V5, IM V6) PLAIN SHAFT WITHOUT FITTED KEY; BEARING: STANDARD WITH FIXED BEARING, VIBRATION SEVERITY GRADE: S/A, SHAFT AND FLANGE ACCURACY: R TERMINAL BOX (ABOVE) CABLE ENTRY ON THE ND-END SIGNAL CONNECTION LEFT | 4360 | TEM | 1 | MC | 51 | 1
1PH81011HF202BA1 | SIMOTICS M COMPACT ASYNCHRONOUS MOTOR 1500RPM, 5KW, 32NM, 12,8A, 357V 1750RPM, 5,8KW,32NM, 12,8A,400V 2000RPM, 6,6KW,32NM, 12,5A,450V WATER COOLING DEGREE OF PROTECTION IP65 INCREMENT. ENCODER HTL 1024 S/R (ENCODER HTL1024S/R) with TEMPERAT. SENSOR KTY84-130 DESIGN IM B3 (IM V5, IM V6) SHAFT WITH FITTED KEY HALF-KEY BALANCING BEARING: STANDARD WITH FIXED BEARING, VIBRATION SEVERITY GRADE: R/A, SHAFT AND FLANGE ACCURACY: R TERMINAL BOX (ABOVE) CABLE ENTRY ON THE RIGHT SIGNAL CONNECTION D-END | 4165 | TEM | 1 | MC | 51 | 1
1PH81011HF202BB1 | SIMOTICS M COMPACT ASYNCHRONOUS MOTOR 1500RPM, 5KW, 32NM, 12,8A, 357V 1750RPM, 5,8KW,32NM, 12,8A,400V 2000RPM, 6,6KW,32NM, 12,5A,450V WATER COOLING DEGREE OF PROTECTION IP65 INCREMENT. ENCODER HTL 1024 S/R (ENCODER HTL1024S/R) with TEMPERAT. SENSOR KTY84-130 DESIGN IM B3 (IM V5, IM V6) SHAFT WITH FITTED KEY HALF-KEY BALANCING BEARING: STANDARD WITH FIXED BEARING, VIBRATION SEVERITY GRADE: R/A, SHAFT AND FLANGE ACCURACY: R TERMINAL BOX (ABOVE) CABLE ENTRY ON THE LEFT SIGNAL CONNECTION D-END | 4165 | TEM | 1 | MC | 51 | 1
1PH81011HF202BC1 | SIMOTICS M COMPACT ASYNCHRONOUS MOTOR 1500RPM, 5KW, 32NM, 12,8A, 357V 1750RPM, 5,8KW,32NM, 12,8A,400V 2000RPM, 6,6KW,32NM, 12,5A,450V WATER COOLING DEGREE OF PROTECTION IP65 INCREMENT. ENCODER HTL 1024 S/R (ENCODER HTL1024S/R) with TEMPERAT. SENSOR KTY84-130 DESIGN IM B3 (IM V5, IM V6) SHAFT WITH FITTED KEY HALF-KEY BALANCING BEARING: STANDARD WITH FIXED BEARING, VIBRATION SEVERITY GRADE: R/A, SHAFT AND FLANGE ACCURACY: R TERMINAL BOX (ABOVE) CABLE ENTRY ON THE ND-END SIGNAL CONNECTION LEFT | 4165 | TEM | 1 | MC | 51 | 1
1PH81011HF202CA1 | SIMOTICS M COMPACT ASYNCHRONOUS MOTOR 1500RPM, 5KW, 32NM, 12,8A, 357V 1750RPM, 5,8KW,32NM, 12,8A,400V 2000RPM, 6,6KW,32NM, 12,5A,450V WATER COOLING DEGREE OF PROTECTION IP65 INCREMENT. ENCODER HTL 1024 S/R (ENCODER HTL1024S/R) with TEMPERAT. SENSOR KTY84-130 DESIGN IM B3 (IM V5, IM V6) SHAFT WITH FITTED KEY HALF-KEY BALANCING BEARING: STANDARD WITH FIXED BEARING, VIBRATION SEVERITY GRADE: S/A, SHAFT AND FLANGE ACCURACY: R TERMINAL BOX (ABOVE) CABLE ENTRY ON THE RIGHT SIGNAL CONNECTION D-END | 4360 | TEM | 1 | MC | 51 | 1
1PH81011HF202CB1 | SIMOTICS M COMPACT ASYNCHRONOUS MOTOR 1500RPM, 5KW, 32NM, 12,8A, 357V 1750RPM, 5,8KW,32NM, 12,8A,400V 2000RPM, 6,6KW,32NM, 12,5A,450V WATER COOLING DEGREE OF PROTECTION IP65 INCREMENT. ENCODER HTL 1024 S/R (ENCODER HTL1024S/R) with TEMPERAT. SENSOR KTY84-130 DESIGN IM B3 (IM V5, IM V6) SHAFT WITH FITTED KEY HALF-KEY BALANCING BEARING: STANDARD WITH FIXED BEARING, VIBRATION SEVERITY GRADE: S/A, SHAFT AND FLANGE ACCURACY: R TERMINAL BOX (ABOVE) CABLE ENTRY ON THE LEFT SIGNAL CONNECTION D-END | 4360 | TEM | 1 | MC | 51 | 1
1PH81011HF202CC1 | SIMOTICS M COMPACT ASYNCHRONOUS MOTOR 1500RPM, 5KW, 32NM, 12,8A, 357V 1750RPM, 5,8KW,32NM, 12,8A,400V 2000RPM, 6,6KW,32NM, 12,5A,450V WATER COOLING DEGREE OF PROTECTION IP65 INCREMENT. ENCODER HTL 1024 S/R (ENCODER HTL1024S/R) with TEMPERAT. SENSOR KTY84-130 DESIGN IM B3 (IM V5, IM V6) SHAFT WITH FITTED KEY HALF-KEY BALANCING BEARING: STANDARD WITH FIXED BEARING, VIBRATION SEVERITY GRADE: S/A, SHAFT AND FLANGE ACCURACY: R TERMINAL BOX (ABOVE) CABLE ENTRY ON THE ND-END SIGNAL CONNECTION LEFT | 4360 | TEM | 1 | MC | 51 | 1
1PH81011HF220BA1 | SIMOTICS M COMPACT ASYNCHRONOUS MOTOR 1500RPM, 5KW, 32NM, 12,8A, 357V 1750RPM, 5,8KW,32NM, 12,8A,400V 2000RPM, 6,6KW,32NM, 12,5A,450V WATER COOLING DEGREE OF PROTECTION IP65 INCREMENT. ENCODER HTL 1024 S/R (ENCODER HTL1024S/R) with TEMPERAT. SENSOR KTY84-130 DESIGN IM B5 (IMV 1,IM V3) PLAIN SHAFT WITHOUT FITTED KEY; BEARING: STANDARD WITH FIXED BEARING, VIBRATION SEVERITY GRADE: R/A, SHAFT AND FLANGE ACCURACY: R TERMINAL BOX (ABOVE) CABLE ENTRY ON THE RIGHT SIGNAL CONNECTION D-END | 4360 | TEM | 1 | MC | 51 | 1
1PH81011HF220BB1 | SIMOTICS M COMPACT ASYNCHRONOUS MOTOR 1500RPM, 5KW, 32NM, 12,8A, 357V 1750RPM, 5,8KW,32NM, 12,8A,400V 2000RPM, 6,6KW,32NM, 12,5A,450V WATER COOLING DEGREE OF PROTECTION IP65 INCREMENT. ENCODER HTL 1024 S/R (ENCODER HTL1024S/R) with TEMPERAT. SENSOR KTY84-130 DESIGN IM B5 (IMV 1,IM V3) PLAIN SHAFT WITHOUT FITTED KEY; BEARING: STANDARD WITH FIXED BEARING, VIBRATION SEVERITY GRADE: R/A, SHAFT AND FLANGE ACCURACY: R TERMINAL BOX (ABOVE) CABLE ENTRY ON THE LEFT SIGNAL CONNECTION D-END | 4360 | TEM | 1 | MC | 51 | 1
1PH81011HF220BC1 | SIMOTICS M COMPACT ASYNCHRONOUS MOTOR 1500RPM, 5KW, 32NM, 12,8A, 357V 1750RPM, 5,8KW,32NM, 12,8A,400V 2000RPM, 6,6KW,32NM, 12,5A,450V WATER COOLING DEGREE OF PROTECTION IP65 INCREMENT. ENCODER HTL 1024 S/R (ENCODER HTL1024S/R) with TEMPERAT. SENSOR KTY84-130 DESIGN IM B5 (IMV 1,IM V3) PLAIN SHAFT WITHOUT FITTED KEY; BEARING: STANDARD WITH FIXED BEARING, VIBRATION SEVERITY GRADE: R/A, SHAFT AND FLANGE ACCURACY: R TERMINAL BOX (ABOVE) CABLE ENTRY ON THE ND-END SIGNAL CONNECTION LEFT | 4360 | TEM | 1 | MC | 51 | 1
1PH81011HF220CA1 | SIMOTICS M COMPACT ASYNCHRONOUS MOTOR 1500RPM, 5KW, 32NM, 12,8A, 357V 1750RPM, 5,8KW,32NM, 12,8A,400V 2000RPM, 6,6KW,32NM, 12,5A,450V WATER COOLING DEGREE OF PROTECTION IP65 INCREMENT. ENCODER HTL 1024 S/R (ENCODER HTL1024S/R) with TEMPERAT. SENSOR KTY84-130 DESIGN IM B5 (IMV 1,IM V3) PLAIN SHAFT WITHOUT FITTED KEY; BEARING: STANDARD WITH FIXED BEARING, VIBRATION SEVERITY GRADE: S/A, SHAFT AND FLANGE ACCURACY: R TERMINAL BOX (ABOVE) CABLE ENTRY ON THE RIGHT SIGNAL CONNECTION D-END | 4555 | TEM | 1 | MC | 51 | 1
1PH81011HF220CB1 | SIMOTICS M COMPACT ASYNCHRONOUS MOTOR 1500RPM, 5KW, 32NM, 12,8A, 357V 1750RPM, 5,8KW,32NM, 12,8A,400V 2000RPM, 6,6KW,32NM, 12,5A,450V WATER COOLING DEGREE OF PROTECTION IP65 INCREMENT. ENCODER HTL 1024 S/R (ENCODER HTL1024S/R) with TEMPERAT. SENSOR KTY84-130 DESIGN IM B5 (IMV 1,IM V3) PLAIN SHAFT WITHOUT FITTED KEY; BEARING: STANDARD WITH FIXED BEARING, VIBRATION SEVERITY GRADE: S/A, SHAFT AND FLANGE ACCURACY: R TERMINAL BOX (ABOVE) CABLE ENTRY ON THE LEFT SIGNAL CONNECTION D-END | 4555 | TEM | 1 | MC | 51 | 1
1PH81011HF220CC1 | SIMOTICS M COMPACT ASYNCHRONOUS MOTOR 1500RPM, 5KW, 32NM, 12,8A, 357V 1750RPM, 5,8KW,32NM, 12,8A,400V 2000RPM, 6,6KW,32NM, 12,5A,450V WATER COOLING DEGREE OF PROTECTION IP65 INCREMENT. ENCODER HTL 1024 S/R (ENCODER HTL1024S/R) with TEMPERAT. SENSOR KTY84-130 DESIGN IM B5 (IMV 1,IM V3) PLAIN SHAFT WITHOUT FITTED KEY; BEARING: STANDARD WITH FIXED BEARING, VIBRATION SEVERITY GRADE: S/A, SHAFT AND FLANGE ACCURACY: R TERMINAL BOX (ABOVE) CABLE ENTRY ON THE ND-END SIGNAL CONNECTION LEFT | 4555 | TEM | 1 | MC | 51 | 1
1PH81011HF222BA1 | SIMOTICS M COMPACT ASYNCHRONOUS MOTOR 1500RPM, 5KW, 32NM, 12,8A, 357V 1750RPM, 5,8KW,32NM, 12,8A,400V 2000RPM, 6,6KW,32NM, 12,5A,450V WATER COOLING DEGREE OF PROTECTION IP65 INCREMENT. ENCODER HTL 1024 S/R (ENCODER HTL1024S/R) with TEMPERAT. SENSOR KTY84-130 DESIGN IM B5 (IMV 1,IM V3) SHAFT WITH FITTED KEY HALF-KEY BALANCING BEARING: STANDARD WITH FIXED BEARING, VIBRATION SEVERITY GRADE: R/A, SHAFT AND FLANGE ACCURACY: R TERMINAL BOX (ABOVE) CABLE ENTRY ON THE RIGHT SIGNAL CONNECTION D-END | 4360 | TEM | 1 | MC | 51 | 1
1PH81011HF222BB1 | SIMOTICS M COMPACT ASYNCHRONOUS MOTOR 1500RPM, 5KW, 32NM, 12,8A, 357V 1750RPM, 5,8KW,32NM, 12,8A,400V 2000RPM, 6,6KW,32NM, 12,5A,450V WATER COOLING DEGREE OF PROTECTION IP65 INCREMENT. ENCODER HTL 1024 S/R (ENCODER HTL1024S/R) with TEMPERAT. SENSOR KTY84-130 DESIGN IM B5 (IMV 1,IM V3) SHAFT WITH FITTED KEY HALF-KEY BALANCING BEARING: STANDARD WITH FIXED BEARING, VIBRATION SEVERITY GRADE: R/A, SHAFT AND FLANGE ACCURACY: R TERMINAL BOX (ABOVE) CABLE ENTRY ON THE LEFT SIGNAL CONNECTION D-END | 4360 | TEM | 1 | MC | 51 | 1
1PH81011HF222BC1 | SIMOTICS M COMPACT ASYNCHRONOUS MOTOR 1500RPM, 5KW, 32NM, 12,8A, 357V 1750RPM, 5,8KW,32NM, 12,8A,400V 2000RPM, 6,6KW,32NM, 12,5A,450V WATER COOLING DEGREE OF PROTECTION IP65 INCREMENT. ENCODER HTL 1024 S/R (ENCODER HTL1024S/R) with TEMPERAT. SENSOR KTY84-130 DESIGN IM B5 (IMV 1,IM V3) SHAFT WITH FITTED KEY HALF-KEY BALANCING BEARING: STANDARD WITH FIXED BEARING, VIBRATION SEVERITY GRADE: R/A, SHAFT AND FLANGE ACCURACY: R TERMINAL BOX (ABOVE) CABLE ENTRY ON THE ND-END SIGNAL CONNECTION LEFT | 4360 | TEM | 1 | MC | 51 | 1
1PH81011HF222CA1 | SIMOTICS M COMPACT ASYNCHRONOUS MOTOR 1500RPM, 5KW, 32NM, 12,8A, 357V 1750RPM, 5,8KW,32NM, 12,8A,400V 2000RPM, 6,6KW,32NM, 12,5A,450V WATER COOLING DEGREE OF PROTECTION IP65 INCREMENT. ENCODER HTL 1024 S/R (ENCODER HTL1024S/R) with TEMPERAT. SENSOR KTY84-130 DESIGN IM B5 (IMV 1,IM V3) SHAFT WITH FITTED KEY HALF-KEY BALANCING BEARING: STANDARD WITH FIXED BEARING, VIBRATION SEVERITY GRADE: S/A, SHAFT AND FLANGE ACCURACY: R TERMINAL BOX (ABOVE) CABLE ENTRY ON THE RIGHT SIGNAL CONNECTION D-END | 4555 | TEM | 1 | MC | 51 | 1
1PH81011HF222CB1 | SIMOTICS M COMPACT ASYNCHRONOUS MOTOR 1500RPM, 5KW, 32NM, 12,8A, 357V 1750RPM, 5,8KW,32NM, 12,8A,400V 2000RPM, 6,6KW,32NM, 12,5A,450V WATER COOLING DEGREE OF PROTECTION IP65 INCREMENT. ENCODER HTL 1024 S/R (ENCODER HTL1024S/R) with TEMPERAT. SENSOR KTY84-130 DESIGN IM B5 (IMV 1,IM V3) SHAFT WITH FITTED KEY HALF-KEY BALANCING BEARING: STANDARD WITH FIXED BEARING, VIBRATION SEVERITY GRADE: S/A, SHAFT AND FLANGE ACCURACY: R TERMINAL BOX (ABOVE) CABLE ENTRY ON THE LEFT SIGNAL CONNECTION D-END | 4555 | TEM | 1 | MC | 51 | 1
1PH81011HF222CC1 | SIMOTICS M COMPACT ASYNCHRONOUS MOTOR 1500RPM, 5KW, 32NM, 12,8A, 357V 1750RPM, 5,8KW,32NM, 12,8A,400V 2000RPM, 6,6KW,32NM, 12,5A,450V WATER COOLING DEGREE OF PROTECTION IP65 INCREMENT. ENCODER HTL 1024 S/R (ENCODER HTL1024S/R) with TEMPERAT. SENSOR KTY84-130 DESIGN IM B5 (IMV 1,IM V3) SHAFT WITH FITTED KEY HALF-KEY BALANCING BEARING: STANDARD WITH FIXED BEARING, VIBRATION SEVERITY GRADE: S/A, SHAFT AND FLANGE ACCURACY: R TERMINAL BOX (ABOVE) CABLE ENTRY ON THE ND-END SIGNAL CONNECTION LEFT | 4555 | TEM | 1 | MC | 51 | 1
1PH81011HF230BA1 | SIMOTICS M COMPACT ASYNCHRONOUS MOTOR 1500RPM, 5KW, 32NM, 12,8A, 357V 1750RPM, 5,8KW,32NM, 12,8A,400V 2000RPM, 6,6KW,32NM, 12,5A,450V WATER COOLING DEGREE OF PROTECTION IP65 INCREMENT. ENCODER HTL 1024 S/R (ENCODER HTL1024S/R) with TEMPERAT. SENSOR KTY84-130 DESIGN IM B35 (IM V15, IM V35) PLAIN SHAFT WITHOUT FITTED KEY; BEARING: STANDARD WITH FIXED BEARING, VIBRATION SEVERITY GRADE: R/A, SHAFT AND FLANGE ACCURACY: R TERMINAL BOX (ABOVE) CABLE ENTRY ON THE RIGHT SIGNAL CONNECTION D-END | 4599 | TEM | 1 | MC | 51 | 1
1PH81011HF230BB1 | SIMOTICS M COMPACT ASYNCHRONOUS MOTOR 1500RPM, 5KW, 32NM, 12,8A, 357V 1750RPM, 5,8KW,32NM, 12,8A,400V 2000RPM, 6,6KW,32NM, 12,5A,450V WATER COOLING DEGREE OF PROTECTION IP65 INCREMENT. ENCODER HTL 1024 S/R (ENCODER HTL1024S/R) with TEMPERAT. SENSOR KTY84-130 DESIGN IM B35 (IM V15, IM V35) PLAIN SHAFT WITHOUT FITTED KEY; BEARING: STANDARD WITH FIXED BEARING, VIBRATION SEVERITY GRADE: R/A, SHAFT AND FLANGE ACCURACY: R TERMINAL BOX (ABOVE) CABLE ENTRY ON THE LEFT SIGNAL CONNECTION D-END | 4599 | TEM | 1 | MC | 51 | 1
1PH81011HF230BC1 | SIMOTICS M COMPACT ASYNCHRONOUS MOTOR 1500RPM, 5KW, 32NM, 12,8A, 357V 1750RPM, 5,8KW,32NM, 12,8A,400V 2000RPM, 6,6KW,32NM, 12,5A,450V WATER COOLING DEGREE OF PROTECTION IP65 INCREMENT. ENCODER HTL 1024 S/R (ENCODER HTL1024S/R) with TEMPERAT. SENSOR KTY84-130 DESIGN IM B35 (IM V15, IM V35) PLAIN SHAFT WITHOUT FITTED KEY; BEARING: STANDARD WITH FIXED BEARING, VIBRATION SEVERITY GRADE: R/A, SHAFT AND FLANGE ACCURACY: R TERMINAL BOX (ABOVE) CABLE ENTRY ON THE ND-END SIGNAL CONNECTION LEFT | 4599 | TEM | 1 | MC | 51 | 1
1PH81011HF230CA1 | SIMOTICS M COMPACT ASYNCHRONOUS MOTOR 1500RPM, 5KW, 32NM, 12,8A, 357V 1750RPM, 5,8KW,32NM, 12,8A,400V 2000RPM, 6,6KW,32NM, 12,5A,450V WATER COOLING DEGREE OF PROTECTION IP65 INCREMENT. ENCODER HTL 1024 S/R (ENCODER HTL1024S/R) with TEMPERAT. SENSOR KTY84-130 DESIGN IM B35 (IM V15, IM V35) PLAIN SHAFT WITHOUT FITTED KEY; BEARING: STANDARD WITH FIXED BEARING, VIBRATION SEVERITY GRADE: S/A, SHAFT AND FLANGE ACCURACY: R TERMINAL BOX (ABOVE) CABLE ENTRY ON THE RIGHT SIGNAL CONNECTION D-END | 4794 | TEM | 1 | MC | 51 | 1
1PH81011HF230CB1 | SIMOTICS M COMPACT ASYNCHRONOUS MOTOR 1500RPM, 5KW, 32NM, 12,8A, 357V 1750RPM, 5,8KW,32NM, 12,8A,400V 2000RPM, 6,6KW,32NM, 12,5A,450V WATER COOLING DEGREE OF PROTECTION IP65 INCREMENT. ENCODER HTL 1024 S/R (ENCODER HTL1024S/R) with TEMPERAT. SENSOR KTY84-130 DESIGN IM B35 (IM V15, IM V35) PLAIN SHAFT WITHOUT FITTED KEY; BEARING: STANDARD WITH FIXED BEARING, VIBRATION SEVERITY GRADE: S/A, SHAFT AND FLANGE ACCURACY: R TERMINAL BOX (ABOVE) CABLE ENTRY ON THE LEFT SIGNAL CONNECTION D-END | 4794 | TEM | 1 | MC | 51 | 1
1PH81011HF230CC1 | SIMOTICS M COMPACT ASYNCHRONOUS MOTOR 1500RPM, 5KW, 32NM, 12,8A, 357V 1750RPM, 5,8KW,32NM, 12,8A,400V 2000RPM, 6,6KW,32NM, 12,5A,450V WATER COOLING DEGREE OF PROTECTION IP65 INCREMENT. ENCODER HTL 1024 S/R (ENCODER HTL1024S/R) with TEMPERAT. SENSOR KTY84-130 DESIGN IM B35 (IM V15, IM V35) PLAIN SHAFT WITHOUT FITTED KEY; BEARING: STANDARD WITH FIXED BEARING, VIBRATION SEVERITY GRADE: S/A, SHAFT AND FLANGE ACCURACY: R TERMINAL BOX (ABOVE) CABLE ENTRY ON THE ND-END SIGNAL CONNECTION LEFT | 4794 | TEM | 1 | MC | 51 | 1
1PH81011HF231BF1 | SIMOTICS M COMPACT ASYNCHRONOUS MOTOR 1500RPM, 5KW, 32NM, 12,8A, 357V 1750RPM, 5,8KW,32NM, 12,8A,400V 2000RPM, 6,6KW,32NM, 12,5A,450V WATER COOLING DEGREE OF PROTECTION IP65 INCREMENT. ENCODER HTL 1024 S/R (ENCODER HTL1024S/R) with TEMPERAT. SENSOR KTY84-130 DESIGN IM B35 (IM V15, IM V35) SHAFT WITH FITTED KEY FULL-KEY BALANCING BEARING: STANDARD WITH FIXED BEARING, VIBRATION SEVERITY GRADE: R/A, SHAFT AND FLANGE ACCURACY: R POWER CONNECTOR (ABOVE) CABLE ENTRY ON THE LEFT SIGNAL CONNECTION D-END | 4599 | TEM | 1 | MC | 51 | 1
1PH81011HF232BA1 | SIMOTICS M COMPACT ASYNCHRONOUS MOTOR 1500RPM, 5KW, 32NM, 12,8A, 357V 1750RPM, 5,8KW,32NM, 12,8A,400V 2000RPM, 6,6KW,32NM, 12,5A,450V WATER COOLING DEGREE OF PROTECTION IP65 INCREMENT. ENCODER HTL 1024 S/R (ENCODER HTL1024S/R) with TEMPERAT. SENSOR KTY84-130 DESIGN IM B35 (IM V15, IM V35) SHAFT WITH FITTED KEY HALF-KEY BALANCING BEARING: STANDARD WITH FIXED BEARING, VIBRATION SEVERITY GRADE: R/A, SHAFT AND FLANGE ACCURACY: R TERMINAL BOX (ABOVE) CABLE ENTRY ON THE RIGHT SIGNAL CONNECTION D-END | 4599 | TEM | 1 | MC | 51 | 1
1PH81011HF232BB1 | SIMOTICS M COMPACT ASYNCHRONOUS MOTOR 1500RPM, 5KW, 32NM, 12,8A, 357V 1750RPM, 5,8KW,32NM, 12,8A,400V 2000RPM, 6,6KW,32NM, 12,5A,450V WATER COOLING DEGREE OF PROTECTION IP65 INCREMENT. ENCODER HTL 1024 S/R (ENCODER HTL1024S/R) with TEMPERAT. SENSOR KTY84-130 DESIGN IM B35 (IM V15, IM V35) SHAFT WITH FITTED KEY HALF-KEY BALANCING BEARING: STANDARD WITH FIXED BEARING, VIBRATION SEVERITY GRADE: R/A, SHAFT AND FLANGE ACCURACY: R TERMINAL BOX (ABOVE) CABLE ENTRY ON THE LEFT SIGNAL CONNECTION D-END | 4599 | TEM | 1 | MC | 51 | 1
1PH81011HF232BC1 | SIMOTICS M COMPACT ASYNCHRONOUS MOTOR 1500RPM, 5KW, 32NM, 12,8A, 357V 1750RPM, 5,8KW,32NM, 12,8A,400V 2000RPM, 6,6KW,32NM, 12,5A,450V WATER COOLING DEGREE OF PROTECTION IP65 INCREMENT. ENCODER HTL 1024 S/R (ENCODER HTL1024S/R) with TEMPERAT. SENSOR KTY84-130 DESIGN IM B35 (IM V15, IM V35) SHAFT WITH FITTED KEY HALF-KEY BALANCING BEARING: STANDARD WITH FIXED BEARING, VIBRATION SEVERITY GRADE: R/A, SHAFT AND FLANGE ACCURACY: R TERMINAL BOX (ABOVE) CABLE ENTRY ON THE ND-END SIGNAL CONNECTION LEFT | 4599 | TEM | 1 | MC | 51 | 1
1PH81011HF232CA1 | SIMOTICS M COMPACT ASYNCHRONOUS MOTOR 1500RPM, 5KW, 32NM, 12,8A, 357V 1750RPM, 5,8KW,32NM, 12,8A,400V 2000RPM, 6,6KW,32NM, 12,5A,450V WATER COOLING DEGREE OF PROTECTION IP65 INCREMENT. ENCODER HTL 1024 S/R (ENCODER HTL1024S/R) with TEMPERAT. SENSOR KTY84-130 DESIGN IM B35 (IM V15, IM V35) SHAFT WITH FITTED KEY HALF-KEY BALANCING BEARING: STANDARD WITH FIXED BEARING, VIBRATION SEVERITY GRADE: S/A, SHAFT AND FLANGE ACCURACY: R TERMINAL BOX (ABOVE) CABLE ENTRY ON THE RIGHT SIGNAL CONNECTION D-END | 4794 | TEM | 1 | MC | 51 | 1
1PH81011HF232CB1 | SIMOTICS M COMPACT ASYNCHRONOUS MOTOR 1500RPM, 5KW, 32NM, 12,8A, 357V 1750RPM, 5,8KW,32NM, 12,8A,400V 2000RPM, 6,6KW,32NM, 12,5A,450V WATER COOLING DEGREE OF PROTECTION IP65 INCREMENT. ENCODER HTL 1024 S/R (ENCODER HTL1024S/R) with TEMPERAT. SENSOR KTY84-130 DESIGN IM B35 (IM V15, IM V35) SHAFT WITH FITTED KEY HALF-KEY BALANCING BEARING: STANDARD WITH FIXED BEARING, VIBRATION SEVERITY GRADE: S/A, SHAFT AND FLANGE ACCURACY: R TERMINAL BOX (ABOVE) CABLE ENTRY ON THE LEFT SIGNAL CONNECTION D-END | 4794 | TEM | 1 | MC | 51 | 1
1PH81011HF232CC1 | SIMOTICS M COMPACT ASYNCHRONOUS MOTOR 1500RPM, 5KW, 32NM, 12,8A, 357V 1750RPM, 5,8KW,32NM, 12,8A,400V 2000RPM, 6,6KW,32NM, 12,5A,450V WATER COOLING DEGREE OF PROTECTION IP65 INCREMENT. ENCODER HTL 1024 S/R (ENCODER HTL1024S/R) with TEMPERAT. SENSOR KTY84-130 DESIGN IM B35 (IM V15, IM V35) SHAFT WITH FITTED KEY HALF-KEY BALANCING BEARING: STANDARD WITH FIXED BEARING, VIBRATION SEVERITY GRADE: S/A, SHAFT AND FLANGE ACCURACY: R TERMINAL BOX (ABOVE) CABLE ENTRY ON THE ND-END SIGNAL CONNECTION LEFT | 4794 | TEM | 1 | MC | 51 | 1
1PH81011HS000BA1 | SIMOTICS M COMPACT ASYNCHRONOUS MOTOR Y2000RPM, 4,9KW,23NM,13,2A,328V D5000RPM, 4,9 KW,9NM,13,5A,360V Y1500RPM, 3,7KW,24NM,13,2A,253V FORCED VENTILATION; DIRECTION OF AIR FLOW DE --> NDE; DEGREE OF PROTECTION IP55 INCREMENT. ENCODER HTL 1024 S/R (ENCODER HTL1024S/R) with TEMPERAT. SENSOR KTY84-130 DESIGN IM B3 (IM V5, IM V6) PLAIN SHAFT WITHOUT FITTED KEY; BEARING: STANDARD WITH FIXED BEARING, VIBRATION SEVERITY GRADE: R/A, SHAFT AND FLANGE ACCURACY: R TERMINAL BOX (ABOVE) CABLE ENTRY ON THE RIGHT SIGNAL CONNECTION D-END | 3774 | TEM | 1 | MC | 42 | 1
1PH81011HS022BA1 | SIMOTICS M COMPACT ASYNCHRONOUS MOTOR Y2000RPM, 4,9KW,23NM,13,2A,328V D5000RPM, 4,9 KW,9NM,13,5A,360V Y1500RPM, 3,7KW,24NM,13,2A,253V FORCED VENTILATION; DIRECTION OF AIR FLOW DE --> NDE; DEGREE OF PROTECTION IP55 INCREMENT. ENCODER HTL 1024 S/R (ENCODER HTL1024S/R) with TEMPERAT. SENSOR KTY84-130 DESIGN IM B5 (IMV 1,IM V3) SHAFT WITH FITTED KEY HALF-KEY BALANCING BEARING: STANDARD WITH FIXED BEARING, VIBRATION SEVERITY GRADE: R/A, SHAFT AND FLANGE ACCURACY: R TERMINAL BOX (ABOVE) CABLE ENTRY ON THE RIGHT SIGNAL CONNECTION D-END | 3969 | TEM | 1 | MC | 42 | 1
1PH81011JF032BA1 | SIMOTICS M COMPACT ASYNCHRONOUS MOTOR 1500RPM,3,7KW, 24NM, 12,5A,265V 2000RPM, 4,3KW,22NM, 12,5A,304V 2000RPM, 4,7KW, 22NM,12,5A,343V FORCED VENTILATION; DIRECTION OF AIR FLOW DE --> NDE; DEGREE OF PROTECTION IP55 INCREMENT. ENCODER HTL 2048 S/R (ENCODER HTL2048S/R) with TEMPERAT. SENSOR KTY84-130 DESIGN IM B35 (IM V15, IM V35) SHAFT WITH FITTED KEY HALF-KEY BALANCING BEARING: STANDARD WITH FIXED BEARING, VIBRATION SEVERITY GRADE: R/A, SHAFT AND FLANGE ACCURACY: R TERMINAL BOX (ABOVE) CABLE ENTRY ON THE RIGHT SIGNAL CONNECTION D-END | 4619 | TEM | 1 | MC | 42 | 1
1PH81011JF100BA1 | SIMOTICS M COMPACT ASYNCHRONOUS MOTOR 1500RPM, 3,7KW,24NM,12,5A, 265V 1750RPM, 4,3KW,23NM,12,5A, 304V 2000RPM, 4,7KW,22NM,12,5A, 343V FORCED VENTILATION; DIRECTION OF AIR FLOW NDE --> DE; DEGREE OF PROTECTION IP55 INCREMENT. ENCODER HTL 2048 S/R (ENCODER HTL2048S/R) with TEMPERAT. SENSOR KTY84-130 DESIGN IM B3 (IM V5, IM V6) PLAIN SHAFT WITHOUT FITTED KEY; BEARING: STANDARD WITH FIXED BEARING, VIBRATION SEVERITY GRADE: R/A, SHAFT AND FLANGE ACCURACY: R TERMINAL BOX (ABOVE) CABLE ENTRY ON THE RIGHT SIGNAL CONNECTION D-END | 4186 | TEM | 1 | MC | 42 | 1
1PH81011JF100BB1 | SIMOTICS M COMPACT ASYNCHRONOUS MOTOR 1500RPM, 3,7KW,24NM,12,5A, 265V 1750RPM, 4,3KW,23NM,12,5A, 304V 2000RPM, 4,7KW,22NM,12,5A, 343V FORCED VENTILATION; DIRECTION OF AIR FLOW NDE --> DE; DEGREE OF PROTECTION IP55 INCREMENT. ENCODER HTL 2048 S/R (ENCODER HTL2048S/R) with TEMPERAT. SENSOR KTY84-130 DESIGN IM B3 (IM V5, IM V6) PLAIN SHAFT WITHOUT FITTED KEY; BEARING: STANDARD WITH FIXED BEARING, VIBRATION SEVERITY GRADE: R/A, SHAFT AND FLANGE ACCURACY: R TERMINAL BOX (ABOVE) CABLE ENTRY ON THE LEFT SIGNAL CONNECTION D-END | 4186 | TEM | 1 | MC | 42 | 1
1PH81011JF100BC1 | SIMOTICS M COMPACT ASYNCHRONOUS MOTOR 1500RPM, 3,7KW,24NM,12,5A, 265V 1750RPM, 4,3KW,23NM,12,5A, 304V 2000RPM, 4,7KW,22NM,12,5A, 343V FORCED VENTILATION; DIRECTION OF AIR FLOW NDE --> DE; DEGREE OF PROTECTION IP55 INCREMENT. ENCODER HTL 2048 S/R (ENCODER HTL2048S/R) with TEMPERAT. SENSOR KTY84-130 DESIGN IM B3 (IM V5, IM V6) PLAIN SHAFT WITHOUT FITTED KEY; BEARING: STANDARD WITH FIXED BEARING, VIBRATION SEVERITY GRADE: R/A, SHAFT AND FLANGE ACCURACY: R TERMINAL BOX (ABOVE) CABLE ENTRY ON THE ND-END SIGNAL CONNECTION LEFT | 4186 | TEM | 1 | MC | 42 | 1
1PH81011JF100CA1 | SIMOTICS M COMPACT ASYNCHRONOUS MOTOR 1500RPM, 3,7KW,24NM,12,5A, 265V 1750RPM, 4,3KW,23NM,12,5A, 304V 2000RPM, 4,7KW,22NM,12,5A, 343V FORCED VENTILATION; DIRECTION OF AIR FLOW NDE --> DE; DEGREE OF PROTECTION IP55 INCREMENT. ENCODER HTL 2048 S/R (ENCODER HTL2048S/R) with TEMPERAT. SENSOR KTY84-130 DESIGN IM B3 (IM V5, IM V6) PLAIN SHAFT WITHOUT FITTED KEY; BEARING: STANDARD WITH FIXED BEARING, VIBRATION SEVERITY GRADE: S/A, SHAFT AND FLANGE ACCURACY: R TERMINAL BOX (ABOVE) CABLE ENTRY ON THE RIGHT SIGNAL CONNECTION D-END | 4381 | TEM | 1 | MC | 42 | 1
1PH81011JF100CB1 | SIMOTICS M COMPACT ASYNCHRONOUS MOTOR 1500RPM, 3,7KW,24NM,12,5A, 265V 1750RPM, 4,3KW,23NM,12,5A, 304V 2000RPM, 4,7KW,22NM,12,5A, 343V FORCED VENTILATION; DIRECTION OF AIR FLOW NDE --> DE; DEGREE OF PROTECTION IP55 INCREMENT. ENCODER HTL 2048 S/R (ENCODER HTL2048S/R) with TEMPERAT. SENSOR KTY84-130 DESIGN IM B3 (IM V5, IM V6) PLAIN SHAFT WITHOUT FITTED KEY; BEARING: STANDARD WITH FIXED BEARING, VIBRATION SEVERITY GRADE: S/A, SHAFT AND FLANGE ACCURACY: R TERMINAL BOX (ABOVE) CABLE ENTRY ON THE LEFT SIGNAL CONNECTION D-END | 4381 | TEM | 1 | MC | 42 | 1
1PH81011JF100CC1 | SIMOTICS M COMPACT ASYNCHRONOUS MOTOR 1500RPM, 3,7KW,24NM,12,5A, 265V 1750RPM, 4,3KW,23NM,12,5A, 304V 2000RPM, 4,7KW,22NM,12,5A, 343V FORCED VENTILATION; DIRECTION OF AIR FLOW NDE --> DE; DEGREE OF PROTECTION IP55 INCREMENT. ENCODER HTL 2048 S/R (ENCODER HTL2048S/R) with TEMPERAT. SENSOR KTY84-130 DESIGN IM B3 (IM V5, IM V6) PLAIN SHAFT WITHOUT FITTED KEY; BEARING: STANDARD WITH FIXED BEARING, VIBRATION SEVERITY GRADE: S/A, SHAFT AND FLANGE ACCURACY: R TERMINAL BOX (ABOVE) CABLE ENTRY ON THE ND-END SIGNAL CONNECTION LEFT | 4381 | TEM | 1 | MC | 42 | 1
1PH81011JF102BA1 | SIMOTICS M COMPACT ASYNCHRONOUS MOTOR 1500RPM, 3,7KW,24NM,12,5A, 265V 1750RPM, 4,3KW,23NM,12,5A, 304V 2000RPM, 4,7KW,22NM,12,5A, 343V FORCED VENTILATION; DIRECTION OF AIR FLOW NDE --> DE; DEGREE OF PROTECTION IP55 INCREMENT. ENCODER HTL 2048 S/R (ENCODER HTL2048S/R) with TEMPERAT. SENSOR KTY84-130 DESIGN IM B3 (IM V5, IM V6) SHAFT WITH FITTED KEY HALF-KEY BALANCING BEARING: STANDARD WITH FIXED BEARING, VIBRATION SEVERITY GRADE: R/A, SHAFT AND FLANGE ACCURACY: R TERMINAL BOX (ABOVE) CABLE ENTRY ON THE RIGHT SIGNAL CONNECTION D-END | 4186 | TEM | 1 | MC | 42 | 1
1PH81011JF102BB1 | SIMOTICS M COMPACT ASYNCHRONOUS MOTOR 1500RPM, 3,7KW,24NM,12,5A, 265V 1750RPM, 4,3KW,23NM,12,5A, 304V 2000RPM, 4,7KW,22NM,12,5A, 343V FORCED VENTILATION; DIRECTION OF AIR FLOW NDE --> DE; DEGREE OF PROTECTION IP55 INCREMENT. ENCODER HTL 2048 S/R (ENCODER HTL2048S/R) with TEMPERAT. SENSOR KTY84-130 DESIGN IM B3 (IM V5, IM V6) SHAFT WITH FITTED KEY HALF-KEY BALANCING BEARING: STANDARD WITH FIXED BEARING, VIBRATION SEVERITY GRADE: R/A, SHAFT AND FLANGE ACCURACY: R TERMINAL BOX (ABOVE) CABLE ENTRY ON THE LEFT SIGNAL CONNECTION D-END | 4186 | TEM | 1 | MC | 42 | 1
1PH81011JF102BC1 | SIMOTICS M COMPACT ASYNCHRONOUS MOTOR 1500RPM, 3,7KW,24NM,12,5A, 265V 1750RPM, 4,3KW,23NM,12,5A, 304V 2000RPM, 4,7KW,22NM,12,5A, 343V FORCED VENTILATION; DIRECTION OF AIR FLOW NDE --> DE; DEGREE OF PROTECTION IP55 INCREMENT. ENCODER HTL 2048 S/R (ENCODER HTL2048S/R) with TEMPERAT. SENSOR KTY84-130 DESIGN IM B3 (IM V5, IM V6) SHAFT WITH FITTED KEY HALF-KEY BALANCING BEARING: STANDARD WITH FIXED BEARING, VIBRATION SEVERITY GRADE: R/A, SHAFT AND FLANGE ACCURACY: R TERMINAL BOX (ABOVE) CABLE ENTRY ON THE ND-END SIGNAL CONNECTION LEFT | 4186 | TEM | 1 | MC | 42 | 1
1PH81011JF102CA1 | SIMOTICS M COMPACT ASYNCHRONOUS MOTOR 1500RPM, 3,7KW,24NM,12,5A, 265V 1750RPM, 4,3KW,23NM,12,5A, 304V 2000RPM, 4,7KW,22NM,12,5A, 343V FORCED VENTILATION; DIRECTION OF AIR FLOW NDE --> DE; DEGREE OF PROTECTION IP55 INCREMENT. ENCODER HTL 2048 S/R (ENCODER HTL2048S/R) with TEMPERAT. SENSOR KTY84-130 DESIGN IM B3 (IM V5, IM V6) SHAFT WITH FITTED KEY HALF-KEY BALANCING BEARING: STANDARD WITH FIXED BEARING, VIBRATION SEVERITY GRADE: S/A, SHAFT AND FLANGE ACCURACY: R TERMINAL BOX (ABOVE) CABLE ENTRY ON THE RIGHT SIGNAL CONNECTION D-END | 4381 | TEM | 1 | MC | 42 | 1
1PH81011JF102CB1 | SIMOTICS M COMPACT ASYNCHRONOUS MOTOR 1500RPM, 3,7KW,24NM,12,5A, 265V 1750RPM, 4,3KW,23NM,12,5A, 304V 2000RPM, 4,7KW,22NM,12,5A, 343V FORCED VENTILATION; DIRECTION OF AIR FLOW NDE --> DE; DEGREE OF PROTECTION IP55 INCREMENT. ENCODER HTL 2048 S/R (ENCODER HTL2048S/R) with TEMPERAT. SENSOR KTY84-130 DESIGN IM B3 (IM V5, IM V6) SHAFT WITH FITTED KEY HALF-KEY BALANCING BEARING: STANDARD WITH FIXED BEARING, VIBRATION SEVERITY GRADE: S/A, SHAFT AND FLANGE ACCURACY: R TERMINAL BOX (ABOVE) CABLE ENTRY ON THE LEFT SIGNAL CONNECTION D-END | 4381 | TEM | 1 | MC | 42 | 1
1PH81011JF102CC1 | SIMOTICS M COMPACT ASYNCHRONOUS MOTOR 1500RPM, 3,7KW,24NM,12,5A, 265V 1750RPM, 4,3KW,23NM,12,5A, 304V 2000RPM, 4,7KW,22NM,12,5A, 343V FORCED VENTILATION; DIRECTION OF AIR FLOW NDE --> DE; DEGREE OF PROTECTION IP55 INCREMENT. ENCODER HTL 2048 S/R (ENCODER HTL2048S/R) with TEMPERAT. SENSOR KTY84-130 DESIGN IM B3 (IM V5, IM V6) SHAFT WITH FITTED KEY HALF-KEY BALANCING BEARING: STANDARD WITH FIXED BEARING, VIBRATION SEVERITY GRADE: S/A, SHAFT AND FLANGE ACCURACY: R TERMINAL BOX (ABOVE) CABLE ENTRY ON THE ND-END SIGNAL CONNECTION LEFT | 4381 | TEM | 1 | MC | 42 | 1
1PH81011JF102FA1 | SIMOTICS M COMPACT ASYNCHRONOUS MOTOR 1500RPM, 3,7KW,24NM,12,5A, 265V 1750RPM, 4,3KW,23NM,12,5A, 304V 2000RPM, 4,7KW,22NM,12,5A, 343V FORCED VENTILATION; DIRECTION OF AIR FLOW NDE --> DE; DEGREE OF PROTECTION IP55 INCREMENT. ENCODER HTL 2048 S/R (ENCODER HTL2048S/R) with TEMPERAT. SENSOR KTY84-130 DESIGN IM B3 (IM V5, IM V6) SHAFT WITH FITTED KEY HALF-KEY BALANCING BEARING: INCREASED RADIAL FORCES, VIBRATION SEVERITY GRADE: R/A, SHAFT+FLANGE ACCURACY: R TERMINAL BOX (ABOVE) CABLE ENTRY ON THE RIGHT SIGNAL CONNECTION D-END | 4269 | TEM | 1 | MC | 42 | 1
1PH81011JF120BA1 | SIMOTICS M COMPACT ASYNCHRONOUS MOTOR 1500RPM, 3,7KW,24NM,12,5A, 265V 1750RPM, 4,3KW,23NM,12,5A, 304V 2000RPM, 4,7KW,22NM,12,5A, 343V FORCED VENTILATION; DIRECTION OF AIR FLOW NDE --> DE; DEGREE OF PROTECTION IP55 INCREMENT. ENCODER HTL 2048 S/R (ENCODER HTL2048S/R) with TEMPERAT. SENSOR KTY84-130 DESIGN IM B5 (IMV 1,IM V3) PLAIN SHAFT WITHOUT FITTED KEY; BEARING: STANDARD WITH FIXED BEARING, VIBRATION SEVERITY GRADE: R/A, SHAFT AND FLANGE ACCURACY: R TERMINAL BOX (ABOVE) CABLE ENTRY ON THE RIGHT SIGNAL CONNECTION D-END | 4381 | TEM | 1 | MC | 42 | 1
1PH81011JF120BB1 | SIMOTICS M COMPACT ASYNCHRONOUS MOTOR 1500RPM, 3,7KW,24NM,12,5A, 265V 1750RPM, 4,3KW,23NM,12,5A, 304V 2000RPM, 4,7KW,22NM,12,5A, 343V FORCED VENTILATION; DIRECTION OF AIR FLOW NDE --> DE; DEGREE OF PROTECTION IP55 INCREMENT. ENCODER HTL 2048 S/R (ENCODER HTL2048S/R) with TEMPERAT. SENSOR KTY84-130 DESIGN IM B5 (IMV 1,IM V3) PLAIN SHAFT WITHOUT FITTED KEY; BEARING: STANDARD WITH FIXED BEARING, VIBRATION SEVERITY GRADE: R/A, SHAFT AND FLANGE ACCURACY: R TERMINAL BOX (ABOVE) CABLE ENTRY ON THE LEFT SIGNAL CONNECTION D-END | 4381 | TEM | 1 | MC | 42 | 1
1PH81011JF120BC1 | SIMOTICS M COMPACT ASYNCHRONOUS MOTOR 1500RPM, 3,7KW,24NM,12,5A, 265V 1750RPM, 4,3KW,23NM,12,5A, 304V 2000RPM, 4,7KW,22NM,12,5A, 343V FORCED VENTILATION; DIRECTION OF AIR FLOW NDE --> DE; DEGREE OF PROTECTION IP55 INCREMENT. ENCODER HTL 2048 S/R (ENCODER HTL2048S/R) with TEMPERAT. SENSOR KTY84-130 DESIGN IM B5 (IMV 1,IM V3) PLAIN SHAFT WITHOUT FITTED KEY; BEARING: STANDARD WITH FIXED BEARING, VIBRATION SEVERITY GRADE: R/A, SHAFT AND FLANGE ACCURACY: R TERMINAL BOX (ABOVE) CABLE ENTRY ON THE ND-END SIGNAL CONNECTION LEFT | 4381 | TEM | 1 | MC | 42 | 1
1PH81011JF120CA1 | SIMOTICS M COMPACT ASYNCHRONOUS MOTOR 1500RPM, 3,7KW,24NM,12,5A, 265V 1750RPM, 4,3KW,23NM,12,5A, 304V 2000RPM, 4,7KW,22NM,12,5A, 343V FORCED VENTILATION; DIRECTION OF AIR FLOW NDE --> DE; DEGREE OF PROTECTION IP55 INCREMENT. ENCODER HTL 2048 S/R (ENCODER HTL2048S/R) with TEMPERAT. SENSOR KTY84-130 DESIGN IM B5 (IMV 1,IM V3) PLAIN SHAFT WITHOUT FITTED KEY; BEARING: STANDARD WITH FIXED BEARING, VIBRATION SEVERITY GRADE: S/A, SHAFT AND FLANGE ACCURACY: R TERMINAL BOX (ABOVE) CABLE ENTRY ON THE RIGHT SIGNAL CONNECTION D-END | 4576 | TEM | 1 | MC | 42 | 1
1PH81011JF120CB1 | SIMOTICS M COMPACT ASYNCHRONOUS MOTOR 1500RPM, 3,7KW,24NM,12,5A, 265V 1750RPM, 4,3KW,23NM,12,5A, 304V 2000RPM, 4,7KW,22NM,12,5A, 343V FORCED VENTILATION; DIRECTION OF AIR FLOW NDE --> DE; DEGREE OF PROTECTION IP55 INCREMENT. ENCODER HTL 2048 S/R (ENCODER HTL2048S/R) with TEMPERAT. SENSOR KTY84-130 DESIGN IM B5 (IMV 1,IM V3) PLAIN SHAFT WITHOUT FITTED KEY; BEARING: STANDARD WITH FIXED BEARING, VIBRATION SEVERITY GRADE: S/A, SHAFT AND FLANGE ACCURACY: R TERMINAL BOX (ABOVE) CABLE ENTRY ON THE LEFT SIGNAL CONNECTION D-END | 4576 | TEM | 1 | MC | 42 | 1
1PH81011JF120CC1 | SIMOTICS M COMPACT ASYNCHRONOUS MOTOR 1500RPM, 3,7KW,24NM,12,5A, 265V 1750RPM, 4,3KW,23NM,12,5A, 304V 2000RPM, 4,7KW,22NM,12,5A, 343V FORCED VENTILATION; DIRECTION OF AIR FLOW NDE --> DE; DEGREE OF PROTECTION IP55 INCREMENT. ENCODER HTL 2048 S/R (ENCODER HTL2048S/R) with TEMPERAT. SENSOR KTY84-130 DESIGN IM B5 (IMV 1,IM V3) PLAIN SHAFT WITHOUT FITTED KEY; BEARING: STANDARD WITH FIXED BEARING, VIBRATION SEVERITY GRADE: S/A, SHAFT AND FLANGE ACCURACY: R TERMINAL BOX (ABOVE) CABLE ENTRY ON THE ND-END SIGNAL CONNECTION LEFT | 4576 | TEM | 1 | MC | 42 | 1
1PH81011JF122BA1 | SIMOTICS M COMPACT ASYNCHRONOUS MOTOR 1500RPM, 3,7KW,24NM,12,5A, 265V 1750RPM, 4,3KW,23NM,12,5A, 304V 2000RPM, 4,7KW,22NM,12,5A, 343V FORCED VENTILATION; DIRECTION OF AIR FLOW NDE --> DE; DEGREE OF PROTECTION IP55 INCREMENT. ENCODER HTL 2048 S/R (ENCODER HTL2048S/R) with TEMPERAT. SENSOR KTY84-130 DESIGN IM B5 (IMV 1,IM V3) SHAFT WITH FITTED KEY HALF-KEY BALANCING BEARING: STANDARD WITH FIXED BEARING, VIBRATION SEVERITY GRADE: R/A, SHAFT AND FLANGE ACCURACY: R TERMINAL BOX (ABOVE) CABLE ENTRY ON THE RIGHT SIGNAL CONNECTION D-END | 4381 | TEM | 1 | MC | 42 | 1
1PH81011JF122BB1 | SIMOTICS M COMPACT ASYNCHRONOUS MOTOR 1500RPM, 3,7KW,24NM,12,5A, 265V 1750RPM, 4,3KW,23NM,12,5A, 304V 2000RPM, 4,7KW,22NM,12,5A, 343V FORCED VENTILATION; DIRECTION OF AIR FLOW NDE --> DE; DEGREE OF PROTECTION IP55 INCREMENT. ENCODER HTL 2048 S/R (ENCODER HTL2048S/R) with TEMPERAT. SENSOR KTY84-130 DESIGN IM B5 (IMV 1,IM V3) SHAFT WITH FITTED KEY HALF-KEY BALANCING BEARING: STANDARD WITH FIXED BEARING, VIBRATION SEVERITY GRADE: R/A, SHAFT AND FLANGE ACCURACY: R TERMINAL BOX (ABOVE) CABLE ENTRY ON THE LEFT SIGNAL CONNECTION D-END | 4381 | TEM | 1 | MC | 42 | 1
1PH81011JF122BC1 | SIMOTICS M COMPACT ASYNCHRONOUS MOTOR 1500RPM, 3,7KW,24NM,12,5A, 265V 1750RPM, 4,3KW,23NM,12,5A, 304V 2000RPM, 4,7KW,22NM,12,5A, 343V FORCED VENTILATION; DIRECTION OF AIR FLOW NDE --> DE; DEGREE OF PROTECTION IP55 INCREMENT. ENCODER HTL 2048 S/R (ENCODER HTL2048S/R) with TEMPERAT. SENSOR KTY84-130 DESIGN IM B5 (IMV 1,IM V3) SHAFT WITH FITTED KEY HALF-KEY BALANCING BEARING: STANDARD WITH FIXED BEARING, VIBRATION SEVERITY GRADE: R/A, SHAFT AND FLANGE ACCURACY: R TERMINAL BOX (ABOVE) CABLE ENTRY ON THE ND-END SIGNAL CONNECTION LEFT | 4381 | TEM | 1 | MC | 42 | 1
1PH81011JF122CA1 | SIMOTICS M COMPACT ASYNCHRONOUS MOTOR 1500RPM, 3,7KW,24NM,12,5A, 265V 1750RPM, 4,3KW,23NM,12,5A, 304V 2000RPM, 4,7KW,22NM,12,5A, 343V FORCED VENTILATION; DIRECTION OF AIR FLOW NDE --> DE; DEGREE OF PROTECTION IP55 INCREMENT. ENCODER HTL 2048 S/R (ENCODER HTL2048S/R) with TEMPERAT. SENSOR KTY84-130 DESIGN IM B5 (IMV 1,IM V3) SHAFT WITH FITTED KEY HALF-KEY BALANCING BEARING: STANDARD WITH FIXED BEARING, VIBRATION SEVERITY GRADE: S/A, SHAFT AND FLANGE ACCURACY: R TERMINAL BOX (ABOVE) CABLE ENTRY ON THE RIGHT SIGNAL CONNECTION D-END | 4576 | TEM | 1 | MC | 42 | 1
1PH81011JF122CB1 | SIMOTICS M COMPACT ASYNCHRONOUS MOTOR 1500RPM, 3,7KW,24NM,12,5A, 265V 1750RPM, 4,3KW,23NM,12,5A, 304V 2000RPM, 4,7KW,22NM,12,5A, 343V FORCED VENTILATION; DIRECTION OF AIR FLOW NDE --> DE; DEGREE OF PROTECTION IP55 INCREMENT. ENCODER HTL 2048 S/R (ENCODER HTL2048S/R) with TEMPERAT. SENSOR KTY84-130 DESIGN IM B5 (IMV 1,IM V3) SHAFT WITH FITTED KEY HALF-KEY BALANCING BEARING: STANDARD WITH FIXED BEARING, VIBRATION SEVERITY GRADE: S/A, SHAFT AND FLANGE ACCURACY: R TERMINAL BOX (ABOVE) CABLE ENTRY ON THE LEFT SIGNAL CONNECTION D-END | 4576 | TEM | 1 | MC | 42 | 1
1PH81011JF122CC1 | SIMOTICS M COMPACT ASYNCHRONOUS MOTOR 1500RPM, 3,7KW,24NM,12,5A, 265V 1750RPM, 4,3KW,23NM,12,5A, 304V 2000RPM, 4,7KW,22NM,12,5A, 343V FORCED VENTILATION; DIRECTION OF AIR FLOW NDE --> DE; DEGREE OF PROTECTION IP55 INCREMENT. ENCODER HTL 2048 S/R (ENCODER HTL2048S/R) with TEMPERAT. SENSOR KTY84-130 DESIGN IM B5 (IMV 1,IM V3) SHAFT WITH FITTED KEY HALF-KEY BALANCING BEARING: STANDARD WITH FIXED BEARING, VIBRATION SEVERITY GRADE: S/A, SHAFT AND FLANGE ACCURACY: R TERMINAL BOX (ABOVE) CABLE ENTRY ON THE ND-END SIGNAL CONNECTION LEFT | 4576 | TEM | 1 | MC | 42 | 1
1PH81011JF130BA1 | SIMOTICS M COMPACT ASYNCHRONOUS MOTOR 1500RPM, 3,7KW,24NM,12,5A, 265V 1750RPM, 4,3KW,23NM,12,5A, 304V 2000RPM, 4,7KW,22NM,12,5A, 343V FORCED VENTILATION; DIRECTION OF AIR FLOW NDE --> DE; DEGREE OF PROTECTION IP55 INCREMENT. ENCODER HTL 2048 S/R (ENCODER HTL2048S/R) with TEMPERAT. SENSOR KTY84-130 DESIGN IM B35 (IM V15, IM V35) PLAIN SHAFT WITHOUT FITTED KEY; BEARING: STANDARD WITH FIXED BEARING, VIBRATION SEVERITY GRADE: R/A, SHAFT AND FLANGE ACCURACY: R TERMINAL BOX (ABOVE) CABLE ENTRY ON THE RIGHT SIGNAL CONNECTION D-END | 4619 | TEM | 1 | MC | 42 | 1
1PH81011JF130BB1 | SIMOTICS M COMPACT ASYNCHRONOUS MOTOR 1500RPM, 3,7KW,24NM,12,5A, 265V 1750RPM, 4,3KW,23NM,12,5A, 304V 2000RPM, 4,7KW,22NM,12,5A, 343V FORCED VENTILATION; DIRECTION OF AIR FLOW NDE --> DE; DEGREE OF PROTECTION IP55 INCREMENT. ENCODER HTL 2048 S/R (ENCODER HTL2048S/R) with TEMPERAT. SENSOR KTY84-130 DESIGN IM B35 (IM V15, IM V35) PLAIN SHAFT WITHOUT FITTED KEY; BEARING: STANDARD WITH FIXED BEARING, VIBRATION SEVERITY GRADE: R/A, SHAFT AND FLANGE ACCURACY: R TERMINAL BOX (ABOVE) CABLE ENTRY ON THE LEFT SIGNAL CONNECTION D-END | 4619 | TEM | 1 | MC | 42 | 1
1PH81011JF130BC1 | SIMOTICS M COMPACT ASYNCHRONOUS MOTOR 1500RPM, 3,7KW,24NM,12,5A, 265V 1750RPM, 4,3KW,23NM,12,5A, 304V 2000RPM, 4,7KW,22NM,12,5A, 343V FORCED VENTILATION; DIRECTION OF AIR FLOW NDE --> DE; DEGREE OF PROTECTION IP55 INCREMENT. ENCODER HTL 2048 S/R (ENCODER HTL2048S/R) with TEMPERAT. SENSOR KTY84-130 DESIGN IM B35 (IM V15, IM V35) PLAIN SHAFT WITHOUT FITTED KEY; BEARING: STANDARD WITH FIXED BEARING, VIBRATION SEVERITY GRADE: R/A, SHAFT AND FLANGE ACCURACY: R TERMINAL BOX (ABOVE) CABLE ENTRY ON THE ND-END SIGNAL CONNECTION LEFT | 4619 | TEM | 1 | MC | 42 | 1
1PH81011JF130CA1 | SIMOTICS M COMPACT ASYNCHRONOUS MOTOR 1500RPM, 3,7KW,24NM,12,5A, 265V 1750RPM, 4,3KW,23NM,12,5A, 304V 2000RPM, 4,7KW,22NM,12,5A, 343V FORCED VENTILATION; DIRECTION OF AIR FLOW NDE --> DE; DEGREE OF PROTECTION IP55 INCREMENT. ENCODER HTL 2048 S/R (ENCODER HTL2048S/R) with TEMPERAT. SENSOR KTY84-130 DESIGN IM B35 (IM V15, IM V35) PLAIN SHAFT WITHOUT FITTED KEY; BEARING: STANDARD WITH FIXED BEARING, VIBRATION SEVERITY GRADE: S/A, SHAFT AND FLANGE ACCURACY: R TERMINAL BOX (ABOVE) CABLE ENTRY ON THE RIGHT SIGNAL CONNECTION D-END | 4815 | TEM | 1 | MC | 42 | 1
1PH81011JF130CB1 | SIMOTICS M COMPACT ASYNCHRONOUS MOTOR 1500RPM, 3,7KW,24NM,12,5A, 265V 1750RPM, 4,3KW,23NM,12,5A, 304V 2000RPM, 4,7KW,22NM,12,5A, 343V FORCED VENTILATION; DIRECTION OF AIR FLOW NDE --> DE; DEGREE OF PROTECTION IP55 INCREMENT. ENCODER HTL 2048 S/R (ENCODER HTL2048S/R) with TEMPERAT. SENSOR KTY84-130 DESIGN IM B35 (IM V15, IM V35) PLAIN SHAFT WITHOUT FITTED KEY; BEARING: STANDARD WITH FIXED BEARING, VIBRATION SEVERITY GRADE: S/A, SHAFT AND FLANGE ACCURACY: R TERMINAL BOX (ABOVE) CABLE ENTRY ON THE LEFT SIGNAL CONNECTION D-END | 4815 | TEM | 1 | MC | 42 | 1
1PH81011JF130CC1 | SIMOTICS M COMPACT ASYNCHRONOUS MOTOR 1500RPM, 3,7KW,24NM,12,5A, 265V 1750RPM, 4,3KW,23NM,12,5A, 304V 2000RPM, 4,7KW,22NM,12,5A, 343V FORCED VENTILATION; DIRECTION OF AIR FLOW NDE --> DE; DEGREE OF PROTECTION IP55 INCREMENT. ENCODER HTL 2048 S/R (ENCODER HTL2048S/R) with TEMPERAT. SENSOR KTY84-130 DESIGN IM B35 (IM V15, IM V35) PLAIN SHAFT WITHOUT FITTED KEY; BEARING: STANDARD WITH FIXED BEARING, VIBRATION SEVERITY GRADE: S/A, SHAFT AND FLANGE ACCURACY: R TERMINAL BOX (ABOVE) CABLE ENTRY ON THE ND-END SIGNAL CONNECTION LEFT | 4815 | TEM | 1 | MC | 42 | 1
1PH81011JF132BA1 | SIMOTICS M COMPACT ASYNCHRONOUS MOTOR 1500RPM, 3,7KW,24NM,12,5A, 265V 1750RPM, 4,3KW,23NM,12,5A, 304V 2000RPM, 4,7KW,22NM,12,5A, 343V FORCED VENTILATION; DIRECTION OF AIR FLOW NDE --> DE; DEGREE OF PROTECTION IP55 INCREMENT. ENCODER HTL 2048 S/R (ENCODER HTL2048S/R) with TEMPERAT. SENSOR KTY84-130 DESIGN IM B35 (IM V15, IM V35) SHAFT WITH FITTED KEY HALF-KEY BALANCING BEARING: STANDARD WITH FIXED BEARING, VIBRATION SEVERITY GRADE: R/A, SHAFT AND FLANGE ACCURACY: R TERMINAL BOX (ABOVE) CABLE ENTRY ON THE RIGHT SIGNAL CONNECTION D-END | 4619 | TEM | 1 | MC | 42 | 1
1PH81011JF132BB1 | SIMOTICS M COMPACT ASYNCHRONOUS MOTOR 1500RPM, 3,7KW,24NM,12,5A, 265V 1750RPM, 4,3KW,23NM,12,5A, 304V 2000RPM, 4,7KW,22NM,12,5A, 343V FORCED VENTILATION; DIRECTION OF AIR FLOW NDE --> DE; DEGREE OF PROTECTION IP55 INCREMENT. ENCODER HTL 2048 S/R (ENCODER HTL2048S/R) with TEMPERAT. SENSOR KTY84-130 DESIGN IM B35 (IM V15, IM V35) SHAFT WITH FITTED KEY HALF-KEY BALANCING BEARING: STANDARD WITH FIXED BEARING, VIBRATION SEVERITY GRADE: R/A, SHAFT AND FLANGE ACCURACY: R TERMINAL BOX (ABOVE) CABLE ENTRY ON THE LEFT SIGNAL CONNECTION D-END | 4619 | TEM | 1 | MC | 42 | 1
1PH81011JF132BC1 | SIMOTICS M COMPACT ASYNCHRONOUS MOTOR 1500RPM, 3,7KW,24NM,12,5A, 265V 1750RPM, 4,3KW,23NM,12,5A, 304V 2000RPM, 4,7KW,22NM,12,5A, 343V FORCED VENTILATION; DIRECTION OF AIR FLOW NDE --> DE; DEGREE OF PROTECTION IP55 INCREMENT. ENCODER HTL 2048 S/R (ENCODER HTL2048S/R) with TEMPERAT. SENSOR KTY84-130 DESIGN IM B35 (IM V15, IM V35) SHAFT WITH FITTED KEY HALF-KEY BALANCING BEARING: STANDARD WITH FIXED BEARING, VIBRATION SEVERITY GRADE: R/A, SHAFT AND FLANGE ACCURACY: R TERMINAL BOX (ABOVE) CABLE ENTRY ON THE ND-END SIGNAL CONNECTION LEFT | 4619 | TEM | 1 | MC | 42 | 1
1PH81011JF132CA1 | SIMOTICS M COMPACT ASYNCHRONOUS MOTOR 1500RPM, 3,7KW,24NM,12,5A, 265V 1750RPM, 4,3KW,23NM,12,5A, 304V 2000RPM, 4,7KW,22NM,12,5A, 343V FORCED VENTILATION; DIRECTION OF AIR FLOW NDE --> DE; DEGREE OF PROTECTION IP55 INCREMENT. ENCODER HTL 2048 S/R (ENCODER HTL2048S/R) with TEMPERAT. SENSOR KTY84-130 DESIGN IM B35 (IM V15, IM V35) SHAFT WITH FITTED KEY HALF-KEY BALANCING BEARING: STANDARD WITH FIXED BEARING, VIBRATION SEVERITY GRADE: S/A, SHAFT AND FLANGE ACCURACY: R TERMINAL BOX (ABOVE) CABLE ENTRY ON THE RIGHT SIGNAL CONNECTION D-END | 4815 | TEM | 1 | MC | 42 | 1
1PH81011JF132CB1 | SIMOTICS M COMPACT ASYNCHRONOUS MOTOR 1500RPM, 3,7KW,24NM,12,5A, 265V 1750RPM, 4,3KW,23NM,12,5A, 304V 2000RPM, 4,7KW,22NM,12,5A, 343V FORCED VENTILATION; DIRECTION OF AIR FLOW NDE --> DE; DEGREE OF PROTECTION IP55 INCREMENT. ENCODER HTL 2048 S/R (ENCODER HTL2048S/R) with TEMPERAT. SENSOR KTY84-130 DESIGN IM B35 (IM V15, IM V35) SHAFT WITH FITTED KEY HALF-KEY BALANCING BEARING: STANDARD WITH FIXED BEARING, VIBRATION SEVERITY GRADE: S/A, SHAFT AND FLANGE ACCURACY: R TERMINAL BOX (ABOVE) CABLE ENTRY ON THE LEFT SIGNAL CONNECTION D-END | 4815 | TEM | 1 | MC | 42 | 1
1PH81011JF132CC1 | SIMOTICS M COMPACT ASYNCHRONOUS MOTOR 1500RPM, 3,7KW,24NM,12,5A, 265V 1750RPM, 4,3KW,23NM,12,5A, 304V 2000RPM, 4,7KW,22NM,12,5A, 343V FORCED VENTILATION; DIRECTION OF AIR FLOW NDE --> DE; DEGREE OF PROTECTION IP55 INCREMENT. ENCODER HTL 2048 S/R (ENCODER HTL2048S/R) with TEMPERAT. SENSOR KTY84-130 DESIGN IM B35 (IM V15, IM V35) SHAFT WITH FITTED KEY HALF-KEY BALANCING BEARING: STANDARD WITH FIXED BEARING, VIBRATION SEVERITY GRADE: S/A, SHAFT AND FLANGE ACCURACY: R TERMINAL BOX (ABOVE) CABLE ENTRY ON THE ND-END SIGNAL CONNECTION LEFT | 4815 | TEM | 1 | MC | 42 | 1
1PH81011JF200BA1 | SIMOTICS M COMPACT ASYNCHRONOUS MOTOR 1500RPM, 5KW, 32NM, 12,8A, 357V 1750RPM, 5,8KW,32NM, 12,8A,400V 2000RPM, 6,6KW,32NM, 12,5A,450V WATER COOLING DEGREE OF PROTECTION IP65 INCREMENT. ENCODER HTL 2048 S/R (ENCODER HTL2048S/R) with TEMPERAT. SENSOR KTY84-130 DESIGN IM B3 (IM V5, IM V6) PLAIN SHAFT WITHOUT FITTED KEY; BEARING: STANDARD WITH FIXED BEARING, VIBRATION SEVERITY GRADE: R/A, SHAFT AND FLANGE ACCURACY: R TERMINAL BOX (ABOVE) CABLE ENTRY ON THE RIGHT SIGNAL CONNECTION D-END | 4577 | TEM | 1 | MC | 51 | 1
1PH81011JF200BB1 | SIMOTICS M COMPACT ASYNCHRONOUS MOTOR 1500RPM, 5KW, 32NM, 12,8A, 357V 1750RPM, 5,8KW,32NM, 12,8A,400V 2000RPM, 6,6KW,32NM, 12,5A,450V WATER COOLING DEGREE OF PROTECTION IP65 INCREMENT. ENCODER HTL 2048 S/R (ENCODER HTL2048S/R) with TEMPERAT. SENSOR KTY84-130 DESIGN IM B3 (IM V5, IM V6) PLAIN SHAFT WITHOUT FITTED KEY; BEARING: STANDARD WITH FIXED BEARING, VIBRATION SEVERITY GRADE: R/A, SHAFT AND FLANGE ACCURACY: R TERMINAL BOX (ABOVE) CABLE ENTRY ON THE LEFT SIGNAL CONNECTION D-END | 4577 | TEM | 1 | MC | 51 | 1
1PH81011JF200BC1 | SIMOTICS M COMPACT ASYNCHRONOUS MOTOR 1500RPM, 5KW, 32NM, 12,8A, 357V 1750RPM, 5,8KW,32NM, 12,8A,400V 2000RPM, 6,6KW,32NM, 12,5A,450V WATER COOLING DEGREE OF PROTECTION IP65 INCREMENT. ENCODER HTL 2048 S/R (ENCODER HTL2048S/R) with TEMPERAT. SENSOR KTY84-130 DESIGN IM B3 (IM V5, IM V6) PLAIN SHAFT WITHOUT FITTED KEY; BEARING: STANDARD WITH FIXED BEARING, VIBRATION SEVERITY GRADE: R/A, SHAFT AND FLANGE ACCURACY: R TERMINAL BOX (ABOVE) CABLE ENTRY ON THE ND-END SIGNAL CONNECTION LEFT | 4577 | TEM | 1 | MC | 51 | 1
1PH81011JF200CA1 | SIMOTICS M COMPACT ASYNCHRONOUS MOTOR 1500RPM, 5KW, 32NM, 12,8A, 357V 1750RPM, 5,8KW,32NM, 12,8A,400V 2000RPM, 6,6KW,32NM, 12,5A,450V WATER COOLING DEGREE OF PROTECTION IP65 INCREMENT. ENCODER HTL 2048 S/R (ENCODER HTL2048S/R) with TEMPERAT. SENSOR KTY84-130 DESIGN IM B3 (IM V5, IM V6) PLAIN SHAFT WITHOUT FITTED KEY; BEARING: STANDARD WITH FIXED BEARING, VIBRATION SEVERITY GRADE: S/A, SHAFT AND FLANGE ACCURACY: R TERMINAL BOX (ABOVE) CABLE ENTRY ON THE RIGHT SIGNAL CONNECTION D-END | 4772 | TEM | 1 | MC | 51 | 1
1PH81011JF200CB1 | SIMOTICS M COMPACT ASYNCHRONOUS MOTOR 1500RPM, 5KW, 32NM, 12,8A, 357V 1750RPM, 5,8KW,32NM, 12,8A,400V 2000RPM, 6,6KW,32NM, 12,5A,450V WATER COOLING DEGREE OF PROTECTION IP65 INCREMENT. ENCODER HTL 2048 S/R (ENCODER HTL2048S/R) with TEMPERAT. SENSOR KTY84-130 DESIGN IM B3 (IM V5, IM V6) PLAIN SHAFT WITHOUT FITTED KEY; BEARING: STANDARD WITH FIXED BEARING, VIBRATION SEVERITY GRADE: S/A, SHAFT AND FLANGE ACCURACY: R TERMINAL BOX (ABOVE) CABLE ENTRY ON THE LEFT SIGNAL CONNECTION D-END | 4772 | TEM | 1 | MC | 51 | 1
1PH81011JF200CC1 | SIMOTICS M COMPACT ASYNCHRONOUS MOTOR 1500RPM, 5KW, 32NM, 12,8A, 357V 1750RPM, 5,8KW,32NM, 12,8A,400V 2000RPM, 6,6KW,32NM, 12,5A,450V WATER COOLING DEGREE OF PROTECTION IP65 INCREMENT. ENCODER HTL 2048 S/R (ENCODER HTL2048S/R) with TEMPERAT. SENSOR KTY84-130 DESIGN IM B3 (IM V5, IM V6) PLAIN SHAFT WITHOUT FITTED KEY; BEARING: STANDARD WITH FIXED BEARING, VIBRATION SEVERITY GRADE: S/A, SHAFT AND FLANGE ACCURACY: R TERMINAL BOX (ABOVE) CABLE ENTRY ON THE ND-END SIGNAL CONNECTION LEFT | 4772 | TEM | 1 | MC | 51 | 1
1PH81011JF202BA1 | SIMOTICS M COMPACT ASYNCHRONOUS MOTOR 1500RPM, 5KW, 32NM, 12,8A, 357V 1750RPM, 5,8KW,32NM, 12,8A,400V 2000RPM, 6,6KW,32NM, 12,5A,450V WATER COOLING DEGREE OF PROTECTION IP65 INCREMENT. ENCODER HTL 2048 S/R (ENCODER HTL2048S/R) with TEMPERAT. SENSOR KTY84-130 DESIGN IM B3 (IM V5, IM V6) SHAFT WITH FITTED KEY HALF-KEY BALANCING BEARING: STANDARD WITH FIXED BEARING, VIBRATION SEVERITY GRADE: R/A, SHAFT AND FLANGE ACCURACY: R TERMINAL BOX (ABOVE) CABLE ENTRY ON THE RIGHT SIGNAL CONNECTION D-END | 4577 | TEM | 1 | MC | 51 | 1
1PH81011JF202BB1 | SIMOTICS M COMPACT ASYNCHRONOUS MOTOR 1500RPM, 5KW, 32NM, 12,8A, 357V 1750RPM, 5,8KW,32NM, 12,8A,400V 2000RPM, 6,6KW,32NM, 12,5A,450V WATER COOLING DEGREE OF PROTECTION IP65 INCREMENT. ENCODER HTL 2048 S/R (ENCODER HTL2048S/R) with TEMPERAT. SENSOR KTY84-130 DESIGN IM B3 (IM V5, IM V6) SHAFT WITH FITTED KEY HALF-KEY BALANCING BEARING: STANDARD WITH FIXED BEARING, VIBRATION SEVERITY GRADE: R/A, SHAFT AND FLANGE ACCURACY: R TERMINAL BOX (ABOVE) CABLE ENTRY ON THE LEFT SIGNAL CONNECTION D-END | 4577 | TEM | 1 | MC | 51 | 1
1PH81011JF202BC1 | SIMOTICS M COMPACT ASYNCHRONOUS MOTOR 1500RPM, 5KW, 32NM, 12,8A, 357V 1750RPM, 5,8KW,32NM, 12,8A,400V 2000RPM, 6,6KW,32NM, 12,5A,450V WATER COOLING DEGREE OF PROTECTION IP65 INCREMENT. ENCODER HTL 2048 S/R (ENCODER HTL2048S/R) with TEMPERAT. SENSOR KTY84-130 DESIGN IM B3 (IM V5, IM V6) SHAFT WITH FITTED KEY HALF-KEY BALANCING BEARING: STANDARD WITH FIXED BEARING, VIBRATION SEVERITY GRADE: R/A, SHAFT AND FLANGE ACCURACY: R TERMINAL BOX (ABOVE) CABLE ENTRY ON THE ND-END SIGNAL CONNECTION LEFT | 4577 | TEM | 1 | MC | 51 | 1
1PH81011JF202CA1 | SIMOTICS M COMPACT ASYNCHRONOUS MOTOR 1500RPM, 5KW, 32NM, 12,8A, 357V 1750RPM, 5,8KW,32NM, 12,8A,400V 2000RPM, 6,6KW,32NM, 12,5A,450V WATER COOLING DEGREE OF PROTECTION IP65 INCREMENT. ENCODER HTL 2048 S/R (ENCODER HTL2048S/R) with TEMPERAT. SENSOR KTY84-130 DESIGN IM B3 (IM V5, IM V6) SHAFT WITH FITTED KEY HALF-KEY BALANCING BEARING: STANDARD WITH FIXED BEARING, VIBRATION SEVERITY GRADE: S/A, SHAFT AND FLANGE ACCURACY: R TERMINAL BOX (ABOVE) CABLE ENTRY ON THE RIGHT SIGNAL CONNECTION D-END | 4772 | TEM | 1 | MC | 51 | 1
1PH81011JF202CB1 | SIMOTICS M COMPACT ASYNCHRONOUS MOTOR 1500RPM, 5KW, 32NM, 12,8A, 357V 1750RPM, 5,8KW,32NM, 12,8A,400V 2000RPM, 6,6KW,32NM, 12,5A,450V WATER COOLING DEGREE OF PROTECTION IP65 INCREMENT. ENCODER HTL 2048 S/R (ENCODER HTL2048S/R) with TEMPERAT. SENSOR KTY84-130 DESIGN IM B3 (IM V5, IM V6) SHAFT WITH FITTED KEY HALF-KEY BALANCING BEARING: STANDARD WITH FIXED BEARING, VIBRATION SEVERITY GRADE: S/A, SHAFT AND FLANGE ACCURACY: R TERMINAL BOX (ABOVE) CABLE ENTRY ON THE LEFT SIGNAL CONNECTION D-END | 4772 | TEM | 1 | MC | 51 | 1
1PH81011JF202CC1 | SIMOTICS M COMPACT ASYNCHRONOUS MOTOR 1500RPM, 5KW, 32NM, 12,8A, 357V 1750RPM, 5,8KW,32NM, 12,8A,400V 2000RPM, 6,6KW,32NM, 12,5A,450V WATER COOLING DEGREE OF PROTECTION IP65 INCREMENT. ENCODER HTL 2048 S/R (ENCODER HTL2048S/R) with TEMPERAT. SENSOR KTY84-130 DESIGN IM B3 (IM V5, IM V6) SHAFT WITH FITTED KEY HALF-KEY BALANCING BEARING: STANDARD WITH FIXED BEARING, VIBRATION SEVERITY GRADE: S/A, SHAFT AND FLANGE ACCURACY: R TERMINAL BOX (ABOVE) CABLE ENTRY ON THE ND-END SIGNAL CONNECTION LEFT | 4772 | TEM | 1 | MC | 51 | 1
1PH81011JF220BA1 | SIMOTICS M COMPACT ASYNCHRONOUS MOTOR 1500RPM, 5KW, 32NM, 12,8A, 357V 1750RPM, 5,8KW,32NM, 12,8A,400V 2000RPM, 6,6KW,32NM, 12,5A,450V WATER COOLING DEGREE OF PROTECTION IP65 INCREMENT. ENCODER HTL 2048 S/R (ENCODER HTL2048S/R) with TEMPERAT. SENSOR KTY84-130 DESIGN IM B5 (IMV 1,IM V3) PLAIN SHAFT WITHOUT FITTED KEY; BEARING: STANDARD WITH FIXED BEARING, VIBRATION SEVERITY GRADE: R/A, SHAFT AND FLANGE ACCURACY: R TERMINAL BOX (ABOVE) CABLE ENTRY ON THE RIGHT SIGNAL CONNECTION D-END | 4772 | TEM | 1 | MC | 51 | 1
1PH81011JF220BB1 | SIMOTICS M COMPACT ASYNCHRONOUS MOTOR 1500RPM, 5KW, 32NM, 12,8A, 357V 1750RPM, 5,8KW,32NM, 12,8A,400V 2000RPM, 6,6KW,32NM, 12,5A,450V WATER COOLING DEGREE OF PROTECTION IP65 INCREMENT. ENCODER HTL 2048 S/R (ENCODER HTL2048S/R) with TEMPERAT. SENSOR KTY84-130 DESIGN IM B5 (IMV 1,IM V3) PLAIN SHAFT WITHOUT FITTED KEY; BEARING: STANDARD WITH FIXED BEARING, VIBRATION SEVERITY GRADE: R/A, SHAFT AND FLANGE ACCURACY: R TERMINAL BOX (ABOVE) CABLE ENTRY ON THE LEFT SIGNAL CONNECTION D-END | 4772 | TEM | 1 | MC | 51 | 1
1PH81011JF220BC1 | SIMOTICS M COMPACT ASYNCHRONOUS MOTOR 1500RPM, 5KW, 32NM, 12,8A, 357V 1750RPM, 5,8KW,32NM, 12,8A,400V 2000RPM, 6,6KW,32NM, 12,5A,450V WATER COOLING DEGREE OF PROTECTION IP65 INCREMENT. ENCODER HTL 2048 S/R (ENCODER HTL2048S/R) with TEMPERAT. SENSOR KTY84-130 DESIGN IM B5 (IMV 1,IM V3) PLAIN SHAFT WITHOUT FITTED KEY; BEARING: STANDARD WITH FIXED BEARING, VIBRATION SEVERITY GRADE: R/A, SHAFT AND FLANGE ACCURACY: R TERMINAL BOX (ABOVE) CABLE ENTRY ON THE ND-END SIGNAL CONNECTION LEFT | 4772 | TEM | 1 | MC | 51 | 1
1PH81011JF220CA1 | SIMOTICS M COMPACT ASYNCHRONOUS MOTOR 1500RPM, 5KW, 32NM, 12,8A, 357V 1750RPM, 5,8KW,32NM, 12,8A,400V 2000RPM, 6,6KW,32NM, 12,5A,450V WATER COOLING DEGREE OF PROTECTION IP65 INCREMENT. ENCODER HTL 2048 S/R (ENCODER HTL2048S/R) with TEMPERAT. SENSOR KTY84-130 DESIGN IM B5 (IMV 1,IM V3) PLAIN SHAFT WITHOUT FITTED KEY; BEARING: STANDARD WITH FIXED BEARING, VIBRATION SEVERITY GRADE: S/A, SHAFT AND FLANGE ACCURACY: R TERMINAL BOX (ABOVE) CABLE ENTRY ON THE RIGHT SIGNAL CONNECTION D-END | 4967 | TEM | 1 | MC | 51 | 1
1PH81011JF220CB1 | SIMOTICS M COMPACT ASYNCHRONOUS MOTOR 1500RPM, 5KW, 32NM, 12,8A, 357V 1750RPM, 5,8KW,32NM, 12,8A,400V 2000RPM, 6,6KW,32NM, 12,5A,450V WATER COOLING DEGREE OF PROTECTION IP65 INCREMENT. ENCODER HTL 2048 S/R (ENCODER HTL2048S/R) with TEMPERAT. SENSOR KTY84-130 DESIGN IM B5 (IMV 1,IM V3) PLAIN SHAFT WITHOUT FITTED KEY; BEARING: STANDARD WITH FIXED BEARING, VIBRATION SEVERITY GRADE: S/A, SHAFT AND FLANGE ACCURACY: R TERMINAL BOX (ABOVE) CABLE ENTRY ON THE LEFT SIGNAL CONNECTION D-END | 4967 | TEM | 1 | MC | 51 | 1
1PH81011JF220CC1 | SIMOTICS M COMPACT ASYNCHRONOUS MOTOR 1500RPM, 5KW, 32NM, 12,8A, 357V 1750RPM, 5,8KW,32NM, 12,8A,400V 2000RPM, 6,6KW,32NM, 12,5A,450V WATER COOLING DEGREE OF PROTECTION IP65 INCREMENT. ENCODER HTL 2048 S/R (ENCODER HTL2048S/R) with TEMPERAT. SENSOR KTY84-130 DESIGN IM B5 (IMV 1,IM V3) PLAIN SHAFT WITHOUT FITTED KEY; BEARING: STANDARD WITH FIXED BEARING, VIBRATION SEVERITY GRADE: S/A, SHAFT AND FLANGE ACCURACY: R TERMINAL BOX (ABOVE) CABLE ENTRY ON THE ND-END SIGNAL CONNECTION LEFT | 4967 | TEM | 1 | MC | 51 | 1
1PH81011JF222BA1 | SIMOTICS M COMPACT ASYNCHRONOUS MOTOR 1500RPM, 5KW, 32NM, 12,8A, 357V 1750RPM, 5,8KW,32NM, 12,8A,400V 2000RPM, 6,6KW,32NM, 12,5A,450V WATER COOLING DEGREE OF PROTECTION IP65 INCREMENT. ENCODER HTL 2048 S/R (ENCODER HTL2048S/R) with TEMPERAT. SENSOR KTY84-130 DESIGN IM B5 (IMV 1,IM V3) SHAFT WITH FITTED KEY HALF-KEY BALANCING BEARING: STANDARD WITH FIXED BEARING, VIBRATION SEVERITY GRADE: R/A, SHAFT AND FLANGE ACCURACY: R TERMINAL BOX (ABOVE) CABLE ENTRY ON THE RIGHT SIGNAL CONNECTION D-END | 4772 | TEM | 1 | MC | 51 | 1
1PH81011JF222BB1 | SIMOTICS M COMPACT ASYNCHRONOUS MOTOR 1500RPM, 5KW, 32NM, 12,8A, 357V 1750RPM, 5,8KW,32NM, 12,8A,400V 2000RPM, 6,6KW,32NM, 12,5A,450V WATER COOLING DEGREE OF PROTECTION IP65 INCREMENT. ENCODER HTL 2048 S/R (ENCODER HTL2048S/R) with TEMPERAT. SENSOR KTY84-130 DESIGN IM B5 (IMV 1,IM V3) SHAFT WITH FITTED KEY HALF-KEY BALANCING BEARING: STANDARD WITH FIXED BEARING, VIBRATION SEVERITY GRADE: R/A, SHAFT AND FLANGE ACCURACY: R TERMINAL BOX (ABOVE) CABLE ENTRY ON THE LEFT SIGNAL CONNECTION D-END | 4772 | TEM | 1 | MC | 51 | 1
1PH81011JF222BC1 | SIMOTICS M COMPACT ASYNCHRONOUS MOTOR 1500RPM, 5KW, 32NM, 12,8A, 357V 1750RPM, 5,8KW,32NM, 12,8A,400V 2000RPM, 6,6KW,32NM, 12,5A,450V WATER COOLING DEGREE OF PROTECTION IP65 INCREMENT. ENCODER HTL 2048 S/R (ENCODER HTL2048S/R) with TEMPERAT. SENSOR KTY84-130 DESIGN IM B5 (IMV 1,IM V3) SHAFT WITH FITTED KEY HALF-KEY BALANCING BEARING: STANDARD WITH FIXED BEARING, VIBRATION SEVERITY GRADE: R/A, SHAFT AND FLANGE ACCURACY: R TERMINAL BOX (ABOVE) CABLE ENTRY ON THE ND-END SIGNAL CONNECTION LEFT | 4772 | TEM | 1 | MC | 51 | 1
1PH81011JF222CA1 | SIMOTICS M COMPACT ASYNCHRONOUS MOTOR 1500RPM, 5KW, 32NM, 12,8A, 357V 1750RPM, 5,8KW,32NM, 12,8A,400V 2000RPM, 6,6KW,32NM, 12,5A,450V WATER COOLING DEGREE OF PROTECTION IP65 INCREMENT. ENCODER HTL 2048 S/R (ENCODER HTL2048S/R) with TEMPERAT. SENSOR KTY84-130 DESIGN IM B5 (IMV 1,IM V3) SHAFT WITH FITTED KEY HALF-KEY BALANCING BEARING: STANDARD WITH FIXED BEARING, VIBRATION SEVERITY GRADE: S/A, SHAFT AND FLANGE ACCURACY: R TERMINAL BOX (ABOVE) CABLE ENTRY ON THE RIGHT SIGNAL CONNECTION D-END | 4967 | TEM | 1 | MC | 51 | 1
1PH81011JF222CB1 | SIMOTICS M COMPACT ASYNCHRONOUS MOTOR 1500RPM, 5KW, 32NM, 12,8A, 357V 1750RPM, 5,8KW,32NM, 12,8A,400V 2000RPM, 6,6KW,32NM, 12,5A,450V WATER COOLING DEGREE OF PROTECTION IP65 INCREMENT. ENCODER HTL 2048 S/R (ENCODER HTL2048S/R) with TEMPERAT. SENSOR KTY84-130 DESIGN IM B5 (IMV 1,IM V3) SHAFT WITH FITTED KEY HALF-KEY BALANCING BEARING: STANDARD WITH FIXED BEARING, VIBRATION SEVERITY GRADE: S/A, SHAFT AND FLANGE ACCURACY: R TERMINAL BOX (ABOVE) CABLE ENTRY ON THE LEFT SIGNAL CONNECTION D-END | 4967 | TEM | 1 | MC | 51 | 1
1PH81011JF222CC1 | SIMOTICS M COMPACT ASYNCHRONOUS MOTOR 1500RPM, 5KW, 32NM, 12,8A, 357V 1750RPM, 5,8KW,32NM, 12,8A,400V 2000RPM, 6,6KW,32NM, 12,5A,450V WATER COOLING DEGREE OF PROTECTION IP65 INCREMENT. ENCODER HTL 2048 S/R (ENCODER HTL2048S/R) with TEMPERAT. SENSOR KTY84-130 DESIGN IM B5 (IMV 1,IM V3) SHAFT WITH FITTED KEY HALF-KEY BALANCING BEARING: STANDARD WITH FIXED BEARING, VIBRATION SEVERITY GRADE: S/A, SHAFT AND FLANGE ACCURACY: R TERMINAL BOX (ABOVE) CABLE ENTRY ON THE ND-END SIGNAL CONNECTION LEFT | 4967 | TEM | 1 | MC | 51 | 1
1PH81011JF230BA1 | SIMOTICS M COMPACT ASYNCHRONOUS MOTOR 1500RPM, 5KW, 32NM, 12,8A, 357V 1750RPM, 5,8KW,32NM, 12,8A,400V 2000RPM, 6,6KW,32NM, 12,5A,450V WATER COOLING DEGREE OF PROTECTION IP65 INCREMENT. ENCODER HTL 2048 S/R (ENCODER HTL2048S/R) with TEMPERAT. SENSOR KTY84-130 DESIGN IM B35 (IM V15, IM V35) PLAIN SHAFT WITHOUT FITTED KEY; BEARING: STANDARD WITH FIXED BEARING, VIBRATION SEVERITY GRADE: R/A, SHAFT AND FLANGE ACCURACY: R TERMINAL BOX (ABOVE) CABLE ENTRY ON THE RIGHT SIGNAL CONNECTION D-END | 5010 | TEM | 1 | MC | 51 | 1
1PH81011JF230BB1 | SIMOTICS M COMPACT ASYNCHRONOUS MOTOR 1500RPM, 5KW, 32NM, 12,8A, 357V 1750RPM, 5,8KW,32NM, 12,8A,400V 2000RPM, 6,6KW,32NM, 12,5A,450V WATER COOLING DEGREE OF PROTECTION IP65 INCREMENT. ENCODER HTL 2048 S/R (ENCODER HTL2048S/R) with TEMPERAT. SENSOR KTY84-130 DESIGN IM B35 (IM V15, IM V35) PLAIN SHAFT WITHOUT FITTED KEY; BEARING: STANDARD WITH FIXED BEARING, VIBRATION SEVERITY GRADE: R/A, SHAFT AND FLANGE ACCURACY: R TERMINAL BOX (ABOVE) CABLE ENTRY ON THE LEFT SIGNAL CONNECTION D-END | 5010 | TEM | 1 | MC | 51 | 1
1PH81011JF230BC1 | SIMOTICS M COMPACT ASYNCHRONOUS MOTOR 1500RPM, 5KW, 32NM, 12,8A, 357V 1750RPM, 5,8KW,32NM, 12,8A,400V 2000RPM, 6,6KW,32NM, 12,5A,450V WATER COOLING DEGREE OF PROTECTION IP65 INCREMENT. ENCODER HTL 2048 S/R (ENCODER HTL2048S/R) with TEMPERAT. SENSOR KTY84-130 DESIGN IM B35 (IM V15, IM V35) PLAIN SHAFT WITHOUT FITTED KEY; BEARING: STANDARD WITH FIXED BEARING, VIBRATION SEVERITY GRADE: R/A, SHAFT AND FLANGE ACCURACY: R TERMINAL BOX (ABOVE) CABLE ENTRY ON THE ND-END SIGNAL CONNECTION LEFT | 5010 | TEM | 1 | MC | 51 | 1
1PH81011JF230CA1 | SIMOTICS M COMPACT ASYNCHRONOUS MOTOR 1500RPM, 5KW, 32NM, 12,8A, 357V 1750RPM, 5,8KW,32NM, 12,8A,400V 2000RPM, 6,6KW,32NM, 12,5A,450V WATER COOLING DEGREE OF PROTECTION IP65 INCREMENT. ENCODER HTL 2048 S/R (ENCODER HTL2048S/R) with TEMPERAT. SENSOR KTY84-130 DESIGN IM B35 (IM V15, IM V35) PLAIN SHAFT WITHOUT FITTED KEY; BEARING: STANDARD WITH FIXED BEARING, VIBRATION SEVERITY GRADE: S/A, SHAFT AND FLANGE ACCURACY: R TERMINAL BOX (ABOVE) CABLE ENTRY ON THE RIGHT SIGNAL CONNECTION D-END | 5206 | TEM | 1 | MC | 51 | 1
1PH81011JF230CB1 | SIMOTICS M COMPACT ASYNCHRONOUS MOTOR 1500RPM, 5KW, 32NM, 12,8A, 357V 1750RPM, 5,8KW,32NM, 12,8A,400V 2000RPM, 6,6KW,32NM, 12,5A,450V WATER COOLING DEGREE OF PROTECTION IP65 INCREMENT. ENCODER HTL 2048 S/R (ENCODER HTL2048S/R) with TEMPERAT. SENSOR KTY84-130 DESIGN IM B35 (IM V15, IM V35) PLAIN SHAFT WITHOUT FITTED KEY; BEARING: STANDARD WITH FIXED BEARING, VIBRATION SEVERITY GRADE: S/A, SHAFT AND FLANGE ACCURACY: R TERMINAL BOX (ABOVE) CABLE ENTRY ON THE LEFT SIGNAL CONNECTION D-END | 5206 | TEM | 1 | MC | 51 | 1
1PH81011JF230CC1 | SIMOTICS M COMPACT ASYNCHRONOUS MOTOR 1500RPM, 5KW, 32NM, 12,8A, 357V 1750RPM, 5,8KW,32NM, 12,8A,400V 2000RPM, 6,6KW,32NM, 12,5A,450V WATER COOLING DEGREE OF PROTECTION IP65 INCREMENT. ENCODER HTL 2048 S/R (ENCODER HTL2048S/R) with TEMPERAT. SENSOR KTY84-130 DESIGN IM B35 (IM V15, IM V35) PLAIN SHAFT WITHOUT FITTED KEY; BEARING: STANDARD WITH FIXED BEARING, VIBRATION SEVERITY GRADE: S/A, SHAFT AND FLANGE ACCURACY: R TERMINAL BOX (ABOVE) CABLE ENTRY ON THE ND-END SIGNAL CONNECTION LEFT | 5206 | TEM | 1 | MC | 51 | 1
1PH81011JF232BA1 | SIMOTICS M COMPACT ASYNCHRONOUS MOTOR 1500RPM, 5KW, 32NM, 12,8A, 357V 1750RPM, 5,8KW,32NM, 12,8A,400V 2000RPM, 6,6KW,32NM, 12,5A,450V WATER COOLING DEGREE OF PROTECTION IP65 INCREMENT. ENCODER HTL 2048 S/R (ENCODER HTL2048S/R) with TEMPERAT. SENSOR KTY84-130 DESIGN IM B35 (IM V15, IM V35) SHAFT WITH FITTED KEY HALF-KEY BALANCING BEARING: STANDARD WITH FIXED BEARING, VIBRATION SEVERITY GRADE: R/A, SHAFT AND FLANGE ACCURACY: R TERMINAL BOX (ABOVE) CABLE ENTRY ON THE RIGHT SIGNAL CONNECTION D-END | 5010 | TEM | 1 | MC | 51 | 1
1PH81011JF232BB1 | SIMOTICS M COMPACT ASYNCHRONOUS MOTOR 1500RPM, 5KW, 32NM, 12,8A, 357V 1750RPM, 5,8KW,32NM, 12,8A,400V 2000RPM, 6,6KW,32NM, 12,5A,450V WATER COOLING DEGREE OF PROTECTION IP65 INCREMENT. ENCODER HTL 2048 S/R (ENCODER HTL2048S/R) with TEMPERAT. SENSOR KTY84-130 DESIGN IM B35 (IM V15, IM V35) SHAFT WITH FITTED KEY HALF-KEY BALANCING BEARING: STANDARD WITH FIXED BEARING, VIBRATION SEVERITY GRADE: R/A, SHAFT AND FLANGE ACCURACY: R TERMINAL BOX (ABOVE) CABLE ENTRY ON THE LEFT SIGNAL CONNECTION D-END | 5010 | TEM | 1 | MC | 51 | 1
1PH81011JF232BC1 | SIMOTICS M COMPACT ASYNCHRONOUS MOTOR 1500RPM, 5KW, 32NM, 12,8A, 357V 1750RPM, 5,8KW,32NM, 12,8A,400V 2000RPM, 6,6KW,32NM, 12,5A,450V WATER COOLING DEGREE OF PROTECTION IP65 INCREMENT. ENCODER HTL 2048 S/R (ENCODER HTL2048S/R) with TEMPERAT. SENSOR KTY84-130 DESIGN IM B35 (IM V15, IM V35) SHAFT WITH FITTED KEY HALF-KEY BALANCING BEARING: STANDARD WITH FIXED BEARING, VIBRATION SEVERITY GRADE: R/A, SHAFT AND FLANGE ACCURACY: R TERMINAL BOX (ABOVE) CABLE ENTRY ON THE ND-END SIGNAL CONNECTION LEFT | 5010 | TEM | 1 | MC | 51 | 1
1PH81011JF232CA1 | SIMOTICS M COMPACT ASYNCHRONOUS MOTOR 1500RPM, 5KW, 32NM, 12,8A, 357V 1750RPM, 5,8KW,32NM, 12,8A,400V 2000RPM, 6,6KW,32NM, 12,5A,450V WATER COOLING DEGREE OF PROTECTION IP65 INCREMENT. ENCODER HTL 2048 S/R (ENCODER HTL2048S/R) with TEMPERAT. SENSOR KTY84-130 DESIGN IM B35 (IM V15, IM V35) SHAFT WITH FITTED KEY HALF-KEY BALANCING BEARING: STANDARD WITH FIXED BEARING, VIBRATION SEVERITY GRADE: S/A, SHAFT AND FLANGE ACCURACY: R TERMINAL BOX (ABOVE) CABLE ENTRY ON THE RIGHT SIGNAL CONNECTION D-END | 5206 | TEM | 1 | MC | 51 | 1
1PH81011JF232CB1 | SIMOTICS M COMPACT ASYNCHRONOUS MOTOR 1500RPM, 5KW, 32NM, 12,8A, 357V 1750RPM, 5,8KW,32NM, 12,8A,400V 2000RPM, 6,6KW,32NM, 12,5A,450V WATER COOLING DEGREE OF PROTECTION IP65 INCREMENT. ENCODER HTL 2048 S/R (ENCODER HTL2048S/R) with TEMPERAT. SENSOR KTY84-130 DESIGN IM B35 (IM V15, IM V35) SHAFT WITH FITTED KEY HALF-KEY BALANCING BEARING: STANDARD WITH FIXED BEARING, VIBRATION SEVERITY GRADE: S/A, SHAFT AND FLANGE ACCURACY: R TERMINAL BOX (ABOVE) CABLE ENTRY ON THE LEFT SIGNAL CONNECTION D-END | 5206 | TEM | 1 | MC | 51 | 1
1PH81011JF232CC1 | SIMOTICS M COMPACT ASYNCHRONOUS MOTOR 1500RPM, 5KW, 32NM, 12,8A, 357V 1750RPM, 5,8KW,32NM, 12,8A,400V 2000RPM, 6,6KW,32NM, 12,5A,450V WATER COOLING DEGREE OF PROTECTION IP65 INCREMENT. ENCODER HTL 2048 S/R (ENCODER HTL2048S/R) with TEMPERAT. SENSOR KTY84-130 DESIGN IM B35 (IM V15, IM V35) SHAFT WITH FITTED KEY HALF-KEY BALANCING BEARING: STANDARD WITH FIXED BEARING, VIBRATION SEVERITY GRADE: S/A, SHAFT AND FLANGE ACCURACY: R TERMINAL BOX (ABOVE) CABLE ENTRY ON THE ND-END SIGNAL CONNECTION LEFT | 5206 | TEM | 1 | MC | 51 | 1
1PH81011MF001BA1 | SIMOTICS M COMPACT ASYNCHRONOUS MOTOR 1500RPM,3,7KW, 24NM, 12,5A,265V 2000RPM, 4,3KW,22NM, 12,5A,304V 2000RPM, 4,7KW, 22NM,12,5A,343V FORCED VENTILATION; DIRECTION OF AIR FLOW DE --> NDE; DEGREE OF PROTECTION IP55 INCREMENTAL ENCODER SIN/COS 1VPP 2048 S/R WITH ND-END AT TERMINAL BOX (ENCODER IC2048S/R) with TEMPERAT. SENSOR KTY84-130 DESIGN IM B3 (IM V5, IM V6) SHAFT WITH FITTED KEY FULL-KEY BALANCING BEARING: STANDARD WITH FIXED BEARING, VIBRATION SEVERITY GRADE: R/A, SHAFT AND FLANGE ACCURACY: R TERMINAL BOX (ABOVE) CABLE ENTRY ON THE RIGHT SIGNAL CONNECTION D-END | 4099 | TEM | 1 | MC | 42 | 1
1PH81011MF021CA1 | SIMOTICS M COMPACT ASYNCHRONOUS MOTOR 1500RPM,3,7KW, 24NM, 12,5A,265V 2000RPM, 4,3KW,22NM, 12,5A,304V 2000RPM, 4,7KW, 22NM,12,5A,343V FORCED VENTILATION; DIRECTION OF AIR FLOW DE --> NDE; DEGREE OF PROTECTION IP55 INCREMENTAL ENCODER SIN/COS 1VPP 2048 S/R WITH ND-END AT TERMINAL BOX (ENCODER IC2048S/R) with TEMPERAT. SENSOR KTY84-130 DESIGN IM B5 (IMV 1,IM V3) SHAFT WITH FITTED KEY FULL-KEY BALANCING BEARING: STANDARD WITH FIXED BEARING, VIBRATION SEVERITY GRADE: S/A, SHAFT AND FLANGE ACCURACY: R TERMINAL BOX (ABOVE) CABLE ENTRY ON THE RIGHT SIGNAL CONNECTION D-END | 4489 | TEM | 1 | MC | 42 | 1
1PH81011MF022BA1 | SIMOTICS M COMPACT ASYNCHRONOUS MOTOR 1500RPM,3,7KW, 24NM, 12,5A,265V 2000RPM, 4,3KW,22NM, 12,5A,304V 2000RPM, 4,7KW, 22NM,12,5A,343V FORCED VENTILATION; DIRECTION OF AIR FLOW DE --> NDE; DEGREE OF PROTECTION IP55 INCREMENTAL ENCODER SIN/COS 1VPP 2048 S/R WITH ND-END AT TERMINAL BOX (ENCODER IC2048S/R) with TEMPERAT. SENSOR KTY84-130 DESIGN IM B5 (IMV 1,IM V3) SHAFT WITH FITTED KEY HALF-KEY BALANCING BEARING: STANDARD WITH FIXED BEARING, VIBRATION SEVERITY GRADE: R/A, SHAFT AND FLANGE ACCURACY: R TERMINAL BOX (ABOVE) CABLE ENTRY ON THE RIGHT SIGNAL CONNECTION D-END | 4294 | TEM | 1 | MC | 42 | 1
1PH81011MF120BA1 | SIMOTICS M COMPACT ASYNCHRONOUS MOTOR 1500RPM, 3,7KW,24NM,12,5A, 265V 1750RPM, 4,3KW,23NM,12,5A, 304V 2000RPM, 4,7KW,22NM,12,5A, 343V FORCED VENTILATION; DIRECTION OF AIR FLOW NDE --> DE; DEGREE OF PROTECTION IP55 INCREMENTAL ENCODER SIN/COS 1VPP 2048 S/R WITH ND-END AT TERMINAL BOX (ENCODER IC2048S/R) with TEMPERAT. SENSOR KTY84-130 DESIGN IM B5 (IMV 1,IM V3) PLAIN SHAFT WITHOUT FITTED KEY; BEARING: STANDARD WITH FIXED BEARING, VIBRATION SEVERITY GRADE: R/A, SHAFT AND FLANGE ACCURACY: R TERMINAL BOX (ABOVE) CABLE ENTRY ON THE RIGHT SIGNAL CONNECTION D-END | 4294 | TEM | 1 | MC | 42 | 1
1PH81011MF120BB1 | SIMOTICS M COMPACT ASYNCHRONOUS MOTOR 1500RPM, 3,7KW,24NM,12,5A, 265V 1750RPM, 4,3KW,23NM,12,5A, 304V 2000RPM, 4,7KW,22NM,12,5A, 343V FORCED VENTILATION; DIRECTION OF AIR FLOW NDE --> DE; DEGREE OF PROTECTION IP55 INCREMENTAL ENCODER SIN/COS 1VPP 2048 S/R WITH ND-END AT TERMINAL BOX (ENCODER IC2048S/R) with TEMPERAT. SENSOR KTY84-130 DESIGN IM B5 (IMV 1,IM V3) PLAIN SHAFT WITHOUT FITTED KEY; BEARING: STANDARD WITH FIXED BEARING, VIBRATION SEVERITY GRADE: R/A, SHAFT AND FLANGE ACCURACY: R TERMINAL BOX (ABOVE) CABLE ENTRY ON THE LEFT SIGNAL CONNECTION D-END | 4294 | TEM | 1 | MC | 42 | 1
1PH81011MF122CA1 | SIMOTICS M COMPACT ASYNCHRONOUS MOTOR 1500RPM, 3,7KW,24NM,12,5A, 265V 1750RPM, 4,3KW,23NM,12,5A, 304V 2000RPM, 4,7KW,22NM,12,5A, 343V FORCED VENTILATION; DIRECTION OF AIR FLOW NDE --> DE; DEGREE OF PROTECTION IP55 INCREMENTAL ENCODER SIN/COS 1VPP 2048 S/R WITH ND-END AT TERMINAL BOX (ENCODER IC2048S/R) with TEMPERAT. SENSOR KTY84-130 DESIGN IM B5 (IMV 1,IM V3) SHAFT WITH FITTED KEY HALF-KEY BALANCING BEARING: STANDARD WITH FIXED BEARING, VIBRATION SEVERITY GRADE: S/A, SHAFT AND FLANGE ACCURACY: R TERMINAL BOX (ABOVE) CABLE ENTRY ON THE RIGHT SIGNAL CONNECTION D-END | 4489 | TEM | 1 | MC | 42 | 1
1PH81011MF130BH1 | SIMOTICS M COMPACT ASYNCHRONOUS MOTOR 1500RPM, 3,7KW,24NM,12,5A, 265V 1750RPM, 4,3KW,23NM,12,5A, 304V 2000RPM, 4,7KW,22NM,12,5A, 343V FORCED VENTILATION; DIRECTION OF AIR FLOW NDE --> DE; DEGREE OF PROTECTION IP55 INCREMENTAL ENCODER SIN/COS 1VPP 2048 S/R WITH ND-END AT TERMINAL BOX (ENCODER IC2048S/R) with TEMPERAT. SENSOR KTY84-130 DESIGN IM B35 (IM V15, IM V35) PLAIN SHAFT WITHOUT FITTED KEY; BEARING: STANDARD WITH FIXED BEARING, VIBRATION SEVERITY GRADE: R/A, SHAFT AND FLANGE ACCURACY: R POWER CONNECTOR (ABOVE) CABLE ENTRY ON THE ND-END SIGNAL CONNECTION LEFT | 4533 | TEM | 1 | MC | 42 | 1
1PH81011MS001BA1 | SIMOTICS M COMPACT ASYNCHRONOUS MOTOR Y2000RPM, 4,9KW,23NM,13,2A,328V D5000RPM, 4,9 KW,9NM,13,5A,360V Y1500RPM, 3,7KW,24NM,13,2A,253V FORCED VENTILATION; DIRECTION OF AIR FLOW DE --> NDE; DEGREE OF PROTECTION IP55 INCREMENTAL ENCODER SIN/COS 1VPP 2048 S/R WITH ND-END AT TERMINAL BOX (ENCODER IC2048S/R) with TEMPERAT. SENSOR KTY84-130 DESIGN IM B3 (IM V5, IM V6) SHAFT WITH FITTED KEY FULL-KEY BALANCING BEARING: STANDARD WITH FIXED BEARING, VIBRATION SEVERITY GRADE: R/A, SHAFT AND FLANGE ACCURACY: R TERMINAL BOX (ABOVE) CABLE ENTRY ON THE RIGHT SIGNAL CONNECTION D-END | 4099 | TEM | 1 | MC | 42 | 1
1PH81011MS021BA1 | SIMOTICS M COMPACT ASYNCHRONOUS MOTOR Y2000RPM, 4,9KW,23NM,13,2A,328V D5000RPM, 4,9 KW,9NM,13,5A,360V Y1500RPM, 3,7KW,24NM,13,2A,253V FORCED VENTILATION; DIRECTION OF AIR FLOW DE --> NDE; DEGREE OF PROTECTION IP55 INCREMENTAL ENCODER SIN/COS 1VPP 2048 S/R WITH ND-END AT TERMINAL BOX (ENCODER IC2048S/R) with TEMPERAT. SENSOR KTY84-130 DESIGN IM B5 (IMV 1,IM V3) SHAFT WITH FITTED KEY FULL-KEY BALANCING BEARING: STANDARD WITH FIXED BEARING, VIBRATION SEVERITY GRADE: R/A, SHAFT AND FLANGE ACCURACY: R TERMINAL BOX (ABOVE) CABLE ENTRY ON THE RIGHT SIGNAL CONNECTION D-END | 4294 | TEM | 1 | MC | 42 | 1
1PH81011MS031BA1 | SIMOTICS M COMPACT ASYNCHRONOUS MOTOR Y2000RPM, 4,9KW,23NM,13,2A,328V D5000RPM, 4,9 KW,9NM,13,5A,360V Y1500RPM, 3,7KW,24NM,13,2A,253V FORCED VENTILATION; DIRECTION OF AIR FLOW DE --> NDE; DEGREE OF PROTECTION IP55 INCREMENTAL ENCODER SIN/COS 1VPP 2048 S/R WITH ND-END AT TERMINAL BOX (ENCODER IC2048S/R) with TEMPERAT. SENSOR KTY84-130 DESIGN IM B35 (IM V15, IM V35) SHAFT WITH FITTED KEY FULL-KEY BALANCING BEARING: STANDARD WITH FIXED BEARING, VIBRATION SEVERITY GRADE: R/A, SHAFT AND FLANGE ACCURACY: R TERMINAL BOX (ABOVE) CABLE ENTRY ON THE RIGHT SIGNAL CONNECTION D-END | 4533 | TEM | 1 | MC | 42 | 1
1PH81011MS031DA1 | SIMOTICS M COMPACT ASYNCHRONOUS MOTOR Y2000RPM, 4,9KW,23NM,13,2A,328V D5000RPM, 4,9 KW,9NM,13,5A,360V Y1500RPM, 3,7KW,24NM,13,2A,253V FORCED VENTILATION; DIRECTION OF AIR FLOW DE --> NDE; DEGREE OF PROTECTION IP55 INCREMENTAL ENCODER SIN/COS 1VPP 2048 S/R WITH ND-END AT TERMINAL BOX (ENCODER IC2048S/R) with TEMPERAT. SENSOR KTY84-130 DESIGN IM B35 (IM V15, IM V35) SHAFT WITH FITTED KEY FULL-KEY BALANCING BEARING: STANDARD WITH FIXED BEARING, VIBRATION SEVERITY GRADE: SR/A, SHAFT AND FLANGE ACCURACY: R TERMINAL BOX (ABOVE) CABLE ENTRY ON THE RIGHT SIGNAL CONNECTION D-END | 4798 | TEM | 1 | MC | 42 | 1
1PH81011MS031LA1 | SIMOTICS M COMPACT ASYNCHRONOUS MOTOR Y2000RPM, 4,9KW,23NM,13,2A,328V D5000RPM, 4,9 KW,9NM,13,5A,360V Y1500RPM, 3,7KW,24NM,13,2A,253V FORCED VENTILATION; DIRECTION OF AIR FLOW DE --> NDE; DEGREE OF PROTECTION IP55 INCREMENTAL ENCODER SIN/COS 1VPP 2048 S/R WITH ND-END AT TERMINAL BOX (ENCODER IC2048S/R) with TEMPERAT. SENSOR KTY84-130 DESIGN IM B35 (IM V15, IM V35) SHAFT WITH FITTED KEY FULL-KEY BALANCING BEARING: PERFORMANCE, VIBRATION SEVERITY GRADE SPECIAL/B; SHAFT A. FLANGE ACCURACY GR. SPECIAL TERMINAL BOX (ABOVE) CABLE ENTRY ON THE RIGHT SIGNAL CONNECTION D-END | 5045 | TEM | 1 | MC | 42 | 1
1PH81011SF023LA1 | SIMOTICS M COMPACT ASYNCHRONOUS MOTOR 1500RPM,3,7KW, 24NM, 12,5A,265V 2000RPM, 4,3KW,22NM, 12,5A,304V 2000RPM, 4,7KW, 22NM,12,5A,343V FORCED VENTILATION; DIRECTION OF AIR FLOW DE --> NDE; DEGREE OF PROTECTION IP55 INCREMENTAL ENCODER 19 BIT WITH COMMUTATING POSITION (ENCODER IN19DQ) WITH DRIVE-CLIQ INTERFACE DESIGN IM B5 (IMV 1,IM V3) PLAIN HOLLOW-SHAFT BEARING: PERFORMANCE, VIBRATION SEVERITY GRADE SPECIAL/B; SHAFT A. FLANGE ACCURACY GR. SPECIAL TERMINAL BOX (ABOVE) CABLE ENTRY ON THE RIGHT SIGNAL CONNECTION D-END | 8362 | TEM | 1 | MC | 44.5 | 1
1PH81011SF023LC1 | SIMOTICS M COMPACT ASYNCHRONOUS MOTOR 1500RPM,3,7KW, 24NM, 12,5A,265V 2000RPM, 4,3KW,22NM, 12,5A,304V 2000RPM, 4,7KW, 22NM,12,5A,343V FORCED VENTILATION; DIRECTION OF AIR FLOW DE --> NDE; DEGREE OF PROTECTION IP55 INCREMENTAL ENCODER 19 BIT WITH COMMUTATING POSITION (ENCODER IN19DQ) WITH DRIVE-CLIQ INTERFACE DESIGN IM B5 (IMV 1,IM V3) PLAIN HOLLOW-SHAFT BEARING: PERFORMANCE, VIBRATION SEVERITY GRADE SPECIAL/B; SHAFT A. FLANGE ACCURACY GR. SPECIAL TERMINAL BOX (ABOVE) CABLE ENTRY ON THE ND-END SIGNAL CONNECTION LEFT | 8362 | TEM | 1 | MC | 44.5 | 1
1PH81011TS030MC1 | SIMOTICS M COMPACT ASYNCHRONOUS MOTOR Y2000RPM, 4,9KW,23NM,13,2A,328V D5000RPM, 4,9 KW,9NM,13,5A,360V Y1500RPM, 3,7KW,24NM,13,2A,253V FORCED VENTILATION; DIRECTION OF AIR FLOW DE --> NDE; DEGREE OF PROTECTION IP55 INCREMENTAL ENCODER SIN/COS 1VPP 512 S/R WITHOUT ND-END AT TERMINAL BOX (ENCODER IC512S/R) with TEMPERAT. SENSOR KTY84-130 DESIGN IM B35 (IM V15, IM V35) PLAIN SHAFT WITHOUT FITTED KEY; BEARING: HIGH PERFORMANCE VIBRATION SEVERITY GRADE SPECIAL/B SHAFT AND FLANGE ACCURACY GR. SPECIAL TERMINAL BOX (ABOVE) CABLE ENTRY ON THE ND-END SIGNAL CONNECTION LEFT | 5796 | TEM | 1 | MC | 42 | 1
1PH81011UF122LA1 | SIMOTICS M COMPACT ASYNCHRONOUS MOTOR 1500RPM, 3,7KW,24NM,12,5A, 265V 1750RPM, 4,3KW,23NM,12,5A, 304V 2000RPM, 4,7KW,22NM,12,5A, 343V FORCED VENTILATION; DIRECTION OF AIR FLOW NDE --> DE; DEGREE OF PROTECTION IP55 INCREMENTAL ENCODER 20 BIT WITHOUT COMMUTATING POSITION (ENCODER IN20DQ) WITH DRIVE-CLIQ INTERFACE DESIGN IM B5 (IMV 1,IM V3) SHAFT WITH FITTED KEY HALF-KEY BALANCING BEARING: PERFORMANCE, VIBRATION SEVERITY GRADE SPECIAL/B; SHAFT A. FLANGE ACCURACY GR. SPECIAL TERMINAL BOX (ABOVE) CABLE ENTRY ON THE RIGHT SIGNAL CONNECTION D-END | 5707 | TEM | 1 | MC | 42 | 1
1PH81031AD021BB1 | SIMOTICS M COMPACT ASYNCHRONOUS MOTOR 1000RPM, 3,7KW,35NM, 10,0A,333V 1150RPM, 4,3KW,36NM,10,0A, 380V 1350RPM, 4,7KW,33NM, 9,7A, 423V FORCED VENTILATION; DIRECTION OF AIR FLOW DE --> NDE; DEGREE OF PROTECTION IP55 W/O ENCODER with TEMPERAT. SENSOR KTY84-130 DESIGN IM B5 (IMV 1,IM V3) SHAFT WITH FITTED KEY FULL-KEY BALANCING BEARING: STANDARD WITH FIXED BEARING, VIBRATION SEVERITY GRADE: R/A, SHAFT AND FLANGE ACCURACY: R TERMINAL BOX (ABOVE) CABLE ENTRY ON THE LEFT SIGNAL CONNECTION D-END | 3688 | TEM | 1 | MC | 51 | 1
1PH81031AD022BA1 | SIMOTICS M COMPACT ASYNCHRONOUS MOTOR 1000RPM, 3,7KW,35NM, 10,0A,333V 1150RPM, 4,3KW,36NM,10,0A, 380V 1350RPM, 4,7KW,33NM, 9,7A, 423V FORCED VENTILATION; DIRECTION OF AIR FLOW DE --> NDE; DEGREE OF PROTECTION IP55 W/O ENCODER with TEMPERAT. SENSOR KTY84-130 DESIGN IM B5 (IMV 1,IM V3) SHAFT WITH FITTED KEY HALF-KEY BALANCING BEARING: STANDARD WITH FIXED BEARING, VIBRATION SEVERITY GRADE: R/A, SHAFT AND FLANGE ACCURACY: R TERMINAL BOX (ABOVE) CABLE ENTRY ON THE RIGHT SIGNAL CONNECTION D-END | 3688 | TEM | 1 | MC | 51 | 1
1PH81031AD100BA1 | SIMOTICS M COMPACT ASYNCHRONOUS MOTOR 1000RPM, 3,7KW, 35NM, 10A, 333V 1150RPM, 4,3KW, 36NM, 10A, 380V 1350RPM, 4,7KW,33NM, 9,7A, 423V FORCED VENTILATION; DIRECTION OF AIR FLOW NDE --> DE; DEGREE OF PROTECTION IP55 W/O ENCODER with TEMPERAT. SENSOR KTY84-130 DESIGN IM B3 (IM V5, IM V6) PLAIN SHAFT WITHOUT FITTED KEY; BEARING: STANDARD WITH FIXED BEARING, VIBRATION SEVERITY GRADE: R/A, SHAFT AND FLANGE ACCURACY: R TERMINAL BOX (ABOVE) CABLE ENTRY ON THE RIGHT SIGNAL CONNECTION D-END | 3492 | TEM | 1 | MC | 51 | 1
1PH81031AD100BB1 | SIMOTICS M COMPACT ASYNCHRONOUS MOTOR 1000RPM, 3,7KW, 35NM, 10A, 333V 1150RPM, 4,3KW, 36NM, 10A, 380V 1350RPM, 4,7KW,33NM, 9,7A, 423V FORCED VENTILATION; DIRECTION OF AIR FLOW NDE --> DE; DEGREE OF PROTECTION IP55 W/O ENCODER with TEMPERAT. SENSOR KTY84-130 DESIGN IM B3 (IM V5, IM V6) PLAIN SHAFT WITHOUT FITTED KEY; BEARING: STANDARD WITH FIXED BEARING, VIBRATION SEVERITY GRADE: R/A, SHAFT AND FLANGE ACCURACY: R TERMINAL BOX (ABOVE) CABLE ENTRY ON THE LEFT SIGNAL CONNECTION D-END | 3492 | TEM | 1 | MC | 51 | 1
1PH81031AD100BC1 | SIMOTICS M COMPACT ASYNCHRONOUS MOTOR 1000RPM, 3,7KW, 35NM, 10A, 333V 1150RPM, 4,3KW, 36NM, 10A, 380V 1350RPM, 4,7KW,33NM, 9,7A, 423V FORCED VENTILATION; DIRECTION OF AIR FLOW NDE --> DE; DEGREE OF PROTECTION IP55 W/O ENCODER with TEMPERAT. SENSOR KTY84-130 DESIGN IM B3 (IM V5, IM V6) PLAIN SHAFT WITHOUT FITTED KEY; BEARING: STANDARD WITH FIXED BEARING, VIBRATION SEVERITY GRADE: R/A, SHAFT AND FLANGE ACCURACY: R TERMINAL BOX (ABOVE) CABLE ENTRY ON THE ND-END SIGNAL CONNECTION LEFT | 3492 | TEM | 1 | MC | 51 | 1
1PH81031AD100CA1 | SIMOTICS M COMPACT ASYNCHRONOUS MOTOR 1000RPM, 3,7KW, 35NM, 10A, 333V 1150RPM, 4,3KW, 36NM, 10A, 380V 1350RPM, 4,7KW,33NM, 9,7A, 423V FORCED VENTILATION; DIRECTION OF AIR FLOW NDE --> DE; DEGREE OF PROTECTION IP55 W/O ENCODER with TEMPERAT. SENSOR KTY84-130 DESIGN IM B3 (IM V5, IM V6) PLAIN SHAFT WITHOUT FITTED KEY; BEARING: STANDARD WITH FIXED BEARING, VIBRATION SEVERITY GRADE: S/A, SHAFT AND FLANGE ACCURACY: R TERMINAL BOX (ABOVE) CABLE ENTRY ON THE RIGHT SIGNAL CONNECTION D-END | 3688 | TEM | 1 | MC | 51 | 1
1PH81031AD100CB1 | SIMOTICS M COMPACT ASYNCHRONOUS MOTOR 1000RPM, 3,7KW, 35NM, 10A, 333V 1150RPM, 4,3KW, 36NM, 10A, 380V 1350RPM, 4,7KW,33NM, 9,7A, 423V FORCED VENTILATION; DIRECTION OF AIR FLOW NDE --> DE; DEGREE OF PROTECTION IP55 W/O ENCODER with TEMPERAT. SENSOR KTY84-130 DESIGN IM B3 (IM V5, IM V6) PLAIN SHAFT WITHOUT FITTED KEY; BEARING: STANDARD WITH FIXED BEARING, VIBRATION SEVERITY GRADE: S/A, SHAFT AND FLANGE ACCURACY: R TERMINAL BOX (ABOVE) CABLE ENTRY ON THE LEFT SIGNAL CONNECTION D-END | 3688 | TEM | 1 | MC | 51 | 1
1PH81031AD100CC1 | SIMOTICS M COMPACT ASYNCHRONOUS MOTOR 1000RPM, 3,7KW, 35NM, 10A, 333V 1150RPM, 4,3KW, 36NM, 10A, 380V 1350RPM, 4,7KW,33NM, 9,7A, 423V FORCED VENTILATION; DIRECTION OF AIR FLOW NDE --> DE; DEGREE OF PROTECTION IP55 W/O ENCODER with TEMPERAT. SENSOR KTY84-130 DESIGN IM B3 (IM V5, IM V6) PLAIN SHAFT WITHOUT FITTED KEY; BEARING: STANDARD WITH FIXED BEARING, VIBRATION SEVERITY GRADE: S/A, SHAFT AND FLANGE ACCURACY: R TERMINAL BOX (ABOVE) CABLE ENTRY ON THE ND-END SIGNAL CONNECTION LEFT | 3688 | TEM | 1 | MC | 51 | 1
1PH81031AD102BA1 | SIMOTICS M COMPACT ASYNCHRONOUS MOTOR 1000RPM, 3,7KW, 35NM, 10A, 333V 1150RPM, 4,3KW, 36NM, 10A, 380V 1350RPM, 4,7KW,33NM, 9,7A, 423V FORCED VENTILATION; DIRECTION OF AIR FLOW NDE --> DE; DEGREE OF PROTECTION IP55 W/O ENCODER with TEMPERAT. SENSOR KTY84-130 DESIGN IM B3 (IM V5, IM V6) SHAFT WITH FITTED KEY HALF-KEY BALANCING BEARING: STANDARD WITH FIXED BEARING, VIBRATION SEVERITY GRADE: R/A, SHAFT AND FLANGE ACCURACY: R TERMINAL BOX (ABOVE) CABLE ENTRY ON THE RIGHT SIGNAL CONNECTION D-END | 3492 | TEM | 1 | MC | 51 | 1
1PH81031AD102BB1 | SIMOTICS M COMPACT ASYNCHRONOUS MOTOR 1000RPM, 3,7KW, 35NM, 10A, 333V 1150RPM, 4,3KW, 36NM, 10A, 380V 1350RPM, 4,7KW,33NM, 9,7A, 423V FORCED VENTILATION; DIRECTION OF AIR FLOW NDE --> DE; DEGREE OF PROTECTION IP55 W/O ENCODER with TEMPERAT. SENSOR KTY84-130 DESIGN IM B3 (IM V5, IM V6) SHAFT WITH FITTED KEY HALF-KEY BALANCING BEARING: STANDARD WITH FIXED BEARING, VIBRATION SEVERITY GRADE: R/A, SHAFT AND FLANGE ACCURACY: R TERMINAL BOX (ABOVE) CABLE ENTRY ON THE LEFT SIGNAL CONNECTION D-END | 3492 | TEM | 1 | MC | 51 | 1
1PH81031AD102BC1 | SIMOTICS M COMPACT ASYNCHRONOUS MOTOR 1000RPM, 3,7KW, 35NM, 10A, 333V 1150RPM, 4,3KW, 36NM, 10A, 380V 1350RPM, 4,7KW,33NM, 9,7A, 423V FORCED VENTILATION; DIRECTION OF AIR FLOW NDE --> DE; DEGREE OF PROTECTION IP55 W/O ENCODER with TEMPERAT. SENSOR KTY84-130 DESIGN IM B3 (IM V5, IM V6) SHAFT WITH FITTED KEY HALF-KEY BALANCING BEARING: STANDARD WITH FIXED BEARING, VIBRATION SEVERITY GRADE: R/A, SHAFT AND FLANGE ACCURACY: R TERMINAL BOX (ABOVE) CABLE ENTRY ON THE ND-END SIGNAL CONNECTION LEFT | 3492 | TEM | 1 | MC | 51 | 1
1PH81031AD102CA1 | SIMOTICS M COMPACT ASYNCHRONOUS MOTOR 1000RPM, 3,7KW, 35NM, 10A, 333V 1150RPM, 4,3KW, 36NM, 10A, 380V 1350RPM, 4,7KW,33NM, 9,7A, 423V FORCED VENTILATION; DIRECTION OF AIR FLOW NDE --> DE; DEGREE OF PROTECTION IP55 W/O ENCODER with TEMPERAT. SENSOR KTY84-130 DESIGN IM B3 (IM V5, IM V6) SHAFT WITH FITTED KEY HALF-KEY BALANCING BEARING: STANDARD WITH FIXED BEARING, VIBRATION SEVERITY GRADE: S/A, SHAFT AND FLANGE ACCURACY: R TERMINAL BOX (ABOVE) CABLE ENTRY ON THE RIGHT SIGNAL CONNECTION D-END | 3688 | TEM | 1 | MC | 51 | 1
1PH81031AD102CB1 | SIMOTICS M COMPACT ASYNCHRONOUS MOTOR 1000RPM, 3,7KW, 35NM, 10A, 333V 1150RPM, 4,3KW, 36NM, 10A, 380V 1350RPM, 4,7KW,33NM, 9,7A, 423V FORCED VENTILATION; DIRECTION OF AIR FLOW NDE --> DE; DEGREE OF PROTECTION IP55 W/O ENCODER with TEMPERAT. SENSOR KTY84-130 DESIGN IM B3 (IM V5, IM V6) SHAFT WITH FITTED KEY HALF-KEY BALANCING BEARING: STANDARD WITH FIXED BEARING, VIBRATION SEVERITY GRADE: S/A, SHAFT AND FLANGE ACCURACY: R TERMINAL BOX (ABOVE) CABLE ENTRY ON THE LEFT SIGNAL CONNECTION D-END | 3688 | TEM | 1 | MC | 51 | 1
1PH81031AD102CC1 | SIMOTICS M COMPACT ASYNCHRONOUS MOTOR 1000RPM, 3,7KW, 35NM, 10A, 333V 1150RPM, 4,3KW, 36NM, 10A, 380V 1350RPM, 4,7KW,33NM, 9,7A, 423V FORCED VENTILATION; DIRECTION OF AIR FLOW NDE --> DE; DEGREE OF PROTECTION IP55 W/O ENCODER with TEMPERAT. SENSOR KTY84-130 DESIGN IM B3 (IM V5, IM V6) SHAFT WITH FITTED KEY HALF-KEY BALANCING BEARING: STANDARD WITH FIXED BEARING, VIBRATION SEVERITY GRADE: S/A, SHAFT AND FLANGE ACCURACY: R TERMINAL BOX (ABOVE) CABLE ENTRY ON THE ND-END SIGNAL CONNECTION LEFT | 3688 | TEM | 1 | MC | 51 | 1
1PH81031AD120BA1 | SIMOTICS M COMPACT ASYNCHRONOUS MOTOR 1000RPM, 3,7KW, 35NM, 10A, 333V 1150RPM, 4,3KW, 36NM, 10A, 380V 1350RPM, 4,7KW,33NM, 9,7A, 423V FORCED VENTILATION; DIRECTION OF AIR FLOW NDE --> DE; DEGREE OF PROTECTION IP55 W/O ENCODER with TEMPERAT. SENSOR KTY84-130 DESIGN IM B5 (IMV 1,IM V3) PLAIN SHAFT WITHOUT FITTED KEY; BEARING: STANDARD WITH FIXED BEARING, VIBRATION SEVERITY GRADE: R/A, SHAFT AND FLANGE ACCURACY: R TERMINAL BOX (ABOVE) CABLE ENTRY ON THE RIGHT SIGNAL CONNECTION D-END | 3688 | TEM | 1 | MC | 51 | 1
1PH81031AD120BB1 | SIMOTICS M COMPACT ASYNCHRONOUS MOTOR 1000RPM, 3,7KW, 35NM, 10A, 333V 1150RPM, 4,3KW, 36NM, 10A, 380V 1350RPM, 4,7KW,33NM, 9,7A, 423V FORCED VENTILATION; DIRECTION OF AIR FLOW NDE --> DE; DEGREE OF PROTECTION IP55 W/O ENCODER with TEMPERAT. SENSOR KTY84-130 DESIGN IM B5 (IMV 1,IM V3) PLAIN SHAFT WITHOUT FITTED KEY; BEARING: STANDARD WITH FIXED BEARING, VIBRATION SEVERITY GRADE: R/A, SHAFT AND FLANGE ACCURACY: R TERMINAL BOX (ABOVE) CABLE ENTRY ON THE LEFT SIGNAL CONNECTION D-END | 3688 | TEM | 1 | MC | 51 | 1
1PH81031AD120BC1 | SIMOTICS M COMPACT ASYNCHRONOUS MOTOR 1000RPM, 3,7KW, 35NM, 10A, 333V 1150RPM, 4,3KW, 36NM, 10A, 380V 1350RPM, 4,7KW,33NM, 9,7A, 423V FORCED VENTILATION; DIRECTION OF AIR FLOW NDE --> DE; DEGREE OF PROTECTION IP55 W/O ENCODER with TEMPERAT. SENSOR KTY84-130 DESIGN IM B5 (IMV 1,IM V3) PLAIN SHAFT WITHOUT FITTED KEY; BEARING: STANDARD WITH FIXED BEARING, VIBRATION SEVERITY GRADE: R/A, SHAFT AND FLANGE ACCURACY: R TERMINAL BOX (ABOVE) CABLE ENTRY ON THE ND-END SIGNAL CONNECTION LEFT | 3688 | TEM | 1 | MC | 51 | 1
1PH81031AD120CA1 | SIMOTICS M COMPACT ASYNCHRONOUS MOTOR 1000RPM, 3,7KW, 35NM, 10A, 333V 1150RPM, 4,3KW, 36NM, 10A, 380V 1350RPM, 4,7KW,33NM, 9,7A, 423V FORCED VENTILATION; DIRECTION OF AIR FLOW NDE --> DE; DEGREE OF PROTECTION IP55 W/O ENCODER with TEMPERAT. SENSOR KTY84-130 DESIGN IM B5 (IMV 1,IM V3) PLAIN SHAFT WITHOUT FITTED KEY; BEARING: STANDARD WITH FIXED BEARING, VIBRATION SEVERITY GRADE: S/A, SHAFT AND FLANGE ACCURACY: R TERMINAL BOX (ABOVE) CABLE ENTRY ON THE RIGHT SIGNAL CONNECTION D-END | 3883 | TEM | 1 | MC | 51 | 1
1PH81031AD120CB1 | SIMOTICS M COMPACT ASYNCHRONOUS MOTOR 1000RPM, 3,7KW, 35NM, 10A, 333V 1150RPM, 4,3KW, 36NM, 10A, 380V 1350RPM, 4,7KW,33NM, 9,7A, 423V FORCED VENTILATION; DIRECTION OF AIR FLOW NDE --> DE; DEGREE OF PROTECTION IP55 W/O ENCODER with TEMPERAT. SENSOR KTY84-130 DESIGN IM B5 (IMV 1,IM V3) PLAIN SHAFT WITHOUT FITTED KEY; BEARING: STANDARD WITH FIXED BEARING, VIBRATION SEVERITY GRADE: S/A, SHAFT AND FLANGE ACCURACY: R TERMINAL BOX (ABOVE) CABLE ENTRY ON THE LEFT SIGNAL CONNECTION D-END | 3883 | TEM | 1 | MC | 51 | 1
1PH81031AD120CC1 | SIMOTICS M COMPACT ASYNCHRONOUS MOTOR 1000RPM, 3,7KW, 35NM, 10A, 333V 1150RPM, 4,3KW, 36NM, 10A, 380V 1350RPM, 4,7KW,33NM, 9,7A, 423V FORCED VENTILATION; DIRECTION OF AIR FLOW NDE --> DE; DEGREE OF PROTECTION IP55 W/O ENCODER with TEMPERAT. SENSOR KTY84-130 DESIGN IM B5 (IMV 1,IM V3) PLAIN SHAFT WITHOUT FITTED KEY; BEARING: STANDARD WITH FIXED BEARING, VIBRATION SEVERITY GRADE: S/A, SHAFT AND FLANGE ACCURACY: R TERMINAL BOX (ABOVE) CABLE ENTRY ON THE ND-END SIGNAL CONNECTION LEFT | 3883 | TEM | 1 | MC | 51 | 1
1PH81031AD122BA1 | SIMOTICS M COMPACT ASYNCHRONOUS MOTOR 1000RPM, 3,7KW, 35NM, 10A, 333V 1150RPM, 4,3KW, 36NM, 10A, 380V 1350RPM, 4,7KW,33NM, 9,7A, 423V FORCED VENTILATION; DIRECTION OF AIR FLOW NDE --> DE; DEGREE OF PROTECTION IP55 W/O ENCODER with TEMPERAT. SENSOR KTY84-130 DESIGN IM B5 (IMV 1,IM V3) SHAFT WITH FITTED KEY HALF-KEY BALANCING BEARING: STANDARD WITH FIXED BEARING, VIBRATION SEVERITY GRADE: R/A, SHAFT AND FLANGE ACCURACY: R TERMINAL BOX (ABOVE) CABLE ENTRY ON THE RIGHT SIGNAL CONNECTION D-END | 3688 | TEM | 1 | MC | 51 | 1
1PH81031AD122BB1 | SIMOTICS M COMPACT ASYNCHRONOUS MOTOR 1000RPM, 3,7KW, 35NM, 10A, 333V 1150RPM, 4,3KW, 36NM, 10A, 380V 1350RPM, 4,7KW,33NM, 9,7A, 423V FORCED VENTILATION; DIRECTION OF AIR FLOW NDE --> DE; DEGREE OF PROTECTION IP55 W/O ENCODER with TEMPERAT. SENSOR KTY84-130 DESIGN IM B5 (IMV 1,IM V3) SHAFT WITH FITTED KEY HALF-KEY BALANCING BEARING: STANDARD WITH FIXED BEARING, VIBRATION SEVERITY GRADE: R/A, SHAFT AND FLANGE ACCURACY: R TERMINAL BOX (ABOVE) CABLE ENTRY ON THE LEFT SIGNAL CONNECTION D-END | 3688 | TEM | 1 | MC | 51 | 1
1PH81031AD122BC1 | SIMOTICS M COMPACT ASYNCHRONOUS MOTOR 1000RPM, 3,7KW, 35NM, 10A, 333V 1150RPM, 4,3KW, 36NM, 10A, 380V 1350RPM, 4,7KW,33NM, 9,7A, 423V FORCED VENTILATION; DIRECTION OF AIR FLOW NDE --> DE; DEGREE OF PROTECTION IP55 W/O ENCODER with TEMPERAT. SENSOR KTY84-130 DESIGN IM B5 (IMV 1,IM V3) SHAFT WITH FITTED KEY HALF-KEY BALANCING BEARING: STANDARD WITH FIXED BEARING, VIBRATION SEVERITY GRADE: R/A, SHAFT AND FLANGE ACCURACY: R TERMINAL BOX (ABOVE) CABLE ENTRY ON THE ND-END SIGNAL CONNECTION LEFT | 3688 | TEM | 1 | MC | 51 | 1
1PH81031AD122CA1 | SIMOTICS M COMPACT ASYNCHRONOUS MOTOR 1000RPM, 3,7KW, 35NM, 10A, 333V 1150RPM, 4,3KW, 36NM, 10A, 380V 1350RPM, 4,7KW,33NM, 9,7A, 423V FORCED VENTILATION; DIRECTION OF AIR FLOW NDE --> DE; DEGREE OF PROTECTION IP55 W/O ENCODER with TEMPERAT. SENSOR KTY84-130 DESIGN IM B5 (IMV 1,IM V3) SHAFT WITH FITTED KEY HALF-KEY BALANCING BEARING: STANDARD WITH FIXED BEARING, VIBRATION SEVERITY GRADE: S/A, SHAFT AND FLANGE ACCURACY: R TERMINAL BOX (ABOVE) CABLE ENTRY ON THE RIGHT SIGNAL CONNECTION D-END | 3883 | TEM | 1 | MC | 51 | 1
1PH81031AD122CB1 | SIMOTICS M COMPACT ASYNCHRONOUS MOTOR 1000RPM, 3,7KW, 35NM, 10A, 333V 1150RPM, 4,3KW, 36NM, 10A, 380V 1350RPM, 4,7KW,33NM, 9,7A, 423V FORCED VENTILATION; DIRECTION OF AIR FLOW NDE --> DE; DEGREE OF PROTECTION IP55 W/O ENCODER with TEMPERAT. SENSOR KTY84-130 DESIGN IM B5 (IMV 1,IM V3) SHAFT WITH FITTED KEY HALF-KEY BALANCING BEARING: STANDARD WITH FIXED BEARING, VIBRATION SEVERITY GRADE: S/A, SHAFT AND FLANGE ACCURACY: R TERMINAL BOX (ABOVE) CABLE ENTRY ON THE LEFT SIGNAL CONNECTION D-END | 3883 | TEM | 1 | MC | 51 | 1
1PH81031AD122CC1 | SIMOTICS M COMPACT ASYNCHRONOUS MOTOR 1000RPM, 3,7KW, 35NM, 10A, 333V 1150RPM, 4,3KW, 36NM, 10A, 380V 1350RPM, 4,7KW,33NM, 9,7A, 423V FORCED VENTILATION; DIRECTION OF AIR FLOW NDE --> DE; DEGREE OF PROTECTION IP55 W/O ENCODER with TEMPERAT. SENSOR KTY84-130 DESIGN IM B5 (IMV 1,IM V3) SHAFT WITH FITTED KEY HALF-KEY BALANCING BEARING: STANDARD WITH FIXED BEARING, VIBRATION SEVERITY GRADE: S/A, SHAFT AND FLANGE ACCURACY: R TERMINAL BOX (ABOVE) CABLE ENTRY ON THE ND-END SIGNAL CONNECTION LEFT | 3883 | TEM | 1 | MC | 51 | 1
1PH81031AD130BA1 | SIMOTICS M COMPACT ASYNCHRONOUS MOTOR 1000RPM, 3,7KW, 35NM, 10A, 333V 1150RPM, 4,3KW, 36NM, 10A, 380V 1350RPM, 4,7KW,33NM, 9,7A, 423V FORCED VENTILATION; DIRECTION OF AIR FLOW NDE --> DE; DEGREE OF PROTECTION IP55 W/O ENCODER with TEMPERAT. SENSOR KTY84-130 DESIGN IM B35 (IM V15, IM V35) PLAIN SHAFT WITHOUT FITTED KEY; BEARING: STANDARD WITH FIXED BEARING, VIBRATION SEVERITY GRADE: R/A, SHAFT AND FLANGE ACCURACY: R TERMINAL BOX (ABOVE) CABLE ENTRY ON THE RIGHT SIGNAL CONNECTION D-END | 3926 | TEM | 1 | MC | 51 | 1
1PH81031AD130BB1 | SIMOTICS M COMPACT ASYNCHRONOUS MOTOR 1000RPM, 3,7KW, 35NM, 10A, 333V 1150RPM, 4,3KW, 36NM, 10A, 380V 1350RPM, 4,7KW,33NM, 9,7A, 423V FORCED VENTILATION; DIRECTION OF AIR FLOW NDE --> DE; DEGREE OF PROTECTION IP55 W/O ENCODER with TEMPERAT. SENSOR KTY84-130 DESIGN IM B35 (IM V15, IM V35) PLAIN SHAFT WITHOUT FITTED KEY; BEARING: STANDARD WITH FIXED BEARING, VIBRATION SEVERITY GRADE: R/A, SHAFT AND FLANGE ACCURACY: R TERMINAL BOX (ABOVE) CABLE ENTRY ON THE LEFT SIGNAL CONNECTION D-END | 3926 | TEM | 1 | MC | 51 | 1
1PH81031AD130BC1 | SIMOTICS M COMPACT ASYNCHRONOUS MOTOR 1000RPM, 3,7KW, 35NM, 10A, 333V 1150RPM, 4,3KW, 36NM, 10A, 380V 1350RPM, 4,7KW,33NM, 9,7A, 423V FORCED VENTILATION; DIRECTION OF AIR FLOW NDE --> DE; DEGREE OF PROTECTION IP55 W/O ENCODER with TEMPERAT. SENSOR KTY84-130 DESIGN IM B35 (IM V15, IM V35) PLAIN SHAFT WITHOUT FITTED KEY; BEARING: STANDARD WITH FIXED BEARING, VIBRATION SEVERITY GRADE: R/A, SHAFT AND FLANGE ACCURACY: R TERMINAL BOX (ABOVE) CABLE ENTRY ON THE ND-END SIGNAL CONNECTION LEFT | 3926 | TEM | 1 | MC | 51 | 1
1PH81031AD130CA1 | SIMOTICS M COMPACT ASYNCHRONOUS MOTOR 1000RPM, 3,7KW, 35NM, 10A, 333V 1150RPM, 4,3KW, 36NM, 10A, 380V 1350RPM, 4,7KW,33NM, 9,7A, 423V FORCED VENTILATION; DIRECTION OF AIR FLOW NDE --> DE; DEGREE OF PROTECTION IP55 W/O ENCODER with TEMPERAT. SENSOR KTY84-130 DESIGN IM B35 (IM V15, IM V35) PLAIN SHAFT WITHOUT FITTED KEY; BEARING: STANDARD WITH FIXED BEARING, VIBRATION SEVERITY GRADE: S/A, SHAFT AND FLANGE ACCURACY: R TERMINAL BOX (ABOVE) CABLE ENTRY ON THE RIGHT SIGNAL CONNECTION D-END | 4121 | TEM | 1 | MC | 51 | 1
1PH81031AD130CB1 | SIMOTICS M COMPACT ASYNCHRONOUS MOTOR 1000RPM, 3,7KW, 35NM, 10A, 333V 1150RPM, 4,3KW, 36NM, 10A, 380V 1350RPM, 4,7KW,33NM, 9,7A, 423V FORCED VENTILATION; DIRECTION OF AIR FLOW NDE --> DE; DEGREE OF PROTECTION IP55 W/O ENCODER with TEMPERAT. SENSOR KTY84-130 DESIGN IM B35 (IM V15, IM V35) PLAIN SHAFT WITHOUT FITTED KEY; BEARING: STANDARD WITH FIXED BEARING, VIBRATION SEVERITY GRADE: S/A, SHAFT AND FLANGE ACCURACY: R TERMINAL BOX (ABOVE) CABLE ENTRY ON THE LEFT SIGNAL CONNECTION D-END | 4121 | TEM | 1 | MC | 51 | 1
1PH81031AD130CC1 | SIMOTICS M COMPACT ASYNCHRONOUS MOTOR 1000RPM, 3,7KW, 35NM, 10A, 333V 1150RPM, 4,3KW, 36NM, 10A, 380V 1350RPM, 4,7KW,33NM, 9,7A, 423V FORCED VENTILATION; DIRECTION OF AIR FLOW NDE --> DE; DEGREE OF PROTECTION IP55 W/O ENCODER with TEMPERAT. SENSOR KTY84-130 DESIGN IM B35 (IM V15, IM V35) PLAIN SHAFT WITHOUT FITTED KEY; BEARING: STANDARD WITH FIXED BEARING, VIBRATION SEVERITY GRADE: S/A, SHAFT AND FLANGE ACCURACY: R TERMINAL BOX (ABOVE) CABLE ENTRY ON THE ND-END SIGNAL CONNECTION LEFT | 4121 | TEM | 1 | MC | 51 | 1
1PH81031AD132BA1 | SIMOTICS M COMPACT ASYNCHRONOUS MOTOR 1000RPM, 3,7KW, 35NM, 10A, 333V 1150RPM, 4,3KW, 36NM, 10A, 380V 1350RPM, 4,7KW,33NM, 9,7A, 423V FORCED VENTILATION; DIRECTION OF AIR FLOW NDE --> DE; DEGREE OF PROTECTION IP55 W/O ENCODER with TEMPERAT. SENSOR KTY84-130 DESIGN IM B35 (IM V15, IM V35) SHAFT WITH FITTED KEY HALF-KEY BALANCING BEARING: STANDARD WITH FIXED BEARING, VIBRATION SEVERITY GRADE: R/A, SHAFT AND FLANGE ACCURACY: R TERMINAL BOX (ABOVE) CABLE ENTRY ON THE RIGHT SIGNAL CONNECTION D-END | 3926 | TEM | 1 | MC | 51 | 1
1PH81031AD132BB1 | SIMOTICS M COMPACT ASYNCHRONOUS MOTOR 1000RPM, 3,7KW, 35NM, 10A, 333V 1150RPM, 4,3KW, 36NM, 10A, 380V 1350RPM, 4,7KW,33NM, 9,7A, 423V FORCED VENTILATION; DIRECTION OF AIR FLOW NDE --> DE; DEGREE OF PROTECTION IP55 W/O ENCODER with TEMPERAT. SENSOR KTY84-130 DESIGN IM B35 (IM V15, IM V35) SHAFT WITH FITTED KEY HALF-KEY BALANCING BEARING: STANDARD WITH FIXED BEARING, VIBRATION SEVERITY GRADE: R/A, SHAFT AND FLANGE ACCURACY: R TERMINAL BOX (ABOVE) CABLE ENTRY ON THE LEFT SIGNAL CONNECTION D-END | 3926 | TEM | 1 | MC | 51 | 1
1PH81031AD132BC1 | SIMOTICS M COMPACT ASYNCHRONOUS MOTOR 1000RPM, 3,7KW, 35NM, 10A, 333V 1150RPM, 4,3KW, 36NM, 10A, 380V 1350RPM, 4,7KW,33NM, 9,7A, 423V FORCED VENTILATION; DIRECTION OF AIR FLOW NDE --> DE; DEGREE OF PROTECTION IP55 W/O ENCODER with TEMPERAT. SENSOR KTY84-130 DESIGN IM B35 (IM V15, IM V35) SHAFT WITH FITTED KEY HALF-KEY BALANCING BEARING: STANDARD WITH FIXED BEARING, VIBRATION SEVERITY GRADE: R/A, SHAFT AND FLANGE ACCURACY: R TERMINAL BOX (ABOVE) CABLE ENTRY ON THE ND-END SIGNAL CONNECTION LEFT | 3926 | TEM | 1 | MC | 51 | 1
1PH81031AD132CA1 | SIMOTICS M COMPACT ASYNCHRONOUS MOTOR 1000RPM, 3,7KW, 35NM, 10A, 333V 1150RPM, 4,3KW, 36NM, 10A, 380V 1350RPM, 4,7KW,33NM, 9,7A, 423V FORCED VENTILATION; DIRECTION OF AIR FLOW NDE --> DE; DEGREE OF PROTECTION IP55 W/O ENCODER with TEMPERAT. SENSOR KTY84-130 DESIGN IM B35 (IM V15, IM V35) SHAFT WITH FITTED KEY HALF-KEY BALANCING BEARING: STANDARD WITH FIXED BEARING, VIBRATION SEVERITY GRADE: S/A, SHAFT AND FLANGE ACCURACY: R TERMINAL BOX (ABOVE) CABLE ENTRY ON THE RIGHT SIGNAL CONNECTION D-END | 4121 | TEM | 1 | MC | 51 | 1
1PH81031AD132CB1 | SIMOTICS M COMPACT ASYNCHRONOUS MOTOR 1000RPM, 3,7KW, 35NM, 10A, 333V 1150RPM, 4,3KW, 36NM, 10A, 380V 1350RPM, 4,7KW,33NM, 9,7A, 423V FORCED VENTILATION; DIRECTION OF AIR FLOW NDE --> DE; DEGREE OF PROTECTION IP55 W/O ENCODER with TEMPERAT. SENSOR KTY84-130 DESIGN IM B35 (IM V15, IM V35) SHAFT WITH FITTED KEY HALF-KEY BALANCING BEARING: STANDARD WITH FIXED BEARING, VIBRATION SEVERITY GRADE: S/A, SHAFT AND FLANGE ACCURACY: R TERMINAL BOX (ABOVE) CABLE ENTRY ON THE LEFT SIGNAL CONNECTION D-END | 4121 | TEM | 1 | MC | 51 | 1
1PH81031AD132CC1 | SIMOTICS M COMPACT ASYNCHRONOUS MOTOR 1000RPM, 3,7KW, 35NM, 10A, 333V 1150RPM, 4,3KW, 36NM, 10A, 380V 1350RPM, 4,7KW,33NM, 9,7A, 423V FORCED VENTILATION; DIRECTION OF AIR FLOW NDE --> DE; DEGREE OF PROTECTION IP55 W/O ENCODER with TEMPERAT. SENSOR KTY84-130 DESIGN IM B35 (IM V15, IM V35) SHAFT WITH FITTED KEY HALF-KEY BALANCING BEARING: STANDARD WITH FIXED BEARING, VIBRATION SEVERITY GRADE: S/A, SHAFT AND FLANGE ACCURACY: R TERMINAL BOX (ABOVE) CABLE ENTRY ON THE ND-END SIGNAL CONNECTION LEFT | 4121 | TEM | 1 | MC | 51 | 1
1PH81031AF000BA1 | SIMOTICS M COMPACT ASYNCHRONOUS MOTOR 1500RPM, 5,5KW,35NM, 13,1A,342V 1750RPM, 6,3KW,34NM, 13,5A,412V 2000RPM, 7,0KW,33NM, 12,7A,460V FORCED VENTILATION; DIRECTION OF AIR FLOW DE --> NDE; DEGREE OF PROTECTION IP55 W/O ENCODER with TEMPERAT. SENSOR KTY84-130 DESIGN IM B3 (IM V5, IM V6) PLAIN SHAFT WITHOUT FITTED KEY; BEARING: STANDARD WITH FIXED BEARING, VIBRATION SEVERITY GRADE: R/A, SHAFT AND FLANGE ACCURACY: R TERMINAL BOX (ABOVE) CABLE ENTRY ON THE RIGHT SIGNAL CONNECTION D-END | 3492 | TEM | 1 | MC | 51 | 1
1PH81031AF020CA1 | SIMOTICS M COMPACT ASYNCHRONOUS MOTOR 1500RPM, 5,5KW,35NM, 13,1A,342V 1750RPM, 6,3KW,34NM, 13,5A,412V 2000RPM, 7,0KW,33NM, 12,7A,460V FORCED VENTILATION; DIRECTION OF AIR FLOW DE --> NDE; DEGREE OF PROTECTION IP55 W/O ENCODER with TEMPERAT. SENSOR KTY84-130 DESIGN IM B5 (IMV 1,IM V3) PLAIN SHAFT WITHOUT FITTED KEY; BEARING: STANDARD WITH FIXED BEARING, VIBRATION SEVERITY GRADE: S/A, SHAFT AND FLANGE ACCURACY: R TERMINAL BOX (ABOVE) CABLE ENTRY ON THE RIGHT SIGNAL CONNECTION D-END | 3883 | TEM | 1 | MC | 51 | 1
1PH81031AF020LA1 | SIMOTICS M COMPACT ASYNCHRONOUS MOTOR 1500RPM, 5,5KW,35NM, 13,1A,342V 1750RPM, 6,3KW,34NM, 13,5A,412V 2000RPM, 7,0KW,33NM, 12,7A,460V FORCED VENTILATION; DIRECTION OF AIR FLOW DE --> NDE; DEGREE OF PROTECTION IP55 W/O ENCODER with TEMPERAT. SENSOR KTY84-130 DESIGN IM B5 (IMV 1,IM V3) PLAIN SHAFT WITHOUT FITTED KEY; BEARING: PERFORMANCE, VIBRATION SEVERITY GRADE SPECIAL/B; SHAFT A. FLANGE ACCURACY GR. SPECIAL TERMINAL BOX (ABOVE) CABLE ENTRY ON THE RIGHT SIGNAL CONNECTION D-END | 4200 | TEM | 1 | MC | 51 | 1
1PH81031AF021BA1 | SIMOTICS M COMPACT ASYNCHRONOUS MOTOR 1500RPM, 5,5KW,35NM, 13,1A,342V 1750RPM, 6,3KW,34NM, 13,5A,412V 2000RPM, 7,0KW,33NM, 12,7A,460V FORCED VENTILATION; DIRECTION OF AIR FLOW DE --> NDE; DEGREE OF PROTECTION IP55 W/O ENCODER with TEMPERAT. SENSOR KTY84-130 DESIGN IM B5 (IMV 1,IM V3) SHAFT WITH FITTED KEY FULL-KEY BALANCING BEARING: STANDARD WITH FIXED BEARING, VIBRATION SEVERITY GRADE: R/A, SHAFT AND FLANGE ACCURACY: R TERMINAL BOX (ABOVE) CABLE ENTRY ON THE RIGHT SIGNAL CONNECTION D-END | 3688 | TEM | 1 | MC | 51 | 1
1PH81031AF021CA1 | SIMOTICS M COMPACT ASYNCHRONOUS MOTOR 1500RPM, 5,5KW,35NM, 13,1A,342V 1750RPM, 6,3KW,34NM, 13,5A,412V 2000RPM, 7,0KW,33NM, 12,7A,460V FORCED VENTILATION; DIRECTION OF AIR FLOW DE --> NDE; DEGREE OF PROTECTION IP55 W/O ENCODER with TEMPERAT. SENSOR KTY84-130 DESIGN IM B5 (IMV 1,IM V3) SHAFT WITH FITTED KEY FULL-KEY BALANCING BEARING: STANDARD WITH FIXED BEARING, VIBRATION SEVERITY GRADE: S/A, SHAFT AND FLANGE ACCURACY: R TERMINAL BOX (ABOVE) CABLE ENTRY ON THE RIGHT SIGNAL CONNECTION D-END | 3883 | TEM | 1 | MC | 51 | 1
1PH81031AF022BA1 | SIMOTICS M COMPACT ASYNCHRONOUS MOTOR 1500RPM, 5,5KW,35NM, 13,1A,342V 1750RPM, 6,3KW,34NM, 13,5A,412V 2000RPM, 7,0KW,33NM, 12,7A,460V FORCED VENTILATION; DIRECTION OF AIR FLOW DE --> NDE; DEGREE OF PROTECTION IP55 W/O ENCODER with TEMPERAT. SENSOR KTY84-130 DESIGN IM B5 (IMV 1,IM V3) SHAFT WITH FITTED KEY HALF-KEY BALANCING BEARING: STANDARD WITH FIXED BEARING, VIBRATION SEVERITY GRADE: R/A, SHAFT AND FLANGE ACCURACY: R TERMINAL BOX (ABOVE) CABLE ENTRY ON THE RIGHT SIGNAL CONNECTION D-END | 3688 | TEM | 1 | MC | 51 | 1
1PH81031AF100BA1 | SIMOTICS M COMPACT ASYNCHRONOUS MOTOR 1500RPM, 5,5KW,35NM,13,1A, 368V 1750RPM, 6,3KW,34NM,13,5A, 412V 2000RPM, 7KW, 33NM, 12,7A, 460V FORCED VENTILATION; DIRECTION OF AIR FLOW NDE --> DE; DEGREE OF PROTECTION IP55 W/O ENCODER with TEMPERAT. SENSOR KTY84-130 DESIGN IM B3 (IM V5, IM V6) PLAIN SHAFT WITHOUT FITTED KEY; BEARING: STANDARD WITH FIXED BEARING, VIBRATION SEVERITY GRADE: R/A, SHAFT AND FLANGE ACCURACY: R TERMINAL BOX (ABOVE) CABLE ENTRY ON THE RIGHT SIGNAL CONNECTION D-END | 3492 | TEM | 1 | MC | 51 | 1
1PH81031AF100BB1 | SIMOTICS M COMPACT ASYNCHRONOUS MOTOR 1500RPM, 5,5KW,35NM,13,1A, 368V 1750RPM, 6,3KW,34NM,13,5A, 412V 2000RPM, 7KW, 33NM, 12,7A, 460V FORCED VENTILATION; DIRECTION OF AIR FLOW NDE --> DE; DEGREE OF PROTECTION IP55 W/O ENCODER with TEMPERAT. SENSOR KTY84-130 DESIGN IM B3 (IM V5, IM V6) PLAIN SHAFT WITHOUT FITTED KEY; BEARING: STANDARD WITH FIXED BEARING, VIBRATION SEVERITY GRADE: R/A, SHAFT AND FLANGE ACCURACY: R TERMINAL BOX (ABOVE) CABLE ENTRY ON THE LEFT SIGNAL CONNECTION D-END | 3492 | TEM | 1 | MC | 51 | 1
1PH81031AF100BC1 | SIMOTICS M COMPACT ASYNCHRONOUS MOTOR 1500RPM, 5,5KW,35NM,13,1A, 368V 1750RPM, 6,3KW,34NM,13,5A, 412V 2000RPM, 7KW, 33NM, 12,7A, 460V FORCED VENTILATION; DIRECTION OF AIR FLOW NDE --> DE; DEGREE OF PROTECTION IP55 W/O ENCODER with TEMPERAT. SENSOR KTY84-130 DESIGN IM B3 (IM V5, IM V6) PLAIN SHAFT WITHOUT FITTED KEY; BEARING: STANDARD WITH FIXED BEARING, VIBRATION SEVERITY GRADE: R/A, SHAFT AND FLANGE ACCURACY: R TERMINAL BOX (ABOVE) CABLE ENTRY ON THE ND-END SIGNAL CONNECTION LEFT | 3492 | TEM | 1 | MC | 51 | 1
1PH81031AF100CA1 | SIMOTICS M COMPACT ASYNCHRONOUS MOTOR 1500RPM, 5,5KW,35NM,13,1A, 368V 1750RPM, 6,3KW,34NM,13,5A, 412V 2000RPM, 7KW, 33NM, 12,7A, 460V FORCED VENTILATION; DIRECTION OF AIR FLOW NDE --> DE; DEGREE OF PROTECTION IP55 W/O ENCODER with TEMPERAT. SENSOR KTY84-130 DESIGN IM B3 (IM V5, IM V6) PLAIN SHAFT WITHOUT FITTED KEY; BEARING: STANDARD WITH FIXED BEARING, VIBRATION SEVERITY GRADE: S/A, SHAFT AND FLANGE ACCURACY: R TERMINAL BOX (ABOVE) CABLE ENTRY ON THE RIGHT SIGNAL CONNECTION D-END | 3688 | TEM | 1 | MC | 51 | 1
1PH81031AF100CB1 | SIMOTICS M COMPACT ASYNCHRONOUS MOTOR 1500RPM, 5,5KW,35NM,13,1A, 368V 1750RPM, 6,3KW,34NM,13,5A, 412V 2000RPM, 7KW, 33NM, 12,7A, 460V FORCED VENTILATION; DIRECTION OF AIR FLOW NDE --> DE; DEGREE OF PROTECTION IP55 W/O ENCODER with TEMPERAT. SENSOR KTY84-130 DESIGN IM B3 (IM V5, IM V6) PLAIN SHAFT WITHOUT FITTED KEY; BEARING: STANDARD WITH FIXED BEARING, VIBRATION SEVERITY GRADE: S/A, SHAFT AND FLANGE ACCURACY: R TERMINAL BOX (ABOVE) CABLE ENTRY ON THE LEFT SIGNAL CONNECTION D-END | 3688 | TEM | 1 | MC | 51 | 1
1PH81031AF100CC1 | SIMOTICS M COMPACT ASYNCHRONOUS MOTOR 1500RPM, 5,5KW,35NM,13,1A, 368V 1750RPM, 6,3KW,34NM,13,5A, 412V 2000RPM, 7KW, 33NM, 12,7A, 460V FORCED VENTILATION; DIRECTION OF AIR FLOW NDE --> DE; DEGREE OF PROTECTION IP55 W/O ENCODER with TEMPERAT. SENSOR KTY84-130 DESIGN IM B3 (IM V5, IM V6) PLAIN SHAFT WITHOUT FITTED KEY; BEARING: STANDARD WITH FIXED BEARING, VIBRATION SEVERITY GRADE: S/A, SHAFT AND FLANGE ACCURACY: R TERMINAL BOX (ABOVE) CABLE ENTRY ON THE ND-END SIGNAL CONNECTION LEFT | 3688 | TEM | 1 | MC | 51 | 1
1PH81031AF102BA1 | SIMOTICS M COMPACT ASYNCHRONOUS MOTOR 1500RPM, 5,5KW,35NM,13,1A, 368V 1750RPM, 6,3KW,34NM,13,5A, 412V 2000RPM, 7KW, 33NM, 12,7A, 460V FORCED VENTILATION; DIRECTION OF AIR FLOW NDE --> DE; DEGREE OF PROTECTION IP55 W/O ENCODER with TEMPERAT. SENSOR KTY84-130 DESIGN IM B3 (IM V5, IM V6) SHAFT WITH FITTED KEY HALF-KEY BALANCING BEARING: STANDARD WITH FIXED BEARING, VIBRATION SEVERITY GRADE: R/A, SHAFT AND FLANGE ACCURACY: R TERMINAL BOX (ABOVE) CABLE ENTRY ON THE RIGHT SIGNAL CONNECTION D-END | 3492 | TEM | 1 | MC | 51 | 1
1PH81031AF102BB1 | SIMOTICS M COMPACT ASYNCHRONOUS MOTOR 1500RPM, 5,5KW,35NM,13,1A, 368V 1750RPM, 6,3KW,34NM,13,5A, 412V 2000RPM, 7KW, 33NM, 12,7A, 460V FORCED VENTILATION; DIRECTION OF AIR FLOW NDE --> DE; DEGREE OF PROTECTION IP55 W/O ENCODER with TEMPERAT. SENSOR KTY84-130 DESIGN IM B3 (IM V5, IM V6) SHAFT WITH FITTED KEY HALF-KEY BALANCING BEARING: STANDARD WITH FIXED BEARING, VIBRATION SEVERITY GRADE: R/A, SHAFT AND FLANGE ACCURACY: R TERMINAL BOX (ABOVE) CABLE ENTRY ON THE LEFT SIGNAL CONNECTION D-END | 3492 | TEM | 1 | MC | 51 | 1
1PH81031AF102BC1 | SIMOTICS M COMPACT ASYNCHRONOUS MOTOR 1500RPM, 5,5KW,35NM,13,1A, 368V 1750RPM, 6,3KW,34NM,13,5A, 412V 2000RPM, 7KW, 33NM, 12,7A, 460V FORCED VENTILATION; DIRECTION OF AIR FLOW NDE --> DE; DEGREE OF PROTECTION IP55 W/O ENCODER with TEMPERAT. SENSOR KTY84-130 DESIGN IM B3 (IM V5, IM V6) SHAFT WITH FITTED KEY HALF-KEY BALANCING BEARING: STANDARD WITH FIXED BEARING, VIBRATION SEVERITY GRADE: R/A, SHAFT AND FLANGE ACCURACY: R TERMINAL BOX (ABOVE) CABLE ENTRY ON THE ND-END SIGNAL CONNECTION LEFT | 3492 | TEM | 1 | MC | 51 | 1
1PH81031AF102CA1 | SIMOTICS M COMPACT ASYNCHRONOUS MOTOR 1500RPM, 5,5KW,35NM,13,1A, 368V 1750RPM, 6,3KW,34NM,13,5A, 412V 2000RPM, 7KW, 33NM, 12,7A, 460V FORCED VENTILATION; DIRECTION OF AIR FLOW NDE --> DE; DEGREE OF PROTECTION IP55 W/O ENCODER with TEMPERAT. SENSOR KTY84-130 DESIGN IM B3 (IM V5, IM V6) SHAFT WITH FITTED KEY HALF-KEY BALANCING BEARING: STANDARD WITH FIXED BEARING, VIBRATION SEVERITY GRADE: S/A, SHAFT AND FLANGE ACCURACY: R TERMINAL BOX (ABOVE) CABLE ENTRY ON THE RIGHT SIGNAL CONNECTION D-END | 3688 | TEM | 1 | MC | 51 | 1
1PH81031AF102CB1 | SIMOTICS M COMPACT ASYNCHRONOUS MOTOR 1500RPM, 5,5KW,35NM,13,1A, 368V 1750RPM, 6,3KW,34NM,13,5A, 412V 2000RPM, 7KW, 33NM, 12,7A, 460V FORCED VENTILATION; DIRECTION OF AIR FLOW NDE --> DE; DEGREE OF PROTECTION IP55 W/O ENCODER with TEMPERAT. SENSOR KTY84-130 DESIGN IM B3 (IM V5, IM V6) SHAFT WITH FITTED KEY HALF-KEY BALANCING BEARING: STANDARD WITH FIXED BEARING, VIBRATION SEVERITY GRADE: S/A, SHAFT AND FLANGE ACCURACY: R TERMINAL BOX (ABOVE) CABLE ENTRY ON THE LEFT SIGNAL CONNECTION D-END | 3688 | TEM | 1 | MC | 51 | 1
1PH81031AF102CC1 | SIMOTICS M COMPACT ASYNCHRONOUS MOTOR 1500RPM, 5,5KW,35NM,13,1A, 368V 1750RPM, 6,3KW,34NM,13,5A, 412V 2000RPM, 7KW, 33NM, 12,7A, 460V FORCED VENTILATION; DIRECTION OF AIR FLOW NDE --> DE; DEGREE OF PROTECTION IP55 W/O ENCODER with TEMPERAT. SENSOR KTY84-130 DESIGN IM B3 (IM V5, IM V6) SHAFT WITH FITTED KEY HALF-KEY BALANCING BEARING: STANDARD WITH FIXED BEARING, VIBRATION SEVERITY GRADE: S/A, SHAFT AND FLANGE ACCURACY: R TERMINAL BOX (ABOVE) CABLE ENTRY ON THE ND-END SIGNAL CONNECTION LEFT | 3688 | TEM | 1 | MC | 51 | 1
1PH81031AF120BA1 | SIMOTICS M COMPACT ASYNCHRONOUS MOTOR 1500RPM, 5,5KW,35NM,13,1A, 368V 1750RPM, 6,3KW,34NM,13,5A, 412V 2000RPM, 7KW, 33NM, 12,7A, 460V FORCED VENTILATION; DIRECTION OF AIR FLOW NDE --> DE; DEGREE OF PROTECTION IP55 W/O ENCODER with TEMPERAT. SENSOR KTY84-130 DESIGN IM B5 (IMV 1,IM V3) PLAIN SHAFT WITHOUT FITTED KEY; BEARING: STANDARD WITH FIXED BEARING, VIBRATION SEVERITY GRADE: R/A, SHAFT AND FLANGE ACCURACY: R TERMINAL BOX (ABOVE) CABLE ENTRY ON THE RIGHT SIGNAL CONNECTION D-END | 3688 | TEM | 1 | MC | 51 | 1
1PH81031AF120BB1 | SIMOTICS M COMPACT ASYNCHRONOUS MOTOR 1500RPM, 5,5KW,35NM,13,1A, 368V 1750RPM, 6,3KW,34NM,13,5A, 412V 2000RPM, 7KW, 33NM, 12,7A, 460V FORCED VENTILATION; DIRECTION OF AIR FLOW NDE --> DE; DEGREE OF PROTECTION IP55 W/O ENCODER with TEMPERAT. SENSOR KTY84-130 DESIGN IM B5 (IMV 1,IM V3) PLAIN SHAFT WITHOUT FITTED KEY; BEARING: STANDARD WITH FIXED BEARING, VIBRATION SEVERITY GRADE: R/A, SHAFT AND FLANGE ACCURACY: R TERMINAL BOX (ABOVE) CABLE ENTRY ON THE LEFT SIGNAL CONNECTION D-END | 3688 | TEM | 1 | MC | 51 | 1
1PH81031AF120BC1 | SIMOTICS M COMPACT ASYNCHRONOUS MOTOR 1500RPM, 5,5KW,35NM,13,1A, 368V 1750RPM, 6,3KW,34NM,13,5A, 412V 2000RPM, 7KW, 33NM, 12,7A, 460V FORCED VENTILATION; DIRECTION OF AIR FLOW NDE --> DE; DEGREE OF PROTECTION IP55 W/O ENCODER with TEMPERAT. SENSOR KTY84-130 DESIGN IM B5 (IMV 1,IM V3) PLAIN SHAFT WITHOUT FITTED KEY; BEARING: STANDARD WITH FIXED BEARING, VIBRATION SEVERITY GRADE: R/A, SHAFT AND FLANGE ACCURACY: R TERMINAL BOX (ABOVE) CABLE ENTRY ON THE ND-END SIGNAL CONNECTION LEFT | 3688 | TEM | 1 | MC | 51 | 1
1PH81031AF120CA1 | SIMOTICS M COMPACT ASYNCHRONOUS MOTOR 1500RPM, 5,5KW,35NM,13,1A, 368V 1750RPM, 6,3KW,34NM,13,5A, 412V 2000RPM, 7KW, 33NM, 12,7A, 460V FORCED VENTILATION; DIRECTION OF AIR FLOW NDE --> DE; DEGREE OF PROTECTION IP55 W/O ENCODER with TEMPERAT. SENSOR KTY84-130 DESIGN IM B5 (IMV 1,IM V3) PLAIN SHAFT WITHOUT FITTED KEY; BEARING: STANDARD WITH FIXED BEARING, VIBRATION SEVERITY GRADE: S/A, SHAFT AND FLANGE ACCURACY: R TERMINAL BOX (ABOVE) CABLE ENTRY ON THE RIGHT SIGNAL CONNECTION D-END | 3883 | TEM | 1 | MC | 51 | 1
1PH81031AF120CB1 | SIMOTICS M COMPACT ASYNCHRONOUS MOTOR 1500RPM, 5,5KW,35NM,13,1A, 368V 1750RPM, 6,3KW,34NM,13,5A, 412V 2000RPM, 7KW, 33NM, 12,7A, 460V FORCED VENTILATION; DIRECTION OF AIR FLOW NDE --> DE; DEGREE OF PROTECTION IP55 W/O ENCODER with TEMPERAT. SENSOR KTY84-130 DESIGN IM B5 (IMV 1,IM V3) PLAIN SHAFT WITHOUT FITTED KEY; BEARING: STANDARD WITH FIXED BEARING, VIBRATION SEVERITY GRADE: S/A, SHAFT AND FLANGE ACCURACY: R TERMINAL BOX (ABOVE) CABLE ENTRY ON THE LEFT SIGNAL CONNECTION D-END | 3883 | TEM | 1 | MC | 51 | 1
1PH81031AF120CC1 | SIMOTICS M COMPACT ASYNCHRONOUS MOTOR 1500RPM, 5,5KW,35NM,13,1A, 368V 1750RPM, 6,3KW,34NM,13,5A, 412V 2000RPM, 7KW, 33NM, 12,7A, 460V FORCED VENTILATION; DIRECTION OF AIR FLOW NDE --> DE; DEGREE OF PROTECTION IP55 W/O ENCODER with TEMPERAT. SENSOR KTY84-130 DESIGN IM B5 (IMV 1,IM V3) PLAIN SHAFT WITHOUT FITTED KEY; BEARING: STANDARD WITH FIXED BEARING, VIBRATION SEVERITY GRADE: S/A, SHAFT AND FLANGE ACCURACY: R TERMINAL BOX (ABOVE) CABLE ENTRY ON THE ND-END SIGNAL CONNECTION LEFT | 3883 | TEM | 1 | MC | 51 | 1
1PH81031AF121BF1 | SIMOTICS M COMPACT ASYNCHRONOUS MOTOR 1500RPM, 5,5KW,35NM,13,1A, 368V 1750RPM, 6,3KW,34NM,13,5A, 412V 2000RPM, 7KW, 33NM, 12,7A, 460V FORCED VENTILATION; DIRECTION OF AIR FLOW NDE --> DE; DEGREE OF PROTECTION IP55 W/O ENCODER with TEMPERAT. SENSOR KTY84-130 DESIGN IM B5 (IMV 1,IM V3) SHAFT WITH FITTED KEY FULL-KEY BALANCING BEARING: STANDARD WITH FIXED BEARING, VIBRATION SEVERITY GRADE: R/A, SHAFT AND FLANGE ACCURACY: R POWER CONNECTOR (ABOVE) CABLE ENTRY ON THE LEFT SIGNAL CONNECTION D-END | 3688 | TEM | 1 | MC | 51 | 1
1PH81031AF122BA1 | SIMOTICS M COMPACT ASYNCHRONOUS MOTOR 1500RPM, 5,5KW,35NM,13,1A, 368V 1750RPM, 6,3KW,34NM,13,5A, 412V 2000RPM, 7KW, 33NM, 12,7A, 460V FORCED VENTILATION; DIRECTION OF AIR FLOW NDE --> DE; DEGREE OF PROTECTION IP55 W/O ENCODER with TEMPERAT. SENSOR KTY84-130 DESIGN IM B5 (IMV 1,IM V3) SHAFT WITH FITTED KEY HALF-KEY BALANCING BEARING: STANDARD WITH FIXED BEARING, VIBRATION SEVERITY GRADE: R/A, SHAFT AND FLANGE ACCURACY: R TERMINAL BOX (ABOVE) CABLE ENTRY ON THE RIGHT SIGNAL CONNECTION D-END | 3688 | TEM | 1 | MC | 51 | 1
1PH81031AF122BB1 | SIMOTICS M COMPACT ASYNCHRONOUS MOTOR 1500RPM, 5,5KW,35NM,13,1A, 368V 1750RPM, 6,3KW,34NM,13,5A, 412V 2000RPM, 7KW, 33NM, 12,7A, 460V FORCED VENTILATION; DIRECTION OF AIR FLOW NDE --> DE; DEGREE OF PROTECTION IP55 W/O ENCODER with TEMPERAT. SENSOR KTY84-130 DESIGN IM B5 (IMV 1,IM V3) SHAFT WITH FITTED KEY HALF-KEY BALANCING BEARING: STANDARD WITH FIXED BEARING, VIBRATION SEVERITY GRADE: R/A, SHAFT AND FLANGE ACCURACY: R TERMINAL BOX (ABOVE) CABLE ENTRY ON THE LEFT SIGNAL CONNECTION D-END | 3688 | TEM | 1 | MC | 51 | 1
1PH81031AF122BC1 | SIMOTICS M COMPACT ASYNCHRONOUS MOTOR 1500RPM, 5,5KW,35NM,13,1A, 368V 1750RPM, 6,3KW,34NM,13,5A, 412V 2000RPM, 7KW, 33NM, 12,7A, 460V FORCED VENTILATION; DIRECTION OF AIR FLOW NDE --> DE; DEGREE OF PROTECTION IP55 W/O ENCODER with TEMPERAT. SENSOR KTY84-130 DESIGN IM B5 (IMV 1,IM V3) SHAFT WITH FITTED KEY HALF-KEY BALANCING BEARING: STANDARD WITH FIXED BEARING, VIBRATION SEVERITY GRADE: R/A, SHAFT AND FLANGE ACCURACY: R TERMINAL BOX (ABOVE) CABLE ENTRY ON THE ND-END SIGNAL CONNECTION LEFT | 3688 | TEM | 1 | MC | 51 | 1
1PH81031AF122CA1 | SIMOTICS M COMPACT ASYNCHRONOUS MOTOR 1500RPM, 5,5KW,35NM,13,1A, 368V 1750RPM, 6,3KW,34NM,13,5A, 412V 2000RPM, 7KW, 33NM, 12,7A, 460V FORCED VENTILATION; DIRECTION OF AIR FLOW NDE --> DE; DEGREE OF PROTECTION IP55 W/O ENCODER with TEMPERAT. SENSOR KTY84-130 DESIGN IM B5 (IMV 1,IM V3) SHAFT WITH FITTED KEY HALF-KEY BALANCING BEARING: STANDARD WITH FIXED BEARING, VIBRATION SEVERITY GRADE: S/A, SHAFT AND FLANGE ACCURACY: R TERMINAL BOX (ABOVE) CABLE ENTRY ON THE RIGHT SIGNAL CONNECTION D-END | 3883 | TEM | 1 | MC | 51 | 1
1PH81031AF122CB1 | SIMOTICS M COMPACT ASYNCHRONOUS MOTOR 1500RPM, 5,5KW,35NM,13,1A, 368V 1750RPM, 6,3KW,34NM,13,5A, 412V 2000RPM, 7KW, 33NM, 12,7A, 460V FORCED VENTILATION; DIRECTION OF AIR FLOW NDE --> DE; DEGREE OF PROTECTION IP55 W/O ENCODER with TEMPERAT. SENSOR KTY84-130 DESIGN IM B5 (IMV 1,IM V3) SHAFT WITH FITTED KEY HALF-KEY BALANCING BEARING: STANDARD WITH FIXED BEARING, VIBRATION SEVERITY GRADE: S/A, SHAFT AND FLANGE ACCURACY: R TERMINAL BOX (ABOVE) CABLE ENTRY ON THE LEFT SIGNAL CONNECTION D-END | 3883 | TEM | 1 | MC | 51 | 1
1PH81031AF122CC1 | SIMOTICS M COMPACT ASYNCHRONOUS MOTOR 1500RPM, 5,5KW,35NM,13,1A, 368V 1750RPM, 6,3KW,34NM,13,5A, 412V 2000RPM, 7KW, 33NM, 12,7A, 460V FORCED VENTILATION; DIRECTION OF AIR FLOW NDE --> DE; DEGREE OF PROTECTION IP55 W/O ENCODER with TEMPERAT. SENSOR KTY84-130 DESIGN IM B5 (IMV 1,IM V3) SHAFT WITH FITTED KEY HALF-KEY BALANCING BEARING: STANDARD WITH FIXED BEARING, VIBRATION SEVERITY GRADE: S/A, SHAFT AND FLANGE ACCURACY: R TERMINAL BOX (ABOVE) CABLE ENTRY ON THE ND-END SIGNAL CONNECTION LEFT | 3883 | TEM | 1 | MC | 51 | 1
1PH81031AF130BA1 | SIMOTICS M COMPACT ASYNCHRONOUS MOTOR 1500RPM, 5,5KW,35NM,13,1A, 368V 1750RPM, 6,3KW,34NM,13,5A, 412V 2000RPM, 7KW, 33NM, 12,7A, 460V FORCED VENTILATION; DIRECTION OF AIR FLOW NDE --> DE; DEGREE OF PROTECTION IP55 W/O ENCODER with TEMPERAT. SENSOR KTY84-130 DESIGN IM B35 (IM V15, IM V35) PLAIN SHAFT WITHOUT FITTED KEY; BEARING: STANDARD WITH FIXED BEARING, VIBRATION SEVERITY GRADE: R/A, SHAFT AND FLANGE ACCURACY: R TERMINAL BOX (ABOVE) CABLE ENTRY ON THE RIGHT SIGNAL CONNECTION D-END | 3926 | TEM | 1 | MC | 51 | 1
1PH81031AF130BB1 | SIMOTICS M COMPACT ASYNCHRONOUS MOTOR 1500RPM, 5,5KW,35NM,13,1A, 368V 1750RPM, 6,3KW,34NM,13,5A, 412V 2000RPM, 7KW, 33NM, 12,7A, 460V FORCED VENTILATION; DIRECTION OF AIR FLOW NDE --> DE; DEGREE OF PROTECTION IP55 W/O ENCODER with TEMPERAT. SENSOR KTY84-130 DESIGN IM B35 (IM V15, IM V35) PLAIN SHAFT WITHOUT FITTED KEY; BEARING: STANDARD WITH FIXED BEARING, VIBRATION SEVERITY GRADE: R/A, SHAFT AND FLANGE ACCURACY: R TERMINAL BOX (ABOVE) CABLE ENTRY ON THE LEFT SIGNAL CONNECTION D-END | 3926 | TEM | 1 | MC | 51 | 1
1PH81031AF130BC1 | SIMOTICS M COMPACT ASYNCHRONOUS MOTOR 1500RPM, 5,5KW,35NM,13,1A, 368V 1750RPM, 6,3KW,34NM,13,5A, 412V 2000RPM, 7KW, 33NM, 12,7A, 460V FORCED VENTILATION; DIRECTION OF AIR FLOW NDE --> DE; DEGREE OF PROTECTION IP55 W/O ENCODER with TEMPERAT. SENSOR KTY84-130 DESIGN IM B35 (IM V15, IM V35) PLAIN SHAFT WITHOUT FITTED KEY; BEARING: STANDARD WITH FIXED BEARING, VIBRATION SEVERITY GRADE: R/A, SHAFT AND FLANGE ACCURACY: R TERMINAL BOX (ABOVE) CABLE ENTRY ON THE ND-END SIGNAL CONNECTION LEFT | 3926 | TEM | 1 | MC | 51 | 1
1PH81031AF130CA1 | SIMOTICS M COMPACT ASYNCHRONOUS MOTOR 1500RPM, 5,5KW,35NM,13,1A, 368V 1750RPM, 6,3KW,34NM,13,5A, 412V 2000RPM, 7KW, 33NM, 12,7A, 460V FORCED VENTILATION; DIRECTION OF AIR FLOW NDE --> DE; DEGREE OF PROTECTION IP55 W/O ENCODER with TEMPERAT. SENSOR KTY84-130 DESIGN IM B35 (IM V15, IM V35) PLAIN SHAFT WITHOUT FITTED KEY; BEARING: STANDARD WITH FIXED BEARING, VIBRATION SEVERITY GRADE: S/A, SHAFT AND FLANGE ACCURACY: R TERMINAL BOX (ABOVE) CABLE ENTRY ON THE RIGHT SIGNAL CONNECTION D-END | 4121 | TEM | 1 | MC | 51 | 1
1PH81031AF130CB1 | SIMOTICS M COMPACT ASYNCHRONOUS MOTOR 1500RPM, 5,5KW,35NM,13,1A, 368V 1750RPM, 6,3KW,34NM,13,5A, 412V 2000RPM, 7KW, 33NM, 12,7A, 460V FORCED VENTILATION; DIRECTION OF AIR FLOW NDE --> DE; DEGREE OF PROTECTION IP55 W/O ENCODER with TEMPERAT. SENSOR KTY84-130 DESIGN IM B35 (IM V15, IM V35) PLAIN SHAFT WITHOUT FITTED KEY; BEARING: STANDARD WITH FIXED BEARING, VIBRATION SEVERITY GRADE: S/A, SHAFT AND FLANGE ACCURACY: R TERMINAL BOX (ABOVE) CABLE ENTRY ON THE LEFT SIGNAL CONNECTION D-END | 4121 | TEM | 1 | MC | 51 | 1
1PH81031AF130CC1 | SIMOTICS M COMPACT ASYNCHRONOUS MOTOR 1500RPM, 5,5KW,35NM,13,1A, 368V 1750RPM, 6,3KW,34NM,13,5A, 412V 2000RPM, 7KW, 33NM, 12,7A, 460V FORCED VENTILATION; DIRECTION OF AIR FLOW NDE --> DE; DEGREE OF PROTECTION IP55 W/O ENCODER with TEMPERAT. SENSOR KTY84-130 DESIGN IM B35 (IM V15, IM V35) PLAIN SHAFT WITHOUT FITTED KEY; BEARING: STANDARD WITH FIXED BEARING, VIBRATION SEVERITY GRADE: S/A, SHAFT AND FLANGE ACCURACY: R TERMINAL BOX (ABOVE) CABLE ENTRY ON THE ND-END SIGNAL CONNECTION LEFT | 4121 | TEM | 1 | MC | 51 | 1
1PH81031AF131BB1 | SIMOTICS M COMPACT ASYNCHRONOUS MOTOR 1500RPM, 5,5KW,35NM,13,1A, 368V 1750RPM, 6,3KW,34NM,13,5A, 412V 2000RPM, 7KW, 33NM, 12,7A, 460V FORCED VENTILATION; DIRECTION OF AIR FLOW NDE --> DE; DEGREE OF PROTECTION IP55 W/O ENCODER with TEMPERAT. SENSOR KTY84-130 DESIGN IM B35 (IM V15, IM V35) SHAFT WITH FITTED KEY FULL-KEY BALANCING BEARING: STANDARD WITH FIXED BEARING, VIBRATION SEVERITY GRADE: R/A, SHAFT AND FLANGE ACCURACY: R TERMINAL BOX (ABOVE) CABLE ENTRY ON THE LEFT SIGNAL CONNECTION D-END | 3926 | TEM | 1 | MC | 51 | 1
1PH81031AF132BA1 | SIMOTICS M COMPACT ASYNCHRONOUS MOTOR 1500RPM, 5,5KW,35NM,13,1A, 368V 1750RPM, 6,3KW,34NM,13,5A, 412V 2000RPM, 7KW, 33NM, 12,7A, 460V FORCED VENTILATION; DIRECTION OF AIR FLOW NDE --> DE; DEGREE OF PROTECTION IP55 W/O ENCODER with TEMPERAT. SENSOR KTY84-130 DESIGN IM B35 (IM V15, IM V35) SHAFT WITH FITTED KEY HALF-KEY BALANCING BEARING: STANDARD WITH FIXED BEARING, VIBRATION SEVERITY GRADE: R/A, SHAFT AND FLANGE ACCURACY: R TERMINAL BOX (ABOVE) CABLE ENTRY ON THE RIGHT SIGNAL CONNECTION D-END | 3926 | TEM | 1 | MC | 51 | 1
1PH81031AF132BB1 | SIMOTICS M COMPACT ASYNCHRONOUS MOTOR 1500RPM, 5,5KW,35NM,13,1A, 368V 1750RPM, 6,3KW,34NM,13,5A, 412V 2000RPM, 7KW, 33NM, 12,7A, 460V FORCED VENTILATION; DIRECTION OF AIR FLOW NDE --> DE; DEGREE OF PROTECTION IP55 W/O ENCODER with TEMPERAT. SENSOR KTY84-130 DESIGN IM B35 (IM V15, IM V35) SHAFT WITH FITTED KEY HALF-KEY BALANCING BEARING: STANDARD WITH FIXED BEARING, VIBRATION SEVERITY GRADE: R/A, SHAFT AND FLANGE ACCURACY: R TERMINAL BOX (ABOVE) CABLE ENTRY ON THE LEFT SIGNAL CONNECTION D-END | 3926 | TEM | 1 | MC | 51 | 1
1PH81031AF132BC1 | SIMOTICS M COMPACT ASYNCHRONOUS MOTOR 1500RPM, 5,5KW,35NM,13,1A, 368V 1750RPM, 6,3KW,34NM,13,5A, 412V 2000RPM, 7KW, 33NM, 12,7A, 460V FORCED VENTILATION; DIRECTION OF AIR FLOW NDE --> DE; DEGREE OF PROTECTION IP55 W/O ENCODER with TEMPERAT. SENSOR KTY84-130 DESIGN IM B35 (IM V15, IM V35) SHAFT WITH FITTED KEY HALF-KEY BALANCING BEARING: STANDARD WITH FIXED BEARING, VIBRATION SEVERITY GRADE: R/A, SHAFT AND FLANGE ACCURACY: R TERMINAL BOX (ABOVE) CABLE ENTRY ON THE ND-END SIGNAL CONNECTION LEFT | 3926 | TEM | 1 | MC | 51 | 1
1PH81031AF132CA1 | SIMOTICS M COMPACT ASYNCHRONOUS MOTOR 1500RPM, 5,5KW,35NM,13,1A, 368V 1750RPM, 6,3KW,34NM,13,5A, 412V 2000RPM, 7KW, 33NM, 12,7A, 460V FORCED VENTILATION; DIRECTION OF AIR FLOW NDE --> DE; DEGREE OF PROTECTION IP55 W/O ENCODER with TEMPERAT. SENSOR KTY84-130 DESIGN IM B35 (IM V15, IM V35) SHAFT WITH FITTED KEY HALF-KEY BALANCING BEARING: STANDARD WITH FIXED BEARING, VIBRATION SEVERITY GRADE: S/A, SHAFT AND FLANGE ACCURACY: R TERMINAL BOX (ABOVE) CABLE ENTRY ON THE RIGHT SIGNAL CONNECTION D-END | 4121 | TEM | 1 | MC | 51 | 1
1PH81031AF132CB1 | SIMOTICS M COMPACT ASYNCHRONOUS MOTOR 1500RPM, 5,5KW,35NM,13,1A, 368V 1750RPM, 6,3KW,34NM,13,5A, 412V 2000RPM, 7KW, 33NM, 12,7A, 460V FORCED VENTILATION; DIRECTION OF AIR FLOW NDE --> DE; DEGREE OF PROTECTION IP55 W/O ENCODER with TEMPERAT. SENSOR KTY84-130 DESIGN IM B35 (IM V15, IM V35) SHAFT WITH FITTED KEY HALF-KEY BALANCING BEARING: STANDARD WITH FIXED BEARING, VIBRATION SEVERITY GRADE: S/A, SHAFT AND FLANGE ACCURACY: R TERMINAL BOX (ABOVE) CABLE ENTRY ON THE LEFT SIGNAL CONNECTION D-END | 4121 | TEM | 1 | MC | 51 | 1
1PH81031AF132CC1 | SIMOTICS M COMPACT ASYNCHRONOUS MOTOR 1500RPM, 5,5KW,35NM,13,1A, 368V 1750RPM, 6,3KW,34NM,13,5A, 412V 2000RPM, 7KW, 33NM, 12,7A, 460V FORCED VENTILATION; DIRECTION OF AIR FLOW NDE --> DE; DEGREE OF PROTECTION IP55 W/O ENCODER with TEMPERAT. SENSOR KTY84-130 DESIGN IM B35 (IM V15, IM V35) SHAFT WITH FITTED KEY HALF-KEY BALANCING BEARING: STANDARD WITH FIXED BEARING, VIBRATION SEVERITY GRADE: S/A, SHAFT AND FLANGE ACCURACY: R TERMINAL BOX (ABOVE) CABLE ENTRY ON THE ND-END SIGNAL CONNECTION LEFT | 4121 | TEM | 1 | MC | 51 | 1
1PH81031AF200BA1 | SIMOTICS M COMPACT ASYNCHRONOUS MOTOR 1500RPM, 7,1KW,45NM, 19,7A,317V 1750RPM, 8,2KW,45NM, 19,7A,364V 2000RPM, 9,4KW,45NM, 19,7A,411V WATER COOLING DEGREE OF PROTECTION IP65 W/O ENCODER with TEMPERAT. SENSOR KTY84-130 DESIGN IM B3 (IM V5, IM V6) PLAIN SHAFT WITHOUT FITTED KEY; BEARING: STANDARD WITH FIXED BEARING, VIBRATION SEVERITY GRADE: R/A, SHAFT AND FLANGE ACCURACY: R TERMINAL BOX (ABOVE) CABLE ENTRY ON THE RIGHT SIGNAL CONNECTION D-END | 3906 | TEM | 1 | MC | 60 | 1
1PH81031AF200BB1 | SIMOTICS M COMPACT ASYNCHRONOUS MOTOR 1500RPM, 7,1KW,45NM, 19,7A,317V 1750RPM, 8,2KW,45NM, 19,7A,364V 2000RPM, 9,4KW,45NM, 19,7A,411V WATER COOLING DEGREE OF PROTECTION IP65 W/O ENCODER with TEMPERAT. SENSOR KTY84-130 DESIGN IM B3 (IM V5, IM V6) PLAIN SHAFT WITHOUT FITTED KEY; BEARING: STANDARD WITH FIXED BEARING, VIBRATION SEVERITY GRADE: R/A, SHAFT AND FLANGE ACCURACY: R TERMINAL BOX (ABOVE) CABLE ENTRY ON THE LEFT SIGNAL CONNECTION D-END | 3906 | TEM | 1 | MC | 60 | 1
1PH81031AF200BC1 | SIMOTICS M COMPACT ASYNCHRONOUS MOTOR 1500RPM, 7,1KW,45NM, 19,7A,317V 1750RPM, 8,2KW,45NM, 19,7A,364V 2000RPM, 9,4KW,45NM, 19,7A,411V WATER COOLING DEGREE OF PROTECTION IP65 W/O ENCODER with TEMPERAT. SENSOR KTY84-130 DESIGN IM B3 (IM V5, IM V6) PLAIN SHAFT WITHOUT FITTED KEY; BEARING: STANDARD WITH FIXED BEARING, VIBRATION SEVERITY GRADE: R/A, SHAFT AND FLANGE ACCURACY: R TERMINAL BOX (ABOVE) CABLE ENTRY ON THE ND-END SIGNAL CONNECTION LEFT | 3906 | TEM | 1 | MC | 60 | 1
1PH81031AF200CA1 | SIMOTICS M COMPACT ASYNCHRONOUS MOTOR 1500RPM, 7,1KW,45NM, 19,7A,317V 1750RPM, 8,2KW,45NM, 19,7A,364V 2000RPM, 9,4KW,45NM, 19,7A,411V WATER COOLING DEGREE OF PROTECTION IP65 W/O ENCODER with TEMPERAT. SENSOR KTY84-130 DESIGN IM B3 (IM V5, IM V6) PLAIN SHAFT WITHOUT FITTED KEY; BEARING: STANDARD WITH FIXED BEARING, VIBRATION SEVERITY GRADE: S/A, SHAFT AND FLANGE ACCURACY: R TERMINAL BOX (ABOVE) CABLE ENTRY ON THE RIGHT SIGNAL CONNECTION D-END | 4101 | TEM | 1 | MC | 60 | 1
1PH81031AF200CB1 | SIMOTICS M COMPACT ASYNCHRONOUS MOTOR 1500RPM, 7,1KW,45NM, 19,7A,317V 1750RPM, 8,2KW,45NM, 19,7A,364V 2000RPM, 9,4KW,45NM, 19,7A,411V WATER COOLING DEGREE OF PROTECTION IP65 W/O ENCODER with TEMPERAT. SENSOR KTY84-130 DESIGN IM B3 (IM V5, IM V6) PLAIN SHAFT WITHOUT FITTED KEY; BEARING: STANDARD WITH FIXED BEARING, VIBRATION SEVERITY GRADE: S/A, SHAFT AND FLANGE ACCURACY: R TERMINAL BOX (ABOVE) CABLE ENTRY ON THE LEFT SIGNAL CONNECTION D-END | 4101 | TEM | 1 | MC | 60 | 1
1PH81031AF200CC1 | SIMOTICS M COMPACT ASYNCHRONOUS MOTOR 1500RPM, 7,1KW,45NM, 19,7A,317V 1750RPM, 8,2KW,45NM, 19,7A,364V 2000RPM, 9,4KW,45NM, 19,7A,411V WATER COOLING DEGREE OF PROTECTION IP65 W/O ENCODER with TEMPERAT. SENSOR KTY84-130 DESIGN IM B3 (IM V5, IM V6) PLAIN SHAFT WITHOUT FITTED KEY; BEARING: STANDARD WITH FIXED BEARING, VIBRATION SEVERITY GRADE: S/A, SHAFT AND FLANGE ACCURACY: R TERMINAL BOX (ABOVE) CABLE ENTRY ON THE ND-END SIGNAL CONNECTION LEFT | 4101 | TEM | 1 | MC | 60 | 1
1PH81031AF202BA1 | SIMOTICS M COMPACT ASYNCHRONOUS MOTOR 1500RPM, 7,1KW,45NM, 19,7A,317V 1750RPM, 8,2KW,45NM, 19,7A,364V 2000RPM, 9,4KW,45NM, 19,7A,411V WATER COOLING DEGREE OF PROTECTION IP65 W/O ENCODER with TEMPERAT. SENSOR KTY84-130 DESIGN IM B3 (IM V5, IM V6) SHAFT WITH FITTED KEY HALF-KEY BALANCING BEARING: STANDARD WITH FIXED BEARING, VIBRATION SEVERITY GRADE: R/A, SHAFT AND FLANGE ACCURACY: R TERMINAL BOX (ABOVE) CABLE ENTRY ON THE RIGHT SIGNAL CONNECTION D-END | 3906 | TEM | 1 | MC | 60 | 1
1PH81031AF202BB1 | SIMOTICS M COMPACT ASYNCHRONOUS MOTOR 1500RPM, 7,1KW,45NM, 19,7A,317V 1750RPM, 8,2KW,45NM, 19,7A,364V 2000RPM, 9,4KW,45NM, 19,7A,411V WATER COOLING DEGREE OF PROTECTION IP65 W/O ENCODER with TEMPERAT. SENSOR KTY84-130 DESIGN IM B3 (IM V5, IM V6) SHAFT WITH FITTED KEY HALF-KEY BALANCING BEARING: STANDARD WITH FIXED BEARING, VIBRATION SEVERITY GRADE: R/A, SHAFT AND FLANGE ACCURACY: R TERMINAL BOX (ABOVE) CABLE ENTRY ON THE LEFT SIGNAL CONNECTION D-END | 3906 | TEM | 1 | MC | 60 | 1
1PH81031AF202BC1 | SIMOTICS M COMPACT ASYNCHRONOUS MOTOR 1500RPM, 7,1KW,45NM, 19,7A,317V 1750RPM, 8,2KW,45NM, 19,7A,364V 2000RPM, 9,4KW,45NM, 19,7A,411V WATER COOLING DEGREE OF PROTECTION IP65 W/O ENCODER with TEMPERAT. SENSOR KTY84-130 DESIGN IM B3 (IM V5, IM V6) SHAFT WITH FITTED KEY HALF-KEY BALANCING BEARING: STANDARD WITH FIXED BEARING, VIBRATION SEVERITY GRADE: R/A, SHAFT AND FLANGE ACCURACY: R TERMINAL BOX (ABOVE) CABLE ENTRY ON THE ND-END SIGNAL CONNECTION LEFT | 3906 | TEM | 1 | MC | 60 | 1
1PH81031AF202CA1 | SIMOTICS M COMPACT ASYNCHRONOUS MOTOR 1500RPM, 7,1KW,45NM, 19,7A,317V 1750RPM, 8,2KW,45NM, 19,7A,364V 2000RPM, 9,4KW,45NM, 19,7A,411V WATER COOLING DEGREE OF PROTECTION IP65 W/O ENCODER with TEMPERAT. SENSOR KTY84-130 DESIGN IM B3 (IM V5, IM V6) SHAFT WITH FITTED KEY HALF-KEY BALANCING BEARING: STANDARD WITH FIXED BEARING, VIBRATION SEVERITY GRADE: S/A, SHAFT AND FLANGE ACCURACY: R TERMINAL BOX (ABOVE) CABLE ENTRY ON THE RIGHT SIGNAL CONNECTION D-END | 4101 | TEM | 1 | MC | 60 | 1
1PH81031AF202CB1 | SIMOTICS M COMPACT ASYNCHRONOUS MOTOR 1500RPM, 7,1KW,45NM, 19,7A,317V 1750RPM, 8,2KW,45NM, 19,7A,364V 2000RPM, 9,4KW,45NM, 19,7A,411V WATER COOLING DEGREE OF PROTECTION IP65 W/O ENCODER with TEMPERAT. SENSOR KTY84-130 DESIGN IM B3 (IM V5, IM V6) SHAFT WITH FITTED KEY HALF-KEY BALANCING BEARING: STANDARD WITH FIXED BEARING, VIBRATION SEVERITY GRADE: S/A, SHAFT AND FLANGE ACCURACY: R TERMINAL BOX (ABOVE) CABLE ENTRY ON THE LEFT SIGNAL CONNECTION D-END | 4101 | TEM | 1 | MC | 60 | 1
1PH81031AF202CC1 | SIMOTICS M COMPACT ASYNCHRONOUS MOTOR 1500RPM, 7,1KW,45NM, 19,7A,317V 1750RPM, 8,2KW,45NM, 19,7A,364V 2000RPM, 9,4KW,45NM, 19,7A,411V WATER COOLING DEGREE OF PROTECTION IP65 W/O ENCODER with TEMPERAT. SENSOR KTY84-130 DESIGN IM B3 (IM V5, IM V6) SHAFT WITH FITTED KEY HALF-KEY BALANCING BEARING: STANDARD WITH FIXED BEARING, VIBRATION SEVERITY GRADE: S/A, SHAFT AND FLANGE ACCURACY: R TERMINAL BOX (ABOVE) CABLE ENTRY ON THE ND-END SIGNAL CONNECTION LEFT | 4101 | TEM | 1 | MC | 60 | 1
1PH81031AF220BA1 | SIMOTICS M COMPACT ASYNCHRONOUS MOTOR 1500RPM, 7,1KW,45NM, 19,7A,317V 1750RPM, 8,2KW,45NM, 19,7A,364V 2000RPM, 9,4KW,45NM, 19,7A,411V WATER COOLING DEGREE OF PROTECTION IP65 W/O ENCODER with TEMPERAT. SENSOR KTY84-130 DESIGN IM B5 (IMV 1,IM V3) PLAIN SHAFT WITHOUT FITTED KEY; BEARING: STANDARD WITH FIXED BEARING, VIBRATION SEVERITY GRADE: R/A, SHAFT AND FLANGE ACCURACY: R TERMINAL BOX (ABOVE) CABLE ENTRY ON THE RIGHT SIGNAL CONNECTION D-END | 4101 | TEM | 1 | MC | 60 | 1
1PH81031AF220BB1 | SIMOTICS M COMPACT ASYNCHRONOUS MOTOR 1500RPM, 7,1KW,45NM, 19,7A,317V 1750RPM, 8,2KW,45NM, 19,7A,364V 2000RPM, 9,4KW,45NM, 19,7A,411V WATER COOLING DEGREE OF PROTECTION IP65 W/O ENCODER with TEMPERAT. SENSOR KTY84-130 DESIGN IM B5 (IMV 1,IM V3) PLAIN SHAFT WITHOUT FITTED KEY; BEARING: STANDARD WITH FIXED BEARING, VIBRATION SEVERITY GRADE: R/A, SHAFT AND FLANGE ACCURACY: R TERMINAL BOX (ABOVE) CABLE ENTRY ON THE LEFT SIGNAL CONNECTION D-END | 4101 | TEM | 1 | MC | 60 | 1
1PH81031AF220BC1 | SIMOTICS M COMPACT ASYNCHRONOUS MOTOR 1500RPM, 7,1KW,45NM, 19,7A,317V 1750RPM, 8,2KW,45NM, 19,7A,364V 2000RPM, 9,4KW,45NM, 19,7A,411V WATER COOLING DEGREE OF PROTECTION IP65 W/O ENCODER with TEMPERAT. SENSOR KTY84-130 DESIGN IM B5 (IMV 1,IM V3) PLAIN SHAFT WITHOUT FITTED KEY; BEARING: STANDARD WITH FIXED BEARING, VIBRATION SEVERITY GRADE: R/A, SHAFT AND FLANGE ACCURACY: R TERMINAL BOX (ABOVE) CABLE ENTRY ON THE ND-END SIGNAL CONNECTION LEFT | 4101 | TEM | 1 | MC | 60 | 1
1PH81031AF220CA1 | SIMOTICS M COMPACT ASYNCHRONOUS MOTOR 1500RPM, 7,1KW,45NM, 19,7A,317V 1750RPM, 8,2KW,45NM, 19,7A,364V 2000RPM, 9,4KW,45NM, 19,7A,411V WATER COOLING DEGREE OF PROTECTION IP65 W/O ENCODER with TEMPERAT. SENSOR KTY84-130 DESIGN IM B5 (IMV 1,IM V3) PLAIN SHAFT WITHOUT FITTED KEY; BEARING: STANDARD WITH FIXED BEARING, VIBRATION SEVERITY GRADE: S/A, SHAFT AND FLANGE ACCURACY: R TERMINAL BOX (ABOVE) CABLE ENTRY ON THE RIGHT SIGNAL CONNECTION D-END | 4297 | TEM | 1 | MC | 60 | 1
1PH81031AF220CB1 | SIMOTICS M COMPACT ASYNCHRONOUS MOTOR 1500RPM, 7,1KW,45NM, 19,7A,317V 1750RPM, 8,2KW,45NM, 19,7A,364V 2000RPM, 9,4KW,45NM, 19,7A,411V WATER COOLING DEGREE OF PROTECTION IP65 W/O ENCODER with TEMPERAT. SENSOR KTY84-130 DESIGN IM B5 (IMV 1,IM V3) PLAIN SHAFT WITHOUT FITTED KEY; BEARING: STANDARD WITH FIXED BEARING, VIBRATION SEVERITY GRADE: S/A, SHAFT AND FLANGE ACCURACY: R TERMINAL BOX (ABOVE) CABLE ENTRY ON THE LEFT SIGNAL CONNECTION D-END | 4297 | TEM | 1 | MC | 60 | 1
1PH81031AF220CC1 | SIMOTICS M COMPACT ASYNCHRONOUS MOTOR 1500RPM, 7,1KW,45NM, 19,7A,317V 1750RPM, 8,2KW,45NM, 19,7A,364V 2000RPM, 9,4KW,45NM, 19,7A,411V WATER COOLING DEGREE OF PROTECTION IP65 W/O ENCODER with TEMPERAT. SENSOR KTY84-130 DESIGN IM B5 (IMV 1,IM V3) PLAIN SHAFT WITHOUT FITTED KEY; BEARING: STANDARD WITH FIXED BEARING, VIBRATION SEVERITY GRADE: S/A, SHAFT AND FLANGE ACCURACY: R TERMINAL BOX (ABOVE) CABLE ENTRY ON THE ND-END SIGNAL CONNECTION LEFT | 4297 | TEM | 1 | MC | 60 | 1
1PH81031AF220CE1 | SIMOTICS M COMPACT ASYNCHRONOUS MOTOR 1500RPM, 7,1KW,45NM, 19,7A,317V 1750RPM, 8,2KW,45NM, 19,7A,364V 2000RPM, 9,4KW,45NM, 19,7A,411V WATER COOLING DEGREE OF PROTECTION IP65 W/O ENCODER with TEMPERAT. SENSOR KTY84-130 DESIGN IM B5 (IMV 1,IM V3) PLAIN SHAFT WITHOUT FITTED KEY; BEARING: STANDARD WITH FIXED BEARING, VIBRATION SEVERITY GRADE: S/A, SHAFT AND FLANGE ACCURACY: R POWER CONNECTOR (ABOVE) CABLE ENTRY ON THE RIGHT SIGNAL CONNECTION D-END | 4297 | TEM | 1 | MC | 60 | 1
1PH81031AF220CG1 | SIMOTICS M COMPACT ASYNCHRONOUS MOTOR 1500RPM, 7,1KW,45NM, 19,7A,317V 1750RPM, 8,2KW,45NM, 19,7A,364V 2000RPM, 9,4KW,45NM, 19,7A,411V WATER COOLING DEGREE OF PROTECTION IP65 W/O ENCODER with TEMPERAT. SENSOR KTY84-130 DESIGN IM B5 (IMV 1,IM V3) PLAIN SHAFT WITHOUT FITTED KEY; BEARING: STANDARD WITH FIXED BEARING, VIBRATION SEVERITY GRADE: S/A, SHAFT AND FLANGE ACCURACY: R POWER CONNECTOR (ABOVE) CABLE ENTRY ON THE ND-END SIGNAL CONNECTION LEFT | 4297 | TEM | 1 | MC | 60 | 1
1PH81031AF222BA1 | SIMOTICS M COMPACT ASYNCHRONOUS MOTOR 1500RPM, 7,1KW,45NM, 19,7A,317V 1750RPM, 8,2KW,45NM, 19,7A,364V 2000RPM, 9,4KW,45NM, 19,7A,411V WATER COOLING DEGREE OF PROTECTION IP65 W/O ENCODER with TEMPERAT. SENSOR KTY84-130 DESIGN IM B5 (IMV 1,IM V3) SHAFT WITH FITTED KEY HALF-KEY BALANCING BEARING: STANDARD WITH FIXED BEARING, VIBRATION SEVERITY GRADE: R/A, SHAFT AND FLANGE ACCURACY: R TERMINAL BOX (ABOVE) CABLE ENTRY ON THE RIGHT SIGNAL CONNECTION D-END | 4101 | TEM | 1 | MC | 60 | 1
1PH81031AF222BB1 | SIMOTICS M COMPACT ASYNCHRONOUS MOTOR 1500RPM, 7,1KW,45NM, 19,7A,317V 1750RPM, 8,2KW,45NM, 19,7A,364V 2000RPM, 9,4KW,45NM, 19,7A,411V WATER COOLING DEGREE OF PROTECTION IP65 W/O ENCODER with TEMPERAT. SENSOR KTY84-130 DESIGN IM B5 (IMV 1,IM V3) SHAFT WITH FITTED KEY HALF-KEY BALANCING BEARING: STANDARD WITH FIXED BEARING, VIBRATION SEVERITY GRADE: R/A, SHAFT AND FLANGE ACCURACY: R TERMINAL BOX (ABOVE) CABLE ENTRY ON THE LEFT SIGNAL CONNECTION D-END | 4101 | TEM | 1 | MC | 60 | 1
1PH81031AF222BC1 | SIMOTICS M COMPACT ASYNCHRONOUS MOTOR 1500RPM, 7,1KW,45NM, 19,7A,317V 1750RPM, 8,2KW,45NM, 19,7A,364V 2000RPM, 9,4KW,45NM, 19,7A,411V WATER COOLING DEGREE OF PROTECTION IP65 W/O ENCODER with TEMPERAT. SENSOR KTY84-130 DESIGN IM B5 (IMV 1,IM V3) SHAFT WITH FITTED KEY HALF-KEY BALANCING BEARING: STANDARD WITH FIXED BEARING, VIBRATION SEVERITY GRADE: R/A, SHAFT AND FLANGE ACCURACY: R TERMINAL BOX (ABOVE) CABLE ENTRY ON THE ND-END SIGNAL CONNECTION LEFT | 4101 | TEM | 1 | MC | 60 | 1
1PH81031AF222CA1 | SIMOTICS M COMPACT ASYNCHRONOUS MOTOR 1500RPM, 7,1KW,45NM, 19,7A,317V 1750RPM, 8,2KW,45NM, 19,7A,364V 2000RPM, 9,4KW,45NM, 19,7A,411V WATER COOLING DEGREE OF PROTECTION IP65 W/O ENCODER with TEMPERAT. SENSOR KTY84-130 DESIGN IM B5 (IMV 1,IM V3) SHAFT WITH FITTED KEY HALF-KEY BALANCING BEARING: STANDARD WITH FIXED BEARING, VIBRATION SEVERITY GRADE: S/A, SHAFT AND FLANGE ACCURACY: R TERMINAL BOX (ABOVE) CABLE ENTRY ON THE RIGHT SIGNAL CONNECTION D-END | 4297 | TEM | 1 | MC | 60 | 1
1PH81031AF222CB1 | SIMOTICS M COMPACT ASYNCHRONOUS MOTOR 1500RPM, 7,1KW,45NM, 19,7A,317V 1750RPM, 8,2KW,45NM, 19,7A,364V 2000RPM, 9,4KW,45NM, 19,7A,411V WATER COOLING DEGREE OF PROTECTION IP65 W/O ENCODER with TEMPERAT. SENSOR KTY84-130 DESIGN IM B5 (IMV 1,IM V3) SHAFT WITH FITTED KEY HALF-KEY BALANCING BEARING: STANDARD WITH FIXED BEARING, VIBRATION SEVERITY GRADE: S/A, SHAFT AND FLANGE ACCURACY: R TERMINAL BOX (ABOVE) CABLE ENTRY ON THE LEFT SIGNAL CONNECTION D-END | 4297 | TEM | 1 | MC | 60 | 1
1PH81031AF222CC1 | SIMOTICS M COMPACT ASYNCHRONOUS MOTOR 1500RPM, 7,1KW,45NM, 19,7A,317V 1750RPM, 8,2KW,45NM, 19,7A,364V 2000RPM, 9,4KW,45NM, 19,7A,411V WATER COOLING DEGREE OF PROTECTION IP65 W/O ENCODER with TEMPERAT. SENSOR KTY84-130 DESIGN IM B5 (IMV 1,IM V3) SHAFT WITH FITTED KEY HALF-KEY BALANCING BEARING: STANDARD WITH FIXED BEARING, VIBRATION SEVERITY GRADE: S/A, SHAFT AND FLANGE ACCURACY: R TERMINAL BOX (ABOVE) CABLE ENTRY ON THE ND-END SIGNAL CONNECTION LEFT | 4297 | TEM | 1 | MC | 60 | 1
1PH81031AF230BA1 | SIMOTICS M COMPACT ASYNCHRONOUS MOTOR 1500RPM, 7,1KW,45NM, 19,7A,317V 1750RPM, 8,2KW,45NM, 19,7A,364V 2000RPM, 9,4KW,45NM, 19,7A,411V WATER COOLING DEGREE OF PROTECTION IP65 W/O ENCODER with TEMPERAT. SENSOR KTY84-130 DESIGN IM B35 (IM V15, IM V35) PLAIN SHAFT WITHOUT FITTED KEY; BEARING: STANDARD WITH FIXED BEARING, VIBRATION SEVERITY GRADE: R/A, SHAFT AND FLANGE ACCURACY: R TERMINAL BOX (ABOVE) CABLE ENTRY ON THE RIGHT SIGNAL CONNECTION D-END | 4340 | TEM | 1 | MC | 60 | 1
1PH81031AF230BB1 | SIMOTICS M COMPACT ASYNCHRONOUS MOTOR 1500RPM, 7,1KW,45NM, 19,7A,317V 1750RPM, 8,2KW,45NM, 19,7A,364V 2000RPM, 9,4KW,45NM, 19,7A,411V WATER COOLING DEGREE OF PROTECTION IP65 W/O ENCODER with TEMPERAT. SENSOR KTY84-130 DESIGN IM B35 (IM V15, IM V35) PLAIN SHAFT WITHOUT FITTED KEY; BEARING: STANDARD WITH FIXED BEARING, VIBRATION SEVERITY GRADE: R/A, SHAFT AND FLANGE ACCURACY: R TERMINAL BOX (ABOVE) CABLE ENTRY ON THE LEFT SIGNAL CONNECTION D-END | 4340 | TEM | 1 | MC | 60 | 1
1PH81031AF230BC1 | SIMOTICS M COMPACT ASYNCHRONOUS MOTOR 1500RPM, 7,1KW,45NM, 19,7A,317V 1750RPM, 8,2KW,45NM, 19,7A,364V 2000RPM, 9,4KW,45NM, 19,7A,411V WATER COOLING DEGREE OF PROTECTION IP65 W/O ENCODER with TEMPERAT. SENSOR KTY84-130 DESIGN IM B35 (IM V15, IM V35) PLAIN SHAFT WITHOUT FITTED KEY; BEARING: STANDARD WITH FIXED BEARING, VIBRATION SEVERITY GRADE: R/A, SHAFT AND FLANGE ACCURACY: R TERMINAL BOX (ABOVE) CABLE ENTRY ON THE ND-END SIGNAL CONNECTION LEFT | 4340 | TEM | 1 | MC | 60 | 1
1PH81031AF230CA1 | SIMOTICS M COMPACT ASYNCHRONOUS MOTOR 1500RPM, 7,1KW,45NM, 19,7A,317V 1750RPM, 8,2KW,45NM, 19,7A,364V 2000RPM, 9,4KW,45NM, 19,7A,411V WATER COOLING DEGREE OF PROTECTION IP65 W/O ENCODER with TEMPERAT. SENSOR KTY84-130 DESIGN IM B35 (IM V15, IM V35) PLAIN SHAFT WITHOUT FITTED KEY; BEARING: STANDARD WITH FIXED BEARING, VIBRATION SEVERITY GRADE: S/A, SHAFT AND FLANGE ACCURACY: R TERMINAL BOX (ABOVE) CABLE ENTRY ON THE RIGHT SIGNAL CONNECTION D-END | 4535 | TEM | 1 | MC | 60 | 1
1PH81031AF230CB1 | SIMOTICS M COMPACT ASYNCHRONOUS MOTOR 1500RPM, 7,1KW,45NM, 19,7A,317V 1750RPM, 8,2KW,45NM, 19,7A,364V 2000RPM, 9,4KW,45NM, 19,7A,411V WATER COOLING DEGREE OF PROTECTION IP65 W/O ENCODER with TEMPERAT. SENSOR KTY84-130 DESIGN IM B35 (IM V15, IM V35) PLAIN SHAFT WITHOUT FITTED KEY; BEARING: STANDARD WITH FIXED BEARING, VIBRATION SEVERITY GRADE: S/A, SHAFT AND FLANGE ACCURACY: R TERMINAL BOX (ABOVE) CABLE ENTRY ON THE LEFT SIGNAL CONNECTION D-END | 4535 | TEM | 1 | MC | 60 | 1
1PH81031AF230CC1 | SIMOTICS M COMPACT ASYNCHRONOUS MOTOR 1500RPM, 7,1KW,45NM, 19,7A,317V 1750RPM, 8,2KW,45NM, 19,7A,364V 2000RPM, 9,4KW,45NM, 19,7A,411V WATER COOLING DEGREE OF PROTECTION IP65 W/O ENCODER with TEMPERAT. SENSOR KTY84-130 DESIGN IM B35 (IM V15, IM V35) PLAIN SHAFT WITHOUT FITTED KEY; BEARING: STANDARD WITH FIXED BEARING, VIBRATION SEVERITY GRADE: S/A, SHAFT AND FLANGE ACCURACY: R TERMINAL BOX (ABOVE) CABLE ENTRY ON THE ND-END SIGNAL CONNECTION LEFT | 4535 | TEM | 1 | MC | 60 | 1
1PH81031AF232BA1 | SIMOTICS M COMPACT ASYNCHRONOUS MOTOR 1500RPM, 7,1KW,45NM, 19,7A,317V 1750RPM, 8,2KW,45NM, 19,7A,364V 2000RPM, 9,4KW,45NM, 19,7A,411V WATER COOLING DEGREE OF PROTECTION IP65 W/O ENCODER with TEMPERAT. SENSOR KTY84-130 DESIGN IM B35 (IM V15, IM V35) SHAFT WITH FITTED KEY HALF-KEY BALANCING BEARING: STANDARD WITH FIXED BEARING, VIBRATION SEVERITY GRADE: R/A, SHAFT AND FLANGE ACCURACY: R TERMINAL BOX (ABOVE) CABLE ENTRY ON THE RIGHT SIGNAL CONNECTION D-END | 4340 | TEM | 1 | MC | 60 | 1
1PH81031AF232BB1 | SIMOTICS M COMPACT ASYNCHRONOUS MOTOR 1500RPM, 7,1KW,45NM, 19,7A,317V 1750RPM, 8,2KW,45NM, 19,7A,364V 2000RPM, 9,4KW,45NM, 19,7A,411V WATER COOLING DEGREE OF PROTECTION IP65 W/O ENCODER with TEMPERAT. SENSOR KTY84-130 DESIGN IM B35 (IM V15, IM V35) SHAFT WITH FITTED KEY HALF-KEY BALANCING BEARING: STANDARD WITH FIXED BEARING, VIBRATION SEVERITY GRADE: R/A, SHAFT AND FLANGE ACCURACY: R TERMINAL BOX (ABOVE) CABLE ENTRY ON THE LEFT SIGNAL CONNECTION D-END | 4340 | TEM | 1 | MC | 60 | 1
1PH81031AF232BC1 | SIMOTICS M COMPACT ASYNCHRONOUS MOTOR 1500RPM, 7,1KW,45NM, 19,7A,317V 1750RPM, 8,2KW,45NM, 19,7A,364V 2000RPM, 9,4KW,45NM, 19,7A,411V WATER COOLING DEGREE OF PROTECTION IP65 W/O ENCODER with TEMPERAT. SENSOR KTY84-130 DESIGN IM B35 (IM V15, IM V35) SHAFT WITH FITTED KEY HALF-KEY BALANCING BEARING: STANDARD WITH FIXED BEARING, VIBRATION SEVERITY GRADE: R/A, SHAFT AND FLANGE ACCURACY: R TERMINAL BOX (ABOVE) CABLE ENTRY ON THE ND-END SIGNAL CONNECTION LEFT | 4340 | TEM | 1 | MC | 60 | 1
1PH81031AF232CA1 | SIMOTICS M COMPACT ASYNCHRONOUS MOTOR 1500RPM, 7,1KW,45NM, 19,7A,317V 1750RPM, 8,2KW,45NM, 19,7A,364V 2000RPM, 9,4KW,45NM, 19,7A,411V WATER COOLING DEGREE OF PROTECTION IP65 W/O ENCODER with TEMPERAT. SENSOR KTY84-130 DESIGN IM B35 (IM V15, IM V35) SHAFT WITH FITTED KEY HALF-KEY BALANCING BEARING: STANDARD WITH FIXED BEARING, VIBRATION SEVERITY GRADE: S/A, SHAFT AND FLANGE ACCURACY: R TERMINAL BOX (ABOVE) CABLE ENTRY ON THE RIGHT SIGNAL CONNECTION D-END | 4535 | TEM | 1 | MC | 60 | 1
1PH81031AF232CB1 | SIMOTICS M COMPACT ASYNCHRONOUS MOTOR 1500RPM, 7,1KW,45NM, 19,7A,317V 1750RPM, 8,2KW,45NM, 19,7A,364V 2000RPM, 9,4KW,45NM, 19,7A,411V WATER COOLING DEGREE OF PROTECTION IP65 W/O ENCODER with TEMPERAT. SENSOR KTY84-130 DESIGN IM B35 (IM V15, IM V35) SHAFT WITH FITTED KEY HALF-KEY BALANCING BEARING: STANDARD WITH FIXED BEARING, VIBRATION SEVERITY GRADE: S/A, SHAFT AND FLANGE ACCURACY: R TERMINAL BOX (ABOVE) CABLE ENTRY ON THE LEFT SIGNAL CONNECTION D-END | 4535 | TEM | 1 | MC | 60 | 1
1PH81031AF232CC1 | SIMOTICS M COMPACT ASYNCHRONOUS MOTOR 1500RPM, 7,1KW,45NM, 19,7A,317V 1750RPM, 8,2KW,45NM, 19,7A,364V 2000RPM, 9,4KW,45NM, 19,7A,411V WATER COOLING DEGREE OF PROTECTION IP65 W/O ENCODER with TEMPERAT. SENSOR KTY84-130 DESIGN IM B35 (IM V15, IM V35) SHAFT WITH FITTED KEY HALF-KEY BALANCING BEARING: STANDARD WITH FIXED BEARING, VIBRATION SEVERITY GRADE: S/A, SHAFT AND FLANGE ACCURACY: R TERMINAL BOX (ABOVE) CABLE ENTRY ON THE ND-END SIGNAL CONNECTION LEFT | 4535 | TEM | 1 | MC | 60 | 1
1PH81031AG001BA1 | SIMOTICS M COMPACT ASYNCHRONOUS MOTOR 2000RPM, 7,0KW, 31NM, 17A, 345V 2300RPM, 7,5KW,33NM, 17,5A,400V 2650RPM, 8,0KW, 29NM, 16A, 434V FORCED VENTILATION; DIRECTION OF AIR FLOW DE --> NDE; DEGREE OF PROTECTION IP55 W/O ENCODER with TEMPERAT. SENSOR KTY84-130 DESIGN IM B3 (IM V5, IM V6) SHAFT WITH FITTED KEY FULL-KEY BALANCING BEARING: STANDARD WITH FIXED BEARING, VIBRATION SEVERITY GRADE: R/A, SHAFT AND FLANGE ACCURACY: R TERMINAL BOX (ABOVE) CABLE ENTRY ON THE RIGHT SIGNAL CONNECTION D-END | 3492 | TEM | 1 | MC | 51 | 1
1PH81031AG020BA1 | SIMOTICS M COMPACT ASYNCHRONOUS MOTOR 2000RPM, 7,0KW, 31NM, 17A, 345V 2300RPM, 7,5KW,33NM, 17,5A,400V 2650RPM, 8,0KW, 29NM, 16A, 434V FORCED VENTILATION; DIRECTION OF AIR FLOW DE --> NDE; DEGREE OF PROTECTION IP55 W/O ENCODER with TEMPERAT. SENSOR KTY84-130 DESIGN IM B5 (IMV 1,IM V3) PLAIN SHAFT WITHOUT FITTED KEY; BEARING: STANDARD WITH FIXED BEARING, VIBRATION SEVERITY GRADE: R/A, SHAFT AND FLANGE ACCURACY: R TERMINAL BOX (ABOVE) CABLE ENTRY ON THE RIGHT SIGNAL CONNECTION D-END | 3688 | TEM | 1 | MC | 51 | 1
1PH81031AG020CE1 | SIMOTICS M COMPACT ASYNCHRONOUS MOTOR 2000RPM, 7,0KW, 31NM, 17A, 345V 2300RPM, 7,5KW,33NM, 17,5A,400V 2650RPM, 8,0KW, 29NM, 16A, 434V FORCED VENTILATION; DIRECTION OF AIR FLOW DE --> NDE; DEGREE OF PROTECTION IP55 W/O ENCODER with TEMPERAT. SENSOR KTY84-130 DESIGN IM B5 (IMV 1,IM V3) PLAIN SHAFT WITHOUT FITTED KEY; BEARING: STANDARD WITH FIXED BEARING, VIBRATION SEVERITY GRADE: S/A, SHAFT AND FLANGE ACCURACY: R POWER CONNECTOR (ABOVE) CABLE ENTRY ON THE RIGHT SIGNAL CONNECTION D-END | 3883 | TEM | 1 | MC | 51 | 1
1PH81031AG020LA1 | SIMOTICS M COMPACT ASYNCHRONOUS MOTOR 2000RPM, 7,0KW, 31NM, 17A, 345V 2300RPM, 7,5KW,33NM, 17,5A,400V 2650RPM, 8,0KW, 29NM, 16A, 434V FORCED VENTILATION; DIRECTION OF AIR FLOW DE --> NDE; DEGREE OF PROTECTION IP55 W/O ENCODER with TEMPERAT. SENSOR KTY84-130 DESIGN IM B5 (IMV 1,IM V3) PLAIN SHAFT WITHOUT FITTED KEY; BEARING: PERFORMANCE, VIBRATION SEVERITY GRADE SPECIAL/B; SHAFT A. FLANGE ACCURACY GR. SPECIAL TERMINAL BOX (ABOVE) CABLE ENTRY ON THE RIGHT SIGNAL CONNECTION D-END | 4200 | TEM | 1 | MC | 51 | 1
1PH81031AG021BA1 | SIMOTICS M COMPACT ASYNCHRONOUS MOTOR 2000RPM, 7,0KW, 31NM, 17A, 345V 2300RPM, 7,5KW,33NM, 17,5A,400V 2650RPM, 8,0KW, 29NM, 16A, 434V FORCED VENTILATION; DIRECTION OF AIR FLOW DE --> NDE; DEGREE OF PROTECTION IP55 W/O ENCODER with TEMPERAT. SENSOR KTY84-130 DESIGN IM B5 (IMV 1,IM V3) SHAFT WITH FITTED KEY FULL-KEY BALANCING BEARING: STANDARD WITH FIXED BEARING, VIBRATION SEVERITY GRADE: R/A, SHAFT AND FLANGE ACCURACY: R TERMINAL BOX (ABOVE) CABLE ENTRY ON THE RIGHT SIGNAL CONNECTION D-END | 3688 | TEM | 1 | MC | 51 | 1
1PH81031AG021GA1 | SIMOTICS M COMPACT ASYNCHRONOUS MOTOR 2000RPM, 7,0KW, 31NM, 17A, 345V 2300RPM, 7,5KW,33NM, 17,5A,400V 2650RPM, 8,0KW, 29NM, 16A, 434V FORCED VENTILATION; DIRECTION OF AIR FLOW DE --> NDE; DEGREE OF PROTECTION IP55 W/O ENCODER with TEMPERAT. SENSOR KTY84-130 DESIGN IM B5 (IMV 1,IM V3) SHAFT WITH FITTED KEY FULL-KEY BALANCING BEARING: STANDARD, VIBRATION SEVERITY GRADE: R/A, SHAFT AND FLANGE ACCURACY: R TERMINAL BOX (ABOVE) CABLE ENTRY ON THE RIGHT SIGNAL CONNECTION D-END | 3403 | TEM | 1 | MC | 51 | 1
1PH81031AG022BA1 | SIMOTICS M COMPACT ASYNCHRONOUS MOTOR 2000RPM, 7,0KW, 31NM, 17A, 345V 2300RPM, 7,5KW,33NM, 17,5A,400V 2650RPM, 8,0KW, 29NM, 16A, 434V FORCED VENTILATION; DIRECTION OF AIR FLOW DE --> NDE; DEGREE OF PROTECTION IP55 W/O ENCODER with TEMPERAT. SENSOR KTY84-130 DESIGN IM B5 (IMV 1,IM V3) SHAFT WITH FITTED KEY HALF-KEY BALANCING BEARING: STANDARD WITH FIXED BEARING, VIBRATION SEVERITY GRADE: R/A, SHAFT AND FLANGE ACCURACY: R TERMINAL BOX (ABOVE) CABLE ENTRY ON THE RIGHT SIGNAL CONNECTION D-END | 3688 | TEM | 1 | MC | 51 | 1
1PH81031AG022CA1 | SIMOTICS M COMPACT ASYNCHRONOUS MOTOR 2000RPM, 7,0KW, 31NM, 17A, 345V 2300RPM, 7,5KW,33NM, 17,5A,400V 2650RPM, 8,0KW, 29NM, 16A, 434V FORCED VENTILATION; DIRECTION OF AIR FLOW DE --> NDE; DEGREE OF PROTECTION IP55 W/O ENCODER with TEMPERAT. SENSOR KTY84-130 DESIGN IM B5 (IMV 1,IM V3) SHAFT WITH FITTED KEY HALF-KEY BALANCING BEARING: STANDARD WITH FIXED BEARING, VIBRATION SEVERITY GRADE: S/A, SHAFT AND FLANGE ACCURACY: R TERMINAL BOX (ABOVE) CABLE ENTRY ON THE RIGHT SIGNAL CONNECTION D-END | 3883 | TEM | 1 | MC | 51 | 1
1PH81031AG101BA1 | SIMOTICS M COMPACT ASYNCHRONOUS MOTOR 2000RPM, 7KW, 31NM, 17A, 345V 2300RPM, 7,5KW,33NM,17,5A, 382V 2650RPM, 8KW, 29NM, 16A, 434V FORCED VENTILATION; DIRECTION OF AIR FLOW NDE --> DE; DEGREE OF PROTECTION IP55 W/O ENCODER with TEMPERAT. SENSOR KTY84-130 DESIGN IM B3 (IM V5, IM V6) SHAFT WITH FITTED KEY FULL-KEY BALANCING BEARING: STANDARD WITH FIXED BEARING, VIBRATION SEVERITY GRADE: R/A, SHAFT AND FLANGE ACCURACY: R TERMINAL BOX (ABOVE) CABLE ENTRY ON THE RIGHT SIGNAL CONNECTION D-END | 3492 | TEM | 1 | MC | 51 | 1
1PH81031AG102BA1 | SIMOTICS M COMPACT ASYNCHRONOUS MOTOR 2000RPM, 7KW, 31NM, 17A, 345V 2300RPM, 7,5KW,33NM,17,5A, 382V 2650RPM, 8KW, 29NM, 16A, 434V FORCED VENTILATION; DIRECTION OF AIR FLOW NDE --> DE; DEGREE OF PROTECTION IP55 W/O ENCODER with TEMPERAT. SENSOR KTY84-130 DESIGN IM B3 (IM V5, IM V6) SHAFT WITH FITTED KEY HALF-KEY BALANCING BEARING: STANDARD WITH FIXED BEARING, VIBRATION SEVERITY GRADE: R/A, SHAFT AND FLANGE ACCURACY: R TERMINAL BOX (ABOVE) CABLE ENTRY ON THE RIGHT SIGNAL CONNECTION D-END | 3492 | TEM | 1 | MC | 51 | 1
1PH81031AM000DA1 | SIMOTICS M COMPACT ASYNCHRONOUS MOTOR 3000RPM, 8,4KW, 27NM,25,7A,297V 3300RPM, 9,3KW,27NM, 25,7A,326V 3600RPM, 10KW, 27NM, 25,4A,355V FORCED VENTILATION; DIRECTION OF AIR FLOW DE --> NDE; DEGREE OF PROTECTION IP55 W/O ENCODER with TEMPERAT. SENSOR KTY84-130 DESIGN IM B3 (IM V5, IM V6) PLAIN SHAFT WITHOUT FITTED KEY; BEARING: STANDARD WITH FIXED BEARING, VIBRATION SEVERITY GRADE: SR/A, SHAFT AND FLANGE ACCURACY: R TERMINAL BOX (ABOVE) CABLE ENTRY ON THE RIGHT SIGNAL CONNECTION D-END | 3758 | TEM | 1 | MC | 51 | 1
1PH81031AM001BA1 | SIMOTICS M COMPACT ASYNCHRONOUS MOTOR 3000RPM, 8,4KW, 27NM,25,7A,297V 3300RPM, 9,3KW,27NM, 25,7A,326V 3600RPM, 10KW, 27NM, 25,4A,355V FORCED VENTILATION; DIRECTION OF AIR FLOW DE --> NDE; DEGREE OF PROTECTION IP55 W/O ENCODER with TEMPERAT. SENSOR KTY84-130 DESIGN IM B3 (IM V5, IM V6) SHAFT WITH FITTED KEY FULL-KEY BALANCING BEARING: STANDARD WITH FIXED BEARING, VIBRATION SEVERITY GRADE: R/A, SHAFT AND FLANGE ACCURACY: R TERMINAL BOX (ABOVE) CABLE ENTRY ON THE RIGHT SIGNAL CONNECTION D-END | 3492 | TEM | 1 | MC | 51 | 1
1PH81031AM002BA1 | SIMOTICS M COMPACT ASYNCHRONOUS MOTOR 3000RPM, 8,4KW, 27NM,25,7A,297V 3300RPM, 9,3KW,27NM, 25,7A,326V 3600RPM, 10KW, 27NM, 25,4A,355V FORCED VENTILATION; DIRECTION OF AIR FLOW DE --> NDE; DEGREE OF PROTECTION IP55 W/O ENCODER with TEMPERAT. SENSOR KTY84-130 DESIGN IM B3 (IM V5, IM V6) SHAFT WITH FITTED KEY HALF-KEY BALANCING BEARING: STANDARD WITH FIXED BEARING, VIBRATION SEVERITY GRADE: R/A, SHAFT AND FLANGE ACCURACY: R TERMINAL BOX (ABOVE) CABLE ENTRY ON THE RIGHT SIGNAL CONNECTION D-END | 3492 | TEM | 1 | MC | 51 | 1
1PH81031AM020CE1 | SIMOTICS M COMPACT ASYNCHRONOUS MOTOR 3000RPM, 8,4KW, 27NM,25,7A,297V 3300RPM, 9,3KW,27NM, 25,7A,326V 3600RPM, 10KW, 27NM, 25,4A,355V FORCED VENTILATION; DIRECTION OF AIR FLOW DE --> NDE; DEGREE OF PROTECTION IP55 W/O ENCODER with TEMPERAT. SENSOR KTY84-130 DESIGN IM B5 (IMV 1,IM V3) PLAIN SHAFT WITHOUT FITTED KEY; BEARING: STANDARD WITH FIXED BEARING, VIBRATION SEVERITY GRADE: S/A, SHAFT AND FLANGE ACCURACY: R POWER CONNECTOR (ABOVE) CABLE ENTRY ON THE RIGHT SIGNAL CONNECTION D-END | 3883 | TEM | 1 | MC | 51 | 1
1PH81031AM020MA1 | SIMOTICS M COMPACT ASYNCHRONOUS MOTOR 3000RPM, 8,4KW, 27NM,25,7A,297V 3300RPM, 9,3KW,27NM, 25,7A,326V 3600RPM, 10KW, 27NM, 25,4A,355V FORCED VENTILATION; DIRECTION OF AIR FLOW DE --> NDE; DEGREE OF PROTECTION IP55 W/O ENCODER with TEMPERAT. SENSOR KTY84-130 DESIGN IM B5 (IMV 1,IM V3) PLAIN SHAFT WITHOUT FITTED KEY; BEARING: HIGH PERFORMANCE VIBRATION SEVERITY GRADE SPECIAL/B SHAFT AND FLANGE ACCURACY GR. SPECIAL TERMINAL BOX (ABOVE) CABLE ENTRY ON THE RIGHT SIGNAL CONNECTION D-END | 4734 | TEM | 1 | MC | 51 | 1
1PH81031AM021BA1 | SIMOTICS M COMPACT ASYNCHRONOUS MOTOR 3000RPM, 8,4KW, 27NM,25,7A,297V 3300RPM, 9,3KW,27NM, 25,7A,326V 3600RPM, 10KW, 27NM, 25,4A,355V FORCED VENTILATION; DIRECTION OF AIR FLOW DE --> NDE; DEGREE OF PROTECTION IP55 W/O ENCODER with TEMPERAT. SENSOR KTY84-130 DESIGN IM B5 (IMV 1,IM V3) SHAFT WITH FITTED KEY FULL-KEY BALANCING BEARING: STANDARD WITH FIXED BEARING, VIBRATION SEVERITY GRADE: R/A, SHAFT AND FLANGE ACCURACY: R TERMINAL BOX (ABOVE) CABLE ENTRY ON THE RIGHT SIGNAL CONNECTION D-END | 3688 | TEM | 1 | MC | 51 | 1
1PH81031AM021DA1 | SIMOTICS M COMPACT ASYNCHRONOUS MOTOR 3000RPM, 8,4KW, 27NM,25,7A,297V 3300RPM, 9,3KW,27NM, 25,7A,326V 3600RPM, 10KW, 27NM, 25,4A,355V FORCED VENTILATION; DIRECTION OF AIR FLOW DE --> NDE; DEGREE OF PROTECTION IP55 W/O ENCODER with TEMPERAT. SENSOR KTY84-130 DESIGN IM B5 (IMV 1,IM V3) SHAFT WITH FITTED KEY FULL-KEY BALANCING BEARING: STANDARD WITH FIXED BEARING, VIBRATION SEVERITY GRADE: SR/A, SHAFT AND FLANGE ACCURACY: R TERMINAL BOX (ABOVE) CABLE ENTRY ON THE RIGHT SIGNAL CONNECTION D-END | 3953 | TEM | 1 | MC | 51 | 1
1PH81031AM031BA1 | SIMOTICS M COMPACT ASYNCHRONOUS MOTOR 3000RPM, 8,4KW, 27NM,25,7A,297V 3300RPM, 9,3KW,27NM, 25,7A,326V 3600RPM, 10KW, 27NM, 25,4A,355V FORCED VENTILATION; DIRECTION OF AIR FLOW DE --> NDE; DEGREE OF PROTECTION IP55 W/O ENCODER with TEMPERAT. SENSOR KTY84-130 DESIGN IM B35 (IM V15, IM V35) SHAFT WITH FITTED KEY FULL-KEY BALANCING BEARING: STANDARD WITH FIXED BEARING, VIBRATION SEVERITY GRADE: R/A, SHAFT AND FLANGE ACCURACY: R TERMINAL BOX (ABOVE) CABLE ENTRY ON THE RIGHT SIGNAL CONNECTION D-END | 3926 | TEM | 1 | MC | 51 | 1
1PH81031AM120BA1 | SIMOTICS M COMPACT ASYNCHRONOUS MOTOR 3000RPM, 8,4KW, 27NM,25,7A,297V 3300RPM, 9,3KW,27NM, 25,7A,326V 3600RPM, 10KW, 27NM, 25,4A,355V FORCED VENTILATION; DIRECTION OF AIR FLOW NDE --> DE; DEGREE OF PROTECTION IP55 W/O ENCODER with TEMPERAT. SENSOR KTY84-130 DESIGN IM B5 (IMV 1,IM V3) PLAIN SHAFT WITHOUT FITTED KEY; BEARING: STANDARD WITH FIXED BEARING, VIBRATION SEVERITY GRADE: R/A, SHAFT AND FLANGE ACCURACY: R TERMINAL BOX (ABOVE) CABLE ENTRY ON THE RIGHT SIGNAL CONNECTION D-END | 3688 | TEM | 1 | MC | 51 | 1
1PH81031AM232BA1 | SIMOTICS M COMPACT ASYNCHRONOUS MOTOR 3000RPM, 10,6KW, 34NM, 30A,309V 3300RPM, 11,7KW, 34NM, 30A,340V 3600RPM, 12,7KW,34NM,29,7A,368V WATER COOLING DEGREE OF PROTECTION IP65 W/O ENCODER with TEMPERAT. SENSOR KTY84-130 DESIGN IM B35 (IM V15, IM V35) SHAFT WITH FITTED KEY HALF-KEY BALANCING BEARING: STANDARD WITH FIXED BEARING, VIBRATION SEVERITY GRADE: R/A, SHAFT AND FLANGE ACCURACY: R TERMINAL BOX (ABOVE) CABLE ENTRY ON THE RIGHT SIGNAL CONNECTION D-END | 4340 | TEM | 1 | MC | 60 | 1
1PH81031CG020MA1 | SIMOTICS M COMPACT ASYNCHRONOUS MOTOR 2000RPM, 7,0KW, 31NM, 17A, 345V 2300RPM, 7,5KW,33NM, 17,5A,400V 2650RPM, 8,0KW, 29NM, 16A, 434V FORCED VENTILATION; DIRECTION OF AIR FLOW DE --> NDE; DEGREE OF PROTECTION IP55 INCREMENTAL ENCODER SIN/COS 1VPP 256 S/R WITHOUT ND-END AT TERMINAL BOX (ENCODER IN256S/R) with TEMPERAT. SENSOR KTY84-130 DESIGN IM B5 (IMV 1,IM V3) PLAIN SHAFT WITHOUT FITTED KEY; BEARING: HIGH PERFORMANCE VIBRATION SEVERITY GRADE SPECIAL/B SHAFT AND FLANGE ACCURACY GR. SPECIAL TERMINAL BOX (ABOVE) CABLE ENTRY ON THE RIGHT SIGNAL CONNECTION D-END | 6792 | TEM | 1 | MC | 51 | 1
1PH81031CM000LE1 | SIMOTICS M COMPACT ASYNCHRONOUS MOTOR 3000RPM, 8,4KW, 27NM,25,7A,297V 3300RPM, 9,3KW,27NM, 25,7A,326V 3600RPM, 10KW, 27NM, 25,4A,355V FORCED VENTILATION; DIRECTION OF AIR FLOW DE --> NDE; DEGREE OF PROTECTION IP55 INCREMENTAL ENCODER SIN/COS 1VPP 256 S/R WITHOUT ND-END AT TERMINAL BOX (ENCODER IN256S/R) with TEMPERAT. SENSOR KTY84-130 DESIGN IM B3 (IM V5, IM V6) PLAIN SHAFT WITHOUT FITTED KEY; BEARING: PERFORMANCE, VIBRATION SEVERITY GRADE SPECIAL/B; SHAFT A. FLANGE ACCURACY GR. SPECIAL POWER CONNECTOR (ABOVE) CABLE ENTRY ON THE RIGHT SIGNAL CONNECTION D-END | 6063 | TEM | 1 | MC | 51 | 1
1PH81031CM023MA1 | SIMOTICS M COMPACT ASYNCHRONOUS MOTOR 3000RPM, 8,4KW, 27NM,25,7A,297V 3300RPM, 9,3KW,27NM, 25,7A,326V 3600RPM, 10KW, 27NM, 25,4A,355V FORCED VENTILATION; DIRECTION OF AIR FLOW DE --> NDE; DEGREE OF PROTECTION IP55 INCREMENTAL ENCODER SIN/COS 1VPP 256 S/R WITHOUT ND-END AT TERMINAL BOX (ENCODER IN256S/R) with TEMPERAT. SENSOR KTY84-130 DESIGN IM B5 (IMV 1,IM V3) PLAIN HOLLOW-SHAFT BEARING: HIGH PERFORMANCE VIBRATION SEVERITY GRADE SPECIAL/B SHAFT AND FLANGE ACCURACY GR. SPECIAL TERMINAL BOX (ABOVE) CABLE ENTRY ON THE RIGHT SIGNAL CONNECTION D-END | 8309 | TEM | 1 | MC | 53.5 | 1
1PH81031CM223LC1 | SIMOTICS M COMPACT ASYNCHRONOUS MOTOR 3000RPM, 10,6KW, 34NM, 30A,309V 3300RPM, 11,7KW, 34NM, 30A,340V 3600RPM, 12,7KW,34NM,29,7A,368V WATER COOLING DEGREE OF PROTECTION IP65 INCREMENTAL ENCODER SIN/COS 1VPP 256 S/R WITHOUT ND-END AT TERMINAL BOX (ENCODER IN256S/R) with TEMPERAT. SENSOR KTY84-130 DESIGN IM B5 (IMV 1,IM V3) PLAIN HOLLOW-SHAFT BEARING: PERFORMANCE, VIBRATION SEVERITY GRADE SPECIAL/B; SHAFT A. FLANGE ACCURACY GR. SPECIAL TERMINAL BOX (ABOVE) CABLE ENTRY ON THE ND-END SIGNAL CONNECTION LEFT | 8189 | TEM | 1 | MC | 62.5 | 1
1PH81031DD000BA1 | SIMOTICS M COMPACT ASYNCHRONOUS MOTOR 1000RPM, 3,7KW,35NM, 10,0A,333V 1150RPM, 4,3KW,36NM,10,0A, 380V 1350RPM, 4,7KW,33NM, 9,7A, 423V FORCED VENTILATION; DIRECTION OF AIR FLOW DE --> NDE; DEGREE OF PROTECTION IP55 INCREMENTAL ENCODER 22 BIT WITH COMMUTATING POSITION (ENCODER IC22DQ) WITH DRIVE-CLIQ INTERFACE DESIGN IM B3 (IM V5, IM V6) PLAIN SHAFT WITHOUT FITTED KEY; BEARING: STANDARD WITH FIXED BEARING, VIBRATION SEVERITY GRADE: R/A, SHAFT AND FLANGE ACCURACY: R TERMINAL BOX (ABOVE) CABLE ENTRY ON THE RIGHT SIGNAL CONNECTION D-END | 4900 | TEM | 1 | MC | 51 | 1
1PH81031DD000CA1 | SIMOTICS M COMPACT ASYNCHRONOUS MOTOR 1000RPM, 3,7KW,35NM, 10,0A,333V 1150RPM, 4,3KW,36NM,10,0A, 380V 1350RPM, 4,7KW,33NM, 9,7A, 423V FORCED VENTILATION; DIRECTION OF AIR FLOW DE --> NDE; DEGREE OF PROTECTION IP55 INCREMENTAL ENCODER 22 BIT WITH COMMUTATING POSITION (ENCODER IC22DQ) WITH DRIVE-CLIQ INTERFACE DESIGN IM B3 (IM V5, IM V6) PLAIN SHAFT WITHOUT FITTED KEY; BEARING: STANDARD WITH FIXED BEARING, VIBRATION SEVERITY GRADE: S/A, SHAFT AND FLANGE ACCURACY: R TERMINAL BOX (ABOVE) CABLE ENTRY ON THE RIGHT SIGNAL CONNECTION D-END | 5095 | TEM | 1 | MC | 51 | 1
1PH81031DD001BA1 | SIMOTICS M COMPACT ASYNCHRONOUS MOTOR 1000RPM, 3,7KW,35NM, 10,0A,333V 1150RPM, 4,3KW,36NM,10,0A, 380V 1350RPM, 4,7KW,33NM, 9,7A, 423V FORCED VENTILATION; DIRECTION OF AIR FLOW DE --> NDE; DEGREE OF PROTECTION IP55 INCREMENTAL ENCODER 22 BIT WITH COMMUTATING POSITION (ENCODER IC22DQ) WITH DRIVE-CLIQ INTERFACE DESIGN IM B3 (IM V5, IM V6) SHAFT WITH FITTED KEY FULL-KEY BALANCING BEARING: STANDARD WITH FIXED BEARING, VIBRATION SEVERITY GRADE: R/A, SHAFT AND FLANGE ACCURACY: R TERMINAL BOX (ABOVE) CABLE ENTRY ON THE RIGHT SIGNAL CONNECTION D-END | 4900 | TEM | 1 | MC | 51 | 1
1PH81031DD001BC1 | SIMOTICS M COMPACT ASYNCHRONOUS MOTOR 1000RPM, 3,7KW,35NM, 10,0A,333V 1150RPM, 4,3KW,36NM,10,0A, 380V 1350RPM, 4,7KW,33NM, 9,7A, 423V FORCED VENTILATION; DIRECTION OF AIR FLOW DE --> NDE; DEGREE OF PROTECTION IP55 INCREMENTAL ENCODER 22 BIT WITH COMMUTATING POSITION (ENCODER IC22DQ) WITH DRIVE-CLIQ INTERFACE DESIGN IM B3 (IM V5, IM V6) SHAFT WITH FITTED KEY FULL-KEY BALANCING BEARING: STANDARD WITH FIXED BEARING, VIBRATION SEVERITY GRADE: R/A, SHAFT AND FLANGE ACCURACY: R TERMINAL BOX (ABOVE) CABLE ENTRY ON THE ND-END SIGNAL CONNECTION LEFT | 4900 | TEM | 1 | MC | 51 | 1
1PH81031DD001CA1 | SIMOTICS M COMPACT ASYNCHRONOUS MOTOR 1000RPM, 3,7KW,35NM, 10,0A,333V 1150RPM, 4,3KW,36NM,10,0A, 380V 1350RPM, 4,7KW,33NM, 9,7A, 423V FORCED VENTILATION; DIRECTION OF AIR FLOW DE --> NDE; DEGREE OF PROTECTION IP55 INCREMENTAL ENCODER 22 BIT WITH COMMUTATING POSITION (ENCODER IC22DQ) WITH DRIVE-CLIQ INTERFACE DESIGN IM B3 (IM V5, IM V6) SHAFT WITH FITTED KEY FULL-KEY BALANCING BEARING: STANDARD WITH FIXED BEARING, VIBRATION SEVERITY GRADE: S/A, SHAFT AND FLANGE ACCURACY: R TERMINAL BOX (ABOVE) CABLE ENTRY ON THE RIGHT SIGNAL CONNECTION D-END | 5095 | TEM | 1 | MC | 51 | 1
1PH81031DD002BA1 | SIMOTICS M COMPACT ASYNCHRONOUS MOTOR 1000RPM, 3,7KW,35NM, 10,0A,333V 1150RPM, 4,3KW,36NM,10,0A, 380V 1350RPM, 4,7KW,33NM, 9,7A, 423V FORCED VENTILATION; DIRECTION OF AIR FLOW DE --> NDE; DEGREE OF PROTECTION IP55 INCREMENTAL ENCODER 22 BIT WITH COMMUTATING POSITION (ENCODER IC22DQ) WITH DRIVE-CLIQ INTERFACE DESIGN IM B3 (IM V5, IM V6) SHAFT WITH FITTED KEY HALF-KEY BALANCING BEARING: STANDARD WITH FIXED BEARING, VIBRATION SEVERITY GRADE: R/A, SHAFT AND FLANGE ACCURACY: R TERMINAL BOX (ABOVE) CABLE ENTRY ON THE RIGHT SIGNAL CONNECTION D-END | 4900 | TEM | 1 | MC | 51 | 1
1PH81031DD002BB1 | SIMOTICS M COMPACT ASYNCHRONOUS MOTOR 1000RPM, 3,7KW,35NM, 10,0A,333V 1150RPM, 4,3KW,36NM,10,0A, 380V 1350RPM, 4,7KW,33NM, 9,7A, 423V FORCED VENTILATION; DIRECTION OF AIR FLOW DE --> NDE; DEGREE OF PROTECTION IP55 INCREMENTAL ENCODER 22 BIT WITH COMMUTATING POSITION (ENCODER IC22DQ) WITH DRIVE-CLIQ INTERFACE DESIGN IM B3 (IM V5, IM V6) SHAFT WITH FITTED KEY HALF-KEY BALANCING BEARING: STANDARD WITH FIXED BEARING, VIBRATION SEVERITY GRADE: R/A, SHAFT AND FLANGE ACCURACY: R TERMINAL BOX (ABOVE) CABLE ENTRY ON THE LEFT SIGNAL CONNECTION D-END | 4900 | TEM | 1 | MC | 51 | 1
1PH81031DD020BA1 | SIMOTICS M COMPACT ASYNCHRONOUS MOTOR 1000RPM, 3,7KW,35NM, 10,0A,333V 1150RPM, 4,3KW,36NM,10,0A, 380V 1350RPM, 4,7KW,33NM, 9,7A, 423V FORCED VENTILATION; DIRECTION OF AIR FLOW DE --> NDE; DEGREE OF PROTECTION IP55 INCREMENTAL ENCODER 22 BIT WITH COMMUTATING POSITION (ENCODER IC22DQ) WITH DRIVE-CLIQ INTERFACE DESIGN IM B5 (IMV 1,IM V3) PLAIN SHAFT WITHOUT FITTED KEY; BEARING: STANDARD WITH FIXED BEARING, VIBRATION SEVERITY GRADE: R/A, SHAFT AND FLANGE ACCURACY: R TERMINAL BOX (ABOVE) CABLE ENTRY ON THE RIGHT SIGNAL CONNECTION D-END | 5095 | TEM | 1 | MC | 51 | 1
1PH81031DD020BE1 | SIMOTICS M COMPACT ASYNCHRONOUS MOTOR 1000RPM, 3,7KW,35NM, 10,0A,333V 1150RPM, 4,3KW,36NM,10,0A, 380V 1350RPM, 4,7KW,33NM, 9,7A, 423V FORCED VENTILATION; DIRECTION OF AIR FLOW DE --> NDE; DEGREE OF PROTECTION IP55 INCREMENTAL ENCODER 22 BIT WITH COMMUTATING POSITION (ENCODER IC22DQ) WITH DRIVE-CLIQ INTERFACE DESIGN IM B5 (IMV 1,IM V3) PLAIN SHAFT WITHOUT FITTED KEY; BEARING: STANDARD WITH FIXED BEARING, VIBRATION SEVERITY GRADE: R/A, SHAFT AND FLANGE ACCURACY: R POWER CONNECTOR (ABOVE) CABLE ENTRY ON THE RIGHT SIGNAL CONNECTION D-END | 5095 | TEM | 1 | MC | 51 | 1
1PH81031DD020CA1 | SIMOTICS M COMPACT ASYNCHRONOUS MOTOR 1000RPM, 3,7KW,35NM, 10,0A,333V 1150RPM, 4,3KW,36NM,10,0A, 380V 1350RPM, 4,7KW,33NM, 9,7A, 423V FORCED VENTILATION; DIRECTION OF AIR FLOW DE --> NDE; DEGREE OF PROTECTION IP55 INCREMENTAL ENCODER 22 BIT WITH COMMUTATING POSITION (ENCODER IC22DQ) WITH DRIVE-CLIQ INTERFACE DESIGN IM B5 (IMV 1,IM V3) PLAIN SHAFT WITHOUT FITTED KEY; BEARING: STANDARD WITH FIXED BEARING, VIBRATION SEVERITY GRADE: S/A, SHAFT AND FLANGE ACCURACY: R TERMINAL BOX (ABOVE) CABLE ENTRY ON THE RIGHT SIGNAL CONNECTION D-END | 5290 | TEM | 1 | MC | 51 | 1
1PH81031DD020CE1 | SIMOTICS M COMPACT ASYNCHRONOUS MOTOR 1000RPM, 3,7KW,35NM, 10,0A,333V 1150RPM, 4,3KW,36NM,10,0A, 380V 1350RPM, 4,7KW,33NM, 9,7A, 423V FORCED VENTILATION; DIRECTION OF AIR FLOW DE --> NDE; DEGREE OF PROTECTION IP55 INCREMENTAL ENCODER 22 BIT WITH COMMUTATING POSITION (ENCODER IC22DQ) WITH DRIVE-CLIQ INTERFACE DESIGN IM B5 (IMV 1,IM V3) PLAIN SHAFT WITHOUT FITTED KEY; BEARING: STANDARD WITH FIXED BEARING, VIBRATION SEVERITY GRADE: S/A, SHAFT AND FLANGE ACCURACY: R POWER CONNECTOR (ABOVE) CABLE ENTRY ON THE RIGHT SIGNAL CONNECTION D-END | 5290 | TEM | 1 | MC | 51 | 1
1PH81031DD020DC1 | SIMOTICS M COMPACT ASYNCHRONOUS MOTOR 1000RPM, 3,7KW,35NM, 10,0A,333V 1150RPM, 4,3KW,36NM,10,0A, 380V 1350RPM, 4,7KW,33NM, 9,7A, 423V FORCED VENTILATION; DIRECTION OF AIR FLOW DE --> NDE; DEGREE OF PROTECTION IP55 INCREMENTAL ENCODER 22 BIT WITH COMMUTATING POSITION (ENCODER IC22DQ) WITH DRIVE-CLIQ INTERFACE DESIGN IM B5 (IMV 1,IM V3) PLAIN SHAFT WITHOUT FITTED KEY; BEARING: STANDARD WITH FIXED BEARING, VIBRATION SEVERITY GRADE: SR/A, SHAFT AND FLANGE ACCURACY: R TERMINAL BOX (ABOVE) CABLE ENTRY ON THE ND-END SIGNAL CONNECTION LEFT | 5360 | TEM | 1 | MC | 51 | 1
1PH81031DD020DG1 | SIMOTICS M COMPACT ASYNCHRONOUS MOTOR 1000RPM, 3,7KW,35NM, 10,0A,333V 1150RPM, 4,3KW,36NM,10,0A, 380V 1350RPM, 4,7KW,33NM, 9,7A, 423V FORCED VENTILATION; DIRECTION OF AIR FLOW DE --> NDE; DEGREE OF PROTECTION IP55 INCREMENTAL ENCODER 22 BIT WITH COMMUTATING POSITION (ENCODER IC22DQ) WITH DRIVE-CLIQ INTERFACE DESIGN IM B5 (IMV 1,IM V3) PLAIN SHAFT WITHOUT FITTED KEY; BEARING: STANDARD WITH FIXED BEARING, VIBRATION SEVERITY GRADE: SR/A, SHAFT AND FLANGE ACCURACY: R POWER CONNECTOR (ABOVE) CABLE ENTRY ON THE ND-END SIGNAL CONNECTION LEFT | 5360 | TEM | 1 | MC | 51 | 1
1PH81031DD020GA1 | SIMOTICS M COMPACT ASYNCHRONOUS MOTOR 1000RPM, 3,7KW,35NM, 10,0A,333V 1150RPM, 4,3KW,36NM,10,0A, 380V 1350RPM, 4,7KW,33NM, 9,7A, 423V FORCED VENTILATION; DIRECTION OF AIR FLOW DE --> NDE; DEGREE OF PROTECTION IP55 INCREMENTAL ENCODER 22 BIT WITH COMMUTATING POSITION (ENCODER IC22DQ) WITH DRIVE-CLIQ INTERFACE DESIGN IM B5 (IMV 1,IM V3) PLAIN SHAFT WITHOUT FITTED KEY; BEARING: STANDARD, VIBRATION SEVERITY GRADE: R/A, SHAFT AND FLANGE ACCURACY: R TERMINAL BOX (ABOVE) CABLE ENTRY ON THE RIGHT SIGNAL CONNECTION D-END | 4810 | TEM | 1 | MC | 51 | 1
1PH81031DD021BA1 | SIMOTICS M COMPACT ASYNCHRONOUS MOTOR 1000RPM, 3,7KW,35NM, 10,0A,333V 1150RPM, 4,3KW,36NM,10,0A, 380V 1350RPM, 4,7KW,33NM, 9,7A, 423V FORCED VENTILATION; DIRECTION OF AIR FLOW DE --> NDE; DEGREE OF PROTECTION IP55 INCREMENTAL ENCODER 22 BIT WITH COMMUTATING POSITION (ENCODER IC22DQ) WITH DRIVE-CLIQ INTERFACE DESIGN IM B5 (IMV 1,IM V3) SHAFT WITH FITTED KEY FULL-KEY BALANCING BEARING: STANDARD WITH FIXED BEARING, VIBRATION SEVERITY GRADE: R/A, SHAFT AND FLANGE ACCURACY: R TERMINAL BOX (ABOVE) CABLE ENTRY ON THE RIGHT SIGNAL CONNECTION D-END | 5095 | TEM | 1 | MC | 51 | 1
1PH81031DD022BA1 | SIMOTICS M COMPACT ASYNCHRONOUS MOTOR 1000RPM, 3,7KW,35NM, 10,0A,333V 1150RPM, 4,3KW,36NM,10,0A, 380V 1350RPM, 4,7KW,33NM, 9,7A, 423V FORCED VENTILATION; DIRECTION OF AIR FLOW DE --> NDE; DEGREE OF PROTECTION IP55 INCREMENTAL ENCODER 22 BIT WITH COMMUTATING POSITION (ENCODER IC22DQ) WITH DRIVE-CLIQ INTERFACE DESIGN IM B5 (IMV 1,IM V3) SHAFT WITH FITTED KEY HALF-KEY BALANCING BEARING: STANDARD WITH FIXED BEARING, VIBRATION SEVERITY GRADE: R/A, SHAFT AND FLANGE ACCURACY: R TERMINAL BOX (ABOVE) CABLE ENTRY ON THE RIGHT SIGNAL CONNECTION D-END | 5095 | TEM | 1 | MC | 51 | 1
1PH81031DD022BB1 | SIMOTICS M COMPACT ASYNCHRONOUS MOTOR 1000RPM, 3,7KW,35NM, 10,0A,333V 1150RPM, 4,3KW,36NM,10,0A, 380V 1350RPM, 4,7KW,33NM, 9,7A, 423V FORCED VENTILATION; DIRECTION OF AIR FLOW DE --> NDE; DEGREE OF PROTECTION IP55 INCREMENTAL ENCODER 22 BIT WITH COMMUTATING POSITION (ENCODER IC22DQ) WITH DRIVE-CLIQ INTERFACE DESIGN IM B5 (IMV 1,IM V3) SHAFT WITH FITTED KEY HALF-KEY BALANCING BEARING: STANDARD WITH FIXED BEARING, VIBRATION SEVERITY GRADE: R/A, SHAFT AND FLANGE ACCURACY: R TERMINAL BOX (ABOVE) CABLE ENTRY ON THE LEFT SIGNAL CONNECTION D-END | 5095 | TEM | 1 | MC | 51 | 1
1PH81031DD022BC1 | SIMOTICS M COMPACT ASYNCHRONOUS MOTOR 1000RPM, 3,7KW,35NM, 10,0A,333V 1150RPM, 4,3KW,36NM,10,0A, 380V 1350RPM, 4,7KW,33NM, 9,7A, 423V FORCED VENTILATION; DIRECTION OF AIR FLOW DE --> NDE; DEGREE OF PROTECTION IP55 INCREMENTAL ENCODER 22 BIT WITH COMMUTATING POSITION (ENCODER IC22DQ) WITH DRIVE-CLIQ INTERFACE DESIGN IM B5 (IMV 1,IM V3) SHAFT WITH FITTED KEY HALF-KEY BALANCING BEARING: STANDARD WITH FIXED BEARING, VIBRATION SEVERITY GRADE: R/A, SHAFT AND FLANGE ACCURACY: R TERMINAL BOX (ABOVE) CABLE ENTRY ON THE ND-END SIGNAL CONNECTION LEFT | 5095 | TEM | 1 | MC | 51 | 1
1PH81031DD030BA1 | SIMOTICS M COMPACT ASYNCHRONOUS MOTOR 1000RPM, 3,7KW,35NM, 10,0A,333V 1150RPM, 4,3KW,36NM,10,0A, 380V 1350RPM, 4,7KW,33NM, 9,7A, 423V FORCED VENTILATION; DIRECTION OF AIR FLOW DE --> NDE; DEGREE OF PROTECTION IP55 INCREMENTAL ENCODER 22 BIT WITH COMMUTATING POSITION (ENCODER IC22DQ) WITH DRIVE-CLIQ INTERFACE DESIGN IM B35 (IM V15, IM V35) PLAIN SHAFT WITHOUT FITTED KEY; BEARING: STANDARD WITH FIXED BEARING, VIBRATION SEVERITY GRADE: R/A, SHAFT AND FLANGE ACCURACY: R TERMINAL BOX (ABOVE) CABLE ENTRY ON THE RIGHT SIGNAL CONNECTION D-END | 5333 | TEM | 1 | MC | 51 | 1
1PH81031DD031BC1 | SIMOTICS M COMPACT ASYNCHRONOUS MOTOR 1000RPM, 3,7KW,35NM, 10,0A,333V 1150RPM, 4,3KW,36NM,10,0A, 380V 1350RPM, 4,7KW,33NM, 9,7A, 423V FORCED VENTILATION; DIRECTION OF AIR FLOW DE --> NDE; DEGREE OF PROTECTION IP55 INCREMENTAL ENCODER 22 BIT WITH COMMUTATING POSITION (ENCODER IC22DQ) WITH DRIVE-CLIQ INTERFACE DESIGN IM B35 (IM V15, IM V35) SHAFT WITH FITTED KEY FULL-KEY BALANCING BEARING: STANDARD WITH FIXED BEARING, VIBRATION SEVERITY GRADE: R/A, SHAFT AND FLANGE ACCURACY: R TERMINAL BOX (ABOVE) CABLE ENTRY ON THE ND-END SIGNAL CONNECTION LEFT | 5333 | TEM | 1 | MC | 51 | 1
1PH81031DD032BA1 | SIMOTICS M COMPACT ASYNCHRONOUS MOTOR 1000RPM, 3,7KW,35NM, 10,0A,333V 1150RPM, 4,3KW,36NM,10,0A, 380V 1350RPM, 4,7KW,33NM, 9,7A, 423V FORCED VENTILATION; DIRECTION OF AIR FLOW DE --> NDE; DEGREE OF PROTECTION IP55 INCREMENTAL ENCODER 22 BIT WITH COMMUTATING POSITION (ENCODER IC22DQ) WITH DRIVE-CLIQ INTERFACE DESIGN IM B35 (IM V15, IM V35) SHAFT WITH FITTED KEY HALF-KEY BALANCING BEARING: STANDARD WITH FIXED BEARING, VIBRATION SEVERITY GRADE: R/A, SHAFT AND FLANGE ACCURACY: R TERMINAL BOX (ABOVE) CABLE ENTRY ON THE RIGHT SIGNAL CONNECTION D-END | 5333 | TEM | 1 | MC | 51 | 1
1PH81031DD032BC1 | SIMOTICS M COMPACT ASYNCHRONOUS MOTOR 1000RPM, 3,7KW,35NM, 10,0A,333V 1150RPM, 4,3KW,36NM,10,0A, 380V 1350RPM, 4,7KW,33NM, 9,7A, 423V FORCED VENTILATION; DIRECTION OF AIR FLOW DE --> NDE; DEGREE OF PROTECTION IP55 INCREMENTAL ENCODER 22 BIT WITH COMMUTATING POSITION (ENCODER IC22DQ) WITH DRIVE-CLIQ INTERFACE DESIGN IM B35 (IM V15, IM V35) SHAFT WITH FITTED KEY HALF-KEY BALANCING BEARING: STANDARD WITH FIXED BEARING, VIBRATION SEVERITY GRADE: R/A, SHAFT AND FLANGE ACCURACY: R TERMINAL BOX (ABOVE) CABLE ENTRY ON THE ND-END SIGNAL CONNECTION LEFT | 5333 | TEM | 1 | MC | 51 | 1
1PH81031DD032GA1 | SIMOTICS M COMPACT ASYNCHRONOUS MOTOR 1000RPM, 3,7KW,35NM, 10,0A,333V 1150RPM, 4,3KW,36NM,10,0A, 380V 1350RPM, 4,7KW,33NM, 9,7A, 423V FORCED VENTILATION; DIRECTION OF AIR FLOW DE --> NDE; DEGREE OF PROTECTION IP55 INCREMENTAL ENCODER 22 BIT WITH COMMUTATING POSITION (ENCODER IC22DQ) WITH DRIVE-CLIQ INTERFACE DESIGN IM B35 (IM V15, IM V35) SHAFT WITH FITTED KEY HALF-KEY BALANCING BEARING: STANDARD, VIBRATION SEVERITY GRADE: R/A, SHAFT AND FLANGE ACCURACY: R TERMINAL BOX (ABOVE) CABLE ENTRY ON THE RIGHT SIGNAL CONNECTION D-END | 5049 | TEM | 1 | MC | 51 | 1
1PH81031DD101BA1 | SIMOTICS M COMPACT ASYNCHRONOUS MOTOR 1000RPM, 3,7KW, 35NM, 10A, 333V 1150RPM, 4,3KW, 36NM, 10A, 380V 1350RPM, 4,7KW,33NM, 9,7A, 423V FORCED VENTILATION; DIRECTION OF AIR FLOW NDE --> DE; DEGREE OF PROTECTION IP55 INCREMENTAL ENCODER 22 BIT WITH COMMUTATING POSITION (ENCODER IC22DQ) WITH DRIVE-CLIQ INTERFACE DESIGN IM B3 (IM V5, IM V6) SHAFT WITH FITTED KEY FULL-KEY BALANCING BEARING: STANDARD WITH FIXED BEARING, VIBRATION SEVERITY GRADE: R/A, SHAFT AND FLANGE ACCURACY: R TERMINAL BOX (ABOVE) CABLE ENTRY ON THE RIGHT SIGNAL CONNECTION D-END | 4900 | TEM | 1 | MC | 51 | 1
1PH81031DD101BC1 | SIMOTICS M COMPACT ASYNCHRONOUS MOTOR 1000RPM, 3,7KW, 35NM, 10A, 333V 1150RPM, 4,3KW, 36NM, 10A, 380V 1350RPM, 4,7KW,33NM, 9,7A, 423V FORCED VENTILATION; DIRECTION OF AIR FLOW NDE --> DE; DEGREE OF PROTECTION IP55 INCREMENTAL ENCODER 22 BIT WITH COMMUTATING POSITION (ENCODER IC22DQ) WITH DRIVE-CLIQ INTERFACE DESIGN IM B3 (IM V5, IM V6) SHAFT WITH FITTED KEY FULL-KEY BALANCING BEARING: STANDARD WITH FIXED BEARING, VIBRATION SEVERITY GRADE: R/A, SHAFT AND FLANGE ACCURACY: R TERMINAL BOX (ABOVE) CABLE ENTRY ON THE ND-END SIGNAL CONNECTION LEFT | 4900 | TEM | 1 | MC | 51 | 1
1PH81031DD101GA1 | SIMOTICS M COMPACT ASYNCHRONOUS MOTOR 1000RPM, 3,7KW, 35NM, 10A, 333V 1150RPM, 4,3KW, 36NM, 10A, 380V 1350RPM, 4,7KW,33NM, 9,7A, 423V FORCED VENTILATION; DIRECTION OF AIR FLOW NDE --> DE; DEGREE OF PROTECTION IP55 INCREMENTAL ENCODER 22 BIT WITH COMMUTATING POSITION (ENCODER IC22DQ) WITH DRIVE-CLIQ INTERFACE DESIGN IM B3 (IM V5, IM V6) SHAFT WITH FITTED KEY FULL-KEY BALANCING BEARING: STANDARD, VIBRATION SEVERITY GRADE: R/A, SHAFT AND FLANGE ACCURACY: R TERMINAL BOX (ABOVE) CABLE ENTRY ON THE RIGHT SIGNAL CONNECTION D-END | 4615 | TEM | 1 | MC | 51 | 1
1PH81031DD102BA1 | SIMOTICS M COMPACT ASYNCHRONOUS MOTOR 1000RPM, 3,7KW, 35NM, 10A, 333V 1150RPM, 4,3KW, 36NM, 10A, 380V 1350RPM, 4,7KW,33NM, 9,7A, 423V FORCED VENTILATION; DIRECTION OF AIR FLOW NDE --> DE; DEGREE OF PROTECTION IP55 INCREMENTAL ENCODER 22 BIT WITH COMMUTATING POSITION (ENCODER IC22DQ) WITH DRIVE-CLIQ INTERFACE DESIGN IM B3 (IM V5, IM V6) SHAFT WITH FITTED KEY HALF-KEY BALANCING BEARING: STANDARD WITH FIXED BEARING, VIBRATION SEVERITY GRADE: R/A, SHAFT AND FLANGE ACCURACY: R TERMINAL BOX (ABOVE) CABLE ENTRY ON THE RIGHT SIGNAL CONNECTION D-END | 4900 | TEM | 1 | MC | 51 | 1
1PH81031DD102DG1 | SIMOTICS M COMPACT ASYNCHRONOUS MOTOR 1000RPM, 3,7KW, 35NM, 10A, 333V 1150RPM, 4,3KW, 36NM, 10A, 380V 1350RPM, 4,7KW,33NM, 9,7A, 423V FORCED VENTILATION; DIRECTION OF AIR FLOW NDE --> DE; DEGREE OF PROTECTION IP55 INCREMENTAL ENCODER 22 BIT WITH COMMUTATING POSITION (ENCODER IC22DQ) WITH DRIVE-CLIQ INTERFACE DESIGN IM B3 (IM V5, IM V6) SHAFT WITH FITTED KEY HALF-KEY BALANCING BEARING: STANDARD WITH FIXED BEARING, VIBRATION SEVERITY GRADE: SR/A, SHAFT AND FLANGE ACCURACY: R POWER CONNECTOR (ABOVE) CABLE ENTRY ON THE ND-END SIGNAL CONNECTION LEFT | 5165 | TEM | 1 | MC | 51 | 1
1PH81031DD120BA1 | SIMOTICS M COMPACT ASYNCHRONOUS MOTOR 1000RPM, 3,7KW, 35NM, 10A, 333V 1150RPM, 4,3KW, 36NM, 10A, 380V 1350RPM, 4,7KW,33NM, 9,7A, 423V FORCED VENTILATION; DIRECTION OF AIR FLOW NDE --> DE; DEGREE OF PROTECTION IP55 INCREMENTAL ENCODER 22 BIT WITH COMMUTATING POSITION (ENCODER IC22DQ) WITH DRIVE-CLIQ INTERFACE DESIGN IM B5 (IMV 1,IM V3) PLAIN SHAFT WITHOUT FITTED KEY; BEARING: STANDARD WITH FIXED BEARING, VIBRATION SEVERITY GRADE: R/A, SHAFT AND FLANGE ACCURACY: R TERMINAL BOX (ABOVE) CABLE ENTRY ON THE RIGHT SIGNAL CONNECTION D-END | 5095 | TEM | 1 | MC | 51 | 1
1PH81031DD120BB1 | SIMOTICS M COMPACT ASYNCHRONOUS MOTOR 1000RPM, 3,7KW, 35NM, 10A, 333V 1150RPM, 4,3KW, 36NM, 10A, 380V 1350RPM, 4,7KW,33NM, 9,7A, 423V FORCED VENTILATION; DIRECTION OF AIR FLOW NDE --> DE; DEGREE OF PROTECTION IP55 INCREMENTAL ENCODER 22 BIT WITH COMMUTATING POSITION (ENCODER IC22DQ) WITH DRIVE-CLIQ INTERFACE DESIGN IM B5 (IMV 1,IM V3) PLAIN SHAFT WITHOUT FITTED KEY; BEARING: STANDARD WITH FIXED BEARING, VIBRATION SEVERITY GRADE: R/A, SHAFT AND FLANGE ACCURACY: R TERMINAL BOX (ABOVE) CABLE ENTRY ON THE LEFT SIGNAL CONNECTION D-END | 5095 | TEM | 1 | MC | 51 | 1
1PH81031DD121BB1 | SIMOTICS M COMPACT ASYNCHRONOUS MOTOR 1000RPM, 3,7KW, 35NM, 10A, 333V 1150RPM, 4,3KW, 36NM, 10A, 380V 1350RPM, 4,7KW,33NM, 9,7A, 423V FORCED VENTILATION; DIRECTION OF AIR FLOW NDE --> DE; DEGREE OF PROTECTION IP55 INCREMENTAL ENCODER 22 BIT WITH COMMUTATING POSITION (ENCODER IC22DQ) WITH DRIVE-CLIQ INTERFACE DESIGN IM B5 (IMV 1,IM V3) SHAFT WITH FITTED KEY FULL-KEY BALANCING BEARING: STANDARD WITH FIXED BEARING, VIBRATION SEVERITY GRADE: R/A, SHAFT AND FLANGE ACCURACY: R TERMINAL BOX (ABOVE) CABLE ENTRY ON THE LEFT SIGNAL CONNECTION D-END | 5095 | TEM | 1 | MC | 51 | 1
1PH81031DD122BA1 | SIMOTICS M COMPACT ASYNCHRONOUS MOTOR 1000RPM, 3,7KW, 35NM, 10A, 333V 1150RPM, 4,3KW, 36NM, 10A, 380V 1350RPM, 4,7KW,33NM, 9,7A, 423V FORCED VENTILATION; DIRECTION OF AIR FLOW NDE --> DE; DEGREE OF PROTECTION IP55 INCREMENTAL ENCODER 22 BIT WITH COMMUTATING POSITION (ENCODER IC22DQ) WITH DRIVE-CLIQ INTERFACE DESIGN IM B5 (IMV 1,IM V3) SHAFT WITH FITTED KEY HALF-KEY BALANCING BEARING: STANDARD WITH FIXED BEARING, VIBRATION SEVERITY GRADE: R/A, SHAFT AND FLANGE ACCURACY: R TERMINAL BOX (ABOVE) CABLE ENTRY ON THE RIGHT SIGNAL CONNECTION D-END | 5095 | TEM | 1 | MC | 51 | 1
1PH81031DD122BB1 | SIMOTICS M COMPACT ASYNCHRONOUS MOTOR 1000RPM, 3,7KW, 35NM, 10A, 333V 1150RPM, 4,3KW, 36NM, 10A, 380V 1350RPM, 4,7KW,33NM, 9,7A, 423V FORCED VENTILATION; DIRECTION OF AIR FLOW NDE --> DE; DEGREE OF PROTECTION IP55 INCREMENTAL ENCODER 22 BIT WITH COMMUTATING POSITION (ENCODER IC22DQ) WITH DRIVE-CLIQ INTERFACE DESIGN IM B5 (IMV 1,IM V3) SHAFT WITH FITTED KEY HALF-KEY BALANCING BEARING: STANDARD WITH FIXED BEARING, VIBRATION SEVERITY GRADE: R/A, SHAFT AND FLANGE ACCURACY: R TERMINAL BOX (ABOVE) CABLE ENTRY ON THE LEFT SIGNAL CONNECTION D-END | 5095 | TEM | 1 | MC | 51 | 1
1PH81031DD122BC1 | SIMOTICS M COMPACT ASYNCHRONOUS MOTOR 1000RPM, 3,7KW, 35NM, 10A, 333V 1150RPM, 4,3KW, 36NM, 10A, 380V 1350RPM, 4,7KW,33NM, 9,7A, 423V FORCED VENTILATION; DIRECTION OF AIR FLOW NDE --> DE; DEGREE OF PROTECTION IP55 INCREMENTAL ENCODER 22 BIT WITH COMMUTATING POSITION (ENCODER IC22DQ) WITH DRIVE-CLIQ INTERFACE DESIGN IM B5 (IMV 1,IM V3) SHAFT WITH FITTED KEY HALF-KEY BALANCING BEARING: STANDARD WITH FIXED BEARING, VIBRATION SEVERITY GRADE: R/A, SHAFT AND FLANGE ACCURACY: R TERMINAL BOX (ABOVE) CABLE ENTRY ON THE ND-END SIGNAL CONNECTION LEFT | 5095 | TEM | 1 | MC | 51 | 1
1PH81031DD122GA1 | SIMOTICS M COMPACT ASYNCHRONOUS MOTOR 1000RPM, 3,7KW, 35NM, 10A, 333V 1150RPM, 4,3KW, 36NM, 10A, 380V 1350RPM, 4,7KW,33NM, 9,7A, 423V FORCED VENTILATION; DIRECTION OF AIR FLOW NDE --> DE; DEGREE OF PROTECTION IP55 INCREMENTAL ENCODER 22 BIT WITH COMMUTATING POSITION (ENCODER IC22DQ) WITH DRIVE-CLIQ INTERFACE DESIGN IM B5 (IMV 1,IM V3) SHAFT WITH FITTED KEY HALF-KEY BALANCING BEARING: STANDARD, VIBRATION SEVERITY GRADE: R/A, SHAFT AND FLANGE ACCURACY: R TERMINAL BOX (ABOVE) CABLE ENTRY ON THE RIGHT SIGNAL CONNECTION D-END | 4810 | TEM | 1 | MC | 51 | 1
1PH81031DD131BE1 | SIMOTICS M COMPACT ASYNCHRONOUS MOTOR 1000RPM, 3,7KW, 35NM, 10A, 333V 1150RPM, 4,3KW, 36NM, 10A, 380V 1350RPM, 4,7KW,33NM, 9,7A, 423V FORCED VENTILATION; DIRECTION OF AIR FLOW NDE --> DE; DEGREE OF PROTECTION IP55 INCREMENTAL ENCODER 22 BIT WITH COMMUTATING POSITION (ENCODER IC22DQ) WITH DRIVE-CLIQ INTERFACE DESIGN IM B35 (IM V15, IM V35) SHAFT WITH FITTED KEY FULL-KEY BALANCING BEARING: STANDARD WITH FIXED BEARING, VIBRATION SEVERITY GRADE: R/A, SHAFT AND FLANGE ACCURACY: R POWER CONNECTOR (ABOVE) CABLE ENTRY ON THE RIGHT SIGNAL CONNECTION D-END | 5333 | TEM | 1 | MC | 51 | 1
1PH81031DD132BA1 | SIMOTICS M COMPACT ASYNCHRONOUS MOTOR 1000RPM, 3,7KW, 35NM, 10A, 333V 1150RPM, 4,3KW, 36NM, 10A, 380V 1350RPM, 4,7KW,33NM, 9,7A, 423V FORCED VENTILATION; DIRECTION OF AIR FLOW NDE --> DE; DEGREE OF PROTECTION IP55 INCREMENTAL ENCODER 22 BIT WITH COMMUTATING POSITION (ENCODER IC22DQ) WITH DRIVE-CLIQ INTERFACE DESIGN IM B35 (IM V15, IM V35) SHAFT WITH FITTED KEY HALF-KEY BALANCING BEARING: STANDARD WITH FIXED BEARING, VIBRATION SEVERITY GRADE: R/A, SHAFT AND FLANGE ACCURACY: R TERMINAL BOX (ABOVE) CABLE ENTRY ON THE RIGHT SIGNAL CONNECTION D-END | 5333 | TEM | 1 | MC | 51 | 1
1PH81031DD132DE1 | SIMOTICS M COMPACT ASYNCHRONOUS MOTOR 1000RPM, 3,7KW, 35NM, 10A, 333V 1150RPM, 4,3KW, 36NM, 10A, 380V 1350RPM, 4,7KW,33NM, 9,7A, 423V FORCED VENTILATION; DIRECTION OF AIR FLOW NDE --> DE; DEGREE OF PROTECTION IP55 INCREMENTAL ENCODER 22 BIT WITH COMMUTATING POSITION (ENCODER IC22DQ) WITH DRIVE-CLIQ INTERFACE DESIGN IM B35 (IM V15, IM V35) SHAFT WITH FITTED KEY HALF-KEY BALANCING BEARING: STANDARD WITH FIXED BEARING, VIBRATION SEVERITY GRADE: SR/A, SHAFT AND FLANGE ACCURACY: R POWER CONNECTOR (ABOVE) CABLE ENTRY ON THE RIGHT SIGNAL CONNECTION D-END | 5599 | TEM | 1 | MC | 51 | 1
1PH81031DF000BA1 | SIMOTICS M COMPACT ASYNCHRONOUS MOTOR 1500RPM, 5,5KW,35NM, 13,1A,342V 1750RPM, 6,3KW,34NM, 13,5A,412V 2000RPM, 7,0KW,33NM, 12,7A,460V FORCED VENTILATION; DIRECTION OF AIR FLOW DE --> NDE; DEGREE OF PROTECTION IP55 INCREMENTAL ENCODER 22 BIT WITH COMMUTATING POSITION (ENCODER IC22DQ) WITH DRIVE-CLIQ INTERFACE DESIGN IM B3 (IM V5, IM V6) PLAIN SHAFT WITHOUT FITTED KEY; BEARING: STANDARD WITH FIXED BEARING, VIBRATION SEVERITY GRADE: R/A, SHAFT AND FLANGE ACCURACY: R TERMINAL BOX (ABOVE) CABLE ENTRY ON THE RIGHT SIGNAL CONNECTION D-END | 4900 | TEM | 1 | MC | 51 | 1
1PH81031DF000BG1 | SIMOTICS M COMPACT ASYNCHRONOUS MOTOR 1500RPM, 5,5KW,35NM, 13,1A,342V 1750RPM, 6,3KW,34NM, 13,5A,412V 2000RPM, 7,0KW,33NM, 12,7A,460V FORCED VENTILATION; DIRECTION OF AIR FLOW DE --> NDE; DEGREE OF PROTECTION IP55 INCREMENTAL ENCODER 22 BIT WITH COMMUTATING POSITION (ENCODER IC22DQ) WITH DRIVE-CLIQ INTERFACE DESIGN IM B3 (IM V5, IM V6) PLAIN SHAFT WITHOUT FITTED KEY; BEARING: STANDARD WITH FIXED BEARING, VIBRATION SEVERITY GRADE: R/A, SHAFT AND FLANGE ACCURACY: R POWER CONNECTOR (ABOVE) CABLE ENTRY ON THE ND-END SIGNAL CONNECTION LEFT | 4900 | TEM | 1 | MC | 51 | 1
1PH81031DF000CA1 | SIMOTICS M COMPACT ASYNCHRONOUS MOTOR 1500RPM, 5,5KW,35NM, 13,1A,342V 1750RPM, 6,3KW,34NM, 13,5A,412V 2000RPM, 7,0KW,33NM, 12,7A,460V FORCED VENTILATION; DIRECTION OF AIR FLOW DE --> NDE; DEGREE OF PROTECTION IP55 INCREMENTAL ENCODER 22 BIT WITH COMMUTATING POSITION (ENCODER IC22DQ) WITH DRIVE-CLIQ INTERFACE DESIGN IM B3 (IM V5, IM V6) PLAIN SHAFT WITHOUT FITTED KEY; BEARING: STANDARD WITH FIXED BEARING, VIBRATION SEVERITY GRADE: S/A, SHAFT AND FLANGE ACCURACY: R TERMINAL BOX (ABOVE) CABLE ENTRY ON THE RIGHT SIGNAL CONNECTION D-END | 5095 | TEM | 1 | MC | 51 | 1
1PH81031DF000CC1 | SIMOTICS M COMPACT ASYNCHRONOUS MOTOR 1500RPM, 5,5KW,35NM, 13,1A,342V 1750RPM, 6,3KW,34NM, 13,5A,412V 2000RPM, 7,0KW,33NM, 12,7A,460V FORCED VENTILATION; DIRECTION OF AIR FLOW DE --> NDE; DEGREE OF PROTECTION IP55 INCREMENTAL ENCODER 22 BIT WITH COMMUTATING POSITION (ENCODER IC22DQ) WITH DRIVE-CLIQ INTERFACE DESIGN IM B3 (IM V5, IM V6) PLAIN SHAFT WITHOUT FITTED KEY; BEARING: STANDARD WITH FIXED BEARING, VIBRATION SEVERITY GRADE: S/A, SHAFT AND FLANGE ACCURACY: R TERMINAL BOX (ABOVE) CABLE ENTRY ON THE ND-END SIGNAL CONNECTION LEFT | 5095 | TEM | 1 | MC | 51 | 1
1PH81031DF000DC1 | SIMOTICS M COMPACT ASYNCHRONOUS MOTOR 1500RPM, 5,5KW,35NM, 13,1A,342V 1750RPM, 6,3KW,34NM, 13,5A,412V 2000RPM, 7,0KW,33NM, 12,7A,460V FORCED VENTILATION; DIRECTION OF AIR FLOW DE --> NDE; DEGREE OF PROTECTION IP55 INCREMENTAL ENCODER 22 BIT WITH COMMUTATING POSITION (ENCODER IC22DQ) WITH DRIVE-CLIQ INTERFACE DESIGN IM B3 (IM V5, IM V6) PLAIN SHAFT WITHOUT FITTED KEY; BEARING: STANDARD WITH FIXED BEARING, VIBRATION SEVERITY GRADE: SR/A, SHAFT AND FLANGE ACCURACY: R TERMINAL BOX (ABOVE) CABLE ENTRY ON THE ND-END SIGNAL CONNECTION LEFT | 5165 | TEM | 1 | MC | 51 | 1
1PH81031DF000LA1 | SIMOTICS M COMPACT ASYNCHRONOUS MOTOR 1500RPM, 5,5KW,35NM, 13,1A,342V 1750RPM, 6,3KW,34NM, 13,5A,412V 2000RPM, 7,0KW,33NM, 12,7A,460V FORCED VENTILATION; DIRECTION OF AIR FLOW DE --> NDE; DEGREE OF PROTECTION IP55 INCREMENTAL ENCODER 22 BIT WITH COMMUTATING POSITION (ENCODER IC22DQ) WITH DRIVE-CLIQ INTERFACE DESIGN IM B3 (IM V5, IM V6) PLAIN SHAFT WITHOUT FITTED KEY; BEARING: PERFORMANCE, VIBRATION SEVERITY GRADE SPECIAL/B; SHAFT A. FLANGE ACCURACY GR. SPECIAL TERMINAL BOX (ABOVE) CABLE ENTRY ON THE RIGHT SIGNAL CONNECTION D-END | 5413 | TEM | 1 | MC | 51 | 1
1PH81031DF001BA1 | SIMOTICS M COMPACT ASYNCHRONOUS MOTOR 1500RPM, 5,5KW,35NM, 13,1A,342V 1750RPM, 6,3KW,34NM, 13,5A,412V 2000RPM, 7,0KW,33NM, 12,7A,460V FORCED VENTILATION; DIRECTION OF AIR FLOW DE --> NDE; DEGREE OF PROTECTION IP55 INCREMENTAL ENCODER 22 BIT WITH COMMUTATING POSITION (ENCODER IC22DQ) WITH DRIVE-CLIQ INTERFACE DESIGN IM B3 (IM V5, IM V6) SHAFT WITH FITTED KEY FULL-KEY BALANCING BEARING: STANDARD WITH FIXED BEARING, VIBRATION SEVERITY GRADE: R/A, SHAFT AND FLANGE ACCURACY: R TERMINAL BOX (ABOVE) CABLE ENTRY ON THE RIGHT SIGNAL CONNECTION D-END | 4900 | TEM | 1 | MC | 51 | 1
1PH81031DF001BC1 | SIMOTICS M COMPACT ASYNCHRONOUS MOTOR 1500RPM, 5,5KW,35NM, 13,1A,342V 1750RPM, 6,3KW,34NM, 13,5A,412V 2000RPM, 7,0KW,33NM, 12,7A,460V FORCED VENTILATION; DIRECTION OF AIR FLOW DE --> NDE; DEGREE OF PROTECTION IP55 INCREMENTAL ENCODER 22 BIT WITH COMMUTATING POSITION (ENCODER IC22DQ) WITH DRIVE-CLIQ INTERFACE DESIGN IM B3 (IM V5, IM V6) SHAFT WITH FITTED KEY FULL-KEY BALANCING BEARING: STANDARD WITH FIXED BEARING, VIBRATION SEVERITY GRADE: R/A, SHAFT AND FLANGE ACCURACY: R TERMINAL BOX (ABOVE) CABLE ENTRY ON THE ND-END SIGNAL CONNECTION LEFT | 4900 | TEM | 1 | MC | 51 | 1
1PH81031DF001CA1 | SIMOTICS M COMPACT ASYNCHRONOUS MOTOR 1500RPM, 5,5KW,35NM, 13,1A,342V 1750RPM, 6,3KW,34NM, 13,5A,412V 2000RPM, 7,0KW,33NM, 12,7A,460V FORCED VENTILATION; DIRECTION OF AIR FLOW DE --> NDE; DEGREE OF PROTECTION IP55 INCREMENTAL ENCODER 22 BIT WITH COMMUTATING POSITION (ENCODER IC22DQ) WITH DRIVE-CLIQ INTERFACE DESIGN IM B3 (IM V5, IM V6) SHAFT WITH FITTED KEY FULL-KEY BALANCING BEARING: STANDARD WITH FIXED BEARING, VIBRATION SEVERITY GRADE: S/A, SHAFT AND FLANGE ACCURACY: R TERMINAL BOX (ABOVE) CABLE ENTRY ON THE RIGHT SIGNAL CONNECTION D-END | 5095 | TEM | 1 | MC | 51 | 1
1PH81031DF001LA1 | SIMOTICS M COMPACT ASYNCHRONOUS MOTOR 1500RPM, 5,5KW,35NM, 13,1A,342V 1750RPM, 6,3KW,34NM, 13,5A,412V 2000RPM, 7,0KW,33NM, 12,7A,460V FORCED VENTILATION; DIRECTION OF AIR FLOW DE --> NDE; DEGREE OF PROTECTION IP55 INCREMENTAL ENCODER 22 BIT WITH COMMUTATING POSITION (ENCODER IC22DQ) WITH DRIVE-CLIQ INTERFACE DESIGN IM B3 (IM V5, IM V6) SHAFT WITH FITTED KEY FULL-KEY BALANCING BEARING: PERFORMANCE, VIBRATION SEVERITY GRADE SPECIAL/B; SHAFT A. FLANGE ACCURACY GR. SPECIAL TERMINAL BOX (ABOVE) CABLE ENTRY ON THE RIGHT SIGNAL CONNECTION D-END | 5413 | TEM | 1 | MC | 51 | 1
1PH81031DF002BA1 | SIMOTICS M COMPACT ASYNCHRONOUS MOTOR 1500RPM, 5,5KW,35NM, 13,1A,342V 1750RPM, 6,3KW,34NM, 13,5A,412V 2000RPM, 7,0KW,33NM, 12,7A,460V FORCED VENTILATION; DIRECTION OF AIR FLOW DE --> NDE; DEGREE OF PROTECTION IP55 INCREMENTAL ENCODER 22 BIT WITH COMMUTATING POSITION (ENCODER IC22DQ) WITH DRIVE-CLIQ INTERFACE DESIGN IM B3 (IM V5, IM V6) SHAFT WITH FITTED KEY HALF-KEY BALANCING BEARING: STANDARD WITH FIXED BEARING, VIBRATION SEVERITY GRADE: R/A, SHAFT AND FLANGE ACCURACY: R TERMINAL BOX (ABOVE) CABLE ENTRY ON THE RIGHT SIGNAL CONNECTION D-END | 4900 | TEM | 1 | MC | 51 | 1
1PH81031DF002BG1 | SIMOTICS M COMPACT ASYNCHRONOUS MOTOR 1500RPM, 5,5KW,35NM, 13,1A,342V 1750RPM, 6,3KW,34NM, 13,5A,412V 2000RPM, 7,0KW,33NM, 12,7A,460V FORCED VENTILATION; DIRECTION OF AIR FLOW DE --> NDE; DEGREE OF PROTECTION IP55 INCREMENTAL ENCODER 22 BIT WITH COMMUTATING POSITION (ENCODER IC22DQ) WITH DRIVE-CLIQ INTERFACE DESIGN IM B3 (IM V5, IM V6) SHAFT WITH FITTED KEY HALF-KEY BALANCING BEARING: STANDARD WITH FIXED BEARING, VIBRATION SEVERITY GRADE: R/A, SHAFT AND FLANGE ACCURACY: R POWER CONNECTOR (ABOVE) CABLE ENTRY ON THE ND-END SIGNAL CONNECTION LEFT | 4900 | TEM | 1 | MC | 51 | 1
1PH81031DF002CA1 | SIMOTICS M COMPACT ASYNCHRONOUS MOTOR 1500RPM, 5,5KW,35NM, 13,1A,342V 1750RPM, 6,3KW,34NM, 13,5A,412V 2000RPM, 7,0KW,33NM, 12,7A,460V FORCED VENTILATION; DIRECTION OF AIR FLOW DE --> NDE; DEGREE OF PROTECTION IP55 INCREMENTAL ENCODER 22 BIT WITH COMMUTATING POSITION (ENCODER IC22DQ) WITH DRIVE-CLIQ INTERFACE DESIGN IM B3 (IM V5, IM V6) SHAFT WITH FITTED KEY HALF-KEY BALANCING BEARING: STANDARD WITH FIXED BEARING, VIBRATION SEVERITY GRADE: S/A, SHAFT AND FLANGE ACCURACY: R TERMINAL BOX (ABOVE) CABLE ENTRY ON THE RIGHT SIGNAL CONNECTION D-END | 5095 | TEM | 1 | MC | 51 | 1
1PH81031DF002DA1 | SIMOTICS M COMPACT ASYNCHRONOUS MOTOR 1500RPM, 5,5KW,35NM, 13,1A,342V 1750RPM, 6,3KW,34NM, 13,5A,412V 2000RPM, 7,0KW,33NM, 12,7A,460V FORCED VENTILATION; DIRECTION OF AIR FLOW DE --> NDE; DEGREE OF PROTECTION IP55 INCREMENTAL ENCODER 22 BIT WITH COMMUTATING POSITION (ENCODER IC22DQ) WITH DRIVE-CLIQ INTERFACE DESIGN IM B3 (IM V5, IM V6) SHAFT WITH FITTED KEY HALF-KEY BALANCING BEARING: STANDARD WITH FIXED BEARING, VIBRATION SEVERITY GRADE: SR/A, SHAFT AND FLANGE ACCURACY: R TERMINAL BOX (ABOVE) CABLE ENTRY ON THE RIGHT SIGNAL CONNECTION D-END | 5165 | TEM | 1 | MC | 51 | 1
1PH81031DF002FA1 | SIMOTICS M COMPACT ASYNCHRONOUS MOTOR 1500RPM, 5,5KW,35NM, 13,1A,342V 1750RPM, 6,3KW,34NM, 13,5A,412V 2000RPM, 7,0KW,33NM, 12,7A,460V FORCED VENTILATION; DIRECTION OF AIR FLOW DE --> NDE; DEGREE OF PROTECTION IP55 INCREMENTAL ENCODER 22 BIT WITH COMMUTATING POSITION (ENCODER IC22DQ) WITH DRIVE-CLIQ INTERFACE DESIGN IM B3 (IM V5, IM V6) SHAFT WITH FITTED KEY HALF-KEY BALANCING BEARING: INCREASED RADIAL FORCES, VIBRATION SEVERITY GRADE: R/A, SHAFT+FLANGE ACCURACY: R TERMINAL BOX (ABOVE) CABLE ENTRY ON THE RIGHT SIGNAL CONNECTION D-END | 4983 | TEM | 1 | MC | 51 | 1
1PH81031DF002GA1 | SIMOTICS M COMPACT ASYNCHRONOUS MOTOR 1500RPM, 5,5KW,35NM, 13,1A,342V 1750RPM, 6,3KW,34NM, 13,5A,412V 2000RPM, 7,0KW,33NM, 12,7A,460V FORCED VENTILATION; DIRECTION OF AIR FLOW DE --> NDE; DEGREE OF PROTECTION IP55 INCREMENTAL ENCODER 22 BIT WITH COMMUTATING POSITION (ENCODER IC22DQ) WITH DRIVE-CLIQ INTERFACE DESIGN IM B3 (IM V5, IM V6) SHAFT WITH FITTED KEY HALF-KEY BALANCING BEARING: STANDARD, VIBRATION SEVERITY GRADE: R/A, SHAFT AND FLANGE ACCURACY: R TERMINAL BOX (ABOVE) CABLE ENTRY ON THE RIGHT SIGNAL CONNECTION D-END | 4615 | TEM | 1 | MC | 51 | 1
1PH81031DF020BA1 | SIMOTICS M COMPACT ASYNCHRONOUS MOTOR 1500RPM, 5,5KW,35NM, 13,1A,342V 1750RPM, 6,3KW,34NM, 13,5A,412V 2000RPM, 7,0KW,33NM, 12,7A,460V FORCED VENTILATION; DIRECTION OF AIR FLOW DE --> NDE; DEGREE OF PROTECTION IP55 INCREMENTAL ENCODER 22 BIT WITH COMMUTATING POSITION (ENCODER IC22DQ) WITH DRIVE-CLIQ INTERFACE DESIGN IM B5 (IMV 1,IM V3) PLAIN SHAFT WITHOUT FITTED KEY; BEARING: STANDARD WITH FIXED BEARING, VIBRATION SEVERITY GRADE: R/A, SHAFT AND FLANGE ACCURACY: R TERMINAL BOX (ABOVE) CABLE ENTRY ON THE RIGHT SIGNAL CONNECTION D-END | 5095 | TEM | 1 | MC | 51 | 1
1PH81031DF020BC1 | SIMOTICS M COMPACT ASYNCHRONOUS MOTOR 1500RPM, 5,5KW,35NM, 13,1A,342V 1750RPM, 6,3KW,34NM, 13,5A,412V 2000RPM, 7,0KW,33NM, 12,7A,460V FORCED VENTILATION; DIRECTION OF AIR FLOW DE --> NDE; DEGREE OF PROTECTION IP55 INCREMENTAL ENCODER 22 BIT WITH COMMUTATING POSITION (ENCODER IC22DQ) WITH DRIVE-CLIQ INTERFACE DESIGN IM B5 (IMV 1,IM V3) PLAIN SHAFT WITHOUT FITTED KEY; BEARING: STANDARD WITH FIXED BEARING, VIBRATION SEVERITY GRADE: R/A, SHAFT AND FLANGE ACCURACY: R TERMINAL BOX (ABOVE) CABLE ENTRY ON THE ND-END SIGNAL CONNECTION LEFT | 5095 | TEM | 1 | MC | 51 | 1
1PH81031DF020BG1 | SIMOTICS M COMPACT ASYNCHRONOUS MOTOR 1500RPM, 5,5KW,35NM, 13,1A,342V 1750RPM, 6,3KW,34NM, 13,5A,412V 2000RPM, 7,0KW,33NM, 12,7A,460V FORCED VENTILATION; DIRECTION OF AIR FLOW DE --> NDE; DEGREE OF PROTECTION IP55 INCREMENTAL ENCODER 22 BIT WITH COMMUTATING POSITION (ENCODER IC22DQ) WITH DRIVE-CLIQ INTERFACE DESIGN IM B5 (IMV 1,IM V3) PLAIN SHAFT WITHOUT FITTED KEY; BEARING: STANDARD WITH FIXED BEARING, VIBRATION SEVERITY GRADE: R/A, SHAFT AND FLANGE ACCURACY: R POWER CONNECTOR (ABOVE) CABLE ENTRY ON THE ND-END SIGNAL CONNECTION LEFT | 5095 | TEM | 1 | MC | 51 | 1
1PH81031DF020BH1 | SIMOTICS M COMPACT ASYNCHRONOUS MOTOR 1500RPM, 5,5KW,35NM, 13,1A,342V 1750RPM, 6,3KW,34NM, 13,5A,412V 2000RPM, 7,0KW,33NM, 12,7A,460V FORCED VENTILATION; DIRECTION OF AIR FLOW DE --> NDE; DEGREE OF PROTECTION IP55 INCREMENTAL ENCODER 22 BIT WITH COMMUTATING POSITION (ENCODER IC22DQ) WITH DRIVE-CLIQ INTERFACE DESIGN IM B5 (IMV 1,IM V3) PLAIN SHAFT WITHOUT FITTED KEY; BEARING: STANDARD WITH FIXED BEARING, VIBRATION SEVERITY GRADE: R/A, SHAFT AND FLANGE ACCURACY: R POWER CONNECTOR (ABOVE) CABLE ENTRY ON THE ND-END SIGNAL CONNECTION LEFT | 5095 | TEM | 1 | MC | 51 | 1
1PH81031DF020CA1 | SIMOTICS M COMPACT ASYNCHRONOUS MOTOR 1500RPM, 5,5KW,35NM, 13,1A,342V 1750RPM, 6,3KW,34NM, 13,5A,412V 2000RPM, 7,0KW,33NM, 12,7A,460V FORCED VENTILATION; DIRECTION OF AIR FLOW DE --> NDE; DEGREE OF PROTECTION IP55 INCREMENTAL ENCODER 22 BIT WITH COMMUTATING POSITION (ENCODER IC22DQ) WITH DRIVE-CLIQ INTERFACE DESIGN IM B5 (IMV 1,IM V3) PLAIN SHAFT WITHOUT FITTED KEY; BEARING: STANDARD WITH FIXED BEARING, VIBRATION SEVERITY GRADE: S/A, SHAFT AND FLANGE ACCURACY: R TERMINAL BOX (ABOVE) CABLE ENTRY ON THE RIGHT SIGNAL CONNECTION D-END | 5290 | TEM | 1 | MC | 51 | 1
1PH81031DF020CB1 | SIMOTICS M COMPACT ASYNCHRONOUS MOTOR 1500RPM, 5,5KW,35NM, 13,1A,342V 1750RPM, 6,3KW,34NM, 13,5A,412V 2000RPM, 7,0KW,33NM, 12,7A,460V FORCED VENTILATION; DIRECTION OF AIR FLOW DE --> NDE; DEGREE OF PROTECTION IP55 INCREMENTAL ENCODER 22 BIT WITH COMMUTATING POSITION (ENCODER IC22DQ) WITH DRIVE-CLIQ INTERFACE DESIGN IM B5 (IMV 1,IM V3) PLAIN SHAFT WITHOUT FITTED KEY; BEARING: STANDARD WITH FIXED BEARING, VIBRATION SEVERITY GRADE: S/A, SHAFT AND FLANGE ACCURACY: R TERMINAL BOX (ABOVE) CABLE ENTRY ON THE LEFT SIGNAL CONNECTION D-END | 5290 | TEM | 1 | MC | 51 | 1
1PH81031DF020CC1 | SIMOTICS M COMPACT ASYNCHRONOUS MOTOR 1500RPM, 5,5KW,35NM, 13,1A,342V 1750RPM, 6,3KW,34NM, 13,5A,412V 2000RPM, 7,0KW,33NM, 12,7A,460V FORCED VENTILATION; DIRECTION OF AIR FLOW DE --> NDE; DEGREE OF PROTECTION IP55 INCREMENTAL ENCODER 22 BIT WITH COMMUTATING POSITION (ENCODER IC22DQ) WITH DRIVE-CLIQ INTERFACE DESIGN IM B5 (IMV 1,IM V3) PLAIN SHAFT WITHOUT FITTED KEY; BEARING: STANDARD WITH FIXED BEARING, VIBRATION SEVERITY GRADE: S/A, SHAFT AND FLANGE ACCURACY: R TERMINAL BOX (ABOVE) CABLE ENTRY ON THE ND-END SIGNAL CONNECTION LEFT | 5290 | TEM | 1 | MC | 51 | 1
1PH81031DF020DA1 | SIMOTICS M COMPACT ASYNCHRONOUS MOTOR 1500RPM, 5,5KW,35NM, 13,1A,342V 1750RPM, 6,3KW,34NM, 13,5A,412V 2000RPM, 7,0KW,33NM, 12,7A,460V FORCED VENTILATION; DIRECTION OF AIR FLOW DE --> NDE; DEGREE OF PROTECTION IP55 INCREMENTAL ENCODER 22 BIT WITH COMMUTATING POSITION (ENCODER IC22DQ) WITH DRIVE-CLIQ INTERFACE DESIGN IM B5 (IMV 1,IM V3) PLAIN SHAFT WITHOUT FITTED KEY; BEARING: STANDARD WITH FIXED BEARING, VIBRATION SEVERITY GRADE: SR/A, SHAFT AND FLANGE ACCURACY: R TERMINAL BOX (ABOVE) CABLE ENTRY ON THE RIGHT SIGNAL CONNECTION D-END | 5360 | TEM | 1 | MC | 51 | 1
1PH81031DF020DC1 | SIMOTICS M COMPACT ASYNCHRONOUS MOTOR 1500RPM, 5,5KW,35NM, 13,1A,342V 1750RPM, 6,3KW,34NM, 13,5A,412V 2000RPM, 7,0KW,33NM, 12,7A,460V FORCED VENTILATION; DIRECTION OF AIR FLOW DE --> NDE; DEGREE OF PROTECTION IP55 INCREMENTAL ENCODER 22 BIT WITH COMMUTATING POSITION (ENCODER IC22DQ) WITH DRIVE-CLIQ INTERFACE DESIGN IM B5 (IMV 1,IM V3) PLAIN SHAFT WITHOUT FITTED KEY; BEARING: STANDARD WITH FIXED BEARING, VIBRATION SEVERITY GRADE: SR/A, SHAFT AND FLANGE ACCURACY: R TERMINAL BOX (ABOVE) CABLE ENTRY ON THE ND-END SIGNAL CONNECTION LEFT | 5360 | TEM | 1 | MC | 51 | 1
1PH81031DF020DE1 | SIMOTICS M COMPACT ASYNCHRONOUS MOTOR 1500RPM, 5,5KW,35NM, 13,1A,342V 1750RPM, 6,3KW,34NM, 13,5A,412V 2000RPM, 7,0KW,33NM, 12,7A,460V FORCED VENTILATION; DIRECTION OF AIR FLOW DE --> NDE; DEGREE OF PROTECTION IP55 INCREMENTAL ENCODER 22 BIT WITH COMMUTATING POSITION (ENCODER IC22DQ) WITH DRIVE-CLIQ INTERFACE DESIGN IM B5 (IMV 1,IM V3) PLAIN SHAFT WITHOUT FITTED KEY; BEARING: STANDARD WITH FIXED BEARING, VIBRATION SEVERITY GRADE: SR/A, SHAFT AND FLANGE ACCURACY: R POWER CONNECTOR (ABOVE) CABLE ENTRY ON THE RIGHT SIGNAL CONNECTION D-END | 5360 | TEM | 1 | MC | 51 | 1
1PH81031DF020GA1 | SIMOTICS M COMPACT ASYNCHRONOUS MOTOR 1500RPM, 5,5KW,35NM, 13,1A,342V 1750RPM, 6,3KW,34NM, 13,5A,412V 2000RPM, 7,0KW,33NM, 12,7A,460V FORCED VENTILATION; DIRECTION OF AIR FLOW DE --> NDE; DEGREE OF PROTECTION IP55 INCREMENTAL ENCODER 22 BIT WITH COMMUTATING POSITION (ENCODER IC22DQ) WITH DRIVE-CLIQ INTERFACE DESIGN IM B5 (IMV 1,IM V3) PLAIN SHAFT WITHOUT FITTED KEY; BEARING: STANDARD, VIBRATION SEVERITY GRADE: R/A, SHAFT AND FLANGE ACCURACY: R TERMINAL BOX (ABOVE) CABLE ENTRY ON THE RIGHT SIGNAL CONNECTION D-END | 4810 | TEM | 1 | MC | 51 | 1
1PH81031DF020LA1 | SIMOTICS M COMPACT ASYNCHRONOUS MOTOR 1500RPM, 5,5KW,35NM, 13,1A,342V 1750RPM, 6,3KW,34NM, 13,5A,412V 2000RPM, 7,0KW,33NM, 12,7A,460V FORCED VENTILATION; DIRECTION OF AIR FLOW DE --> NDE; DEGREE OF PROTECTION IP55 INCREMENTAL ENCODER 22 BIT WITH COMMUTATING POSITION (ENCODER IC22DQ) WITH DRIVE-CLIQ INTERFACE DESIGN IM B5 (IMV 1,IM V3) PLAIN SHAFT WITHOUT FITTED KEY; BEARING: PERFORMANCE, VIBRATION SEVERITY GRADE SPECIAL/B; SHAFT A. FLANGE ACCURACY GR. SPECIAL TERMINAL BOX (ABOVE) CABLE ENTRY ON THE RIGHT SIGNAL CONNECTION D-END | 5608 | TEM | 1 | MC | 51 | 1
1PH81031DF020LB1 | SIMOTICS M COMPACT ASYNCHRONOUS MOTOR 1500RPM, 5,5KW,35NM, 13,1A,342V 1750RPM, 6,3KW,34NM, 13,5A,412V 2000RPM, 7,0KW,33NM, 12,7A,460V FORCED VENTILATION; DIRECTION OF AIR FLOW DE --> NDE; DEGREE OF PROTECTION IP55 INCREMENTAL ENCODER 22 BIT WITH COMMUTATING POSITION (ENCODER IC22DQ) WITH DRIVE-CLIQ INTERFACE DESIGN IM B5 (IMV 1,IM V3) PLAIN SHAFT WITHOUT FITTED KEY; BEARING: PERFORMANCE, VIBRATION SEVERITY GRADE SPECIAL/B; SHAFT A. FLANGE ACCURACY GR. SPECIAL TERMINAL BOX (ABOVE) CABLE ENTRY ON THE LEFT SIGNAL CONNECTION D-END | 5608 | TEM | 1 | MC | 51 | 1
1PH81031DF020LC1 | SIMOTICS M COMPACT ASYNCHRONOUS MOTOR 1500RPM, 5,5KW,35NM, 13,1A,342V 1750RPM, 6,3KW,34NM, 13,5A,412V 2000RPM, 7,0KW,33NM, 12,7A,460V FORCED VENTILATION; DIRECTION OF AIR FLOW DE --> NDE; DEGREE OF PROTECTION IP55 INCREMENTAL ENCODER 22 BIT WITH COMMUTATING POSITION (ENCODER IC22DQ) WITH DRIVE-CLIQ INTERFACE DESIGN IM B5 (IMV 1,IM V3) PLAIN SHAFT WITHOUT FITTED KEY; BEARING: PERFORMANCE, VIBRATION SEVERITY GRADE SPECIAL/B; SHAFT A. FLANGE ACCURACY GR. SPECIAL TERMINAL BOX (ABOVE) CABLE ENTRY ON THE ND-END SIGNAL CONNECTION LEFT | 5608 | TEM | 1 | MC | 51 | 1
1PH81031DF021BA1 | SIMOTICS M COMPACT ASYNCHRONOUS MOTOR 1500RPM, 5,5KW,35NM, 13,1A,342V 1750RPM, 6,3KW,34NM, 13,5A,412V 2000RPM, 7,0KW,33NM, 12,7A,460V FORCED VENTILATION; DIRECTION OF AIR FLOW DE --> NDE; DEGREE OF PROTECTION IP55 INCREMENTAL ENCODER 22 BIT WITH COMMUTATING POSITION (ENCODER IC22DQ) WITH DRIVE-CLIQ INTERFACE DESIGN IM B5 (IMV 1,IM V3) SHAFT WITH FITTED KEY FULL-KEY BALANCING BEARING: STANDARD WITH FIXED BEARING, VIBRATION SEVERITY GRADE: R/A, SHAFT AND FLANGE ACCURACY: R TERMINAL BOX (ABOVE) CABLE ENTRY ON THE RIGHT SIGNAL CONNECTION D-END | 5095 | TEM | 1 | MC | 51 | 1
1PH81031DF021BG1 | SIMOTICS M COMPACT ASYNCHRONOUS MOTOR 1500RPM, 5,5KW,35NM, 13,1A,342V 1750RPM, 6,3KW,34NM, 13,5A,412V 2000RPM, 7,0KW,33NM, 12,7A,460V FORCED VENTILATION; DIRECTION OF AIR FLOW DE --> NDE; DEGREE OF PROTECTION IP55 INCREMENTAL ENCODER 22 BIT WITH COMMUTATING POSITION (ENCODER IC22DQ) WITH DRIVE-CLIQ INTERFACE DESIGN IM B5 (IMV 1,IM V3) SHAFT WITH FITTED KEY FULL-KEY BALANCING BEARING: STANDARD WITH FIXED BEARING, VIBRATION SEVERITY GRADE: R/A, SHAFT AND FLANGE ACCURACY: R POWER CONNECTOR (ABOVE) CABLE ENTRY ON THE ND-END SIGNAL CONNECTION LEFT | 5095 | TEM | 1 | MC | 51 | 1
1PH81031DF021CA1 | SIMOTICS M COMPACT ASYNCHRONOUS MOTOR 1500RPM, 5,5KW,35NM, 13,1A,342V 1750RPM, 6,3KW,34NM, 13,5A,412V 2000RPM, 7,0KW,33NM, 12,7A,460V FORCED VENTILATION; DIRECTION OF AIR FLOW DE --> NDE; DEGREE OF PROTECTION IP55 INCREMENTAL ENCODER 22 BIT WITH COMMUTATING POSITION (ENCODER IC22DQ) WITH DRIVE-CLIQ INTERFACE DESIGN IM B5 (IMV 1,IM V3) SHAFT WITH FITTED KEY FULL-KEY BALANCING BEARING: STANDARD WITH FIXED BEARING, VIBRATION SEVERITY GRADE: S/A, SHAFT AND FLANGE ACCURACY: R TERMINAL BOX (ABOVE) CABLE ENTRY ON THE RIGHT SIGNAL CONNECTION D-END | 5290 | TEM | 1 | MC | 51 | 1
1PH81031DF021DA1 | SIMOTICS M COMPACT ASYNCHRONOUS MOTOR 1500RPM, 5,5KW,35NM, 13,1A,342V 1750RPM, 6,3KW,34NM, 13,5A,412V 2000RPM, 7,0KW,33NM, 12,7A,460V FORCED VENTILATION; DIRECTION OF AIR FLOW DE --> NDE; DEGREE OF PROTECTION IP55 INCREMENTAL ENCODER 22 BIT WITH COMMUTATING POSITION (ENCODER IC22DQ) WITH DRIVE-CLIQ INTERFACE DESIGN IM B5 (IMV 1,IM V3) SHAFT WITH FITTED KEY FULL-KEY BALANCING BEARING: STANDARD WITH FIXED BEARING, VIBRATION SEVERITY GRADE: SR/A, SHAFT AND FLANGE ACCURACY: R TERMINAL BOX (ABOVE) CABLE ENTRY ON THE RIGHT SIGNAL CONNECTION D-END | 5360 | TEM | 1 | MC | 51 | 1
1PH81031DF021LA1 | SIMOTICS M COMPACT ASYNCHRONOUS MOTOR 1500RPM, 5,5KW,35NM, 13,1A,342V 1750RPM, 6,3KW,34NM, 13,5A,412V 2000RPM, 7,0KW,33NM, 12,7A,460V FORCED VENTILATION; DIRECTION OF AIR FLOW DE --> NDE; DEGREE OF PROTECTION IP55 INCREMENTAL ENCODER 22 BIT WITH COMMUTATING POSITION (ENCODER IC22DQ) WITH DRIVE-CLIQ INTERFACE DESIGN IM B5 (IMV 1,IM V3) SHAFT WITH FITTED KEY FULL-KEY BALANCING BEARING: PERFORMANCE, VIBRATION SEVERITY GRADE SPECIAL/B; SHAFT A. FLANGE ACCURACY GR. SPECIAL TERMINAL BOX (ABOVE) CABLE ENTRY ON THE RIGHT SIGNAL CONNECTION D-END | 5608 | TEM | 1 | MC | 51 | 1
1PH81031DF022BA1 | SIMOTICS M COMPACT ASYNCHRONOUS MOTOR 1500RPM, 5,5KW,35NM, 13,1A,342V 1750RPM, 6,3KW,34NM, 13,5A,412V 2000RPM, 7,0KW,33NM, 12,7A,460V FORCED VENTILATION; DIRECTION OF AIR FLOW DE --> NDE; DEGREE OF PROTECTION IP55 INCREMENTAL ENCODER 22 BIT WITH COMMUTATING POSITION (ENCODER IC22DQ) WITH DRIVE-CLIQ INTERFACE DESIGN IM B5 (IMV 1,IM V3) SHAFT WITH FITTED KEY HALF-KEY BALANCING BEARING: STANDARD WITH FIXED BEARING, VIBRATION SEVERITY GRADE: R/A, SHAFT AND FLANGE ACCURACY: R TERMINAL BOX (ABOVE) CABLE ENTRY ON THE RIGHT SIGNAL CONNECTION D-END | 5095 | TEM | 1 | MC | 51 | 1
1PH81031DF022BB1 | SIMOTICS M COMPACT ASYNCHRONOUS MOTOR 1500RPM, 5,5KW,35NM, 13,1A,342V 1750RPM, 6,3KW,34NM, 13,5A,412V 2000RPM, 7,0KW,33NM, 12,7A,460V FORCED VENTILATION; DIRECTION OF AIR FLOW DE --> NDE; DEGREE OF PROTECTION IP55 INCREMENTAL ENCODER 22 BIT WITH COMMUTATING POSITION (ENCODER IC22DQ) WITH DRIVE-CLIQ INTERFACE DESIGN IM B5 (IMV 1,IM V3) SHAFT WITH FITTED KEY HALF-KEY BALANCING BEARING: STANDARD WITH FIXED BEARING, VIBRATION SEVERITY GRADE: R/A, SHAFT AND FLANGE ACCURACY: R TERMINAL BOX (ABOVE) CABLE ENTRY ON THE LEFT SIGNAL CONNECTION D-END | 5095 | TEM | 1 | MC | 51 | 1
1PH81031DF022CA1 | SIMOTICS M COMPACT ASYNCHRONOUS MOTOR 1500RPM, 5,5KW,35NM, 13,1A,342V 1750RPM, 6,3KW,34NM, 13,5A,412V 2000RPM, 7,0KW,33NM, 12,7A,460V FORCED VENTILATION; DIRECTION OF AIR FLOW DE --> NDE; DEGREE OF PROTECTION IP55 INCREMENTAL ENCODER 22 BIT WITH COMMUTATING POSITION (ENCODER IC22DQ) WITH DRIVE-CLIQ INTERFACE DESIGN IM B5 (IMV 1,IM V3) SHAFT WITH FITTED KEY HALF-KEY BALANCING BEARING: STANDARD WITH FIXED BEARING, VIBRATION SEVERITY GRADE: S/A, SHAFT AND FLANGE ACCURACY: R TERMINAL BOX (ABOVE) CABLE ENTRY ON THE RIGHT SIGNAL CONNECTION D-END | 5290 | TEM | 1 | MC | 51 | 1
1PH81031DF022CB1 | SIMOTICS M COMPACT ASYNCHRONOUS MOTOR 1500RPM, 5,5KW,35NM, 13,1A,342V 1750RPM, 6,3KW,34NM, 13,5A,412V 2000RPM, 7,0KW,33NM, 12,7A,460V FORCED VENTILATION; DIRECTION OF AIR FLOW DE --> NDE; DEGREE OF PROTECTION IP55 INCREMENTAL ENCODER 22 BIT WITH COMMUTATING POSITION (ENCODER IC22DQ) WITH DRIVE-CLIQ INTERFACE DESIGN IM B5 (IMV 1,IM V3) SHAFT WITH FITTED KEY HALF-KEY BALANCING BEARING: STANDARD WITH FIXED BEARING, VIBRATION SEVERITY GRADE: S/A, SHAFT AND FLANGE ACCURACY: R TERMINAL BOX (ABOVE) CABLE ENTRY ON THE LEFT SIGNAL CONNECTION D-END | 5290 | TEM | 1 | MC | 51 | 1
1PH81031DF022DA1 | SIMOTICS M COMPACT ASYNCHRONOUS MOTOR 1500RPM, 5,5KW,35NM, 13,1A,342V 1750RPM, 6,3KW,34NM, 13,5A,412V 2000RPM, 7,0KW,33NM, 12,7A,460V FORCED VENTILATION; DIRECTION OF AIR FLOW DE --> NDE; DEGREE OF PROTECTION IP55 INCREMENTAL ENCODER 22 BIT WITH COMMUTATING POSITION (ENCODER IC22DQ) WITH DRIVE-CLIQ INTERFACE DESIGN IM B5 (IMV 1,IM V3) SHAFT WITH FITTED KEY HALF-KEY BALANCING BEARING: STANDARD WITH FIXED BEARING, VIBRATION SEVERITY GRADE: SR/A, SHAFT AND FLANGE ACCURACY: R TERMINAL BOX (ABOVE) CABLE ENTRY ON THE RIGHT SIGNAL CONNECTION D-END | 5360 | TEM | 1 | MC | 51 | 1
1PH81031DF022DB1 | SIMOTICS M COMPACT ASYNCHRONOUS MOTOR 1500RPM, 5,5KW,35NM, 13,1A,342V 1750RPM, 6,3KW,34NM, 13,5A,412V 2000RPM, 7,0KW,33NM, 12,7A,460V FORCED VENTILATION; DIRECTION OF AIR FLOW DE --> NDE; DEGREE OF PROTECTION IP55 INCREMENTAL ENCODER 22 BIT WITH COMMUTATING POSITION (ENCODER IC22DQ) WITH DRIVE-CLIQ INTERFACE DESIGN IM B5 (IMV 1,IM V3) SHAFT WITH FITTED KEY HALF-KEY BALANCING BEARING: STANDARD WITH FIXED BEARING, VIBRATION SEVERITY GRADE: SR/A, SHAFT AND FLANGE ACCURACY: R TERMINAL BOX (ABOVE) CABLE ENTRY ON THE LEFT SIGNAL CONNECTION D-END | 5360 | TEM | 1 | MC | 51 | 1
1PH81031DF022GA1 | SIMOTICS M COMPACT ASYNCHRONOUS MOTOR 1500RPM, 5,5KW,35NM, 13,1A,342V 1750RPM, 6,3KW,34NM, 13,5A,412V 2000RPM, 7,0KW,33NM, 12,7A,460V FORCED VENTILATION; DIRECTION OF AIR FLOW DE --> NDE; DEGREE OF PROTECTION IP55 INCREMENTAL ENCODER 22 BIT WITH COMMUTATING POSITION (ENCODER IC22DQ) WITH DRIVE-CLIQ INTERFACE DESIGN IM B5 (IMV 1,IM V3) SHAFT WITH FITTED KEY HALF-KEY BALANCING BEARING: STANDARD, VIBRATION SEVERITY GRADE: R/A, SHAFT AND FLANGE ACCURACY: R TERMINAL BOX (ABOVE) CABLE ENTRY ON THE RIGHT SIGNAL CONNECTION D-END | 4810 | TEM | 1 | MC | 51 | 1
1PH81031DF030BA1 | SIMOTICS M COMPACT ASYNCHRONOUS MOTOR 1500RPM, 5,5KW,35NM, 13,1A,342V 1750RPM, 6,3KW,34NM, 13,5A,412V 2000RPM, 7,0KW,33NM, 12,7A,460V FORCED VENTILATION; DIRECTION OF AIR FLOW DE --> NDE; DEGREE OF PROTECTION IP55 INCREMENTAL ENCODER 22 BIT WITH COMMUTATING POSITION (ENCODER IC22DQ) WITH DRIVE-CLIQ INTERFACE DESIGN IM B35 (IM V15, IM V35) PLAIN SHAFT WITHOUT FITTED KEY; BEARING: STANDARD WITH FIXED BEARING, VIBRATION SEVERITY GRADE: R/A, SHAFT AND FLANGE ACCURACY: R TERMINAL BOX (ABOVE) CABLE ENTRY ON THE RIGHT SIGNAL CONNECTION D-END | 5333 | TEM | 1 | MC | 51 | 1
1PH81031DF030BC1 | SIMOTICS M COMPACT ASYNCHRONOUS MOTOR 1500RPM, 5,5KW,35NM, 13,1A,342V 1750RPM, 6,3KW,34NM, 13,5A,412V 2000RPM, 7,0KW,33NM, 12,7A,460V FORCED VENTILATION; DIRECTION OF AIR FLOW DE --> NDE; DEGREE OF PROTECTION IP55 INCREMENTAL ENCODER 22 BIT WITH COMMUTATING POSITION (ENCODER IC22DQ) WITH DRIVE-CLIQ INTERFACE DESIGN IM B35 (IM V15, IM V35) PLAIN SHAFT WITHOUT FITTED KEY; BEARING: STANDARD WITH FIXED BEARING, VIBRATION SEVERITY GRADE: R/A, SHAFT AND FLANGE ACCURACY: R TERMINAL BOX (ABOVE) CABLE ENTRY ON THE ND-END SIGNAL CONNECTION LEFT | 5333 | TEM | 1 | MC | 51 | 1
1PH81031DF030BG1 | SIMOTICS M COMPACT ASYNCHRONOUS MOTOR 1500RPM, 5,5KW,35NM, 13,1A,342V 1750RPM, 6,3KW,34NM, 13,5A,412V 2000RPM, 7,0KW,33NM, 12,7A,460V FORCED VENTILATION; DIRECTION OF AIR FLOW DE --> NDE; DEGREE OF PROTECTION IP55 INCREMENTAL ENCODER 22 BIT WITH COMMUTATING POSITION (ENCODER IC22DQ) WITH DRIVE-CLIQ INTERFACE DESIGN IM B35 (IM V15, IM V35) PLAIN SHAFT WITHOUT FITTED KEY; BEARING: STANDARD WITH FIXED BEARING, VIBRATION SEVERITY GRADE: R/A, SHAFT AND FLANGE ACCURACY: R POWER CONNECTOR (ABOVE) CABLE ENTRY ON THE ND-END SIGNAL CONNECTION LEFT | 5333 | TEM | 1 | MC | 51 | 1
1PH81031DF030CA1 | SIMOTICS M COMPACT ASYNCHRONOUS MOTOR 1500RPM, 5,5KW,35NM, 13,1A,342V 1750RPM, 6,3KW,34NM, 13,5A,412V 2000RPM, 7,0KW,33NM, 12,7A,460V FORCED VENTILATION; DIRECTION OF AIR FLOW DE --> NDE; DEGREE OF PROTECTION IP55 INCREMENTAL ENCODER 22 BIT WITH COMMUTATING POSITION (ENCODER IC22DQ) WITH DRIVE-CLIQ INTERFACE DESIGN IM B35 (IM V15, IM V35) PLAIN SHAFT WITHOUT FITTED KEY; BEARING: STANDARD WITH FIXED BEARING, VIBRATION SEVERITY GRADE: S/A, SHAFT AND FLANGE ACCURACY: R TERMINAL BOX (ABOVE) CABLE ENTRY ON THE RIGHT SIGNAL CONNECTION D-END | 5529 | TEM | 1 | MC | 51 | 1
1PH81031DF030DA1 | SIMOTICS M COMPACT ASYNCHRONOUS MOTOR 1500RPM, 5,5KW,35NM, 13,1A,342V 1750RPM, 6,3KW,34NM, 13,5A,412V 2000RPM, 7,0KW,33NM, 12,7A,460V FORCED VENTILATION; DIRECTION OF AIR FLOW DE --> NDE; DEGREE OF PROTECTION IP55 INCREMENTAL ENCODER 22 BIT WITH COMMUTATING POSITION (ENCODER IC22DQ) WITH DRIVE-CLIQ INTERFACE DESIGN IM B35 (IM V15, IM V35) PLAIN SHAFT WITHOUT FITTED KEY; BEARING: STANDARD WITH FIXED BEARING, VIBRATION SEVERITY GRADE: SR/A, SHAFT AND FLANGE ACCURACY: R TERMINAL BOX (ABOVE) CABLE ENTRY ON THE RIGHT SIGNAL CONNECTION D-END | 5599 | TEM | 1 | MC | 51 | 1
1PH81031DF031BA1 | SIMOTICS M COMPACT ASYNCHRONOUS MOTOR 1500RPM, 5,5KW,35NM, 13,1A,342V 1750RPM, 6,3KW,34NM, 13,5A,412V 2000RPM, 7,0KW,33NM, 12,7A,460V FORCED VENTILATION; DIRECTION OF AIR FLOW DE --> NDE; DEGREE OF PROTECTION IP55 INCREMENTAL ENCODER 22 BIT WITH COMMUTATING POSITION (ENCODER IC22DQ) WITH DRIVE-CLIQ INTERFACE DESIGN IM B35 (IM V15, IM V35) SHAFT WITH FITTED KEY FULL-KEY BALANCING BEARING: STANDARD WITH FIXED BEARING, VIBRATION SEVERITY GRADE: R/A, SHAFT AND FLANGE ACCURACY: R TERMINAL BOX (ABOVE) CABLE ENTRY ON THE RIGHT SIGNAL CONNECTION D-END | 5333 | TEM | 1 | MC | 51 | 1
1PH81031DF031BB1 | SIMOTICS M COMPACT ASYNCHRONOUS MOTOR 1500RPM, 5,5KW,35NM, 13,1A,342V 1750RPM, 6,3KW,34NM, 13,5A,412V 2000RPM, 7,0KW,33NM, 12,7A,460V FORCED VENTILATION; DIRECTION OF AIR FLOW DE --> NDE; DEGREE OF PROTECTION IP55 INCREMENTAL ENCODER 22 BIT WITH COMMUTATING POSITION (ENCODER IC22DQ) WITH DRIVE-CLIQ INTERFACE DESIGN IM B35 (IM V15, IM V35) SHAFT WITH FITTED KEY FULL-KEY BALANCING BEARING: STANDARD WITH FIXED BEARING, VIBRATION SEVERITY GRADE: R/A, SHAFT AND FLANGE ACCURACY: R TERMINAL BOX (ABOVE) CABLE ENTRY ON THE LEFT SIGNAL CONNECTION D-END | 5333 | TEM | 1 | MC | 51 | 1
1PH81031DF031BC1 | SIMOTICS M COMPACT ASYNCHRONOUS MOTOR 1500RPM, 5,5KW,35NM, 13,1A,342V 1750RPM, 6,3KW,34NM, 13,5A,412V 2000RPM, 7,0KW,33NM, 12,7A,460V FORCED VENTILATION; DIRECTION OF AIR FLOW DE --> NDE; DEGREE OF PROTECTION IP55 INCREMENTAL ENCODER 22 BIT WITH COMMUTATING POSITION (ENCODER IC22DQ) WITH DRIVE-CLIQ INTERFACE DESIGN IM B35 (IM V15, IM V35) SHAFT WITH FITTED KEY FULL-KEY BALANCING BEARING: STANDARD WITH FIXED BEARING, VIBRATION SEVERITY GRADE: R/A, SHAFT AND FLANGE ACCURACY: R TERMINAL BOX (ABOVE) CABLE ENTRY ON THE ND-END SIGNAL CONNECTION LEFT | 5333 | TEM | 1 | MC | 51 | 1
1PH81031DF031BE1 | SIMOTICS M COMPACT ASYNCHRONOUS MOTOR 1500RPM, 5,5KW,35NM, 13,1A,342V 1750RPM, 6,3KW,34NM, 13,5A,412V 2000RPM, 7,0KW,33NM, 12,7A,460V FORCED VENTILATION; DIRECTION OF AIR FLOW DE --> NDE; DEGREE OF PROTECTION IP55 INCREMENTAL ENCODER 22 BIT WITH COMMUTATING POSITION (ENCODER IC22DQ) WITH DRIVE-CLIQ INTERFACE DESIGN IM B35 (IM V15, IM V35) SHAFT WITH FITTED KEY FULL-KEY BALANCING BEARING: STANDARD WITH FIXED BEARING, VIBRATION SEVERITY GRADE: R/A, SHAFT AND FLANGE ACCURACY: R POWER CONNECTOR (ABOVE) CABLE ENTRY ON THE RIGHT SIGNAL CONNECTION D-END | 5333 | TEM | 1 | MC | 51 | 1
1PH81031DF032BA1 | SIMOTICS M COMPACT ASYNCHRONOUS MOTOR 1500RPM, 5,5KW,35NM, 13,1A,342V 1750RPM, 6,3KW,34NM, 13,5A,412V 2000RPM, 7,0KW,33NM, 12,7A,460V FORCED VENTILATION; DIRECTION OF AIR FLOW DE --> NDE; DEGREE OF PROTECTION IP55 INCREMENTAL ENCODER 22 BIT WITH COMMUTATING POSITION (ENCODER IC22DQ) WITH DRIVE-CLIQ INTERFACE DESIGN IM B35 (IM V15, IM V35) SHAFT WITH FITTED KEY HALF-KEY BALANCING BEARING: STANDARD WITH FIXED BEARING, VIBRATION SEVERITY GRADE: R/A, SHAFT AND FLANGE ACCURACY: R TERMINAL BOX (ABOVE) CABLE ENTRY ON THE RIGHT SIGNAL CONNECTION D-END | 5333 | TEM | 1 | MC | 51 | 1
1PH81031DF032BE1 | SIMOTICS M COMPACT ASYNCHRONOUS MOTOR 1500RPM, 5,5KW,35NM, 13,1A,342V 1750RPM, 6,3KW,34NM, 13,5A,412V 2000RPM, 7,0KW,33NM, 12,7A,460V FORCED VENTILATION; DIRECTION OF AIR FLOW DE --> NDE; DEGREE OF PROTECTION IP55 INCREMENTAL ENCODER 22 BIT WITH COMMUTATING POSITION (ENCODER IC22DQ) WITH DRIVE-CLIQ INTERFACE DESIGN IM B35 (IM V15, IM V35) SHAFT WITH FITTED KEY HALF-KEY BALANCING BEARING: STANDARD WITH FIXED BEARING, VIBRATION SEVERITY GRADE: R/A, SHAFT AND FLANGE ACCURACY: R POWER CONNECTOR (ABOVE) CABLE ENTRY ON THE RIGHT SIGNAL CONNECTION D-END | 5333 | TEM | 1 | MC | 51 | 1
1PH81031DF032CE1 | SIMOTICS M COMPACT ASYNCHRONOUS MOTOR 1500RPM, 5,5KW,35NM, 13,1A,342V 1750RPM, 6,3KW,34NM, 13,5A,412V 2000RPM, 7,0KW,33NM, 12,7A,460V FORCED VENTILATION; DIRECTION OF AIR FLOW DE --> NDE; DEGREE OF PROTECTION IP55 INCREMENTAL ENCODER 22 BIT WITH COMMUTATING POSITION (ENCODER IC22DQ) WITH DRIVE-CLIQ INTERFACE DESIGN IM B35 (IM V15, IM V35) SHAFT WITH FITTED KEY HALF-KEY BALANCING BEARING: STANDARD WITH FIXED BEARING, VIBRATION SEVERITY GRADE: S/A, SHAFT AND FLANGE ACCURACY: R POWER CONNECTOR (ABOVE) CABLE ENTRY ON THE RIGHT SIGNAL CONNECTION D-END | 5529 | TEM | 1 | MC | 51 | 1
1PH81031DF032DA1 | SIMOTICS M COMPACT ASYNCHRONOUS MOTOR 1500RPM, 5,5KW,35NM, 13,1A,342V 1750RPM, 6,3KW,34NM, 13,5A,412V 2000RPM, 7,0KW,33NM, 12,7A,460V FORCED VENTILATION; DIRECTION OF AIR FLOW DE --> NDE; DEGREE OF PROTECTION IP55 INCREMENTAL ENCODER 22 BIT WITH COMMUTATING POSITION (ENCODER IC22DQ) WITH DRIVE-CLIQ INTERFACE DESIGN IM B35 (IM V15, IM V35) SHAFT WITH FITTED KEY HALF-KEY BALANCING BEARING: STANDARD WITH FIXED BEARING, VIBRATION SEVERITY GRADE: SR/A, SHAFT AND FLANGE ACCURACY: R TERMINAL BOX (ABOVE) CABLE ENTRY ON THE RIGHT SIGNAL CONNECTION D-END | 5599 | TEM | 1 | MC | 51 | 1
1PH81031DF100BA1 | SIMOTICS M COMPACT ASYNCHRONOUS MOTOR 1500RPM, 5,5KW,35NM,13,1A, 368V 1750RPM, 6,3KW,34NM,13,5A, 412V 2000RPM, 7KW, 33NM, 12,7A, 460V FORCED VENTILATION; DIRECTION OF AIR FLOW NDE --> DE; DEGREE OF PROTECTION IP55 INCREMENTAL ENCODER 22 BIT WITH COMMUTATING POSITION (ENCODER IC22DQ) WITH DRIVE-CLIQ INTERFACE DESIGN IM B3 (IM V5, IM V6) PLAIN SHAFT WITHOUT FITTED KEY; BEARING: STANDARD WITH FIXED BEARING, VIBRATION SEVERITY GRADE: R/A, SHAFT AND FLANGE ACCURACY: R TERMINAL BOX (ABOVE) CABLE ENTRY ON THE RIGHT SIGNAL CONNECTION D-END | 4900 | TEM | 1 | MC | 51 | 1
1PH81031DF100BG1 | SIMOTICS M COMPACT ASYNCHRONOUS MOTOR 1500RPM, 5,5KW,35NM,13,1A, 368V 1750RPM, 6,3KW,34NM,13,5A, 412V 2000RPM, 7KW, 33NM, 12,7A, 460V FORCED VENTILATION; DIRECTION OF AIR FLOW NDE --> DE; DEGREE OF PROTECTION IP55 INCREMENTAL ENCODER 22 BIT WITH COMMUTATING POSITION (ENCODER IC22DQ) WITH DRIVE-CLIQ INTERFACE DESIGN IM B3 (IM V5, IM V6) PLAIN SHAFT WITHOUT FITTED KEY; BEARING: STANDARD WITH FIXED BEARING, VIBRATION SEVERITY GRADE: R/A, SHAFT AND FLANGE ACCURACY: R POWER CONNECTOR (ABOVE) CABLE ENTRY ON THE ND-END SIGNAL CONNECTION LEFT | 4900 | TEM | 1 | MC | 51 | 1
1PH81031DF101BA1 | SIMOTICS M COMPACT ASYNCHRONOUS MOTOR 1500RPM, 5,5KW,35NM,13,1A, 368V 1750RPM, 6,3KW,34NM,13,5A, 412V 2000RPM, 7KW, 33NM, 12,7A, 460V FORCED VENTILATION; DIRECTION OF AIR FLOW NDE --> DE; DEGREE OF PROTECTION IP55 INCREMENTAL ENCODER 22 BIT WITH COMMUTATING POSITION (ENCODER IC22DQ) WITH DRIVE-CLIQ INTERFACE DESIGN IM B3 (IM V5, IM V6) SHAFT WITH FITTED KEY FULL-KEY BALANCING BEARING: STANDARD WITH FIXED BEARING, VIBRATION SEVERITY GRADE: R/A, SHAFT AND FLANGE ACCURACY: R TERMINAL BOX (ABOVE) CABLE ENTRY ON THE RIGHT SIGNAL CONNECTION D-END | 4900 | TEM | 1 | MC | 51 | 1
1PH81031DF101BE1 | SIMOTICS M COMPACT ASYNCHRONOUS MOTOR 1500RPM, 5,5KW,35NM,13,1A, 368V 1750RPM, 6,3KW,34NM,13,5A, 412V 2000RPM, 7KW, 33NM, 12,7A, 460V FORCED VENTILATION; DIRECTION OF AIR FLOW NDE --> DE; DEGREE OF PROTECTION IP55 INCREMENTAL ENCODER 22 BIT WITH COMMUTATING POSITION (ENCODER IC22DQ) WITH DRIVE-CLIQ INTERFACE DESIGN IM B3 (IM V5, IM V6) SHAFT WITH FITTED KEY FULL-KEY BALANCING BEARING: STANDARD WITH FIXED BEARING, VIBRATION SEVERITY GRADE: R/A, SHAFT AND FLANGE ACCURACY: R POWER CONNECTOR (ABOVE) CABLE ENTRY ON THE RIGHT SIGNAL CONNECTION D-END | 4900 | TEM | 1 | MC | 51 | 1
1PH81031DF102BA1 | SIMOTICS M COMPACT ASYNCHRONOUS MOTOR 1500RPM, 5,5KW,35NM,13,1A, 368V 1750RPM, 6,3KW,34NM,13,5A, 412V 2000RPM, 7KW, 33NM, 12,7A, 460V FORCED VENTILATION; DIRECTION OF AIR FLOW NDE --> DE; DEGREE OF PROTECTION IP55 INCREMENTAL ENCODER 22 BIT WITH COMMUTATING POSITION (ENCODER IC22DQ) WITH DRIVE-CLIQ INTERFACE DESIGN IM B3 (IM V5, IM V6) SHAFT WITH FITTED KEY HALF-KEY BALANCING BEARING: STANDARD WITH FIXED BEARING, VIBRATION SEVERITY GRADE: R/A, SHAFT AND FLANGE ACCURACY: R TERMINAL BOX (ABOVE) CABLE ENTRY ON THE RIGHT SIGNAL CONNECTION D-END | 4900 | TEM | 1 | MC | 51 | 1
1PH81031DF102BC1 | SIMOTICS M COMPACT ASYNCHRONOUS MOTOR 1500RPM, 5,5KW,35NM,13,1A, 368V 1750RPM, 6,3KW,34NM,13,5A, 412V 2000RPM, 7KW, 33NM, 12,7A, 460V FORCED VENTILATION; DIRECTION OF AIR FLOW NDE --> DE; DEGREE OF PROTECTION IP55 INCREMENTAL ENCODER 22 BIT WITH COMMUTATING POSITION (ENCODER IC22DQ) WITH DRIVE-CLIQ INTERFACE DESIGN IM B3 (IM V5, IM V6) SHAFT WITH FITTED KEY HALF-KEY BALANCING BEARING: STANDARD WITH FIXED BEARING, VIBRATION SEVERITY GRADE: R/A, SHAFT AND FLANGE ACCURACY: R TERMINAL BOX (ABOVE) CABLE ENTRY ON THE ND-END SIGNAL CONNECTION LEFT | 4900 | TEM | 1 | MC | 51 | 1
1PH81031DF102BG1 | SIMOTICS M COMPACT ASYNCHRONOUS MOTOR 1500RPM, 5,5KW,35NM,13,1A, 368V 1750RPM, 6,3KW,34NM,13,5A, 412V 2000RPM, 7KW, 33NM, 12,7A, 460V FORCED VENTILATION; DIRECTION OF AIR FLOW NDE --> DE; DEGREE OF PROTECTION IP55 INCREMENTAL ENCODER 22 BIT WITH COMMUTATING POSITION (ENCODER IC22DQ) WITH DRIVE-CLIQ INTERFACE DESIGN IM B3 (IM V5, IM V6) SHAFT WITH FITTED KEY HALF-KEY BALANCING BEARING: STANDARD WITH FIXED BEARING, VIBRATION SEVERITY GRADE: R/A, SHAFT AND FLANGE ACCURACY: R POWER CONNECTOR (ABOVE) CABLE ENTRY ON THE ND-END SIGNAL CONNECTION LEFT | 4900 | TEM | 1 | MC | 51 | 1
1PH81031DF102DG1 | SIMOTICS M COMPACT ASYNCHRONOUS MOTOR 1500RPM, 5,5KW,35NM,13,1A, 368V 1750RPM, 6,3KW,34NM,13,5A, 412V 2000RPM, 7KW, 33NM, 12,7A, 460V FORCED VENTILATION; DIRECTION OF AIR FLOW NDE --> DE; DEGREE OF PROTECTION IP55 INCREMENTAL ENCODER 22 BIT WITH COMMUTATING POSITION (ENCODER IC22DQ) WITH DRIVE-CLIQ INTERFACE DESIGN IM B3 (IM V5, IM V6) SHAFT WITH FITTED KEY HALF-KEY BALANCING BEARING: STANDARD WITH FIXED BEARING, VIBRATION SEVERITY GRADE: SR/A, SHAFT AND FLANGE ACCURACY: R POWER CONNECTOR (ABOVE) CABLE ENTRY ON THE ND-END SIGNAL CONNECTION LEFT | 5165 | TEM | 1 | MC | 51 | 1
1PH81031DF120BB1 | SIMOTICS M COMPACT ASYNCHRONOUS MOTOR 1500RPM, 5,5KW,35NM,13,1A, 368V 1750RPM, 6,3KW,34NM,13,5A, 412V 2000RPM, 7KW, 33NM, 12,7A, 460V FORCED VENTILATION; DIRECTION OF AIR FLOW NDE --> DE; DEGREE OF PROTECTION IP55 INCREMENTAL ENCODER 22 BIT WITH COMMUTATING POSITION (ENCODER IC22DQ) WITH DRIVE-CLIQ INTERFACE DESIGN IM B5 (IMV 1,IM V3) PLAIN SHAFT WITHOUT FITTED KEY; BEARING: STANDARD WITH FIXED BEARING, VIBRATION SEVERITY GRADE: R/A, SHAFT AND FLANGE ACCURACY: R TERMINAL BOX (ABOVE) CABLE ENTRY ON THE LEFT SIGNAL CONNECTION D-END | 5095 | TEM | 1 | MC | 51 | 1
1PH81031DF120BE1 | SIMOTICS M COMPACT ASYNCHRONOUS MOTOR 1500RPM, 5,5KW,35NM,13,1A, 368V 1750RPM, 6,3KW,34NM,13,5A, 412V 2000RPM, 7KW, 33NM, 12,7A, 460V FORCED VENTILATION; DIRECTION OF AIR FLOW NDE --> DE; DEGREE OF PROTECTION IP55 INCREMENTAL ENCODER 22 BIT WITH COMMUTATING POSITION (ENCODER IC22DQ) WITH DRIVE-CLIQ INTERFACE DESIGN IM B5 (IMV 1,IM V3) PLAIN SHAFT WITHOUT FITTED KEY; BEARING: STANDARD WITH FIXED BEARING, VIBRATION SEVERITY GRADE: R/A, SHAFT AND FLANGE ACCURACY: R POWER CONNECTOR (ABOVE) CABLE ENTRY ON THE RIGHT SIGNAL CONNECTION D-END | 5095 | TEM | 1 | MC | 51 | 1
1PH81031DF120BG1 | SIMOTICS M COMPACT ASYNCHRONOUS MOTOR 1500RPM, 5,5KW,35NM,13,1A, 368V 1750RPM, 6,3KW,34NM,13,5A, 412V 2000RPM, 7KW, 33NM, 12,7A, 460V FORCED VENTILATION; DIRECTION OF AIR FLOW NDE --> DE; DEGREE OF PROTECTION IP55 INCREMENTAL ENCODER 22 BIT WITH COMMUTATING POSITION (ENCODER IC22DQ) WITH DRIVE-CLIQ INTERFACE DESIGN IM B5 (IMV 1,IM V3) PLAIN SHAFT WITHOUT FITTED KEY; BEARING: STANDARD WITH FIXED BEARING, VIBRATION SEVERITY GRADE: R/A, SHAFT AND FLANGE ACCURACY: R POWER CONNECTOR (ABOVE) CABLE ENTRY ON THE ND-END SIGNAL CONNECTION LEFT | 5095 | TEM | 1 | MC | 51 | 1
1PH81031DF120CH1 | SIMOTICS M COMPACT ASYNCHRONOUS MOTOR 1500RPM, 5,5KW,35NM,13,1A, 368V 1750RPM, 6,3KW,34NM,13,5A, 412V 2000RPM, 7KW, 33NM, 12,7A, 460V FORCED VENTILATION; DIRECTION OF AIR FLOW NDE --> DE; DEGREE OF PROTECTION IP55 INCREMENTAL ENCODER 22 BIT WITH COMMUTATING POSITION (ENCODER IC22DQ) WITH DRIVE-CLIQ INTERFACE DESIGN IM B5 (IMV 1,IM V3) PLAIN SHAFT WITHOUT FITTED KEY; BEARING: STANDARD WITH FIXED BEARING, VIBRATION SEVERITY GRADE: S/A, SHAFT AND FLANGE ACCURACY: R POWER CONNECTOR (ABOVE) CABLE ENTRY ON THE ND-END SIGNAL CONNECTION LEFT | 5290 | TEM | 1 | MC | 51 | 1
1PH81031DF120DB1 | SIMOTICS M COMPACT ASYNCHRONOUS MOTOR 1500RPM, 5,5KW,35NM,13,1A, 368V 1750RPM, 6,3KW,34NM,13,5A, 412V 2000RPM, 7KW, 33NM, 12,7A, 460V FORCED VENTILATION; DIRECTION OF AIR FLOW NDE --> DE; DEGREE OF PROTECTION IP55 INCREMENTAL ENCODER 22 BIT WITH COMMUTATING POSITION (ENCODER IC22DQ) WITH DRIVE-CLIQ INTERFACE DESIGN IM B5 (IMV 1,IM V3) PLAIN SHAFT WITHOUT FITTED KEY; BEARING: STANDARD WITH FIXED BEARING, VIBRATION SEVERITY GRADE: SR/A, SHAFT AND FLANGE ACCURACY: R TERMINAL BOX (ABOVE) CABLE ENTRY ON THE LEFT SIGNAL CONNECTION D-END | 5360 | TEM | 1 | MC | 51 | 1
1PH81031DF121BA1 | SIMOTICS M COMPACT ASYNCHRONOUS MOTOR 1500RPM, 5,5KW,35NM,13,1A, 368V 1750RPM, 6,3KW,34NM,13,5A, 412V 2000RPM, 7KW, 33NM, 12,7A, 460V FORCED VENTILATION; DIRECTION OF AIR FLOW NDE --> DE; DEGREE OF PROTECTION IP55 INCREMENTAL ENCODER 22 BIT WITH COMMUTATING POSITION (ENCODER IC22DQ) WITH DRIVE-CLIQ INTERFACE DESIGN IM B5 (IMV 1,IM V3) SHAFT WITH FITTED KEY FULL-KEY BALANCING BEARING: STANDARD WITH FIXED BEARING, VIBRATION SEVERITY GRADE: R/A, SHAFT AND FLANGE ACCURACY: R TERMINAL BOX (ABOVE) CABLE ENTRY ON THE RIGHT SIGNAL CONNECTION D-END | 5095 | TEM | 1 | MC | 51 | 1
1PH81031DF121BG1 | SIMOTICS M COMPACT ASYNCHRONOUS MOTOR 1500RPM, 5,5KW,35NM,13,1A, 368V 1750RPM, 6,3KW,34NM,13,5A, 412V 2000RPM, 7KW, 33NM, 12,7A, 460V FORCED VENTILATION; DIRECTION OF AIR FLOW NDE --> DE; DEGREE OF PROTECTION IP55 INCREMENTAL ENCODER 22 BIT WITH COMMUTATING POSITION (ENCODER IC22DQ) WITH DRIVE-CLIQ INTERFACE DESIGN IM B5 (IMV 1,IM V3) SHAFT WITH FITTED KEY FULL-KEY BALANCING BEARING: STANDARD WITH FIXED BEARING, VIBRATION SEVERITY GRADE: R/A, SHAFT AND FLANGE ACCURACY: R POWER CONNECTOR (ABOVE) CABLE ENTRY ON THE ND-END SIGNAL CONNECTION LEFT | 5095 | TEM | 1 | MC | 51 | 1
1PH81031DF121CA1 | SIMOTICS M COMPACT ASYNCHRONOUS MOTOR 1500RPM, 5,5KW,35NM,13,1A, 368V 1750RPM, 6,3KW,34NM,13,5A, 412V 2000RPM, 7KW, 33NM, 12,7A, 460V FORCED VENTILATION; DIRECTION OF AIR FLOW NDE --> DE; DEGREE OF PROTECTION IP55 INCREMENTAL ENCODER 22 BIT WITH COMMUTATING POSITION (ENCODER IC22DQ) WITH DRIVE-CLIQ INTERFACE DESIGN IM B5 (IMV 1,IM V3) SHAFT WITH FITTED KEY FULL-KEY BALANCING BEARING: STANDARD WITH FIXED BEARING, VIBRATION SEVERITY GRADE: S/A, SHAFT AND FLANGE ACCURACY: R TERMINAL BOX (ABOVE) CABLE ENTRY ON THE RIGHT SIGNAL CONNECTION D-END | 5290 | TEM | 1 | MC | 51 | 1
1PH81031DF122BA1 | SIMOTICS M COMPACT ASYNCHRONOUS MOTOR 1500RPM, 5,5KW,35NM,13,1A, 368V 1750RPM, 6,3KW,34NM,13,5A, 412V 2000RPM, 7KW, 33NM, 12,7A, 460V FORCED VENTILATION; DIRECTION OF AIR FLOW NDE --> DE; DEGREE OF PROTECTION IP55 INCREMENTAL ENCODER 22 BIT WITH COMMUTATING POSITION (ENCODER IC22DQ) WITH DRIVE-CLIQ INTERFACE DESIGN IM B5 (IMV 1,IM V3) SHAFT WITH FITTED KEY HALF-KEY BALANCING BEARING: STANDARD WITH FIXED BEARING, VIBRATION SEVERITY GRADE: R/A, SHAFT AND FLANGE ACCURACY: R TERMINAL BOX (ABOVE) CABLE ENTRY ON THE RIGHT SIGNAL CONNECTION D-END | 5095 | TEM | 1 | MC | 51 | 1
1PH81031DF122BB1 | SIMOTICS M COMPACT ASYNCHRONOUS MOTOR 1500RPM, 5,5KW,35NM,13,1A, 368V 1750RPM, 6,3KW,34NM,13,5A, 412V 2000RPM, 7KW, 33NM, 12,7A, 460V FORCED VENTILATION; DIRECTION OF AIR FLOW NDE --> DE; DEGREE OF PROTECTION IP55 INCREMENTAL ENCODER 22 BIT WITH COMMUTATING POSITION (ENCODER IC22DQ) WITH DRIVE-CLIQ INTERFACE DESIGN IM B5 (IMV 1,IM V3) SHAFT WITH FITTED KEY HALF-KEY BALANCING BEARING: STANDARD WITH FIXED BEARING, VIBRATION SEVERITY GRADE: R/A, SHAFT AND FLANGE ACCURACY: R TERMINAL BOX (ABOVE) CABLE ENTRY ON THE LEFT SIGNAL CONNECTION D-END | 5095 | TEM | 1 | MC | 51 | 1
1PH81031DF122GA1 | SIMOTICS M COMPACT ASYNCHRONOUS MOTOR 1500RPM, 5,5KW,35NM,13,1A, 368V 1750RPM, 6,3KW,34NM,13,5A, 412V 2000RPM, 7KW, 33NM, 12,7A, 460V FORCED VENTILATION; DIRECTION OF AIR FLOW NDE --> DE; DEGREE OF PROTECTION IP55 INCREMENTAL ENCODER 22 BIT WITH COMMUTATING POSITION (ENCODER IC22DQ) WITH DRIVE-CLIQ INTERFACE DESIGN IM B5 (IMV 1,IM V3) SHAFT WITH FITTED KEY HALF-KEY BALANCING BEARING: STANDARD, VIBRATION SEVERITY GRADE: R/A, SHAFT AND FLANGE ACCURACY: R TERMINAL BOX (ABOVE) CABLE ENTRY ON THE RIGHT SIGNAL CONNECTION D-END | 4810 | TEM | 1 | MC | 51 | 1
1PH81031DF130BA1 | SIMOTICS M COMPACT ASYNCHRONOUS MOTOR 1500RPM, 5,5KW,35NM,13,1A, 368V 1750RPM, 6,3KW,34NM,13,5A, 412V 2000RPM, 7KW, 33NM, 12,7A, 460V FORCED VENTILATION; DIRECTION OF AIR FLOW NDE --> DE; DEGREE OF PROTECTION IP55 INCREMENTAL ENCODER 22 BIT WITH COMMUTATING POSITION (ENCODER IC22DQ) WITH DRIVE-CLIQ INTERFACE DESIGN IM B35 (IM V15, IM V35) PLAIN SHAFT WITHOUT FITTED KEY; BEARING: STANDARD WITH FIXED BEARING, VIBRATION SEVERITY GRADE: R/A, SHAFT AND FLANGE ACCURACY: R TERMINAL BOX (ABOVE) CABLE ENTRY ON THE RIGHT SIGNAL CONNECTION D-END | 5333 | TEM | 1 | MC | 51 | 1
1PH81031DF130BH1 | SIMOTICS M COMPACT ASYNCHRONOUS MOTOR 1500RPM, 5,5KW,35NM,13,1A, 368V 1750RPM, 6,3KW,34NM,13,5A, 412V 2000RPM, 7KW, 33NM, 12,7A, 460V FORCED VENTILATION; DIRECTION OF AIR FLOW NDE --> DE; DEGREE OF PROTECTION IP55 INCREMENTAL ENCODER 22 BIT WITH COMMUTATING POSITION (ENCODER IC22DQ) WITH DRIVE-CLIQ INTERFACE DESIGN IM B35 (IM V15, IM V35) PLAIN SHAFT WITHOUT FITTED KEY; BEARING: STANDARD WITH FIXED BEARING, VIBRATION SEVERITY GRADE: R/A, SHAFT AND FLANGE ACCURACY: R POWER CONNECTOR (ABOVE) CABLE ENTRY ON THE ND-END SIGNAL CONNECTION LEFT | 5333 | TEM | 1 | MC | 51 | 1
1PH81031DF131BA1 | SIMOTICS M COMPACT ASYNCHRONOUS MOTOR 1500RPM, 5,5KW,35NM,13,1A, 368V 1750RPM, 6,3KW,34NM,13,5A, 412V 2000RPM, 7KW, 33NM, 12,7A, 460V FORCED VENTILATION; DIRECTION OF AIR FLOW NDE --> DE; DEGREE OF PROTECTION IP55 INCREMENTAL ENCODER 22 BIT WITH COMMUTATING POSITION (ENCODER IC22DQ) WITH DRIVE-CLIQ INTERFACE DESIGN IM B35 (IM V15, IM V35) SHAFT WITH FITTED KEY FULL-KEY BALANCING BEARING: STANDARD WITH FIXED BEARING, VIBRATION SEVERITY GRADE: R/A, SHAFT AND FLANGE ACCURACY: R TERMINAL BOX (ABOVE) CABLE ENTRY ON THE RIGHT SIGNAL CONNECTION D-END | 5333 | TEM | 1 | MC | 51 | 1
1PH81031DF131BB1 | SIMOTICS M COMPACT ASYNCHRONOUS MOTOR 1500RPM, 5,5KW,35NM,13,1A, 368V 1750RPM, 6,3KW,34NM,13,5A, 412V 2000RPM, 7KW, 33NM, 12,7A, 460V FORCED VENTILATION; DIRECTION OF AIR FLOW NDE --> DE; DEGREE OF PROTECTION IP55 INCREMENTAL ENCODER 22 BIT WITH COMMUTATING POSITION (ENCODER IC22DQ) WITH DRIVE-CLIQ INTERFACE DESIGN IM B35 (IM V15, IM V35) SHAFT WITH FITTED KEY FULL-KEY BALANCING BEARING: STANDARD WITH FIXED BEARING, VIBRATION SEVERITY GRADE: R/A, SHAFT AND FLANGE ACCURACY: R TERMINAL BOX (ABOVE) CABLE ENTRY ON THE LEFT SIGNAL CONNECTION D-END | 5333 | TEM | 1 | MC | 51 | 1
1PH81031DF132BA1 | SIMOTICS M COMPACT ASYNCHRONOUS MOTOR 1500RPM, 5,5KW,35NM,13,1A, 368V 1750RPM, 6,3KW,34NM,13,5A, 412V 2000RPM, 7KW, 33NM, 12,7A, 460V FORCED VENTILATION; DIRECTION OF AIR FLOW NDE --> DE; DEGREE OF PROTECTION IP55 INCREMENTAL ENCODER 22 BIT WITH COMMUTATING POSITION (ENCODER IC22DQ) WITH DRIVE-CLIQ INTERFACE DESIGN IM B35 (IM V15, IM V35) SHAFT WITH FITTED KEY HALF-KEY BALANCING BEARING: STANDARD WITH FIXED BEARING, VIBRATION SEVERITY GRADE: R/A, SHAFT AND FLANGE ACCURACY: R TERMINAL BOX (ABOVE) CABLE ENTRY ON THE RIGHT SIGNAL CONNECTION D-END | 5333 | TEM | 1 | MC | 51 | 1
1PH81031DF132BC1 | SIMOTICS M COMPACT ASYNCHRONOUS MOTOR 1500RPM, 5,5KW,35NM,13,1A, 368V 1750RPM, 6,3KW,34NM,13,5A, 412V 2000RPM, 7KW, 33NM, 12,7A, 460V FORCED VENTILATION; DIRECTION OF AIR FLOW NDE --> DE; DEGREE OF PROTECTION IP55 INCREMENTAL ENCODER 22 BIT WITH COMMUTATING POSITION (ENCODER IC22DQ) WITH DRIVE-CLIQ INTERFACE DESIGN IM B35 (IM V15, IM V35) SHAFT WITH FITTED KEY HALF-KEY BALANCING BEARING: STANDARD WITH FIXED BEARING, VIBRATION SEVERITY GRADE: R/A, SHAFT AND FLANGE ACCURACY: R TERMINAL BOX (ABOVE) CABLE ENTRY ON THE ND-END SIGNAL CONNECTION LEFT | 5333 | TEM | 1 | MC | 51 | 1
1PH81031DF200BG1 | SIMOTICS M COMPACT ASYNCHRONOUS MOTOR 1500RPM, 7,1KW,45NM, 19,7A,317V 1750RPM, 8,2KW,45NM, 19,7A,364V 2000RPM, 9,4KW,45NM, 19,7A,411V WATER COOLING DEGREE OF PROTECTION IP65 INCREMENTAL ENCODER 22 BIT WITH COMMUTATING POSITION (ENCODER IC22DQ) WITH DRIVE-CLIQ INTERFACE DESIGN IM B3 (IM V5, IM V6) PLAIN SHAFT WITHOUT FITTED KEY; BEARING: STANDARD WITH FIXED BEARING, VIBRATION SEVERITY GRADE: R/A, SHAFT AND FLANGE ACCURACY: R POWER CONNECTOR (ABOVE) CABLE ENTRY ON THE ND-END SIGNAL CONNECTION LEFT | 5314 | TEM | 1 | MC | 60 | 1
1PH81031DF201BG1 | SIMOTICS M COMPACT ASYNCHRONOUS MOTOR 1500RPM, 7,1KW,45NM, 19,7A,317V 1750RPM, 8,2KW,45NM, 19,7A,364V 2000RPM, 9,4KW,45NM, 19,7A,411V WATER COOLING DEGREE OF PROTECTION IP65 INCREMENTAL ENCODER 22 BIT WITH COMMUTATING POSITION (ENCODER IC22DQ) WITH DRIVE-CLIQ INTERFACE DESIGN IM B3 (IM V5, IM V6) SHAFT WITH FITTED KEY FULL-KEY BALANCING BEARING: STANDARD WITH FIXED BEARING, VIBRATION SEVERITY GRADE: R/A, SHAFT AND FLANGE ACCURACY: R POWER CONNECTOR (ABOVE) CABLE ENTRY ON THE ND-END SIGNAL CONNECTION LEFT | 5314 | TEM | 1 | MC | 60 | 1
1PH81031DF220CE1 | SIMOTICS M COMPACT ASYNCHRONOUS MOTOR 1500RPM, 7,1KW,45NM, 19,7A,317V 1750RPM, 8,2KW,45NM, 19,7A,364V 2000RPM, 9,4KW,45NM, 19,7A,411V WATER COOLING DEGREE OF PROTECTION IP65 INCREMENTAL ENCODER 22 BIT WITH COMMUTATING POSITION (ENCODER IC22DQ) WITH DRIVE-CLIQ INTERFACE DESIGN IM B5 (IMV 1,IM V3) PLAIN SHAFT WITHOUT FITTED KEY; BEARING: STANDARD WITH FIXED BEARING, VIBRATION SEVERITY GRADE: S/A, SHAFT AND FLANGE ACCURACY: R POWER CONNECTOR (ABOVE) CABLE ENTRY ON THE RIGHT SIGNAL CONNECTION D-END | 5704 | TEM | 1 | MC | 60 | 1
1PH81031DG000BA1 | SIMOTICS M COMPACT ASYNCHRONOUS MOTOR 2000RPM, 7,0KW, 31NM, 17A, 345V 2300RPM, 7,5KW,33NM, 17,5A,400V 2650RPM, 8,0KW, 29NM, 16A, 434V FORCED VENTILATION; DIRECTION OF AIR FLOW DE --> NDE; DEGREE OF PROTECTION IP55 INCREMENTAL ENCODER 22 BIT WITH COMMUTATING POSITION (ENCODER IC22DQ) WITH DRIVE-CLIQ INTERFACE DESIGN IM B3 (IM V5, IM V6) PLAIN SHAFT WITHOUT FITTED KEY; BEARING: STANDARD WITH FIXED BEARING, VIBRATION SEVERITY GRADE: R/A, SHAFT AND FLANGE ACCURACY: R TERMINAL BOX (ABOVE) CABLE ENTRY ON THE RIGHT SIGNAL CONNECTION D-END | 4900 | TEM | 1 | MC | 51 | 1
1PH81031DG000BH1 | SIMOTICS M COMPACT ASYNCHRONOUS MOTOR 2000RPM, 7,0KW, 31NM, 17A, 345V 2300RPM, 7,5KW,33NM, 17,5A,400V 2650RPM, 8,0KW, 29NM, 16A, 434V FORCED VENTILATION; DIRECTION OF AIR FLOW DE --> NDE; DEGREE OF PROTECTION IP55 INCREMENTAL ENCODER 22 BIT WITH COMMUTATING POSITION (ENCODER IC22DQ) WITH DRIVE-CLIQ INTERFACE DESIGN IM B3 (IM V5, IM V6) PLAIN SHAFT WITHOUT FITTED KEY; BEARING: STANDARD WITH FIXED BEARING, VIBRATION SEVERITY GRADE: R/A, SHAFT AND FLANGE ACCURACY: R POWER CONNECTOR (ABOVE) CABLE ENTRY ON THE ND-END SIGNAL CONNECTION LEFT | 4900 | TEM | 1 | MC | 51 | 1
1PH81031DG000CA1 | SIMOTICS M COMPACT ASYNCHRONOUS MOTOR 2000RPM, 7,0KW, 31NM, 17A, 345V 2300RPM, 7,5KW,33NM, 17,5A,400V 2650RPM, 8,0KW, 29NM, 16A, 434V FORCED VENTILATION; DIRECTION OF AIR FLOW DE --> NDE; DEGREE OF PROTECTION IP55 INCREMENTAL ENCODER 22 BIT WITH COMMUTATING POSITION (ENCODER IC22DQ) WITH DRIVE-CLIQ INTERFACE DESIGN IM B3 (IM V5, IM V6) PLAIN SHAFT WITHOUT FITTED KEY; BEARING: STANDARD WITH FIXED BEARING, VIBRATION SEVERITY GRADE: S/A, SHAFT AND FLANGE ACCURACY: R TERMINAL BOX (ABOVE) CABLE ENTRY ON THE RIGHT SIGNAL CONNECTION D-END | 5095 | TEM | 1 | MC | 51 | 1
1PH81031DG000CG1 | SIMOTICS M COMPACT ASYNCHRONOUS MOTOR 2000RPM, 7,0KW, 31NM, 17A, 345V 2300RPM, 7,5KW,33NM, 17,5A,400V 2650RPM, 8,0KW, 29NM, 16A, 434V FORCED VENTILATION; DIRECTION OF AIR FLOW DE --> NDE; DEGREE OF PROTECTION IP55 INCREMENTAL ENCODER 22 BIT WITH COMMUTATING POSITION (ENCODER IC22DQ) WITH DRIVE-CLIQ INTERFACE DESIGN IM B3 (IM V5, IM V6) PLAIN SHAFT WITHOUT FITTED KEY; BEARING: STANDARD WITH FIXED BEARING, VIBRATION SEVERITY GRADE: S/A, SHAFT AND FLANGE ACCURACY: R POWER CONNECTOR (ABOVE) CABLE ENTRY ON THE ND-END SIGNAL CONNECTION LEFT | 5095 | TEM | 1 | MC | 51 | 1
1PH81031DG000LA1 | SIMOTICS M COMPACT ASYNCHRONOUS MOTOR 2000RPM, 7,0KW, 31NM, 17A, 345V 2300RPM, 7,5KW,33NM, 17,5A,400V 2650RPM, 8,0KW, 29NM, 16A, 434V FORCED VENTILATION; DIRECTION OF AIR FLOW DE --> NDE; DEGREE OF PROTECTION IP55 INCREMENTAL ENCODER 22 BIT WITH COMMUTATING POSITION (ENCODER IC22DQ) WITH DRIVE-CLIQ INTERFACE DESIGN IM B3 (IM V5, IM V6) PLAIN SHAFT WITHOUT FITTED KEY; BEARING: PERFORMANCE, VIBRATION SEVERITY GRADE SPECIAL/B; SHAFT A. FLANGE ACCURACY GR. SPECIAL TERMINAL BOX (ABOVE) CABLE ENTRY ON THE RIGHT SIGNAL CONNECTION D-END | 5413 | TEM | 1 | MC | 51 | 1
1PH81031DG001BA1 | SIMOTICS M COMPACT ASYNCHRONOUS MOTOR 2000RPM, 7,0KW, 31NM, 17A, 345V 2300RPM, 7,5KW,33NM, 17,5A,400V 2650RPM, 8,0KW, 29NM, 16A, 434V FORCED VENTILATION; DIRECTION OF AIR FLOW DE --> NDE; DEGREE OF PROTECTION IP55 INCREMENTAL ENCODER 22 BIT WITH COMMUTATING POSITION (ENCODER IC22DQ) WITH DRIVE-CLIQ INTERFACE DESIGN IM B3 (IM V5, IM V6) SHAFT WITH FITTED KEY FULL-KEY BALANCING BEARING: STANDARD WITH FIXED BEARING, VIBRATION SEVERITY GRADE: R/A, SHAFT AND FLANGE ACCURACY: R TERMINAL BOX (ABOVE) CABLE ENTRY ON THE RIGHT SIGNAL CONNECTION D-END | 4900 | TEM | 1 | MC | 51 | 1
1PH81031DG001BB1 | SIMOTICS M COMPACT ASYNCHRONOUS MOTOR 2000RPM, 7,0KW, 31NM, 17A, 345V 2300RPM, 7,5KW,33NM, 17,5A,400V 2650RPM, 8,0KW, 29NM, 16A, 434V FORCED VENTILATION; DIRECTION OF AIR FLOW DE --> NDE; DEGREE OF PROTECTION IP55 INCREMENTAL ENCODER 22 BIT WITH COMMUTATING POSITION (ENCODER IC22DQ) WITH DRIVE-CLIQ INTERFACE DESIGN IM B3 (IM V5, IM V6) SHAFT WITH FITTED KEY FULL-KEY BALANCING BEARING: STANDARD WITH FIXED BEARING, VIBRATION SEVERITY GRADE: R/A, SHAFT AND FLANGE ACCURACY: R TERMINAL BOX (ABOVE) CABLE ENTRY ON THE LEFT SIGNAL CONNECTION D-END | 4900 | TEM | 1 | MC | 51 | 1
1PH81031DG002CA1 | SIMOTICS M COMPACT ASYNCHRONOUS MOTOR 2000RPM, 7,0KW, 31NM, 17A, 345V 2300RPM, 7,5KW,33NM, 17,5A,400V 2650RPM, 8,0KW, 29NM, 16A, 434V FORCED VENTILATION; DIRECTION OF AIR FLOW DE --> NDE; DEGREE OF PROTECTION IP55 INCREMENTAL ENCODER 22 BIT WITH COMMUTATING POSITION (ENCODER IC22DQ) WITH DRIVE-CLIQ INTERFACE DESIGN IM B3 (IM V5, IM V6) SHAFT WITH FITTED KEY HALF-KEY BALANCING BEARING: STANDARD WITH FIXED BEARING, VIBRATION SEVERITY GRADE: S/A, SHAFT AND FLANGE ACCURACY: R TERMINAL BOX (ABOVE) CABLE ENTRY ON THE RIGHT SIGNAL CONNECTION D-END | 5095 | TEM | 1 | MC | 51 | 1
1PH81031DG002QB1 | SIMOTICS M COMPACT ASYNCHRONOUS MOTOR 2000RPM, 7,0KW, 31NM, 17A, 345V 2300RPM, 7,5KW,33NM, 17,5A,400V 2650RPM, 8,0KW, 29NM, 16A, 434V FORCED VENTILATION; DIRECTION OF AIR FLOW DE --> NDE; DEGREE OF PROTECTION IP55 INCREMENTAL ENCODER 22 BIT WITH COMMUTATING POSITION (ENCODER IC22DQ) WITH DRIVE-CLIQ INTERFACE DESIGN IM B3 (IM V5, IM V6) SHAFT WITH FITTED KEY HALF-KEY BALANCING BEARING: ADVANCED LIFETIME VIBRATION SEVERITY S/A SHAFT A. FLANGE ACCURACY GR. R TERMINAL BOX (ABOVE) CABLE ENTRY ON THE LEFT SIGNAL CONNECTION D-END | 5252 | TEM | 1 | MC | 51 | 1
1PH81031DG020BA1 | SIMOTICS M COMPACT ASYNCHRONOUS MOTOR 2000RPM, 7,0KW, 31NM, 17A, 345V 2300RPM, 7,5KW,33NM, 17,5A,400V 2650RPM, 8,0KW, 29NM, 16A, 434V FORCED VENTILATION; DIRECTION OF AIR FLOW DE --> NDE; DEGREE OF PROTECTION IP55 INCREMENTAL ENCODER 22 BIT WITH COMMUTATING POSITION (ENCODER IC22DQ) WITH DRIVE-CLIQ INTERFACE DESIGN IM B5 (IMV 1,IM V3) PLAIN SHAFT WITHOUT FITTED KEY; BEARING: STANDARD WITH FIXED BEARING, VIBRATION SEVERITY GRADE: R/A, SHAFT AND FLANGE ACCURACY: R TERMINAL BOX (ABOVE) CABLE ENTRY ON THE RIGHT SIGNAL CONNECTION D-END | 5095 | TEM | 1 | MC | 51 | 1
1PH81031DG020BB1 | SIMOTICS M COMPACT ASYNCHRONOUS MOTOR 2000RPM, 7,0KW, 31NM, 17A, 345V 2300RPM, 7,5KW,33NM, 17,5A,400V 2650RPM, 8,0KW, 29NM, 16A, 434V FORCED VENTILATION; DIRECTION OF AIR FLOW DE --> NDE; DEGREE OF PROTECTION IP55 INCREMENTAL ENCODER 22 BIT WITH COMMUTATING POSITION (ENCODER IC22DQ) WITH DRIVE-CLIQ INTERFACE DESIGN IM B5 (IMV 1,IM V3) PLAIN SHAFT WITHOUT FITTED KEY; BEARING: STANDARD WITH FIXED BEARING, VIBRATION SEVERITY GRADE: R/A, SHAFT AND FLANGE ACCURACY: R TERMINAL BOX (ABOVE) CABLE ENTRY ON THE LEFT SIGNAL CONNECTION D-END | 5095 | TEM | 1 | MC | 51 | 1
1PH81031DG020BC1 | SIMOTICS M COMPACT ASYNCHRONOUS MOTOR 2000RPM, 7,0KW, 31NM, 17A, 345V 2300RPM, 7,5KW,33NM, 17,5A,400V 2650RPM, 8,0KW, 29NM, 16A, 434V FORCED VENTILATION; DIRECTION OF AIR FLOW DE --> NDE; DEGREE OF PROTECTION IP55 INCREMENTAL ENCODER 22 BIT WITH COMMUTATING POSITION (ENCODER IC22DQ) WITH DRIVE-CLIQ INTERFACE DESIGN IM B5 (IMV 1,IM V3) PLAIN SHAFT WITHOUT FITTED KEY; BEARING: STANDARD WITH FIXED BEARING, VIBRATION SEVERITY GRADE: R/A, SHAFT AND FLANGE ACCURACY: R TERMINAL BOX (ABOVE) CABLE ENTRY ON THE ND-END SIGNAL CONNECTION LEFT | 5095 | TEM | 1 | MC | 51 | 1
1PH81031DG020BE1 | SIMOTICS M COMPACT ASYNCHRONOUS MOTOR 2000RPM, 7,0KW, 31NM, 17A, 345V 2300RPM, 7,5KW,33NM, 17,5A,400V 2650RPM, 8,0KW, 29NM, 16A, 434V FORCED VENTILATION; DIRECTION OF AIR FLOW DE --> NDE; DEGREE OF PROTECTION IP55 INCREMENTAL ENCODER 22 BIT WITH COMMUTATING POSITION (ENCODER IC22DQ) WITH DRIVE-CLIQ INTERFACE DESIGN IM B5 (IMV 1,IM V3) PLAIN SHAFT WITHOUT FITTED KEY; BEARING: STANDARD WITH FIXED BEARING, VIBRATION SEVERITY GRADE: R/A, SHAFT AND FLANGE ACCURACY: R POWER CONNECTOR (ABOVE) CABLE ENTRY ON THE RIGHT SIGNAL CONNECTION D-END | 5095 | TEM | 1 | MC | 51 | 1
1PH81031DG020CA1 | SIMOTICS M COMPACT ASYNCHRONOUS MOTOR 2000RPM, 7,0KW, 31NM, 17A, 345V 2300RPM, 7,5KW,33NM, 17,5A,400V 2650RPM, 8,0KW, 29NM, 16A, 434V FORCED VENTILATION; DIRECTION OF AIR FLOW DE --> NDE; DEGREE OF PROTECTION IP55 INCREMENTAL ENCODER 22 BIT WITH COMMUTATING POSITION (ENCODER IC22DQ) WITH DRIVE-CLIQ INTERFACE DESIGN IM B5 (IMV 1,IM V3) PLAIN SHAFT WITHOUT FITTED KEY; BEARING: STANDARD WITH FIXED BEARING, VIBRATION SEVERITY GRADE: S/A, SHAFT AND FLANGE ACCURACY: R TERMINAL BOX (ABOVE) CABLE ENTRY ON THE RIGHT SIGNAL CONNECTION D-END | 5290 | TEM | 1 | MC | 51 | 1
1PH81031DG020CB1 | SIMOTICS M COMPACT ASYNCHRONOUS MOTOR 2000RPM, 7,0KW, 31NM, 17A, 345V 2300RPM, 7,5KW,33NM, 17,5A,400V 2650RPM, 8,0KW, 29NM, 16A, 434V FORCED VENTILATION; DIRECTION OF AIR FLOW DE --> NDE; DEGREE OF PROTECTION IP55 INCREMENTAL ENCODER 22 BIT WITH COMMUTATING POSITION (ENCODER IC22DQ) WITH DRIVE-CLIQ INTERFACE DESIGN IM B5 (IMV 1,IM V3) PLAIN SHAFT WITHOUT FITTED KEY; BEARING: STANDARD WITH FIXED BEARING, VIBRATION SEVERITY GRADE: S/A, SHAFT AND FLANGE ACCURACY: R TERMINAL BOX (ABOVE) CABLE ENTRY ON THE LEFT SIGNAL CONNECTION D-END | 5290 | TEM | 1 | MC | 51 | 1
1PH81031DG020CC1 | SIMOTICS M COMPACT ASYNCHRONOUS MOTOR 2000RPM, 7,0KW, 31NM, 17A, 345V 2300RPM, 7,5KW,33NM, 17,5A,400V 2650RPM, 8,0KW, 29NM, 16A, 434V FORCED VENTILATION; DIRECTION OF AIR FLOW DE --> NDE; DEGREE OF PROTECTION IP55 INCREMENTAL ENCODER 22 BIT WITH COMMUTATING POSITION (ENCODER IC22DQ) WITH DRIVE-CLIQ INTERFACE DESIGN IM B5 (IMV 1,IM V3) PLAIN SHAFT WITHOUT FITTED KEY; BEARING: STANDARD WITH FIXED BEARING, VIBRATION SEVERITY GRADE: S/A, SHAFT AND FLANGE ACCURACY: R TERMINAL BOX (ABOVE) CABLE ENTRY ON THE ND-END SIGNAL CONNECTION LEFT | 5290 | TEM | 1 | MC | 51 | 1
1PH81031DG020CE1 | SIMOTICS M COMPACT ASYNCHRONOUS MOTOR 2000RPM, 7,0KW, 31NM, 17A, 345V 2300RPM, 7,5KW,33NM, 17,5A,400V 2650RPM, 8,0KW, 29NM, 16A, 434V FORCED VENTILATION; DIRECTION OF AIR FLOW DE --> NDE; DEGREE OF PROTECTION IP55 INCREMENTAL ENCODER 22 BIT WITH COMMUTATING POSITION (ENCODER IC22DQ) WITH DRIVE-CLIQ INTERFACE DESIGN IM B5 (IMV 1,IM V3) PLAIN SHAFT WITHOUT FITTED KEY; BEARING: STANDARD WITH FIXED BEARING, VIBRATION SEVERITY GRADE: S/A, SHAFT AND FLANGE ACCURACY: R POWER CONNECTOR (ABOVE) CABLE ENTRY ON THE RIGHT SIGNAL CONNECTION D-END | 5290 | TEM | 1 | MC | 51 | 1
1PH81031DG020CG1 | SIMOTICS M COMPACT ASYNCHRONOUS MOTOR 2000RPM, 7,0KW, 31NM, 17A, 345V 2300RPM, 7,5KW,33NM, 17,5A,400V 2650RPM, 8,0KW, 29NM, 16A, 434V FORCED VENTILATION; DIRECTION OF AIR FLOW DE --> NDE; DEGREE OF PROTECTION IP55 INCREMENTAL ENCODER 22 BIT WITH COMMUTATING POSITION (ENCODER IC22DQ) WITH DRIVE-CLIQ INTERFACE DESIGN IM B5 (IMV 1,IM V3) PLAIN SHAFT WITHOUT FITTED KEY; BEARING: STANDARD WITH FIXED BEARING, VIBRATION SEVERITY GRADE: S/A, SHAFT AND FLANGE ACCURACY: R POWER CONNECTOR (ABOVE) CABLE ENTRY ON THE ND-END SIGNAL CONNECTION LEFT | 5290 | TEM | 1 | MC | 51 | 1
1PH81031DG020DA1 | SIMOTICS M COMPACT ASYNCHRONOUS MOTOR 2000RPM, 7,0KW, 31NM, 17A, 345V 2300RPM, 7,5KW,33NM, 17,5A,400V 2650RPM, 8,0KW, 29NM, 16A, 434V FORCED VENTILATION; DIRECTION OF AIR FLOW DE --> NDE; DEGREE OF PROTECTION IP55 INCREMENTAL ENCODER 22 BIT WITH COMMUTATING POSITION (ENCODER IC22DQ) WITH DRIVE-CLIQ INTERFACE DESIGN IM B5 (IMV 1,IM V3) PLAIN SHAFT WITHOUT FITTED KEY; BEARING: STANDARD WITH FIXED BEARING, VIBRATION SEVERITY GRADE: SR/A, SHAFT AND FLANGE ACCURACY: R TERMINAL BOX (ABOVE) CABLE ENTRY ON THE RIGHT SIGNAL CONNECTION D-END | 5360 | TEM | 1 | MC | 51 | 1
1PH81031DG020DG1 | SIMOTICS M COMPACT ASYNCHRONOUS MOTOR 2000RPM, 7,0KW, 31NM, 17A, 345V 2300RPM, 7,5KW,33NM, 17,5A,400V 2650RPM, 8,0KW, 29NM, 16A, 434V FORCED VENTILATION; DIRECTION OF AIR FLOW DE --> NDE; DEGREE OF PROTECTION IP55 INCREMENTAL ENCODER 22 BIT WITH COMMUTATING POSITION (ENCODER IC22DQ) WITH DRIVE-CLIQ INTERFACE DESIGN IM B5 (IMV 1,IM V3) PLAIN SHAFT WITHOUT FITTED KEY; BEARING: STANDARD WITH FIXED BEARING, VIBRATION SEVERITY GRADE: SR/A, SHAFT AND FLANGE ACCURACY: R POWER CONNECTOR (ABOVE) CABLE ENTRY ON THE ND-END SIGNAL CONNECTION LEFT | 5360 | TEM | 1 | MC | 51 | 1
1PH81031DG020GA1 | SIMOTICS M COMPACT ASYNCHRONOUS MOTOR 2000RPM, 7,0KW, 31NM, 17A, 345V 2300RPM, 7,5KW,33NM, 17,5A,400V 2650RPM, 8,0KW, 29NM, 16A, 434V FORCED VENTILATION; DIRECTION OF AIR FLOW DE --> NDE; DEGREE OF PROTECTION IP55 INCREMENTAL ENCODER 22 BIT WITH COMMUTATING POSITION (ENCODER IC22DQ) WITH DRIVE-CLIQ INTERFACE DESIGN IM B5 (IMV 1,IM V3) PLAIN SHAFT WITHOUT FITTED KEY; BEARING: STANDARD, VIBRATION SEVERITY GRADE: R/A, SHAFT AND FLANGE ACCURACY: R TERMINAL BOX (ABOVE) CABLE ENTRY ON THE RIGHT SIGNAL CONNECTION D-END | 4810 | TEM | 1 | MC | 51 | 1
1PH81031DG020HA1 | SIMOTICS M COMPACT ASYNCHRONOUS MOTOR 2000RPM, 7,0KW, 31NM, 17A, 345V 2300RPM, 7,5KW,33NM, 17,5A,400V 2650RPM, 8,0KW, 29NM, 16A, 434V FORCED VENTILATION; DIRECTION OF AIR FLOW DE --> NDE; DEGREE OF PROTECTION IP55 INCREMENTAL ENCODER 22 BIT WITH COMMUTATING POSITION (ENCODER IC22DQ) WITH DRIVE-CLIQ INTERFACE DESIGN IM B5 (IMV 1,IM V3) PLAIN SHAFT WITHOUT FITTED KEY; BEARING: STANDARD, VIBRATION SEVERITY GRADE: S/A, SHAFT AND FLANGE ACCURACY: R TERMINAL BOX (ABOVE) CABLE ENTRY ON THE RIGHT SIGNAL CONNECTION D-END | 5005 | TEM | 1 | MC | 51 | 1
1PH81031DG020HE1 | SIMOTICS M COMPACT ASYNCHRONOUS MOTOR 2000RPM, 7,0KW, 31NM, 17A, 345V 2300RPM, 7,5KW,33NM, 17,5A,400V 2650RPM, 8,0KW, 29NM, 16A, 434V FORCED VENTILATION; DIRECTION OF AIR FLOW DE --> NDE; DEGREE OF PROTECTION IP55 INCREMENTAL ENCODER 22 BIT WITH COMMUTATING POSITION (ENCODER IC22DQ) WITH DRIVE-CLIQ INTERFACE DESIGN IM B5 (IMV 1,IM V3) PLAIN SHAFT WITHOUT FITTED KEY; BEARING: STANDARD, VIBRATION SEVERITY GRADE: S/A, SHAFT AND FLANGE ACCURACY: R POWER CONNECTOR (ABOVE) CABLE ENTRY ON THE RIGHT SIGNAL CONNECTION D-END | 5005 | TEM | 1 | MC | 51 | 1
1PH81031DG020LA1 | SIMOTICS M COMPACT ASYNCHRONOUS MOTOR 2000RPM, 7,0KW, 31NM, 17A, 345V 2300RPM, 7,5KW,33NM, 17,5A,400V 2650RPM, 8,0KW, 29NM, 16A, 434V FORCED VENTILATION; DIRECTION OF AIR FLOW DE --> NDE; DEGREE OF PROTECTION IP55 INCREMENTAL ENCODER 22 BIT WITH COMMUTATING POSITION (ENCODER IC22DQ) WITH DRIVE-CLIQ INTERFACE DESIGN IM B5 (IMV 1,IM V3) PLAIN SHAFT WITHOUT FITTED KEY; BEARING: PERFORMANCE, VIBRATION SEVERITY GRADE SPECIAL/B; SHAFT A. FLANGE ACCURACY GR. SPECIAL TERMINAL BOX (ABOVE) CABLE ENTRY ON THE RIGHT SIGNAL CONNECTION D-END | 5608 | TEM | 1 | MC | 51 | 1
1PH81031DG020LB1 | SIMOTICS M COMPACT ASYNCHRONOUS MOTOR 2000RPM, 7,0KW, 31NM, 17A, 345V 2300RPM, 7,5KW,33NM, 17,5A,400V 2650RPM, 8,0KW, 29NM, 16A, 434V FORCED VENTILATION; DIRECTION OF AIR FLOW DE --> NDE; DEGREE OF PROTECTION IP55 INCREMENTAL ENCODER 22 BIT WITH COMMUTATING POSITION (ENCODER IC22DQ) WITH DRIVE-CLIQ INTERFACE DESIGN IM B5 (IMV 1,IM V3) PLAIN SHAFT WITHOUT FITTED KEY; BEARING: PERFORMANCE, VIBRATION SEVERITY GRADE SPECIAL/B; SHAFT A. FLANGE ACCURACY GR. SPECIAL TERMINAL BOX (ABOVE) CABLE ENTRY ON THE LEFT SIGNAL CONNECTION D-END | 5608 | TEM | 1 | MC | 51 | 1
1PH81031DG020LE1 | SIMOTICS M COMPACT ASYNCHRONOUS MOTOR 2000RPM, 7,0KW, 31NM, 17A, 345V 2300RPM, 7,5KW,33NM, 17,5A,400V 2650RPM, 8,0KW, 29NM, 16A, 434V FORCED VENTILATION; DIRECTION OF AIR FLOW DE --> NDE; DEGREE OF PROTECTION IP55 INCREMENTAL ENCODER 22 BIT WITH COMMUTATING POSITION (ENCODER IC22DQ) WITH DRIVE-CLIQ INTERFACE DESIGN IM B5 (IMV 1,IM V3) PLAIN SHAFT WITHOUT FITTED KEY; BEARING: PERFORMANCE, VIBRATION SEVERITY GRADE SPECIAL/B; SHAFT A. FLANGE ACCURACY GR. SPECIAL POWER CONNECTOR (ABOVE) CABLE ENTRY ON THE RIGHT SIGNAL CONNECTION D-END | 5608 | TEM | 1 | MC | 51 | 1
1PH81031DG021BA1 | SIMOTICS M COMPACT ASYNCHRONOUS MOTOR 2000RPM, 7,0KW, 31NM, 17A, 345V 2300RPM, 7,5KW,33NM, 17,5A,400V 2650RPM, 8,0KW, 29NM, 16A, 434V FORCED VENTILATION; DIRECTION OF AIR FLOW DE --> NDE; DEGREE OF PROTECTION IP55 INCREMENTAL ENCODER 22 BIT WITH COMMUTATING POSITION (ENCODER IC22DQ) WITH DRIVE-CLIQ INTERFACE DESIGN IM B5 (IMV 1,IM V3) SHAFT WITH FITTED KEY FULL-KEY BALANCING BEARING: STANDARD WITH FIXED BEARING, VIBRATION SEVERITY GRADE: R/A, SHAFT AND FLANGE ACCURACY: R TERMINAL BOX (ABOVE) CABLE ENTRY ON THE RIGHT SIGNAL CONNECTION D-END | 5095 | TEM | 1 | MC | 51 | 1
1PH81031DG021BC1 | SIMOTICS M COMPACT ASYNCHRONOUS MOTOR 2000RPM, 7,0KW, 31NM, 17A, 345V 2300RPM, 7,5KW,33NM, 17,5A,400V 2650RPM, 8,0KW, 29NM, 16A, 434V FORCED VENTILATION; DIRECTION OF AIR FLOW DE --> NDE; DEGREE OF PROTECTION IP55 INCREMENTAL ENCODER 22 BIT WITH COMMUTATING POSITION (ENCODER IC22DQ) WITH DRIVE-CLIQ INTERFACE DESIGN IM B5 (IMV 1,IM V3) SHAFT WITH FITTED KEY FULL-KEY BALANCING BEARING: STANDARD WITH FIXED BEARING, VIBRATION SEVERITY GRADE: R/A, SHAFT AND FLANGE ACCURACY: R TERMINAL BOX (ABOVE) CABLE ENTRY ON THE ND-END SIGNAL CONNECTION LEFT | 5095 | TEM | 1 | MC | 51 | 1
1PH81031DG021CA1 | SIMOTICS M COMPACT ASYNCHRONOUS MOTOR 2000RPM, 7,0KW, 31NM, 17A, 345V 2300RPM, 7,5KW,33NM, 17,5A,400V 2650RPM, 8,0KW, 29NM, 16A, 434V FORCED VENTILATION; DIRECTION OF AIR FLOW DE --> NDE; DEGREE OF PROTECTION IP55 INCREMENTAL ENCODER 22 BIT WITH COMMUTATING POSITION (ENCODER IC22DQ) WITH DRIVE-CLIQ INTERFACE DESIGN IM B5 (IMV 1,IM V3) SHAFT WITH FITTED KEY FULL-KEY BALANCING BEARING: STANDARD WITH FIXED BEARING, VIBRATION SEVERITY GRADE: S/A, SHAFT AND FLANGE ACCURACY: R TERMINAL BOX (ABOVE) CABLE ENTRY ON THE RIGHT SIGNAL CONNECTION D-END | 5290 | TEM | 1 | MC | 51 | 1
1PH81031DG021CC1 | SIMOTICS M COMPACT ASYNCHRONOUS MOTOR 2000RPM, 7,0KW, 31NM, 17A, 345V 2300RPM, 7,5KW,33NM, 17,5A,400V 2650RPM, 8,0KW, 29NM, 16A, 434V FORCED VENTILATION; DIRECTION OF AIR FLOW DE --> NDE; DEGREE OF PROTECTION IP55 INCREMENTAL ENCODER 22 BIT WITH COMMUTATING POSITION (ENCODER IC22DQ) WITH DRIVE-CLIQ INTERFACE DESIGN IM B5 (IMV 1,IM V3) SHAFT WITH FITTED KEY FULL-KEY BALANCING BEARING: STANDARD WITH FIXED BEARING, VIBRATION SEVERITY GRADE: S/A, SHAFT AND FLANGE ACCURACY: R TERMINAL BOX (ABOVE) CABLE ENTRY ON THE ND-END SIGNAL CONNECTION LEFT | 5290 | TEM | 1 | MC | 51 | 1
1PH81031DG021LA1 | SIMOTICS M COMPACT ASYNCHRONOUS MOTOR 2000RPM, 7,0KW, 31NM, 17A, 345V 2300RPM, 7,5KW,33NM, 17,5A,400V 2650RPM, 8,0KW, 29NM, 16A, 434V FORCED VENTILATION; DIRECTION OF AIR FLOW DE --> NDE; DEGREE OF PROTECTION IP55 INCREMENTAL ENCODER 22 BIT WITH COMMUTATING POSITION (ENCODER IC22DQ) WITH DRIVE-CLIQ INTERFACE DESIGN IM B5 (IMV 1,IM V3) SHAFT WITH FITTED KEY FULL-KEY BALANCING BEARING: PERFORMANCE, VIBRATION SEVERITY GRADE SPECIAL/B; SHAFT A. FLANGE ACCURACY GR. SPECIAL TERMINAL BOX (ABOVE) CABLE ENTRY ON THE RIGHT SIGNAL CONNECTION D-END | 5608 | TEM | 1 | MC | 51 | 1
1PH81031DG022BA1 | SIMOTICS M COMPACT ASYNCHRONOUS MOTOR 2000RPM, 7,0KW, 31NM, 17A, 345V 2300RPM, 7,5KW,33NM, 17,5A,400V 2650RPM, 8,0KW, 29NM, 16A, 434V FORCED VENTILATION; DIRECTION OF AIR FLOW DE --> NDE; DEGREE OF PROTECTION IP55 INCREMENTAL ENCODER 22 BIT WITH COMMUTATING POSITION (ENCODER IC22DQ) WITH DRIVE-CLIQ INTERFACE DESIGN IM B5 (IMV 1,IM V3) SHAFT WITH FITTED KEY HALF-KEY BALANCING BEARING: STANDARD WITH FIXED BEARING, VIBRATION SEVERITY GRADE: R/A, SHAFT AND FLANGE ACCURACY: R TERMINAL BOX (ABOVE) CABLE ENTRY ON THE RIGHT SIGNAL CONNECTION D-END | 5095 | TEM | 1 | MC | 51 | 1
1PH81031DG022BB1 | SIMOTICS M COMPACT ASYNCHRONOUS MOTOR 2000RPM, 7,0KW, 31NM, 17A, 345V 2300RPM, 7,5KW,33NM, 17,5A,400V 2650RPM, 8,0KW, 29NM, 16A, 434V FORCED VENTILATION; DIRECTION OF AIR FLOW DE --> NDE; DEGREE OF PROTECTION IP55 INCREMENTAL ENCODER 22 BIT WITH COMMUTATING POSITION (ENCODER IC22DQ) WITH DRIVE-CLIQ INTERFACE DESIGN IM B5 (IMV 1,IM V3) SHAFT WITH FITTED KEY HALF-KEY BALANCING BEARING: STANDARD WITH FIXED BEARING, VIBRATION SEVERITY GRADE: R/A, SHAFT AND FLANGE ACCURACY: R TERMINAL BOX (ABOVE) CABLE ENTRY ON THE LEFT SIGNAL CONNECTION D-END | 5095 | TEM | 1 | MC | 51 | 1
1PH81031DG022BC1 | SIMOTICS M COMPACT ASYNCHRONOUS MOTOR 2000RPM, 7,0KW, 31NM, 17A, 345V 2300RPM, 7,5KW,33NM, 17,5A,400V 2650RPM, 8,0KW, 29NM, 16A, 434V FORCED VENTILATION; DIRECTION OF AIR FLOW DE --> NDE; DEGREE OF PROTECTION IP55 INCREMENTAL ENCODER 22 BIT WITH COMMUTATING POSITION (ENCODER IC22DQ) WITH DRIVE-CLIQ INTERFACE DESIGN IM B5 (IMV 1,IM V3) SHAFT WITH FITTED KEY HALF-KEY BALANCING BEARING: STANDARD WITH FIXED BEARING, VIBRATION SEVERITY GRADE: R/A, SHAFT AND FLANGE ACCURACY: R TERMINAL BOX (ABOVE) CABLE ENTRY ON THE ND-END SIGNAL CONNECTION LEFT | 5095 | TEM | 1 | MC | 51 | 1
1PH81031DG022BE1 | SIMOTICS M COMPACT ASYNCHRONOUS MOTOR 2000RPM, 7,0KW, 31NM, 17A, 345V 2300RPM, 7,5KW,33NM, 17,5A,400V 2650RPM, 8,0KW, 29NM, 16A, 434V FORCED VENTILATION; DIRECTION OF AIR FLOW DE --> NDE; DEGREE OF PROTECTION IP55 INCREMENTAL ENCODER 22 BIT WITH COMMUTATING POSITION (ENCODER IC22DQ) WITH DRIVE-CLIQ INTERFACE DESIGN IM B5 (IMV 1,IM V3) SHAFT WITH FITTED KEY HALF-KEY BALANCING BEARING: STANDARD WITH FIXED BEARING, VIBRATION SEVERITY GRADE: R/A, SHAFT AND FLANGE ACCURACY: R POWER CONNECTOR (ABOVE) CABLE ENTRY ON THE RIGHT SIGNAL CONNECTION D-END | 5095 | TEM | 1 | MC | 51 | 1
1PH81031DG022BG1 | SIMOTICS M COMPACT ASYNCHRONOUS MOTOR 2000RPM, 7,0KW, 31NM, 17A, 345V 2300RPM, 7,5KW,33NM, 17,5A,400V 2650RPM, 8,0KW, 29NM, 16A, 434V FORCED VENTILATION; DIRECTION OF AIR FLOW DE --> NDE; DEGREE OF PROTECTION IP55 INCREMENTAL ENCODER 22 BIT WITH COMMUTATING POSITION (ENCODER IC22DQ) WITH DRIVE-CLIQ INTERFACE DESIGN IM B5 (IMV 1,IM V3) SHAFT WITH FITTED KEY HALF-KEY BALANCING BEARING: STANDARD WITH FIXED BEARING, VIBRATION SEVERITY GRADE: R/A, SHAFT AND FLANGE ACCURACY: R POWER CONNECTOR (ABOVE) CABLE ENTRY ON THE ND-END SIGNAL CONNECTION LEFT | 5095 | TEM | 1 | MC | 51 | 1
1PH81031DG022CA1 | SIMOTICS M COMPACT ASYNCHRONOUS MOTOR 2000RPM, 7,0KW, 31NM, 17A, 345V 2300RPM, 7,5KW,33NM, 17,5A,400V 2650RPM, 8,0KW, 29NM, 16A, 434V FORCED VENTILATION; DIRECTION OF AIR FLOW DE --> NDE; DEGREE OF PROTECTION IP55 INCREMENTAL ENCODER 22 BIT WITH COMMUTATING POSITION (ENCODER IC22DQ) WITH DRIVE-CLIQ INTERFACE DESIGN IM B5 (IMV 1,IM V3) SHAFT WITH FITTED KEY HALF-KEY BALANCING BEARING: STANDARD WITH FIXED BEARING, VIBRATION SEVERITY GRADE: S/A, SHAFT AND FLANGE ACCURACY: R TERMINAL BOX (ABOVE) CABLE ENTRY ON THE RIGHT SIGNAL CONNECTION D-END | 5290 | TEM | 1 | MC | 51 | 1
1PH81031DG022LC1 | SIMOTICS M COMPACT ASYNCHRONOUS MOTOR 2000RPM, 7,0KW, 31NM, 17A, 345V 2300RPM, 7,5KW,33NM, 17,5A,400V 2650RPM, 8,0KW, 29NM, 16A, 434V FORCED VENTILATION; DIRECTION OF AIR FLOW DE --> NDE; DEGREE OF PROTECTION IP55 INCREMENTAL ENCODER 22 BIT WITH COMMUTATING POSITION (ENCODER IC22DQ) WITH DRIVE-CLIQ INTERFACE DESIGN IM B5 (IMV 1,IM V3) SHAFT WITH FITTED KEY HALF-KEY BALANCING BEARING: PERFORMANCE, VIBRATION SEVERITY GRADE SPECIAL/B; SHAFT A. FLANGE ACCURACY GR. SPECIAL TERMINAL BOX (ABOVE) CABLE ENTRY ON THE ND-END SIGNAL CONNECTION LEFT | 5608 | TEM | 1 | MC | 51 | 1
1PH81031DG030BA1 | SIMOTICS M COMPACT ASYNCHRONOUS MOTOR 2000RPM, 7,0KW, 31NM, 17A, 345V 2300RPM, 7,5KW,33NM, 17,5A,400V 2650RPM, 8,0KW, 29NM, 16A, 434V FORCED VENTILATION; DIRECTION OF AIR FLOW DE --> NDE; DEGREE OF PROTECTION IP55 INCREMENTAL ENCODER 22 BIT WITH COMMUTATING POSITION (ENCODER IC22DQ) WITH DRIVE-CLIQ INTERFACE DESIGN IM B35 (IM V15, IM V35) PLAIN SHAFT WITHOUT FITTED KEY; BEARING: STANDARD WITH FIXED BEARING, VIBRATION SEVERITY GRADE: R/A, SHAFT AND FLANGE ACCURACY: R TERMINAL BOX (ABOVE) CABLE ENTRY ON THE RIGHT SIGNAL CONNECTION D-END | 5333 | TEM | 1 | MC | 51 | 1
1PH81031DG030CA1 | SIMOTICS M COMPACT ASYNCHRONOUS MOTOR 2000RPM, 7,0KW, 31NM, 17A, 345V 2300RPM, 7,5KW,33NM, 17,5A,400V 2650RPM, 8,0KW, 29NM, 16A, 434V FORCED VENTILATION; DIRECTION OF AIR FLOW DE --> NDE; DEGREE OF PROTECTION IP55 INCREMENTAL ENCODER 22 BIT WITH COMMUTATING POSITION (ENCODER IC22DQ) WITH DRIVE-CLIQ INTERFACE DESIGN IM B35 (IM V15, IM V35) PLAIN SHAFT WITHOUT FITTED KEY; BEARING: STANDARD WITH FIXED BEARING, VIBRATION SEVERITY GRADE: S/A, SHAFT AND FLANGE ACCURACY: R TERMINAL BOX (ABOVE) CABLE ENTRY ON THE RIGHT SIGNAL CONNECTION D-END | 5529 | TEM | 1 | MC | 51 | 1
1PH81031DG030CE1 | SIMOTICS M COMPACT ASYNCHRONOUS MOTOR 2000RPM, 7,0KW, 31NM, 17A, 345V 2300RPM, 7,5KW,33NM, 17,5A,400V 2650RPM, 8,0KW, 29NM, 16A, 434V FORCED VENTILATION; DIRECTION OF AIR FLOW DE --> NDE; DEGREE OF PROTECTION IP55 INCREMENTAL ENCODER 22 BIT WITH COMMUTATING POSITION (ENCODER IC22DQ) WITH DRIVE-CLIQ INTERFACE DESIGN IM B35 (IM V15, IM V35) PLAIN SHAFT WITHOUT FITTED KEY; BEARING: STANDARD WITH FIXED BEARING, VIBRATION SEVERITY GRADE: S/A, SHAFT AND FLANGE ACCURACY: R POWER CONNECTOR (ABOVE) CABLE ENTRY ON THE RIGHT SIGNAL CONNECTION D-END | 5529 | TEM | 1 | MC | 51 | 1
1PH81031DG030DH1 | SIMOTICS M COMPACT ASYNCHRONOUS MOTOR 2000RPM, 7,0KW, 31NM, 17A, 345V 2300RPM, 7,5KW,33NM, 17,5A,400V 2650RPM, 8,0KW, 29NM, 16A, 434V FORCED VENTILATION; DIRECTION OF AIR FLOW DE --> NDE; DEGREE OF PROTECTION IP55 INCREMENTAL ENCODER 22 BIT WITH COMMUTATING POSITION (ENCODER IC22DQ) WITH DRIVE-CLIQ INTERFACE DESIGN IM B35 (IM V15, IM V35) PLAIN SHAFT WITHOUT FITTED KEY; BEARING: STANDARD WITH FIXED BEARING, VIBRATION SEVERITY GRADE: SR/A, SHAFT AND FLANGE ACCURACY: R POWER CONNECTOR (ABOVE) CABLE ENTRY ON THE ND-END SIGNAL CONNECTION LEFT | 5599 | TEM | 1 | MC | 51 | 1
1PH81031DG031BA1 | SIMOTICS M COMPACT ASYNCHRONOUS MOTOR 2000RPM, 7,0KW, 31NM, 17A, 345V 2300RPM, 7,5KW,33NM, 17,5A,400V 2650RPM, 8,0KW, 29NM, 16A, 434V FORCED VENTILATION; DIRECTION OF AIR FLOW DE --> NDE; DEGREE OF PROTECTION IP55 INCREMENTAL ENCODER 22 BIT WITH COMMUTATING POSITION (ENCODER IC22DQ) WITH DRIVE-CLIQ INTERFACE DESIGN IM B35 (IM V15, IM V35) SHAFT WITH FITTED KEY FULL-KEY BALANCING BEARING: STANDARD WITH FIXED BEARING, VIBRATION SEVERITY GRADE: R/A, SHAFT AND FLANGE ACCURACY: R TERMINAL BOX (ABOVE) CABLE ENTRY ON THE RIGHT SIGNAL CONNECTION D-END | 5333 | TEM | 1 | MC | 51 | 1
1PH81031DG031BB1 | SIMOTICS M COMPACT ASYNCHRONOUS MOTOR 2000RPM, 7,0KW, 31NM, 17A, 345V 2300RPM, 7,5KW,33NM, 17,5A,400V 2650RPM, 8,0KW, 29NM, 16A, 434V FORCED VENTILATION; DIRECTION OF AIR FLOW DE --> NDE; DEGREE OF PROTECTION IP55 INCREMENTAL ENCODER 22 BIT WITH COMMUTATING POSITION (ENCODER IC22DQ) WITH DRIVE-CLIQ INTERFACE DESIGN IM B35 (IM V15, IM V35) SHAFT WITH FITTED KEY FULL-KEY BALANCING BEARING: STANDARD WITH FIXED BEARING, VIBRATION SEVERITY GRADE: R/A, SHAFT AND FLANGE ACCURACY: R TERMINAL BOX (ABOVE) CABLE ENTRY ON THE LEFT SIGNAL CONNECTION D-END | 5333 | TEM | 1 | MC | 51 | 1
1PH81031DG032BA1 | SIMOTICS M COMPACT ASYNCHRONOUS MOTOR 2000RPM, 7,0KW, 31NM, 17A, 345V 2300RPM, 7,5KW,33NM, 17,5A,400V 2650RPM, 8,0KW, 29NM, 16A, 434V FORCED VENTILATION; DIRECTION OF AIR FLOW DE --> NDE; DEGREE OF PROTECTION IP55 INCREMENTAL ENCODER 22 BIT WITH COMMUTATING POSITION (ENCODER IC22DQ) WITH DRIVE-CLIQ INTERFACE DESIGN IM B35 (IM V15, IM V35) SHAFT WITH FITTED KEY HALF-KEY BALANCING BEARING: STANDARD WITH FIXED BEARING, VIBRATION SEVERITY GRADE: R/A, SHAFT AND FLANGE ACCURACY: R TERMINAL BOX (ABOVE) CABLE ENTRY ON THE RIGHT SIGNAL CONNECTION D-END | 5333 | TEM | 1 | MC | 51 | 1
1PH81031DG032GA1 | SIMOTICS M COMPACT ASYNCHRONOUS MOTOR 2000RPM, 7,0KW, 31NM, 17A, 345V 2300RPM, 7,5KW,33NM, 17,5A,400V 2650RPM, 8,0KW, 29NM, 16A, 434V FORCED VENTILATION; DIRECTION OF AIR FLOW DE --> NDE; DEGREE OF PROTECTION IP55 INCREMENTAL ENCODER 22 BIT WITH COMMUTATING POSITION (ENCODER IC22DQ) WITH DRIVE-CLIQ INTERFACE DESIGN IM B35 (IM V15, IM V35) SHAFT WITH FITTED KEY HALF-KEY BALANCING BEARING: STANDARD, VIBRATION SEVERITY GRADE: R/A, SHAFT AND FLANGE ACCURACY: R TERMINAL BOX (ABOVE) CABLE ENTRY ON THE RIGHT SIGNAL CONNECTION D-END | 5049 | TEM | 1 | MC | 51 | 1
1PH81031DG032GC1 | SIMOTICS M COMPACT ASYNCHRONOUS MOTOR 2000RPM, 7,0KW, 31NM, 17A, 345V 2300RPM, 7,5KW,33NM, 17,5A,400V 2650RPM, 8,0KW, 29NM, 16A, 434V FORCED VENTILATION; DIRECTION OF AIR FLOW DE --> NDE; DEGREE OF PROTECTION IP55 INCREMENTAL ENCODER 22 BIT WITH COMMUTATING POSITION (ENCODER IC22DQ) WITH DRIVE-CLIQ INTERFACE DESIGN IM B35 (IM V15, IM V35) SHAFT WITH FITTED KEY HALF-KEY BALANCING BEARING: STANDARD, VIBRATION SEVERITY GRADE: R/A, SHAFT AND FLANGE ACCURACY: R TERMINAL BOX (ABOVE) CABLE ENTRY ON THE ND-END SIGNAL CONNECTION LEFT | 5049 | TEM | 1 | MC | 51 | 1
1PH81031DG101BA1 | SIMOTICS M COMPACT ASYNCHRONOUS MOTOR 2000RPM, 7KW, 31NM, 17A, 345V 2300RPM, 7,5KW,33NM,17,5A, 382V 2650RPM, 8KW, 29NM, 16A, 434V FORCED VENTILATION; DIRECTION OF AIR FLOW NDE --> DE; DEGREE OF PROTECTION IP55 INCREMENTAL ENCODER 22 BIT WITH COMMUTATING POSITION (ENCODER IC22DQ) WITH DRIVE-CLIQ INTERFACE DESIGN IM B3 (IM V5, IM V6) SHAFT WITH FITTED KEY FULL-KEY BALANCING BEARING: STANDARD WITH FIXED BEARING, VIBRATION SEVERITY GRADE: R/A, SHAFT AND FLANGE ACCURACY: R TERMINAL BOX (ABOVE) CABLE ENTRY ON THE RIGHT SIGNAL CONNECTION D-END | 4900 | TEM | 1 | MC | 51 | 1
1PH81031DG101BE1 | SIMOTICS M COMPACT ASYNCHRONOUS MOTOR 2000RPM, 7KW, 31NM, 17A, 345V 2300RPM, 7,5KW,33NM,17,5A, 382V 2650RPM, 8KW, 29NM, 16A, 434V FORCED VENTILATION; DIRECTION OF AIR FLOW NDE --> DE; DEGREE OF PROTECTION IP55 INCREMENTAL ENCODER 22 BIT WITH COMMUTATING POSITION (ENCODER IC22DQ) WITH DRIVE-CLIQ INTERFACE DESIGN IM B3 (IM V5, IM V6) SHAFT WITH FITTED KEY FULL-KEY BALANCING BEARING: STANDARD WITH FIXED BEARING, VIBRATION SEVERITY GRADE: R/A, SHAFT AND FLANGE ACCURACY: R POWER CONNECTOR (ABOVE) CABLE ENTRY ON THE RIGHT SIGNAL CONNECTION D-END | 4900 | TEM | 1 | MC | 51 | 1
1PH81031DG120BA1 | SIMOTICS M COMPACT ASYNCHRONOUS MOTOR 2000RPM, 7KW, 31NM, 17A, 345V 2300RPM, 7,5KW,33NM,17,5A, 382V 2650RPM, 8KW, 29NM, 16A, 434V FORCED VENTILATION; DIRECTION OF AIR FLOW NDE --> DE; DEGREE OF PROTECTION IP55 INCREMENTAL ENCODER 22 BIT WITH COMMUTATING POSITION (ENCODER IC22DQ) WITH DRIVE-CLIQ INTERFACE DESIGN IM B5 (IMV 1,IM V3) PLAIN SHAFT WITHOUT FITTED KEY; BEARING: STANDARD WITH FIXED BEARING, VIBRATION SEVERITY GRADE: R/A, SHAFT AND FLANGE ACCURACY: R TERMINAL BOX (ABOVE) CABLE ENTRY ON THE RIGHT SIGNAL CONNECTION D-END | 5095 | TEM | 1 | MC | 51 | 1
1PH81031DG120BB1 | SIMOTICS M COMPACT ASYNCHRONOUS MOTOR 2000RPM, 7KW, 31NM, 17A, 345V 2300RPM, 7,5KW,33NM,17,5A, 382V 2650RPM, 8KW, 29NM, 16A, 434V FORCED VENTILATION; DIRECTION OF AIR FLOW NDE --> DE; DEGREE OF PROTECTION IP55 INCREMENTAL ENCODER 22 BIT WITH COMMUTATING POSITION (ENCODER IC22DQ) WITH DRIVE-CLIQ INTERFACE DESIGN IM B5 (IMV 1,IM V3) PLAIN SHAFT WITHOUT FITTED KEY; BEARING: STANDARD WITH FIXED BEARING, VIBRATION SEVERITY GRADE: R/A, SHAFT AND FLANGE ACCURACY: R TERMINAL BOX (ABOVE) CABLE ENTRY ON THE LEFT SIGNAL CONNECTION D-END | 5095 | TEM | 1 | MC | 51 | 1
1PH81031DG120BE1 | SIMOTICS M COMPACT ASYNCHRONOUS MOTOR 2000RPM, 7KW, 31NM, 17A, 345V 2300RPM, 7,5KW,33NM,17,5A, 382V 2650RPM, 8KW, 29NM, 16A, 434V FORCED VENTILATION; DIRECTION OF AIR FLOW NDE --> DE; DEGREE OF PROTECTION IP55 INCREMENTAL ENCODER 22 BIT WITH COMMUTATING POSITION (ENCODER IC22DQ) WITH DRIVE-CLIQ INTERFACE DESIGN IM B5 (IMV 1,IM V3) PLAIN SHAFT WITHOUT FITTED KEY; BEARING: STANDARD WITH FIXED BEARING, VIBRATION SEVERITY GRADE: R/A, SHAFT AND FLANGE ACCURACY: R POWER CONNECTOR (ABOVE) CABLE ENTRY ON THE RIGHT SIGNAL CONNECTION D-END | 5095 | TEM | 1 | MC | 51 | 1
1PH81031DG120BG1 | SIMOTICS M COMPACT ASYNCHRONOUS MOTOR 2000RPM, 7KW, 31NM, 17A, 345V 2300RPM, 7,5KW,33NM,17,5A, 382V 2650RPM, 8KW, 29NM, 16A, 434V FORCED VENTILATION; DIRECTION OF AIR FLOW NDE --> DE; DEGREE OF PROTECTION IP55 INCREMENTAL ENCODER 22 BIT WITH COMMUTATING POSITION (ENCODER IC22DQ) WITH DRIVE-CLIQ INTERFACE DESIGN IM B5 (IMV 1,IM V3) PLAIN SHAFT WITHOUT FITTED KEY; BEARING: STANDARD WITH FIXED BEARING, VIBRATION SEVERITY GRADE: R/A, SHAFT AND FLANGE ACCURACY: R POWER CONNECTOR (ABOVE) CABLE ENTRY ON THE ND-END SIGNAL CONNECTION LEFT | 5095 | TEM | 1 | MC | 51 | 1
1PH81031DG120CA1 | SIMOTICS M COMPACT ASYNCHRONOUS MOTOR 2000RPM, 7KW, 31NM, 17A, 345V 2300RPM, 7,5KW,33NM,17,5A, 382V 2650RPM, 8KW, 29NM, 16A, 434V FORCED VENTILATION; DIRECTION OF AIR FLOW NDE --> DE; DEGREE OF PROTECTION IP55 INCREMENTAL ENCODER 22 BIT WITH COMMUTATING POSITION (ENCODER IC22DQ) WITH DRIVE-CLIQ INTERFACE DESIGN IM B5 (IMV 1,IM V3) PLAIN SHAFT WITHOUT FITTED KEY; BEARING: STANDARD WITH FIXED BEARING, VIBRATION SEVERITY GRADE: S/A, SHAFT AND FLANGE ACCURACY: R TERMINAL BOX (ABOVE) CABLE ENTRY ON THE RIGHT SIGNAL CONNECTION D-END | 5290 | TEM | 1 | MC | 51 | 1
1PH81031DG120GB1 | SIMOTICS M COMPACT ASYNCHRONOUS MOTOR 2000RPM, 7KW, 31NM, 17A, 345V 2300RPM, 7,5KW,33NM,17,5A, 382V 2650RPM, 8KW, 29NM, 16A, 434V FORCED VENTILATION; DIRECTION OF AIR FLOW NDE --> DE; DEGREE OF PROTECTION IP55 INCREMENTAL ENCODER 22 BIT WITH COMMUTATING POSITION (ENCODER IC22DQ) WITH DRIVE-CLIQ INTERFACE DESIGN IM B5 (IMV 1,IM V3) PLAIN SHAFT WITHOUT FITTED KEY; BEARING: STANDARD, VIBRATION SEVERITY GRADE: R/A, SHAFT AND FLANGE ACCURACY: R TERMINAL BOX (ABOVE) CABLE ENTRY ON THE LEFT SIGNAL CONNECTION D-END | 4810 | TEM | 1 | MC | 51 | 1
1PH81031DG120LA1 | SIMOTICS M COMPACT ASYNCHRONOUS MOTOR 2000RPM, 7KW, 31NM, 17A, 345V 2300RPM, 7,5KW,33NM,17,5A, 382V 2650RPM, 8KW, 29NM, 16A, 434V FORCED VENTILATION; DIRECTION OF AIR FLOW NDE --> DE; DEGREE OF PROTECTION IP55 INCREMENTAL ENCODER 22 BIT WITH COMMUTATING POSITION (ENCODER IC22DQ) WITH DRIVE-CLIQ INTERFACE DESIGN IM B5 (IMV 1,IM V3) PLAIN SHAFT WITHOUT FITTED KEY; BEARING: PERFORMANCE, VIBRATION SEVERITY GRADE SPECIAL/B; SHAFT A. FLANGE ACCURACY GR. SPECIAL TERMINAL BOX (ABOVE) CABLE ENTRY ON THE RIGHT SIGNAL CONNECTION D-END | 5608 | TEM | 1 | MC | 51 | 1
1PH81031DG121LA1 | SIMOTICS M COMPACT ASYNCHRONOUS MOTOR 2000RPM, 7KW, 31NM, 17A, 345V 2300RPM, 7,5KW,33NM,17,5A, 382V 2650RPM, 8KW, 29NM, 16A, 434V FORCED VENTILATION; DIRECTION OF AIR FLOW NDE --> DE; DEGREE OF PROTECTION IP55 INCREMENTAL ENCODER 22 BIT WITH COMMUTATING POSITION (ENCODER IC22DQ) WITH DRIVE-CLIQ INTERFACE DESIGN IM B5 (IMV 1,IM V3) SHAFT WITH FITTED KEY FULL-KEY BALANCING BEARING: PERFORMANCE, VIBRATION SEVERITY GRADE SPECIAL/B; SHAFT A. FLANGE ACCURACY GR. SPECIAL TERMINAL BOX (ABOVE) CABLE ENTRY ON THE RIGHT SIGNAL CONNECTION D-END | 5608 | TEM | 1 | MC | 51 | 1
1PH81031DG122BA1 | SIMOTICS M COMPACT ASYNCHRONOUS MOTOR 2000RPM, 7KW, 31NM, 17A, 345V 2300RPM, 7,5KW,33NM,17,5A, 382V 2650RPM, 8KW, 29NM, 16A, 434V FORCED VENTILATION; DIRECTION OF AIR FLOW NDE --> DE; DEGREE OF PROTECTION IP55 INCREMENTAL ENCODER 22 BIT WITH COMMUTATING POSITION (ENCODER IC22DQ) WITH DRIVE-CLIQ INTERFACE DESIGN IM B5 (IMV 1,IM V3) SHAFT WITH FITTED KEY HALF-KEY BALANCING BEARING: STANDARD WITH FIXED BEARING, VIBRATION SEVERITY GRADE: R/A, SHAFT AND FLANGE ACCURACY: R TERMINAL BOX (ABOVE) CABLE ENTRY ON THE RIGHT SIGNAL CONNECTION D-END | 5095 | TEM | 1 | MC | 51 | 1
1PH81031DG122BB1 | SIMOTICS M COMPACT ASYNCHRONOUS MOTOR 2000RPM, 7KW, 31NM, 17A, 345V 2300RPM, 7,5KW,33NM,17,5A, 382V 2650RPM, 8KW, 29NM, 16A, 434V FORCED VENTILATION; DIRECTION OF AIR FLOW NDE --> DE; DEGREE OF PROTECTION IP55 INCREMENTAL ENCODER 22 BIT WITH COMMUTATING POSITION (ENCODER IC22DQ) WITH DRIVE-CLIQ INTERFACE DESIGN IM B5 (IMV 1,IM V3) SHAFT WITH FITTED KEY HALF-KEY BALANCING BEARING: STANDARD WITH FIXED BEARING, VIBRATION SEVERITY GRADE: R/A, SHAFT AND FLANGE ACCURACY: R TERMINAL BOX (ABOVE) CABLE ENTRY ON THE LEFT SIGNAL CONNECTION D-END | 5095 | TEM | 1 | MC | 51 | 1
1PH81031DG122BC1 | SIMOTICS M COMPACT ASYNCHRONOUS MOTOR 2000RPM, 7KW, 31NM, 17A, 345V 2300RPM, 7,5KW,33NM,17,5A, 382V 2650RPM, 8KW, 29NM, 16A, 434V FORCED VENTILATION; DIRECTION OF AIR FLOW NDE --> DE; DEGREE OF PROTECTION IP55 INCREMENTAL ENCODER 22 BIT WITH COMMUTATING POSITION (ENCODER IC22DQ) WITH DRIVE-CLIQ INTERFACE DESIGN IM B5 (IMV 1,IM V3) SHAFT WITH FITTED KEY HALF-KEY BALANCING BEARING: STANDARD WITH FIXED BEARING, VIBRATION SEVERITY GRADE: R/A, SHAFT AND FLANGE ACCURACY: R TERMINAL BOX (ABOVE) CABLE ENTRY ON THE ND-END SIGNAL CONNECTION LEFT | 5095 | TEM | 1 | MC | 51 | 1
1PH81031DG122BG1 | SIMOTICS M COMPACT ASYNCHRONOUS MOTOR 2000RPM, 7KW, 31NM, 17A, 345V 2300RPM, 7,5KW,33NM,17,5A, 382V 2650RPM, 8KW, 29NM, 16A, 434V FORCED VENTILATION; DIRECTION OF AIR FLOW NDE --> DE; DEGREE OF PROTECTION IP55 INCREMENTAL ENCODER 22 BIT WITH COMMUTATING POSITION (ENCODER IC22DQ) WITH DRIVE-CLIQ INTERFACE DESIGN IM B5 (IMV 1,IM V3) SHAFT WITH FITTED KEY HALF-KEY BALANCING BEARING: STANDARD WITH FIXED BEARING, VIBRATION SEVERITY GRADE: R/A, SHAFT AND FLANGE ACCURACY: R POWER CONNECTOR (ABOVE) CABLE ENTRY ON THE ND-END SIGNAL CONNECTION LEFT | 5095 | TEM | 1 | MC | 51 | 1
1PH81031DG122QA1 | SIMOTICS M COMPACT ASYNCHRONOUS MOTOR 2000RPM, 7KW, 31NM, 17A, 345V 2300RPM, 7,5KW,33NM,17,5A, 382V 2650RPM, 8KW, 29NM, 16A, 434V FORCED VENTILATION; DIRECTION OF AIR FLOW NDE --> DE; DEGREE OF PROTECTION IP55 INCREMENTAL ENCODER 22 BIT WITH COMMUTATING POSITION (ENCODER IC22DQ) WITH DRIVE-CLIQ INTERFACE DESIGN IM B5 (IMV 1,IM V3) SHAFT WITH FITTED KEY HALF-KEY BALANCING BEARING: ADVANCED LIFETIME VIBRATION SEVERITY S/A SHAFT A. FLANGE ACCURACY GR. R TERMINAL BOX (ABOVE) CABLE ENTRY ON THE RIGHT SIGNAL CONNECTION D-END | 5447 | TEM | 1 | MC | 51 | 1
1PH81031DG130CA1 | SIMOTICS M COMPACT ASYNCHRONOUS MOTOR 2000RPM, 7KW, 31NM, 17A, 345V 2300RPM, 7,5KW,33NM,17,5A, 382V 2650RPM, 8KW, 29NM, 16A, 434V FORCED VENTILATION; DIRECTION OF AIR FLOW NDE --> DE; DEGREE OF PROTECTION IP55 INCREMENTAL ENCODER 22 BIT WITH COMMUTATING POSITION (ENCODER IC22DQ) WITH DRIVE-CLIQ INTERFACE DESIGN IM B35 (IM V15, IM V35) PLAIN SHAFT WITHOUT FITTED KEY; BEARING: STANDARD WITH FIXED BEARING, VIBRATION SEVERITY GRADE: S/A, SHAFT AND FLANGE ACCURACY: R TERMINAL BOX (ABOVE) CABLE ENTRY ON THE RIGHT SIGNAL CONNECTION D-END | 5529 | TEM | 1 | MC | 51 | 1
1PH81031DG130CC1 | SIMOTICS M COMPACT ASYNCHRONOUS MOTOR 2000RPM, 7KW, 31NM, 17A, 345V 2300RPM, 7,5KW,33NM,17,5A, 382V 2650RPM, 8KW, 29NM, 16A, 434V FORCED VENTILATION; DIRECTION OF AIR FLOW NDE --> DE; DEGREE OF PROTECTION IP55 INCREMENTAL ENCODER 22 BIT WITH COMMUTATING POSITION (ENCODER IC22DQ) WITH DRIVE-CLIQ INTERFACE DESIGN IM B35 (IM V15, IM V35) PLAIN SHAFT WITHOUT FITTED KEY; BEARING: STANDARD WITH FIXED BEARING, VIBRATION SEVERITY GRADE: S/A, SHAFT AND FLANGE ACCURACY: R TERMINAL BOX (ABOVE) CABLE ENTRY ON THE ND-END SIGNAL CONNECTION LEFT | 5529 | TEM | 1 | MC | 51 | 1
1PH81031DG130LA1 | SIMOTICS M COMPACT ASYNCHRONOUS MOTOR 2000RPM, 7KW, 31NM, 17A, 345V 2300RPM, 7,5KW,33NM,17,5A, 382V 2650RPM, 8KW, 29NM, 16A, 434V FORCED VENTILATION; DIRECTION OF AIR FLOW NDE --> DE; DEGREE OF PROTECTION IP55 INCREMENTAL ENCODER 22 BIT WITH COMMUTATING POSITION (ENCODER IC22DQ) WITH DRIVE-CLIQ INTERFACE DESIGN IM B35 (IM V15, IM V35) PLAIN SHAFT WITHOUT FITTED KEY; BEARING: PERFORMANCE, VIBRATION SEVERITY GRADE SPECIAL/B; SHAFT A. FLANGE ACCURACY GR. SPECIAL TERMINAL BOX (ABOVE) CABLE ENTRY ON THE RIGHT SIGNAL CONNECTION D-END | 5846 | TEM | 1 | MC | 51 | 1
1PH81031DG132BA1 | SIMOTICS M COMPACT ASYNCHRONOUS MOTOR 2000RPM, 7KW, 31NM, 17A, 345V 2300RPM, 7,5KW,33NM,17,5A, 382V 2650RPM, 8KW, 29NM, 16A, 434V FORCED VENTILATION; DIRECTION OF AIR FLOW NDE --> DE; DEGREE OF PROTECTION IP55 INCREMENTAL ENCODER 22 BIT WITH COMMUTATING POSITION (ENCODER IC22DQ) WITH DRIVE-CLIQ INTERFACE DESIGN IM B35 (IM V15, IM V35) SHAFT WITH FITTED KEY HALF-KEY BALANCING BEARING: STANDARD WITH FIXED BEARING, VIBRATION SEVERITY GRADE: R/A, SHAFT AND FLANGE ACCURACY: R TERMINAL BOX (ABOVE) CABLE ENTRY ON THE RIGHT SIGNAL CONNECTION D-END | 5333 | TEM | 1 | MC | 51 | 1
1PH81031DG200BA1 | SIMOTICS M COMPACT ASYNCHRONOUS MOTOR 2000RPM, 9,5KW,45NM, 23,8A,343V 2300RPM, 10,9KW,45NM,23,8A,390V 2650RPM, 12,5KW,45NM,23,5A,454V WATER COOLING DEGREE OF PROTECTION IP65 INCREMENTAL ENCODER 22 BIT WITH COMMUTATING POSITION (ENCODER IC22DQ) WITH DRIVE-CLIQ INTERFACE DESIGN IM B3 (IM V5, IM V6) PLAIN SHAFT WITHOUT FITTED KEY; BEARING: STANDARD WITH FIXED BEARING, VIBRATION SEVERITY GRADE: R/A, SHAFT AND FLANGE ACCURACY: R TERMINAL BOX (ABOVE) CABLE ENTRY ON THE RIGHT SIGNAL CONNECTION D-END | 5314 | TEM | 1 | MC | 60 | 1
1PH81031DG201CB1 | SIMOTICS M COMPACT ASYNCHRONOUS MOTOR 2000RPM, 9,5KW,45NM, 23,8A,343V 2300RPM, 10,9KW,45NM,23,8A,390V 2650RPM, 12,5KW,45NM,23,5A,454V WATER COOLING DEGREE OF PROTECTION IP65 INCREMENTAL ENCODER 22 BIT WITH COMMUTATING POSITION (ENCODER IC22DQ) WITH DRIVE-CLIQ INTERFACE DESIGN IM B3 (IM V5, IM V6) SHAFT WITH FITTED KEY FULL-KEY BALANCING BEARING: STANDARD WITH FIXED BEARING, VIBRATION SEVERITY GRADE: S/A, SHAFT AND FLANGE ACCURACY: R TERMINAL BOX (ABOVE) CABLE ENTRY ON THE LEFT SIGNAL CONNECTION D-END | 5509 | TEM | 1 | MC | 60 | 1
1PH81031DG220BA1 | SIMOTICS M COMPACT ASYNCHRONOUS MOTOR 2000RPM, 9,5KW,45NM, 23,8A,343V 2300RPM, 10,9KW,45NM,23,8A,390V 2650RPM, 12,5KW,45NM,23,5A,454V WATER COOLING DEGREE OF PROTECTION IP65 INCREMENTAL ENCODER 22 BIT WITH COMMUTATING POSITION (ENCODER IC22DQ) WITH DRIVE-CLIQ INTERFACE DESIGN IM B5 (IMV 1,IM V3) PLAIN SHAFT WITHOUT FITTED KEY; BEARING: STANDARD WITH FIXED BEARING, VIBRATION SEVERITY GRADE: R/A, SHAFT AND FLANGE ACCURACY: R TERMINAL BOX (ABOVE) CABLE ENTRY ON THE RIGHT SIGNAL CONNECTION D-END | 5509 | TEM | 1 | MC | 60 | 1
1PH81031DG220BG1 | SIMOTICS M COMPACT ASYNCHRONOUS MOTOR 2000RPM, 9,5KW,45NM, 23,8A,343V 2300RPM, 10,9KW,45NM,23,8A,390V 2650RPM, 12,5KW,45NM,23,5A,454V WATER COOLING DEGREE OF PROTECTION IP65 INCREMENTAL ENCODER 22 BIT WITH COMMUTATING POSITION (ENCODER IC22DQ) WITH DRIVE-CLIQ INTERFACE DESIGN IM B5 (IMV 1,IM V3) PLAIN SHAFT WITHOUT FITTED KEY; BEARING: STANDARD WITH FIXED BEARING, VIBRATION SEVERITY GRADE: R/A, SHAFT AND FLANGE ACCURACY: R POWER CONNECTOR (ABOVE) CABLE ENTRY ON THE ND-END SIGNAL CONNECTION LEFT | 5509 | TEM | 1 | MC | 60 | 1
1PH81031DG222QH1 | SIMOTICS M COMPACT ASYNCHRONOUS MOTOR 2000RPM, 9,5KW,45NM, 23,8A,343V 2300RPM, 10,9KW,45NM,23,8A,390V 2650RPM, 12,5KW,45NM,23,5A,454V WATER COOLING DEGREE OF PROTECTION IP65 INCREMENTAL ENCODER 22 BIT WITH COMMUTATING POSITION (ENCODER IC22DQ) WITH DRIVE-CLIQ INTERFACE DESIGN IM B5 (IMV 1,IM V3) SHAFT WITH FITTED KEY HALF-KEY BALANCING BEARING: ADVANCED LIFETIME VIBRATION SEVERITY S/A SHAFT A. FLANGE ACCURACY GR. R POWER CONNECTOR (ABOVE) CABLE ENTRY ON THE ND-END SIGNAL CONNECTION LEFT | 5861 | TEM | 1 | MC | 60 | 1
1PH81031DG230BA1 | SIMOTICS M COMPACT ASYNCHRONOUS MOTOR 2000RPM, 9,5KW,45NM, 23,8A,343V 2300RPM, 10,9KW,45NM,23,8A,390V 2650RPM, 12,5KW,45NM,23,5A,454V WATER COOLING DEGREE OF PROTECTION IP65 INCREMENTAL ENCODER 22 BIT WITH COMMUTATING POSITION (ENCODER IC22DQ) WITH DRIVE-CLIQ INTERFACE DESIGN IM B35 (IM V15, IM V35) PLAIN SHAFT WITHOUT FITTED KEY; BEARING: STANDARD WITH FIXED BEARING, VIBRATION SEVERITY GRADE: R/A, SHAFT AND FLANGE ACCURACY: R TERMINAL BOX (ABOVE) CABLE ENTRY ON THE RIGHT SIGNAL CONNECTION D-END | 5747 | TEM | 1 | MC | 60 | 1
1PH81031DG230BG1 | SIMOTICS M COMPACT ASYNCHRONOUS MOTOR 2000RPM, 9,5KW,45NM, 23,8A,343V 2300RPM, 10,9KW,45NM,23,8A,390V 2650RPM, 12,5KW,45NM,23,5A,454V WATER COOLING DEGREE OF PROTECTION IP65 INCREMENTAL ENCODER 22 BIT WITH COMMUTATING POSITION (ENCODER IC22DQ) WITH DRIVE-CLIQ INTERFACE DESIGN IM B35 (IM V15, IM V35) PLAIN SHAFT WITHOUT FITTED KEY; BEARING: STANDARD WITH FIXED BEARING, VIBRATION SEVERITY GRADE: R/A, SHAFT AND FLANGE ACCURACY: R POWER CONNECTOR (ABOVE) CABLE ENTRY ON THE ND-END SIGNAL CONNECTION LEFT | 5747 | TEM | 1 | MC | 60 | 1
1PH81031DG230CA1 | SIMOTICS M COMPACT ASYNCHRONOUS MOTOR 2000RPM, 9,5KW,45NM, 23,8A,343V 2300RPM, 10,9KW,45NM,23,8A,390V 2650RPM, 12,5KW,45NM,23,5A,454V WATER COOLING DEGREE OF PROTECTION IP65 INCREMENTAL ENCODER 22 BIT WITH COMMUTATING POSITION (ENCODER IC22DQ) WITH DRIVE-CLIQ INTERFACE DESIGN IM B35 (IM V15, IM V35) PLAIN SHAFT WITHOUT FITTED KEY; BEARING: STANDARD WITH FIXED BEARING, VIBRATION SEVERITY GRADE: S/A, SHAFT AND FLANGE ACCURACY: R TERMINAL BOX (ABOVE) CABLE ENTRY ON THE RIGHT SIGNAL CONNECTION D-END | 5942 | TEM | 1 | MC | 60 | 1
1PH81031DG232DC1 | SIMOTICS M COMPACT ASYNCHRONOUS MOTOR 2000RPM, 9,5KW,45NM, 23,8A,343V 2300RPM, 10,9KW,45NM,23,8A,390V 2650RPM, 12,5KW,45NM,23,5A,454V WATER COOLING DEGREE OF PROTECTION IP65 INCREMENTAL ENCODER 22 BIT WITH COMMUTATING POSITION (ENCODER IC22DQ) WITH DRIVE-CLIQ INTERFACE DESIGN IM B35 (IM V15, IM V35) SHAFT WITH FITTED KEY HALF-KEY BALANCING BEARING: STANDARD WITH FIXED BEARING, VIBRATION SEVERITY GRADE: SR/A, SHAFT AND FLANGE ACCURACY: R TERMINAL BOX (ABOVE) CABLE ENTRY ON THE ND-END SIGNAL CONNECTION LEFT | 6013 | TEM | 1 | MC | 60 | 1
1PH81031DM000BA1 | SIMOTICS M COMPACT ASYNCHRONOUS MOTOR 3000RPM, 8,4KW, 27NM,25,7A,297V 3300RPM, 9,3KW,27NM, 25,7A,326V 3600RPM, 10KW, 27NM, 25,4A,355V FORCED VENTILATION; DIRECTION OF AIR FLOW DE --> NDE; DEGREE OF PROTECTION IP55 INCREMENTAL ENCODER 22 BIT WITH COMMUTATING POSITION (ENCODER IC22DQ) WITH DRIVE-CLIQ INTERFACE DESIGN IM B3 (IM V5, IM V6) PLAIN SHAFT WITHOUT FITTED KEY; BEARING: STANDARD WITH FIXED BEARING, VIBRATION SEVERITY GRADE: R/A, SHAFT AND FLANGE ACCURACY: R TERMINAL BOX (ABOVE) CABLE ENTRY ON THE RIGHT SIGNAL CONNECTION D-END | 4900 | TEM | 1 | MC | 51 | 1
1PH81031DM000DA1 | SIMOTICS M COMPACT ASYNCHRONOUS MOTOR 3000RPM, 8,4KW, 27NM,25,7A,297V 3300RPM, 9,3KW,27NM, 25,7A,326V 3600RPM, 10KW, 27NM, 25,4A,355V FORCED VENTILATION; DIRECTION OF AIR FLOW DE --> NDE; DEGREE OF PROTECTION IP55 INCREMENTAL ENCODER 22 BIT WITH COMMUTATING POSITION (ENCODER IC22DQ) WITH DRIVE-CLIQ INTERFACE DESIGN IM B3 (IM V5, IM V6) PLAIN SHAFT WITHOUT FITTED KEY; BEARING: STANDARD WITH FIXED BEARING, VIBRATION SEVERITY GRADE: SR/A, SHAFT AND FLANGE ACCURACY: R TERMINAL BOX (ABOVE) CABLE ENTRY ON THE RIGHT SIGNAL CONNECTION D-END | 5165 | TEM | 1 | MC | 51 | 1
1PH81031DM001BA1 | SIMOTICS M COMPACT ASYNCHRONOUS MOTOR 3000RPM, 8,4KW, 27NM,25,7A,297V 3300RPM, 9,3KW,27NM, 25,7A,326V 3600RPM, 10KW, 27NM, 25,4A,355V FORCED VENTILATION; DIRECTION OF AIR FLOW DE --> NDE; DEGREE OF PROTECTION IP55 INCREMENTAL ENCODER 22 BIT WITH COMMUTATING POSITION (ENCODER IC22DQ) WITH DRIVE-CLIQ INTERFACE DESIGN IM B3 (IM V5, IM V6) SHAFT WITH FITTED KEY FULL-KEY BALANCING BEARING: STANDARD WITH FIXED BEARING, VIBRATION SEVERITY GRADE: R/A, SHAFT AND FLANGE ACCURACY: R TERMINAL BOX (ABOVE) CABLE ENTRY ON THE RIGHT SIGNAL CONNECTION D-END | 4900 | TEM | 1 | MC | 51 | 1
1PH81031DM020BA1 | SIMOTICS M COMPACT ASYNCHRONOUS MOTOR 3000RPM, 8,4KW, 27NM,25,7A,297V 3300RPM, 9,3KW,27NM, 25,7A,326V 3600RPM, 10KW, 27NM, 25,4A,355V FORCED VENTILATION; DIRECTION OF AIR FLOW DE --> NDE; DEGREE OF PROTECTION IP55 INCREMENTAL ENCODER 22 BIT WITH COMMUTATING POSITION (ENCODER IC22DQ) WITH DRIVE-CLIQ INTERFACE DESIGN IM B5 (IMV 1,IM V3) PLAIN SHAFT WITHOUT FITTED KEY; BEARING: STANDARD WITH FIXED BEARING, VIBRATION SEVERITY GRADE: R/A, SHAFT AND FLANGE ACCURACY: R TERMINAL BOX (ABOVE) CABLE ENTRY ON THE RIGHT SIGNAL CONNECTION D-END | 5095 | TEM | 1 | MC | 51 | 1
1PH81031DM020DA1 | SIMOTICS M COMPACT ASYNCHRONOUS MOTOR 3000RPM, 8,4KW, 27NM,25,7A,297V 3300RPM, 9,3KW,27NM, 25,7A,326V 3600RPM, 10KW, 27NM, 25,4A,355V FORCED VENTILATION; DIRECTION OF AIR FLOW DE --> NDE; DEGREE OF PROTECTION IP55 INCREMENTAL ENCODER 22 BIT WITH COMMUTATING POSITION (ENCODER IC22DQ) WITH DRIVE-CLIQ INTERFACE DESIGN IM B5 (IMV 1,IM V3) PLAIN SHAFT WITHOUT FITTED KEY; BEARING: STANDARD WITH FIXED BEARING, VIBRATION SEVERITY GRADE: SR/A, SHAFT AND FLANGE ACCURACY: R TERMINAL BOX (ABOVE) CABLE ENTRY ON THE RIGHT SIGNAL CONNECTION D-END | 5360 | TEM | 1 | MC | 51 | 1
1PH81031DM020FA1 | SIMOTICS M COMPACT ASYNCHRONOUS MOTOR 3000RPM, 8,4KW, 27NM,25,7A,297V 3300RPM, 9,3KW,27NM, 25,7A,326V 3600RPM, 10KW, 27NM, 25,4A,355V FORCED VENTILATION; DIRECTION OF AIR FLOW DE --> NDE; DEGREE OF PROTECTION IP55 INCREMENTAL ENCODER 22 BIT WITH COMMUTATING POSITION (ENCODER IC22DQ) WITH DRIVE-CLIQ INTERFACE DESIGN IM B5 (IMV 1,IM V3) PLAIN SHAFT WITHOUT FITTED KEY; BEARING: INCREASED RADIAL FORCES, VIBRATION SEVERITY GRADE: R/A, SHAFT+FLANGE ACCURACY: R TERMINAL BOX (ABOVE) CABLE ENTRY ON THE RIGHT SIGNAL CONNECTION D-END | 5178 | TEM | 1 | MC | 51 | 1
1PH81031DM020GA1 | SIMOTICS M COMPACT ASYNCHRONOUS MOTOR 3000RPM, 8,4KW, 27NM,25,7A,297V 3300RPM, 9,3KW,27NM, 25,7A,326V 3600RPM, 10KW, 27NM, 25,4A,355V FORCED VENTILATION; DIRECTION OF AIR FLOW DE --> NDE; DEGREE OF PROTECTION IP55 INCREMENTAL ENCODER 22 BIT WITH COMMUTATING POSITION (ENCODER IC22DQ) WITH DRIVE-CLIQ INTERFACE DESIGN IM B5 (IMV 1,IM V3) PLAIN SHAFT WITHOUT FITTED KEY; BEARING: STANDARD, VIBRATION SEVERITY GRADE: R/A, SHAFT AND FLANGE ACCURACY: R TERMINAL BOX (ABOVE) CABLE ENTRY ON THE RIGHT SIGNAL CONNECTION D-END | 4810 | TEM | 1 | MC | 51 | 1
1PH81031DM020LA1 | SIMOTICS M COMPACT ASYNCHRONOUS MOTOR 3000RPM, 8,4KW, 27NM,25,7A,297V 3300RPM, 9,3KW,27NM, 25,7A,326V 3600RPM, 10KW, 27NM, 25,4A,355V FORCED VENTILATION; DIRECTION OF AIR FLOW DE --> NDE; DEGREE OF PROTECTION IP55 INCREMENTAL ENCODER 22 BIT WITH COMMUTATING POSITION (ENCODER IC22DQ) WITH DRIVE-CLIQ INTERFACE DESIGN IM B5 (IMV 1,IM V3) PLAIN SHAFT WITHOUT FITTED KEY; BEARING: PERFORMANCE, VIBRATION SEVERITY GRADE SPECIAL/B; SHAFT A. FLANGE ACCURACY GR. SPECIAL TERMINAL BOX (ABOVE) CABLE ENTRY ON THE RIGHT SIGNAL CONNECTION D-END | 5608 | TEM | 1 | MC | 51 | 1
1PH81031DM020LB1 | SIMOTICS M COMPACT ASYNCHRONOUS MOTOR 3000RPM, 8,4KW, 27NM,25,7A,297V 3300RPM, 9,3KW,27NM, 25,7A,326V 3600RPM, 10KW, 27NM, 25,4A,355V FORCED VENTILATION; DIRECTION OF AIR FLOW DE --> NDE; DEGREE OF PROTECTION IP55 INCREMENTAL ENCODER 22 BIT WITH COMMUTATING POSITION (ENCODER IC22DQ) WITH DRIVE-CLIQ INTERFACE DESIGN IM B5 (IMV 1,IM V3) PLAIN SHAFT WITHOUT FITTED KEY; BEARING: PERFORMANCE, VIBRATION SEVERITY GRADE SPECIAL/B; SHAFT A. FLANGE ACCURACY GR. SPECIAL TERMINAL BOX (ABOVE) CABLE ENTRY ON THE LEFT SIGNAL CONNECTION D-END | 5608 | TEM | 1 | MC | 51 | 1
1PH81031DM020MH1 | SIMOTICS M COMPACT ASYNCHRONOUS MOTOR 3000RPM, 8,4KW, 27NM,25,7A,297V 3300RPM, 9,3KW,27NM, 25,7A,326V 3600RPM, 10KW, 27NM, 25,4A,355V FORCED VENTILATION; DIRECTION OF AIR FLOW DE --> NDE; DEGREE OF PROTECTION IP55 INCREMENTAL ENCODER 22 BIT WITH COMMUTATING POSITION (ENCODER IC22DQ) WITH DRIVE-CLIQ INTERFACE DESIGN IM B5 (IMV 1,IM V3) PLAIN SHAFT WITHOUT FITTED KEY; BEARING: HIGH PERFORMANCE VIBRATION SEVERITY GRADE SPECIAL/B SHAFT AND FLANGE ACCURACY GR. SPECIAL POWER CONNECTOR (ABOVE) CABLE ENTRY ON THE ND-END SIGNAL CONNECTION LEFT | 6142 | TEM | 1 | MC | 51 | 1
1PH81031DM021BA1 | SIMOTICS M COMPACT ASYNCHRONOUS MOTOR 3000RPM, 8,4KW, 27NM,25,7A,297V 3300RPM, 9,3KW,27NM, 25,7A,326V 3600RPM, 10KW, 27NM, 25,4A,355V FORCED VENTILATION; DIRECTION OF AIR FLOW DE --> NDE; DEGREE OF PROTECTION IP55 INCREMENTAL ENCODER 22 BIT WITH COMMUTATING POSITION (ENCODER IC22DQ) WITH DRIVE-CLIQ INTERFACE DESIGN IM B5 (IMV 1,IM V3) SHAFT WITH FITTED KEY FULL-KEY BALANCING BEARING: STANDARD WITH FIXED BEARING, VIBRATION SEVERITY GRADE: R/A, SHAFT AND FLANGE ACCURACY: R TERMINAL BOX (ABOVE) CABLE ENTRY ON THE RIGHT SIGNAL CONNECTION D-END | 5095 | TEM | 1 | MC | 51 | 1
1PH81031DM021BC1 | SIMOTICS M COMPACT ASYNCHRONOUS MOTOR 3000RPM, 8,4KW, 27NM,25,7A,297V 3300RPM, 9,3KW,27NM, 25,7A,326V 3600RPM, 10KW, 27NM, 25,4A,355V FORCED VENTILATION; DIRECTION OF AIR FLOW DE --> NDE; DEGREE OF PROTECTION IP55 INCREMENTAL ENCODER 22 BIT WITH COMMUTATING POSITION (ENCODER IC22DQ) WITH DRIVE-CLIQ INTERFACE DESIGN IM B5 (IMV 1,IM V3) SHAFT WITH FITTED KEY FULL-KEY BALANCING BEARING: STANDARD WITH FIXED BEARING, VIBRATION SEVERITY GRADE: R/A, SHAFT AND FLANGE ACCURACY: R TERMINAL BOX (ABOVE) CABLE ENTRY ON THE ND-END SIGNAL CONNECTION LEFT | 5095 | TEM | 1 | MC | 51 | 1
1PH81031DM022BA1 | SIMOTICS M COMPACT ASYNCHRONOUS MOTOR 3000RPM, 8,4KW, 27NM,25,7A,297V 3300RPM, 9,3KW,27NM, 25,7A,326V 3600RPM, 10KW, 27NM, 25,4A,355V FORCED VENTILATION; DIRECTION OF AIR FLOW DE --> NDE; DEGREE OF PROTECTION IP55 INCREMENTAL ENCODER 22 BIT WITH COMMUTATING POSITION (ENCODER IC22DQ) WITH DRIVE-CLIQ INTERFACE DESIGN IM B5 (IMV 1,IM V3) SHAFT WITH FITTED KEY HALF-KEY BALANCING BEARING: STANDARD WITH FIXED BEARING, VIBRATION SEVERITY GRADE: R/A, SHAFT AND FLANGE ACCURACY: R TERMINAL BOX (ABOVE) CABLE ENTRY ON THE RIGHT SIGNAL CONNECTION D-END | 5095 | TEM | 1 | MC | 51 | 1
1PH81031DM030DA1 | SIMOTICS M COMPACT ASYNCHRONOUS MOTOR 3000RPM, 8,4KW, 27NM,25,7A,297V 3300RPM, 9,3KW,27NM, 25,7A,326V 3600RPM, 10KW, 27NM, 25,4A,355V FORCED VENTILATION; DIRECTION OF AIR FLOW DE --> NDE; DEGREE OF PROTECTION IP55 INCREMENTAL ENCODER 22 BIT WITH COMMUTATING POSITION (ENCODER IC22DQ) WITH DRIVE-CLIQ INTERFACE DESIGN IM B35 (IM V15, IM V35) PLAIN SHAFT WITHOUT FITTED KEY; BEARING: STANDARD WITH FIXED BEARING, VIBRATION SEVERITY GRADE: SR/A, SHAFT AND FLANGE ACCURACY: R TERMINAL BOX (ABOVE) CABLE ENTRY ON THE RIGHT SIGNAL CONNECTION D-END | 5599 | TEM | 1 | MC | 51 | 1
1PH81031DM031BA1 | SIMOTICS M COMPACT ASYNCHRONOUS MOTOR 3000RPM, 8,4KW, 27NM,25,7A,297V 3300RPM, 9,3KW,27NM, 25,7A,326V 3600RPM, 10KW, 27NM, 25,4A,355V FORCED VENTILATION; DIRECTION OF AIR FLOW DE --> NDE; DEGREE OF PROTECTION IP55 INCREMENTAL ENCODER 22 BIT WITH COMMUTATING POSITION (ENCODER IC22DQ) WITH DRIVE-CLIQ INTERFACE DESIGN IM B35 (IM V15, IM V35) SHAFT WITH FITTED KEY FULL-KEY BALANCING BEARING: STANDARD WITH FIXED BEARING, VIBRATION SEVERITY GRADE: R/A, SHAFT AND FLANGE ACCURACY: R TERMINAL BOX (ABOVE) CABLE ENTRY ON THE RIGHT SIGNAL CONNECTION D-END | 5333 | TEM | 1 | MC | 51 | 1
1PH81031DM100DA1 | SIMOTICS M COMPACT ASYNCHRONOUS MOTOR 3000RPM, 8,4KW, 27NM,25,7A,297V 3300RPM, 9,3KW,27NM, 25,7A,326V 3600RPM, 10KW, 27NM, 25,4A,355V FORCED VENTILATION; DIRECTION OF AIR FLOW NDE --> DE; DEGREE OF PROTECTION IP55 INCREMENTAL ENCODER 22 BIT WITH COMMUTATING POSITION (ENCODER IC22DQ) WITH DRIVE-CLIQ INTERFACE DESIGN IM B3 (IM V5, IM V6) PLAIN SHAFT WITHOUT FITTED KEY; BEARING: STANDARD WITH FIXED BEARING, VIBRATION SEVERITY GRADE: SR/A, SHAFT AND FLANGE ACCURACY: R TERMINAL BOX (ABOVE) CABLE ENTRY ON THE RIGHT SIGNAL CONNECTION D-END | 5165 | TEM | 1 | MC | 51 | 1
1PH81031DM101BH1 | SIMOTICS M COMPACT ASYNCHRONOUS MOTOR 3000RPM, 8,4KW, 27NM,25,7A,297V 3300RPM, 9,3KW,27NM, 25,7A,326V 3600RPM, 10KW, 27NM, 25,4A,355V FORCED VENTILATION; DIRECTION OF AIR FLOW NDE --> DE; DEGREE OF PROTECTION IP55 INCREMENTAL ENCODER 22 BIT WITH COMMUTATING POSITION (ENCODER IC22DQ) WITH DRIVE-CLIQ INTERFACE DESIGN IM B3 (IM V5, IM V6) SHAFT WITH FITTED KEY FULL-KEY BALANCING BEARING: STANDARD WITH FIXED BEARING, VIBRATION SEVERITY GRADE: R/A, SHAFT AND FLANGE ACCURACY: R POWER CONNECTOR (ABOVE) CABLE ENTRY ON THE ND-END SIGNAL CONNECTION LEFT | 4900 | TEM | 1 | MC | 51 | 1
1PH81031DM101LG1 | SIMOTICS M COMPACT ASYNCHRONOUS MOTOR 3000RPM, 8,4KW, 27NM,25,7A,297V 3300RPM, 9,3KW,27NM, 25,7A,326V 3600RPM, 10KW, 27NM, 25,4A,355V FORCED VENTILATION; DIRECTION OF AIR FLOW NDE --> DE; DEGREE OF PROTECTION IP55 INCREMENTAL ENCODER 22 BIT WITH COMMUTATING POSITION (ENCODER IC22DQ) WITH DRIVE-CLIQ INTERFACE DESIGN IM B3 (IM V5, IM V6) SHAFT WITH FITTED KEY FULL-KEY BALANCING BEARING: PERFORMANCE, VIBRATION SEVERITY GRADE SPECIAL/B; SHAFT A. FLANGE ACCURACY GR. SPECIAL POWER CONNECTOR (ABOVE) CABLE ENTRY ON THE ND-END SIGNAL CONNECTION LEFT | 5413 | TEM | 1 | MC | 51 | 1
1PH81031DM121BA1 | SIMOTICS M COMPACT ASYNCHRONOUS MOTOR 3000RPM, 8,4KW, 27NM,25,7A,297V 3300RPM, 9,3KW,27NM, 25,7A,326V 3600RPM, 10KW, 27NM, 25,4A,355V FORCED VENTILATION; DIRECTION OF AIR FLOW NDE --> DE; DEGREE OF PROTECTION IP55 INCREMENTAL ENCODER 22 BIT WITH COMMUTATING POSITION (ENCODER IC22DQ) WITH DRIVE-CLIQ INTERFACE DESIGN IM B5 (IMV 1,IM V3) SHAFT WITH FITTED KEY FULL-KEY BALANCING BEARING: STANDARD WITH FIXED BEARING, VIBRATION SEVERITY GRADE: R/A, SHAFT AND FLANGE ACCURACY: R TERMINAL BOX (ABOVE) CABLE ENTRY ON THE RIGHT SIGNAL CONNECTION D-END | 5095 | TEM | 1 | MC | 51 | 1
1PH81031DM122DC1 | SIMOTICS M COMPACT ASYNCHRONOUS MOTOR 3000RPM, 8,4KW, 27NM,25,7A,297V 3300RPM, 9,3KW,27NM, 25,7A,326V 3600RPM, 10KW, 27NM, 25,4A,355V FORCED VENTILATION; DIRECTION OF AIR FLOW NDE --> DE; DEGREE OF PROTECTION IP55 INCREMENTAL ENCODER 22 BIT WITH COMMUTATING POSITION (ENCODER IC22DQ) WITH DRIVE-CLIQ INTERFACE DESIGN IM B5 (IMV 1,IM V3) SHAFT WITH FITTED KEY HALF-KEY BALANCING BEARING: STANDARD WITH FIXED BEARING, VIBRATION SEVERITY GRADE: SR/A, SHAFT AND FLANGE ACCURACY: R TERMINAL BOX (ABOVE) CABLE ENTRY ON THE ND-END SIGNAL CONNECTION LEFT | 5360 | TEM | 1 | MC | 51 | 1
1PH81031DM131LE1 | SIMOTICS M COMPACT ASYNCHRONOUS MOTOR 3000RPM, 8,4KW, 27NM,25,7A,297V 3300RPM, 9,3KW,27NM, 25,7A,326V 3600RPM, 10KW, 27NM, 25,4A,355V FORCED VENTILATION; DIRECTION OF AIR FLOW NDE --> DE; DEGREE OF PROTECTION IP55 INCREMENTAL ENCODER 22 BIT WITH COMMUTATING POSITION (ENCODER IC22DQ) WITH DRIVE-CLIQ INTERFACE DESIGN IM B35 (IM V15, IM V35) SHAFT WITH FITTED KEY FULL-KEY BALANCING BEARING: PERFORMANCE, VIBRATION SEVERITY GRADE SPECIAL/B; SHAFT A. FLANGE ACCURACY GR. SPECIAL POWER CONNECTOR (ABOVE) CABLE ENTRY ON THE RIGHT SIGNAL CONNECTION D-END | 5846 | TEM | 1 | MC | 51 | 1
1PH81031DM132BE1 | SIMOTICS M COMPACT ASYNCHRONOUS MOTOR 3000RPM, 8,4KW, 27NM,25,7A,297V 3300RPM, 9,3KW,27NM, 25,7A,326V 3600RPM, 10KW, 27NM, 25,4A,355V FORCED VENTILATION; DIRECTION OF AIR FLOW NDE --> DE; DEGREE OF PROTECTION IP55 INCREMENTAL ENCODER 22 BIT WITH COMMUTATING POSITION (ENCODER IC22DQ) WITH DRIVE-CLIQ INTERFACE DESIGN IM B35 (IM V15, IM V35) SHAFT WITH FITTED KEY HALF-KEY BALANCING BEARING: STANDARD WITH FIXED BEARING, VIBRATION SEVERITY GRADE: R/A, SHAFT AND FLANGE ACCURACY: R POWER CONNECTOR (ABOVE) CABLE ENTRY ON THE RIGHT SIGNAL CONNECTION D-END | 5333 | TEM | 1 | MC | 51 | 1
1PH81031DM201MA1 | SIMOTICS M COMPACT ASYNCHRONOUS MOTOR 3000RPM, 10,6KW, 34NM, 30A,309V 3300RPM, 11,7KW, 34NM, 30A,340V 3600RPM, 12,7KW,34NM,29,7A,368V WATER COOLING DEGREE OF PROTECTION IP65 INCREMENTAL ENCODER 22 BIT WITH COMMUTATING POSITION (ENCODER IC22DQ) WITH DRIVE-CLIQ INTERFACE DESIGN IM B3 (IM V5, IM V6) SHAFT WITH FITTED KEY FULL-KEY BALANCING BEARING: HIGH PERFORMANCE VIBRATION SEVERITY GRADE SPECIAL/B SHAFT AND FLANGE ACCURACY GR. SPECIAL TERMINAL BOX (ABOVE) CABLE ENTRY ON THE RIGHT SIGNAL CONNECTION D-END | 6361 | TEM | 1 | MC | 60 | 1
1PH81031DM220LB1 | SIMOTICS M COMPACT ASYNCHRONOUS MOTOR 3000RPM, 10,6KW, 34NM, 30A,309V 3300RPM, 11,7KW, 34NM, 30A,340V 3600RPM, 12,7KW,34NM,29,7A,368V WATER COOLING DEGREE OF PROTECTION IP65 INCREMENTAL ENCODER 22 BIT WITH COMMUTATING POSITION (ENCODER IC22DQ) WITH DRIVE-CLIQ INTERFACE DESIGN IM B5 (IMV 1,IM V3) PLAIN SHAFT WITHOUT FITTED KEY; BEARING: PERFORMANCE, VIBRATION SEVERITY GRADE SPECIAL/B; SHAFT A. FLANGE ACCURACY GR. SPECIAL TERMINAL BOX (ABOVE) CABLE ENTRY ON THE LEFT SIGNAL CONNECTION D-END | 6022 | TEM | 1 | MC | 60 | 1
1PH81031DM221BA1 | SIMOTICS M COMPACT ASYNCHRONOUS MOTOR 3000RPM, 10,6KW, 34NM, 30A,309V 3300RPM, 11,7KW, 34NM, 30A,340V 3600RPM, 12,7KW,34NM,29,7A,368V WATER COOLING DEGREE OF PROTECTION IP65 INCREMENTAL ENCODER 22 BIT WITH COMMUTATING POSITION (ENCODER IC22DQ) WITH DRIVE-CLIQ INTERFACE DESIGN IM B5 (IMV 1,IM V3) SHAFT WITH FITTED KEY FULL-KEY BALANCING BEARING: STANDARD WITH FIXED BEARING, VIBRATION SEVERITY GRADE: R/A, SHAFT AND FLANGE ACCURACY: R TERMINAL BOX (ABOVE) CABLE ENTRY ON THE RIGHT SIGNAL CONNECTION D-END | 5509 | TEM | 1 | MC | 60 | 1
1PH81031DM221CC1 | SIMOTICS M COMPACT ASYNCHRONOUS MOTOR 3000RPM, 10,6KW, 34NM, 30A,309V 3300RPM, 11,7KW, 34NM, 30A,340V 3600RPM, 12,7KW,34NM,29,7A,368V WATER COOLING DEGREE OF PROTECTION IP65 INCREMENTAL ENCODER 22 BIT WITH COMMUTATING POSITION (ENCODER IC22DQ) WITH DRIVE-CLIQ INTERFACE DESIGN IM B5 (IMV 1,IM V3) SHAFT WITH FITTED KEY FULL-KEY BALANCING BEARING: STANDARD WITH FIXED BEARING, VIBRATION SEVERITY GRADE: S/A, SHAFT AND FLANGE ACCURACY: R TERMINAL BOX (ABOVE) CABLE ENTRY ON THE ND-END SIGNAL CONNECTION LEFT | 5704 | TEM | 1 | MC | 60 | 1
1PH81031DM230CC1 | SIMOTICS M COMPACT ASYNCHRONOUS MOTOR 3000RPM, 10,6KW, 34NM, 30A,309V 3300RPM, 11,7KW, 34NM, 30A,340V 3600RPM, 12,7KW,34NM,29,7A,368V WATER COOLING DEGREE OF PROTECTION IP65 INCREMENTAL ENCODER 22 BIT WITH COMMUTATING POSITION (ENCODER IC22DQ) WITH DRIVE-CLIQ INTERFACE DESIGN IM B35 (IM V15, IM V35) PLAIN SHAFT WITHOUT FITTED KEY; BEARING: STANDARD WITH FIXED BEARING, VIBRATION SEVERITY GRADE: S/A, SHAFT AND FLANGE ACCURACY: R TERMINAL BOX (ABOVE) CABLE ENTRY ON THE ND-END SIGNAL CONNECTION LEFT | 5942 | TEM | 1 | MC | 60 | 1
1PH81031ED120BA1 | SIMOTICS M COMPACT ASYNCHRONOUS MOTOR 1000RPM, 3,7KW, 35NM, 10A, 333V 1150RPM, 4,3KW, 36NM, 10A, 380V 1350RPM, 4,7KW,33NM, 9,7A, 423V FORCED VENTILATION; DIRECTION OF AIR FLOW NDE --> DE; DEGREE OF PROTECTION IP55 ABSOLUTE ENCODER ENDAT 2048 S/R (ENCODER AM2048S/R) with TEMPERAT. SENSOR KTY84-130 DESIGN IM B5 (IMV 1,IM V3) PLAIN SHAFT WITHOUT FITTED KEY; BEARING: STANDARD WITH FIXED BEARING, VIBRATION SEVERITY GRADE: R/A, SHAFT AND FLANGE ACCURACY: R TERMINAL BOX (ABOVE) CABLE ENTRY ON THE RIGHT SIGNAL CONNECTION D-END | 5312 | TEM | 1 | MC | 51 | 1
1PH81031FD000LA1 | SIMOTICS M COMPACT ASYNCHRONOUS MOTOR 1000RPM, 3,7KW,35NM, 10,0A,333V 1150RPM, 4,3KW,36NM,10,0A, 380V 1350RPM, 4,7KW,33NM, 9,7A, 423V FORCED VENTILATION; DIRECTION OF AIR FLOW DE --> NDE; DEGREE OF PROTECTION IP55 ABSOLUTE ENCODER 22 BIT SINGLETURN AND 12 BIT MULTITURN (ENCODER AM22DQ) WITH DRIVE-CLIQ INTERFACE DESIGN IM B3 (IM V5, IM V6) PLAIN SHAFT WITHOUT FITTED KEY; BEARING: PERFORMANCE, VIBRATION SEVERITY GRADE SPECIAL/B; SHAFT A. FLANGE ACCURACY GR. SPECIAL TERMINAL BOX (ABOVE) CABLE ENTRY ON THE RIGHT SIGNAL CONNECTION D-END | 6323 | TEM | 1 | MC | 51 | 1
1PH81031FD001BA1 | SIMOTICS M COMPACT ASYNCHRONOUS MOTOR 1000RPM, 3,7KW,35NM, 10,0A,333V 1150RPM, 4,3KW,36NM,10,0A, 380V 1350RPM, 4,7KW,33NM, 9,7A, 423V FORCED VENTILATION; DIRECTION OF AIR FLOW DE --> NDE; DEGREE OF PROTECTION IP55 ABSOLUTE ENCODER 22 BIT SINGLETURN AND 12 BIT MULTITURN (ENCODER AM22DQ) WITH DRIVE-CLIQ INTERFACE DESIGN IM B3 (IM V5, IM V6) SHAFT WITH FITTED KEY FULL-KEY BALANCING BEARING: STANDARD WITH FIXED BEARING, VIBRATION SEVERITY GRADE: R/A, SHAFT AND FLANGE ACCURACY: R TERMINAL BOX (ABOVE) CABLE ENTRY ON THE RIGHT SIGNAL CONNECTION D-END | 5810 | TEM | 1 | MC | 51 | 1
1PH81031FD020BA1 | SIMOTICS M COMPACT ASYNCHRONOUS MOTOR 1000RPM, 3,7KW,35NM, 10,0A,333V 1150RPM, 4,3KW,36NM,10,0A, 380V 1350RPM, 4,7KW,33NM, 9,7A, 423V FORCED VENTILATION; DIRECTION OF AIR FLOW DE --> NDE; DEGREE OF PROTECTION IP55 ABSOLUTE ENCODER 22 BIT SINGLETURN AND 12 BIT MULTITURN (ENCODER AM22DQ) WITH DRIVE-CLIQ INTERFACE DESIGN IM B5 (IMV 1,IM V3) PLAIN SHAFT WITHOUT FITTED KEY; BEARING: STANDARD WITH FIXED BEARING, VIBRATION SEVERITY GRADE: R/A, SHAFT AND FLANGE ACCURACY: R TERMINAL BOX (ABOVE) CABLE ENTRY ON THE RIGHT SIGNAL CONNECTION D-END | 6005 | TEM | 1 | MC | 51 | 1
1PH81031FD020BE1 | SIMOTICS M COMPACT ASYNCHRONOUS MOTOR 1000RPM, 3,7KW,35NM, 10,0A,333V 1150RPM, 4,3KW,36NM,10,0A, 380V 1350RPM, 4,7KW,33NM, 9,7A, 423V FORCED VENTILATION; DIRECTION OF AIR FLOW DE --> NDE; DEGREE OF PROTECTION IP55 ABSOLUTE ENCODER 22 BIT SINGLETURN AND 12 BIT MULTITURN (ENCODER AM22DQ) WITH DRIVE-CLIQ INTERFACE DESIGN IM B5 (IMV 1,IM V3) PLAIN SHAFT WITHOUT FITTED KEY; BEARING: STANDARD WITH FIXED BEARING, VIBRATION SEVERITY GRADE: R/A, SHAFT AND FLANGE ACCURACY: R POWER CONNECTOR (ABOVE) CABLE ENTRY ON THE RIGHT SIGNAL CONNECTION D-END | 6005 | TEM | 1 | MC | 51 | 1
1PH81031FD020BG1 | SIMOTICS M COMPACT ASYNCHRONOUS MOTOR 1000RPM, 3,7KW,35NM, 10,0A,333V 1150RPM, 4,3KW,36NM,10,0A, 380V 1350RPM, 4,7KW,33NM, 9,7A, 423V FORCED VENTILATION; DIRECTION OF AIR FLOW DE --> NDE; DEGREE OF PROTECTION IP55 ABSOLUTE ENCODER 22 BIT SINGLETURN AND 12 BIT MULTITURN (ENCODER AM22DQ) WITH DRIVE-CLIQ INTERFACE DESIGN IM B5 (IMV 1,IM V3) PLAIN SHAFT WITHOUT FITTED KEY; BEARING: STANDARD WITH FIXED BEARING, VIBRATION SEVERITY GRADE: R/A, SHAFT AND FLANGE ACCURACY: R POWER CONNECTOR (ABOVE) CABLE ENTRY ON THE ND-END SIGNAL CONNECTION LEFT | 6005 | TEM | 1 | MC | 51 | 1
1PH81031FD022BA1 | SIMOTICS M COMPACT ASYNCHRONOUS MOTOR 1000RPM, 3,7KW,35NM, 10,0A,333V 1150RPM, 4,3KW,36NM,10,0A, 380V 1350RPM, 4,7KW,33NM, 9,7A, 423V FORCED VENTILATION; DIRECTION OF AIR FLOW DE --> NDE; DEGREE OF PROTECTION IP55 ABSOLUTE ENCODER 22 BIT SINGLETURN AND 12 BIT MULTITURN (ENCODER AM22DQ) WITH DRIVE-CLIQ INTERFACE DESIGN IM B5 (IMV 1,IM V3) SHAFT WITH FITTED KEY HALF-KEY BALANCING BEARING: STANDARD WITH FIXED BEARING, VIBRATION SEVERITY GRADE: R/A, SHAFT AND FLANGE ACCURACY: R TERMINAL BOX (ABOVE) CABLE ENTRY ON THE RIGHT SIGNAL CONNECTION D-END | 6005 | TEM | 1 | MC | 51 | 1
1PH81031FD102BA1 | SIMOTICS M COMPACT ASYNCHRONOUS MOTOR 1000RPM, 3,7KW, 35NM, 10A, 333V 1150RPM, 4,3KW, 36NM, 10A, 380V 1350RPM, 4,7KW,33NM, 9,7A, 423V FORCED VENTILATION; DIRECTION OF AIR FLOW NDE --> DE; DEGREE OF PROTECTION IP55 ABSOLUTE ENCODER 22 BIT SINGLETURN AND 12 BIT MULTITURN (ENCODER AM22DQ) WITH DRIVE-CLIQ INTERFACE DESIGN IM B3 (IM V5, IM V6) SHAFT WITH FITTED KEY HALF-KEY BALANCING BEARING: STANDARD WITH FIXED BEARING, VIBRATION SEVERITY GRADE: R/A, SHAFT AND FLANGE ACCURACY: R TERMINAL BOX (ABOVE) CABLE ENTRY ON THE RIGHT SIGNAL CONNECTION D-END | 5810 | TEM | 1 | MC | 51 | 1
1PH81031FF000BA1 | SIMOTICS M COMPACT ASYNCHRONOUS MOTOR 1500RPM, 5,5KW,35NM, 13,1A,342V 1750RPM, 6,3KW,34NM, 13,5A,412V 2000RPM, 7,0KW,33NM, 12,7A,460V FORCED VENTILATION; DIRECTION OF AIR FLOW DE --> NDE; DEGREE OF PROTECTION IP55 ABSOLUTE ENCODER 22 BIT SINGLETURN AND 12 BIT MULTITURN (ENCODER AM22DQ) WITH DRIVE-CLIQ INTERFACE DESIGN IM B3 (IM V5, IM V6) PLAIN SHAFT WITHOUT FITTED KEY; BEARING: STANDARD WITH FIXED BEARING, VIBRATION SEVERITY GRADE: R/A, SHAFT AND FLANGE ACCURACY: R TERMINAL BOX (ABOVE) CABLE ENTRY ON THE RIGHT SIGNAL CONNECTION D-END | 5810 | TEM | 1 | MC | 51 | 1
1PH81031FF020BA1 | SIMOTICS M COMPACT ASYNCHRONOUS MOTOR 1500RPM, 5,5KW,35NM, 13,1A,342V 1750RPM, 6,3KW,34NM, 13,5A,412V 2000RPM, 7,0KW,33NM, 12,7A,460V FORCED VENTILATION; DIRECTION OF AIR FLOW DE --> NDE; DEGREE OF PROTECTION IP55 ABSOLUTE ENCODER 22 BIT SINGLETURN AND 12 BIT MULTITURN (ENCODER AM22DQ) WITH DRIVE-CLIQ INTERFACE DESIGN IM B5 (IMV 1,IM V3) PLAIN SHAFT WITHOUT FITTED KEY; BEARING: STANDARD WITH FIXED BEARING, VIBRATION SEVERITY GRADE: R/A, SHAFT AND FLANGE ACCURACY: R TERMINAL BOX (ABOVE) CABLE ENTRY ON THE RIGHT SIGNAL CONNECTION D-END | 6005 | TEM | 1 | MC | 51 | 1
1PH81031FF020CB1 | SIMOTICS M COMPACT ASYNCHRONOUS MOTOR 1500RPM, 5,5KW,35NM, 13,1A,342V 1750RPM, 6,3KW,34NM, 13,5A,412V 2000RPM, 7,0KW,33NM, 12,7A,460V FORCED VENTILATION; DIRECTION OF AIR FLOW DE --> NDE; DEGREE OF PROTECTION IP55 ABSOLUTE ENCODER 22 BIT SINGLETURN AND 12 BIT MULTITURN (ENCODER AM22DQ) WITH DRIVE-CLIQ INTERFACE DESIGN IM B5 (IMV 1,IM V3) PLAIN SHAFT WITHOUT FITTED KEY; BEARING: STANDARD WITH FIXED BEARING, VIBRATION SEVERITY GRADE: S/A, SHAFT AND FLANGE ACCURACY: R TERMINAL BOX (ABOVE) CABLE ENTRY ON THE LEFT SIGNAL CONNECTION D-END | 6200 | TEM | 1 | MC | 51 | 1
1PH81031FF020CE1 | SIMOTICS M COMPACT ASYNCHRONOUS MOTOR 1500RPM, 5,5KW,35NM, 13,1A,342V 1750RPM, 6,3KW,34NM, 13,5A,412V 2000RPM, 7,0KW,33NM, 12,7A,460V FORCED VENTILATION; DIRECTION OF AIR FLOW DE --> NDE; DEGREE OF PROTECTION IP55 ABSOLUTE ENCODER 22 BIT SINGLETURN AND 12 BIT MULTITURN (ENCODER AM22DQ) WITH DRIVE-CLIQ INTERFACE DESIGN IM B5 (IMV 1,IM V3) PLAIN SHAFT WITHOUT FITTED KEY; BEARING: STANDARD WITH FIXED BEARING, VIBRATION SEVERITY GRADE: S/A, SHAFT AND FLANGE ACCURACY: R POWER CONNECTOR (ABOVE) CABLE ENTRY ON THE RIGHT SIGNAL CONNECTION D-END | 6200 | TEM | 1 | MC | 51 | 1
1PH81031FF020LA1 | SIMOTICS M COMPACT ASYNCHRONOUS MOTOR 1500RPM, 5,5KW,35NM, 13,1A,342V 1750RPM, 6,3KW,34NM, 13,5A,412V 2000RPM, 7,0KW,33NM, 12,7A,460V FORCED VENTILATION; DIRECTION OF AIR FLOW DE --> NDE; DEGREE OF PROTECTION IP55 ABSOLUTE ENCODER 22 BIT SINGLETURN AND 12 BIT MULTITURN (ENCODER AM22DQ) WITH DRIVE-CLIQ INTERFACE DESIGN IM B5 (IMV 1,IM V3) PLAIN SHAFT WITHOUT FITTED KEY; BEARING: PERFORMANCE, VIBRATION SEVERITY GRADE SPECIAL/B; SHAFT A. FLANGE ACCURACY GR. SPECIAL TERMINAL BOX (ABOVE) CABLE ENTRY ON THE RIGHT SIGNAL CONNECTION D-END | 6518 | TEM | 1 | MC | 51 | 1
1PH81031FF021BA1 | SIMOTICS M COMPACT ASYNCHRONOUS MOTOR 1500RPM, 5,5KW,35NM, 13,1A,342V 1750RPM, 6,3KW,34NM, 13,5A,412V 2000RPM, 7,0KW,33NM, 12,7A,460V FORCED VENTILATION; DIRECTION OF AIR FLOW DE --> NDE; DEGREE OF PROTECTION IP55 ABSOLUTE ENCODER 22 BIT SINGLETURN AND 12 BIT MULTITURN (ENCODER AM22DQ) WITH DRIVE-CLIQ INTERFACE DESIGN IM B5 (IMV 1,IM V3) SHAFT WITH FITTED KEY FULL-KEY BALANCING BEARING: STANDARD WITH FIXED BEARING, VIBRATION SEVERITY GRADE: R/A, SHAFT AND FLANGE ACCURACY: R TERMINAL BOX (ABOVE) CABLE ENTRY ON THE RIGHT SIGNAL CONNECTION D-END | 6005 | TEM | 1 | MC | 51 | 1
1PH81031FF021BE1 | SIMOTICS M COMPACT ASYNCHRONOUS MOTOR 1500RPM, 5,5KW,35NM, 13,1A,342V 1750RPM, 6,3KW,34NM, 13,5A,412V 2000RPM, 7,0KW,33NM, 12,7A,460V FORCED VENTILATION; DIRECTION OF AIR FLOW DE --> NDE; DEGREE OF PROTECTION IP55 ABSOLUTE ENCODER 22 BIT SINGLETURN AND 12 BIT MULTITURN (ENCODER AM22DQ) WITH DRIVE-CLIQ INTERFACE DESIGN IM B5 (IMV 1,IM V3) SHAFT WITH FITTED KEY FULL-KEY BALANCING BEARING: STANDARD WITH FIXED BEARING, VIBRATION SEVERITY GRADE: R/A, SHAFT AND FLANGE ACCURACY: R POWER CONNECTOR (ABOVE) CABLE ENTRY ON THE RIGHT SIGNAL CONNECTION D-END | 6005 | TEM | 1 | MC | 51 | 1
1PH81031FF022BA1 | SIMOTICS M COMPACT ASYNCHRONOUS MOTOR 1500RPM, 5,5KW,35NM, 13,1A,342V 1750RPM, 6,3KW,34NM, 13,5A,412V 2000RPM, 7,0KW,33NM, 12,7A,460V FORCED VENTILATION; DIRECTION OF AIR FLOW DE --> NDE; DEGREE OF PROTECTION IP55 ABSOLUTE ENCODER 22 BIT SINGLETURN AND 12 BIT MULTITURN (ENCODER AM22DQ) WITH DRIVE-CLIQ INTERFACE DESIGN IM B5 (IMV 1,IM V3) SHAFT WITH FITTED KEY HALF-KEY BALANCING BEARING: STANDARD WITH FIXED BEARING, VIBRATION SEVERITY GRADE: R/A, SHAFT AND FLANGE ACCURACY: R TERMINAL BOX (ABOVE) CABLE ENTRY ON THE RIGHT SIGNAL CONNECTION D-END | 6005 | TEM | 1 | MC | 51 | 1
1PH81031FF030BG1 | SIMOTICS M COMPACT ASYNCHRONOUS MOTOR 1500RPM, 5,5KW,35NM, 13,1A,342V 1750RPM, 6,3KW,34NM, 13,5A,412V 2000RPM, 7,0KW,33NM, 12,7A,460V FORCED VENTILATION; DIRECTION OF AIR FLOW DE --> NDE; DEGREE OF PROTECTION IP55 ABSOLUTE ENCODER 22 BIT SINGLETURN AND 12 BIT MULTITURN (ENCODER AM22DQ) WITH DRIVE-CLIQ INTERFACE DESIGN IM B35 (IM V15, IM V35) PLAIN SHAFT WITHOUT FITTED KEY; BEARING: STANDARD WITH FIXED BEARING, VIBRATION SEVERITY GRADE: R/A, SHAFT AND FLANGE ACCURACY: R POWER CONNECTOR (ABOVE) CABLE ENTRY ON THE ND-END SIGNAL CONNECTION LEFT | 6244 | TEM | 1 | MC | 51 | 1
1PH81031FF102BA1 | SIMOTICS M COMPACT ASYNCHRONOUS MOTOR 1500RPM, 5,5KW,35NM,13,1A, 368V 1750RPM, 6,3KW,34NM,13,5A, 412V 2000RPM, 7KW, 33NM, 12,7A, 460V FORCED VENTILATION; DIRECTION OF AIR FLOW NDE --> DE; DEGREE OF PROTECTION IP55 ABSOLUTE ENCODER 22 BIT SINGLETURN AND 12 BIT MULTITURN (ENCODER AM22DQ) WITH DRIVE-CLIQ INTERFACE DESIGN IM B3 (IM V5, IM V6) SHAFT WITH FITTED KEY HALF-KEY BALANCING BEARING: STANDARD WITH FIXED BEARING, VIBRATION SEVERITY GRADE: R/A, SHAFT AND FLANGE ACCURACY: R TERMINAL BOX (ABOVE) CABLE ENTRY ON THE RIGHT SIGNAL CONNECTION D-END | 5810 | TEM | 1 | MC | 51 | 1
1PH81031FF120BA1 | SIMOTICS M COMPACT ASYNCHRONOUS MOTOR 1500RPM, 5,5KW,35NM,13,1A, 368V 1750RPM, 6,3KW,34NM,13,5A, 412V 2000RPM, 7KW, 33NM, 12,7A, 460V FORCED VENTILATION; DIRECTION OF AIR FLOW NDE --> DE; DEGREE OF PROTECTION IP55 ABSOLUTE ENCODER 22 BIT SINGLETURN AND 12 BIT MULTITURN (ENCODER AM22DQ) WITH DRIVE-CLIQ INTERFACE DESIGN IM B5 (IMV 1,IM V3) PLAIN SHAFT WITHOUT FITTED KEY; BEARING: STANDARD WITH FIXED BEARING, VIBRATION SEVERITY GRADE: R/A, SHAFT AND FLANGE ACCURACY: R TERMINAL BOX (ABOVE) CABLE ENTRY ON THE RIGHT SIGNAL CONNECTION D-END | 6005 | TEM | 1 | MC | 51 | 1
1PH81031FF120BB1 | SIMOTICS M COMPACT ASYNCHRONOUS MOTOR 1500RPM, 5,5KW,35NM,13,1A, 368V 1750RPM, 6,3KW,34NM,13,5A, 412V 2000RPM, 7KW, 33NM, 12,7A, 460V FORCED VENTILATION; DIRECTION OF AIR FLOW NDE --> DE; DEGREE OF PROTECTION IP55 ABSOLUTE ENCODER 22 BIT SINGLETURN AND 12 BIT MULTITURN (ENCODER AM22DQ) WITH DRIVE-CLIQ INTERFACE DESIGN IM B5 (IMV 1,IM V3) PLAIN SHAFT WITHOUT FITTED KEY; BEARING: STANDARD WITH FIXED BEARING, VIBRATION SEVERITY GRADE: R/A, SHAFT AND FLANGE ACCURACY: R TERMINAL BOX (ABOVE) CABLE ENTRY ON THE LEFT SIGNAL CONNECTION D-END | 6005 | TEM | 1 | MC | 51 | 1
1PH81031FF130CA1 | SIMOTICS M COMPACT ASYNCHRONOUS MOTOR 1500RPM, 5,5KW,35NM,13,1A, 368V 1750RPM, 6,3KW,34NM,13,5A, 412V 2000RPM, 7KW, 33NM, 12,7A, 460V FORCED VENTILATION; DIRECTION OF AIR FLOW NDE --> DE; DEGREE OF PROTECTION IP55 ABSOLUTE ENCODER 22 BIT SINGLETURN AND 12 BIT MULTITURN (ENCODER AM22DQ) WITH DRIVE-CLIQ INTERFACE DESIGN IM B35 (IM V15, IM V35) PLAIN SHAFT WITHOUT FITTED KEY; BEARING: STANDARD WITH FIXED BEARING, VIBRATION SEVERITY GRADE: S/A, SHAFT AND FLANGE ACCURACY: R TERMINAL BOX (ABOVE) CABLE ENTRY ON THE RIGHT SIGNAL CONNECTION D-END | 6439 | TEM | 1 | MC | 51 | 1
1PH81031FF220CA1 | SIMOTICS M COMPACT ASYNCHRONOUS MOTOR 1500RPM, 7,1KW,45NM, 19,7A,317V 1750RPM, 8,2KW,45NM, 19,7A,364V 2000RPM, 9,4KW,45NM, 19,7A,411V WATER COOLING DEGREE OF PROTECTION IP65 ABSOLUTE ENCODER 22 BIT SINGLETURN AND 12 BIT MULTITURN (ENCODER AM22DQ) WITH DRIVE-CLIQ INTERFACE DESIGN IM B5 (IMV 1,IM V3) PLAIN SHAFT WITHOUT FITTED KEY; BEARING: STANDARD WITH FIXED BEARING, VIBRATION SEVERITY GRADE: S/A, SHAFT AND FLANGE ACCURACY: R TERMINAL BOX (ABOVE) CABLE ENTRY ON THE RIGHT SIGNAL CONNECTION D-END | 6614 | TEM | 1 | MC | 60 | 1
1PH81031FG001BA1 | SIMOTICS M COMPACT ASYNCHRONOUS MOTOR 2000RPM, 7,0KW, 31NM, 17A, 345V 2300RPM, 7,5KW,33NM, 17,5A,400V 2650RPM, 8,0KW, 29NM, 16A, 434V FORCED VENTILATION; DIRECTION OF AIR FLOW DE --> NDE; DEGREE OF PROTECTION IP55 ABSOLUTE ENCODER 22 BIT SINGLETURN AND 12 BIT MULTITURN (ENCODER AM22DQ) WITH DRIVE-CLIQ INTERFACE DESIGN IM B3 (IM V5, IM V6) SHAFT WITH FITTED KEY FULL-KEY BALANCING BEARING: STANDARD WITH FIXED BEARING, VIBRATION SEVERITY GRADE: R/A, SHAFT AND FLANGE ACCURACY: R TERMINAL BOX (ABOVE) CABLE ENTRY ON THE RIGHT SIGNAL CONNECTION D-END | 5810 | TEM | 1 | MC | 51 | 1
1PH81031FG002BA1 | SIMOTICS M COMPACT ASYNCHRONOUS MOTOR 2000RPM, 7,0KW, 31NM, 17A, 345V 2300RPM, 7,5KW,33NM, 17,5A,400V 2650RPM, 8,0KW, 29NM, 16A, 434V FORCED VENTILATION; DIRECTION OF AIR FLOW DE --> NDE; DEGREE OF PROTECTION IP55 ABSOLUTE ENCODER 22 BIT SINGLETURN AND 12 BIT MULTITURN (ENCODER AM22DQ) WITH DRIVE-CLIQ INTERFACE DESIGN IM B3 (IM V5, IM V6) SHAFT WITH FITTED KEY HALF-KEY BALANCING BEARING: STANDARD WITH FIXED BEARING, VIBRATION SEVERITY GRADE: R/A, SHAFT AND FLANGE ACCURACY: R TERMINAL BOX (ABOVE) CABLE ENTRY ON THE RIGHT SIGNAL CONNECTION D-END | 5810 | TEM | 1 | MC | 51 | 1
1PH81031FG020GA1 | SIMOTICS M COMPACT ASYNCHRONOUS MOTOR 2000RPM, 7,0KW, 31NM, 17A, 345V 2300RPM, 7,5KW,33NM, 17,5A,400V 2650RPM, 8,0KW, 29NM, 16A, 434V FORCED VENTILATION; DIRECTION OF AIR FLOW DE --> NDE; DEGREE OF PROTECTION IP55 ABSOLUTE ENCODER 22 BIT SINGLETURN AND 12 BIT MULTITURN (ENCODER AM22DQ) WITH DRIVE-CLIQ INTERFACE DESIGN IM B5 (IMV 1,IM V3) PLAIN SHAFT WITHOUT FITTED KEY; BEARING: STANDARD, VIBRATION SEVERITY GRADE: R/A, SHAFT AND FLANGE ACCURACY: R TERMINAL BOX (ABOVE) CABLE ENTRY ON THE RIGHT SIGNAL CONNECTION D-END | 5721 | TEM | 1 | MC | 51 | 1
1PH81031FG021LA1 | SIMOTICS M COMPACT ASYNCHRONOUS MOTOR 2000RPM, 7,0KW, 31NM, 17A, 345V 2300RPM, 7,5KW,33NM, 17,5A,400V 2650RPM, 8,0KW, 29NM, 16A, 434V FORCED VENTILATION; DIRECTION OF AIR FLOW DE --> NDE; DEGREE OF PROTECTION IP55 ABSOLUTE ENCODER 22 BIT SINGLETURN AND 12 BIT MULTITURN (ENCODER AM22DQ) WITH DRIVE-CLIQ INTERFACE DESIGN IM B5 (IMV 1,IM V3) SHAFT WITH FITTED KEY FULL-KEY BALANCING BEARING: PERFORMANCE, VIBRATION SEVERITY GRADE SPECIAL/B; SHAFT A. FLANGE ACCURACY GR. SPECIAL TERMINAL BOX (ABOVE) CABLE ENTRY ON THE RIGHT SIGNAL CONNECTION D-END | 6518 | TEM | 1 | MC | 51 | 1
1PH81031FG022BA1 | SIMOTICS M COMPACT ASYNCHRONOUS MOTOR 2000RPM, 7,0KW, 31NM, 17A, 345V 2300RPM, 7,5KW,33NM, 17,5A,400V 2650RPM, 8,0KW, 29NM, 16A, 434V FORCED VENTILATION; DIRECTION OF AIR FLOW DE --> NDE; DEGREE OF PROTECTION IP55 ABSOLUTE ENCODER 22 BIT SINGLETURN AND 12 BIT MULTITURN (ENCODER AM22DQ) WITH DRIVE-CLIQ INTERFACE DESIGN IM B5 (IMV 1,IM V3) SHAFT WITH FITTED KEY HALF-KEY BALANCING BEARING: STANDARD WITH FIXED BEARING, VIBRATION SEVERITY GRADE: R/A, SHAFT AND FLANGE ACCURACY: R TERMINAL BOX (ABOVE) CABLE ENTRY ON THE RIGHT SIGNAL CONNECTION D-END | 6005 | TEM | 1 | MC | 51 | 1
1PH81031FG031CE1 | SIMOTICS M COMPACT ASYNCHRONOUS MOTOR 2000RPM, 7,0KW, 31NM, 17A, 345V 2300RPM, 7,5KW,33NM, 17,5A,400V 2650RPM, 8,0KW, 29NM, 16A, 434V FORCED VENTILATION; DIRECTION OF AIR FLOW DE --> NDE; DEGREE OF PROTECTION IP55 ABSOLUTE ENCODER 22 BIT SINGLETURN AND 12 BIT MULTITURN (ENCODER AM22DQ) WITH DRIVE-CLIQ INTERFACE DESIGN IM B35 (IM V15, IM V35) SHAFT WITH FITTED KEY FULL-KEY BALANCING BEARING: STANDARD WITH FIXED BEARING, VIBRATION SEVERITY GRADE: S/A, SHAFT AND FLANGE ACCURACY: R POWER CONNECTOR (ABOVE) CABLE ENTRY ON THE RIGHT SIGNAL CONNECTION D-END | 6439 | TEM | 1 | MC | 51 | 1
1PH81031FG032BA1 | SIMOTICS M COMPACT ASYNCHRONOUS MOTOR 2000RPM, 7,0KW, 31NM, 17A, 345V 2300RPM, 7,5KW,33NM, 17,5A,400V 2650RPM, 8,0KW, 29NM, 16A, 434V FORCED VENTILATION; DIRECTION OF AIR FLOW DE --> NDE; DEGREE OF PROTECTION IP55 ABSOLUTE ENCODER 22 BIT SINGLETURN AND 12 BIT MULTITURN (ENCODER AM22DQ) WITH DRIVE-CLIQ INTERFACE DESIGN IM B35 (IM V15, IM V35) SHAFT WITH FITTED KEY HALF-KEY BALANCING BEARING: STANDARD WITH FIXED BEARING, VIBRATION SEVERITY GRADE: R/A, SHAFT AND FLANGE ACCURACY: R TERMINAL BOX (ABOVE) CABLE ENTRY ON THE RIGHT SIGNAL CONNECTION D-END | 6244 | TEM | 1 | MC | 51 | 1
1PH81031FG120BB1 | SIMOTICS M COMPACT ASYNCHRONOUS MOTOR 2000RPM, 7KW, 31NM, 17A, 345V 2300RPM, 7,5KW,33NM,17,5A, 382V 2650RPM, 8KW, 29NM, 16A, 434V FORCED VENTILATION; DIRECTION OF AIR FLOW NDE --> DE; DEGREE OF PROTECTION IP55 ABSOLUTE ENCODER 22 BIT SINGLETURN AND 12 BIT MULTITURN (ENCODER AM22DQ) WITH DRIVE-CLIQ INTERFACE DESIGN IM B5 (IMV 1,IM V3) PLAIN SHAFT WITHOUT FITTED KEY; BEARING: STANDARD WITH FIXED BEARING, VIBRATION SEVERITY GRADE: R/A, SHAFT AND FLANGE ACCURACY: R TERMINAL BOX (ABOVE) CABLE ENTRY ON THE LEFT SIGNAL CONNECTION D-END | 6005 | TEM | 1 | MC | 51 | 1
1PH81031FG130BA1 | SIMOTICS M COMPACT ASYNCHRONOUS MOTOR 2000RPM, 7KW, 31NM, 17A, 345V 2300RPM, 7,5KW,33NM,17,5A, 382V 2650RPM, 8KW, 29NM, 16A, 434V FORCED VENTILATION; DIRECTION OF AIR FLOW NDE --> DE; DEGREE OF PROTECTION IP55 ABSOLUTE ENCODER 22 BIT SINGLETURN AND 12 BIT MULTITURN (ENCODER AM22DQ) WITH DRIVE-CLIQ INTERFACE DESIGN IM B35 (IM V15, IM V35) PLAIN SHAFT WITHOUT FITTED KEY; BEARING: STANDARD WITH FIXED BEARING, VIBRATION SEVERITY GRADE: R/A, SHAFT AND FLANGE ACCURACY: R TERMINAL BOX (ABOVE) CABLE ENTRY ON THE RIGHT SIGNAL CONNECTION D-END | 6244 | TEM | 1 | MC | 51 | 1
1PH81031FG132BA1 | SIMOTICS M COMPACT ASYNCHRONOUS MOTOR 2000RPM, 7KW, 31NM, 17A, 345V 2300RPM, 7,5KW,33NM,17,5A, 382V 2650RPM, 8KW, 29NM, 16A, 434V FORCED VENTILATION; DIRECTION OF AIR FLOW NDE --> DE; DEGREE OF PROTECTION IP55 ABSOLUTE ENCODER 22 BIT SINGLETURN AND 12 BIT MULTITURN (ENCODER AM22DQ) WITH DRIVE-CLIQ INTERFACE DESIGN IM B35 (IM V15, IM V35) SHAFT WITH FITTED KEY HALF-KEY BALANCING BEARING: STANDARD WITH FIXED BEARING, VIBRATION SEVERITY GRADE: R/A, SHAFT AND FLANGE ACCURACY: R TERMINAL BOX (ABOVE) CABLE ENTRY ON THE RIGHT SIGNAL CONNECTION D-END | 6244 | TEM | 1 | MC | 51 | 1
1PH81031FG220CH1 | SIMOTICS M COMPACT ASYNCHRONOUS MOTOR 2000RPM, 9,5KW,45NM, 23,8A,343V 2300RPM, 10,9KW,45NM,23,8A,390V 2650RPM, 12,5KW,45NM,23,5A,454V WATER COOLING DEGREE OF PROTECTION IP65 ABSOLUTE ENCODER 22 BIT SINGLETURN AND 12 BIT MULTITURN (ENCODER AM22DQ) WITH DRIVE-CLIQ INTERFACE DESIGN IM B5 (IMV 1,IM V3) PLAIN SHAFT WITHOUT FITTED KEY; BEARING: STANDARD WITH FIXED BEARING, VIBRATION SEVERITY GRADE: S/A, SHAFT AND FLANGE ACCURACY: R POWER CONNECTOR (ABOVE) CABLE ENTRY ON THE ND-END SIGNAL CONNECTION LEFT | 6614 | TEM | 1 | MC | 60 | 1
1PH81031FM002LA1 | SIMOTICS M COMPACT ASYNCHRONOUS MOTOR 3000RPM, 8,4KW, 27NM,25,7A,297V 3300RPM, 9,3KW,27NM, 25,7A,326V 3600RPM, 10KW, 27NM, 25,4A,355V FORCED VENTILATION; DIRECTION OF AIR FLOW DE --> NDE; DEGREE OF PROTECTION IP55 ABSOLUTE ENCODER 22 BIT SINGLETURN AND 12 BIT MULTITURN (ENCODER AM22DQ) WITH DRIVE-CLIQ INTERFACE DESIGN IM B3 (IM V5, IM V6) SHAFT WITH FITTED KEY HALF-KEY BALANCING BEARING: PERFORMANCE, VIBRATION SEVERITY GRADE SPECIAL/B; SHAFT A. FLANGE ACCURACY GR. SPECIAL TERMINAL BOX (ABOVE) CABLE ENTRY ON THE RIGHT SIGNAL CONNECTION D-END | 6323 | TEM | 1 | MC | 51 | 1
1PH81031FM020BA1 | SIMOTICS M COMPACT ASYNCHRONOUS MOTOR 3000RPM, 8,4KW, 27NM,25,7A,297V 3300RPM, 9,3KW,27NM, 25,7A,326V 3600RPM, 10KW, 27NM, 25,4A,355V FORCED VENTILATION; DIRECTION OF AIR FLOW DE --> NDE; DEGREE OF PROTECTION IP55 ABSOLUTE ENCODER 22 BIT SINGLETURN AND 12 BIT MULTITURN (ENCODER AM22DQ) WITH DRIVE-CLIQ INTERFACE DESIGN IM B5 (IMV 1,IM V3) PLAIN SHAFT WITHOUT FITTED KEY; BEARING: STANDARD WITH FIXED BEARING, VIBRATION SEVERITY GRADE: R/A, SHAFT AND FLANGE ACCURACY: R TERMINAL BOX (ABOVE) CABLE ENTRY ON THE RIGHT SIGNAL CONNECTION D-END | 6005 | TEM | 1 | MC | 51 | 1
1PH81031FM121QB1 | SIMOTICS M COMPACT ASYNCHRONOUS MOTOR 3000RPM, 8,4KW, 27NM,25,7A,297V 3300RPM, 9,3KW,27NM, 25,7A,326V 3600RPM, 10KW, 27NM, 25,4A,355V FORCED VENTILATION; DIRECTION OF AIR FLOW NDE --> DE; DEGREE OF PROTECTION IP55 ABSOLUTE ENCODER 22 BIT SINGLETURN AND 12 BIT MULTITURN (ENCODER AM22DQ) WITH DRIVE-CLIQ INTERFACE DESIGN IM B5 (IMV 1,IM V3) SHAFT WITH FITTED KEY FULL-KEY BALANCING BEARING: ADVANCED LIFETIME VIBRATION SEVERITY S/A SHAFT A. FLANGE ACCURACY GR. R TERMINAL BOX (ABOVE) CABLE ENTRY ON THE LEFT SIGNAL CONNECTION D-END | 6358 | TEM | 1 | MC | 51 | 1
1PH81031HD001BA1 | SIMOTICS M COMPACT ASYNCHRONOUS MOTOR 1000RPM, 3,7KW,35NM, 10,0A,333V 1150RPM, 4,3KW,36NM,10,0A, 380V 1350RPM, 4,7KW,33NM, 9,7A, 423V FORCED VENTILATION; DIRECTION OF AIR FLOW DE --> NDE; DEGREE OF PROTECTION IP55 INCREMENT. ENCODER HTL 1024 S/R (ENCODER HTL1024S/R) with TEMPERAT. SENSOR KTY84-130 DESIGN IM B3 (IM V5, IM V6) SHAFT WITH FITTED KEY FULL-KEY BALANCING BEARING: STANDARD WITH FIXED BEARING, VIBRATION SEVERITY GRADE: R/A, SHAFT AND FLANGE ACCURACY: R TERMINAL BOX (ABOVE) CABLE ENTRY ON THE RIGHT SIGNAL CONNECTION D-END | 3881 | TEM | 1 | MC | 51 | 1
1PH81031HD002BA1 | SIMOTICS M COMPACT ASYNCHRONOUS MOTOR 1000RPM, 3,7KW,35NM, 10,0A,333V 1150RPM, 4,3KW,36NM,10,0A, 380V 1350RPM, 4,7KW,33NM, 9,7A, 423V FORCED VENTILATION; DIRECTION OF AIR FLOW DE --> NDE; DEGREE OF PROTECTION IP55 INCREMENT. ENCODER HTL 1024 S/R (ENCODER HTL1024S/R) with TEMPERAT. SENSOR KTY84-130 DESIGN IM B3 (IM V5, IM V6) SHAFT WITH FITTED KEY HALF-KEY BALANCING BEARING: STANDARD WITH FIXED BEARING, VIBRATION SEVERITY GRADE: R/A, SHAFT AND FLANGE ACCURACY: R TERMINAL BOX (ABOVE) CABLE ENTRY ON THE RIGHT SIGNAL CONNECTION D-END | 3881 | TEM | 1 | MC | 51 | 1
1PH81031HD021BA1 | SIMOTICS M COMPACT ASYNCHRONOUS MOTOR 1000RPM, 3,7KW,35NM, 10,0A,333V 1150RPM, 4,3KW,36NM,10,0A, 380V 1350RPM, 4,7KW,33NM, 9,7A, 423V FORCED VENTILATION; DIRECTION OF AIR FLOW DE --> NDE; DEGREE OF PROTECTION IP55 INCREMENT. ENCODER HTL 1024 S/R (ENCODER HTL1024S/R) with TEMPERAT. SENSOR KTY84-130 DESIGN IM B5 (IMV 1,IM V3) SHAFT WITH FITTED KEY FULL-KEY BALANCING BEARING: STANDARD WITH FIXED BEARING, VIBRATION SEVERITY GRADE: R/A, SHAFT AND FLANGE ACCURACY: R TERMINAL BOX (ABOVE) CABLE ENTRY ON THE RIGHT SIGNAL CONNECTION D-END | 4076 | TEM | 1 | MC | 51 | 1
1PH81031HD021BB1 | SIMOTICS M COMPACT ASYNCHRONOUS MOTOR 1000RPM, 3,7KW,35NM, 10,0A,333V 1150RPM, 4,3KW,36NM,10,0A, 380V 1350RPM, 4,7KW,33NM, 9,7A, 423V FORCED VENTILATION; DIRECTION OF AIR FLOW DE --> NDE; DEGREE OF PROTECTION IP55 INCREMENT. ENCODER HTL 1024 S/R (ENCODER HTL1024S/R) with TEMPERAT. SENSOR KTY84-130 DESIGN IM B5 (IMV 1,IM V3) SHAFT WITH FITTED KEY FULL-KEY BALANCING BEARING: STANDARD WITH FIXED BEARING, VIBRATION SEVERITY GRADE: R/A, SHAFT AND FLANGE ACCURACY: R TERMINAL BOX (ABOVE) CABLE ENTRY ON THE LEFT SIGNAL CONNECTION D-END | 4076 | TEM | 1 | MC | 51 | 1
1PH81031HD022BA1 | SIMOTICS M COMPACT ASYNCHRONOUS MOTOR 1000RPM, 3,7KW,35NM, 10,0A,333V 1150RPM, 4,3KW,36NM,10,0A, 380V 1350RPM, 4,7KW,33NM, 9,7A, 423V FORCED VENTILATION; DIRECTION OF AIR FLOW DE --> NDE; DEGREE OF PROTECTION IP55 INCREMENT. ENCODER HTL 1024 S/R (ENCODER HTL1024S/R) with TEMPERAT. SENSOR KTY84-130 DESIGN IM B5 (IMV 1,IM V3) SHAFT WITH FITTED KEY HALF-KEY BALANCING BEARING: STANDARD WITH FIXED BEARING, VIBRATION SEVERITY GRADE: R/A, SHAFT AND FLANGE ACCURACY: R TERMINAL BOX (ABOVE) CABLE ENTRY ON THE RIGHT SIGNAL CONNECTION D-END | 4076 | TEM | 1 | MC | 51 | 1
1PH81031HD022BB1 | SIMOTICS M COMPACT ASYNCHRONOUS MOTOR 1000RPM, 3,7KW,35NM, 10,0A,333V 1150RPM, 4,3KW,36NM,10,0A, 380V 1350RPM, 4,7KW,33NM, 9,7A, 423V FORCED VENTILATION; DIRECTION OF AIR FLOW DE --> NDE; DEGREE OF PROTECTION IP55 INCREMENT. ENCODER HTL 1024 S/R (ENCODER HTL1024S/R) with TEMPERAT. SENSOR KTY84-130 DESIGN IM B5 (IMV 1,IM V3) SHAFT WITH FITTED KEY HALF-KEY BALANCING BEARING: STANDARD WITH FIXED BEARING, VIBRATION SEVERITY GRADE: R/A, SHAFT AND FLANGE ACCURACY: R TERMINAL BOX (ABOVE) CABLE ENTRY ON THE LEFT SIGNAL CONNECTION D-END | 4076 | TEM | 1 | MC | 51 | 1
1PH81031HD022BC1 | SIMOTICS M COMPACT ASYNCHRONOUS MOTOR 1000RPM, 3,7KW,35NM, 10,0A,333V 1150RPM, 4,3KW,36NM,10,0A, 380V 1350RPM, 4,7KW,33NM, 9,7A, 423V FORCED VENTILATION; DIRECTION OF AIR FLOW DE --> NDE; DEGREE OF PROTECTION IP55 INCREMENT. ENCODER HTL 1024 S/R (ENCODER HTL1024S/R) with TEMPERAT. SENSOR KTY84-130 DESIGN IM B5 (IMV 1,IM V3) SHAFT WITH FITTED KEY HALF-KEY BALANCING BEARING: STANDARD WITH FIXED BEARING, VIBRATION SEVERITY GRADE: R/A, SHAFT AND FLANGE ACCURACY: R TERMINAL BOX (ABOVE) CABLE ENTRY ON THE ND-END SIGNAL CONNECTION LEFT | 4076 | TEM | 1 | MC | 51 | 1
1PH81031HD031BA1 | SIMOTICS M COMPACT ASYNCHRONOUS MOTOR 1000RPM, 3,7KW,35NM, 10,0A,333V 1150RPM, 4,3KW,36NM,10,0A, 380V 1350RPM, 4,7KW,33NM, 9,7A, 423V FORCED VENTILATION; DIRECTION OF AIR FLOW DE --> NDE; DEGREE OF PROTECTION IP55 INCREMENT. ENCODER HTL 1024 S/R (ENCODER HTL1024S/R) with TEMPERAT. SENSOR KTY84-130 DESIGN IM B35 (IM V15, IM V35) SHAFT WITH FITTED KEY FULL-KEY BALANCING BEARING: STANDARD WITH FIXED BEARING, VIBRATION SEVERITY GRADE: R/A, SHAFT AND FLANGE ACCURACY: R TERMINAL BOX (ABOVE) CABLE ENTRY ON THE RIGHT SIGNAL CONNECTION D-END | 4315 | TEM | 1 | MC | 51 | 1
1PH81031HD032BA1 | SIMOTICS M COMPACT ASYNCHRONOUS MOTOR 1000RPM, 3,7KW,35NM, 10,0A,333V 1150RPM, 4,3KW,36NM,10,0A, 380V 1350RPM, 4,7KW,33NM, 9,7A, 423V FORCED VENTILATION; DIRECTION OF AIR FLOW DE --> NDE; DEGREE OF PROTECTION IP55 INCREMENT. ENCODER HTL 1024 S/R (ENCODER HTL1024S/R) with TEMPERAT. SENSOR KTY84-130 DESIGN IM B35 (IM V15, IM V35) SHAFT WITH FITTED KEY HALF-KEY BALANCING BEARING: STANDARD WITH FIXED BEARING, VIBRATION SEVERITY GRADE: R/A, SHAFT AND FLANGE ACCURACY: R TERMINAL BOX (ABOVE) CABLE ENTRY ON THE RIGHT SIGNAL CONNECTION D-END | 4315 | TEM | 1 | MC | 51 | 1
1PH81031HD100BA1 | SIMOTICS M COMPACT ASYNCHRONOUS MOTOR 1000RPM, 3,7KW, 35NM, 10A, 333V 1150RPM, 4,3KW, 36NM, 10A, 380V 1350RPM, 4,7KW,33NM, 9,7A, 423V FORCED VENTILATION; DIRECTION OF AIR FLOW NDE --> DE; DEGREE OF PROTECTION IP55 INCREMENT. ENCODER HTL 1024 S/R (ENCODER HTL1024S/R) with TEMPERAT. SENSOR KTY84-130 DESIGN IM B3 (IM V5, IM V6) PLAIN SHAFT WITHOUT FITTED KEY; BEARING: STANDARD WITH FIXED BEARING, VIBRATION SEVERITY GRADE: R/A, SHAFT AND FLANGE ACCURACY: R TERMINAL BOX (ABOVE) CABLE ENTRY ON THE RIGHT SIGNAL CONNECTION D-END | 3881 | TEM | 1 | MC | 51 | 1
1PH81031HD100BB1 | SIMOTICS M COMPACT ASYNCHRONOUS MOTOR 1000RPM, 3,7KW, 35NM, 10A, 333V 1150RPM, 4,3KW, 36NM, 10A, 380V 1350RPM, 4,7KW,33NM, 9,7A, 423V FORCED VENTILATION; DIRECTION OF AIR FLOW NDE --> DE; DEGREE OF PROTECTION IP55 INCREMENT. ENCODER HTL 1024 S/R (ENCODER HTL1024S/R) with TEMPERAT. SENSOR KTY84-130 DESIGN IM B3 (IM V5, IM V6) PLAIN SHAFT WITHOUT FITTED KEY; BEARING: STANDARD WITH FIXED BEARING, VIBRATION SEVERITY GRADE: R/A, SHAFT AND FLANGE ACCURACY: R TERMINAL BOX (ABOVE) CABLE ENTRY ON THE LEFT SIGNAL CONNECTION D-END | 3881 | TEM | 1 | MC | 51 | 1
1PH81031HD100BC1 | SIMOTICS M COMPACT ASYNCHRONOUS MOTOR 1000RPM, 3,7KW, 35NM, 10A, 333V 1150RPM, 4,3KW, 36NM, 10A, 380V 1350RPM, 4,7KW,33NM, 9,7A, 423V FORCED VENTILATION; DIRECTION OF AIR FLOW NDE --> DE; DEGREE OF PROTECTION IP55 INCREMENT. ENCODER HTL 1024 S/R (ENCODER HTL1024S/R) with TEMPERAT. SENSOR KTY84-130 DESIGN IM B3 (IM V5, IM V6) PLAIN SHAFT WITHOUT FITTED KEY; BEARING: STANDARD WITH FIXED BEARING, VIBRATION SEVERITY GRADE: R/A, SHAFT AND FLANGE ACCURACY: R TERMINAL BOX (ABOVE) CABLE ENTRY ON THE ND-END SIGNAL CONNECTION LEFT | 3881 | TEM | 1 | MC | 51 | 1
1PH81031HD100CA1 | SIMOTICS M COMPACT ASYNCHRONOUS MOTOR 1000RPM, 3,7KW, 35NM, 10A, 333V 1150RPM, 4,3KW, 36NM, 10A, 380V 1350RPM, 4,7KW,33NM, 9,7A, 423V FORCED VENTILATION; DIRECTION OF AIR FLOW NDE --> DE; DEGREE OF PROTECTION IP55 INCREMENT. ENCODER HTL 1024 S/R (ENCODER HTL1024S/R) with TEMPERAT. SENSOR KTY84-130 DESIGN IM B3 (IM V5, IM V6) PLAIN SHAFT WITHOUT FITTED KEY; BEARING: STANDARD WITH FIXED BEARING, VIBRATION SEVERITY GRADE: S/A, SHAFT AND FLANGE ACCURACY: R TERMINAL BOX (ABOVE) CABLE ENTRY ON THE RIGHT SIGNAL CONNECTION D-END | 4076 | TEM | 1 | MC | 51 | 1
1PH81031HD100CB1 | SIMOTICS M COMPACT ASYNCHRONOUS MOTOR 1000RPM, 3,7KW, 35NM, 10A, 333V 1150RPM, 4,3KW, 36NM, 10A, 380V 1350RPM, 4,7KW,33NM, 9,7A, 423V FORCED VENTILATION; DIRECTION OF AIR FLOW NDE --> DE; DEGREE OF PROTECTION IP55 INCREMENT. ENCODER HTL 1024 S/R (ENCODER HTL1024S/R) with TEMPERAT. SENSOR KTY84-130 DESIGN IM B3 (IM V5, IM V6) PLAIN SHAFT WITHOUT FITTED KEY; BEARING: STANDARD WITH FIXED BEARING, VIBRATION SEVERITY GRADE: S/A, SHAFT AND FLANGE ACCURACY: R TERMINAL BOX (ABOVE) CABLE ENTRY ON THE LEFT SIGNAL CONNECTION D-END | 4076 | TEM | 1 | MC | 51 | 1
1PH81031HD100CC1 | SIMOTICS M COMPACT ASYNCHRONOUS MOTOR 1000RPM, 3,7KW, 35NM, 10A, 333V 1150RPM, 4,3KW, 36NM, 10A, 380V 1350RPM, 4,7KW,33NM, 9,7A, 423V FORCED VENTILATION; DIRECTION OF AIR FLOW NDE --> DE; DEGREE OF PROTECTION IP55 INCREMENT. ENCODER HTL 1024 S/R (ENCODER HTL1024S/R) with TEMPERAT. SENSOR KTY84-130 DESIGN IM B3 (IM V5, IM V6) PLAIN SHAFT WITHOUT FITTED KEY; BEARING: STANDARD WITH FIXED BEARING, VIBRATION SEVERITY GRADE: S/A, SHAFT AND FLANGE ACCURACY: R TERMINAL BOX (ABOVE) CABLE ENTRY ON THE ND-END SIGNAL CONNECTION LEFT | 4076 | TEM | 1 | MC | 51 | 1
1PH81031HD101BA1 | SIMOTICS M COMPACT ASYNCHRONOUS MOTOR 1000RPM, 3,7KW, 35NM, 10A, 333V 1150RPM, 4,3KW, 36NM, 10A, 380V 1350RPM, 4,7KW,33NM, 9,7A, 423V FORCED VENTILATION; DIRECTION OF AIR FLOW NDE --> DE; DEGREE OF PROTECTION IP55 INCREMENT. ENCODER HTL 1024 S/R (ENCODER HTL1024S/R) with TEMPERAT. SENSOR KTY84-130 DESIGN IM B3 (IM V5, IM V6) SHAFT WITH FITTED KEY FULL-KEY BALANCING BEARING: STANDARD WITH FIXED BEARING, VIBRATION SEVERITY GRADE: R/A, SHAFT AND FLANGE ACCURACY: R TERMINAL BOX (ABOVE) CABLE ENTRY ON THE RIGHT SIGNAL CONNECTION D-END | 3881 | TEM | 1 | MC | 51 | 1
1PH81031HD102BA1 | SIMOTICS M COMPACT ASYNCHRONOUS MOTOR 1000RPM, 3,7KW, 35NM, 10A, 333V 1150RPM, 4,3KW, 36NM, 10A, 380V 1350RPM, 4,7KW,33NM, 9,7A, 423V FORCED VENTILATION; DIRECTION OF AIR FLOW NDE --> DE; DEGREE OF PROTECTION IP55 INCREMENT. ENCODER HTL 1024 S/R (ENCODER HTL1024S/R) with TEMPERAT. SENSOR KTY84-130 DESIGN IM B3 (IM V5, IM V6) SHAFT WITH FITTED KEY HALF-KEY BALANCING BEARING: STANDARD WITH FIXED BEARING, VIBRATION SEVERITY GRADE: R/A, SHAFT AND FLANGE ACCURACY: R TERMINAL BOX (ABOVE) CABLE ENTRY ON THE RIGHT SIGNAL CONNECTION D-END | 3881 | TEM | 1 | MC | 51 | 1
1PH81031HD102BB1 | SIMOTICS M COMPACT ASYNCHRONOUS MOTOR 1000RPM, 3,7KW, 35NM, 10A, 333V 1150RPM, 4,3KW, 36NM, 10A, 380V 1350RPM, 4,7KW,33NM, 9,7A, 423V FORCED VENTILATION; DIRECTION OF AIR FLOW NDE --> DE; DEGREE OF PROTECTION IP55 INCREMENT. ENCODER HTL 1024 S/R (ENCODER HTL1024S/R) with TEMPERAT. SENSOR KTY84-130 DESIGN IM B3 (IM V5, IM V6) SHAFT WITH FITTED KEY HALF-KEY BALANCING BEARING: STANDARD WITH FIXED BEARING, VIBRATION SEVERITY GRADE: R/A, SHAFT AND FLANGE ACCURACY: R TERMINAL BOX (ABOVE) CABLE ENTRY ON THE LEFT SIGNAL CONNECTION D-END | 3881 | TEM | 1 | MC | 51 | 1
1PH81031HD102BC1 | SIMOTICS M COMPACT ASYNCHRONOUS MOTOR 1000RPM, 3,7KW, 35NM, 10A, 333V 1150RPM, 4,3KW, 36NM, 10A, 380V 1350RPM, 4,7KW,33NM, 9,7A, 423V FORCED VENTILATION; DIRECTION OF AIR FLOW NDE --> DE; DEGREE OF PROTECTION IP55 INCREMENT. ENCODER HTL 1024 S/R (ENCODER HTL1024S/R) with TEMPERAT. SENSOR KTY84-130 DESIGN IM B3 (IM V5, IM V6) SHAFT WITH FITTED KEY HALF-KEY BALANCING BEARING: STANDARD WITH FIXED BEARING, VIBRATION SEVERITY GRADE: R/A, SHAFT AND FLANGE ACCURACY: R TERMINAL BOX (ABOVE) CABLE ENTRY ON THE ND-END SIGNAL CONNECTION LEFT | 3881 | TEM | 1 | MC | 51 | 1
1PH81031HD102CA1 | SIMOTICS M COMPACT ASYNCHRONOUS MOTOR 1000RPM, 3,7KW, 35NM, 10A, 333V 1150RPM, 4,3KW, 36NM, 10A, 380V 1350RPM, 4,7KW,33NM, 9,7A, 423V FORCED VENTILATION; DIRECTION OF AIR FLOW NDE --> DE; DEGREE OF PROTECTION IP55 INCREMENT. ENCODER HTL 1024 S/R (ENCODER HTL1024S/R) with TEMPERAT. SENSOR KTY84-130 DESIGN IM B3 (IM V5, IM V6) SHAFT WITH FITTED KEY HALF-KEY BALANCING BEARING: STANDARD WITH FIXED BEARING, VIBRATION SEVERITY GRADE: S/A, SHAFT AND FLANGE ACCURACY: R TERMINAL BOX (ABOVE) CABLE ENTRY ON THE RIGHT SIGNAL CONNECTION D-END | 4076 | TEM | 1 | MC | 51 | 1
1PH81031HD102CB1 | SIMOTICS M COMPACT ASYNCHRONOUS MOTOR 1000RPM, 3,7KW, 35NM, 10A, 333V 1150RPM, 4,3KW, 36NM, 10A, 380V 1350RPM, 4,7KW,33NM, 9,7A, 423V FORCED VENTILATION; DIRECTION OF AIR FLOW NDE --> DE; DEGREE OF PROTECTION IP55 INCREMENT. ENCODER HTL 1024 S/R (ENCODER HTL1024S/R) with TEMPERAT. SENSOR KTY84-130 DESIGN IM B3 (IM V5, IM V6) SHAFT WITH FITTED KEY HALF-KEY BALANCING BEARING: STANDARD WITH FIXED BEARING, VIBRATION SEVERITY GRADE: S/A, SHAFT AND FLANGE ACCURACY: R TERMINAL BOX (ABOVE) CABLE ENTRY ON THE LEFT SIGNAL CONNECTION D-END | 4076 | TEM | 1 | MC | 51 | 1
1PH81031HD102CC1 | SIMOTICS M COMPACT ASYNCHRONOUS MOTOR 1000RPM, 3,7KW, 35NM, 10A, 333V 1150RPM, 4,3KW, 36NM, 10A, 380V 1350RPM, 4,7KW,33NM, 9,7A, 423V FORCED VENTILATION; DIRECTION OF AIR FLOW NDE --> DE; DEGREE OF PROTECTION IP55 INCREMENT. ENCODER HTL 1024 S/R (ENCODER HTL1024S/R) with TEMPERAT. SENSOR KTY84-130 DESIGN IM B3 (IM V5, IM V6) SHAFT WITH FITTED KEY HALF-KEY BALANCING BEARING: STANDARD WITH FIXED BEARING, VIBRATION SEVERITY GRADE: S/A, SHAFT AND FLANGE ACCURACY: R TERMINAL BOX (ABOVE) CABLE ENTRY ON THE ND-END SIGNAL CONNECTION LEFT | 4076 | TEM | 1 | MC | 51 | 1
1PH81031HD120BA1 | SIMOTICS M COMPACT ASYNCHRONOUS MOTOR 1000RPM, 3,7KW, 35NM, 10A, 333V 1150RPM, 4,3KW, 36NM, 10A, 380V 1350RPM, 4,7KW,33NM, 9,7A, 423V FORCED VENTILATION; DIRECTION OF AIR FLOW NDE --> DE; DEGREE OF PROTECTION IP55 INCREMENT. ENCODER HTL 1024 S/R (ENCODER HTL1024S/R) with TEMPERAT. SENSOR KTY84-130 DESIGN IM B5 (IMV 1,IM V3) PLAIN SHAFT WITHOUT FITTED KEY; BEARING: STANDARD WITH FIXED BEARING, VIBRATION SEVERITY GRADE: R/A, SHAFT AND FLANGE ACCURACY: R TERMINAL BOX (ABOVE) CABLE ENTRY ON THE RIGHT SIGNAL CONNECTION D-END | 4076 | TEM | 1 | MC | 51 | 1
1PH81031HD120BB1 | SIMOTICS M COMPACT ASYNCHRONOUS MOTOR 1000RPM, 3,7KW, 35NM, 10A, 333V 1150RPM, 4,3KW, 36NM, 10A, 380V 1350RPM, 4,7KW,33NM, 9,7A, 423V FORCED VENTILATION; DIRECTION OF AIR FLOW NDE --> DE; DEGREE OF PROTECTION IP55 INCREMENT. ENCODER HTL 1024 S/R (ENCODER HTL1024S/R) with TEMPERAT. SENSOR KTY84-130 DESIGN IM B5 (IMV 1,IM V3) PLAIN SHAFT WITHOUT FITTED KEY; BEARING: STANDARD WITH FIXED BEARING, VIBRATION SEVERITY GRADE: R/A, SHAFT AND FLANGE ACCURACY: R TERMINAL BOX (ABOVE) CABLE ENTRY ON THE LEFT SIGNAL CONNECTION D-END | 4076 | TEM | 1 | MC | 51 | 1
1PH81031HD120BC1 | SIMOTICS M COMPACT ASYNCHRONOUS MOTOR 1000RPM, 3,7KW, 35NM, 10A, 333V 1150RPM, 4,3KW, 36NM, 10A, 380V 1350RPM, 4,7KW,33NM, 9,7A, 423V FORCED VENTILATION; DIRECTION OF AIR FLOW NDE --> DE; DEGREE OF PROTECTION IP55 INCREMENT. ENCODER HTL 1024 S/R (ENCODER HTL1024S/R) with TEMPERAT. SENSOR KTY84-130 DESIGN IM B5 (IMV 1,IM V3) PLAIN SHAFT WITHOUT FITTED KEY; BEARING: STANDARD WITH FIXED BEARING, VIBRATION SEVERITY GRADE: R/A, SHAFT AND FLANGE ACCURACY: R TERMINAL BOX (ABOVE) CABLE ENTRY ON THE ND-END SIGNAL CONNECTION LEFT | 4076 | TEM | 1 | MC | 51 | 1
1PH81031HD120CA1 | SIMOTICS M COMPACT ASYNCHRONOUS MOTOR 1000RPM, 3,7KW, 35NM, 10A, 333V 1150RPM, 4,3KW, 36NM, 10A, 380V 1350RPM, 4,7KW,33NM, 9,7A, 423V FORCED VENTILATION; DIRECTION OF AIR FLOW NDE --> DE; DEGREE OF PROTECTION IP55 INCREMENT. ENCODER HTL 1024 S/R (ENCODER HTL1024S/R) with TEMPERAT. SENSOR KTY84-130 DESIGN IM B5 (IMV 1,IM V3) PLAIN SHAFT WITHOUT FITTED KEY; BEARING: STANDARD WITH FIXED BEARING, VIBRATION SEVERITY GRADE: S/A, SHAFT AND FLANGE ACCURACY: R TERMINAL BOX (ABOVE) CABLE ENTRY ON THE RIGHT SIGNAL CONNECTION D-END | 4271 | TEM | 1 | MC | 51 | 1
1PH81031HD120CB1 | SIMOTICS M COMPACT ASYNCHRONOUS MOTOR 1000RPM, 3,7KW, 35NM, 10A, 333V 1150RPM, 4,3KW, 36NM, 10A, 380V 1350RPM, 4,7KW,33NM, 9,7A, 423V FORCED VENTILATION; DIRECTION OF AIR FLOW NDE --> DE; DEGREE OF PROTECTION IP55 INCREMENT. ENCODER HTL 1024 S/R (ENCODER HTL1024S/R) with TEMPERAT. SENSOR KTY84-130 DESIGN IM B5 (IMV 1,IM V3) PLAIN SHAFT WITHOUT FITTED KEY; BEARING: STANDARD WITH FIXED BEARING, VIBRATION SEVERITY GRADE: S/A, SHAFT AND FLANGE ACCURACY: R TERMINAL BOX (ABOVE) CABLE ENTRY ON THE LEFT SIGNAL CONNECTION D-END | 4271 | TEM | 1 | MC | 51 | 1
1PH81031HD120CC1 | SIMOTICS M COMPACT ASYNCHRONOUS MOTOR 1000RPM, 3,7KW, 35NM, 10A, 333V 1150RPM, 4,3KW, 36NM, 10A, 380V 1350RPM, 4,7KW,33NM, 9,7A, 423V FORCED VENTILATION; DIRECTION OF AIR FLOW NDE --> DE; DEGREE OF PROTECTION IP55 INCREMENT. ENCODER HTL 1024 S/R (ENCODER HTL1024S/R) with TEMPERAT. SENSOR KTY84-130 DESIGN IM B5 (IMV 1,IM V3) PLAIN SHAFT WITHOUT FITTED KEY; BEARING: STANDARD WITH FIXED BEARING, VIBRATION SEVERITY GRADE: S/A, SHAFT AND FLANGE ACCURACY: R TERMINAL BOX (ABOVE) CABLE ENTRY ON THE ND-END SIGNAL CONNECTION LEFT | 4271 | TEM | 1 | MC | 51 | 1
1PH81031HD121BA1 | SIMOTICS M COMPACT ASYNCHRONOUS MOTOR 1000RPM, 3,7KW, 35NM, 10A, 333V 1150RPM, 4,3KW, 36NM, 10A, 380V 1350RPM, 4,7KW,33NM, 9,7A, 423V FORCED VENTILATION; DIRECTION OF AIR FLOW NDE --> DE; DEGREE OF PROTECTION IP55 INCREMENT. ENCODER HTL 1024 S/R (ENCODER HTL1024S/R) with TEMPERAT. SENSOR KTY84-130 DESIGN IM B5 (IMV 1,IM V3) SHAFT WITH FITTED KEY FULL-KEY BALANCING BEARING: STANDARD WITH FIXED BEARING, VIBRATION SEVERITY GRADE: R/A, SHAFT AND FLANGE ACCURACY: R TERMINAL BOX (ABOVE) CABLE ENTRY ON THE RIGHT SIGNAL CONNECTION D-END | 4076 | TEM | 1 | MC | 51 | 1
1PH81031HD121QA1 | SIMOTICS M COMPACT ASYNCHRONOUS MOTOR 1000RPM, 3,7KW, 35NM, 10A, 333V 1150RPM, 4,3KW, 36NM, 10A, 380V 1350RPM, 4,7KW,33NM, 9,7A, 423V FORCED VENTILATION; DIRECTION OF AIR FLOW NDE --> DE; DEGREE OF PROTECTION IP55 INCREMENT. ENCODER HTL 1024 S/R (ENCODER HTL1024S/R) with TEMPERAT. SENSOR KTY84-130 DESIGN IM B5 (IMV 1,IM V3) SHAFT WITH FITTED KEY FULL-KEY BALANCING BEARING: ADVANCED LIFETIME VIBRATION SEVERITY S/A SHAFT A. FLANGE ACCURACY GR. R TERMINAL BOX (ABOVE) CABLE ENTRY ON THE RIGHT SIGNAL CONNECTION D-END | 4429 | TEM | 1 | MC | 51 | 1
1PH81031HD122BA1 | SIMOTICS M COMPACT ASYNCHRONOUS MOTOR 1000RPM, 3,7KW, 35NM, 10A, 333V 1150RPM, 4,3KW, 36NM, 10A, 380V 1350RPM, 4,7KW,33NM, 9,7A, 423V FORCED VENTILATION; DIRECTION OF AIR FLOW NDE --> DE; DEGREE OF PROTECTION IP55 INCREMENT. ENCODER HTL 1024 S/R (ENCODER HTL1024S/R) with TEMPERAT. SENSOR KTY84-130 DESIGN IM B5 (IMV 1,IM V3) SHAFT WITH FITTED KEY HALF-KEY BALANCING BEARING: STANDARD WITH FIXED BEARING, VIBRATION SEVERITY GRADE: R/A, SHAFT AND FLANGE ACCURACY: R TERMINAL BOX (ABOVE) CABLE ENTRY ON THE RIGHT SIGNAL CONNECTION D-END | 4076 | TEM | 1 | MC | 51 | 1
1PH81031HD122BB1 | SIMOTICS M COMPACT ASYNCHRONOUS MOTOR 1000RPM, 3,7KW, 35NM, 10A, 333V 1150RPM, 4,3KW, 36NM, 10A, 380V 1350RPM, 4,7KW,33NM, 9,7A, 423V FORCED VENTILATION; DIRECTION OF AIR FLOW NDE --> DE; DEGREE OF PROTECTION IP55 INCREMENT. ENCODER HTL 1024 S/R (ENCODER HTL1024S/R) with TEMPERAT. SENSOR KTY84-130 DESIGN IM B5 (IMV 1,IM V3) SHAFT WITH FITTED KEY HALF-KEY BALANCING BEARING: STANDARD WITH FIXED BEARING, VIBRATION SEVERITY GRADE: R/A, SHAFT AND FLANGE ACCURACY: R TERMINAL BOX (ABOVE) CABLE ENTRY ON THE LEFT SIGNAL CONNECTION D-END | 4076 | TEM | 1 | MC | 51 | 1
1PH81031HD122BC1 | SIMOTICS M COMPACT ASYNCHRONOUS MOTOR 1000RPM, 3,7KW, 35NM, 10A, 333V 1150RPM, 4,3KW, 36NM, 10A, 380V 1350RPM, 4,7KW,33NM, 9,7A, 423V FORCED VENTILATION; DIRECTION OF AIR FLOW NDE --> DE; DEGREE OF PROTECTION IP55 INCREMENT. ENCODER HTL 1024 S/R (ENCODER HTL1024S/R) with TEMPERAT. SENSOR KTY84-130 DESIGN IM B5 (IMV 1,IM V3) SHAFT WITH FITTED KEY HALF-KEY BALANCING BEARING: STANDARD WITH FIXED BEARING, VIBRATION SEVERITY GRADE: R/A, SHAFT AND FLANGE ACCURACY: R TERMINAL BOX (ABOVE) CABLE ENTRY ON THE ND-END SIGNAL CONNECTION LEFT | 4076 | TEM | 1 | MC | 51 | 1
1PH81031HD122CA1 | SIMOTICS M COMPACT ASYNCHRONOUS MOTOR 1000RPM, 3,7KW, 35NM, 10A, 333V 1150RPM, 4,3KW, 36NM, 10A, 380V 1350RPM, 4,7KW,33NM, 9,7A, 423V FORCED VENTILATION; DIRECTION OF AIR FLOW NDE --> DE; DEGREE OF PROTECTION IP55 INCREMENT. ENCODER HTL 1024 S/R (ENCODER HTL1024S/R) with TEMPERAT. SENSOR KTY84-130 DESIGN IM B5 (IMV 1,IM V3) SHAFT WITH FITTED KEY HALF-KEY BALANCING BEARING: STANDARD WITH FIXED BEARING, VIBRATION SEVERITY GRADE: S/A, SHAFT AND FLANGE ACCURACY: R TERMINAL BOX (ABOVE) CABLE ENTRY ON THE RIGHT SIGNAL CONNECTION D-END | 4271 | TEM | 1 | MC | 51 | 1
1PH81031HD122CB1 | SIMOTICS M COMPACT ASYNCHRONOUS MOTOR 1000RPM, 3,7KW, 35NM, 10A, 333V 1150RPM, 4,3KW, 36NM, 10A, 380V 1350RPM, 4,7KW,33NM, 9,7A, 423V FORCED VENTILATION; DIRECTION OF AIR FLOW NDE --> DE; DEGREE OF PROTECTION IP55 INCREMENT. ENCODER HTL 1024 S/R (ENCODER HTL1024S/R) with TEMPERAT. SENSOR KTY84-130 DESIGN IM B5 (IMV 1,IM V3) SHAFT WITH FITTED KEY HALF-KEY BALANCING BEARING: STANDARD WITH FIXED BEARING, VIBRATION SEVERITY GRADE: S/A, SHAFT AND FLANGE ACCURACY: R TERMINAL BOX (ABOVE) CABLE ENTRY ON THE LEFT SIGNAL CONNECTION D-END | 4271 | TEM | 1 | MC | 51 | 1
1PH81031HD122CC1 | SIMOTICS M COMPACT ASYNCHRONOUS MOTOR 1000RPM, 3,7KW, 35NM, 10A, 333V 1150RPM, 4,3KW, 36NM, 10A, 380V 1350RPM, 4,7KW,33NM, 9,7A, 423V FORCED VENTILATION; DIRECTION OF AIR FLOW NDE --> DE; DEGREE OF PROTECTION IP55 INCREMENT. ENCODER HTL 1024 S/R (ENCODER HTL1024S/R) with TEMPERAT. SENSOR KTY84-130 DESIGN IM B5 (IMV 1,IM V3) SHAFT WITH FITTED KEY HALF-KEY BALANCING BEARING: STANDARD WITH FIXED BEARING, VIBRATION SEVERITY GRADE: S/A, SHAFT AND FLANGE ACCURACY: R TERMINAL BOX (ABOVE) CABLE ENTRY ON THE ND-END SIGNAL CONNECTION LEFT | 4271 | TEM | 1 | MC | 51 | 1
1PH81031HD122GA1 | SIMOTICS M COMPACT ASYNCHRONOUS MOTOR 1000RPM, 3,7KW, 35NM, 10A, 333V 1150RPM, 4,3KW, 36NM, 10A, 380V 1350RPM, 4,7KW,33NM, 9,7A, 423V FORCED VENTILATION; DIRECTION OF AIR FLOW NDE --> DE; DEGREE OF PROTECTION IP55 INCREMENT. ENCODER HTL 1024 S/R (ENCODER HTL1024S/R) with TEMPERAT. SENSOR KTY84-130 DESIGN IM B5 (IMV 1,IM V3) SHAFT WITH FITTED KEY HALF-KEY BALANCING BEARING: STANDARD, VIBRATION SEVERITY GRADE: R/A, SHAFT AND FLANGE ACCURACY: R TERMINAL BOX (ABOVE) CABLE ENTRY ON THE RIGHT SIGNAL CONNECTION D-END | 3791 | TEM | 1 | MC | 51 | 1
1PH81031HD130BA1 | SIMOTICS M COMPACT ASYNCHRONOUS MOTOR 1000RPM, 3,7KW, 35NM, 10A, 333V 1150RPM, 4,3KW, 36NM, 10A, 380V 1350RPM, 4,7KW,33NM, 9,7A, 423V FORCED VENTILATION; DIRECTION OF AIR FLOW NDE --> DE; DEGREE OF PROTECTION IP55 INCREMENT. ENCODER HTL 1024 S/R (ENCODER HTL1024S/R) with TEMPERAT. SENSOR KTY84-130 DESIGN IM B35 (IM V15, IM V35) PLAIN SHAFT WITHOUT FITTED KEY; BEARING: STANDARD WITH FIXED BEARING, VIBRATION SEVERITY GRADE: R/A, SHAFT AND FLANGE ACCURACY: R TERMINAL BOX (ABOVE) CABLE ENTRY ON THE RIGHT SIGNAL CONNECTION D-END | 4315 | TEM | 1 | MC | 51 | 1
1PH81031HD130BB1 | SIMOTICS M COMPACT ASYNCHRONOUS MOTOR 1000RPM, 3,7KW, 35NM, 10A, 333V 1150RPM, 4,3KW, 36NM, 10A, 380V 1350RPM, 4,7KW,33NM, 9,7A, 423V FORCED VENTILATION; DIRECTION OF AIR FLOW NDE --> DE; DEGREE OF PROTECTION IP55 INCREMENT. ENCODER HTL 1024 S/R (ENCODER HTL1024S/R) with TEMPERAT. SENSOR KTY84-130 DESIGN IM B35 (IM V15, IM V35) PLAIN SHAFT WITHOUT FITTED KEY; BEARING: STANDARD WITH FIXED BEARING, VIBRATION SEVERITY GRADE: R/A, SHAFT AND FLANGE ACCURACY: R TERMINAL BOX (ABOVE) CABLE ENTRY ON THE LEFT SIGNAL CONNECTION D-END | 4315 | TEM | 1 | MC | 51 | 1
1PH81031HD130BC1 | SIMOTICS M COMPACT ASYNCHRONOUS MOTOR 1000RPM, 3,7KW, 35NM, 10A, 333V 1150RPM, 4,3KW, 36NM, 10A, 380V 1350RPM, 4,7KW,33NM, 9,7A, 423V FORCED VENTILATION; DIRECTION OF AIR FLOW NDE --> DE; DEGREE OF PROTECTION IP55 INCREMENT. ENCODER HTL 1024 S/R (ENCODER HTL1024S/R) with TEMPERAT. SENSOR KTY84-130 DESIGN IM B35 (IM V15, IM V35) PLAIN SHAFT WITHOUT FITTED KEY; BEARING: STANDARD WITH FIXED BEARING, VIBRATION SEVERITY GRADE: R/A, SHAFT AND FLANGE ACCURACY: R TERMINAL BOX (ABOVE) CABLE ENTRY ON THE ND-END SIGNAL CONNECTION LEFT | 4315 | TEM | 1 | MC | 51 | 1
1PH81031HD130CA1 | SIMOTICS M COMPACT ASYNCHRONOUS MOTOR 1000RPM, 3,7KW, 35NM, 10A, 333V 1150RPM, 4,3KW, 36NM, 10A, 380V 1350RPM, 4,7KW,33NM, 9,7A, 423V FORCED VENTILATION; DIRECTION OF AIR FLOW NDE --> DE; DEGREE OF PROTECTION IP55 INCREMENT. ENCODER HTL 1024 S/R (ENCODER HTL1024S/R) with TEMPERAT. SENSOR KTY84-130 DESIGN IM B35 (IM V15, IM V35) PLAIN SHAFT WITHOUT FITTED KEY; BEARING: STANDARD WITH FIXED BEARING, VIBRATION SEVERITY GRADE: S/A, SHAFT AND FLANGE ACCURACY: R TERMINAL BOX (ABOVE) CABLE ENTRY ON THE RIGHT SIGNAL CONNECTION D-END | 4510 | TEM | 1 | MC | 51 | 1
1PH81031HD130CB1 | SIMOTICS M COMPACT ASYNCHRONOUS MOTOR 1000RPM, 3,7KW, 35NM, 10A, 333V 1150RPM, 4,3KW, 36NM, 10A, 380V 1350RPM, 4,7KW,33NM, 9,7A, 423V FORCED VENTILATION; DIRECTION OF AIR FLOW NDE --> DE; DEGREE OF PROTECTION IP55 INCREMENT. ENCODER HTL 1024 S/R (ENCODER HTL1024S/R) with TEMPERAT. SENSOR KTY84-130 DESIGN IM B35 (IM V15, IM V35) PLAIN SHAFT WITHOUT FITTED KEY; BEARING: STANDARD WITH FIXED BEARING, VIBRATION SEVERITY GRADE: S/A, SHAFT AND FLANGE ACCURACY: R TERMINAL BOX (ABOVE) CABLE ENTRY ON THE LEFT SIGNAL CONNECTION D-END | 4510 | TEM | 1 | MC | 51 | 1
1PH81031HD130CC1 | SIMOTICS M COMPACT ASYNCHRONOUS MOTOR 1000RPM, 3,7KW, 35NM, 10A, 333V 1150RPM, 4,3KW, 36NM, 10A, 380V 1350RPM, 4,7KW,33NM, 9,7A, 423V FORCED VENTILATION; DIRECTION OF AIR FLOW NDE --> DE; DEGREE OF PROTECTION IP55 INCREMENT. ENCODER HTL 1024 S/R (ENCODER HTL1024S/R) with TEMPERAT. SENSOR KTY84-130 DESIGN IM B35 (IM V15, IM V35) PLAIN SHAFT WITHOUT FITTED KEY; BEARING: STANDARD WITH FIXED BEARING, VIBRATION SEVERITY GRADE: S/A, SHAFT AND FLANGE ACCURACY: R TERMINAL BOX (ABOVE) CABLE ENTRY ON THE ND-END SIGNAL CONNECTION LEFT | 4510 | TEM | 1 | MC | 51 | 1
1PH81031HD131BA1 | SIMOTICS M COMPACT ASYNCHRONOUS MOTOR 1000RPM, 3,7KW, 35NM, 10A, 333V 1150RPM, 4,3KW, 36NM, 10A, 380V 1350RPM, 4,7KW,33NM, 9,7A, 423V FORCED VENTILATION; DIRECTION OF AIR FLOW NDE --> DE; DEGREE OF PROTECTION IP55 INCREMENT. ENCODER HTL 1024 S/R (ENCODER HTL1024S/R) with TEMPERAT. SENSOR KTY84-130 DESIGN IM B35 (IM V15, IM V35) SHAFT WITH FITTED KEY FULL-KEY BALANCING BEARING: STANDARD WITH FIXED BEARING, VIBRATION SEVERITY GRADE: R/A, SHAFT AND FLANGE ACCURACY: R TERMINAL BOX (ABOVE) CABLE ENTRY ON THE RIGHT SIGNAL CONNECTION D-END | 4315 | TEM | 1 | MC | 51 | 1
1PH81031HD132BA1 | SIMOTICS M COMPACT ASYNCHRONOUS MOTOR 1000RPM, 3,7KW, 35NM, 10A, 333V 1150RPM, 4,3KW, 36NM, 10A, 380V 1350RPM, 4,7KW,33NM, 9,7A, 423V FORCED VENTILATION; DIRECTION OF AIR FLOW NDE --> DE; DEGREE OF PROTECTION IP55 INCREMENT. ENCODER HTL 1024 S/R (ENCODER HTL1024S/R) with TEMPERAT. SENSOR KTY84-130 DESIGN IM B35 (IM V15, IM V35) SHAFT WITH FITTED KEY HALF-KEY BALANCING BEARING: STANDARD WITH FIXED BEARING, VIBRATION SEVERITY GRADE: R/A, SHAFT AND FLANGE ACCURACY: R TERMINAL BOX (ABOVE) CABLE ENTRY ON THE RIGHT SIGNAL CONNECTION D-END | 4315 | TEM | 1 | MC | 51 | 1
1PH81031HD132BB1 | SIMOTICS M COMPACT ASYNCHRONOUS MOTOR 1000RPM, 3,7KW, 35NM, 10A, 333V 1150RPM, 4,3KW, 36NM, 10A, 380V 1350RPM, 4,7KW,33NM, 9,7A, 423V FORCED VENTILATION; DIRECTION OF AIR FLOW NDE --> DE; DEGREE OF PROTECTION IP55 INCREMENT. ENCODER HTL 1024 S/R (ENCODER HTL1024S/R) with TEMPERAT. SENSOR KTY84-130 DESIGN IM B35 (IM V15, IM V35) SHAFT WITH FITTED KEY HALF-KEY BALANCING BEARING: STANDARD WITH FIXED BEARING, VIBRATION SEVERITY GRADE: R/A, SHAFT AND FLANGE ACCURACY: R TERMINAL BOX (ABOVE) CABLE ENTRY ON THE LEFT SIGNAL CONNECTION D-END | 4315 | TEM | 1 | MC | 51 | 1
1PH81031HD132BC1 | SIMOTICS M COMPACT ASYNCHRONOUS MOTOR 1000RPM, 3,7KW, 35NM, 10A, 333V 1150RPM, 4,3KW, 36NM, 10A, 380V 1350RPM, 4,7KW,33NM, 9,7A, 423V FORCED VENTILATION; DIRECTION OF AIR FLOW NDE --> DE; DEGREE OF PROTECTION IP55 INCREMENT. ENCODER HTL 1024 S/R (ENCODER HTL1024S/R) with TEMPERAT. SENSOR KTY84-130 DESIGN IM B35 (IM V15, IM V35) SHAFT WITH FITTED KEY HALF-KEY BALANCING BEARING: STANDARD WITH FIXED BEARING, VIBRATION SEVERITY GRADE: R/A, SHAFT AND FLANGE ACCURACY: R TERMINAL BOX (ABOVE) CABLE ENTRY ON THE ND-END SIGNAL CONNECTION LEFT | 4315 | TEM | 1 | MC | 51 | 1
1PH81031HD132CA1 | SIMOTICS M COMPACT ASYNCHRONOUS MOTOR 1000RPM, 3,7KW, 35NM, 10A, 333V 1150RPM, 4,3KW, 36NM, 10A, 380V 1350RPM, 4,7KW,33NM, 9,7A, 423V FORCED VENTILATION; DIRECTION OF AIR FLOW NDE --> DE; DEGREE OF PROTECTION IP55 INCREMENT. ENCODER HTL 1024 S/R (ENCODER HTL1024S/R) with TEMPERAT. SENSOR KTY84-130 DESIGN IM B35 (IM V15, IM V35) SHAFT WITH FITTED KEY HALF-KEY BALANCING BEARING: STANDARD WITH FIXED BEARING, VIBRATION SEVERITY GRADE: S/A, SHAFT AND FLANGE ACCURACY: R TERMINAL BOX (ABOVE) CABLE ENTRY ON THE RIGHT SIGNAL CONNECTION D-END | 4510 | TEM | 1 | MC | 51 | 1
1PH81031HD132CB1 | SIMOTICS M COMPACT ASYNCHRONOUS MOTOR 1000RPM, 3,7KW, 35NM, 10A, 333V 1150RPM, 4,3KW, 36NM, 10A, 380V 1350RPM, 4,7KW,33NM, 9,7A, 423V FORCED VENTILATION; DIRECTION OF AIR FLOW NDE --> DE; DEGREE OF PROTECTION IP55 INCREMENT. ENCODER HTL 1024 S/R (ENCODER HTL1024S/R) with TEMPERAT. SENSOR KTY84-130 DESIGN IM B35 (IM V15, IM V35) SHAFT WITH FITTED KEY HALF-KEY BALANCING BEARING: STANDARD WITH FIXED BEARING, VIBRATION SEVERITY GRADE: S/A, SHAFT AND FLANGE ACCURACY: R TERMINAL BOX (ABOVE) CABLE ENTRY ON THE LEFT SIGNAL CONNECTION D-END | 4510 | TEM | 1 | MC | 51 | 1
1PH81031HD132CC1 | SIMOTICS M COMPACT ASYNCHRONOUS MOTOR 1000RPM, 3,7KW, 35NM, 10A, 333V 1150RPM, 4,3KW, 36NM, 10A, 380V 1350RPM, 4,7KW,33NM, 9,7A, 423V FORCED VENTILATION; DIRECTION OF AIR FLOW NDE --> DE; DEGREE OF PROTECTION IP55 INCREMENT. ENCODER HTL 1024 S/R (ENCODER HTL1024S/R) with TEMPERAT. SENSOR KTY84-130 DESIGN IM B35 (IM V15, IM V35) SHAFT WITH FITTED KEY HALF-KEY BALANCING BEARING: STANDARD WITH FIXED BEARING, VIBRATION SEVERITY GRADE: S/A, SHAFT AND FLANGE ACCURACY: R TERMINAL BOX (ABOVE) CABLE ENTRY ON THE ND-END SIGNAL CONNECTION LEFT | 4510 | TEM | 1 | MC | 51 | 1
1PH81031HF000BA1 | SIMOTICS M COMPACT ASYNCHRONOUS MOTOR 1500RPM, 5,5KW,35NM, 13,1A,342V 1750RPM, 6,3KW,34NM, 13,5A,412V 2000RPM, 7,0KW,33NM, 12,7A,460V FORCED VENTILATION; DIRECTION OF AIR FLOW DE --> NDE; DEGREE OF PROTECTION IP55 INCREMENT. ENCODER HTL 1024 S/R (ENCODER HTL1024S/R) with TEMPERAT. SENSOR KTY84-130 DESIGN IM B3 (IM V5, IM V6) PLAIN SHAFT WITHOUT FITTED KEY; BEARING: STANDARD WITH FIXED BEARING, VIBRATION SEVERITY GRADE: R/A, SHAFT AND FLANGE ACCURACY: R TERMINAL BOX (ABOVE) CABLE ENTRY ON THE RIGHT SIGNAL CONNECTION D-END | 3881 | TEM | 1 | MC | 51 | 1
1PH81031HF000CA1 | SIMOTICS M COMPACT ASYNCHRONOUS MOTOR 1500RPM, 5,5KW,35NM, 13,1A,342V 1750RPM, 6,3KW,34NM, 13,5A,412V 2000RPM, 7,0KW,33NM, 12,7A,460V FORCED VENTILATION; DIRECTION OF AIR FLOW DE --> NDE; DEGREE OF PROTECTION IP55 INCREMENT. ENCODER HTL 1024 S/R (ENCODER HTL1024S/R) with TEMPERAT. SENSOR KTY84-130 DESIGN IM B3 (IM V5, IM V6) PLAIN SHAFT WITHOUT FITTED KEY; BEARING: STANDARD WITH FIXED BEARING, VIBRATION SEVERITY GRADE: S/A, SHAFT AND FLANGE ACCURACY: R TERMINAL BOX (ABOVE) CABLE ENTRY ON THE RIGHT SIGNAL CONNECTION D-END | 4076 | TEM | 1 | MC | 51 | 1
1PH81031HF001BA1 | SIMOTICS M COMPACT ASYNCHRONOUS MOTOR 1500RPM, 5,5KW,35NM, 13,1A,342V 1750RPM, 6,3KW,34NM, 13,5A,412V 2000RPM, 7,0KW,33NM, 12,7A,460V FORCED VENTILATION; DIRECTION OF AIR FLOW DE --> NDE; DEGREE OF PROTECTION IP55 INCREMENT. ENCODER HTL 1024 S/R (ENCODER HTL1024S/R) with TEMPERAT. SENSOR KTY84-130 DESIGN IM B3 (IM V5, IM V6) SHAFT WITH FITTED KEY FULL-KEY BALANCING BEARING: STANDARD WITH FIXED BEARING, VIBRATION SEVERITY GRADE: R/A, SHAFT AND FLANGE ACCURACY: R TERMINAL BOX (ABOVE) CABLE ENTRY ON THE RIGHT SIGNAL CONNECTION D-END | 3881 | TEM | 1 | MC | 51 | 1
1PH81031HF001BB1 | SIMOTICS M COMPACT ASYNCHRONOUS MOTOR 1500RPM, 5,5KW,35NM, 13,1A,342V 1750RPM, 6,3KW,34NM, 13,5A,412V 2000RPM, 7,0KW,33NM, 12,7A,460V FORCED VENTILATION; DIRECTION OF AIR FLOW DE --> NDE; DEGREE OF PROTECTION IP55 INCREMENT. ENCODER HTL 1024 S/R (ENCODER HTL1024S/R) with TEMPERAT. SENSOR KTY84-130 DESIGN IM B3 (IM V5, IM V6) SHAFT WITH FITTED KEY FULL-KEY BALANCING BEARING: STANDARD WITH FIXED BEARING, VIBRATION SEVERITY GRADE: R/A, SHAFT AND FLANGE ACCURACY: R TERMINAL BOX (ABOVE) CABLE ENTRY ON THE LEFT SIGNAL CONNECTION D-END | 3881 | TEM | 1 | MC | 51 | 1
1PH81031HF001DC1 | SIMOTICS M COMPACT ASYNCHRONOUS MOTOR 1500RPM, 5,5KW,35NM, 13,1A,342V 1750RPM, 6,3KW,34NM, 13,5A,412V 2000RPM, 7,0KW,33NM, 12,7A,460V FORCED VENTILATION; DIRECTION OF AIR FLOW DE --> NDE; DEGREE OF PROTECTION IP55 INCREMENT. ENCODER HTL 1024 S/R (ENCODER HTL1024S/R) with TEMPERAT. SENSOR KTY84-130 DESIGN IM B3 (IM V5, IM V6) SHAFT WITH FITTED KEY FULL-KEY BALANCING BEARING: STANDARD WITH FIXED BEARING, VIBRATION SEVERITY GRADE: SR/A, SHAFT AND FLANGE ACCURACY: R TERMINAL BOX (ABOVE) CABLE ENTRY ON THE ND-END SIGNAL CONNECTION LEFT | 4146 | TEM | 1 | MC | 51 | 1
1PH81031HF002BA1 | SIMOTICS M COMPACT ASYNCHRONOUS MOTOR 1500RPM, 5,5KW,35NM, 13,1A,342V 1750RPM, 6,3KW,34NM, 13,5A,412V 2000RPM, 7,0KW,33NM, 12,7A,460V FORCED VENTILATION; DIRECTION OF AIR FLOW DE --> NDE; DEGREE OF PROTECTION IP55 INCREMENT. ENCODER HTL 1024 S/R (ENCODER HTL1024S/R) with TEMPERAT. SENSOR KTY84-130 DESIGN IM B3 (IM V5, IM V6) SHAFT WITH FITTED KEY HALF-KEY BALANCING BEARING: STANDARD WITH FIXED BEARING, VIBRATION SEVERITY GRADE: R/A, SHAFT AND FLANGE ACCURACY: R TERMINAL BOX (ABOVE) CABLE ENTRY ON THE RIGHT SIGNAL CONNECTION D-END | 3881 | TEM | 1 | MC | 51 | 1
1PH81031HF021BA1 | SIMOTICS M COMPACT ASYNCHRONOUS MOTOR 1500RPM, 5,5KW,35NM, 13,1A,342V 1750RPM, 6,3KW,34NM, 13,5A,412V 2000RPM, 7,0KW,33NM, 12,7A,460V FORCED VENTILATION; DIRECTION OF AIR FLOW DE --> NDE; DEGREE OF PROTECTION IP55 INCREMENT. ENCODER HTL 1024 S/R (ENCODER HTL1024S/R) with TEMPERAT. SENSOR KTY84-130 DESIGN IM B5 (IMV 1,IM V3) SHAFT WITH FITTED KEY FULL-KEY BALANCING BEARING: STANDARD WITH FIXED BEARING, VIBRATION SEVERITY GRADE: R/A, SHAFT AND FLANGE ACCURACY: R TERMINAL BOX (ABOVE) CABLE ENTRY ON THE RIGHT SIGNAL CONNECTION D-END | 4076 | TEM | 1 | MC | 51 | 1
1PH81031HF021BB1 | SIMOTICS M COMPACT ASYNCHRONOUS MOTOR 1500RPM, 5,5KW,35NM, 13,1A,342V 1750RPM, 6,3KW,34NM, 13,5A,412V 2000RPM, 7,0KW,33NM, 12,7A,460V FORCED VENTILATION; DIRECTION OF AIR FLOW DE --> NDE; DEGREE OF PROTECTION IP55 INCREMENT. ENCODER HTL 1024 S/R (ENCODER HTL1024S/R) with TEMPERAT. SENSOR KTY84-130 DESIGN IM B5 (IMV 1,IM V3) SHAFT WITH FITTED KEY FULL-KEY BALANCING BEARING: STANDARD WITH FIXED BEARING, VIBRATION SEVERITY GRADE: R/A, SHAFT AND FLANGE ACCURACY: R TERMINAL BOX (ABOVE) CABLE ENTRY ON THE LEFT SIGNAL CONNECTION D-END | 4076 | TEM | 1 | MC | 51 | 1
1PH81031HF022BA1 | SIMOTICS M COMPACT ASYNCHRONOUS MOTOR 1500RPM, 5,5KW,35NM, 13,1A,342V 1750RPM, 6,3KW,34NM, 13,5A,412V 2000RPM, 7,0KW,33NM, 12,7A,460V FORCED VENTILATION; DIRECTION OF AIR FLOW DE --> NDE; DEGREE OF PROTECTION IP55 INCREMENT. ENCODER HTL 1024 S/R (ENCODER HTL1024S/R) with TEMPERAT. SENSOR KTY84-130 DESIGN IM B5 (IMV 1,IM V3) SHAFT WITH FITTED KEY HALF-KEY BALANCING BEARING: STANDARD WITH FIXED BEARING, VIBRATION SEVERITY GRADE: R/A, SHAFT AND FLANGE ACCURACY: R TERMINAL BOX (ABOVE) CABLE ENTRY ON THE RIGHT SIGNAL CONNECTION D-END | 4076 | TEM | 1 | MC | 51 | 1
1PH81031HF022GA1 | SIMOTICS M COMPACT ASYNCHRONOUS MOTOR 1500RPM, 5,5KW,35NM, 13,1A,342V 1750RPM, 6,3KW,34NM, 13,5A,412V 2000RPM, 7,0KW,33NM, 12,7A,460V FORCED VENTILATION; DIRECTION OF AIR FLOW DE --> NDE; DEGREE OF PROTECTION IP55 INCREMENT. ENCODER HTL 1024 S/R (ENCODER HTL1024S/R) with TEMPERAT. SENSOR KTY84-130 DESIGN IM B5 (IMV 1,IM V3) SHAFT WITH FITTED KEY HALF-KEY BALANCING BEARING: STANDARD, VIBRATION SEVERITY GRADE: R/A, SHAFT AND FLANGE ACCURACY: R TERMINAL BOX (ABOVE) CABLE ENTRY ON THE RIGHT SIGNAL CONNECTION D-END | 3791 | TEM | 1 | MC | 51 | 1
1PH81031HF030BA1 | SIMOTICS M COMPACT ASYNCHRONOUS MOTOR 1500RPM, 5,5KW,35NM, 13,1A,342V 1750RPM, 6,3KW,34NM, 13,5A,412V 2000RPM, 7,0KW,33NM, 12,7A,460V FORCED VENTILATION; DIRECTION OF AIR FLOW DE --> NDE; DEGREE OF PROTECTION IP55 INCREMENT. ENCODER HTL 1024 S/R (ENCODER HTL1024S/R) with TEMPERAT. SENSOR KTY84-130 DESIGN IM B35 (IM V15, IM V35) PLAIN SHAFT WITHOUT FITTED KEY; BEARING: STANDARD WITH FIXED BEARING, VIBRATION SEVERITY GRADE: R/A, SHAFT AND FLANGE ACCURACY: R TERMINAL BOX (ABOVE) CABLE ENTRY ON THE RIGHT SIGNAL CONNECTION D-END | 4315 | TEM | 1 | MC | 51 | 1
1PH81031HF031BA1 | SIMOTICS M COMPACT ASYNCHRONOUS MOTOR 1500RPM, 5,5KW,35NM, 13,1A,342V 1750RPM, 6,3KW,34NM, 13,5A,412V 2000RPM, 7,0KW,33NM, 12,7A,460V FORCED VENTILATION; DIRECTION OF AIR FLOW DE --> NDE; DEGREE OF PROTECTION IP55 INCREMENT. ENCODER HTL 1024 S/R (ENCODER HTL1024S/R) with TEMPERAT. SENSOR KTY84-130 DESIGN IM B35 (IM V15, IM V35) SHAFT WITH FITTED KEY FULL-KEY BALANCING BEARING: STANDARD WITH FIXED BEARING, VIBRATION SEVERITY GRADE: R/A, SHAFT AND FLANGE ACCURACY: R TERMINAL BOX (ABOVE) CABLE ENTRY ON THE RIGHT SIGNAL CONNECTION D-END | 4315 | TEM | 1 | MC | 51 | 1
1PH81031HF031GA1 | SIMOTICS M COMPACT ASYNCHRONOUS MOTOR 1500RPM, 5,5KW,35NM, 13,1A,342V 1750RPM, 6,3KW,34NM, 13,5A,412V 2000RPM, 7,0KW,33NM, 12,7A,460V FORCED VENTILATION; DIRECTION OF AIR FLOW DE --> NDE; DEGREE OF PROTECTION IP55 INCREMENT. ENCODER HTL 1024 S/R (ENCODER HTL1024S/R) with TEMPERAT. SENSOR KTY84-130 DESIGN IM B35 (IM V15, IM V35) SHAFT WITH FITTED KEY FULL-KEY BALANCING BEARING: STANDARD, VIBRATION SEVERITY GRADE: R/A, SHAFT AND FLANGE ACCURACY: R TERMINAL BOX (ABOVE) CABLE ENTRY ON THE RIGHT SIGNAL CONNECTION D-END | 4030 | TEM | 1 | MC | 51 | 1
1PH81031HF032BA1 | SIMOTICS M COMPACT ASYNCHRONOUS MOTOR 1500RPM, 5,5KW,35NM, 13,1A,342V 1750RPM, 6,3KW,34NM, 13,5A,412V 2000RPM, 7,0KW,33NM, 12,7A,460V FORCED VENTILATION; DIRECTION OF AIR FLOW DE --> NDE; DEGREE OF PROTECTION IP55 INCREMENT. ENCODER HTL 1024 S/R (ENCODER HTL1024S/R) with TEMPERAT. SENSOR KTY84-130 DESIGN IM B35 (IM V15, IM V35) SHAFT WITH FITTED KEY HALF-KEY BALANCING BEARING: STANDARD WITH FIXED BEARING, VIBRATION SEVERITY GRADE: R/A, SHAFT AND FLANGE ACCURACY: R TERMINAL BOX (ABOVE) CABLE ENTRY ON THE RIGHT SIGNAL CONNECTION D-END | 4315 | TEM | 1 | MC | 51 | 1
1PH81031HF100BA1 | SIMOTICS M COMPACT ASYNCHRONOUS MOTOR 1500RPM, 5,5KW,35NM,13,1A, 368V 1750RPM, 6,3KW,34NM,13,5A, 412V 2000RPM, 7KW, 33NM, 12,7A, 460V FORCED VENTILATION; DIRECTION OF AIR FLOW NDE --> DE; DEGREE OF PROTECTION IP55 INCREMENT. ENCODER HTL 1024 S/R (ENCODER HTL1024S/R) with TEMPERAT. SENSOR KTY84-130 DESIGN IM B3 (IM V5, IM V6) PLAIN SHAFT WITHOUT FITTED KEY; BEARING: STANDARD WITH FIXED BEARING, VIBRATION SEVERITY GRADE: R/A, SHAFT AND FLANGE ACCURACY: R TERMINAL BOX (ABOVE) CABLE ENTRY ON THE RIGHT SIGNAL CONNECTION D-END | 3881 | TEM | 1 | MC | 51 | 1
1PH81031HF100BB1 | SIMOTICS M COMPACT ASYNCHRONOUS MOTOR 1500RPM, 5,5KW,35NM,13,1A, 368V 1750RPM, 6,3KW,34NM,13,5A, 412V 2000RPM, 7KW, 33NM, 12,7A, 460V FORCED VENTILATION; DIRECTION OF AIR FLOW NDE --> DE; DEGREE OF PROTECTION IP55 INCREMENT. ENCODER HTL 1024 S/R (ENCODER HTL1024S/R) with TEMPERAT. SENSOR KTY84-130 DESIGN IM B3 (IM V5, IM V6) PLAIN SHAFT WITHOUT FITTED KEY; BEARING: STANDARD WITH FIXED BEARING, VIBRATION SEVERITY GRADE: R/A, SHAFT AND FLANGE ACCURACY: R TERMINAL BOX (ABOVE) CABLE ENTRY ON THE LEFT SIGNAL CONNECTION D-END | 3881 | TEM | 1 | MC | 51 | 1
1PH81031HF100BC1 | SIMOTICS M COMPACT ASYNCHRONOUS MOTOR 1500RPM, 5,5KW,35NM,13,1A, 368V 1750RPM, 6,3KW,34NM,13,5A, 412V 2000RPM, 7KW, 33NM, 12,7A, 460V FORCED VENTILATION; DIRECTION OF AIR FLOW NDE --> DE; DEGREE OF PROTECTION IP55 INCREMENT. ENCODER HTL 1024 S/R (ENCODER HTL1024S/R) with TEMPERAT. SENSOR KTY84-130 DESIGN IM B3 (IM V5, IM V6) PLAIN SHAFT WITHOUT FITTED KEY; BEARING: STANDARD WITH FIXED BEARING, VIBRATION SEVERITY GRADE: R/A, SHAFT AND FLANGE ACCURACY: R TERMINAL BOX (ABOVE) CABLE ENTRY ON THE ND-END SIGNAL CONNECTION LEFT | 3881 | TEM | 1 | MC | 51 | 1
1PH81031HF100CA1 | SIMOTICS M COMPACT ASYNCHRONOUS MOTOR 1500RPM, 5,5KW,35NM,13,1A, 368V 1750RPM, 6,3KW,34NM,13,5A, 412V 2000RPM, 7KW, 33NM, 12,7A, 460V FORCED VENTILATION; DIRECTION OF AIR FLOW NDE --> DE; DEGREE OF PROTECTION IP55 INCREMENT. ENCODER HTL 1024 S/R (ENCODER HTL1024S/R) with TEMPERAT. SENSOR KTY84-130 DESIGN IM B3 (IM V5, IM V6) PLAIN SHAFT WITHOUT FITTED KEY; BEARING: STANDARD WITH FIXED BEARING, VIBRATION SEVERITY GRADE: S/A, SHAFT AND FLANGE ACCURACY: R TERMINAL BOX (ABOVE) CABLE ENTRY ON THE RIGHT SIGNAL CONNECTION D-END | 4076 | TEM | 1 | MC | 51 | 1
1PH81031HF100CB1 | SIMOTICS M COMPACT ASYNCHRONOUS MOTOR 1500RPM, 5,5KW,35NM,13,1A, 368V 1750RPM, 6,3KW,34NM,13,5A, 412V 2000RPM, 7KW, 33NM, 12,7A, 460V FORCED VENTILATION; DIRECTION OF AIR FLOW NDE --> DE; DEGREE OF PROTECTION IP55 INCREMENT. ENCODER HTL 1024 S/R (ENCODER HTL1024S/R) with TEMPERAT. SENSOR KTY84-130 DESIGN IM B3 (IM V5, IM V6) PLAIN SHAFT WITHOUT FITTED KEY; BEARING: STANDARD WITH FIXED BEARING, VIBRATION SEVERITY GRADE: S/A, SHAFT AND FLANGE ACCURACY: R TERMINAL BOX (ABOVE) CABLE ENTRY ON THE LEFT SIGNAL CONNECTION D-END | 4076 | TEM | 1 | MC | 51 | 1
1PH81031HF100CC1 | SIMOTICS M COMPACT ASYNCHRONOUS MOTOR 1500RPM, 5,5KW,35NM,13,1A, 368V 1750RPM, 6,3KW,34NM,13,5A, 412V 2000RPM, 7KW, 33NM, 12,7A, 460V FORCED VENTILATION; DIRECTION OF AIR FLOW NDE --> DE; DEGREE OF PROTECTION IP55 INCREMENT. ENCODER HTL 1024 S/R (ENCODER HTL1024S/R) with TEMPERAT. SENSOR KTY84-130 DESIGN IM B3 (IM V5, IM V6) PLAIN SHAFT WITHOUT FITTED KEY; BEARING: STANDARD WITH FIXED BEARING, VIBRATION SEVERITY GRADE: S/A, SHAFT AND FLANGE ACCURACY: R TERMINAL BOX (ABOVE) CABLE ENTRY ON THE ND-END SIGNAL CONNECTION LEFT | 4076 | TEM | 1 | MC | 51 | 1
1PH81031HF101DH1 | SIMOTICS M COMPACT ASYNCHRONOUS MOTOR 1500RPM, 5,5KW,35NM,13,1A, 368V 1750RPM, 6,3KW,34NM,13,5A, 412V 2000RPM, 7KW, 33NM, 12,7A, 460V FORCED VENTILATION; DIRECTION OF AIR FLOW NDE --> DE; DEGREE OF PROTECTION IP55 INCREMENT. ENCODER HTL 1024 S/R (ENCODER HTL1024S/R) with TEMPERAT. SENSOR KTY84-130 DESIGN IM B3 (IM V5, IM V6) SHAFT WITH FITTED KEY FULL-KEY BALANCING BEARING: STANDARD WITH FIXED BEARING, VIBRATION SEVERITY GRADE: SR/A, SHAFT AND FLANGE ACCURACY: R POWER CONNECTOR (ABOVE) CABLE ENTRY ON THE ND-END SIGNAL CONNECTION LEFT | 4146 | TEM | 1 | MC | 51 | 1
1PH81031HF102BA1 | SIMOTICS M COMPACT ASYNCHRONOUS MOTOR 1500RPM, 5,5KW,35NM,13,1A, 368V 1750RPM, 6,3KW,34NM,13,5A, 412V 2000RPM, 7KW, 33NM, 12,7A, 460V FORCED VENTILATION; DIRECTION OF AIR FLOW NDE --> DE; DEGREE OF PROTECTION IP55 INCREMENT. ENCODER HTL 1024 S/R (ENCODER HTL1024S/R) with TEMPERAT. SENSOR KTY84-130 DESIGN IM B3 (IM V5, IM V6) SHAFT WITH FITTED KEY HALF-KEY BALANCING BEARING: STANDARD WITH FIXED BEARING, VIBRATION SEVERITY GRADE: R/A, SHAFT AND FLANGE ACCURACY: R TERMINAL BOX (ABOVE) CABLE ENTRY ON THE RIGHT SIGNAL CONNECTION D-END | 3881 | TEM | 1 | MC | 51 | 1
1PH81031HF102BB1 | SIMOTICS M COMPACT ASYNCHRONOUS MOTOR 1500RPM, 5,5KW,35NM,13,1A, 368V 1750RPM, 6,3KW,34NM,13,5A, 412V 2000RPM, 7KW, 33NM, 12,7A, 460V FORCED VENTILATION; DIRECTION OF AIR FLOW NDE --> DE; DEGREE OF PROTECTION IP55 INCREMENT. ENCODER HTL 1024 S/R (ENCODER HTL1024S/R) with TEMPERAT. SENSOR KTY84-130 DESIGN IM B3 (IM V5, IM V6) SHAFT WITH FITTED KEY HALF-KEY BALANCING BEARING: STANDARD WITH FIXED BEARING, VIBRATION SEVERITY GRADE: R/A, SHAFT AND FLANGE ACCURACY: R TERMINAL BOX (ABOVE) CABLE ENTRY ON THE LEFT SIGNAL CONNECTION D-END | 3881 | TEM | 1 | MC | 51 | 1
1PH81031HF102BC1 | SIMOTICS M COMPACT ASYNCHRONOUS MOTOR 1500RPM, 5,5KW,35NM,13,1A, 368V 1750RPM, 6,3KW,34NM,13,5A, 412V 2000RPM, 7KW, 33NM, 12,7A, 460V FORCED VENTILATION; DIRECTION OF AIR FLOW NDE --> DE; DEGREE OF PROTECTION IP55 INCREMENT. ENCODER HTL 1024 S/R (ENCODER HTL1024S/R) with TEMPERAT. SENSOR KTY84-130 DESIGN IM B3 (IM V5, IM V6) SHAFT WITH FITTED KEY HALF-KEY BALANCING BEARING: STANDARD WITH FIXED BEARING, VIBRATION SEVERITY GRADE: R/A, SHAFT AND FLANGE ACCURACY: R TERMINAL BOX (ABOVE) CABLE ENTRY ON THE ND-END SIGNAL CONNECTION LEFT | 3881 | TEM | 1 | MC | 51 | 1
1PH81031HF102CA1 | SIMOTICS M COMPACT ASYNCHRONOUS MOTOR 1500RPM, 5,5KW,35NM,13,1A, 368V 1750RPM, 6,3KW,34NM,13,5A, 412V 2000RPM, 7KW, 33NM, 12,7A, 460V FORCED VENTILATION; DIRECTION OF AIR FLOW NDE --> DE; DEGREE OF PROTECTION IP55 INCREMENT. ENCODER HTL 1024 S/R (ENCODER HTL1024S/R) with TEMPERAT. SENSOR KTY84-130 DESIGN IM B3 (IM V5, IM V6) SHAFT WITH FITTED KEY HALF-KEY BALANCING BEARING: STANDARD WITH FIXED BEARING, VIBRATION SEVERITY GRADE: S/A, SHAFT AND FLANGE ACCURACY: R TERMINAL BOX (ABOVE) CABLE ENTRY ON THE RIGHT SIGNAL CONNECTION D-END | 4076 | TEM | 1 | MC | 51 | 1
1PH81031HF102CB1 | SIMOTICS M COMPACT ASYNCHRONOUS MOTOR 1500RPM, 5,5KW,35NM,13,1A, 368V 1750RPM, 6,3KW,34NM,13,5A, 412V 2000RPM, 7KW, 33NM, 12,7A, 460V FORCED VENTILATION; DIRECTION OF AIR FLOW NDE --> DE; DEGREE OF PROTECTION IP55 INCREMENT. ENCODER HTL 1024 S/R (ENCODER HTL1024S/R) with TEMPERAT. SENSOR KTY84-130 DESIGN IM B3 (IM V5, IM V6) SHAFT WITH FITTED KEY HALF-KEY BALANCING BEARING: STANDARD WITH FIXED BEARING, VIBRATION SEVERITY GRADE: S/A, SHAFT AND FLANGE ACCURACY: R TERMINAL BOX (ABOVE) CABLE ENTRY ON THE LEFT SIGNAL CONNECTION D-END | 4076 | TEM | 1 | MC | 51 | 1
1PH81031HF102CC1 | SIMOTICS M COMPACT ASYNCHRONOUS MOTOR 1500RPM, 5,5KW,35NM,13,1A, 368V 1750RPM, 6,3KW,34NM,13,5A, 412V 2000RPM, 7KW, 33NM, 12,7A, 460V FORCED VENTILATION; DIRECTION OF AIR FLOW NDE --> DE; DEGREE OF PROTECTION IP55 INCREMENT. ENCODER HTL 1024 S/R (ENCODER HTL1024S/R) with TEMPERAT. SENSOR KTY84-130 DESIGN IM B3 (IM V5, IM V6) SHAFT WITH FITTED KEY HALF-KEY BALANCING BEARING: STANDARD WITH FIXED BEARING, VIBRATION SEVERITY GRADE: S/A, SHAFT AND FLANGE ACCURACY: R TERMINAL BOX (ABOVE) CABLE ENTRY ON THE ND-END SIGNAL CONNECTION LEFT | 4076 | TEM | 1 | MC | 51 | 1
1PH81031HF102GA1 | SIMOTICS M COMPACT ASYNCHRONOUS MOTOR 1500RPM, 5,5KW,35NM,13,1A, 368V 1750RPM, 6,3KW,34NM,13,5A, 412V 2000RPM, 7KW, 33NM, 12,7A, 460V FORCED VENTILATION; DIRECTION OF AIR FLOW NDE --> DE; DEGREE OF PROTECTION IP55 INCREMENT. ENCODER HTL 1024 S/R (ENCODER HTL1024S/R) with TEMPERAT. SENSOR KTY84-130 DESIGN IM B3 (IM V5, IM V6) SHAFT WITH FITTED KEY HALF-KEY BALANCING BEARING: STANDARD, VIBRATION SEVERITY GRADE: R/A, SHAFT AND FLANGE ACCURACY: R TERMINAL BOX (ABOVE) CABLE ENTRY ON THE RIGHT SIGNAL CONNECTION D-END | 3596 | TEM | 1 | MC | 51 | 1
1PH81031HF120BA1 | SIMOTICS M COMPACT ASYNCHRONOUS MOTOR 1500RPM, 5,5KW,35NM,13,1A, 368V 1750RPM, 6,3KW,34NM,13,5A, 412V 2000RPM, 7KW, 33NM, 12,7A, 460V FORCED VENTILATION; DIRECTION OF AIR FLOW NDE --> DE; DEGREE OF PROTECTION IP55 INCREMENT. ENCODER HTL 1024 S/R (ENCODER HTL1024S/R) with TEMPERAT. SENSOR KTY84-130 DESIGN IM B5 (IMV 1,IM V3) PLAIN SHAFT WITHOUT FITTED KEY; BEARING: STANDARD WITH FIXED BEARING, VIBRATION SEVERITY GRADE: R/A, SHAFT AND FLANGE ACCURACY: R TERMINAL BOX (ABOVE) CABLE ENTRY ON THE RIGHT SIGNAL CONNECTION D-END | 4076 | TEM | 1 | MC | 51 | 1
1PH81031HF120BB1 | SIMOTICS M COMPACT ASYNCHRONOUS MOTOR 1500RPM, 5,5KW,35NM,13,1A, 368V 1750RPM, 6,3KW,34NM,13,5A, 412V 2000RPM, 7KW, 33NM, 12,7A, 460V FORCED VENTILATION; DIRECTION OF AIR FLOW NDE --> DE; DEGREE OF PROTECTION IP55 INCREMENT. ENCODER HTL 1024 S/R (ENCODER HTL1024S/R) with TEMPERAT. SENSOR KTY84-130 DESIGN IM B5 (IMV 1,IM V3) PLAIN SHAFT WITHOUT FITTED KEY; BEARING: STANDARD WITH FIXED BEARING, VIBRATION SEVERITY GRADE: R/A, SHAFT AND FLANGE ACCURACY: R TERMINAL BOX (ABOVE) CABLE ENTRY ON THE LEFT SIGNAL CONNECTION D-END | 4076 | TEM | 1 | MC | 51 | 1
1PH81031HF120BC1 | SIMOTICS M COMPACT ASYNCHRONOUS MOTOR 1500RPM, 5,5KW,35NM,13,1A, 368V 1750RPM, 6,3KW,34NM,13,5A, 412V 2000RPM, 7KW, 33NM, 12,7A, 460V FORCED VENTILATION; DIRECTION OF AIR FLOW NDE --> DE; DEGREE OF PROTECTION IP55 INCREMENT. ENCODER HTL 1024 S/R (ENCODER HTL1024S/R) with TEMPERAT. SENSOR KTY84-130 DESIGN IM B5 (IMV 1,IM V3) PLAIN SHAFT WITHOUT FITTED KEY; BEARING: STANDARD WITH FIXED BEARING, VIBRATION SEVERITY GRADE: R/A, SHAFT AND FLANGE ACCURACY: R TERMINAL BOX (ABOVE) CABLE ENTRY ON THE ND-END SIGNAL CONNECTION LEFT | 4076 | TEM | 1 | MC | 51 | 1
1PH81031HF120CA1 | SIMOTICS M COMPACT ASYNCHRONOUS MOTOR 1500RPM, 5,5KW,35NM,13,1A, 368V 1750RPM, 6,3KW,34NM,13,5A, 412V 2000RPM, 7KW, 33NM, 12,7A, 460V FORCED VENTILATION; DIRECTION OF AIR FLOW NDE --> DE; DEGREE OF PROTECTION IP55 INCREMENT. ENCODER HTL 1024 S/R (ENCODER HTL1024S/R) with TEMPERAT. SENSOR KTY84-130 DESIGN IM B5 (IMV 1,IM V3) PLAIN SHAFT WITHOUT FITTED KEY; BEARING: STANDARD WITH FIXED BEARING, VIBRATION SEVERITY GRADE: S/A, SHAFT AND FLANGE ACCURACY: R TERMINAL BOX (ABOVE) CABLE ENTRY ON THE RIGHT SIGNAL CONNECTION D-END | 4271 | TEM | 1 | MC | 51 | 1
1PH81031HF120CB1 | SIMOTICS M COMPACT ASYNCHRONOUS MOTOR 1500RPM, 5,5KW,35NM,13,1A, 368V 1750RPM, 6,3KW,34NM,13,5A, 412V 2000RPM, 7KW, 33NM, 12,7A, 460V FORCED VENTILATION; DIRECTION OF AIR FLOW NDE --> DE; DEGREE OF PROTECTION IP55 INCREMENT. ENCODER HTL 1024 S/R (ENCODER HTL1024S/R) with TEMPERAT. SENSOR KTY84-130 DESIGN IM B5 (IMV 1,IM V3) PLAIN SHAFT WITHOUT FITTED KEY; BEARING: STANDARD WITH FIXED BEARING, VIBRATION SEVERITY GRADE: S/A, SHAFT AND FLANGE ACCURACY: R TERMINAL BOX (ABOVE) CABLE ENTRY ON THE LEFT SIGNAL CONNECTION D-END | 4271 | TEM | 1 | MC | 51 | 1
1PH81031HF120CC1 | SIMOTICS M COMPACT ASYNCHRONOUS MOTOR 1500RPM, 5,5KW,35NM,13,1A, 368V 1750RPM, 6,3KW,34NM,13,5A, 412V 2000RPM, 7KW, 33NM, 12,7A, 460V FORCED VENTILATION; DIRECTION OF AIR FLOW NDE --> DE; DEGREE OF PROTECTION IP55 INCREMENT. ENCODER HTL 1024 S/R (ENCODER HTL1024S/R) with TEMPERAT. SENSOR KTY84-130 DESIGN IM B5 (IMV 1,IM V3) PLAIN SHAFT WITHOUT FITTED KEY; BEARING: STANDARD WITH FIXED BEARING, VIBRATION SEVERITY GRADE: S/A, SHAFT AND FLANGE ACCURACY: R TERMINAL BOX (ABOVE) CABLE ENTRY ON THE ND-END SIGNAL CONNECTION LEFT | 4271 | TEM | 1 | MC | 51 | 1
1PH81031HF121BA1 | SIMOTICS M COMPACT ASYNCHRONOUS MOTOR 1500RPM, 5,5KW,35NM,13,1A, 368V 1750RPM, 6,3KW,34NM,13,5A, 412V 2000RPM, 7KW, 33NM, 12,7A, 460V FORCED VENTILATION; DIRECTION OF AIR FLOW NDE --> DE; DEGREE OF PROTECTION IP55 INCREMENT. ENCODER HTL 1024 S/R (ENCODER HTL1024S/R) with TEMPERAT. SENSOR KTY84-130 DESIGN IM B5 (IMV 1,IM V3) SHAFT WITH FITTED KEY FULL-KEY BALANCING BEARING: STANDARD WITH FIXED BEARING, VIBRATION SEVERITY GRADE: R/A, SHAFT AND FLANGE ACCURACY: R TERMINAL BOX (ABOVE) CABLE ENTRY ON THE RIGHT SIGNAL CONNECTION D-END | 4076 | TEM | 1 | MC | 51 | 1
1PH81031HF122BA1 | SIMOTICS M COMPACT ASYNCHRONOUS MOTOR 1500RPM, 5,5KW,35NM,13,1A, 368V 1750RPM, 6,3KW,34NM,13,5A, 412V 2000RPM, 7KW, 33NM, 12,7A, 460V FORCED VENTILATION; DIRECTION OF AIR FLOW NDE --> DE; DEGREE OF PROTECTION IP55 INCREMENT. ENCODER HTL 1024 S/R (ENCODER HTL1024S/R) with TEMPERAT. SENSOR KTY84-130 DESIGN IM B5 (IMV 1,IM V3) SHAFT WITH FITTED KEY HALF-KEY BALANCING BEARING: STANDARD WITH FIXED BEARING, VIBRATION SEVERITY GRADE: R/A, SHAFT AND FLANGE ACCURACY: R TERMINAL BOX (ABOVE) CABLE ENTRY ON THE RIGHT SIGNAL CONNECTION D-END | 4076 | TEM | 1 | MC | 51 | 1
1PH81031HF122BB1 | SIMOTICS M COMPACT ASYNCHRONOUS MOTOR 1500RPM, 5,5KW,35NM,13,1A, 368V 1750RPM, 6,3KW,34NM,13,5A, 412V 2000RPM, 7KW, 33NM, 12,7A, 460V FORCED VENTILATION; DIRECTION OF AIR FLOW NDE --> DE; DEGREE OF PROTECTION IP55 INCREMENT. ENCODER HTL 1024 S/R (ENCODER HTL1024S/R) with TEMPERAT. SENSOR KTY84-130 DESIGN IM B5 (IMV 1,IM V3) SHAFT WITH FITTED KEY HALF-KEY BALANCING BEARING: STANDARD WITH FIXED BEARING, VIBRATION SEVERITY GRADE: R/A, SHAFT AND FLANGE ACCURACY: R TERMINAL BOX (ABOVE) CABLE ENTRY ON THE LEFT SIGNAL CONNECTION D-END | 4076 | TEM | 1 | MC | 51 | 1
1PH81031HF122BC1 | SIMOTICS M COMPACT ASYNCHRONOUS MOTOR 1500RPM, 5,5KW,35NM,13,1A, 368V 1750RPM, 6,3KW,34NM,13,5A, 412V 2000RPM, 7KW, 33NM, 12,7A, 460V FORCED VENTILATION; DIRECTION OF AIR FLOW NDE --> DE; DEGREE OF PROTECTION IP55 INCREMENT. ENCODER HTL 1024 S/R (ENCODER HTL1024S/R) with TEMPERAT. SENSOR KTY84-130 DESIGN IM B5 (IMV 1,IM V3) SHAFT WITH FITTED KEY HALF-KEY BALANCING BEARING: STANDARD WITH FIXED BEARING, VIBRATION SEVERITY GRADE: R/A, SHAFT AND FLANGE ACCURACY: R TERMINAL BOX (ABOVE) CABLE ENTRY ON THE ND-END SIGNAL CONNECTION LEFT | 4076 | TEM | 1 | MC | 51 | 1
1PH81031HF122CA1 | SIMOTICS M COMPACT ASYNCHRONOUS MOTOR 1500RPM, 5,5KW,35NM,13,1A, 368V 1750RPM, 6,3KW,34NM,13,5A, 412V 2000RPM, 7KW, 33NM, 12,7A, 460V FORCED VENTILATION; DIRECTION OF AIR FLOW NDE --> DE; DEGREE OF PROTECTION IP55 INCREMENT. ENCODER HTL 1024 S/R (ENCODER HTL1024S/R) with TEMPERAT. SENSOR KTY84-130 DESIGN IM B5 (IMV 1,IM V3) SHAFT WITH FITTED KEY HALF-KEY BALANCING BEARING: STANDARD WITH FIXED BEARING, VIBRATION SEVERITY GRADE: S/A, SHAFT AND FLANGE ACCURACY: R TERMINAL BOX (ABOVE) CABLE ENTRY ON THE RIGHT SIGNAL CONNECTION D-END | 4271 | TEM | 1 | MC | 51 | 1
1PH81031HF122CB1 | SIMOTICS M COMPACT ASYNCHRONOUS MOTOR 1500RPM, 5,5KW,35NM,13,1A, 368V 1750RPM, 6,3KW,34NM,13,5A, 412V 2000RPM, 7KW, 33NM, 12,7A, 460V FORCED VENTILATION; DIRECTION OF AIR FLOW NDE --> DE; DEGREE OF PROTECTION IP55 INCREMENT. ENCODER HTL 1024 S/R (ENCODER HTL1024S/R) with TEMPERAT. SENSOR KTY84-130 DESIGN IM B5 (IMV 1,IM V3) SHAFT WITH FITTED KEY HALF-KEY BALANCING BEARING: STANDARD WITH FIXED BEARING, VIBRATION SEVERITY GRADE: S/A, SHAFT AND FLANGE ACCURACY: R TERMINAL BOX (ABOVE) CABLE ENTRY ON THE LEFT SIGNAL CONNECTION D-END | 4271 | TEM | 1 | MC | 51 | 1
1PH81031HF122CC1 | SIMOTICS M COMPACT ASYNCHRONOUS MOTOR 1500RPM, 5,5KW,35NM,13,1A, 368V 1750RPM, 6,3KW,34NM,13,5A, 412V 2000RPM, 7KW, 33NM, 12,7A, 460V FORCED VENTILATION; DIRECTION OF AIR FLOW NDE --> DE; DEGREE OF PROTECTION IP55 INCREMENT. ENCODER HTL 1024 S/R (ENCODER HTL1024S/R) with TEMPERAT. SENSOR KTY84-130 DESIGN IM B5 (IMV 1,IM V3) SHAFT WITH FITTED KEY HALF-KEY BALANCING BEARING: STANDARD WITH FIXED BEARING, VIBRATION SEVERITY GRADE: S/A, SHAFT AND FLANGE ACCURACY: R TERMINAL BOX (ABOVE) CABLE ENTRY ON THE ND-END SIGNAL CONNECTION LEFT | 4271 | TEM | 1 | MC | 51 | 1
1PH81031HF122GA1 | SIMOTICS M COMPACT ASYNCHRONOUS MOTOR 1500RPM, 5,5KW,35NM,13,1A, 368V 1750RPM, 6,3KW,34NM,13,5A, 412V 2000RPM, 7KW, 33NM, 12,7A, 460V FORCED VENTILATION; DIRECTION OF AIR FLOW NDE --> DE; DEGREE OF PROTECTION IP55 INCREMENT. ENCODER HTL 1024 S/R (ENCODER HTL1024S/R) with TEMPERAT. SENSOR KTY84-130 DESIGN IM B5 (IMV 1,IM V3) SHAFT WITH FITTED KEY HALF-KEY BALANCING BEARING: STANDARD, VIBRATION SEVERITY GRADE: R/A, SHAFT AND FLANGE ACCURACY: R TERMINAL BOX (ABOVE) CABLE ENTRY ON THE RIGHT SIGNAL CONNECTION D-END | 3791 | TEM | 1 | MC | 51 | 1
1PH81031HF130BA1 | SIMOTICS M COMPACT ASYNCHRONOUS MOTOR 1500RPM, 5,5KW,35NM,13,1A, 368V 1750RPM, 6,3KW,34NM,13,5A, 412V 2000RPM, 7KW, 33NM, 12,7A, 460V FORCED VENTILATION; DIRECTION OF AIR FLOW NDE --> DE; DEGREE OF PROTECTION IP55 INCREMENT. ENCODER HTL 1024 S/R (ENCODER HTL1024S/R) with TEMPERAT. SENSOR KTY84-130 DESIGN IM B35 (IM V15, IM V35) PLAIN SHAFT WITHOUT FITTED KEY; BEARING: STANDARD WITH FIXED BEARING, VIBRATION SEVERITY GRADE: R/A, SHAFT AND FLANGE ACCURACY: R TERMINAL BOX (ABOVE) CABLE ENTRY ON THE RIGHT SIGNAL CONNECTION D-END | 4315 | TEM | 1 | MC | 51 | 1
1PH81031HF130BB1 | SIMOTICS M COMPACT ASYNCHRONOUS MOTOR 1500RPM, 5,5KW,35NM,13,1A, 368V 1750RPM, 6,3KW,34NM,13,5A, 412V 2000RPM, 7KW, 33NM, 12,7A, 460V FORCED VENTILATION; DIRECTION OF AIR FLOW NDE --> DE; DEGREE OF PROTECTION IP55 INCREMENT. ENCODER HTL 1024 S/R (ENCODER HTL1024S/R) with TEMPERAT. SENSOR KTY84-130 DESIGN IM B35 (IM V15, IM V35) PLAIN SHAFT WITHOUT FITTED KEY; BEARING: STANDARD WITH FIXED BEARING, VIBRATION SEVERITY GRADE: R/A, SHAFT AND FLANGE ACCURACY: R TERMINAL BOX (ABOVE) CABLE ENTRY ON THE LEFT SIGNAL CONNECTION D-END | 4315 | TEM | 1 | MC | 51 | 1
1PH81031HF130BC1 | SIMOTICS M COMPACT ASYNCHRONOUS MOTOR 1500RPM, 5,5KW,35NM,13,1A, 368V 1750RPM, 6,3KW,34NM,13,5A, 412V 2000RPM, 7KW, 33NM, 12,7A, 460V FORCED VENTILATION; DIRECTION OF AIR FLOW NDE --> DE; DEGREE OF PROTECTION IP55 INCREMENT. ENCODER HTL 1024 S/R (ENCODER HTL1024S/R) with TEMPERAT. SENSOR KTY84-130 DESIGN IM B35 (IM V15, IM V35) PLAIN SHAFT WITHOUT FITTED KEY; BEARING: STANDARD WITH FIXED BEARING, VIBRATION SEVERITY GRADE: R/A, SHAFT AND FLANGE ACCURACY: R TERMINAL BOX (ABOVE) CABLE ENTRY ON THE ND-END SIGNAL CONNECTION LEFT | 4315 | TEM | 1 | MC | 51 | 1
1PH81031HF130CA1 | SIMOTICS M COMPACT ASYNCHRONOUS MOTOR 1500RPM, 5,5KW,35NM,13,1A, 368V 1750RPM, 6,3KW,34NM,13,5A, 412V 2000RPM, 7KW, 33NM, 12,7A, 460V FORCED VENTILATION; DIRECTION OF AIR FLOW NDE --> DE; DEGREE OF PROTECTION IP55 INCREMENT. ENCODER HTL 1024 S/R (ENCODER HTL1024S/R) with TEMPERAT. SENSOR KTY84-130 DESIGN IM B35 (IM V15, IM V35) PLAIN SHAFT WITHOUT FITTED KEY; BEARING: STANDARD WITH FIXED BEARING, VIBRATION SEVERITY GRADE: S/A, SHAFT AND FLANGE ACCURACY: R TERMINAL BOX (ABOVE) CABLE ENTRY ON THE RIGHT SIGNAL CONNECTION D-END | 4510 | TEM | 1 | MC | 51 | 1
1PH81031HF130CB1 | SIMOTICS M COMPACT ASYNCHRONOUS MOTOR 1500RPM, 5,5KW,35NM,13,1A, 368V 1750RPM, 6,3KW,34NM,13,5A, 412V 2000RPM, 7KW, 33NM, 12,7A, 460V FORCED VENTILATION; DIRECTION OF AIR FLOW NDE --> DE; DEGREE OF PROTECTION IP55 INCREMENT. ENCODER HTL 1024 S/R (ENCODER HTL1024S/R) with TEMPERAT. SENSOR KTY84-130 DESIGN IM B35 (IM V15, IM V35) PLAIN SHAFT WITHOUT FITTED KEY; BEARING: STANDARD WITH FIXED BEARING, VIBRATION SEVERITY GRADE: S/A, SHAFT AND FLANGE ACCURACY: R TERMINAL BOX (ABOVE) CABLE ENTRY ON THE LEFT SIGNAL CONNECTION D-END | 4510 | TEM | 1 | MC | 51 | 1
1PH81031HF130CC1 | SIMOTICS M COMPACT ASYNCHRONOUS MOTOR 1500RPM, 5,5KW,35NM,13,1A, 368V 1750RPM, 6,3KW,34NM,13,5A, 412V 2000RPM, 7KW, 33NM, 12,7A, 460V FORCED VENTILATION; DIRECTION OF AIR FLOW NDE --> DE; DEGREE OF PROTECTION IP55 INCREMENT. ENCODER HTL 1024 S/R (ENCODER HTL1024S/R) with TEMPERAT. SENSOR KTY84-130 DESIGN IM B35 (IM V15, IM V35) PLAIN SHAFT WITHOUT FITTED KEY; BEARING: STANDARD WITH FIXED BEARING, VIBRATION SEVERITY GRADE: S/A, SHAFT AND FLANGE ACCURACY: R TERMINAL BOX (ABOVE) CABLE ENTRY ON THE ND-END SIGNAL CONNECTION LEFT | 4510 | TEM | 1 | MC | 51 | 1
1PH81031HF131BA1 | SIMOTICS M COMPACT ASYNCHRONOUS MOTOR 1500RPM, 5,5KW,35NM,13,1A, 368V 1750RPM, 6,3KW,34NM,13,5A, 412V 2000RPM, 7KW, 33NM, 12,7A, 460V FORCED VENTILATION; DIRECTION OF AIR FLOW NDE --> DE; DEGREE OF PROTECTION IP55 INCREMENT. ENCODER HTL 1024 S/R (ENCODER HTL1024S/R) with TEMPERAT. SENSOR KTY84-130 DESIGN IM B35 (IM V15, IM V35) SHAFT WITH FITTED KEY FULL-KEY BALANCING BEARING: STANDARD WITH FIXED BEARING, VIBRATION SEVERITY GRADE: R/A, SHAFT AND FLANGE ACCURACY: R TERMINAL BOX (ABOVE) CABLE ENTRY ON THE RIGHT SIGNAL CONNECTION D-END | 4315 | TEM | 1 | MC | 51 | 1
1PH81031HF131BB1 | SIMOTICS M COMPACT ASYNCHRONOUS MOTOR 1500RPM, 5,5KW,35NM,13,1A, 368V 1750RPM, 6,3KW,34NM,13,5A, 412V 2000RPM, 7KW, 33NM, 12,7A, 460V FORCED VENTILATION; DIRECTION OF AIR FLOW NDE --> DE; DEGREE OF PROTECTION IP55 INCREMENT. ENCODER HTL 1024 S/R (ENCODER HTL1024S/R) with TEMPERAT. SENSOR KTY84-130 DESIGN IM B35 (IM V15, IM V35) SHAFT WITH FITTED KEY FULL-KEY BALANCING BEARING: STANDARD WITH FIXED BEARING, VIBRATION SEVERITY GRADE: R/A, SHAFT AND FLANGE ACCURACY: R TERMINAL BOX (ABOVE) CABLE ENTRY ON THE LEFT SIGNAL CONNECTION D-END | 4315 | TEM | 1 | MC | 51 | 1
1PH81031HF131CA1 | SIMOTICS M COMPACT ASYNCHRONOUS MOTOR 1500RPM, 5,5KW,35NM,13,1A, 368V 1750RPM, 6,3KW,34NM,13,5A, 412V 2000RPM, 7KW, 33NM, 12,7A, 460V FORCED VENTILATION; DIRECTION OF AIR FLOW NDE --> DE; DEGREE OF PROTECTION IP55 INCREMENT. ENCODER HTL 1024 S/R (ENCODER HTL1024S/R) with TEMPERAT. SENSOR KTY84-130 DESIGN IM B35 (IM V15, IM V35) SHAFT WITH FITTED KEY FULL-KEY BALANCING BEARING: STANDARD WITH FIXED BEARING, VIBRATION SEVERITY GRADE: S/A, SHAFT AND FLANGE ACCURACY: R TERMINAL BOX (ABOVE) CABLE ENTRY ON THE RIGHT SIGNAL CONNECTION D-END | 4510 | TEM | 1 | MC | 51 | 1
1PH81031HF132BA1 | SIMOTICS M COMPACT ASYNCHRONOUS MOTOR 1500RPM, 5,5KW,35NM,13,1A, 368V 1750RPM, 6,3KW,34NM,13,5A, 412V 2000RPM, 7KW, 33NM, 12,7A, 460V FORCED VENTILATION; DIRECTION OF AIR FLOW NDE --> DE; DEGREE OF PROTECTION IP55 INCREMENT. ENCODER HTL 1024 S/R (ENCODER HTL1024S/R) with TEMPERAT. SENSOR KTY84-130 DESIGN IM B35 (IM V15, IM V35) SHAFT WITH FITTED KEY HALF-KEY BALANCING BEARING: STANDARD WITH FIXED BEARING, VIBRATION SEVERITY GRADE: R/A, SHAFT AND FLANGE ACCURACY: R TERMINAL BOX (ABOVE) CABLE ENTRY ON THE RIGHT SIGNAL CONNECTION D-END | 4315 | TEM | 1 | MC | 51 | 1
1PH81031HF132BB1 | SIMOTICS M COMPACT ASYNCHRONOUS MOTOR 1500RPM, 5,5KW,35NM,13,1A, 368V 1750RPM, 6,3KW,34NM,13,5A, 412V 2000RPM, 7KW, 33NM, 12,7A, 460V FORCED VENTILATION; DIRECTION OF AIR FLOW NDE --> DE; DEGREE OF PROTECTION IP55 INCREMENT. ENCODER HTL 1024 S/R (ENCODER HTL1024S/R) with TEMPERAT. SENSOR KTY84-130 DESIGN IM B35 (IM V15, IM V35) SHAFT WITH FITTED KEY HALF-KEY BALANCING BEARING: STANDARD WITH FIXED BEARING, VIBRATION SEVERITY GRADE: R/A, SHAFT AND FLANGE ACCURACY: R TERMINAL BOX (ABOVE) CABLE ENTRY ON THE LEFT SIGNAL CONNECTION D-END | 4315 | TEM | 1 | MC | 51 | 1
1PH81031HF132BC1 | SIMOTICS M COMPACT ASYNCHRONOUS MOTOR 1500RPM, 5,5KW,35NM,13,1A, 368V 1750RPM, 6,3KW,34NM,13,5A, 412V 2000RPM, 7KW, 33NM, 12,7A, 460V FORCED VENTILATION; DIRECTION OF AIR FLOW NDE --> DE; DEGREE OF PROTECTION IP55 INCREMENT. ENCODER HTL 1024 S/R (ENCODER HTL1024S/R) with TEMPERAT. SENSOR KTY84-130 DESIGN IM B35 (IM V15, IM V35) SHAFT WITH FITTED KEY HALF-KEY BALANCING BEARING: STANDARD WITH FIXED BEARING, VIBRATION SEVERITY GRADE: R/A, SHAFT AND FLANGE ACCURACY: R TERMINAL BOX (ABOVE) CABLE ENTRY ON THE ND-END SIGNAL CONNECTION LEFT | 4315 | TEM | 1 | MC | 51 | 1
1PH81031HF132CA1 | SIMOTICS M COMPACT ASYNCHRONOUS MOTOR 1500RPM, 5,5KW,35NM,13,1A, 368V 1750RPM, 6,3KW,34NM,13,5A, 412V 2000RPM, 7KW, 33NM, 12,7A, 460V FORCED VENTILATION; DIRECTION OF AIR FLOW NDE --> DE; DEGREE OF PROTECTION IP55 INCREMENT. ENCODER HTL 1024 S/R (ENCODER HTL1024S/R) with TEMPERAT. SENSOR KTY84-130 DESIGN IM B35 (IM V15, IM V35) SHAFT WITH FITTED KEY HALF-KEY BALANCING BEARING: STANDARD WITH FIXED BEARING, VIBRATION SEVERITY GRADE: S/A, SHAFT AND FLANGE ACCURACY: R TERMINAL BOX (ABOVE) CABLE ENTRY ON THE RIGHT SIGNAL CONNECTION D-END | 4510 | TEM | 1 | MC | 51 | 1
1PH81031HF132CB1 | SIMOTICS M COMPACT ASYNCHRONOUS MOTOR 1500RPM, 5,5KW,35NM,13,1A, 368V 1750RPM, 6,3KW,34NM,13,5A, 412V 2000RPM, 7KW, 33NM, 12,7A, 460V FORCED VENTILATION; DIRECTION OF AIR FLOW NDE --> DE; DEGREE OF PROTECTION IP55 INCREMENT. ENCODER HTL 1024 S/R (ENCODER HTL1024S/R) with TEMPERAT. SENSOR KTY84-130 DESIGN IM B35 (IM V15, IM V35) SHAFT WITH FITTED KEY HALF-KEY BALANCING BEARING: STANDARD WITH FIXED BEARING, VIBRATION SEVERITY GRADE: S/A, SHAFT AND FLANGE ACCURACY: R TERMINAL BOX (ABOVE) CABLE ENTRY ON THE LEFT SIGNAL CONNECTION D-END | 4510 | TEM | 1 | MC | 51 | 1
1PH81031HF132CC1 | SIMOTICS M COMPACT ASYNCHRONOUS MOTOR 1500RPM, 5,5KW,35NM,13,1A, 368V 1750RPM, 6,3KW,34NM,13,5A, 412V 2000RPM, 7KW, 33NM, 12,7A, 460V FORCED VENTILATION; DIRECTION OF AIR FLOW NDE --> DE; DEGREE OF PROTECTION IP55 INCREMENT. ENCODER HTL 1024 S/R (ENCODER HTL1024S/R) with TEMPERAT. SENSOR KTY84-130 DESIGN IM B35 (IM V15, IM V35) SHAFT WITH FITTED KEY HALF-KEY BALANCING BEARING: STANDARD WITH FIXED BEARING, VIBRATION SEVERITY GRADE: S/A, SHAFT AND FLANGE ACCURACY: R TERMINAL BOX (ABOVE) CABLE ENTRY ON THE ND-END SIGNAL CONNECTION LEFT | 4510 | TEM | 1 | MC | 51 | 1
1PH81031HF200BA1 | SIMOTICS M COMPACT ASYNCHRONOUS MOTOR 1500RPM, 7,1KW,45NM, 19,7A,317V 1750RPM, 8,2KW,45NM, 19,7A,364V 2000RPM, 9,4KW,45NM, 19,7A,411V WATER COOLING DEGREE OF PROTECTION IP65 INCREMENT. ENCODER HTL 1024 S/R (ENCODER HTL1024S/R) with TEMPERAT. SENSOR KTY84-130 DESIGN IM B3 (IM V5, IM V6) PLAIN SHAFT WITHOUT FITTED KEY; BEARING: STANDARD WITH FIXED BEARING, VIBRATION SEVERITY GRADE: R/A, SHAFT AND FLANGE ACCURACY: R TERMINAL BOX (ABOVE) CABLE ENTRY ON THE RIGHT SIGNAL CONNECTION D-END | 4295 | TEM | 1 | MC | 60 | 1
1PH81031HF200BB1 | SIMOTICS M COMPACT ASYNCHRONOUS MOTOR 1500RPM, 7,1KW,45NM, 19,7A,317V 1750RPM, 8,2KW,45NM, 19,7A,364V 2000RPM, 9,4KW,45NM, 19,7A,411V WATER COOLING DEGREE OF PROTECTION IP65 INCREMENT. ENCODER HTL 1024 S/R (ENCODER HTL1024S/R) with TEMPERAT. SENSOR KTY84-130 DESIGN IM B3 (IM V5, IM V6) PLAIN SHAFT WITHOUT FITTED KEY; BEARING: STANDARD WITH FIXED BEARING, VIBRATION SEVERITY GRADE: R/A, SHAFT AND FLANGE ACCURACY: R TERMINAL BOX (ABOVE) CABLE ENTRY ON THE LEFT SIGNAL CONNECTION D-END | 4295 | TEM | 1 | MC | 60 | 1
1PH81031HF200BC1 | SIMOTICS M COMPACT ASYNCHRONOUS MOTOR 1500RPM, 7,1KW,45NM, 19,7A,317V 1750RPM, 8,2KW,45NM, 19,7A,364V 2000RPM, 9,4KW,45NM, 19,7A,411V WATER COOLING DEGREE OF PROTECTION IP65 INCREMENT. ENCODER HTL 1024 S/R (ENCODER HTL1024S/R) with TEMPERAT. SENSOR KTY84-130 DESIGN IM B3 (IM V5, IM V6) PLAIN SHAFT WITHOUT FITTED KEY; BEARING: STANDARD WITH FIXED BEARING, VIBRATION SEVERITY GRADE: R/A, SHAFT AND FLANGE ACCURACY: R TERMINAL BOX (ABOVE) CABLE ENTRY ON THE ND-END SIGNAL CONNECTION LEFT | 4295 | TEM | 1 | MC | 60 | 1
1PH81031HF200CA1 | SIMOTICS M COMPACT ASYNCHRONOUS MOTOR 1500RPM, 7,1KW,45NM, 19,7A,317V 1750RPM, 8,2KW,45NM, 19,7A,364V 2000RPM, 9,4KW,45NM, 19,7A,411V WATER COOLING DEGREE OF PROTECTION IP65 INCREMENT. ENCODER HTL 1024 S/R (ENCODER HTL1024S/R) with TEMPERAT. SENSOR KTY84-130 DESIGN IM B3 (IM V5, IM V6) PLAIN SHAFT WITHOUT FITTED KEY; BEARING: STANDARD WITH FIXED BEARING, VIBRATION SEVERITY GRADE: S/A, SHAFT AND FLANGE ACCURACY: R TERMINAL BOX (ABOVE) CABLE ENTRY ON THE RIGHT SIGNAL CONNECTION D-END | 4490 | TEM | 1 | MC | 60 | 1
1PH81031HF200CB1 | SIMOTICS M COMPACT ASYNCHRONOUS MOTOR 1500RPM, 7,1KW,45NM, 19,7A,317V 1750RPM, 8,2KW,45NM, 19,7A,364V 2000RPM, 9,4KW,45NM, 19,7A,411V WATER COOLING DEGREE OF PROTECTION IP65 INCREMENT. ENCODER HTL 1024 S/R (ENCODER HTL1024S/R) with TEMPERAT. SENSOR KTY84-130 DESIGN IM B3 (IM V5, IM V6) PLAIN SHAFT WITHOUT FITTED KEY; BEARING: STANDARD WITH FIXED BEARING, VIBRATION SEVERITY GRADE: S/A, SHAFT AND FLANGE ACCURACY: R TERMINAL BOX (ABOVE) CABLE ENTRY ON THE LEFT SIGNAL CONNECTION D-END | 4490 | TEM | 1 | MC | 60 | 1
1PH81031HF200CC1 | SIMOTICS M COMPACT ASYNCHRONOUS MOTOR 1500RPM, 7,1KW,45NM, 19,7A,317V 1750RPM, 8,2KW,45NM, 19,7A,364V 2000RPM, 9,4KW,45NM, 19,7A,411V WATER COOLING DEGREE OF PROTECTION IP65 INCREMENT. ENCODER HTL 1024 S/R (ENCODER HTL1024S/R) with TEMPERAT. SENSOR KTY84-130 DESIGN IM B3 (IM V5, IM V6) PLAIN SHAFT WITHOUT FITTED KEY; BEARING: STANDARD WITH FIXED BEARING, VIBRATION SEVERITY GRADE: S/A, SHAFT AND FLANGE ACCURACY: R TERMINAL BOX (ABOVE) CABLE ENTRY ON THE ND-END SIGNAL CONNECTION LEFT | 4490 | TEM | 1 | MC | 60 | 1
1PH81031HF202BA1 | SIMOTICS M COMPACT ASYNCHRONOUS MOTOR 1500RPM, 7,1KW,45NM, 19,7A,317V 1750RPM, 8,2KW,45NM, 19,7A,364V 2000RPM, 9,4KW,45NM, 19,7A,411V WATER COOLING DEGREE OF PROTECTION IP65 INCREMENT. ENCODER HTL 1024 S/R (ENCODER HTL1024S/R) with TEMPERAT. SENSOR KTY84-130 DESIGN IM B3 (IM V5, IM V6) SHAFT WITH FITTED KEY HALF-KEY BALANCING BEARING: STANDARD WITH FIXED BEARING, VIBRATION SEVERITY GRADE: R/A, SHAFT AND FLANGE ACCURACY: R TERMINAL BOX (ABOVE) CABLE ENTRY ON THE RIGHT SIGNAL CONNECTION D-END | 4295 | TEM | 1 | MC | 60 | 1
1PH81031HF202BB1 | SIMOTICS M COMPACT ASYNCHRONOUS MOTOR 1500RPM, 7,1KW,45NM, 19,7A,317V 1750RPM, 8,2KW,45NM, 19,7A,364V 2000RPM, 9,4KW,45NM, 19,7A,411V WATER COOLING DEGREE OF PROTECTION IP65 INCREMENT. ENCODER HTL 1024 S/R (ENCODER HTL1024S/R) with TEMPERAT. SENSOR KTY84-130 DESIGN IM B3 (IM V5, IM V6) SHAFT WITH FITTED KEY HALF-KEY BALANCING BEARING: STANDARD WITH FIXED BEARING, VIBRATION SEVERITY GRADE: R/A, SHAFT AND FLANGE ACCURACY: R TERMINAL BOX (ABOVE) CABLE ENTRY ON THE LEFT SIGNAL CONNECTION D-END | 4295 | TEM | 1 | MC | 60 | 1
1PH81031HF202BC1 | SIMOTICS M COMPACT ASYNCHRONOUS MOTOR 1500RPM, 7,1KW,45NM, 19,7A,317V 1750RPM, 8,2KW,45NM, 19,7A,364V 2000RPM, 9,4KW,45NM, 19,7A,411V WATER COOLING DEGREE OF PROTECTION IP65 INCREMENT. ENCODER HTL 1024 S/R (ENCODER HTL1024S/R) with TEMPERAT. SENSOR KTY84-130 DESIGN IM B3 (IM V5, IM V6) SHAFT WITH FITTED KEY HALF-KEY BALANCING BEARING: STANDARD WITH FIXED BEARING, VIBRATION SEVERITY GRADE: R/A, SHAFT AND FLANGE ACCURACY: R TERMINAL BOX (ABOVE) CABLE ENTRY ON THE ND-END SIGNAL CONNECTION LEFT | 4295 | TEM | 1 | MC | 60 | 1
1PH81031HF202CA1 | SIMOTICS M COMPACT ASYNCHRONOUS MOTOR 1500RPM, 7,1KW,45NM, 19,7A,317V 1750RPM, 8,2KW,45NM, 19,7A,364V 2000RPM, 9,4KW,45NM, 19,7A,411V WATER COOLING DEGREE OF PROTECTION IP65 INCREMENT. ENCODER HTL 1024 S/R (ENCODER HTL1024S/R) with TEMPERAT. SENSOR KTY84-130 DESIGN IM B3 (IM V5, IM V6) SHAFT WITH FITTED KEY HALF-KEY BALANCING BEARING: STANDARD WITH FIXED BEARING, VIBRATION SEVERITY GRADE: S/A, SHAFT AND FLANGE ACCURACY: R TERMINAL BOX (ABOVE) CABLE ENTRY ON THE RIGHT SIGNAL CONNECTION D-END | 4490 | TEM | 1 | MC | 60 | 1
1PH81031HF202CB1 | SIMOTICS M COMPACT ASYNCHRONOUS MOTOR 1500RPM, 7,1KW,45NM, 19,7A,317V 1750RPM, 8,2KW,45NM, 19,7A,364V 2000RPM, 9,4KW,45NM, 19,7A,411V WATER COOLING DEGREE OF PROTECTION IP65 INCREMENT. ENCODER HTL 1024 S/R (ENCODER HTL1024S/R) with TEMPERAT. SENSOR KTY84-130 DESIGN IM B3 (IM V5, IM V6) SHAFT WITH FITTED KEY HALF-KEY BALANCING BEARING: STANDARD WITH FIXED BEARING, VIBRATION SEVERITY GRADE: S/A, SHAFT AND FLANGE ACCURACY: R TERMINAL BOX (ABOVE) CABLE ENTRY ON THE LEFT SIGNAL CONNECTION D-END | 4490 | TEM | 1 | MC | 60 | 1
1PH81031HF202CC1 | SIMOTICS M COMPACT ASYNCHRONOUS MOTOR 1500RPM, 7,1KW,45NM, 19,7A,317V 1750RPM, 8,2KW,45NM, 19,7A,364V 2000RPM, 9,4KW,45NM, 19,7A,411V WATER COOLING DEGREE OF PROTECTION IP65 INCREMENT. ENCODER HTL 1024 S/R (ENCODER HTL1024S/R) with TEMPERAT. SENSOR KTY84-130 DESIGN IM B3 (IM V5, IM V6) SHAFT WITH FITTED KEY HALF-KEY BALANCING BEARING: STANDARD WITH FIXED BEARING, VIBRATION SEVERITY GRADE: S/A, SHAFT AND FLANGE ACCURACY: R TERMINAL BOX (ABOVE) CABLE ENTRY ON THE ND-END SIGNAL CONNECTION LEFT | 4490 | TEM | 1 | MC | 60 | 1
1PH81031HF220BA1 | SIMOTICS M COMPACT ASYNCHRONOUS MOTOR 1500RPM, 7,1KW,45NM, 19,7A,317V 1750RPM, 8,2KW,45NM, 19,7A,364V 2000RPM, 9,4KW,45NM, 19,7A,411V WATER COOLING DEGREE OF PROTECTION IP65 INCREMENT. ENCODER HTL 1024 S/R (ENCODER HTL1024S/R) with TEMPERAT. SENSOR KTY84-130 DESIGN IM B5 (IMV 1,IM V3) PLAIN SHAFT WITHOUT FITTED KEY; BEARING: STANDARD WITH FIXED BEARING, VIBRATION SEVERITY GRADE: R/A, SHAFT AND FLANGE ACCURACY: R TERMINAL BOX (ABOVE) CABLE ENTRY ON THE RIGHT SIGNAL CONNECTION D-END | 4490 | TEM | 1 | MC | 60 | 1
1PH81031HF220BB1 | SIMOTICS M COMPACT ASYNCHRONOUS MOTOR 1500RPM, 7,1KW,45NM, 19,7A,317V 1750RPM, 8,2KW,45NM, 19,7A,364V 2000RPM, 9,4KW,45NM, 19,7A,411V WATER COOLING DEGREE OF PROTECTION IP65 INCREMENT. ENCODER HTL 1024 S/R (ENCODER HTL1024S/R) with TEMPERAT. SENSOR KTY84-130 DESIGN IM B5 (IMV 1,IM V3) PLAIN SHAFT WITHOUT FITTED KEY; BEARING: STANDARD WITH FIXED BEARING, VIBRATION SEVERITY GRADE: R/A, SHAFT AND FLANGE ACCURACY: R TERMINAL BOX (ABOVE) CABLE ENTRY ON THE LEFT SIGNAL CONNECTION D-END | 4490 | TEM | 1 | MC | 60 | 1
1PH81031HF220BC1 | SIMOTICS M COMPACT ASYNCHRONOUS MOTOR 1500RPM, 7,1KW,45NM, 19,7A,317V 1750RPM, 8,2KW,45NM, 19,7A,364V 2000RPM, 9,4KW,45NM, 19,7A,411V WATER COOLING DEGREE OF PROTECTION IP65 INCREMENT. ENCODER HTL 1024 S/R (ENCODER HTL1024S/R) with TEMPERAT. SENSOR KTY84-130 DESIGN IM B5 (IMV 1,IM V3) PLAIN SHAFT WITHOUT FITTED KEY; BEARING: STANDARD WITH FIXED BEARING, VIBRATION SEVERITY GRADE: R/A, SHAFT AND FLANGE ACCURACY: R TERMINAL BOX (ABOVE) CABLE ENTRY ON THE ND-END SIGNAL CONNECTION LEFT | 4490 | TEM | 1 | MC | 60 | 1
1PH81031HF220CA1 | SIMOTICS M COMPACT ASYNCHRONOUS MOTOR 1500RPM, 7,1KW,45NM, 19,7A,317V 1750RPM, 8,2KW,45NM, 19,7A,364V 2000RPM, 9,4KW,45NM, 19,7A,411V WATER COOLING DEGREE OF PROTECTION IP65 INCREMENT. ENCODER HTL 1024 S/R (ENCODER HTL1024S/R) with TEMPERAT. SENSOR KTY84-130 DESIGN IM B5 (IMV 1,IM V3) PLAIN SHAFT WITHOUT FITTED KEY; BEARING: STANDARD WITH FIXED BEARING, VIBRATION SEVERITY GRADE: S/A, SHAFT AND FLANGE ACCURACY: R TERMINAL BOX (ABOVE) CABLE ENTRY ON THE RIGHT SIGNAL CONNECTION D-END | 4685 | TEM | 1 | MC | 60 | 1
1PH81031HF220CB1 | SIMOTICS M COMPACT ASYNCHRONOUS MOTOR 1500RPM, 7,1KW,45NM, 19,7A,317V 1750RPM, 8,2KW,45NM, 19,7A,364V 2000RPM, 9,4KW,45NM, 19,7A,411V WATER COOLING DEGREE OF PROTECTION IP65 INCREMENT. ENCODER HTL 1024 S/R (ENCODER HTL1024S/R) with TEMPERAT. SENSOR KTY84-130 DESIGN IM B5 (IMV 1,IM V3) PLAIN SHAFT WITHOUT FITTED KEY; BEARING: STANDARD WITH FIXED BEARING, VIBRATION SEVERITY GRADE: S/A, SHAFT AND FLANGE ACCURACY: R TERMINAL BOX (ABOVE) CABLE ENTRY ON THE LEFT SIGNAL CONNECTION D-END | 4685 | TEM | 1 | MC | 60 | 1
1PH81031HF220CC1 | SIMOTICS M COMPACT ASYNCHRONOUS MOTOR 1500RPM, 7,1KW,45NM, 19,7A,317V 1750RPM, 8,2KW,45NM, 19,7A,364V 2000RPM, 9,4KW,45NM, 19,7A,411V WATER COOLING DEGREE OF PROTECTION IP65 INCREMENT. ENCODER HTL 1024 S/R (ENCODER HTL1024S/R) with TEMPERAT. SENSOR KTY84-130 DESIGN IM B5 (IMV 1,IM V3) PLAIN SHAFT WITHOUT FITTED KEY; BEARING: STANDARD WITH FIXED BEARING, VIBRATION SEVERITY GRADE: S/A, SHAFT AND FLANGE ACCURACY: R TERMINAL BOX (ABOVE) CABLE ENTRY ON THE ND-END SIGNAL CONNECTION LEFT | 4685 | TEM | 1 | MC | 60 | 1
1PH81031HF222BA1 | SIMOTICS M COMPACT ASYNCHRONOUS MOTOR 1500RPM, 7,1KW,45NM, 19,7A,317V 1750RPM, 8,2KW,45NM, 19,7A,364V 2000RPM, 9,4KW,45NM, 19,7A,411V WATER COOLING DEGREE OF PROTECTION IP65 INCREMENT. ENCODER HTL 1024 S/R (ENCODER HTL1024S/R) with TEMPERAT. SENSOR KTY84-130 DESIGN IM B5 (IMV 1,IM V3) SHAFT WITH FITTED KEY HALF-KEY BALANCING BEARING: STANDARD WITH FIXED BEARING, VIBRATION SEVERITY GRADE: R/A, SHAFT AND FLANGE ACCURACY: R TERMINAL BOX (ABOVE) CABLE ENTRY ON THE RIGHT SIGNAL CONNECTION D-END | 4490 | TEM | 1 | MC | 60 | 1
1PH81031HF222BB1 | SIMOTICS M COMPACT ASYNCHRONOUS MOTOR 1500RPM, 7,1KW,45NM, 19,7A,317V 1750RPM, 8,2KW,45NM, 19,7A,364V 2000RPM, 9,4KW,45NM, 19,7A,411V WATER COOLING DEGREE OF PROTECTION IP65 INCREMENT. ENCODER HTL 1024 S/R (ENCODER HTL1024S/R) with TEMPERAT. SENSOR KTY84-130 DESIGN IM B5 (IMV 1,IM V3) SHAFT WITH FITTED KEY HALF-KEY BALANCING BEARING: STANDARD WITH FIXED BEARING, VIBRATION SEVERITY GRADE: R/A, SHAFT AND FLANGE ACCURACY: R TERMINAL BOX (ABOVE) CABLE ENTRY ON THE LEFT SIGNAL CONNECTION D-END | 4490 | TEM | 1 | MC | 60 | 1
1PH81031HF222BC1 | SIMOTICS M COMPACT ASYNCHRONOUS MOTOR 1500RPM, 7,1KW,45NM, 19,7A,317V 1750RPM, 8,2KW,45NM, 19,7A,364V 2000RPM, 9,4KW,45NM, 19,7A,411V WATER COOLING DEGREE OF PROTECTION IP65 INCREMENT. ENCODER HTL 1024 S/R (ENCODER HTL1024S/R) with TEMPERAT. SENSOR KTY84-130 DESIGN IM B5 (IMV 1,IM V3) SHAFT WITH FITTED KEY HALF-KEY BALANCING BEARING: STANDARD WITH FIXED BEARING, VIBRATION SEVERITY GRADE: R/A, SHAFT AND FLANGE ACCURACY: R TERMINAL BOX (ABOVE) CABLE ENTRY ON THE ND-END SIGNAL CONNECTION LEFT | 4490 | TEM | 1 | MC | 60 | 1
1PH81031HF222CA1 | SIMOTICS M COMPACT ASYNCHRONOUS MOTOR 1500RPM, 7,1KW,45NM, 19,7A,317V 1750RPM, 8,2KW,45NM, 19,7A,364V 2000RPM, 9,4KW,45NM, 19,7A,411V WATER COOLING DEGREE OF PROTECTION IP65 INCREMENT. ENCODER HTL 1024 S/R (ENCODER HTL1024S/R) with TEMPERAT. SENSOR KTY84-130 DESIGN IM B5 (IMV 1,IM V3) SHAFT WITH FITTED KEY HALF-KEY BALANCING BEARING: STANDARD WITH FIXED BEARING, VIBRATION SEVERITY GRADE: S/A, SHAFT AND FLANGE ACCURACY: R TERMINAL BOX (ABOVE) CABLE ENTRY ON THE RIGHT SIGNAL CONNECTION D-END | 4685 | TEM | 1 | MC | 60 | 1
1PH81031HF222CB1 | SIMOTICS M COMPACT ASYNCHRONOUS MOTOR 1500RPM, 7,1KW,45NM, 19,7A,317V 1750RPM, 8,2KW,45NM, 19,7A,364V 2000RPM, 9,4KW,45NM, 19,7A,411V WATER COOLING DEGREE OF PROTECTION IP65 INCREMENT. ENCODER HTL 1024 S/R (ENCODER HTL1024S/R) with TEMPERAT. SENSOR KTY84-130 DESIGN IM B5 (IMV 1,IM V3) SHAFT WITH FITTED KEY HALF-KEY BALANCING BEARING: STANDARD WITH FIXED BEARING, VIBRATION SEVERITY GRADE: S/A, SHAFT AND FLANGE ACCURACY: R TERMINAL BOX (ABOVE) CABLE ENTRY ON THE LEFT SIGNAL CONNECTION D-END | 4685 | TEM | 1 | MC | 60 | 1
1PH81031HF222CC1 | SIMOTICS M COMPACT ASYNCHRONOUS MOTOR 1500RPM, 7,1KW,45NM, 19,7A,317V 1750RPM, 8,2KW,45NM, 19,7A,364V 2000RPM, 9,4KW,45NM, 19,7A,411V WATER COOLING DEGREE OF PROTECTION IP65 INCREMENT. ENCODER HTL 1024 S/R (ENCODER HTL1024S/R) with TEMPERAT. SENSOR KTY84-130 DESIGN IM B5 (IMV 1,IM V3) SHAFT WITH FITTED KEY HALF-KEY BALANCING BEARING: STANDARD WITH FIXED BEARING, VIBRATION SEVERITY GRADE: S/A, SHAFT AND FLANGE ACCURACY: R TERMINAL BOX (ABOVE) CABLE ENTRY ON THE ND-END SIGNAL CONNECTION LEFT | 4685 | TEM | 1 | MC | 60 | 1
1PH81031HF230BA1 | SIMOTICS M COMPACT ASYNCHRONOUS MOTOR 1500RPM, 7,1KW,45NM, 19,7A,317V 1750RPM, 8,2KW,45NM, 19,7A,364V 2000RPM, 9,4KW,45NM, 19,7A,411V WATER COOLING DEGREE OF PROTECTION IP65 INCREMENT. ENCODER HTL 1024 S/R (ENCODER HTL1024S/R) with TEMPERAT. SENSOR KTY84-130 DESIGN IM B35 (IM V15, IM V35) PLAIN SHAFT WITHOUT FITTED KEY; BEARING: STANDARD WITH FIXED BEARING, VIBRATION SEVERITY GRADE: R/A, SHAFT AND FLANGE ACCURACY: R TERMINAL BOX (ABOVE) CABLE ENTRY ON THE RIGHT SIGNAL CONNECTION D-END | 4729 | TEM | 1 | MC | 60 | 1
1PH81031HF230BB1 | SIMOTICS M COMPACT ASYNCHRONOUS MOTOR 1500RPM, 7,1KW,45NM, 19,7A,317V 1750RPM, 8,2KW,45NM, 19,7A,364V 2000RPM, 9,4KW,45NM, 19,7A,411V WATER COOLING DEGREE OF PROTECTION IP65 INCREMENT. ENCODER HTL 1024 S/R (ENCODER HTL1024S/R) with TEMPERAT. SENSOR KTY84-130 DESIGN IM B35 (IM V15, IM V35) PLAIN SHAFT WITHOUT FITTED KEY; BEARING: STANDARD WITH FIXED BEARING, VIBRATION SEVERITY GRADE: R/A, SHAFT AND FLANGE ACCURACY: R TERMINAL BOX (ABOVE) CABLE ENTRY ON THE LEFT SIGNAL CONNECTION D-END | 4729 | TEM | 1 | MC | 60 | 1
1PH81031HF230BC1 | SIMOTICS M COMPACT ASYNCHRONOUS MOTOR 1500RPM, 7,1KW,45NM, 19,7A,317V 1750RPM, 8,2KW,45NM, 19,7A,364V 2000RPM, 9,4KW,45NM, 19,7A,411V WATER COOLING DEGREE OF PROTECTION IP65 INCREMENT. ENCODER HTL 1024 S/R (ENCODER HTL1024S/R) with TEMPERAT. SENSOR KTY84-130 DESIGN IM B35 (IM V15, IM V35) PLAIN SHAFT WITHOUT FITTED KEY; BEARING: STANDARD WITH FIXED BEARING, VIBRATION SEVERITY GRADE: R/A, SHAFT AND FLANGE ACCURACY: R TERMINAL BOX (ABOVE) CABLE ENTRY ON THE ND-END SIGNAL CONNECTION LEFT | 4729 | TEM | 1 | MC | 60 | 1
1PH81031HF230CA1 | SIMOTICS M COMPACT ASYNCHRONOUS MOTOR 1500RPM, 7,1KW,45NM, 19,7A,317V 1750RPM, 8,2KW,45NM, 19,7A,364V 2000RPM, 9,4KW,45NM, 19,7A,411V WATER COOLING DEGREE OF PROTECTION IP65 INCREMENT. ENCODER HTL 1024 S/R (ENCODER HTL1024S/R) with TEMPERAT. SENSOR KTY84-130 DESIGN IM B35 (IM V15, IM V35) PLAIN SHAFT WITHOUT FITTED KEY; BEARING: STANDARD WITH FIXED BEARING, VIBRATION SEVERITY GRADE: S/A, SHAFT AND FLANGE ACCURACY: R TERMINAL BOX (ABOVE) CABLE ENTRY ON THE RIGHT SIGNAL CONNECTION D-END | 4924 | TEM | 1 | MC | 60 | 1
1PH81031HF230CB1 | SIMOTICS M COMPACT ASYNCHRONOUS MOTOR 1500RPM, 7,1KW,45NM, 19,7A,317V 1750RPM, 8,2KW,45NM, 19,7A,364V 2000RPM, 9,4KW,45NM, 19,7A,411V WATER COOLING DEGREE OF PROTECTION IP65 INCREMENT. ENCODER HTL 1024 S/R (ENCODER HTL1024S/R) with TEMPERAT. SENSOR KTY84-130 DESIGN IM B35 (IM V15, IM V35) PLAIN SHAFT WITHOUT FITTED KEY; BEARING: STANDARD WITH FIXED BEARING, VIBRATION SEVERITY GRADE: S/A, SHAFT AND FLANGE ACCURACY: R TERMINAL BOX (ABOVE) CABLE ENTRY ON THE LEFT SIGNAL CONNECTION D-END | 4924 | TEM | 1 | MC | 60 | 1
1PH81031HF230CC1 | SIMOTICS M COMPACT ASYNCHRONOUS MOTOR 1500RPM, 7,1KW,45NM, 19,7A,317V 1750RPM, 8,2KW,45NM, 19,7A,364V 2000RPM, 9,4KW,45NM, 19,7A,411V WATER COOLING DEGREE OF PROTECTION IP65 INCREMENT. ENCODER HTL 1024 S/R (ENCODER HTL1024S/R) with TEMPERAT. SENSOR KTY84-130 DESIGN IM B35 (IM V15, IM V35) PLAIN SHAFT WITHOUT FITTED KEY; BEARING: STANDARD WITH FIXED BEARING, VIBRATION SEVERITY GRADE: S/A, SHAFT AND FLANGE ACCURACY: R TERMINAL BOX (ABOVE) CABLE ENTRY ON THE ND-END SIGNAL CONNECTION LEFT | 4924 | TEM | 1 | MC | 60 | 1
1PH81031HF231BA1 | SIMOTICS M COMPACT ASYNCHRONOUS MOTOR 1500RPM, 7,1KW,45NM, 19,7A,317V 1750RPM, 8,2KW,45NM, 19,7A,364V 2000RPM, 9,4KW,45NM, 19,7A,411V WATER COOLING DEGREE OF PROTECTION IP65 INCREMENT. ENCODER HTL 1024 S/R (ENCODER HTL1024S/R) with TEMPERAT. SENSOR KTY84-130 DESIGN IM B35 (IM V15, IM V35) SHAFT WITH FITTED KEY FULL-KEY BALANCING BEARING: STANDARD WITH FIXED BEARING, VIBRATION SEVERITY GRADE: R/A, SHAFT AND FLANGE ACCURACY: R TERMINAL BOX (ABOVE) CABLE ENTRY ON THE RIGHT SIGNAL CONNECTION D-END | 4729 | TEM | 1 | MC | 60 | 1
1PH81031HF232BA1 | SIMOTICS M COMPACT ASYNCHRONOUS MOTOR 1500RPM, 7,1KW,45NM, 19,7A,317V 1750RPM, 8,2KW,45NM, 19,7A,364V 2000RPM, 9,4KW,45NM, 19,7A,411V WATER COOLING DEGREE OF PROTECTION IP65 INCREMENT. ENCODER HTL 1024 S/R (ENCODER HTL1024S/R) with TEMPERAT. SENSOR KTY84-130 DESIGN IM B35 (IM V15, IM V35) SHAFT WITH FITTED KEY HALF-KEY BALANCING BEARING: STANDARD WITH FIXED BEARING, VIBRATION SEVERITY GRADE: R/A, SHAFT AND FLANGE ACCURACY: R TERMINAL BOX (ABOVE) CABLE ENTRY ON THE RIGHT SIGNAL CONNECTION D-END | 4729 | TEM | 1 | MC | 60 | 1
1PH81031HF232BB1 | SIMOTICS M COMPACT ASYNCHRONOUS MOTOR 1500RPM, 7,1KW,45NM, 19,7A,317V 1750RPM, 8,2KW,45NM, 19,7A,364V 2000RPM, 9,4KW,45NM, 19,7A,411V WATER COOLING DEGREE OF PROTECTION IP65 INCREMENT. ENCODER HTL 1024 S/R (ENCODER HTL1024S/R) with TEMPERAT. SENSOR KTY84-130 DESIGN IM B35 (IM V15, IM V35) SHAFT WITH FITTED KEY HALF-KEY BALANCING BEARING: STANDARD WITH FIXED BEARING, VIBRATION SEVERITY GRADE: R/A, SHAFT AND FLANGE ACCURACY: R TERMINAL BOX (ABOVE) CABLE ENTRY ON THE LEFT SIGNAL CONNECTION D-END | 4729 | TEM | 1 | MC | 60 | 1
1PH81031HF232BC1 | SIMOTICS M COMPACT ASYNCHRONOUS MOTOR 1500RPM, 7,1KW,45NM, 19,7A,317V 1750RPM, 8,2KW,45NM, 19,7A,364V 2000RPM, 9,4KW,45NM, 19,7A,411V WATER COOLING DEGREE OF PROTECTION IP65 INCREMENT. ENCODER HTL 1024 S/R (ENCODER HTL1024S/R) with TEMPERAT. SENSOR KTY84-130 DESIGN IM B35 (IM V15, IM V35) SHAFT WITH FITTED KEY HALF-KEY BALANCING BEARING: STANDARD WITH FIXED BEARING, VIBRATION SEVERITY GRADE: R/A, SHAFT AND FLANGE ACCURACY: R TERMINAL BOX (ABOVE) CABLE ENTRY ON THE ND-END SIGNAL CONNECTION LEFT | 4729 | TEM | 1 | MC | 60 | 1
1PH81031HF232CA1 | SIMOTICS M COMPACT ASYNCHRONOUS MOTOR 1500RPM, 7,1KW,45NM, 19,7A,317V 1750RPM, 8,2KW,45NM, 19,7A,364V 2000RPM, 9,4KW,45NM, 19,7A,411V WATER COOLING DEGREE OF PROTECTION IP65 INCREMENT. ENCODER HTL 1024 S/R (ENCODER HTL1024S/R) with TEMPERAT. SENSOR KTY84-130 DESIGN IM B35 (IM V15, IM V35) SHAFT WITH FITTED KEY HALF-KEY BALANCING BEARING: STANDARD WITH FIXED BEARING, VIBRATION SEVERITY GRADE: S/A, SHAFT AND FLANGE ACCURACY: R TERMINAL BOX (ABOVE) CABLE ENTRY ON THE RIGHT SIGNAL CONNECTION D-END | 4924 | TEM | 1 | MC | 60 | 1
1PH81031HF232CB1 | SIMOTICS M COMPACT ASYNCHRONOUS MOTOR 1500RPM, 7,1KW,45NM, 19,7A,317V 1750RPM, 8,2KW,45NM, 19,7A,364V 2000RPM, 9,4KW,45NM, 19,7A,411V WATER COOLING DEGREE OF PROTECTION IP65 INCREMENT. ENCODER HTL 1024 S/R (ENCODER HTL1024S/R) with TEMPERAT. SENSOR KTY84-130 DESIGN IM B35 (IM V15, IM V35) SHAFT WITH FITTED KEY HALF-KEY BALANCING BEARING: STANDARD WITH FIXED BEARING, VIBRATION SEVERITY GRADE: S/A, SHAFT AND FLANGE ACCURACY: R TERMINAL BOX (ABOVE) CABLE ENTRY ON THE LEFT SIGNAL CONNECTION D-END | 4924 | TEM | 1 | MC | 60 | 1
1PH81031HF232CC1 | SIMOTICS M COMPACT ASYNCHRONOUS MOTOR 1500RPM, 7,1KW,45NM, 19,7A,317V 1750RPM, 8,2KW,45NM, 19,7A,364V 2000RPM, 9,4KW,45NM, 19,7A,411V WATER COOLING DEGREE OF PROTECTION IP65 INCREMENT. ENCODER HTL 1024 S/R (ENCODER HTL1024S/R) with TEMPERAT. SENSOR KTY84-130 DESIGN IM B35 (IM V15, IM V35) SHAFT WITH FITTED KEY HALF-KEY BALANCING BEARING: STANDARD WITH FIXED BEARING, VIBRATION SEVERITY GRADE: S/A, SHAFT AND FLANGE ACCURACY: R TERMINAL BOX (ABOVE) CABLE ENTRY ON THE ND-END SIGNAL CONNECTION LEFT | 4924 | TEM | 1 | MC | 60 | 1
1PH81031HG000GB1 | SIMOTICS M COMPACT ASYNCHRONOUS MOTOR 2000RPM, 7,0KW, 31NM, 17A, 345V 2300RPM, 7,5KW,33NM, 17,5A,400V 2650RPM, 8,0KW, 29NM, 16A, 434V FORCED VENTILATION; DIRECTION OF AIR FLOW DE --> NDE; DEGREE OF PROTECTION IP55 INCREMENT. ENCODER HTL 1024 S/R (ENCODER HTL1024S/R) with TEMPERAT. SENSOR KTY84-130 DESIGN IM B3 (IM V5, IM V6) PLAIN SHAFT WITHOUT FITTED KEY; BEARING: STANDARD, VIBRATION SEVERITY GRADE: R/A, SHAFT AND FLANGE ACCURACY: R TERMINAL BOX (ABOVE) CABLE ENTRY ON THE LEFT SIGNAL CONNECTION D-END | 3596 | TEM | 1 | MC | 51 | 1
1PH81031HG001BA1 | SIMOTICS M COMPACT ASYNCHRONOUS MOTOR 2000RPM, 7,0KW, 31NM, 17A, 345V 2300RPM, 7,5KW,33NM, 17,5A,400V 2650RPM, 8,0KW, 29NM, 16A, 434V FORCED VENTILATION; DIRECTION OF AIR FLOW DE --> NDE; DEGREE OF PROTECTION IP55 INCREMENT. ENCODER HTL 1024 S/R (ENCODER HTL1024S/R) with TEMPERAT. SENSOR KTY84-130 DESIGN IM B3 (IM V5, IM V6) SHAFT WITH FITTED KEY FULL-KEY BALANCING BEARING: STANDARD WITH FIXED BEARING, VIBRATION SEVERITY GRADE: R/A, SHAFT AND FLANGE ACCURACY: R TERMINAL BOX (ABOVE) CABLE ENTRY ON THE RIGHT SIGNAL CONNECTION D-END | 3881 | TEM | 1 | MC | 51 | 1
1PH81031HG022BB1 | SIMOTICS M COMPACT ASYNCHRONOUS MOTOR 2000RPM, 7,0KW, 31NM, 17A, 345V 2300RPM, 7,5KW,33NM, 17,5A,400V 2650RPM, 8,0KW, 29NM, 16A, 434V FORCED VENTILATION; DIRECTION OF AIR FLOW DE --> NDE; DEGREE OF PROTECTION IP55 INCREMENT. ENCODER HTL 1024 S/R (ENCODER HTL1024S/R) with TEMPERAT. SENSOR KTY84-130 DESIGN IM B5 (IMV 1,IM V3) SHAFT WITH FITTED KEY HALF-KEY BALANCING BEARING: STANDARD WITH FIXED BEARING, VIBRATION SEVERITY GRADE: R/A, SHAFT AND FLANGE ACCURACY: R TERMINAL BOX (ABOVE) CABLE ENTRY ON THE LEFT SIGNAL CONNECTION D-END | 4076 | TEM | 1 | MC | 51 | 1
1PH81031HG031BA1 | SIMOTICS M COMPACT ASYNCHRONOUS MOTOR 2000RPM, 7,0KW, 31NM, 17A, 345V 2300RPM, 7,5KW,33NM, 17,5A,400V 2650RPM, 8,0KW, 29NM, 16A, 434V FORCED VENTILATION; DIRECTION OF AIR FLOW DE --> NDE; DEGREE OF PROTECTION IP55 INCREMENT. ENCODER HTL 1024 S/R (ENCODER HTL1024S/R) with TEMPERAT. SENSOR KTY84-130 DESIGN IM B35 (IM V15, IM V35) SHAFT WITH FITTED KEY FULL-KEY BALANCING BEARING: STANDARD WITH FIXED BEARING, VIBRATION SEVERITY GRADE: R/A, SHAFT AND FLANGE ACCURACY: R TERMINAL BOX (ABOVE) CABLE ENTRY ON THE RIGHT SIGNAL CONNECTION D-END | 4315 | TEM | 1 | MC | 51 | 1
1PH81031HG031BB1 | SIMOTICS M COMPACT ASYNCHRONOUS MOTOR 2000RPM, 7,0KW, 31NM, 17A, 345V 2300RPM, 7,5KW,33NM, 17,5A,400V 2650RPM, 8,0KW, 29NM, 16A, 434V FORCED VENTILATION; DIRECTION OF AIR FLOW DE --> NDE; DEGREE OF PROTECTION IP55 INCREMENT. ENCODER HTL 1024 S/R (ENCODER HTL1024S/R) with TEMPERAT. SENSOR KTY84-130 DESIGN IM B35 (IM V15, IM V35) SHAFT WITH FITTED KEY FULL-KEY BALANCING BEARING: STANDARD WITH FIXED BEARING, VIBRATION SEVERITY GRADE: R/A, SHAFT AND FLANGE ACCURACY: R TERMINAL BOX (ABOVE) CABLE ENTRY ON THE LEFT SIGNAL CONNECTION D-END | 4315 | TEM | 1 | MC | 51 | 1
1PH81031HG032BA1 | SIMOTICS M COMPACT ASYNCHRONOUS MOTOR 2000RPM, 7,0KW, 31NM, 17A, 345V 2300RPM, 7,5KW,33NM, 17,5A,400V 2650RPM, 8,0KW, 29NM, 16A, 434V FORCED VENTILATION; DIRECTION OF AIR FLOW DE --> NDE; DEGREE OF PROTECTION IP55 INCREMENT. ENCODER HTL 1024 S/R (ENCODER HTL1024S/R) with TEMPERAT. SENSOR KTY84-130 DESIGN IM B35 (IM V15, IM V35) SHAFT WITH FITTED KEY HALF-KEY BALANCING BEARING: STANDARD WITH FIXED BEARING, VIBRATION SEVERITY GRADE: R/A, SHAFT AND FLANGE ACCURACY: R TERMINAL BOX (ABOVE) CABLE ENTRY ON THE RIGHT SIGNAL CONNECTION D-END | 4315 | TEM | 1 | MC | 51 | 1
1PH81031HG102BA1 | SIMOTICS M COMPACT ASYNCHRONOUS MOTOR 2000RPM, 7KW, 31NM, 17A, 345V 2300RPM, 7,5KW,33NM,17,5A, 382V 2650RPM, 8KW, 29NM, 16A, 434V FORCED VENTILATION; DIRECTION OF AIR FLOW NDE --> DE; DEGREE OF PROTECTION IP55 INCREMENT. ENCODER HTL 1024 S/R (ENCODER HTL1024S/R) with TEMPERAT. SENSOR KTY84-130 DESIGN IM B3 (IM V5, IM V6) SHAFT WITH FITTED KEY HALF-KEY BALANCING BEARING: STANDARD WITH FIXED BEARING, VIBRATION SEVERITY GRADE: R/A, SHAFT AND FLANGE ACCURACY: R TERMINAL BOX (ABOVE) CABLE ENTRY ON THE RIGHT SIGNAL CONNECTION D-END | 3881 | TEM | 1 | MC | 51 | 1
1PH81031HG102BB1 | SIMOTICS M COMPACT ASYNCHRONOUS MOTOR 2000RPM, 7KW, 31NM, 17A, 345V 2300RPM, 7,5KW,33NM,17,5A, 382V 2650RPM, 8KW, 29NM, 16A, 434V FORCED VENTILATION; DIRECTION OF AIR FLOW NDE --> DE; DEGREE OF PROTECTION IP55 INCREMENT. ENCODER HTL 1024 S/R (ENCODER HTL1024S/R) with TEMPERAT. SENSOR KTY84-130 DESIGN IM B3 (IM V5, IM V6) SHAFT WITH FITTED KEY HALF-KEY BALANCING BEARING: STANDARD WITH FIXED BEARING, VIBRATION SEVERITY GRADE: R/A, SHAFT AND FLANGE ACCURACY: R TERMINAL BOX (ABOVE) CABLE ENTRY ON THE LEFT SIGNAL CONNECTION D-END | 3881 | TEM | 1 | MC | 51 | 1
1PH81031HG131BA1 | SIMOTICS M COMPACT ASYNCHRONOUS MOTOR 2000RPM, 7KW, 31NM, 17A, 345V 2300RPM, 7,5KW,33NM,17,5A, 382V 2650RPM, 8KW, 29NM, 16A, 434V FORCED VENTILATION; DIRECTION OF AIR FLOW NDE --> DE; DEGREE OF PROTECTION IP55 INCREMENT. ENCODER HTL 1024 S/R (ENCODER HTL1024S/R) with TEMPERAT. SENSOR KTY84-130 DESIGN IM B35 (IM V15, IM V35) SHAFT WITH FITTED KEY FULL-KEY BALANCING BEARING: STANDARD WITH FIXED BEARING, VIBRATION SEVERITY GRADE: R/A, SHAFT AND FLANGE ACCURACY: R TERMINAL BOX (ABOVE) CABLE ENTRY ON THE RIGHT SIGNAL CONNECTION D-END | 4315 | TEM | 1 | MC | 51 | 1
1PH81031HG131BB1 | SIMOTICS M COMPACT ASYNCHRONOUS MOTOR 2000RPM, 7KW, 31NM, 17A, 345V 2300RPM, 7,5KW,33NM,17,5A, 382V 2650RPM, 8KW, 29NM, 16A, 434V FORCED VENTILATION; DIRECTION OF AIR FLOW NDE --> DE; DEGREE OF PROTECTION IP55 INCREMENT. ENCODER HTL 1024 S/R (ENCODER HTL1024S/R) with TEMPERAT. SENSOR KTY84-130 DESIGN IM B35 (IM V15, IM V35) SHAFT WITH FITTED KEY FULL-KEY BALANCING BEARING: STANDARD WITH FIXED BEARING, VIBRATION SEVERITY GRADE: R/A, SHAFT AND FLANGE ACCURACY: R TERMINAL BOX (ABOVE) CABLE ENTRY ON THE LEFT SIGNAL CONNECTION D-END | 4315 | TEM | 1 | MC | 51 | 1
1PH81031HG132BA1 | SIMOTICS M COMPACT ASYNCHRONOUS MOTOR 2000RPM, 7KW, 31NM, 17A, 345V 2300RPM, 7,5KW,33NM,17,5A, 382V 2650RPM, 8KW, 29NM, 16A, 434V FORCED VENTILATION; DIRECTION OF AIR FLOW NDE --> DE; DEGREE OF PROTECTION IP55 INCREMENT. ENCODER HTL 1024 S/R (ENCODER HTL1024S/R) with TEMPERAT. SENSOR KTY84-130 DESIGN IM B35 (IM V15, IM V35) SHAFT WITH FITTED KEY HALF-KEY BALANCING BEARING: STANDARD WITH FIXED BEARING, VIBRATION SEVERITY GRADE: R/A, SHAFT AND FLANGE ACCURACY: R TERMINAL BOX (ABOVE) CABLE ENTRY ON THE RIGHT SIGNAL CONNECTION D-END | 4315 | TEM | 1 | MC | 51 | 1
1PH81031HM002BA1 | SIMOTICS M COMPACT ASYNCHRONOUS MOTOR 3000RPM, 8,4KW, 27NM,25,7A,297V 3300RPM, 9,3KW,27NM, 25,7A,326V 3600RPM, 10KW, 27NM, 25,4A,355V FORCED VENTILATION; DIRECTION OF AIR FLOW DE --> NDE; DEGREE OF PROTECTION IP55 INCREMENT. ENCODER HTL 1024 S/R (ENCODER HTL1024S/R) with TEMPERAT. SENSOR KTY84-130 DESIGN IM B3 (IM V5, IM V6) SHAFT WITH FITTED KEY HALF-KEY BALANCING BEARING: STANDARD WITH FIXED BEARING, VIBRATION SEVERITY GRADE: R/A, SHAFT AND FLANGE ACCURACY: R TERMINAL BOX (ABOVE) CABLE ENTRY ON THE RIGHT SIGNAL CONNECTION D-END | 3881 | TEM | 1 | MC | 51 | 1
1PH81031HM021BA1 | SIMOTICS M COMPACT ASYNCHRONOUS MOTOR 3000RPM, 8,4KW, 27NM,25,7A,297V 3300RPM, 9,3KW,27NM, 25,7A,326V 3600RPM, 10KW, 27NM, 25,4A,355V FORCED VENTILATION; DIRECTION OF AIR FLOW DE --> NDE; DEGREE OF PROTECTION IP55 INCREMENT. ENCODER HTL 1024 S/R (ENCODER HTL1024S/R) with TEMPERAT. SENSOR KTY84-130 DESIGN IM B5 (IMV 1,IM V3) SHAFT WITH FITTED KEY FULL-KEY BALANCING BEARING: STANDARD WITH FIXED BEARING, VIBRATION SEVERITY GRADE: R/A, SHAFT AND FLANGE ACCURACY: R TERMINAL BOX (ABOVE) CABLE ENTRY ON THE RIGHT SIGNAL CONNECTION D-END | 4076 | TEM | 1 | MC | 51 | 1
1PH81031HM101BA1 | SIMOTICS M COMPACT ASYNCHRONOUS MOTOR 3000RPM, 8,4KW, 27NM,25,7A,297V 3300RPM, 9,3KW,27NM, 25,7A,326V 3600RPM, 10KW, 27NM, 25,4A,355V FORCED VENTILATION; DIRECTION OF AIR FLOW NDE --> DE; DEGREE OF PROTECTION IP55 INCREMENT. ENCODER HTL 1024 S/R (ENCODER HTL1024S/R) with TEMPERAT. SENSOR KTY84-130 DESIGN IM B3 (IM V5, IM V6) SHAFT WITH FITTED KEY FULL-KEY BALANCING BEARING: STANDARD WITH FIXED BEARING, VIBRATION SEVERITY GRADE: R/A, SHAFT AND FLANGE ACCURACY: R TERMINAL BOX (ABOVE) CABLE ENTRY ON THE RIGHT SIGNAL CONNECTION D-END | 3881 | TEM | 1 | MC | 51 | 1
1PH81031HM130BA1 | SIMOTICS M COMPACT ASYNCHRONOUS MOTOR 3000RPM, 8,4KW, 27NM,25,7A,297V 3300RPM, 9,3KW,27NM, 25,7A,326V 3600RPM, 10KW, 27NM, 25,4A,355V FORCED VENTILATION; DIRECTION OF AIR FLOW NDE --> DE; DEGREE OF PROTECTION IP55 INCREMENT. ENCODER HTL 1024 S/R (ENCODER HTL1024S/R) with TEMPERAT. SENSOR KTY84-130 DESIGN IM B35 (IM V15, IM V35) PLAIN SHAFT WITHOUT FITTED KEY; BEARING: STANDARD WITH FIXED BEARING, VIBRATION SEVERITY GRADE: R/A, SHAFT AND FLANGE ACCURACY: R TERMINAL BOX (ABOVE) CABLE ENTRY ON THE RIGHT SIGNAL CONNECTION D-END | 4315 | TEM | 1 | MC | 51 | 1
1PH81031JD002DA1 | SIMOTICS M COMPACT ASYNCHRONOUS MOTOR 1000RPM, 3,7KW,35NM, 10,0A,333V 1150RPM, 4,3KW,36NM,10,0A, 380V 1350RPM, 4,7KW,33NM, 9,7A, 423V FORCED VENTILATION; DIRECTION OF AIR FLOW DE --> NDE; DEGREE OF PROTECTION IP55 INCREMENT. ENCODER HTL 2048 S/R (ENCODER HTL2048S/R) with TEMPERAT. SENSOR KTY84-130 DESIGN IM B3 (IM V5, IM V6) SHAFT WITH FITTED KEY HALF-KEY BALANCING BEARING: STANDARD WITH FIXED BEARING, VIBRATION SEVERITY GRADE: SR/A, SHAFT AND FLANGE ACCURACY: R TERMINAL BOX (ABOVE) CABLE ENTRY ON THE RIGHT SIGNAL CONNECTION D-END | 4558 | TEM | 1 | MC | 51 | 1
1PH81031JD022BA1 | SIMOTICS M COMPACT ASYNCHRONOUS MOTOR 1000RPM, 3,7KW,35NM, 10,0A,333V 1150RPM, 4,3KW,36NM,10,0A, 380V 1350RPM, 4,7KW,33NM, 9,7A, 423V FORCED VENTILATION; DIRECTION OF AIR FLOW DE --> NDE; DEGREE OF PROTECTION IP55 INCREMENT. ENCODER HTL 2048 S/R (ENCODER HTL2048S/R) with TEMPERAT. SENSOR KTY84-130 DESIGN IM B5 (IMV 1,IM V3) SHAFT WITH FITTED KEY HALF-KEY BALANCING BEARING: STANDARD WITH FIXED BEARING, VIBRATION SEVERITY GRADE: R/A, SHAFT AND FLANGE ACCURACY: R TERMINAL BOX (ABOVE) CABLE ENTRY ON THE RIGHT SIGNAL CONNECTION D-END | 4488 | TEM | 1 | MC | 51 | 1
1PH81031JD031BA1 | SIMOTICS M COMPACT ASYNCHRONOUS MOTOR 1000RPM, 3,7KW,35NM, 10,0A,333V 1150RPM, 4,3KW,36NM,10,0A, 380V 1350RPM, 4,7KW,33NM, 9,7A, 423V FORCED VENTILATION; DIRECTION OF AIR FLOW DE --> NDE; DEGREE OF PROTECTION IP55 INCREMENT. ENCODER HTL 2048 S/R (ENCODER HTL2048S/R) with TEMPERAT. SENSOR KTY84-130 DESIGN IM B35 (IM V15, IM V35) SHAFT WITH FITTED KEY FULL-KEY BALANCING BEARING: STANDARD WITH FIXED BEARING, VIBRATION SEVERITY GRADE: R/A, SHAFT AND FLANGE ACCURACY: R TERMINAL BOX (ABOVE) CABLE ENTRY ON THE RIGHT SIGNAL CONNECTION D-END | 4727 | TEM | 1 | MC | 51 | 1
1PH81031JD032BA1 | SIMOTICS M COMPACT ASYNCHRONOUS MOTOR 1000RPM, 3,7KW,35NM, 10,0A,333V 1150RPM, 4,3KW,36NM,10,0A, 380V 1350RPM, 4,7KW,33NM, 9,7A, 423V FORCED VENTILATION; DIRECTION OF AIR FLOW DE --> NDE; DEGREE OF PROTECTION IP55 INCREMENT. ENCODER HTL 2048 S/R (ENCODER HTL2048S/R) with TEMPERAT. SENSOR KTY84-130 DESIGN IM B35 (IM V15, IM V35) SHAFT WITH FITTED KEY HALF-KEY BALANCING BEARING: STANDARD WITH FIXED BEARING, VIBRATION SEVERITY GRADE: R/A, SHAFT AND FLANGE ACCURACY: R TERMINAL BOX (ABOVE) CABLE ENTRY ON THE RIGHT SIGNAL CONNECTION D-END | 4727 | TEM | 1 | MC | 51 | 1
1PH81031JD032BC1 | SIMOTICS M COMPACT ASYNCHRONOUS MOTOR 1000RPM, 3,7KW,35NM, 10,0A,333V 1150RPM, 4,3KW,36NM,10,0A, 380V 1350RPM, 4,7KW,33NM, 9,7A, 423V FORCED VENTILATION; DIRECTION OF AIR FLOW DE --> NDE; DEGREE OF PROTECTION IP55 INCREMENT. ENCODER HTL 2048 S/R (ENCODER HTL2048S/R) with TEMPERAT. SENSOR KTY84-130 DESIGN IM B35 (IM V15, IM V35) SHAFT WITH FITTED KEY HALF-KEY BALANCING BEARING: STANDARD WITH FIXED BEARING, VIBRATION SEVERITY GRADE: R/A, SHAFT AND FLANGE ACCURACY: R TERMINAL BOX (ABOVE) CABLE ENTRY ON THE ND-END SIGNAL CONNECTION LEFT | 4727 | TEM | 1 | MC | 51 | 1
1PH81031JD100BA1 | SIMOTICS M COMPACT ASYNCHRONOUS MOTOR 1000RPM, 3,7KW, 35NM, 10A, 333V 1150RPM, 4,3KW, 36NM, 10A, 380V 1350RPM, 4,7KW,33NM, 9,7A, 423V FORCED VENTILATION; DIRECTION OF AIR FLOW NDE --> DE; DEGREE OF PROTECTION IP55 INCREMENT. ENCODER HTL 2048 S/R (ENCODER HTL2048S/R) with TEMPERAT. SENSOR KTY84-130 DESIGN IM B3 (IM V5, IM V6) PLAIN SHAFT WITHOUT FITTED KEY; BEARING: STANDARD WITH FIXED BEARING, VIBRATION SEVERITY GRADE: R/A, SHAFT AND FLANGE ACCURACY: R TERMINAL BOX (ABOVE) CABLE ENTRY ON THE RIGHT SIGNAL CONNECTION D-END | 4293 | TEM | 1 | MC | 51 | 1
1PH81031JD100BB1 | SIMOTICS M COMPACT ASYNCHRONOUS MOTOR 1000RPM, 3,7KW, 35NM, 10A, 333V 1150RPM, 4,3KW, 36NM, 10A, 380V 1350RPM, 4,7KW,33NM, 9,7A, 423V FORCED VENTILATION; DIRECTION OF AIR FLOW NDE --> DE; DEGREE OF PROTECTION IP55 INCREMENT. ENCODER HTL 2048 S/R (ENCODER HTL2048S/R) with TEMPERAT. SENSOR KTY84-130 DESIGN IM B3 (IM V5, IM V6) PLAIN SHAFT WITHOUT FITTED KEY; BEARING: STANDARD WITH FIXED BEARING, VIBRATION SEVERITY GRADE: R/A, SHAFT AND FLANGE ACCURACY: R TERMINAL BOX (ABOVE) CABLE ENTRY ON THE LEFT SIGNAL CONNECTION D-END | 4293 | TEM | 1 | MC | 51 | 1
1PH81031JD100BC1 | SIMOTICS M COMPACT ASYNCHRONOUS MOTOR 1000RPM, 3,7KW, 35NM, 10A, 333V 1150RPM, 4,3KW, 36NM, 10A, 380V 1350RPM, 4,7KW,33NM, 9,7A, 423V FORCED VENTILATION; DIRECTION OF AIR FLOW NDE --> DE; DEGREE OF PROTECTION IP55 INCREMENT. ENCODER HTL 2048 S/R (ENCODER HTL2048S/R) with TEMPERAT. SENSOR KTY84-130 DESIGN IM B3 (IM V5, IM V6) PLAIN SHAFT WITHOUT FITTED KEY; BEARING: STANDARD WITH FIXED BEARING, VIBRATION SEVERITY GRADE: R/A, SHAFT AND FLANGE ACCURACY: R TERMINAL BOX (ABOVE) CABLE ENTRY ON THE ND-END SIGNAL CONNECTION LEFT | 4293 | TEM | 1 | MC | 51 | 1
1PH81031JD100CA1 | SIMOTICS M COMPACT ASYNCHRONOUS MOTOR 1000RPM, 3,7KW, 35NM, 10A, 333V 1150RPM, 4,3KW, 36NM, 10A, 380V 1350RPM, 4,7KW,33NM, 9,7A, 423V FORCED VENTILATION; DIRECTION OF AIR FLOW NDE --> DE; DEGREE OF PROTECTION IP55 INCREMENT. ENCODER HTL 2048 S/R (ENCODER HTL2048S/R) with TEMPERAT. SENSOR KTY84-130 DESIGN IM B3 (IM V5, IM V6) PLAIN SHAFT WITHOUT FITTED KEY; BEARING: STANDARD WITH FIXED BEARING, VIBRATION SEVERITY GRADE: S/A, SHAFT AND FLANGE ACCURACY: R TERMINAL BOX (ABOVE) CABLE ENTRY ON THE RIGHT SIGNAL CONNECTION D-END | 4488 | TEM | 1 | MC | 51 | 1
1PH81031JD100CB1 | SIMOTICS M COMPACT ASYNCHRONOUS MOTOR 1000RPM, 3,7KW, 35NM, 10A, 333V 1150RPM, 4,3KW, 36NM, 10A, 380V 1350RPM, 4,7KW,33NM, 9,7A, 423V FORCED VENTILATION; DIRECTION OF AIR FLOW NDE --> DE; DEGREE OF PROTECTION IP55 INCREMENT. ENCODER HTL 2048 S/R (ENCODER HTL2048S/R) with TEMPERAT. SENSOR KTY84-130 DESIGN IM B3 (IM V5, IM V6) PLAIN SHAFT WITHOUT FITTED KEY; BEARING: STANDARD WITH FIXED BEARING, VIBRATION SEVERITY GRADE: S/A, SHAFT AND FLANGE ACCURACY: R TERMINAL BOX (ABOVE) CABLE ENTRY ON THE LEFT SIGNAL CONNECTION D-END | 4488 | TEM | 1 | MC | 51 | 1
1PH81031JD100CC1 | SIMOTICS M COMPACT ASYNCHRONOUS MOTOR 1000RPM, 3,7KW, 35NM, 10A, 333V 1150RPM, 4,3KW, 36NM, 10A, 380V 1350RPM, 4,7KW,33NM, 9,7A, 423V FORCED VENTILATION; DIRECTION OF AIR FLOW NDE --> DE; DEGREE OF PROTECTION IP55 INCREMENT. ENCODER HTL 2048 S/R (ENCODER HTL2048S/R) with TEMPERAT. SENSOR KTY84-130 DESIGN IM B3 (IM V5, IM V6) PLAIN SHAFT WITHOUT FITTED KEY; BEARING: STANDARD WITH FIXED BEARING, VIBRATION SEVERITY GRADE: S/A, SHAFT AND FLANGE ACCURACY: R TERMINAL BOX (ABOVE) CABLE ENTRY ON THE ND-END SIGNAL CONNECTION LEFT | 4488 | TEM | 1 | MC | 51 | 1
1PH81031JD102BA1 | SIMOTICS M COMPACT ASYNCHRONOUS MOTOR 1000RPM, 3,7KW, 35NM, 10A, 333V 1150RPM, 4,3KW, 36NM, 10A, 380V 1350RPM, 4,7KW,33NM, 9,7A, 423V FORCED VENTILATION; DIRECTION OF AIR FLOW NDE --> DE; DEGREE OF PROTECTION IP55 INCREMENT. ENCODER HTL 2048 S/R (ENCODER HTL2048S/R) with TEMPERAT. SENSOR KTY84-130 DESIGN IM B3 (IM V5, IM V6) SHAFT WITH FITTED KEY HALF-KEY BALANCING BEARING: STANDARD WITH FIXED BEARING, VIBRATION SEVERITY GRADE: R/A, SHAFT AND FLANGE ACCURACY: R TERMINAL BOX (ABOVE) CABLE ENTRY ON THE RIGHT SIGNAL CONNECTION D-END | 4293 | TEM | 1 | MC | 51 | 1
1PH81031JD102BB1 | SIMOTICS M COMPACT ASYNCHRONOUS MOTOR 1000RPM, 3,7KW, 35NM, 10A, 333V 1150RPM, 4,3KW, 36NM, 10A, 380V 1350RPM, 4,7KW,33NM, 9,7A, 423V FORCED VENTILATION; DIRECTION OF AIR FLOW NDE --> DE; DEGREE OF PROTECTION IP55 INCREMENT. ENCODER HTL 2048 S/R (ENCODER HTL2048S/R) with TEMPERAT. SENSOR KTY84-130 DESIGN IM B3 (IM V5, IM V6) SHAFT WITH FITTED KEY HALF-KEY BALANCING BEARING: STANDARD WITH FIXED BEARING, VIBRATION SEVERITY GRADE: R/A, SHAFT AND FLANGE ACCURACY: R TERMINAL BOX (ABOVE) CABLE ENTRY ON THE LEFT SIGNAL CONNECTION D-END | 4293 | TEM | 1 | MC | 51 | 1
1PH81031JD102BC1 | SIMOTICS M COMPACT ASYNCHRONOUS MOTOR 1000RPM, 3,7KW, 35NM, 10A, 333V 1150RPM, 4,3KW, 36NM, 10A, 380V 1350RPM, 4,7KW,33NM, 9,7A, 423V FORCED VENTILATION; DIRECTION OF AIR FLOW NDE --> DE; DEGREE OF PROTECTION IP55 INCREMENT. ENCODER HTL 2048 S/R (ENCODER HTL2048S/R) with TEMPERAT. SENSOR KTY84-130 DESIGN IM B3 (IM V5, IM V6) SHAFT WITH FITTED KEY HALF-KEY BALANCING BEARING: STANDARD WITH FIXED BEARING, VIBRATION SEVERITY GRADE: R/A, SHAFT AND FLANGE ACCURACY: R TERMINAL BOX (ABOVE) CABLE ENTRY ON THE ND-END SIGNAL CONNECTION LEFT | 4293 | TEM | 1 | MC | 51 | 1
1PH81031JD102CA1 | SIMOTICS M COMPACT ASYNCHRONOUS MOTOR 1000RPM, 3,7KW, 35NM, 10A, 333V 1150RPM, 4,3KW, 36NM, 10A, 380V 1350RPM, 4,7KW,33NM, 9,7A, 423V FORCED VENTILATION; DIRECTION OF AIR FLOW NDE --> DE; DEGREE OF PROTECTION IP55 INCREMENT. ENCODER HTL 2048 S/R (ENCODER HTL2048S/R) with TEMPERAT. SENSOR KTY84-130 DESIGN IM B3 (IM V5, IM V6) SHAFT WITH FITTED KEY HALF-KEY BALANCING BEARING: STANDARD WITH FIXED BEARING, VIBRATION SEVERITY GRADE: S/A, SHAFT AND FLANGE ACCURACY: R TERMINAL BOX (ABOVE) CABLE ENTRY ON THE RIGHT SIGNAL CONNECTION D-END | 4488 | TEM | 1 | MC | 51 | 1
1PH81031JD102CB1 | SIMOTICS M COMPACT ASYNCHRONOUS MOTOR 1000RPM, 3,7KW, 35NM, 10A, 333V 1150RPM, 4,3KW, 36NM, 10A, 380V 1350RPM, 4,7KW,33NM, 9,7A, 423V FORCED VENTILATION; DIRECTION OF AIR FLOW NDE --> DE; DEGREE OF PROTECTION IP55 INCREMENT. ENCODER HTL 2048 S/R (ENCODER HTL2048S/R) with TEMPERAT. SENSOR KTY84-130 DESIGN IM B3 (IM V5, IM V6) SHAFT WITH FITTED KEY HALF-KEY BALANCING BEARING: STANDARD WITH FIXED BEARING, VIBRATION SEVERITY GRADE: S/A, SHAFT AND FLANGE ACCURACY: R TERMINAL BOX (ABOVE) CABLE ENTRY ON THE LEFT SIGNAL CONNECTION D-END | 4488 | TEM | 1 | MC | 51 | 1
1PH81031JD102CC1 | SIMOTICS M COMPACT ASYNCHRONOUS MOTOR 1000RPM, 3,7KW, 35NM, 10A, 333V 1150RPM, 4,3KW, 36NM, 10A, 380V 1350RPM, 4,7KW,33NM, 9,7A, 423V FORCED VENTILATION; DIRECTION OF AIR FLOW NDE --> DE; DEGREE OF PROTECTION IP55 INCREMENT. ENCODER HTL 2048 S/R (ENCODER HTL2048S/R) with TEMPERAT. SENSOR KTY84-130 DESIGN IM B3 (IM V5, IM V6) SHAFT WITH FITTED KEY HALF-KEY BALANCING BEARING: STANDARD WITH FIXED BEARING, VIBRATION SEVERITY GRADE: S/A, SHAFT AND FLANGE ACCURACY: R TERMINAL BOX (ABOVE) CABLE ENTRY ON THE ND-END SIGNAL CONNECTION LEFT | 4488 | TEM | 1 | MC | 51 | 1
1PH81031JD120BA1 | SIMOTICS M COMPACT ASYNCHRONOUS MOTOR 1000RPM, 3,7KW, 35NM, 10A, 333V 1150RPM, 4,3KW, 36NM, 10A, 380V 1350RPM, 4,7KW,33NM, 9,7A, 423V FORCED VENTILATION; DIRECTION OF AIR FLOW NDE --> DE; DEGREE OF PROTECTION IP55 INCREMENT. ENCODER HTL 2048 S/R (ENCODER HTL2048S/R) with TEMPERAT. SENSOR KTY84-130 DESIGN IM B5 (IMV 1,IM V3) PLAIN SHAFT WITHOUT FITTED KEY; BEARING: STANDARD WITH FIXED BEARING, VIBRATION SEVERITY GRADE: R/A, SHAFT AND FLANGE ACCURACY: R TERMINAL BOX (ABOVE) CABLE ENTRY ON THE RIGHT SIGNAL CONNECTION D-END | 4488 | TEM | 1 | MC | 51 | 1
1PH81031JD120BB1 | SIMOTICS M COMPACT ASYNCHRONOUS MOTOR 1000RPM, 3,7KW, 35NM, 10A, 333V 1150RPM, 4,3KW, 36NM, 10A, 380V 1350RPM, 4,7KW,33NM, 9,7A, 423V FORCED VENTILATION; DIRECTION OF AIR FLOW NDE --> DE; DEGREE OF PROTECTION IP55 INCREMENT. ENCODER HTL 2048 S/R (ENCODER HTL2048S/R) with TEMPERAT. SENSOR KTY84-130 DESIGN IM B5 (IMV 1,IM V3) PLAIN SHAFT WITHOUT FITTED KEY; BEARING: STANDARD WITH FIXED BEARING, VIBRATION SEVERITY GRADE: R/A, SHAFT AND FLANGE ACCURACY: R TERMINAL BOX (ABOVE) CABLE ENTRY ON THE LEFT SIGNAL CONNECTION D-END | 4488 | TEM | 1 | MC | 51 | 1
1PH81031JD120BC1 | SIMOTICS M COMPACT ASYNCHRONOUS MOTOR 1000RPM, 3,7KW, 35NM, 10A, 333V 1150RPM, 4,3KW, 36NM, 10A, 380V 1350RPM, 4,7KW,33NM, 9,7A, 423V FORCED VENTILATION; DIRECTION OF AIR FLOW NDE --> DE; DEGREE OF PROTECTION IP55 INCREMENT. ENCODER HTL 2048 S/R (ENCODER HTL2048S/R) with TEMPERAT. SENSOR KTY84-130 DESIGN IM B5 (IMV 1,IM V3) PLAIN SHAFT WITHOUT FITTED KEY; BEARING: STANDARD WITH FIXED BEARING, VIBRATION SEVERITY GRADE: R/A, SHAFT AND FLANGE ACCURACY: R TERMINAL BOX (ABOVE) CABLE ENTRY ON THE ND-END SIGNAL CONNECTION LEFT | 4488 | TEM | 1 | MC | 51 | 1
1PH81031JD120CA1 | SIMOTICS M COMPACT ASYNCHRONOUS MOTOR 1000RPM, 3,7KW, 35NM, 10A, 333V 1150RPM, 4,3KW, 36NM, 10A, 380V 1350RPM, 4,7KW,33NM, 9,7A, 423V FORCED VENTILATION; DIRECTION OF AIR FLOW NDE --> DE; DEGREE OF PROTECTION IP55 INCREMENT. ENCODER HTL 2048 S/R (ENCODER HTL2048S/R) with TEMPERAT. SENSOR KTY84-130 DESIGN IM B5 (IMV 1,IM V3) PLAIN SHAFT WITHOUT FITTED KEY; BEARING: STANDARD WITH FIXED BEARING, VIBRATION SEVERITY GRADE: S/A, SHAFT AND FLANGE ACCURACY: R TERMINAL BOX (ABOVE) CABLE ENTRY ON THE RIGHT SIGNAL CONNECTION D-END | 4683 | TEM | 1 | MC | 51 | 1
1PH81031JD120CB1 | SIMOTICS M COMPACT ASYNCHRONOUS MOTOR 1000RPM, 3,7KW, 35NM, 10A, 333V 1150RPM, 4,3KW, 36NM, 10A, 380V 1350RPM, 4,7KW,33NM, 9,7A, 423V FORCED VENTILATION; DIRECTION OF AIR FLOW NDE --> DE; DEGREE OF PROTECTION IP55 INCREMENT. ENCODER HTL 2048 S/R (ENCODER HTL2048S/R) with TEMPERAT. SENSOR KTY84-130 DESIGN IM B5 (IMV 1,IM V3) PLAIN SHAFT WITHOUT FITTED KEY; BEARING: STANDARD WITH FIXED BEARING, VIBRATION SEVERITY GRADE: S/A, SHAFT AND FLANGE ACCURACY: R TERMINAL BOX (ABOVE) CABLE ENTRY ON THE LEFT SIGNAL CONNECTION D-END | 4683 | TEM | 1 | MC | 51 | 1
1PH81031JD120CC1 | SIMOTICS M COMPACT ASYNCHRONOUS MOTOR 1000RPM, 3,7KW, 35NM, 10A, 333V 1150RPM, 4,3KW, 36NM, 10A, 380V 1350RPM, 4,7KW,33NM, 9,7A, 423V FORCED VENTILATION; DIRECTION OF AIR FLOW NDE --> DE; DEGREE OF PROTECTION IP55 INCREMENT. ENCODER HTL 2048 S/R (ENCODER HTL2048S/R) with TEMPERAT. SENSOR KTY84-130 DESIGN IM B5 (IMV 1,IM V3) PLAIN SHAFT WITHOUT FITTED KEY; BEARING: STANDARD WITH FIXED BEARING, VIBRATION SEVERITY GRADE: S/A, SHAFT AND FLANGE ACCURACY: R TERMINAL BOX (ABOVE) CABLE ENTRY ON THE ND-END SIGNAL CONNECTION LEFT | 4683 | TEM | 1 | MC | 51 | 1
1PH81031JD122BA1 | SIMOTICS M COMPACT ASYNCHRONOUS MOTOR 1000RPM, 3,7KW, 35NM, 10A, 333V 1150RPM, 4,3KW, 36NM, 10A, 380V 1350RPM, 4,7KW,33NM, 9,7A, 423V FORCED VENTILATION; DIRECTION OF AIR FLOW NDE --> DE; DEGREE OF PROTECTION IP55 INCREMENT. ENCODER HTL 2048 S/R (ENCODER HTL2048S/R) with TEMPERAT. SENSOR KTY84-130 DESIGN IM B5 (IMV 1,IM V3) SHAFT WITH FITTED KEY HALF-KEY BALANCING BEARING: STANDARD WITH FIXED BEARING, VIBRATION SEVERITY GRADE: R/A, SHAFT AND FLANGE ACCURACY: R TERMINAL BOX (ABOVE) CABLE ENTRY ON THE RIGHT SIGNAL CONNECTION D-END | 4488 | TEM | 1 | MC | 51 | 1
1PH81031JD122BB1 | SIMOTICS M COMPACT ASYNCHRONOUS MOTOR 1000RPM, 3,7KW, 35NM, 10A, 333V 1150RPM, 4,3KW, 36NM, 10A, 380V 1350RPM, 4,7KW,33NM, 9,7A, 423V FORCED VENTILATION; DIRECTION OF AIR FLOW NDE --> DE; DEGREE OF PROTECTION IP55 INCREMENT. ENCODER HTL 2048 S/R (ENCODER HTL2048S/R) with TEMPERAT. SENSOR KTY84-130 DESIGN IM B5 (IMV 1,IM V3) SHAFT WITH FITTED KEY HALF-KEY BALANCING BEARING: STANDARD WITH FIXED BEARING, VIBRATION SEVERITY GRADE: R/A, SHAFT AND FLANGE ACCURACY: R TERMINAL BOX (ABOVE) CABLE ENTRY ON THE LEFT SIGNAL CONNECTION D-END | 4488 | TEM | 1 | MC | 51 | 1
1PH81031JD122BC1 | SIMOTICS M COMPACT ASYNCHRONOUS MOTOR 1000RPM, 3,7KW, 35NM, 10A, 333V 1150RPM, 4,3KW, 36NM, 10A, 380V 1350RPM, 4,7KW,33NM, 9,7A, 423V FORCED VENTILATION; DIRECTION OF AIR FLOW NDE --> DE; DEGREE OF PROTECTION IP55 INCREMENT. ENCODER HTL 2048 S/R (ENCODER HTL2048S/R) with TEMPERAT. SENSOR KTY84-130 DESIGN IM B5 (IMV 1,IM V3) SHAFT WITH FITTED KEY HALF-KEY BALANCING BEARING: STANDARD WITH FIXED BEARING, VIBRATION SEVERITY GRADE: R/A, SHAFT AND FLANGE ACCURACY: R TERMINAL BOX (ABOVE) CABLE ENTRY ON THE ND-END SIGNAL CONNECTION LEFT | 4488 | TEM | 1 | MC | 51 | 1
1PH81031JD122CA1 | SIMOTICS M COMPACT ASYNCHRONOUS MOTOR 1000RPM, 3,7KW, 35NM, 10A, 333V 1150RPM, 4,3KW, 36NM, 10A, 380V 1350RPM, 4,7KW,33NM, 9,7A, 423V FORCED VENTILATION; DIRECTION OF AIR FLOW NDE --> DE; DEGREE OF PROTECTION IP55 INCREMENT. ENCODER HTL 2048 S/R (ENCODER HTL2048S/R) with TEMPERAT. SENSOR KTY84-130 DESIGN IM B5 (IMV 1,IM V3) SHAFT WITH FITTED KEY HALF-KEY BALANCING BEARING: STANDARD WITH FIXED BEARING, VIBRATION SEVERITY GRADE: S/A, SHAFT AND FLANGE ACCURACY: R TERMINAL BOX (ABOVE) CABLE ENTRY ON THE RIGHT SIGNAL CONNECTION D-END | 4683 | TEM | 1 | MC | 51 | 1
1PH81031JD122CB1 | SIMOTICS M COMPACT ASYNCHRONOUS MOTOR 1000RPM, 3,7KW, 35NM, 10A, 333V 1150RPM, 4,3KW, 36NM, 10A, 380V 1350RPM, 4,7KW,33NM, 9,7A, 423V FORCED VENTILATION; DIRECTION OF AIR FLOW NDE --> DE; DEGREE OF PROTECTION IP55 INCREMENT. ENCODER HTL 2048 S/R (ENCODER HTL2048S/R) with TEMPERAT. SENSOR KTY84-130 DESIGN IM B5 (IMV 1,IM V3) SHAFT WITH FITTED KEY HALF-KEY BALANCING BEARING: STANDARD WITH FIXED BEARING, VIBRATION SEVERITY GRADE: S/A, SHAFT AND FLANGE ACCURACY: R TERMINAL BOX (ABOVE) CABLE ENTRY ON THE LEFT SIGNAL CONNECTION D-END | 4683 | TEM | 1 | MC | 51 | 1
1PH81031JD122CC1 | SIMOTICS M COMPACT ASYNCHRONOUS MOTOR 1000RPM, 3,7KW, 35NM, 10A, 333V 1150RPM, 4,3KW, 36NM, 10A, 380V 1350RPM, 4,7KW,33NM, 9,7A, 423V FORCED VENTILATION; DIRECTION OF AIR FLOW NDE --> DE; DEGREE OF PROTECTION IP55 INCREMENT. ENCODER HTL 2048 S/R (ENCODER HTL2048S/R) with TEMPERAT. SENSOR KTY84-130 DESIGN IM B5 (IMV 1,IM V3) SHAFT WITH FITTED KEY HALF-KEY BALANCING BEARING: STANDARD WITH FIXED BEARING, VIBRATION SEVERITY GRADE: S/A, SHAFT AND FLANGE ACCURACY: R TERMINAL BOX (ABOVE) CABLE ENTRY ON THE ND-END SIGNAL CONNECTION LEFT | 4683 | TEM | 1 | MC | 51 | 1
1PH81031JD122QC1 | SIMOTICS M COMPACT ASYNCHRONOUS MOTOR 1000RPM, 3,7KW, 35NM, 10A, 333V 1150RPM, 4,3KW, 36NM, 10A, 380V 1350RPM, 4,7KW,33NM, 9,7A, 423V FORCED VENTILATION; DIRECTION OF AIR FLOW NDE --> DE; DEGREE OF PROTECTION IP55 INCREMENT. ENCODER HTL 2048 S/R (ENCODER HTL2048S/R) with TEMPERAT. SENSOR KTY84-130 DESIGN IM B5 (IMV 1,IM V3) SHAFT WITH FITTED KEY HALF-KEY BALANCING BEARING: ADVANCED LIFETIME VIBRATION SEVERITY S/A SHAFT A. FLANGE ACCURACY GR. R TERMINAL BOX (ABOVE) CABLE ENTRY ON THE ND-END SIGNAL CONNECTION LEFT | 4840 | TEM | 1 | MC | 51 | 1
1PH81031JD130BA1 | SIMOTICS M COMPACT ASYNCHRONOUS MOTOR 1000RPM, 3,7KW, 35NM, 10A, 333V 1150RPM, 4,3KW, 36NM, 10A, 380V 1350RPM, 4,7KW,33NM, 9,7A, 423V FORCED VENTILATION; DIRECTION OF AIR FLOW NDE --> DE; DEGREE OF PROTECTION IP55 INCREMENT. ENCODER HTL 2048 S/R (ENCODER HTL2048S/R) with TEMPERAT. SENSOR KTY84-130 DESIGN IM B35 (IM V15, IM V35) PLAIN SHAFT WITHOUT FITTED KEY; BEARING: STANDARD WITH FIXED BEARING, VIBRATION SEVERITY GRADE: R/A, SHAFT AND FLANGE ACCURACY: R TERMINAL BOX (ABOVE) CABLE ENTRY ON THE RIGHT SIGNAL CONNECTION D-END | 4727 | TEM | 1 | MC | 51 | 1
1PH81031JD130BB1 | SIMOTICS M COMPACT ASYNCHRONOUS MOTOR 1000RPM, 3,7KW, 35NM, 10A, 333V 1150RPM, 4,3KW, 36NM, 10A, 380V 1350RPM, 4,7KW,33NM, 9,7A, 423V FORCED VENTILATION; DIRECTION OF AIR FLOW NDE --> DE; DEGREE OF PROTECTION IP55 INCREMENT. ENCODER HTL 2048 S/R (ENCODER HTL2048S/R) with TEMPERAT. SENSOR KTY84-130 DESIGN IM B35 (IM V15, IM V35) PLAIN SHAFT WITHOUT FITTED KEY; BEARING: STANDARD WITH FIXED BEARING, VIBRATION SEVERITY GRADE: R/A, SHAFT AND FLANGE ACCURACY: R TERMINAL BOX (ABOVE) CABLE ENTRY ON THE LEFT SIGNAL CONNECTION D-END | 4727 | TEM | 1 | MC | 51 | 1
1PH81031JD130BC1 | SIMOTICS M COMPACT ASYNCHRONOUS MOTOR 1000RPM, 3,7KW, 35NM, 10A, 333V 1150RPM, 4,3KW, 36NM, 10A, 380V 1350RPM, 4,7KW,33NM, 9,7A, 423V FORCED VENTILATION; DIRECTION OF AIR FLOW NDE --> DE; DEGREE OF PROTECTION IP55 INCREMENT. ENCODER HTL 2048 S/R (ENCODER HTL2048S/R) with TEMPERAT. SENSOR KTY84-130 DESIGN IM B35 (IM V15, IM V35) PLAIN SHAFT WITHOUT FITTED KEY; BEARING: STANDARD WITH FIXED BEARING, VIBRATION SEVERITY GRADE: R/A, SHAFT AND FLANGE ACCURACY: R TERMINAL BOX (ABOVE) CABLE ENTRY ON THE ND-END SIGNAL CONNECTION LEFT | 4727 | TEM | 1 | MC | 51 | 1
1PH81031JD130CA1 | SIMOTICS M COMPACT ASYNCHRONOUS MOTOR 1000RPM, 3,7KW, 35NM, 10A, 333V 1150RPM, 4,3KW, 36NM, 10A, 380V 1350RPM, 4,7KW,33NM, 9,7A, 423V FORCED VENTILATION; DIRECTION OF AIR FLOW NDE --> DE; DEGREE OF PROTECTION IP55 INCREMENT. ENCODER HTL 2048 S/R (ENCODER HTL2048S/R) with TEMPERAT. SENSOR KTY84-130 DESIGN IM B35 (IM V15, IM V35) PLAIN SHAFT WITHOUT FITTED KEY; BEARING: STANDARD WITH FIXED BEARING, VIBRATION SEVERITY GRADE: S/A, SHAFT AND FLANGE ACCURACY: R TERMINAL BOX (ABOVE) CABLE ENTRY ON THE RIGHT SIGNAL CONNECTION D-END | 4922 | TEM | 1 | MC | 51 | 1
1PH81031JD130CB1 | SIMOTICS M COMPACT ASYNCHRONOUS MOTOR 1000RPM, 3,7KW, 35NM, 10A, 333V 1150RPM, 4,3KW, 36NM, 10A, 380V 1350RPM, 4,7KW,33NM, 9,7A, 423V FORCED VENTILATION; DIRECTION OF AIR FLOW NDE --> DE; DEGREE OF PROTECTION IP55 INCREMENT. ENCODER HTL 2048 S/R (ENCODER HTL2048S/R) with TEMPERAT. SENSOR KTY84-130 DESIGN IM B35 (IM V15, IM V35) PLAIN SHAFT WITHOUT FITTED KEY; BEARING: STANDARD WITH FIXED BEARING, VIBRATION SEVERITY GRADE: S/A, SHAFT AND FLANGE ACCURACY: R TERMINAL BOX (ABOVE) CABLE ENTRY ON THE LEFT SIGNAL CONNECTION D-END | 4922 | TEM | 1 | MC | 51 | 1
1PH81031JD130CC1 | SIMOTICS M COMPACT ASYNCHRONOUS MOTOR 1000RPM, 3,7KW, 35NM, 10A, 333V 1150RPM, 4,3KW, 36NM, 10A, 380V 1350RPM, 4,7KW,33NM, 9,7A, 423V FORCED VENTILATION; DIRECTION OF AIR FLOW NDE --> DE; DEGREE OF PROTECTION IP55 INCREMENT. ENCODER HTL 2048 S/R (ENCODER HTL2048S/R) with TEMPERAT. SENSOR KTY84-130 DESIGN IM B35 (IM V15, IM V35) PLAIN SHAFT WITHOUT FITTED KEY; BEARING: STANDARD WITH FIXED BEARING, VIBRATION SEVERITY GRADE: S/A, SHAFT AND FLANGE ACCURACY: R TERMINAL BOX (ABOVE) CABLE ENTRY ON THE ND-END SIGNAL CONNECTION LEFT | 4922 | TEM | 1 | MC | 51 | 1
1PH81031JD132BA1 | SIMOTICS M COMPACT ASYNCHRONOUS MOTOR 1000RPM, 3,7KW, 35NM, 10A, 333V 1150RPM, 4,3KW, 36NM, 10A, 380V 1350RPM, 4,7KW,33NM, 9,7A, 423V FORCED VENTILATION; DIRECTION OF AIR FLOW NDE --> DE; DEGREE OF PROTECTION IP55 INCREMENT. ENCODER HTL 2048 S/R (ENCODER HTL2048S/R) with TEMPERAT. SENSOR KTY84-130 DESIGN IM B35 (IM V15, IM V35) SHAFT WITH FITTED KEY HALF-KEY BALANCING BEARING: STANDARD WITH FIXED BEARING, VIBRATION SEVERITY GRADE: R/A, SHAFT AND FLANGE ACCURACY: R TERMINAL BOX (ABOVE) CABLE ENTRY ON THE RIGHT SIGNAL CONNECTION D-END | 4727 | TEM | 1 | MC | 51 | 1
1PH81031JD132BB1 | SIMOTICS M COMPACT ASYNCHRONOUS MOTOR 1000RPM, 3,7KW, 35NM, 10A, 333V 1150RPM, 4,3KW, 36NM, 10A, 380V 1350RPM, 4,7KW,33NM, 9,7A, 423V FORCED VENTILATION; DIRECTION OF AIR FLOW NDE --> DE; DEGREE OF PROTECTION IP55 INCREMENT. ENCODER HTL 2048 S/R (ENCODER HTL2048S/R) with TEMPERAT. SENSOR KTY84-130 DESIGN IM B35 (IM V15, IM V35) SHAFT WITH FITTED KEY HALF-KEY BALANCING BEARING: STANDARD WITH FIXED BEARING, VIBRATION SEVERITY GRADE: R/A, SHAFT AND FLANGE ACCURACY: R TERMINAL BOX (ABOVE) CABLE ENTRY ON THE LEFT SIGNAL CONNECTION D-END | 4727 | TEM | 1 | MC | 51 | 1
1PH81031JD132BC1 | SIMOTICS M COMPACT ASYNCHRONOUS MOTOR 1000RPM, 3,7KW, 35NM, 10A, 333V 1150RPM, 4,3KW, 36NM, 10A, 380V 1350RPM, 4,7KW,33NM, 9,7A, 423V FORCED VENTILATION; DIRECTION OF AIR FLOW NDE --> DE; DEGREE OF PROTECTION IP55 INCREMENT. ENCODER HTL 2048 S/R (ENCODER HTL2048S/R) with TEMPERAT. SENSOR KTY84-130 DESIGN IM B35 (IM V15, IM V35) SHAFT WITH FITTED KEY HALF-KEY BALANCING BEARING: STANDARD WITH FIXED BEARING, VIBRATION SEVERITY GRADE: R/A, SHAFT AND FLANGE ACCURACY: R TERMINAL BOX (ABOVE) CABLE ENTRY ON THE ND-END SIGNAL CONNECTION LEFT | 4727 | TEM | 1 | MC | 51 | 1
1PH81031JD132CA1 | SIMOTICS M COMPACT ASYNCHRONOUS MOTOR 1000RPM, 3,7KW, 35NM, 10A, 333V 1150RPM, 4,3KW, 36NM, 10A, 380V 1350RPM, 4,7KW,33NM, 9,7A, 423V FORCED VENTILATION; DIRECTION OF AIR FLOW NDE --> DE; DEGREE OF PROTECTION IP55 INCREMENT. ENCODER HTL 2048 S/R (ENCODER HTL2048S/R) with TEMPERAT. SENSOR KTY84-130 DESIGN IM B35 (IM V15, IM V35) SHAFT WITH FITTED KEY HALF-KEY BALANCING BEARING: STANDARD WITH FIXED BEARING, VIBRATION SEVERITY GRADE: S/A, SHAFT AND FLANGE ACCURACY: R TERMINAL BOX (ABOVE) CABLE ENTRY ON THE RIGHT SIGNAL CONNECTION D-END | 4922 | TEM | 1 | MC | 51 | 1
1PH81031JD132CB1 | SIMOTICS M COMPACT ASYNCHRONOUS MOTOR 1000RPM, 3,7KW, 35NM, 10A, 333V 1150RPM, 4,3KW, 36NM, 10A, 380V 1350RPM, 4,7KW,33NM, 9,7A, 423V FORCED VENTILATION; DIRECTION OF AIR FLOW NDE --> DE; DEGREE OF PROTECTION IP55 INCREMENT. ENCODER HTL 2048 S/R (ENCODER HTL2048S/R) with TEMPERAT. SENSOR KTY84-130 DESIGN IM B35 (IM V15, IM V35) SHAFT WITH FITTED KEY HALF-KEY BALANCING BEARING: STANDARD WITH FIXED BEARING, VIBRATION SEVERITY GRADE: S/A, SHAFT AND FLANGE ACCURACY: R TERMINAL BOX (ABOVE) CABLE ENTRY ON THE LEFT SIGNAL CONNECTION D-END | 4922 | TEM | 1 | MC | 51 | 1
1PH81031JD132CC1 | SIMOTICS M COMPACT ASYNCHRONOUS MOTOR 1000RPM, 3,7KW, 35NM, 10A, 333V 1150RPM, 4,3KW, 36NM, 10A, 380V 1350RPM, 4,7KW,33NM, 9,7A, 423V FORCED VENTILATION; DIRECTION OF AIR FLOW NDE --> DE; DEGREE OF PROTECTION IP55 INCREMENT. ENCODER HTL 2048 S/R (ENCODER HTL2048S/R) with TEMPERAT. SENSOR KTY84-130 DESIGN IM B35 (IM V15, IM V35) SHAFT WITH FITTED KEY HALF-KEY BALANCING BEARING: STANDARD WITH FIXED BEARING, VIBRATION SEVERITY GRADE: S/A, SHAFT AND FLANGE ACCURACY: R TERMINAL BOX (ABOVE) CABLE ENTRY ON THE ND-END SIGNAL CONNECTION LEFT | 4922 | TEM | 1 | MC | 51 | 1
1PH81031JF000BA1 | SIMOTICS M COMPACT ASYNCHRONOUS MOTOR 1500RPM, 5,5KW,35NM, 13,1A,342V 1750RPM, 6,3KW,34NM, 13,5A,412V 2000RPM, 7,0KW,33NM, 12,7A,460V FORCED VENTILATION; DIRECTION OF AIR FLOW DE --> NDE; DEGREE OF PROTECTION IP55 INCREMENT. ENCODER HTL 2048 S/R (ENCODER HTL2048S/R) with TEMPERAT. SENSOR KTY84-130 DESIGN IM B3 (IM V5, IM V6) PLAIN SHAFT WITHOUT FITTED KEY; BEARING: STANDARD WITH FIXED BEARING, VIBRATION SEVERITY GRADE: R/A, SHAFT AND FLANGE ACCURACY: R TERMINAL BOX (ABOVE) CABLE ENTRY ON THE RIGHT SIGNAL CONNECTION D-END | 4293 | TEM | 1 | MC | 51 | 1
1PH81031JF001BA1 | SIMOTICS M COMPACT ASYNCHRONOUS MOTOR 1500RPM, 5,5KW,35NM, 13,1A,342V 1750RPM, 6,3KW,34NM, 13,5A,412V 2000RPM, 7,0KW,33NM, 12,7A,460V FORCED VENTILATION; DIRECTION OF AIR FLOW DE --> NDE; DEGREE OF PROTECTION IP55 INCREMENT. ENCODER HTL 2048 S/R (ENCODER HTL2048S/R) with TEMPERAT. SENSOR KTY84-130 DESIGN IM B3 (IM V5, IM V6) SHAFT WITH FITTED KEY FULL-KEY BALANCING BEARING: STANDARD WITH FIXED BEARING, VIBRATION SEVERITY GRADE: R/A, SHAFT AND FLANGE ACCURACY: R TERMINAL BOX (ABOVE) CABLE ENTRY ON THE RIGHT SIGNAL CONNECTION D-END | 4293 | TEM | 1 | MC | 51 | 1
1PH81031JF002BA1 | SIMOTICS M COMPACT ASYNCHRONOUS MOTOR 1500RPM, 5,5KW,35NM, 13,1A,342V 1750RPM, 6,3KW,34NM, 13,5A,412V 2000RPM, 7,0KW,33NM, 12,7A,460V FORCED VENTILATION; DIRECTION OF AIR FLOW DE --> NDE; DEGREE OF PROTECTION IP55 INCREMENT. ENCODER HTL 2048 S/R (ENCODER HTL2048S/R) with TEMPERAT. SENSOR KTY84-130 DESIGN IM B3 (IM V5, IM V6) SHAFT WITH FITTED KEY HALF-KEY BALANCING BEARING: STANDARD WITH FIXED BEARING, VIBRATION SEVERITY GRADE: R/A, SHAFT AND FLANGE ACCURACY: R TERMINAL BOX (ABOVE) CABLE ENTRY ON THE RIGHT SIGNAL CONNECTION D-END | 4293 | TEM | 1 | MC | 51 | 1
1PH81031JF002GB1 | SIMOTICS M COMPACT ASYNCHRONOUS MOTOR 1500RPM, 5,5KW,35NM, 13,1A,342V 1750RPM, 6,3KW,34NM, 13,5A,412V 2000RPM, 7,0KW,33NM, 12,7A,460V FORCED VENTILATION; DIRECTION OF AIR FLOW DE --> NDE; DEGREE OF PROTECTION IP55 INCREMENT. ENCODER HTL 2048 S/R (ENCODER HTL2048S/R) with TEMPERAT. SENSOR KTY84-130 DESIGN IM B3 (IM V5, IM V6) SHAFT WITH FITTED KEY HALF-KEY BALANCING BEARING: STANDARD, VIBRATION SEVERITY GRADE: R/A, SHAFT AND FLANGE ACCURACY: R TERMINAL BOX (ABOVE) CABLE ENTRY ON THE LEFT SIGNAL CONNECTION D-END | 4008 | TEM | 1 | MC | 51 | 1
1PH81031JF020CC1 | SIMOTICS M COMPACT ASYNCHRONOUS MOTOR 1500RPM, 5,5KW,35NM, 13,1A,342V 1750RPM, 6,3KW,34NM, 13,5A,412V 2000RPM, 7,0KW,33NM, 12,7A,460V FORCED VENTILATION; DIRECTION OF AIR FLOW DE --> NDE; DEGREE OF PROTECTION IP55 INCREMENT. ENCODER HTL 2048 S/R (ENCODER HTL2048S/R) with TEMPERAT. SENSOR KTY84-130 DESIGN IM B5 (IMV 1,IM V3) PLAIN SHAFT WITHOUT FITTED KEY; BEARING: STANDARD WITH FIXED BEARING, VIBRATION SEVERITY GRADE: S/A, SHAFT AND FLANGE ACCURACY: R TERMINAL BOX (ABOVE) CABLE ENTRY ON THE ND-END SIGNAL CONNECTION LEFT | 4683 | TEM | 1 | MC | 51 | 1
1PH81031JF021BA1 | SIMOTICS M COMPACT ASYNCHRONOUS MOTOR 1500RPM, 5,5KW,35NM, 13,1A,342V 1750RPM, 6,3KW,34NM, 13,5A,412V 2000RPM, 7,0KW,33NM, 12,7A,460V FORCED VENTILATION; DIRECTION OF AIR FLOW DE --> NDE; DEGREE OF PROTECTION IP55 INCREMENT. ENCODER HTL 2048 S/R (ENCODER HTL2048S/R) with TEMPERAT. SENSOR KTY84-130 DESIGN IM B5 (IMV 1,IM V3) SHAFT WITH FITTED KEY FULL-KEY BALANCING BEARING: STANDARD WITH FIXED BEARING, VIBRATION SEVERITY GRADE: R/A, SHAFT AND FLANGE ACCURACY: R TERMINAL BOX (ABOVE) CABLE ENTRY ON THE RIGHT SIGNAL CONNECTION D-END | 4488 | TEM | 1 | MC | 51 | 1
1PH81031JF021BC1 | SIMOTICS M COMPACT ASYNCHRONOUS MOTOR 1500RPM, 5,5KW,35NM, 13,1A,342V 1750RPM, 6,3KW,34NM, 13,5A,412V 2000RPM, 7,0KW,33NM, 12,7A,460V FORCED VENTILATION; DIRECTION OF AIR FLOW DE --> NDE; DEGREE OF PROTECTION IP55 INCREMENT. ENCODER HTL 2048 S/R (ENCODER HTL2048S/R) with TEMPERAT. SENSOR KTY84-130 DESIGN IM B5 (IMV 1,IM V3) SHAFT WITH FITTED KEY FULL-KEY BALANCING BEARING: STANDARD WITH FIXED BEARING, VIBRATION SEVERITY GRADE: R/A, SHAFT AND FLANGE ACCURACY: R TERMINAL BOX (ABOVE) CABLE ENTRY ON THE ND-END SIGNAL CONNECTION LEFT | 4488 | TEM | 1 | MC | 51 | 1
1PH81031JF022BA1 | SIMOTICS M COMPACT ASYNCHRONOUS MOTOR 1500RPM, 5,5KW,35NM, 13,1A,342V 1750RPM, 6,3KW,34NM, 13,5A,412V 2000RPM, 7,0KW,33NM, 12,7A,460V FORCED VENTILATION; DIRECTION OF AIR FLOW DE --> NDE; DEGREE OF PROTECTION IP55 INCREMENT. ENCODER HTL 2048 S/R (ENCODER HTL2048S/R) with TEMPERAT. SENSOR KTY84-130 DESIGN IM B5 (IMV 1,IM V3) SHAFT WITH FITTED KEY HALF-KEY BALANCING BEARING: STANDARD WITH FIXED BEARING, VIBRATION SEVERITY GRADE: R/A, SHAFT AND FLANGE ACCURACY: R TERMINAL BOX (ABOVE) CABLE ENTRY ON THE RIGHT SIGNAL CONNECTION D-END | 4488 | TEM | 1 | MC | 51 | 1
1PH81031JF031BA1 | SIMOTICS M COMPACT ASYNCHRONOUS MOTOR 1500RPM, 5,5KW,35NM, 13,1A,342V 1750RPM, 6,3KW,34NM, 13,5A,412V 2000RPM, 7,0KW,33NM, 12,7A,460V FORCED VENTILATION; DIRECTION OF AIR FLOW DE --> NDE; DEGREE OF PROTECTION IP55 INCREMENT. ENCODER HTL 2048 S/R (ENCODER HTL2048S/R) with TEMPERAT. SENSOR KTY84-130 DESIGN IM B35 (IM V15, IM V35) SHAFT WITH FITTED KEY FULL-KEY BALANCING BEARING: STANDARD WITH FIXED BEARING, VIBRATION SEVERITY GRADE: R/A, SHAFT AND FLANGE ACCURACY: R TERMINAL BOX (ABOVE) CABLE ENTRY ON THE RIGHT SIGNAL CONNECTION D-END | 4727 | TEM | 1 | MC | 51 | 1
1PH81031JF032BA1 | SIMOTICS M COMPACT ASYNCHRONOUS MOTOR 1500RPM, 5,5KW,35NM, 13,1A,342V 1750RPM, 6,3KW,34NM, 13,5A,412V 2000RPM, 7,0KW,33NM, 12,7A,460V FORCED VENTILATION; DIRECTION OF AIR FLOW DE --> NDE; DEGREE OF PROTECTION IP55 INCREMENT. ENCODER HTL 2048 S/R (ENCODER HTL2048S/R) with TEMPERAT. SENSOR KTY84-130 DESIGN IM B35 (IM V15, IM V35) SHAFT WITH FITTED KEY HALF-KEY BALANCING BEARING: STANDARD WITH FIXED BEARING, VIBRATION SEVERITY GRADE: R/A, SHAFT AND FLANGE ACCURACY: R TERMINAL BOX (ABOVE) CABLE ENTRY ON THE RIGHT SIGNAL CONNECTION D-END | 4727 | TEM | 1 | MC | 51 | 1
1PH81031JF100BA1 | SIMOTICS M COMPACT ASYNCHRONOUS MOTOR 1500RPM, 5,5KW,35NM,13,1A, 368V 1750RPM, 6,3KW,34NM,13,5A, 412V 2000RPM, 7KW, 33NM, 12,7A, 460V FORCED VENTILATION; DIRECTION OF AIR FLOW NDE --> DE; DEGREE OF PROTECTION IP55 INCREMENT. ENCODER HTL 2048 S/R (ENCODER HTL2048S/R) with TEMPERAT. SENSOR KTY84-130 DESIGN IM B3 (IM V5, IM V6) PLAIN SHAFT WITHOUT FITTED KEY; BEARING: STANDARD WITH FIXED BEARING, VIBRATION SEVERITY GRADE: R/A, SHAFT AND FLANGE ACCURACY: R TERMINAL BOX (ABOVE) CABLE ENTRY ON THE RIGHT SIGNAL CONNECTION D-END | 4293 | TEM | 1 | MC | 51 | 1
1PH81031JF100BB1 | SIMOTICS M COMPACT ASYNCHRONOUS MOTOR 1500RPM, 5,5KW,35NM,13,1A, 368V 1750RPM, 6,3KW,34NM,13,5A, 412V 2000RPM, 7KW, 33NM, 12,7A, 460V FORCED VENTILATION; DIRECTION OF AIR FLOW NDE --> DE; DEGREE OF PROTECTION IP55 INCREMENT. ENCODER HTL 2048 S/R (ENCODER HTL2048S/R) with TEMPERAT. SENSOR KTY84-130 DESIGN IM B3 (IM V5, IM V6) PLAIN SHAFT WITHOUT FITTED KEY; BEARING: STANDARD WITH FIXED BEARING, VIBRATION SEVERITY GRADE: R/A, SHAFT AND FLANGE ACCURACY: R TERMINAL BOX (ABOVE) CABLE ENTRY ON THE LEFT SIGNAL CONNECTION D-END | 4293 | TEM | 1 | MC | 51 | 1
1PH81031JF100BC1 | SIMOTICS M COMPACT ASYNCHRONOUS MOTOR 1500RPM, 5,5KW,35NM,13,1A, 368V 1750RPM, 6,3KW,34NM,13,5A, 412V 2000RPM, 7KW, 33NM, 12,7A, 460V FORCED VENTILATION; DIRECTION OF AIR FLOW NDE --> DE; DEGREE OF PROTECTION IP55 INCREMENT. ENCODER HTL 2048 S/R (ENCODER HTL2048S/R) with TEMPERAT. SENSOR KTY84-130 DESIGN IM B3 (IM V5, IM V6) PLAIN SHAFT WITHOUT FITTED KEY; BEARING: STANDARD WITH FIXED BEARING, VIBRATION SEVERITY GRADE: R/A, SHAFT AND FLANGE ACCURACY: R TERMINAL BOX (ABOVE) CABLE ENTRY ON THE ND-END SIGNAL CONNECTION LEFT | 4293 | TEM | 1 | MC | 51 | 1
1PH81031JF100CA1 | SIMOTICS M COMPACT ASYNCHRONOUS MOTOR 1500RPM, 5,5KW,35NM,13,1A, 368V 1750RPM, 6,3KW,34NM,13,5A, 412V 2000RPM, 7KW, 33NM, 12,7A, 460V FORCED VENTILATION; DIRECTION OF AIR FLOW NDE --> DE; DEGREE OF PROTECTION IP55 INCREMENT. ENCODER HTL 2048 S/R (ENCODER HTL2048S/R) with TEMPERAT. SENSOR KTY84-130 DESIGN IM B3 (IM V5, IM V6) PLAIN SHAFT WITHOUT FITTED KEY; BEARING: STANDARD WITH FIXED BEARING, VIBRATION SEVERITY GRADE: S/A, SHAFT AND FLANGE ACCURACY: R TERMINAL BOX (ABOVE) CABLE ENTRY ON THE RIGHT SIGNAL CONNECTION D-END | 4488 | TEM | 1 | MC | 51 | 1
1PH81031JF100CB1 | SIMOTICS M COMPACT ASYNCHRONOUS MOTOR 1500RPM, 5,5KW,35NM,13,1A, 368V 1750RPM, 6,3KW,34NM,13,5A, 412V 2000RPM, 7KW, 33NM, 12,7A, 460V FORCED VENTILATION; DIRECTION OF AIR FLOW NDE --> DE; DEGREE OF PROTECTION IP55 INCREMENT. ENCODER HTL 2048 S/R (ENCODER HTL2048S/R) with TEMPERAT. SENSOR KTY84-130 DESIGN IM B3 (IM V5, IM V6) PLAIN SHAFT WITHOUT FITTED KEY; BEARING: STANDARD WITH FIXED BEARING, VIBRATION SEVERITY GRADE: S/A, SHAFT AND FLANGE ACCURACY: R TERMINAL BOX (ABOVE) CABLE ENTRY ON THE LEFT SIGNAL CONNECTION D-END | 4488 | TEM | 1 | MC | 51 | 1
1PH81031JF100CC1 | SIMOTICS M COMPACT ASYNCHRONOUS MOTOR 1500RPM, 5,5KW,35NM,13,1A, 368V 1750RPM, 6,3KW,34NM,13,5A, 412V 2000RPM, 7KW, 33NM, 12,7A, 460V FORCED VENTILATION; DIRECTION OF AIR FLOW NDE --> DE; DEGREE OF PROTECTION IP55 INCREMENT. ENCODER HTL 2048 S/R (ENCODER HTL2048S/R) with TEMPERAT. SENSOR KTY84-130 DESIGN IM B3 (IM V5, IM V6) PLAIN SHAFT WITHOUT FITTED KEY; BEARING: STANDARD WITH FIXED BEARING, VIBRATION SEVERITY GRADE: S/A, SHAFT AND FLANGE ACCURACY: R TERMINAL BOX (ABOVE) CABLE ENTRY ON THE ND-END SIGNAL CONNECTION LEFT | 4488 | TEM | 1 | MC | 51 | 1
1PH81031JF102BA1 | SIMOTICS M COMPACT ASYNCHRONOUS MOTOR 1500RPM, 5,5KW,35NM,13,1A, 368V 1750RPM, 6,3KW,34NM,13,5A, 412V 2000RPM, 7KW, 33NM, 12,7A, 460V FORCED VENTILATION; DIRECTION OF AIR FLOW NDE --> DE; DEGREE OF PROTECTION IP55 INCREMENT. ENCODER HTL 2048 S/R (ENCODER HTL2048S/R) with TEMPERAT. SENSOR KTY84-130 DESIGN IM B3 (IM V5, IM V6) SHAFT WITH FITTED KEY HALF-KEY BALANCING BEARING: STANDARD WITH FIXED BEARING, VIBRATION SEVERITY GRADE: R/A, SHAFT AND FLANGE ACCURACY: R TERMINAL BOX (ABOVE) CABLE ENTRY ON THE RIGHT SIGNAL CONNECTION D-END | 4293 | TEM | 1 | MC | 51 | 1
1PH81031JF102BB1 | SIMOTICS M COMPACT ASYNCHRONOUS MOTOR 1500RPM, 5,5KW,35NM,13,1A, 368V 1750RPM, 6,3KW,34NM,13,5A, 412V 2000RPM, 7KW, 33NM, 12,7A, 460V FORCED VENTILATION; DIRECTION OF AIR FLOW NDE --> DE; DEGREE OF PROTECTION IP55 INCREMENT. ENCODER HTL 2048 S/R (ENCODER HTL2048S/R) with TEMPERAT. SENSOR KTY84-130 DESIGN IM B3 (IM V5, IM V6) SHAFT WITH FITTED KEY HALF-KEY BALANCING BEARING: STANDARD WITH FIXED BEARING, VIBRATION SEVERITY GRADE: R/A, SHAFT AND FLANGE ACCURACY: R TERMINAL BOX (ABOVE) CABLE ENTRY ON THE LEFT SIGNAL CONNECTION D-END | 4293 | TEM | 1 | MC | 51 | 1
1PH81031JF102BC1 | SIMOTICS M COMPACT ASYNCHRONOUS MOTOR 1500RPM, 5,5KW,35NM,13,1A, 368V 1750RPM, 6,3KW,34NM,13,5A, 412V 2000RPM, 7KW, 33NM, 12,7A, 460V FORCED VENTILATION; DIRECTION OF AIR FLOW NDE --> DE; DEGREE OF PROTECTION IP55 INCREMENT. ENCODER HTL 2048 S/R (ENCODER HTL2048S/R) with TEMPERAT. SENSOR KTY84-130 DESIGN IM B3 (IM V5, IM V6) SHAFT WITH FITTED KEY HALF-KEY BALANCING BEARING: STANDARD WITH FIXED BEARING, VIBRATION SEVERITY GRADE: R/A, SHAFT AND FLANGE ACCURACY: R TERMINAL BOX (ABOVE) CABLE ENTRY ON THE ND-END SIGNAL CONNECTION LEFT | 4293 | TEM | 1 | MC | 51 | 1
1PH81031JF102CA1 | SIMOTICS M COMPACT ASYNCHRONOUS MOTOR 1500RPM, 5,5KW,35NM,13,1A, 368V 1750RPM, 6,3KW,34NM,13,5A, 412V 2000RPM, 7KW, 33NM, 12,7A, 460V FORCED VENTILATION; DIRECTION OF AIR FLOW NDE --> DE; DEGREE OF PROTECTION IP55 INCREMENT. ENCODER HTL 2048 S/R (ENCODER HTL2048S/R) with TEMPERAT. SENSOR KTY84-130 DESIGN IM B3 (IM V5, IM V6) SHAFT WITH FITTED KEY HALF-KEY BALANCING BEARING: STANDARD WITH FIXED BEARING, VIBRATION SEVERITY GRADE: S/A, SHAFT AND FLANGE ACCURACY: R TERMINAL BOX (ABOVE) CABLE ENTRY ON THE RIGHT SIGNAL CONNECTION D-END | 4488 | TEM | 1 | MC | 51 | 1
1PH81031JF102CB1 | SIMOTICS M COMPACT ASYNCHRONOUS MOTOR 1500RPM, 5,5KW,35NM,13,1A, 368V 1750RPM, 6,3KW,34NM,13,5A, 412V 2000RPM, 7KW, 33NM, 12,7A, 460V FORCED VENTILATION; DIRECTION OF AIR FLOW NDE --> DE; DEGREE OF PROTECTION IP55 INCREMENT. ENCODER HTL 2048 S/R (ENCODER HTL2048S/R) with TEMPERAT. SENSOR KTY84-130 DESIGN IM B3 (IM V5, IM V6) SHAFT WITH FITTED KEY HALF-KEY BALANCING BEARING: STANDARD WITH FIXED BEARING, VIBRATION SEVERITY GRADE: S/A, SHAFT AND FLANGE ACCURACY: R TERMINAL BOX (ABOVE) CABLE ENTRY ON THE LEFT SIGNAL CONNECTION D-END | 4488 | TEM | 1 | MC | 51 | 1
1PH81031JF102CC1 | SIMOTICS M COMPACT ASYNCHRONOUS MOTOR 1500RPM, 5,5KW,35NM,13,1A, 368V 1750RPM, 6,3KW,34NM,13,5A, 412V 2000RPM, 7KW, 33NM, 12,7A, 460V FORCED VENTILATION; DIRECTION OF AIR FLOW NDE --> DE; DEGREE OF PROTECTION IP55 INCREMENT. ENCODER HTL 2048 S/R (ENCODER HTL2048S/R) with TEMPERAT. SENSOR KTY84-130 DESIGN IM B3 (IM V5, IM V6) SHAFT WITH FITTED KEY HALF-KEY BALANCING BEARING: STANDARD WITH FIXED BEARING, VIBRATION SEVERITY GRADE: S/A, SHAFT AND FLANGE ACCURACY: R TERMINAL BOX (ABOVE) CABLE ENTRY ON THE ND-END SIGNAL CONNECTION LEFT | 4488 | TEM | 1 | MC | 51 | 1
1PH81031JF120BA1 | SIMOTICS M COMPACT ASYNCHRONOUS MOTOR 1500RPM, 5,5KW,35NM,13,1A, 368V 1750RPM, 6,3KW,34NM,13,5A, 412V 2000RPM, 7KW, 33NM, 12,7A, 460V FORCED VENTILATION; DIRECTION OF AIR FLOW NDE --> DE; DEGREE OF PROTECTION IP55 INCREMENT. ENCODER HTL 2048 S/R (ENCODER HTL2048S/R) with TEMPERAT. SENSOR KTY84-130 DESIGN IM B5 (IMV 1,IM V3) PLAIN SHAFT WITHOUT FITTED KEY; BEARING: STANDARD WITH FIXED BEARING, VIBRATION SEVERITY GRADE: R/A, SHAFT AND FLANGE ACCURACY: R TERMINAL BOX (ABOVE) CABLE ENTRY ON THE RIGHT SIGNAL CONNECTION D-END | 4488 | TEM | 1 | MC | 51 | 1
1PH81031JF120BB1 | SIMOTICS M COMPACT ASYNCHRONOUS MOTOR 1500RPM, 5,5KW,35NM,13,1A, 368V 1750RPM, 6,3KW,34NM,13,5A, 412V 2000RPM, 7KW, 33NM, 12,7A, 460V FORCED VENTILATION; DIRECTION OF AIR FLOW NDE --> DE; DEGREE OF PROTECTION IP55 INCREMENT. ENCODER HTL 2048 S/R (ENCODER HTL2048S/R) with TEMPERAT. SENSOR KTY84-130 DESIGN IM B5 (IMV 1,IM V3) PLAIN SHAFT WITHOUT FITTED KEY; BEARING: STANDARD WITH FIXED BEARING, VIBRATION SEVERITY GRADE: R/A, SHAFT AND FLANGE ACCURACY: R TERMINAL BOX (ABOVE) CABLE ENTRY ON THE LEFT SIGNAL CONNECTION D-END | 4488 | TEM | 1 | MC | 51 | 1
1PH81031JF120BC1 | SIMOTICS M COMPACT ASYNCHRONOUS MOTOR 1500RPM, 5,5KW,35NM,13,1A, 368V 1750RPM, 6,3KW,34NM,13,5A, 412V 2000RPM, 7KW, 33NM, 12,7A, 460V FORCED VENTILATION; DIRECTION OF AIR FLOW NDE --> DE; DEGREE OF PROTECTION IP55 INCREMENT. ENCODER HTL 2048 S/R (ENCODER HTL2048S/R) with TEMPERAT. SENSOR KTY84-130 DESIGN IM B5 (IMV 1,IM V3) PLAIN SHAFT WITHOUT FITTED KEY; BEARING: STANDARD WITH FIXED BEARING, VIBRATION SEVERITY GRADE: R/A, SHAFT AND FLANGE ACCURACY: R TERMINAL BOX (ABOVE) CABLE ENTRY ON THE ND-END SIGNAL CONNECTION LEFT | 4488 | TEM | 1 | MC | 51 | 1
1PH81031JF120CA1 | SIMOTICS M COMPACT ASYNCHRONOUS MOTOR 1500RPM, 5,5KW,35NM,13,1A, 368V 1750RPM, 6,3KW,34NM,13,5A, 412V 2000RPM, 7KW, 33NM, 12,7A, 460V FORCED VENTILATION; DIRECTION OF AIR FLOW NDE --> DE; DEGREE OF PROTECTION IP55 INCREMENT. ENCODER HTL 2048 S/R (ENCODER HTL2048S/R) with TEMPERAT. SENSOR KTY84-130 DESIGN IM B5 (IMV 1,IM V3) PLAIN SHAFT WITHOUT FITTED KEY; BEARING: STANDARD WITH FIXED BEARING, VIBRATION SEVERITY GRADE: S/A, SHAFT AND FLANGE ACCURACY: R TERMINAL BOX (ABOVE) CABLE ENTRY ON THE RIGHT SIGNAL CONNECTION D-END | 4683 | TEM | 1 | MC | 51 | 1
1PH81031JF120CB1 | SIMOTICS M COMPACT ASYNCHRONOUS MOTOR 1500RPM, 5,5KW,35NM,13,1A, 368V 1750RPM, 6,3KW,34NM,13,5A, 412V 2000RPM, 7KW, 33NM, 12,7A, 460V FORCED VENTILATION; DIRECTION OF AIR FLOW NDE --> DE; DEGREE OF PROTECTION IP55 INCREMENT. ENCODER HTL 2048 S/R (ENCODER HTL2048S/R) with TEMPERAT. SENSOR KTY84-130 DESIGN IM B5 (IMV 1,IM V3) PLAIN SHAFT WITHOUT FITTED KEY; BEARING: STANDARD WITH FIXED BEARING, VIBRATION SEVERITY GRADE: S/A, SHAFT AND FLANGE ACCURACY: R TERMINAL BOX (ABOVE) CABLE ENTRY ON THE LEFT SIGNAL CONNECTION D-END | 4683 | TEM | 1 | MC | 51 | 1
1PH81031JF120CC1 | SIMOTICS M COMPACT ASYNCHRONOUS MOTOR 1500RPM, 5,5KW,35NM,13,1A, 368V 1750RPM, 6,3KW,34NM,13,5A, 412V 2000RPM, 7KW, 33NM, 12,7A, 460V FORCED VENTILATION; DIRECTION OF AIR FLOW NDE --> DE; DEGREE OF PROTECTION IP55 INCREMENT. ENCODER HTL 2048 S/R (ENCODER HTL2048S/R) with TEMPERAT. SENSOR KTY84-130 DESIGN IM B5 (IMV 1,IM V3) PLAIN SHAFT WITHOUT FITTED KEY; BEARING: STANDARD WITH FIXED BEARING, VIBRATION SEVERITY GRADE: S/A, SHAFT AND FLANGE ACCURACY: R TERMINAL BOX (ABOVE) CABLE ENTRY ON THE ND-END SIGNAL CONNECTION LEFT | 4683 | TEM | 1 | MC | 51 | 1
1PH81031JF122BA1 | SIMOTICS M COMPACT ASYNCHRONOUS MOTOR 1500RPM, 5,5KW,35NM,13,1A, 368V 1750RPM, 6,3KW,34NM,13,5A, 412V 2000RPM, 7KW, 33NM, 12,7A, 460V FORCED VENTILATION; DIRECTION OF AIR FLOW NDE --> DE; DEGREE OF PROTECTION IP55 INCREMENT. ENCODER HTL 2048 S/R (ENCODER HTL2048S/R) with TEMPERAT. SENSOR KTY84-130 DESIGN IM B5 (IMV 1,IM V3) SHAFT WITH FITTED KEY HALF-KEY BALANCING BEARING: STANDARD WITH FIXED BEARING, VIBRATION SEVERITY GRADE: R/A, SHAFT AND FLANGE ACCURACY: R TERMINAL BOX (ABOVE) CABLE ENTRY ON THE RIGHT SIGNAL CONNECTION D-END | 4488 | TEM | 1 | MC | 51 | 1
1PH81031JF122BB1 | SIMOTICS M COMPACT ASYNCHRONOUS MOTOR 1500RPM, 5,5KW,35NM,13,1A, 368V 1750RPM, 6,3KW,34NM,13,5A, 412V 2000RPM, 7KW, 33NM, 12,7A, 460V FORCED VENTILATION; DIRECTION OF AIR FLOW NDE --> DE; DEGREE OF PROTECTION IP55 INCREMENT. ENCODER HTL 2048 S/R (ENCODER HTL2048S/R) with TEMPERAT. SENSOR KTY84-130 DESIGN IM B5 (IMV 1,IM V3) SHAFT WITH FITTED KEY HALF-KEY BALANCING BEARING: STANDARD WITH FIXED BEARING, VIBRATION SEVERITY GRADE: R/A, SHAFT AND FLANGE ACCURACY: R TERMINAL BOX (ABOVE) CABLE ENTRY ON THE LEFT SIGNAL CONNECTION D-END | 4488 | TEM | 1 | MC | 51 | 1
1PH81031JF122BC1 | SIMOTICS M COMPACT ASYNCHRONOUS MOTOR 1500RPM, 5,5KW,35NM,13,1A, 368V 1750RPM, 6,3KW,34NM,13,5A, 412V 2000RPM, 7KW, 33NM, 12,7A, 460V FORCED VENTILATION; DIRECTION OF AIR FLOW NDE --> DE; DEGREE OF PROTECTION IP55 INCREMENT. ENCODER HTL 2048 S/R (ENCODER HTL2048S/R) with TEMPERAT. SENSOR KTY84-130 DESIGN IM B5 (IMV 1,IM V3) SHAFT WITH FITTED KEY HALF-KEY BALANCING BEARING: STANDARD WITH FIXED BEARING, VIBRATION SEVERITY GRADE: R/A, SHAFT AND FLANGE ACCURACY: R TERMINAL BOX (ABOVE) CABLE ENTRY ON THE ND-END SIGNAL CONNECTION LEFT | 4488 | TEM | 1 | MC | 51 | 1
1PH81031JF122CA1 | SIMOTICS M COMPACT ASYNCHRONOUS MOTOR 1500RPM, 5,5KW,35NM,13,1A, 368V 1750RPM, 6,3KW,34NM,13,5A, 412V 2000RPM, 7KW, 33NM, 12,7A, 460V FORCED VENTILATION; DIRECTION OF AIR FLOW NDE --> DE; DEGREE OF PROTECTION IP55 INCREMENT. ENCODER HTL 2048 S/R (ENCODER HTL2048S/R) with TEMPERAT. SENSOR KTY84-130 DESIGN IM B5 (IMV 1,IM V3) SHAFT WITH FITTED KEY HALF-KEY BALANCING BEARING: STANDARD WITH FIXED BEARING, VIBRATION SEVERITY GRADE: S/A, SHAFT AND FLANGE ACCURACY: R TERMINAL BOX (ABOVE) CABLE ENTRY ON THE RIGHT SIGNAL CONNECTION D-END | 4683 | TEM | 1 | MC | 51 | 1
1PH81031JF122CB1 | SIMOTICS M COMPACT ASYNCHRONOUS MOTOR 1500RPM, 5,5KW,35NM,13,1A, 368V 1750RPM, 6,3KW,34NM,13,5A, 412V 2000RPM, 7KW, 33NM, 12,7A, 460V FORCED VENTILATION; DIRECTION OF AIR FLOW NDE --> DE; DEGREE OF PROTECTION IP55 INCREMENT. ENCODER HTL 2048 S/R (ENCODER HTL2048S/R) with TEMPERAT. SENSOR KTY84-130 DESIGN IM B5 (IMV 1,IM V3) SHAFT WITH FITTED KEY HALF-KEY BALANCING BEARING: STANDARD WITH FIXED BEARING, VIBRATION SEVERITY GRADE: S/A, SHAFT AND FLANGE ACCURACY: R TERMINAL BOX (ABOVE) CABLE ENTRY ON THE LEFT SIGNAL CONNECTION D-END | 4683 | TEM | 1 | MC | 51 | 1
1PH81031JF122CC1 | SIMOTICS M COMPACT ASYNCHRONOUS MOTOR 1500RPM, 5,5KW,35NM,13,1A, 368V 1750RPM, 6,3KW,34NM,13,5A, 412V 2000RPM, 7KW, 33NM, 12,7A, 460V FORCED VENTILATION; DIRECTION OF AIR FLOW NDE --> DE; DEGREE OF PROTECTION IP55 INCREMENT. ENCODER HTL 2048 S/R (ENCODER HTL2048S/R) with TEMPERAT. SENSOR KTY84-130 DESIGN IM B5 (IMV 1,IM V3) SHAFT WITH FITTED KEY HALF-KEY BALANCING BEARING: STANDARD WITH FIXED BEARING, VIBRATION SEVERITY GRADE: S/A, SHAFT AND FLANGE ACCURACY: R TERMINAL BOX (ABOVE) CABLE ENTRY ON THE ND-END SIGNAL CONNECTION LEFT | 4683 | TEM | 1 | MC | 51 | 1
1PH81031JF130BA1 | SIMOTICS M COMPACT ASYNCHRONOUS MOTOR 1500RPM, 5,5KW,35NM,13,1A, 368V 1750RPM, 6,3KW,34NM,13,5A, 412V 2000RPM, 7KW, 33NM, 12,7A, 460V FORCED VENTILATION; DIRECTION OF AIR FLOW NDE --> DE; DEGREE OF PROTECTION IP55 INCREMENT. ENCODER HTL 2048 S/R (ENCODER HTL2048S/R) with TEMPERAT. SENSOR KTY84-130 DESIGN IM B35 (IM V15, IM V35) PLAIN SHAFT WITHOUT FITTED KEY; BEARING: STANDARD WITH FIXED BEARING, VIBRATION SEVERITY GRADE: R/A, SHAFT AND FLANGE ACCURACY: R TERMINAL BOX (ABOVE) CABLE ENTRY ON THE RIGHT SIGNAL CONNECTION D-END | 4727 | TEM | 1 | MC | 51 | 1
1PH81031JF130BB1 | SIMOTICS M COMPACT ASYNCHRONOUS MOTOR 1500RPM, 5,5KW,35NM,13,1A, 368V 1750RPM, 6,3KW,34NM,13,5A, 412V 2000RPM, 7KW, 33NM, 12,7A, 460V FORCED VENTILATION; DIRECTION OF AIR FLOW NDE --> DE; DEGREE OF PROTECTION IP55 INCREMENT. ENCODER HTL 2048 S/R (ENCODER HTL2048S/R) with TEMPERAT. SENSOR KTY84-130 DESIGN IM B35 (IM V15, IM V35) PLAIN SHAFT WITHOUT FITTED KEY; BEARING: STANDARD WITH FIXED BEARING, VIBRATION SEVERITY GRADE: R/A, SHAFT AND FLANGE ACCURACY: R TERMINAL BOX (ABOVE) CABLE ENTRY ON THE LEFT SIGNAL CONNECTION D-END | 4727 | TEM | 1 | MC | 51 | 1
1PH81031JF130BC1 | SIMOTICS M COMPACT ASYNCHRONOUS MOTOR 1500RPM, 5,5KW,35NM,13,1A, 368V 1750RPM, 6,3KW,34NM,13,5A, 412V 2000RPM, 7KW, 33NM, 12,7A, 460V FORCED VENTILATION; DIRECTION OF AIR FLOW NDE --> DE; DEGREE OF PROTECTION IP55 INCREMENT. ENCODER HTL 2048 S/R (ENCODER HTL2048S/R) with TEMPERAT. SENSOR KTY84-130 DESIGN IM B35 (IM V15, IM V35) PLAIN SHAFT WITHOUT FITTED KEY; BEARING: STANDARD WITH FIXED BEARING, VIBRATION SEVERITY GRADE: R/A, SHAFT AND FLANGE ACCURACY: R TERMINAL BOX (ABOVE) CABLE ENTRY ON THE ND-END SIGNAL CONNECTION LEFT | 4727 | TEM | 1 | MC | 51 | 1
1PH81031JF130CA1 | SIMOTICS M COMPACT ASYNCHRONOUS MOTOR 1500RPM, 5,5KW,35NM,13,1A, 368V 1750RPM, 6,3KW,34NM,13,5A, 412V 2000RPM, 7KW, 33NM, 12,7A, 460V FORCED VENTILATION; DIRECTION OF AIR FLOW NDE --> DE; DEGREE OF PROTECTION IP55 INCREMENT. ENCODER HTL 2048 S/R (ENCODER HTL2048S/R) with TEMPERAT. SENSOR KTY84-130 DESIGN IM B35 (IM V15, IM V35) PLAIN SHAFT WITHOUT FITTED KEY; BEARING: STANDARD WITH FIXED BEARING, VIBRATION SEVERITY GRADE: S/A, SHAFT AND FLANGE ACCURACY: R TERMINAL BOX (ABOVE) CABLE ENTRY ON THE RIGHT SIGNAL CONNECTION D-END | 4922 | TEM | 1 | MC | 51 | 1
1PH81031JF130CB1 | SIMOTICS M COMPACT ASYNCHRONOUS MOTOR 1500RPM, 5,5KW,35NM,13,1A, 368V 1750RPM, 6,3KW,34NM,13,5A, 412V 2000RPM, 7KW, 33NM, 12,7A, 460V FORCED VENTILATION; DIRECTION OF AIR FLOW NDE --> DE; DEGREE OF PROTECTION IP55 INCREMENT. ENCODER HTL 2048 S/R (ENCODER HTL2048S/R) with TEMPERAT. SENSOR KTY84-130 DESIGN IM B35 (IM V15, IM V35) PLAIN SHAFT WITHOUT FITTED KEY; BEARING: STANDARD WITH FIXED BEARING, VIBRATION SEVERITY GRADE: S/A, SHAFT AND FLANGE ACCURACY: R TERMINAL BOX (ABOVE) CABLE ENTRY ON THE LEFT SIGNAL CONNECTION D-END | 4922 | TEM | 1 | MC | 51 | 1
1PH81031JF130CC1 | SIMOTICS M COMPACT ASYNCHRONOUS MOTOR 1500RPM, 5,5KW,35NM,13,1A, 368V 1750RPM, 6,3KW,34NM,13,5A, 412V 2000RPM, 7KW, 33NM, 12,7A, 460V FORCED VENTILATION; DIRECTION OF AIR FLOW NDE --> DE; DEGREE OF PROTECTION IP55 INCREMENT. ENCODER HTL 2048 S/R (ENCODER HTL2048S/R) with TEMPERAT. SENSOR KTY84-130 DESIGN IM B35 (IM V15, IM V35) PLAIN SHAFT WITHOUT FITTED KEY; BEARING: STANDARD WITH FIXED BEARING, VIBRATION SEVERITY GRADE: S/A, SHAFT AND FLANGE ACCURACY: R TERMINAL BOX (ABOVE) CABLE ENTRY ON THE ND-END SIGNAL CONNECTION LEFT | 4922 | TEM | 1 | MC | 51 | 1
1PH81031JF132BA1 | SIMOTICS M COMPACT ASYNCHRONOUS MOTOR 1500RPM, 5,5KW,35NM,13,1A, 368V 1750RPM, 6,3KW,34NM,13,5A, 412V 2000RPM, 7KW, 33NM, 12,7A, 460V FORCED VENTILATION; DIRECTION OF AIR FLOW NDE --> DE; DEGREE OF PROTECTION IP55 INCREMENT. ENCODER HTL 2048 S/R (ENCODER HTL2048S/R) with TEMPERAT. SENSOR KTY84-130 DESIGN IM B35 (IM V15, IM V35) SHAFT WITH FITTED KEY HALF-KEY BALANCING BEARING: STANDARD WITH FIXED BEARING, VIBRATION SEVERITY GRADE: R/A, SHAFT AND FLANGE ACCURACY: R TERMINAL BOX (ABOVE) CABLE ENTRY ON THE RIGHT SIGNAL CONNECTION D-END | 4727 | TEM | 1 | MC | 51 | 1
1PH81031JF132BB1 | SIMOTICS M COMPACT ASYNCHRONOUS MOTOR 1500RPM, 5,5KW,35NM,13,1A, 368V 1750RPM, 6,3KW,34NM,13,5A, 412V 2000RPM, 7KW, 33NM, 12,7A, 460V FORCED VENTILATION; DIRECTION OF AIR FLOW NDE --> DE; DEGREE OF PROTECTION IP55 INCREMENT. ENCODER HTL 2048 S/R (ENCODER HTL2048S/R) with TEMPERAT. SENSOR KTY84-130 DESIGN IM B35 (IM V15, IM V35) SHAFT WITH FITTED KEY HALF-KEY BALANCING BEARING: STANDARD WITH FIXED BEARING, VIBRATION SEVERITY GRADE: R/A, SHAFT AND FLANGE ACCURACY: R TERMINAL BOX (ABOVE) CABLE ENTRY ON THE LEFT SIGNAL CONNECTION D-END | 4727 | TEM | 1 | MC | 51 | 1
1PH81031JF132BC1 | SIMOTICS M COMPACT ASYNCHRONOUS MOTOR 1500RPM, 5,5KW,35NM,13,1A, 368V 1750RPM, 6,3KW,34NM,13,5A, 412V 2000RPM, 7KW, 33NM, 12,7A, 460V FORCED VENTILATION; DIRECTION OF AIR FLOW NDE --> DE; DEGREE OF PROTECTION IP55 INCREMENT. ENCODER HTL 2048 S/R (ENCODER HTL2048S/R) with TEMPERAT. SENSOR KTY84-130 DESIGN IM B35 (IM V15, IM V35) SHAFT WITH FITTED KEY HALF-KEY BALANCING BEARING: STANDARD WITH FIXED BEARING, VIBRATION SEVERITY GRADE: R/A, SHAFT AND FLANGE ACCURACY: R TERMINAL BOX (ABOVE) CABLE ENTRY ON THE ND-END SIGNAL CONNECTION LEFT | 4727 | TEM | 1 | MC | 51 | 1
1PH81031JF132CA1 | SIMOTICS M COMPACT ASYNCHRONOUS MOTOR 1500RPM, 5,5KW,35NM,13,1A, 368V 1750RPM, 6,3KW,34NM,13,5A, 412V 2000RPM, 7KW, 33NM, 12,7A, 460V FORCED VENTILATION; DIRECTION OF AIR FLOW NDE --> DE; DEGREE OF PROTECTION IP55 INCREMENT. ENCODER HTL 2048 S/R (ENCODER HTL2048S/R) with TEMPERAT. SENSOR KTY84-130 DESIGN IM B35 (IM V15, IM V35) SHAFT WITH FITTED KEY HALF-KEY BALANCING BEARING: STANDARD WITH FIXED BEARING, VIBRATION SEVERITY GRADE: S/A, SHAFT AND FLANGE ACCURACY: R TERMINAL BOX (ABOVE) CABLE ENTRY ON THE RIGHT SIGNAL CONNECTION D-END | 4922 | TEM | 1 | MC | 51 | 1
1PH81031JF132CB1 | SIMOTICS M COMPACT ASYNCHRONOUS MOTOR 1500RPM, 5,5KW,35NM,13,1A, 368V 1750RPM, 6,3KW,34NM,13,5A, 412V 2000RPM, 7KW, 33NM, 12,7A, 460V FORCED VENTILATION; DIRECTION OF AIR FLOW NDE --> DE; DEGREE OF PROTECTION IP55 INCREMENT. ENCODER HTL 2048 S/R (ENCODER HTL2048S/R) with TEMPERAT. SENSOR KTY84-130 DESIGN IM B35 (IM V15, IM V35) SHAFT WITH FITTED KEY HALF-KEY BALANCING BEARING: STANDARD WITH FIXED BEARING, VIBRATION SEVERITY GRADE: S/A, SHAFT AND FLANGE ACCURACY: R TERMINAL BOX (ABOVE) CABLE ENTRY ON THE LEFT SIGNAL CONNECTION D-END | 4922 | TEM | 1 | MC | 51 | 1
1PH81031JF132CC1 | SIMOTICS M COMPACT ASYNCHRONOUS MOTOR 1500RPM, 5,5KW,35NM,13,1A, 368V 1750RPM, 6,3KW,34NM,13,5A, 412V 2000RPM, 7KW, 33NM, 12,7A, 460V FORCED VENTILATION; DIRECTION OF AIR FLOW NDE --> DE; DEGREE OF PROTECTION IP55 INCREMENT. ENCODER HTL 2048 S/R (ENCODER HTL2048S/R) with TEMPERAT. SENSOR KTY84-130 DESIGN IM B35 (IM V15, IM V35) SHAFT WITH FITTED KEY HALF-KEY BALANCING BEARING: STANDARD WITH FIXED BEARING, VIBRATION SEVERITY GRADE: S/A, SHAFT AND FLANGE ACCURACY: R TERMINAL BOX (ABOVE) CABLE ENTRY ON THE ND-END SIGNAL CONNECTION LEFT | 4922 | TEM | 1 | MC | 51 | 1
1PH81031JF200BA1 | SIMOTICS M COMPACT ASYNCHRONOUS MOTOR 1500RPM, 7,1KW,45NM, 19,7A,317V 1750RPM, 8,2KW,45NM, 19,7A,364V 2000RPM, 9,4KW,45NM, 19,7A,411V WATER COOLING DEGREE OF PROTECTION IP65 INCREMENT. ENCODER HTL 2048 S/R (ENCODER HTL2048S/R) with TEMPERAT. SENSOR KTY84-130 DESIGN IM B3 (IM V5, IM V6) PLAIN SHAFT WITHOUT FITTED KEY; BEARING: STANDARD WITH FIXED BEARING, VIBRATION SEVERITY GRADE: R/A, SHAFT AND FLANGE ACCURACY: R TERMINAL BOX (ABOVE) CABLE ENTRY ON THE RIGHT SIGNAL CONNECTION D-END | 4707 | TEM | 1 | MC | 60 | 1
1PH81031JF200BB1 | SIMOTICS M COMPACT ASYNCHRONOUS MOTOR 1500RPM, 7,1KW,45NM, 19,7A,317V 1750RPM, 8,2KW,45NM, 19,7A,364V 2000RPM, 9,4KW,45NM, 19,7A,411V WATER COOLING DEGREE OF PROTECTION IP65 INCREMENT. ENCODER HTL 2048 S/R (ENCODER HTL2048S/R) with TEMPERAT. SENSOR KTY84-130 DESIGN IM B3 (IM V5, IM V6) PLAIN SHAFT WITHOUT FITTED KEY; BEARING: STANDARD WITH FIXED BEARING, VIBRATION SEVERITY GRADE: R/A, SHAFT AND FLANGE ACCURACY: R TERMINAL BOX (ABOVE) CABLE ENTRY ON THE LEFT SIGNAL CONNECTION D-END | 4707 | TEM | 1 | MC | 60 | 1
1PH81031JF200BC1 | SIMOTICS M COMPACT ASYNCHRONOUS MOTOR 1500RPM, 7,1KW,45NM, 19,7A,317V 1750RPM, 8,2KW,45NM, 19,7A,364V 2000RPM, 9,4KW,45NM, 19,7A,411V WATER COOLING DEGREE OF PROTECTION IP65 INCREMENT. ENCODER HTL 2048 S/R (ENCODER HTL2048S/R) with TEMPERAT. SENSOR KTY84-130 DESIGN IM B3 (IM V5, IM V6) PLAIN SHAFT WITHOUT FITTED KEY; BEARING: STANDARD WITH FIXED BEARING, VIBRATION SEVERITY GRADE: R/A, SHAFT AND FLANGE ACCURACY: R TERMINAL BOX (ABOVE) CABLE ENTRY ON THE ND-END SIGNAL CONNECTION LEFT | 4707 | TEM | 1 | MC | 60 | 1
1PH81031JF200CA1 | SIMOTICS M COMPACT ASYNCHRONOUS MOTOR 1500RPM, 7,1KW,45NM, 19,7A,317V 1750RPM, 8,2KW,45NM, 19,7A,364V 2000RPM, 9,4KW,45NM, 19,7A,411V WATER COOLING DEGREE OF PROTECTION IP65 INCREMENT. ENCODER HTL 2048 S/R (ENCODER HTL2048S/R) with TEMPERAT. SENSOR KTY84-130 DESIGN IM B3 (IM V5, IM V6) PLAIN SHAFT WITHOUT FITTED KEY; BEARING: STANDARD WITH FIXED BEARING, VIBRATION SEVERITY GRADE: S/A, SHAFT AND FLANGE ACCURACY: R TERMINAL BOX (ABOVE) CABLE ENTRY ON THE RIGHT SIGNAL CONNECTION D-END | 4902 | TEM | 1 | MC | 60 | 1
1PH81031JF200CB1 | SIMOTICS M COMPACT ASYNCHRONOUS MOTOR 1500RPM, 7,1KW,45NM, 19,7A,317V 1750RPM, 8,2KW,45NM, 19,7A,364V 2000RPM, 9,4KW,45NM, 19,7A,411V WATER COOLING DEGREE OF PROTECTION IP65 INCREMENT. ENCODER HTL 2048 S/R (ENCODER HTL2048S/R) with TEMPERAT. SENSOR KTY84-130 DESIGN IM B3 (IM V5, IM V6) PLAIN SHAFT WITHOUT FITTED KEY; BEARING: STANDARD WITH FIXED BEARING, VIBRATION SEVERITY GRADE: S/A, SHAFT AND FLANGE ACCURACY: R TERMINAL BOX (ABOVE) CABLE ENTRY ON THE LEFT SIGNAL CONNECTION D-END | 4902 | TEM | 1 | MC | 60 | 1
1PH81031JF200CC1 | SIMOTICS M COMPACT ASYNCHRONOUS MOTOR 1500RPM, 7,1KW,45NM, 19,7A,317V 1750RPM, 8,2KW,45NM, 19,7A,364V 2000RPM, 9,4KW,45NM, 19,7A,411V WATER COOLING DEGREE OF PROTECTION IP65 INCREMENT. ENCODER HTL 2048 S/R (ENCODER HTL2048S/R) with TEMPERAT. SENSOR KTY84-130 DESIGN IM B3 (IM V5, IM V6) PLAIN SHAFT WITHOUT FITTED KEY; BEARING: STANDARD WITH FIXED BEARING, VIBRATION SEVERITY GRADE: S/A, SHAFT AND FLANGE ACCURACY: R TERMINAL BOX (ABOVE) CABLE ENTRY ON THE ND-END SIGNAL CONNECTION LEFT | 4902 | TEM | 1 | MC | 60 | 1
1PH81031JF202BA1 | SIMOTICS M COMPACT ASYNCHRONOUS MOTOR 1500RPM, 7,1KW,45NM, 19,7A,317V 1750RPM, 8,2KW,45NM, 19,7A,364V 2000RPM, 9,4KW,45NM, 19,7A,411V WATER COOLING DEGREE OF PROTECTION IP65 INCREMENT. ENCODER HTL 2048 S/R (ENCODER HTL2048S/R) with TEMPERAT. SENSOR KTY84-130 DESIGN IM B3 (IM V5, IM V6) SHAFT WITH FITTED KEY HALF-KEY BALANCING BEARING: STANDARD WITH FIXED BEARING, VIBRATION SEVERITY GRADE: R/A, SHAFT AND FLANGE ACCURACY: R TERMINAL BOX (ABOVE) CABLE ENTRY ON THE RIGHT SIGNAL CONNECTION D-END | 4707 | TEM | 1 | MC | 60 | 1
1PH81031JF202BB1 | SIMOTICS M COMPACT ASYNCHRONOUS MOTOR 1500RPM, 7,1KW,45NM, 19,7A,317V 1750RPM, 8,2KW,45NM, 19,7A,364V 2000RPM, 9,4KW,45NM, 19,7A,411V WATER COOLING DEGREE OF PROTECTION IP65 INCREMENT. ENCODER HTL 2048 S/R (ENCODER HTL2048S/R) with TEMPERAT. SENSOR KTY84-130 DESIGN IM B3 (IM V5, IM V6) SHAFT WITH FITTED KEY HALF-KEY BALANCING BEARING: STANDARD WITH FIXED BEARING, VIBRATION SEVERITY GRADE: R/A, SHAFT AND FLANGE ACCURACY: R TERMINAL BOX (ABOVE) CABLE ENTRY ON THE LEFT SIGNAL CONNECTION D-END | 4707 | TEM | 1 | MC | 60 | 1
1PH81031JF202BC1 | SIMOTICS M COMPACT ASYNCHRONOUS MOTOR 1500RPM, 7,1KW,45NM, 19,7A,317V 1750RPM, 8,2KW,45NM, 19,7A,364V 2000RPM, 9,4KW,45NM, 19,7A,411V WATER COOLING DEGREE OF PROTECTION IP65 INCREMENT. ENCODER HTL 2048 S/R (ENCODER HTL2048S/R) with TEMPERAT. SENSOR KTY84-130 DESIGN IM B3 (IM V5, IM V6) SHAFT WITH FITTED KEY HALF-KEY BALANCING BEARING: STANDARD WITH FIXED BEARING, VIBRATION SEVERITY GRADE: R/A, SHAFT AND FLANGE ACCURACY: R TERMINAL BOX (ABOVE) CABLE ENTRY ON THE ND-END SIGNAL CONNECTION LEFT | 4707 | TEM | 1 | MC | 60 | 1
1PH81031JF202CA1 | SIMOTICS M COMPACT ASYNCHRONOUS MOTOR 1500RPM, 7,1KW,45NM, 19,7A,317V 1750RPM, 8,2KW,45NM, 19,7A,364V 2000RPM, 9,4KW,45NM, 19,7A,411V WATER COOLING DEGREE OF PROTECTION IP65 INCREMENT. ENCODER HTL 2048 S/R (ENCODER HTL2048S/R) with TEMPERAT. SENSOR KTY84-130 DESIGN IM B3 (IM V5, IM V6) SHAFT WITH FITTED KEY HALF-KEY BALANCING BEARING: STANDARD WITH FIXED BEARING, VIBRATION SEVERITY GRADE: S/A, SHAFT AND FLANGE ACCURACY: R TERMINAL BOX (ABOVE) CABLE ENTRY ON THE RIGHT SIGNAL CONNECTION D-END | 4902 | TEM | 1 | MC | 60 | 1
1PH81031JF202CB1 | SIMOTICS M COMPACT ASYNCHRONOUS MOTOR 1500RPM, 7,1KW,45NM, 19,7A,317V 1750RPM, 8,2KW,45NM, 19,7A,364V 2000RPM, 9,4KW,45NM, 19,7A,411V WATER COOLING DEGREE OF PROTECTION IP65 INCREMENT. ENCODER HTL 2048 S/R (ENCODER HTL2048S/R) with TEMPERAT. SENSOR KTY84-130 DESIGN IM B3 (IM V5, IM V6) SHAFT WITH FITTED KEY HALF-KEY BALANCING BEARING: STANDARD WITH FIXED BEARING, VIBRATION SEVERITY GRADE: S/A, SHAFT AND FLANGE ACCURACY: R TERMINAL BOX (ABOVE) CABLE ENTRY ON THE LEFT SIGNAL CONNECTION D-END | 4902 | TEM | 1 | MC | 60 | 1
1PH81031JF202CC1 | SIMOTICS M COMPACT ASYNCHRONOUS MOTOR 1500RPM, 7,1KW,45NM, 19,7A,317V 1750RPM, 8,2KW,45NM, 19,7A,364V 2000RPM, 9,4KW,45NM, 19,7A,411V WATER COOLING DEGREE OF PROTECTION IP65 INCREMENT. ENCODER HTL 2048 S/R (ENCODER HTL2048S/R) with TEMPERAT. SENSOR KTY84-130 DESIGN IM B3 (IM V5, IM V6) SHAFT WITH FITTED KEY HALF-KEY BALANCING BEARING: STANDARD WITH FIXED BEARING, VIBRATION SEVERITY GRADE: S/A, SHAFT AND FLANGE ACCURACY: R TERMINAL BOX (ABOVE) CABLE ENTRY ON THE ND-END SIGNAL CONNECTION LEFT | 4902 | TEM | 1 | MC | 60 | 1
1PH81031JF220BA1 | SIMOTICS M COMPACT ASYNCHRONOUS MOTOR 1500RPM, 7,1KW,45NM, 19,7A,317V 1750RPM, 8,2KW,45NM, 19,7A,364V 2000RPM, 9,4KW,45NM, 19,7A,411V WATER COOLING DEGREE OF PROTECTION IP65 INCREMENT. ENCODER HTL 2048 S/R (ENCODER HTL2048S/R) with TEMPERAT. SENSOR KTY84-130 DESIGN IM B5 (IMV 1,IM V3) PLAIN SHAFT WITHOUT FITTED KEY; BEARING: STANDARD WITH FIXED BEARING, VIBRATION SEVERITY GRADE: R/A, SHAFT AND FLANGE ACCURACY: R TERMINAL BOX (ABOVE) CABLE ENTRY ON THE RIGHT SIGNAL CONNECTION D-END | 4902 | TEM | 1 | MC | 60 | 1
1PH81031JF220BB1 | SIMOTICS M COMPACT ASYNCHRONOUS MOTOR 1500RPM, 7,1KW,45NM, 19,7A,317V 1750RPM, 8,2KW,45NM, 19,7A,364V 2000RPM, 9,4KW,45NM, 19,7A,411V WATER COOLING DEGREE OF PROTECTION IP65 INCREMENT. ENCODER HTL 2048 S/R (ENCODER HTL2048S/R) with TEMPERAT. SENSOR KTY84-130 DESIGN IM B5 (IMV 1,IM V3) PLAIN SHAFT WITHOUT FITTED KEY; BEARING: STANDARD WITH FIXED BEARING, VIBRATION SEVERITY GRADE: R/A, SHAFT AND FLANGE ACCURACY: R TERMINAL BOX (ABOVE) CABLE ENTRY ON THE LEFT SIGNAL CONNECTION D-END | 4902 | TEM | 1 | MC | 60 | 1
1PH81031JF220BC1 | SIMOTICS M COMPACT ASYNCHRONOUS MOTOR 1500RPM, 7,1KW,45NM, 19,7A,317V 1750RPM, 8,2KW,45NM, 19,7A,364V 2000RPM, 9,4KW,45NM, 19,7A,411V WATER COOLING DEGREE OF PROTECTION IP65 INCREMENT. ENCODER HTL 2048 S/R (ENCODER HTL2048S/R) with TEMPERAT. SENSOR KTY84-130 DESIGN IM B5 (IMV 1,IM V3) PLAIN SHAFT WITHOUT FITTED KEY; BEARING: STANDARD WITH FIXED BEARING, VIBRATION SEVERITY GRADE: R/A, SHAFT AND FLANGE ACCURACY: R TERMINAL BOX (ABOVE) CABLE ENTRY ON THE ND-END SIGNAL CONNECTION LEFT | 4902 | TEM | 1 | MC | 60 | 1
1PH81031JF220CA1 | SIMOTICS M COMPACT ASYNCHRONOUS MOTOR 1500RPM, 7,1KW,45NM, 19,7A,317V 1750RPM, 8,2KW,45NM, 19,7A,364V 2000RPM, 9,4KW,45NM, 19,7A,411V WATER COOLING DEGREE OF PROTECTION IP65 INCREMENT. ENCODER HTL 2048 S/R (ENCODER HTL2048S/R) with TEMPERAT. SENSOR KTY84-130 DESIGN IM B5 (IMV 1,IM V3) PLAIN SHAFT WITHOUT FITTED KEY; BEARING: STANDARD WITH FIXED BEARING, VIBRATION SEVERITY GRADE: S/A, SHAFT AND FLANGE ACCURACY: R TERMINAL BOX (ABOVE) CABLE ENTRY ON THE RIGHT SIGNAL CONNECTION D-END | 5097 | TEM | 1 | MC | 60 | 1
1PH81031JF220CB1 | SIMOTICS M COMPACT ASYNCHRONOUS MOTOR 1500RPM, 7,1KW,45NM, 19,7A,317V 1750RPM, 8,2KW,45NM, 19,7A,364V 2000RPM, 9,4KW,45NM, 19,7A,411V WATER COOLING DEGREE OF PROTECTION IP65 INCREMENT. ENCODER HTL 2048 S/R (ENCODER HTL2048S/R) with TEMPERAT. SENSOR KTY84-130 DESIGN IM B5 (IMV 1,IM V3) PLAIN SHAFT WITHOUT FITTED KEY; BEARING: STANDARD WITH FIXED BEARING, VIBRATION SEVERITY GRADE: S/A, SHAFT AND FLANGE ACCURACY: R TERMINAL BOX (ABOVE) CABLE ENTRY ON THE LEFT SIGNAL CONNECTION D-END | 5097 | TEM | 1 | MC | 60 | 1
1PH81031JF220CC1 | SIMOTICS M COMPACT ASYNCHRONOUS MOTOR 1500RPM, 7,1KW,45NM, 19,7A,317V 1750RPM, 8,2KW,45NM, 19,7A,364V 2000RPM, 9,4KW,45NM, 19,7A,411V WATER COOLING DEGREE OF PROTECTION IP65 INCREMENT. ENCODER HTL 2048 S/R (ENCODER HTL2048S/R) with TEMPERAT. SENSOR KTY84-130 DESIGN IM B5 (IMV 1,IM V3) PLAIN SHAFT WITHOUT FITTED KEY; BEARING: STANDARD WITH FIXED BEARING, VIBRATION SEVERITY GRADE: S/A, SHAFT AND FLANGE ACCURACY: R TERMINAL BOX (ABOVE) CABLE ENTRY ON THE ND-END SIGNAL CONNECTION LEFT | 5097 | TEM | 1 | MC | 60 | 1
1PH81031JF222BA1 | SIMOTICS M COMPACT ASYNCHRONOUS MOTOR 1500RPM, 7,1KW,45NM, 19,7A,317V 1750RPM, 8,2KW,45NM, 19,7A,364V 2000RPM, 9,4KW,45NM, 19,7A,411V WATER COOLING DEGREE OF PROTECTION IP65 INCREMENT. ENCODER HTL 2048 S/R (ENCODER HTL2048S/R) with TEMPERAT. SENSOR KTY84-130 DESIGN IM B5 (IMV 1,IM V3) SHAFT WITH FITTED KEY HALF-KEY BALANCING BEARING: STANDARD WITH FIXED BEARING, VIBRATION SEVERITY GRADE: R/A, SHAFT AND FLANGE ACCURACY: R TERMINAL BOX (ABOVE) CABLE ENTRY ON THE RIGHT SIGNAL CONNECTION D-END | 4902 | TEM | 1 | MC | 60 | 1
1PH81031JF222BB1 | SIMOTICS M COMPACT ASYNCHRONOUS MOTOR 1500RPM, 7,1KW,45NM, 19,7A,317V 1750RPM, 8,2KW,45NM, 19,7A,364V 2000RPM, 9,4KW,45NM, 19,7A,411V WATER COOLING DEGREE OF PROTECTION IP65 INCREMENT. ENCODER HTL 2048 S/R (ENCODER HTL2048S/R) with TEMPERAT. SENSOR KTY84-130 DESIGN IM B5 (IMV 1,IM V3) SHAFT WITH FITTED KEY HALF-KEY BALANCING BEARING: STANDARD WITH FIXED BEARING, VIBRATION SEVERITY GRADE: R/A, SHAFT AND FLANGE ACCURACY: R TERMINAL BOX (ABOVE) CABLE ENTRY ON THE LEFT SIGNAL CONNECTION D-END | 4902 | TEM | 1 | MC | 60 | 1
1PH81031JF222BC1 | SIMOTICS M COMPACT ASYNCHRONOUS MOTOR 1500RPM, 7,1KW,45NM, 19,7A,317V 1750RPM, 8,2KW,45NM, 19,7A,364V 2000RPM, 9,4KW,45NM, 19,7A,411V WATER COOLING DEGREE OF PROTECTION IP65 INCREMENT. ENCODER HTL 2048 S/R (ENCODER HTL2048S/R) with TEMPERAT. SENSOR KTY84-130 DESIGN IM B5 (IMV 1,IM V3) SHAFT WITH FITTED KEY HALF-KEY BALANCING BEARING: STANDARD WITH FIXED BEARING, VIBRATION SEVERITY GRADE: R/A, SHAFT AND FLANGE ACCURACY: R TERMINAL BOX (ABOVE) CABLE ENTRY ON THE ND-END SIGNAL CONNECTION LEFT | 4902 | TEM | 1 | MC | 60 | 1
1PH81031JF222CA1 | SIMOTICS M COMPACT ASYNCHRONOUS MOTOR 1500RPM, 7,1KW,45NM, 19,7A,317V 1750RPM, 8,2KW,45NM, 19,7A,364V 2000RPM, 9,4KW,45NM, 19,7A,411V WATER COOLING DEGREE OF PROTECTION IP65 INCREMENT. ENCODER HTL 2048 S/R (ENCODER HTL2048S/R) with TEMPERAT. SENSOR KTY84-130 DESIGN IM B5 (IMV 1,IM V3) SHAFT WITH FITTED KEY HALF-KEY BALANCING BEARING: STANDARD WITH FIXED BEARING, VIBRATION SEVERITY GRADE: S/A, SHAFT AND FLANGE ACCURACY: R TERMINAL BOX (ABOVE) CABLE ENTRY ON THE RIGHT SIGNAL CONNECTION D-END | 5097 | TEM | 1 | MC | 60 | 1
1PH81031JF222CB1 | SIMOTICS M COMPACT ASYNCHRONOUS MOTOR 1500RPM, 7,1KW,45NM, 19,7A,317V 1750RPM, 8,2KW,45NM, 19,7A,364V 2000RPM, 9,4KW,45NM, 19,7A,411V WATER COOLING DEGREE OF PROTECTION IP65 INCREMENT. ENCODER HTL 2048 S/R (ENCODER HTL2048S/R) with TEMPERAT. SENSOR KTY84-130 DESIGN IM B5 (IMV 1,IM V3) SHAFT WITH FITTED KEY HALF-KEY BALANCING BEARING: STANDARD WITH FIXED BEARING, VIBRATION SEVERITY GRADE: S/A, SHAFT AND FLANGE ACCURACY: R TERMINAL BOX (ABOVE) CABLE ENTRY ON THE LEFT SIGNAL CONNECTION D-END | 5097 | TEM | 1 | MC | 60 | 1
1PH81031JF222CC1 | SIMOTICS M COMPACT ASYNCHRONOUS MOTOR 1500RPM, 7,1KW,45NM, 19,7A,317V 1750RPM, 8,2KW,45NM, 19,7A,364V 2000RPM, 9,4KW,45NM, 19,7A,411V WATER COOLING DEGREE OF PROTECTION IP65 INCREMENT. ENCODER HTL 2048 S/R (ENCODER HTL2048S/R) with TEMPERAT. SENSOR KTY84-130 DESIGN IM B5 (IMV 1,IM V3) SHAFT WITH FITTED KEY HALF-KEY BALANCING BEARING: STANDARD WITH FIXED BEARING, VIBRATION SEVERITY GRADE: S/A, SHAFT AND FLANGE ACCURACY: R TERMINAL BOX (ABOVE) CABLE ENTRY ON THE ND-END SIGNAL CONNECTION LEFT | 5097 | TEM | 1 | MC | 60 | 1
1PH81031JF230BA1 | SIMOTICS M COMPACT ASYNCHRONOUS MOTOR 1500RPM, 7,1KW,45NM, 19,7A,317V 1750RPM, 8,2KW,45NM, 19,7A,364V 2000RPM, 9,4KW,45NM, 19,7A,411V WATER COOLING DEGREE OF PROTECTION IP65 INCREMENT. ENCODER HTL 2048 S/R (ENCODER HTL2048S/R) with TEMPERAT. SENSOR KTY84-130 DESIGN IM B35 (IM V15, IM V35) PLAIN SHAFT WITHOUT FITTED KEY; BEARING: STANDARD WITH FIXED BEARING, VIBRATION SEVERITY GRADE: R/A, SHAFT AND FLANGE ACCURACY: R TERMINAL BOX (ABOVE) CABLE ENTRY ON THE RIGHT SIGNAL CONNECTION D-END | 5141 | TEM | 1 | MC | 60 | 1
1PH81031JF230BB1 | SIMOTICS M COMPACT ASYNCHRONOUS MOTOR 1500RPM, 7,1KW,45NM, 19,7A,317V 1750RPM, 8,2KW,45NM, 19,7A,364V 2000RPM, 9,4KW,45NM, 19,7A,411V WATER COOLING DEGREE OF PROTECTION IP65 INCREMENT. ENCODER HTL 2048 S/R (ENCODER HTL2048S/R) with TEMPERAT. SENSOR KTY84-130 DESIGN IM B35 (IM V15, IM V35) PLAIN SHAFT WITHOUT FITTED KEY; BEARING: STANDARD WITH FIXED BEARING, VIBRATION SEVERITY GRADE: R/A, SHAFT AND FLANGE ACCURACY: R TERMINAL BOX (ABOVE) CABLE ENTRY ON THE LEFT SIGNAL CONNECTION D-END | 5141 | TEM | 1 | MC | 60 | 1
1PH81031JF230BC1 | SIMOTICS M COMPACT ASYNCHRONOUS MOTOR 1500RPM, 7,1KW,45NM, 19,7A,317V 1750RPM, 8,2KW,45NM, 19,7A,364V 2000RPM, 9,4KW,45NM, 19,7A,411V WATER COOLING DEGREE OF PROTECTION IP65 INCREMENT. ENCODER HTL 2048 S/R (ENCODER HTL2048S/R) with TEMPERAT. SENSOR KTY84-130 DESIGN IM B35 (IM V15, IM V35) PLAIN SHAFT WITHOUT FITTED KEY; BEARING: STANDARD WITH FIXED BEARING, VIBRATION SEVERITY GRADE: R/A, SHAFT AND FLANGE ACCURACY: R TERMINAL BOX (ABOVE) CABLE ENTRY ON THE ND-END SIGNAL CONNECTION LEFT | 5141 | TEM | 1 | MC | 60 | 1
1PH81031JF230CA1 | SIMOTICS M COMPACT ASYNCHRONOUS MOTOR 1500RPM, 7,1KW,45NM, 19,7A,317V 1750RPM, 8,2KW,45NM, 19,7A,364V 2000RPM, 9,4KW,45NM, 19,7A,411V WATER COOLING DEGREE OF PROTECTION IP65 INCREMENT. ENCODER HTL 2048 S/R (ENCODER HTL2048S/R) with TEMPERAT. SENSOR KTY84-130 DESIGN IM B35 (IM V15, IM V35) PLAIN SHAFT WITHOUT FITTED KEY; BEARING: STANDARD WITH FIXED BEARING, VIBRATION SEVERITY GRADE: S/A, SHAFT AND FLANGE ACCURACY: R TERMINAL BOX (ABOVE) CABLE ENTRY ON THE RIGHT SIGNAL CONNECTION D-END | 5336 | TEM | 1 | MC | 60 | 1
1PH81031JF230CB1 | SIMOTICS M COMPACT ASYNCHRONOUS MOTOR 1500RPM, 7,1KW,45NM, 19,7A,317V 1750RPM, 8,2KW,45NM, 19,7A,364V 2000RPM, 9,4KW,45NM, 19,7A,411V WATER COOLING DEGREE OF PROTECTION IP65 INCREMENT. ENCODER HTL 2048 S/R (ENCODER HTL2048S/R) with TEMPERAT. SENSOR KTY84-130 DESIGN IM B35 (IM V15, IM V35) PLAIN SHAFT WITHOUT FITTED KEY; BEARING: STANDARD WITH FIXED BEARING, VIBRATION SEVERITY GRADE: S/A, SHAFT AND FLANGE ACCURACY: R TERMINAL BOX (ABOVE) CABLE ENTRY ON THE LEFT SIGNAL CONNECTION D-END | 5336 | TEM | 1 | MC | 60 | 1
1PH81031JF230CC1 | SIMOTICS M COMPACT ASYNCHRONOUS MOTOR 1500RPM, 7,1KW,45NM, 19,7A,317V 1750RPM, 8,2KW,45NM, 19,7A,364V 2000RPM, 9,4KW,45NM, 19,7A,411V WATER COOLING DEGREE OF PROTECTION IP65 INCREMENT. ENCODER HTL 2048 S/R (ENCODER HTL2048S/R) with TEMPERAT. SENSOR KTY84-130 DESIGN IM B35 (IM V15, IM V35) PLAIN SHAFT WITHOUT FITTED KEY; BEARING: STANDARD WITH FIXED BEARING, VIBRATION SEVERITY GRADE: S/A, SHAFT AND FLANGE ACCURACY: R TERMINAL BOX (ABOVE) CABLE ENTRY ON THE ND-END SIGNAL CONNECTION LEFT | 5336 | TEM | 1 | MC | 60 | 1
1PH81031JF231BA1 | SIMOTICS M COMPACT ASYNCHRONOUS MOTOR 1500RPM, 7,1KW,45NM, 19,7A,317V 1750RPM, 8,2KW,45NM, 19,7A,364V 2000RPM, 9,4KW,45NM, 19,7A,411V WATER COOLING DEGREE OF PROTECTION IP65 INCREMENT. ENCODER HTL 2048 S/R (ENCODER HTL2048S/R) with TEMPERAT. SENSOR KTY84-130 DESIGN IM B35 (IM V15, IM V35) SHAFT WITH FITTED KEY FULL-KEY BALANCING BEARING: STANDARD WITH FIXED BEARING, VIBRATION SEVERITY GRADE: R/A, SHAFT AND FLANGE ACCURACY: R TERMINAL BOX (ABOVE) CABLE ENTRY ON THE RIGHT SIGNAL CONNECTION D-END | 5141 | TEM | 1 | MC | 60 | 1
1PH81031JF232BA1 | SIMOTICS M COMPACT ASYNCHRONOUS MOTOR 1500RPM, 7,1KW,45NM, 19,7A,317V 1750RPM, 8,2KW,45NM, 19,7A,364V 2000RPM, 9,4KW,45NM, 19,7A,411V WATER COOLING DEGREE OF PROTECTION IP65 INCREMENT. ENCODER HTL 2048 S/R (ENCODER HTL2048S/R) with TEMPERAT. SENSOR KTY84-130 DESIGN IM B35 (IM V15, IM V35) SHAFT WITH FITTED KEY HALF-KEY BALANCING BEARING: STANDARD WITH FIXED BEARING, VIBRATION SEVERITY GRADE: R/A, SHAFT AND FLANGE ACCURACY: R TERMINAL BOX (ABOVE) CABLE ENTRY ON THE RIGHT SIGNAL CONNECTION D-END | 5141 | TEM | 1 | MC | 60 | 1
1PH81031JF232BB1 | SIMOTICS M COMPACT ASYNCHRONOUS MOTOR 1500RPM, 7,1KW,45NM, 19,7A,317V 1750RPM, 8,2KW,45NM, 19,7A,364V 2000RPM, 9,4KW,45NM, 19,7A,411V WATER COOLING DEGREE OF PROTECTION IP65 INCREMENT. ENCODER HTL 2048 S/R (ENCODER HTL2048S/R) with TEMPERAT. SENSOR KTY84-130 DESIGN IM B35 (IM V15, IM V35) SHAFT WITH FITTED KEY HALF-KEY BALANCING BEARING: STANDARD WITH FIXED BEARING, VIBRATION SEVERITY GRADE: R/A, SHAFT AND FLANGE ACCURACY: R TERMINAL BOX (ABOVE) CABLE ENTRY ON THE LEFT SIGNAL CONNECTION D-END | 5141 | TEM | 1 | MC | 60 | 1
1PH81031JF232BC1 | SIMOTICS M COMPACT ASYNCHRONOUS MOTOR 1500RPM, 7,1KW,45NM, 19,7A,317V 1750RPM, 8,2KW,45NM, 19,7A,364V 2000RPM, 9,4KW,45NM, 19,7A,411V WATER COOLING DEGREE OF PROTECTION IP65 INCREMENT. ENCODER HTL 2048 S/R (ENCODER HTL2048S/R) with TEMPERAT. SENSOR KTY84-130 DESIGN IM B35 (IM V15, IM V35) SHAFT WITH FITTED KEY HALF-KEY BALANCING BEARING: STANDARD WITH FIXED BEARING, VIBRATION SEVERITY GRADE: R/A, SHAFT AND FLANGE ACCURACY: R TERMINAL BOX (ABOVE) CABLE ENTRY ON THE ND-END SIGNAL CONNECTION LEFT | 5141 | TEM | 1 | MC | 60 | 1
1PH81031JF232CA1 | SIMOTICS M COMPACT ASYNCHRONOUS MOTOR 1500RPM, 7,1KW,45NM, 19,7A,317V 1750RPM, 8,2KW,45NM, 19,7A,364V 2000RPM, 9,4KW,45NM, 19,7A,411V WATER COOLING DEGREE OF PROTECTION IP65 INCREMENT. ENCODER HTL 2048 S/R (ENCODER HTL2048S/R) with TEMPERAT. SENSOR KTY84-130 DESIGN IM B35 (IM V15, IM V35) SHAFT WITH FITTED KEY HALF-KEY BALANCING BEARING: STANDARD WITH FIXED BEARING, VIBRATION SEVERITY GRADE: S/A, SHAFT AND FLANGE ACCURACY: R TERMINAL BOX (ABOVE) CABLE ENTRY ON THE RIGHT SIGNAL CONNECTION D-END | 5336 | TEM | 1 | MC | 60 | 1
1PH81031JF232CB1 | SIMOTICS M COMPACT ASYNCHRONOUS MOTOR 1500RPM, 7,1KW,45NM, 19,7A,317V 1750RPM, 8,2KW,45NM, 19,7A,364V 2000RPM, 9,4KW,45NM, 19,7A,411V WATER COOLING DEGREE OF PROTECTION IP65 INCREMENT. ENCODER HTL 2048 S/R (ENCODER HTL2048S/R) with TEMPERAT. SENSOR KTY84-130 DESIGN IM B35 (IM V15, IM V35) SHAFT WITH FITTED KEY HALF-KEY BALANCING BEARING: STANDARD WITH FIXED BEARING, VIBRATION SEVERITY GRADE: S/A, SHAFT AND FLANGE ACCURACY: R TERMINAL BOX (ABOVE) CABLE ENTRY ON THE LEFT SIGNAL CONNECTION D-END | 5336 | TEM | 1 | MC | 60 | 1
1PH81031JF232CC1 | SIMOTICS M COMPACT ASYNCHRONOUS MOTOR 1500RPM, 7,1KW,45NM, 19,7A,317V 1750RPM, 8,2KW,45NM, 19,7A,364V 2000RPM, 9,4KW,45NM, 19,7A,411V WATER COOLING DEGREE OF PROTECTION IP65 INCREMENT. ENCODER HTL 2048 S/R (ENCODER HTL2048S/R) with TEMPERAT. SENSOR KTY84-130 DESIGN IM B35 (IM V15, IM V35) SHAFT WITH FITTED KEY HALF-KEY BALANCING BEARING: STANDARD WITH FIXED BEARING, VIBRATION SEVERITY GRADE: S/A, SHAFT AND FLANGE ACCURACY: R TERMINAL BOX (ABOVE) CABLE ENTRY ON THE ND-END SIGNAL CONNECTION LEFT | 5336 | TEM | 1 | MC | 60 | 1
1PH81031JG022BC1 | SIMOTICS M COMPACT ASYNCHRONOUS MOTOR 2000RPM, 7,0KW, 31NM, 17A, 345V 2300RPM, 7,5KW,33NM, 17,5A,400V 2650RPM, 8,0KW, 29NM, 16A, 434V FORCED VENTILATION; DIRECTION OF AIR FLOW DE --> NDE; DEGREE OF PROTECTION IP55 INCREMENT. ENCODER HTL 2048 S/R (ENCODER HTL2048S/R) with TEMPERAT. SENSOR KTY84-130 DESIGN IM B5 (IMV 1,IM V3) SHAFT WITH FITTED KEY HALF-KEY BALANCING BEARING: STANDARD WITH FIXED BEARING, VIBRATION SEVERITY GRADE: R/A, SHAFT AND FLANGE ACCURACY: R TERMINAL BOX (ABOVE) CABLE ENTRY ON THE ND-END SIGNAL CONNECTION LEFT | 4488 | TEM | 1 | MC | 51 | 1
1PH81031JG122BA1 | SIMOTICS M COMPACT ASYNCHRONOUS MOTOR 2000RPM, 7KW, 31NM, 17A, 345V 2300RPM, 7,5KW,33NM,17,5A, 382V 2650RPM, 8KW, 29NM, 16A, 434V FORCED VENTILATION; DIRECTION OF AIR FLOW NDE --> DE; DEGREE OF PROTECTION IP55 INCREMENT. ENCODER HTL 2048 S/R (ENCODER HTL2048S/R) with TEMPERAT. SENSOR KTY84-130 DESIGN IM B5 (IMV 1,IM V3) SHAFT WITH FITTED KEY HALF-KEY BALANCING BEARING: STANDARD WITH FIXED BEARING, VIBRATION SEVERITY GRADE: R/A, SHAFT AND FLANGE ACCURACY: R TERMINAL BOX (ABOVE) CABLE ENTRY ON THE RIGHT SIGNAL CONNECTION D-END | 4488 | TEM | 1 | MC | 51 | 1
1PH81031JG232CA1 | SIMOTICS M COMPACT ASYNCHRONOUS MOTOR 2000RPM, 9,5KW,45NM, 23,8A,343V 2300RPM, 10,9KW,45NM,23,8A,390V 2650RPM, 12,5KW,45NM,23,5A,454V WATER COOLING DEGREE OF PROTECTION IP65 INCREMENT. ENCODER HTL 2048 S/R (ENCODER HTL2048S/R) with TEMPERAT. SENSOR KTY84-130 DESIGN IM B35 (IM V15, IM V35) SHAFT WITH FITTED KEY HALF-KEY BALANCING BEARING: STANDARD WITH FIXED BEARING, VIBRATION SEVERITY GRADE: S/A, SHAFT AND FLANGE ACCURACY: R TERMINAL BOX (ABOVE) CABLE ENTRY ON THE RIGHT SIGNAL CONNECTION D-END | 5336 | TEM | 1 | MC | 60 | 1
1PH81031MD121BA1 | SIMOTICS M COMPACT ASYNCHRONOUS MOTOR 1000RPM, 3,7KW, 35NM, 10A, 333V 1150RPM, 4,3KW, 36NM, 10A, 380V 1350RPM, 4,7KW,33NM, 9,7A, 423V FORCED VENTILATION; DIRECTION OF AIR FLOW NDE --> DE; DEGREE OF PROTECTION IP55 INCREMENTAL ENCODER SIN/COS 1VPP 2048 S/R WITH ND-END AT TERMINAL BOX (ENCODER IC2048S/R) with TEMPERAT. SENSOR KTY84-130 DESIGN IM B5 (IMV 1,IM V3) SHAFT WITH FITTED KEY FULL-KEY BALANCING BEARING: STANDARD WITH FIXED BEARING, VIBRATION SEVERITY GRADE: R/A, SHAFT AND FLANGE ACCURACY: R TERMINAL BOX (ABOVE) CABLE ENTRY ON THE RIGHT SIGNAL CONNECTION D-END | 4401 | TEM | 1 | MC | 51 | 1
1PH81031MF000CA1 | SIMOTICS M COMPACT ASYNCHRONOUS MOTOR 1500RPM, 5,5KW,35NM, 13,1A,342V 1750RPM, 6,3KW,34NM, 13,5A,412V 2000RPM, 7,0KW,33NM, 12,7A,460V FORCED VENTILATION; DIRECTION OF AIR FLOW DE --> NDE; DEGREE OF PROTECTION IP55 INCREMENTAL ENCODER SIN/COS 1VPP 2048 S/R WITH ND-END AT TERMINAL BOX (ENCODER IC2048S/R) with TEMPERAT. SENSOR KTY84-130 DESIGN IM B3 (IM V5, IM V6) PLAIN SHAFT WITHOUT FITTED KEY; BEARING: STANDARD WITH FIXED BEARING, VIBRATION SEVERITY GRADE: S/A, SHAFT AND FLANGE ACCURACY: R TERMINAL BOX (ABOVE) CABLE ENTRY ON THE RIGHT SIGNAL CONNECTION D-END | 4401 | TEM | 1 | MC | 51 | 1
1PH81031MF002BA1 | SIMOTICS M COMPACT ASYNCHRONOUS MOTOR 1500RPM, 5,5KW,35NM, 13,1A,342V 1750RPM, 6,3KW,34NM, 13,5A,412V 2000RPM, 7,0KW,33NM, 12,7A,460V FORCED VENTILATION; DIRECTION OF AIR FLOW DE --> NDE; DEGREE OF PROTECTION IP55 INCREMENTAL ENCODER SIN/COS 1VPP 2048 S/R WITH ND-END AT TERMINAL BOX (ENCODER IC2048S/R) with TEMPERAT. SENSOR KTY84-130 DESIGN IM B3 (IM V5, IM V6) SHAFT WITH FITTED KEY HALF-KEY BALANCING BEARING: STANDARD WITH FIXED BEARING, VIBRATION SEVERITY GRADE: R/A, SHAFT AND FLANGE ACCURACY: R TERMINAL BOX (ABOVE) CABLE ENTRY ON THE RIGHT SIGNAL CONNECTION D-END | 4206 | TEM | 1 | MC | 51 | 1
1PH81031MF020BA1 | SIMOTICS M COMPACT ASYNCHRONOUS MOTOR 1500RPM, 5,5KW,35NM, 13,1A,342V 1750RPM, 6,3KW,34NM, 13,5A,412V 2000RPM, 7,0KW,33NM, 12,7A,460V FORCED VENTILATION; DIRECTION OF AIR FLOW DE --> NDE; DEGREE OF PROTECTION IP55 INCREMENTAL ENCODER SIN/COS 1VPP 2048 S/R WITH ND-END AT TERMINAL BOX (ENCODER IC2048S/R) with TEMPERAT. SENSOR KTY84-130 DESIGN IM B5 (IMV 1,IM V3) PLAIN SHAFT WITHOUT FITTED KEY; BEARING: STANDARD WITH FIXED BEARING, VIBRATION SEVERITY GRADE: R/A, SHAFT AND FLANGE ACCURACY: R TERMINAL BOX (ABOVE) CABLE ENTRY ON THE RIGHT SIGNAL CONNECTION D-END | 4401 | TEM | 1 | MC | 51 | 1
1PH81031MF020CA1 | SIMOTICS M COMPACT ASYNCHRONOUS MOTOR 1500RPM, 5,5KW,35NM, 13,1A,342V 1750RPM, 6,3KW,34NM, 13,5A,412V 2000RPM, 7,0KW,33NM, 12,7A,460V FORCED VENTILATION; DIRECTION OF AIR FLOW DE --> NDE; DEGREE OF PROTECTION IP55 INCREMENTAL ENCODER SIN/COS 1VPP 2048 S/R WITH ND-END AT TERMINAL BOX (ENCODER IC2048S/R) with TEMPERAT. SENSOR KTY84-130 DESIGN IM B5 (IMV 1,IM V3) PLAIN SHAFT WITHOUT FITTED KEY; BEARING: STANDARD WITH FIXED BEARING, VIBRATION SEVERITY GRADE: S/A, SHAFT AND FLANGE ACCURACY: R TERMINAL BOX (ABOVE) CABLE ENTRY ON THE RIGHT SIGNAL CONNECTION D-END | 4597 | TEM | 1 | MC | 51 | 1
1PH81031MF020DH1 | SIMOTICS M COMPACT ASYNCHRONOUS MOTOR 1500RPM, 5,5KW,35NM, 13,1A,342V 1750RPM, 6,3KW,34NM, 13,5A,412V 2000RPM, 7,0KW,33NM, 12,7A,460V FORCED VENTILATION; DIRECTION OF AIR FLOW DE --> NDE; DEGREE OF PROTECTION IP55 INCREMENTAL ENCODER SIN/COS 1VPP 2048 S/R WITH ND-END AT TERMINAL BOX (ENCODER IC2048S/R) with TEMPERAT. SENSOR KTY84-130 DESIGN IM B5 (IMV 1,IM V3) PLAIN SHAFT WITHOUT FITTED KEY; BEARING: STANDARD WITH FIXED BEARING, VIBRATION SEVERITY GRADE: SR/A, SHAFT AND FLANGE ACCURACY: R POWER CONNECTOR (ABOVE) CABLE ENTRY ON THE ND-END SIGNAL CONNECTION LEFT | 4667 | TEM | 1 | MC | 51 | 1
1PH81031MF020LA1 | SIMOTICS M COMPACT ASYNCHRONOUS MOTOR 1500RPM, 5,5KW,35NM, 13,1A,342V 1750RPM, 6,3KW,34NM, 13,5A,412V 2000RPM, 7,0KW,33NM, 12,7A,460V FORCED VENTILATION; DIRECTION OF AIR FLOW DE --> NDE; DEGREE OF PROTECTION IP55 INCREMENTAL ENCODER SIN/COS 1VPP 2048 S/R WITH ND-END AT TERMINAL BOX (ENCODER IC2048S/R) with TEMPERAT. SENSOR KTY84-130 DESIGN IM B5 (IMV 1,IM V3) PLAIN SHAFT WITHOUT FITTED KEY; BEARING: PERFORMANCE, VIBRATION SEVERITY GRADE SPECIAL/B; SHAFT A. FLANGE ACCURACY GR. SPECIAL TERMINAL BOX (ABOVE) CABLE ENTRY ON THE RIGHT SIGNAL CONNECTION D-END | 4914 | TEM | 1 | MC | 51 | 1
1PH81031MF021LC1 | SIMOTICS M COMPACT ASYNCHRONOUS MOTOR 1500RPM, 5,5KW,35NM, 13,1A,342V 1750RPM, 6,3KW,34NM, 13,5A,412V 2000RPM, 7,0KW,33NM, 12,7A,460V FORCED VENTILATION; DIRECTION OF AIR FLOW DE --> NDE; DEGREE OF PROTECTION IP55 INCREMENTAL ENCODER SIN/COS 1VPP 2048 S/R WITH ND-END AT TERMINAL BOX (ENCODER IC2048S/R) with TEMPERAT. SENSOR KTY84-130 DESIGN IM B5 (IMV 1,IM V3) SHAFT WITH FITTED KEY FULL-KEY BALANCING BEARING: PERFORMANCE, VIBRATION SEVERITY GRADE SPECIAL/B; SHAFT A. FLANGE ACCURACY GR. SPECIAL TERMINAL BOX (ABOVE) CABLE ENTRY ON THE ND-END SIGNAL CONNECTION LEFT | 4914 | TEM | 1 | MC | 51 | 1
1PH81031MF031CC1 | SIMOTICS M COMPACT ASYNCHRONOUS MOTOR 1500RPM, 5,5KW,35NM, 13,1A,342V 1750RPM, 6,3KW,34NM, 13,5A,412V 2000RPM, 7,0KW,33NM, 12,7A,460V FORCED VENTILATION; DIRECTION OF AIR FLOW DE --> NDE; DEGREE OF PROTECTION IP55 INCREMENTAL ENCODER SIN/COS 1VPP 2048 S/R WITH ND-END AT TERMINAL BOX (ENCODER IC2048S/R) with TEMPERAT. SENSOR KTY84-130 DESIGN IM B35 (IM V15, IM V35) SHAFT WITH FITTED KEY FULL-KEY BALANCING BEARING: STANDARD WITH FIXED BEARING, VIBRATION SEVERITY GRADE: S/A, SHAFT AND FLANGE ACCURACY: R TERMINAL BOX (ABOVE) CABLE ENTRY ON THE ND-END SIGNAL CONNECTION LEFT | 4835 | TEM | 1 | MC | 51 | 1
1PH81031MF032BA1 | SIMOTICS M COMPACT ASYNCHRONOUS MOTOR 1500RPM, 5,5KW,35NM, 13,1A,342V 1750RPM, 6,3KW,34NM, 13,5A,412V 2000RPM, 7,0KW,33NM, 12,7A,460V FORCED VENTILATION; DIRECTION OF AIR FLOW DE --> NDE; DEGREE OF PROTECTION IP55 INCREMENTAL ENCODER SIN/COS 1VPP 2048 S/R WITH ND-END AT TERMINAL BOX (ENCODER IC2048S/R) with TEMPERAT. SENSOR KTY84-130 DESIGN IM B35 (IM V15, IM V35) SHAFT WITH FITTED KEY HALF-KEY BALANCING BEARING: STANDARD WITH FIXED BEARING, VIBRATION SEVERITY GRADE: R/A, SHAFT AND FLANGE ACCURACY: R TERMINAL BOX (ABOVE) CABLE ENTRY ON THE RIGHT SIGNAL CONNECTION D-END | 4640 | TEM | 1 | MC | 51 | 1
1PH81031MF100BA1 | SIMOTICS M COMPACT ASYNCHRONOUS MOTOR 1500RPM, 5,5KW,35NM,13,1A, 368V 1750RPM, 6,3KW,34NM,13,5A, 412V 2000RPM, 7KW, 33NM, 12,7A, 460V FORCED VENTILATION; DIRECTION OF AIR FLOW NDE --> DE; DEGREE OF PROTECTION IP55 INCREMENTAL ENCODER SIN/COS 1VPP 2048 S/R WITH ND-END AT TERMINAL BOX (ENCODER IC2048S/R) with TEMPERAT. SENSOR KTY84-130 DESIGN IM B3 (IM V5, IM V6) PLAIN SHAFT WITHOUT FITTED KEY; BEARING: STANDARD WITH FIXED BEARING, VIBRATION SEVERITY GRADE: R/A, SHAFT AND FLANGE ACCURACY: R TERMINAL BOX (ABOVE) CABLE ENTRY ON THE RIGHT SIGNAL CONNECTION D-END | 4206 | TEM | 1 | MC | 51 | 1
1PH81031MF121BA1 | SIMOTICS M COMPACT ASYNCHRONOUS MOTOR 1500RPM, 5,5KW,35NM,13,1A, 368V 1750RPM, 6,3KW,34NM,13,5A, 412V 2000RPM, 7KW, 33NM, 12,7A, 460V FORCED VENTILATION; DIRECTION OF AIR FLOW NDE --> DE; DEGREE OF PROTECTION IP55 INCREMENTAL ENCODER SIN/COS 1VPP 2048 S/R WITH ND-END AT TERMINAL BOX (ENCODER IC2048S/R) with TEMPERAT. SENSOR KTY84-130 DESIGN IM B5 (IMV 1,IM V3) SHAFT WITH FITTED KEY FULL-KEY BALANCING BEARING: STANDARD WITH FIXED BEARING, VIBRATION SEVERITY GRADE: R/A, SHAFT AND FLANGE ACCURACY: R TERMINAL BOX (ABOVE) CABLE ENTRY ON THE RIGHT SIGNAL CONNECTION D-END | 4401 | TEM | 1 | MC | 51 | 1
1PH81031MF122BA1 | SIMOTICS M COMPACT ASYNCHRONOUS MOTOR 1500RPM, 5,5KW,35NM,13,1A, 368V 1750RPM, 6,3KW,34NM,13,5A, 412V 2000RPM, 7KW, 33NM, 12,7A, 460V FORCED VENTILATION; DIRECTION OF AIR FLOW NDE --> DE; DEGREE OF PROTECTION IP55 INCREMENTAL ENCODER SIN/COS 1VPP 2048 S/R WITH ND-END AT TERMINAL BOX (ENCODER IC2048S/R) with TEMPERAT. SENSOR KTY84-130 DESIGN IM B5 (IMV 1,IM V3) SHAFT WITH FITTED KEY HALF-KEY BALANCING BEARING: STANDARD WITH FIXED BEARING, VIBRATION SEVERITY GRADE: R/A, SHAFT AND FLANGE ACCURACY: R TERMINAL BOX (ABOVE) CABLE ENTRY ON THE RIGHT SIGNAL CONNECTION D-END | 4401 | TEM | 1 | MC | 51 | 1
1PH81031MF202CA1 | SIMOTICS M COMPACT ASYNCHRONOUS MOTOR 1500RPM, 7,1KW,45NM, 19,7A,317V 1750RPM, 8,2KW,45NM, 19,7A,364V 2000RPM, 9,4KW,45NM, 19,7A,411V WATER COOLING DEGREE OF PROTECTION IP65 INCREMENTAL ENCODER SIN/COS 1VPP 2048 S/R WITH ND-END AT TERMINAL BOX (ENCODER IC2048S/R) with TEMPERAT. SENSOR KTY84-130 DESIGN IM B3 (IM V5, IM V6) SHAFT WITH FITTED KEY HALF-KEY BALANCING BEARING: STANDARD WITH FIXED BEARING, VIBRATION SEVERITY GRADE: S/A, SHAFT AND FLANGE ACCURACY: R TERMINAL BOX (ABOVE) CABLE ENTRY ON THE RIGHT SIGNAL CONNECTION D-END | 4815 | TEM | 1 | MC | 60 | 1
1PH81031MF220CE1 | SIMOTICS M COMPACT ASYNCHRONOUS MOTOR 1500RPM, 7,1KW,45NM, 19,7A,317V 1750RPM, 8,2KW,45NM, 19,7A,364V 2000RPM, 9,4KW,45NM, 19,7A,411V WATER COOLING DEGREE OF PROTECTION IP65 INCREMENTAL ENCODER SIN/COS 1VPP 2048 S/R WITH ND-END AT TERMINAL BOX (ENCODER IC2048S/R) with TEMPERAT. SENSOR KTY84-130 DESIGN IM B5 (IMV 1,IM V3) PLAIN SHAFT WITHOUT FITTED KEY; BEARING: STANDARD WITH FIXED BEARING, VIBRATION SEVERITY GRADE: S/A, SHAFT AND FLANGE ACCURACY: R POWER CONNECTOR (ABOVE) CABLE ENTRY ON THE RIGHT SIGNAL CONNECTION D-END | 5010 | TEM | 1 | MC | 60 | 1
1PH81031MG000BA1 | SIMOTICS M COMPACT ASYNCHRONOUS MOTOR 2000RPM, 7,0KW, 31NM, 17A, 345V 2300RPM, 7,5KW,33NM, 17,5A,400V 2650RPM, 8,0KW, 29NM, 16A, 434V FORCED VENTILATION; DIRECTION OF AIR FLOW DE --> NDE; DEGREE OF PROTECTION IP55 INCREMENTAL ENCODER SIN/COS 1VPP 2048 S/R WITH ND-END AT TERMINAL BOX (ENCODER IC2048S/R) with TEMPERAT. SENSOR KTY84-130 DESIGN IM B3 (IM V5, IM V6) PLAIN SHAFT WITHOUT FITTED KEY; BEARING: STANDARD WITH FIXED BEARING, VIBRATION SEVERITY GRADE: R/A, SHAFT AND FLANGE ACCURACY: R TERMINAL BOX (ABOVE) CABLE ENTRY ON THE RIGHT SIGNAL CONNECTION D-END | 4206 | TEM | 1 | MC | 51 | 1
1PH81031MG000BH1 | SIMOTICS M COMPACT ASYNCHRONOUS MOTOR 2000RPM, 7,0KW, 31NM, 17A, 345V 2300RPM, 7,5KW,33NM, 17,5A,400V 2650RPM, 8,0KW, 29NM, 16A, 434V FORCED VENTILATION; DIRECTION OF AIR FLOW DE --> NDE; DEGREE OF PROTECTION IP55 INCREMENTAL ENCODER SIN/COS 1VPP 2048 S/R WITH ND-END AT TERMINAL BOX (ENCODER IC2048S/R) with TEMPERAT. SENSOR KTY84-130 DESIGN IM B3 (IM V5, IM V6) PLAIN SHAFT WITHOUT FITTED KEY; BEARING: STANDARD WITH FIXED BEARING, VIBRATION SEVERITY GRADE: R/A, SHAFT AND FLANGE ACCURACY: R POWER CONNECTOR (ABOVE) CABLE ENTRY ON THE ND-END SIGNAL CONNECTION LEFT | 4206 | TEM | 1 | MC | 51 | 1
1PH81031MG000CG1 | SIMOTICS M COMPACT ASYNCHRONOUS MOTOR 2000RPM, 7,0KW, 31NM, 17A, 345V 2300RPM, 7,5KW,33NM, 17,5A,400V 2650RPM, 8,0KW, 29NM, 16A, 434V FORCED VENTILATION; DIRECTION OF AIR FLOW DE --> NDE; DEGREE OF PROTECTION IP55 INCREMENTAL ENCODER SIN/COS 1VPP 2048 S/R WITH ND-END AT TERMINAL BOX (ENCODER IC2048S/R) with TEMPERAT. SENSOR KTY84-130 DESIGN IM B3 (IM V5, IM V6) PLAIN SHAFT WITHOUT FITTED KEY; BEARING: STANDARD WITH FIXED BEARING, VIBRATION SEVERITY GRADE: S/A, SHAFT AND FLANGE ACCURACY: R POWER CONNECTOR (ABOVE) CABLE ENTRY ON THE ND-END SIGNAL CONNECTION LEFT | 4401 | TEM | 1 | MC | 51 | 1
1PH81031MG020BA1 | SIMOTICS M COMPACT ASYNCHRONOUS MOTOR 2000RPM, 7,0KW, 31NM, 17A, 345V 2300RPM, 7,5KW,33NM, 17,5A,400V 2650RPM, 8,0KW, 29NM, 16A, 434V FORCED VENTILATION; DIRECTION OF AIR FLOW DE --> NDE; DEGREE OF PROTECTION IP55 INCREMENTAL ENCODER SIN/COS 1VPP 2048 S/R WITH ND-END AT TERMINAL BOX (ENCODER IC2048S/R) with TEMPERAT. SENSOR KTY84-130 DESIGN IM B5 (IMV 1,IM V3) PLAIN SHAFT WITHOUT FITTED KEY; BEARING: STANDARD WITH FIXED BEARING, VIBRATION SEVERITY GRADE: R/A, SHAFT AND FLANGE ACCURACY: R TERMINAL BOX (ABOVE) CABLE ENTRY ON THE RIGHT SIGNAL CONNECTION D-END | 4401 | TEM | 1 | MC | 51 | 1
1PH81031MG020CB1 | SIMOTICS M COMPACT ASYNCHRONOUS MOTOR 2000RPM, 7,0KW, 31NM, 17A, 345V 2300RPM, 7,5KW,33NM, 17,5A,400V 2650RPM, 8,0KW, 29NM, 16A, 434V FORCED VENTILATION; DIRECTION OF AIR FLOW DE --> NDE; DEGREE OF PROTECTION IP55 INCREMENTAL ENCODER SIN/COS 1VPP 2048 S/R WITH ND-END AT TERMINAL BOX (ENCODER IC2048S/R) with TEMPERAT. SENSOR KTY84-130 DESIGN IM B5 (IMV 1,IM V3) PLAIN SHAFT WITHOUT FITTED KEY; BEARING: STANDARD WITH FIXED BEARING, VIBRATION SEVERITY GRADE: S/A, SHAFT AND FLANGE ACCURACY: R TERMINAL BOX (ABOVE) CABLE ENTRY ON THE LEFT SIGNAL CONNECTION D-END | 4597 | TEM | 1 | MC | 51 | 1
1PH81031MG020LA1 | SIMOTICS M COMPACT ASYNCHRONOUS MOTOR 2000RPM, 7,0KW, 31NM, 17A, 345V 2300RPM, 7,5KW,33NM, 17,5A,400V 2650RPM, 8,0KW, 29NM, 16A, 434V FORCED VENTILATION; DIRECTION OF AIR FLOW DE --> NDE; DEGREE OF PROTECTION IP55 INCREMENTAL ENCODER SIN/COS 1VPP 2048 S/R WITH ND-END AT TERMINAL BOX (ENCODER IC2048S/R) with TEMPERAT. SENSOR KTY84-130 DESIGN IM B5 (IMV 1,IM V3) PLAIN SHAFT WITHOUT FITTED KEY; BEARING: PERFORMANCE, VIBRATION SEVERITY GRADE SPECIAL/B; SHAFT A. FLANGE ACCURACY GR. SPECIAL TERMINAL BOX (ABOVE) CABLE ENTRY ON THE RIGHT SIGNAL CONNECTION D-END | 4914 | TEM | 1 | MC | 51 | 1
1PH81031MG020LH1 | SIMOTICS M COMPACT ASYNCHRONOUS MOTOR 2000RPM, 7,0KW, 31NM, 17A, 345V 2300RPM, 7,5KW,33NM, 17,5A,400V 2650RPM, 8,0KW, 29NM, 16A, 434V FORCED VENTILATION; DIRECTION OF AIR FLOW DE --> NDE; DEGREE OF PROTECTION IP55 INCREMENTAL ENCODER SIN/COS 1VPP 2048 S/R WITH ND-END AT TERMINAL BOX (ENCODER IC2048S/R) with TEMPERAT. SENSOR KTY84-130 DESIGN IM B5 (IMV 1,IM V3) PLAIN SHAFT WITHOUT FITTED KEY; BEARING: PERFORMANCE, VIBRATION SEVERITY GRADE SPECIAL/B; SHAFT A. FLANGE ACCURACY GR. SPECIAL POWER CONNECTOR (ABOVE) CABLE ENTRY ON THE ND-END SIGNAL CONNECTION LEFT | 4914 | TEM | 1 | MC | 51 | 1
1PH81031MG021LA1 | SIMOTICS M COMPACT ASYNCHRONOUS MOTOR 2000RPM, 7,0KW, 31NM, 17A, 345V 2300RPM, 7,5KW,33NM, 17,5A,400V 2650RPM, 8,0KW, 29NM, 16A, 434V FORCED VENTILATION; DIRECTION OF AIR FLOW DE --> NDE; DEGREE OF PROTECTION IP55 INCREMENTAL ENCODER SIN/COS 1VPP 2048 S/R WITH ND-END AT TERMINAL BOX (ENCODER IC2048S/R) with TEMPERAT. SENSOR KTY84-130 DESIGN IM B5 (IMV 1,IM V3) SHAFT WITH FITTED KEY FULL-KEY BALANCING BEARING: PERFORMANCE, VIBRATION SEVERITY GRADE SPECIAL/B; SHAFT A. FLANGE ACCURACY GR. SPECIAL TERMINAL BOX (ABOVE) CABLE ENTRY ON THE RIGHT SIGNAL CONNECTION D-END | 4914 | TEM | 1 | MC | 51 | 1
1PH81031MG022BA1 | SIMOTICS M COMPACT ASYNCHRONOUS MOTOR 2000RPM, 7,0KW, 31NM, 17A, 345V 2300RPM, 7,5KW,33NM, 17,5A,400V 2650RPM, 8,0KW, 29NM, 16A, 434V FORCED VENTILATION; DIRECTION OF AIR FLOW DE --> NDE; DEGREE OF PROTECTION IP55 INCREMENTAL ENCODER SIN/COS 1VPP 2048 S/R WITH ND-END AT TERMINAL BOX (ENCODER IC2048S/R) with TEMPERAT. SENSOR KTY84-130 DESIGN IM B5 (IMV 1,IM V3) SHAFT WITH FITTED KEY HALF-KEY BALANCING BEARING: STANDARD WITH FIXED BEARING, VIBRATION SEVERITY GRADE: R/A, SHAFT AND FLANGE ACCURACY: R TERMINAL BOX (ABOVE) CABLE ENTRY ON THE RIGHT SIGNAL CONNECTION D-END | 4401 | TEM | 1 | MC | 51 | 1
1PH81031MG022MA1 | SIMOTICS M COMPACT ASYNCHRONOUS MOTOR 2000RPM, 7,0KW, 31NM, 17A, 345V 2300RPM, 7,5KW,33NM, 17,5A,400V 2650RPM, 8,0KW, 29NM, 16A, 434V FORCED VENTILATION; DIRECTION OF AIR FLOW DE --> NDE; DEGREE OF PROTECTION IP55 INCREMENTAL ENCODER SIN/COS 1VPP 2048 S/R WITH ND-END AT TERMINAL BOX (ENCODER IC2048S/R) with TEMPERAT. SENSOR KTY84-130 DESIGN IM B5 (IMV 1,IM V3) SHAFT WITH FITTED KEY HALF-KEY BALANCING BEARING: HIGH PERFORMANCE VIBRATION SEVERITY GRADE SPECIAL/B SHAFT AND FLANGE ACCURACY GR. SPECIAL TERMINAL BOX (ABOVE) CABLE ENTRY ON THE RIGHT SIGNAL CONNECTION D-END | 5448 | TEM | 1 | MC | 51 | 1
1PH81031MG031BA1 | SIMOTICS M COMPACT ASYNCHRONOUS MOTOR 2000RPM, 7,0KW, 31NM, 17A, 345V 2300RPM, 7,5KW,33NM, 17,5A,400V 2650RPM, 8,0KW, 29NM, 16A, 434V FORCED VENTILATION; DIRECTION OF AIR FLOW DE --> NDE; DEGREE OF PROTECTION IP55 INCREMENTAL ENCODER SIN/COS 1VPP 2048 S/R WITH ND-END AT TERMINAL BOX (ENCODER IC2048S/R) with TEMPERAT. SENSOR KTY84-130 DESIGN IM B35 (IM V15, IM V35) SHAFT WITH FITTED KEY FULL-KEY BALANCING BEARING: STANDARD WITH FIXED BEARING, VIBRATION SEVERITY GRADE: R/A, SHAFT AND FLANGE ACCURACY: R TERMINAL BOX (ABOVE) CABLE ENTRY ON THE RIGHT SIGNAL CONNECTION D-END | 4640 | TEM | 1 | MC | 51 | 1
1PH81031MG120BA1 | SIMOTICS M COMPACT ASYNCHRONOUS MOTOR 2000RPM, 7KW, 31NM, 17A, 345V 2300RPM, 7,5KW,33NM,17,5A, 382V 2650RPM, 8KW, 29NM, 16A, 434V FORCED VENTILATION; DIRECTION OF AIR FLOW NDE --> DE; DEGREE OF PROTECTION IP55 INCREMENTAL ENCODER SIN/COS 1VPP 2048 S/R WITH ND-END AT TERMINAL BOX (ENCODER IC2048S/R) with TEMPERAT. SENSOR KTY84-130 DESIGN IM B5 (IMV 1,IM V3) PLAIN SHAFT WITHOUT FITTED KEY; BEARING: STANDARD WITH FIXED BEARING, VIBRATION SEVERITY GRADE: R/A, SHAFT AND FLANGE ACCURACY: R TERMINAL BOX (ABOVE) CABLE ENTRY ON THE RIGHT SIGNAL CONNECTION D-END | 4401 | TEM | 1 | MC | 51 | 1
1PH81031MG120GA1 | SIMOTICS M COMPACT ASYNCHRONOUS MOTOR 2000RPM, 7KW, 31NM, 17A, 345V 2300RPM, 7,5KW,33NM,17,5A, 382V 2650RPM, 8KW, 29NM, 16A, 434V FORCED VENTILATION; DIRECTION OF AIR FLOW NDE --> DE; DEGREE OF PROTECTION IP55 INCREMENTAL ENCODER SIN/COS 1VPP 2048 S/R WITH ND-END AT TERMINAL BOX (ENCODER IC2048S/R) with TEMPERAT. SENSOR KTY84-130 DESIGN IM B5 (IMV 1,IM V3) PLAIN SHAFT WITHOUT FITTED KEY; BEARING: STANDARD, VIBRATION SEVERITY GRADE: R/A, SHAFT AND FLANGE ACCURACY: R TERMINAL BOX (ABOVE) CABLE ENTRY ON THE RIGHT SIGNAL CONNECTION D-END | 4117 | TEM | 1 | MC | 51 | 1
1PH81031MG120LA1 | SIMOTICS M COMPACT ASYNCHRONOUS MOTOR 2000RPM, 7KW, 31NM, 17A, 345V 2300RPM, 7,5KW,33NM,17,5A, 382V 2650RPM, 8KW, 29NM, 16A, 434V FORCED VENTILATION; DIRECTION OF AIR FLOW NDE --> DE; DEGREE OF PROTECTION IP55 INCREMENTAL ENCODER SIN/COS 1VPP 2048 S/R WITH ND-END AT TERMINAL BOX (ENCODER IC2048S/R) with TEMPERAT. SENSOR KTY84-130 DESIGN IM B5 (IMV 1,IM V3) PLAIN SHAFT WITHOUT FITTED KEY; BEARING: PERFORMANCE, VIBRATION SEVERITY GRADE SPECIAL/B; SHAFT A. FLANGE ACCURACY GR. SPECIAL TERMINAL BOX (ABOVE) CABLE ENTRY ON THE RIGHT SIGNAL CONNECTION D-END | 4914 | TEM | 1 | MC | 51 | 1
1PH81031MG230BA1 | SIMOTICS M COMPACT ASYNCHRONOUS MOTOR 2000RPM, 9,5KW,45NM, 23,8A,343V 2300RPM, 10,9KW,45NM,23,8A,390V 2650RPM, 12,5KW,45NM,23,5A,454V WATER COOLING DEGREE OF PROTECTION IP65 INCREMENTAL ENCODER SIN/COS 1VPP 2048 S/R WITH ND-END AT TERMINAL BOX (ENCODER IC2048S/R) with TEMPERAT. SENSOR KTY84-130 DESIGN IM B35 (IM V15, IM V35) PLAIN SHAFT WITHOUT FITTED KEY; BEARING: STANDARD WITH FIXED BEARING, VIBRATION SEVERITY GRADE: R/A, SHAFT AND FLANGE ACCURACY: R TERMINAL BOX (ABOVE) CABLE ENTRY ON THE RIGHT SIGNAL CONNECTION D-END | 5054 | TEM | 1 | MC | 60 | 1
1PH81031MG230LA1 | SIMOTICS M COMPACT ASYNCHRONOUS MOTOR 2000RPM, 9,5KW,45NM, 23,8A,343V 2300RPM, 10,9KW,45NM,23,8A,390V 2650RPM, 12,5KW,45NM,23,5A,454V WATER COOLING DEGREE OF PROTECTION IP65 INCREMENTAL ENCODER SIN/COS 1VPP 2048 S/R WITH ND-END AT TERMINAL BOX (ENCODER IC2048S/R) with TEMPERAT. SENSOR KTY84-130 DESIGN IM B35 (IM V15, IM V35) PLAIN SHAFT WITHOUT FITTED KEY; BEARING: PERFORMANCE, VIBRATION SEVERITY GRADE SPECIAL/B; SHAFT A. FLANGE ACCURACY GR. SPECIAL TERMINAL BOX (ABOVE) CABLE ENTRY ON THE RIGHT SIGNAL CONNECTION D-END | 5566 | TEM | 1 | MC | 60 | 1
1PH81031MM020BA1 | SIMOTICS M COMPACT ASYNCHRONOUS MOTOR 3000RPM, 8,4KW, 27NM,25,7A,297V 3300RPM, 9,3KW,27NM, 25,7A,326V 3600RPM, 10KW, 27NM, 25,4A,355V FORCED VENTILATION; DIRECTION OF AIR FLOW DE --> NDE; DEGREE OF PROTECTION IP55 INCREMENTAL ENCODER SIN/COS 1VPP 2048 S/R WITH ND-END AT TERMINAL BOX (ENCODER IC2048S/R) with TEMPERAT. SENSOR KTY84-130 DESIGN IM B5 (IMV 1,IM V3) PLAIN SHAFT WITHOUT FITTED KEY; BEARING: STANDARD WITH FIXED BEARING, VIBRATION SEVERITY GRADE: R/A, SHAFT AND FLANGE ACCURACY: R TERMINAL BOX (ABOVE) CABLE ENTRY ON THE RIGHT SIGNAL CONNECTION D-END | 4401 | TEM | 1 | MC | 51 | 1
1PH81031MM130LC1 | SIMOTICS M COMPACT ASYNCHRONOUS MOTOR 3000RPM, 8,4KW, 27NM,25,7A,297V 3300RPM, 9,3KW,27NM, 25,7A,326V 3600RPM, 10KW, 27NM, 25,4A,355V FORCED VENTILATION; DIRECTION OF AIR FLOW NDE --> DE; DEGREE OF PROTECTION IP55 INCREMENTAL ENCODER SIN/COS 1VPP 2048 S/R WITH ND-END AT TERMINAL BOX (ENCODER IC2048S/R) with TEMPERAT. SENSOR KTY84-130 DESIGN IM B35 (IM V15, IM V35) PLAIN SHAFT WITHOUT FITTED KEY; BEARING: PERFORMANCE, VIBRATION SEVERITY GRADE SPECIAL/B; SHAFT A. FLANGE ACCURACY GR. SPECIAL TERMINAL BOX (ABOVE) CABLE ENTRY ON THE ND-END SIGNAL CONNECTION LEFT | 5153 | TEM | 1 | MC | 51 | 1
1PH81031MM200MA1 | SIMOTICS M COMPACT ASYNCHRONOUS MOTOR 3000RPM, 10,6KW, 34NM, 30A,309V 3300RPM, 11,7KW, 34NM, 30A,340V 3600RPM, 12,7KW,34NM,29,7A,368V WATER COOLING DEGREE OF PROTECTION IP65 INCREMENTAL ENCODER SIN/COS 1VPP 2048 S/R WITH ND-END AT TERMINAL BOX (ENCODER IC2048S/R) with TEMPERAT. SENSOR KTY84-130 DESIGN IM B3 (IM V5, IM V6) PLAIN SHAFT WITHOUT FITTED KEY; BEARING: HIGH PERFORMANCE VIBRATION SEVERITY GRADE SPECIAL/B SHAFT AND FLANGE ACCURACY GR. SPECIAL TERMINAL BOX (ABOVE) CABLE ENTRY ON THE RIGHT SIGNAL CONNECTION D-END | 5667 | TEM | 1 | MC | 60 | 1
1PH81031MM220LB1 | SIMOTICS M COMPACT ASYNCHRONOUS MOTOR 3000RPM, 10,6KW, 34NM, 30A,309V 3300RPM, 11,7KW, 34NM, 30A,340V 3600RPM, 12,7KW,34NM,29,7A,368V WATER COOLING DEGREE OF PROTECTION IP65 INCREMENTAL ENCODER SIN/COS 1VPP 2048 S/R WITH ND-END AT TERMINAL BOX (ENCODER IC2048S/R) with TEMPERAT. SENSOR KTY84-130 DESIGN IM B5 (IMV 1,IM V3) PLAIN SHAFT WITHOUT FITTED KEY; BEARING: PERFORMANCE, VIBRATION SEVERITY GRADE SPECIAL/B; SHAFT A. FLANGE ACCURACY GR. SPECIAL TERMINAL BOX (ABOVE) CABLE ENTRY ON THE LEFT SIGNAL CONNECTION D-END | 5328 | TEM | 1 | MC | 60 | 1
1PH81031SD023LA1 | SIMOTICS M COMPACT ASYNCHRONOUS MOTOR 1000RPM, 3,7KW,35NM, 10,0A,333V 1150RPM, 4,3KW,36NM,10,0A, 380V 1350RPM, 4,7KW,33NM, 9,7A, 423V FORCED VENTILATION; DIRECTION OF AIR FLOW DE --> NDE; DEGREE OF PROTECTION IP55 INCREMENTAL ENCODER 19 BIT WITH COMMUTATING POSITION (ENCODER IN19DQ) WITH DRIVE-CLIQ INTERFACE DESIGN IM B5 (IMV 1,IM V3) PLAIN HOLLOW-SHAFT BEARING: PERFORMANCE, VIBRATION SEVERITY GRADE SPECIAL/B; SHAFT A. FLANGE ACCURACY GR. SPECIAL TERMINAL BOX (ABOVE) CABLE ENTRY ON THE RIGHT SIGNAL CONNECTION D-END | 8469 | TEM | 1 | MC | 53.5 | 1
1PH81031SF031LA1 | SIMOTICS M COMPACT ASYNCHRONOUS MOTOR 1500RPM, 5,5KW,35NM, 13,1A,342V 1750RPM, 6,3KW,34NM, 13,5A,412V 2000RPM, 7,0KW,33NM, 12,7A,460V FORCED VENTILATION; DIRECTION OF AIR FLOW DE --> NDE; DEGREE OF PROTECTION IP55 INCREMENTAL ENCODER 19 BIT WITH COMMUTATING POSITION (ENCODER IN19DQ) WITH DRIVE-CLIQ INTERFACE DESIGN IM B35 (IM V15, IM V35) SHAFT WITH FITTED KEY FULL-KEY BALANCING BEARING: PERFORMANCE, VIBRATION SEVERITY GRADE SPECIAL/B; SHAFT A. FLANGE ACCURACY GR. SPECIAL TERMINAL BOX (ABOVE) CABLE ENTRY ON THE RIGHT SIGNAL CONNECTION D-END | 7190 | TEM | 1 | MC | 51 | 1
1PH81031SG020LC1 | SIMOTICS M COMPACT ASYNCHRONOUS MOTOR 2000RPM, 7,0KW, 31NM, 17A, 345V 2300RPM, 7,5KW,33NM, 17,5A,400V 2650RPM, 8,0KW, 29NM, 16A, 434V FORCED VENTILATION; DIRECTION OF AIR FLOW DE --> NDE; DEGREE OF PROTECTION IP55 INCREMENTAL ENCODER 19 BIT WITH COMMUTATING POSITION (ENCODER IN19DQ) WITH DRIVE-CLIQ INTERFACE DESIGN IM B5 (IMV 1,IM V3) PLAIN SHAFT WITHOUT FITTED KEY; BEARING: PERFORMANCE, VIBRATION SEVERITY GRADE SPECIAL/B; SHAFT A. FLANGE ACCURACY GR. SPECIAL TERMINAL BOX (ABOVE) CABLE ENTRY ON THE ND-END SIGNAL CONNECTION LEFT | 6952 | TEM | 1 | MC | 51 | 1
1PH81031SG023LA1 | SIMOTICS M COMPACT ASYNCHRONOUS MOTOR 2000RPM, 7,0KW, 31NM, 17A, 345V 2300RPM, 7,5KW,33NM, 17,5A,400V 2650RPM, 8,0KW, 29NM, 16A, 434V FORCED VENTILATION; DIRECTION OF AIR FLOW DE --> NDE; DEGREE OF PROTECTION IP55 INCREMENTAL ENCODER 19 BIT WITH COMMUTATING POSITION (ENCODER IN19DQ) WITH DRIVE-CLIQ INTERFACE DESIGN IM B5 (IMV 1,IM V3) PLAIN HOLLOW-SHAFT BEARING: PERFORMANCE, VIBRATION SEVERITY GRADE SPECIAL/B; SHAFT A. FLANGE ACCURACY GR. SPECIAL TERMINAL BOX (ABOVE) CABLE ENTRY ON THE RIGHT SIGNAL CONNECTION D-END | 8469 | TEM | 1 | MC | 53.5 | 1
1PH81031SG023MA1 | SIMOTICS M COMPACT ASYNCHRONOUS MOTOR 2000RPM, 7,0KW, 31NM, 17A, 345V 2300RPM, 7,5KW,33NM, 17,5A,400V 2650RPM, 8,0KW, 29NM, 16A, 434V FORCED VENTILATION; DIRECTION OF AIR FLOW DE --> NDE; DEGREE OF PROTECTION IP55 INCREMENTAL ENCODER 19 BIT WITH COMMUTATING POSITION (ENCODER IN19DQ) WITH DRIVE-CLIQ INTERFACE DESIGN IM B5 (IMV 1,IM V3) PLAIN HOLLOW-SHAFT BEARING: HIGH PERFORMANCE VIBRATION SEVERITY GRADE SPECIAL/B SHAFT AND FLANGE ACCURACY GR. SPECIAL TERMINAL BOX (ABOVE) CABLE ENTRY ON THE RIGHT SIGNAL CONNECTION D-END | 9003 | TEM | 1 | MC | 53.5 | 1
1PH81031SM000LA1 | SIMOTICS M COMPACT ASYNCHRONOUS MOTOR 3000RPM, 8,4KW, 27NM,25,7A,297V 3300RPM, 9,3KW,27NM, 25,7A,326V 3600RPM, 10KW, 27NM, 25,4A,355V FORCED VENTILATION; DIRECTION OF AIR FLOW DE --> NDE; DEGREE OF PROTECTION IP55 INCREMENTAL ENCODER 19 BIT WITH COMMUTATING POSITION (ENCODER IN19DQ) WITH DRIVE-CLIQ INTERFACE DESIGN IM B3 (IM V5, IM V6) PLAIN SHAFT WITHOUT FITTED KEY; BEARING: PERFORMANCE, VIBRATION SEVERITY GRADE SPECIAL/B; SHAFT A. FLANGE ACCURACY GR. SPECIAL TERMINAL BOX (ABOVE) CABLE ENTRY ON THE RIGHT SIGNAL CONNECTION D-END | 6756 | TEM | 1 | MC | 51 | 1
1PH81031SM000MA1 | SIMOTICS M COMPACT ASYNCHRONOUS MOTOR 3000RPM, 8,4KW, 27NM,25,7A,297V 3300RPM, 9,3KW,27NM, 25,7A,326V 3600RPM, 10KW, 27NM, 25,4A,355V FORCED VENTILATION; DIRECTION OF AIR FLOW DE --> NDE; DEGREE OF PROTECTION IP55 INCREMENTAL ENCODER 19 BIT WITH COMMUTATING POSITION (ENCODER IN19DQ) WITH DRIVE-CLIQ INTERFACE DESIGN IM B3 (IM V5, IM V6) PLAIN SHAFT WITHOUT FITTED KEY; BEARING: HIGH PERFORMANCE VIBRATION SEVERITY GRADE SPECIAL/B SHAFT AND FLANGE ACCURACY GR. SPECIAL TERMINAL BOX (ABOVE) CABLE ENTRY ON THE RIGHT SIGNAL CONNECTION D-END | 7290 | TEM | 1 | MC | 51 | 1
1PH81031SM020MA1 | SIMOTICS M COMPACT ASYNCHRONOUS MOTOR 3000RPM, 8,4KW, 27NM,25,7A,297V 3300RPM, 9,3KW,27NM, 25,7A,326V 3600RPM, 10KW, 27NM, 25,4A,355V FORCED VENTILATION; DIRECTION OF AIR FLOW DE --> NDE; DEGREE OF PROTECTION IP55 INCREMENTAL ENCODER 19 BIT WITH COMMUTATING POSITION (ENCODER IN19DQ) WITH DRIVE-CLIQ INTERFACE DESIGN IM B5 (IMV 1,IM V3) PLAIN SHAFT WITHOUT FITTED KEY; BEARING: HIGH PERFORMANCE VIBRATION SEVERITY GRADE SPECIAL/B SHAFT AND FLANGE ACCURACY GR. SPECIAL TERMINAL BOX (ABOVE) CABLE ENTRY ON THE RIGHT SIGNAL CONNECTION D-END | 7485 | TEM | 1 | MC | 51 | 1
1PH81031SM023MA1 | SIMOTICS M COMPACT ASYNCHRONOUS MOTOR 3000RPM, 8,4KW, 27NM,25,7A,297V 3300RPM, 9,3KW,27NM, 25,7A,326V 3600RPM, 10KW, 27NM, 25,4A,355V FORCED VENTILATION; DIRECTION OF AIR FLOW DE --> NDE; DEGREE OF PROTECTION IP55 INCREMENTAL ENCODER 19 BIT WITH COMMUTATING POSITION (ENCODER IN19DQ) WITH DRIVE-CLIQ INTERFACE DESIGN IM B5 (IMV 1,IM V3) PLAIN HOLLOW-SHAFT BEARING: HIGH PERFORMANCE VIBRATION SEVERITY GRADE SPECIAL/B SHAFT AND FLANGE ACCURACY GR. SPECIAL TERMINAL BOX (ABOVE) CABLE ENTRY ON THE RIGHT SIGNAL CONNECTION D-END | 9003 | TEM | 1 | MC | 53.5 | 1
1PH81031SM220LA1 | SIMOTICS M COMPACT ASYNCHRONOUS MOTOR 3000RPM, 10,6KW, 34NM, 30A,309V 3300RPM, 11,7KW, 34NM, 30A,340V 3600RPM, 12,7KW,34NM,29,7A,368V WATER COOLING DEGREE OF PROTECTION IP65 INCREMENTAL ENCODER 19 BIT WITH COMMUTATING POSITION (ENCODER IN19DQ) WITH DRIVE-CLIQ INTERFACE DESIGN IM B5 (IMV 1,IM V3) PLAIN SHAFT WITHOUT FITTED KEY; BEARING: PERFORMANCE, VIBRATION SEVERITY GRADE SPECIAL/B; SHAFT A. FLANGE ACCURACY GR. SPECIAL TERMINAL BOX (ABOVE) CABLE ENTRY ON THE RIGHT SIGNAL CONNECTION D-END | 7365 | TEM | 1 | MC | 60 | 1
1PH81031SM220MA1 | SIMOTICS M COMPACT ASYNCHRONOUS MOTOR 3000RPM, 10,6KW, 34NM, 30A,309V 3300RPM, 11,7KW, 34NM, 30A,340V 3600RPM, 12,7KW,34NM,29,7A,368V WATER COOLING DEGREE OF PROTECTION IP65 INCREMENTAL ENCODER 19 BIT WITH COMMUTATING POSITION (ENCODER IN19DQ) WITH DRIVE-CLIQ INTERFACE DESIGN IM B5 (IMV 1,IM V3) PLAIN SHAFT WITHOUT FITTED KEY; BEARING: HIGH PERFORMANCE VIBRATION SEVERITY GRADE SPECIAL/B SHAFT AND FLANGE ACCURACY GR. SPECIAL TERMINAL BOX (ABOVE) CABLE ENTRY ON THE RIGHT SIGNAL CONNECTION D-END | 7899 | TEM | 1 | MC | 60 | 1
1PH81031SM223LH1 | SIMOTICS M COMPACT ASYNCHRONOUS MOTOR 3000RPM, 10,6KW, 34NM, 30A,309V 3300RPM, 11,7KW, 34NM, 30A,340V 3600RPM, 12,7KW,34NM,29,7A,368V WATER COOLING DEGREE OF PROTECTION IP65 INCREMENTAL ENCODER 19 BIT WITH COMMUTATING POSITION (ENCODER IN19DQ) WITH DRIVE-CLIQ INTERFACE DESIGN IM B5 (IMV 1,IM V3) PLAIN HOLLOW-SHAFT BEARING: PERFORMANCE, VIBRATION SEVERITY GRADE SPECIAL/B; SHAFT A. FLANGE ACCURACY GR. SPECIAL POWER CONNECTOR (ABOVE) CABLE ENTRY ON THE ND-END SIGNAL CONNECTION LEFT | 8883 | TEM | 1 | MC | 62.5 | 1
1PH81031SM230MF1 | SIMOTICS M COMPACT ASYNCHRONOUS MOTOR 3000RPM, 10,6KW, 34NM, 30A,309V 3300RPM, 11,7KW, 34NM, 30A,340V 3600RPM, 12,7KW,34NM,29,7A,368V WATER COOLING DEGREE OF PROTECTION IP65 INCREMENTAL ENCODER 19 BIT WITH COMMUTATING POSITION (ENCODER IN19DQ) WITH DRIVE-CLIQ INTERFACE DESIGN IM B35 (IM V15, IM V35) PLAIN SHAFT WITHOUT FITTED KEY; BEARING: HIGH PERFORMANCE VIBRATION SEVERITY GRADE SPECIAL/B SHAFT AND FLANGE ACCURACY GR. SPECIAL POWER CONNECTOR (ABOVE) CABLE ENTRY ON THE LEFT SIGNAL CONNECTION D-END | 8138 | TEM | 1 | MC | 60 | 1
1PH81031TG000LE1 | SIMOTICS M COMPACT ASYNCHRONOUS MOTOR 2000RPM, 7,0KW, 31NM, 17A, 345V 2300RPM, 7,5KW,33NM, 17,5A,400V 2650RPM, 8,0KW, 29NM, 16A, 434V FORCED VENTILATION; DIRECTION OF AIR FLOW DE --> NDE; DEGREE OF PROTECTION IP55 INCREMENTAL ENCODER SIN/COS 1VPP 512 S/R WITHOUT ND-END AT TERMINAL BOX (ENCODER IC512S/R) with TEMPERAT. SENSOR KTY84-130 DESIGN IM B3 (IM V5, IM V6) PLAIN SHAFT WITHOUT FITTED KEY; BEARING: PERFORMANCE, VIBRATION SEVERITY GRADE SPECIAL/B; SHAFT A. FLANGE ACCURACY GR. SPECIAL POWER CONNECTOR (ABOVE) CABLE ENTRY ON THE RIGHT SIGNAL CONNECTION D-END | 4935 | TEM | 1 | MC | 51 | 1
1PH81031UD021LA1 | SIMOTICS M COMPACT ASYNCHRONOUS MOTOR 1000RPM, 3,7KW,35NM, 10,0A,333V 1150RPM, 4,3KW,36NM,10,0A, 380V 1350RPM, 4,7KW,33NM, 9,7A, 423V FORCED VENTILATION; DIRECTION OF AIR FLOW DE --> NDE; DEGREE OF PROTECTION IP55 INCREMENTAL ENCODER 20 BIT WITHOUT COMMUTATING POSITION (ENCODER IN20DQ) WITH DRIVE-CLIQ INTERFACE DESIGN IM B5 (IMV 1,IM V3) SHAFT WITH FITTED KEY FULL-KEY BALANCING BEARING: PERFORMANCE, VIBRATION SEVERITY GRADE SPECIAL/B; SHAFT A. FLANGE ACCURACY GR. SPECIAL TERMINAL BOX (ABOVE) CABLE ENTRY ON THE RIGHT SIGNAL CONNECTION D-END | 5814 | TEM | 1 | MC | 51 | 1
1PH81031UF000LA1 | SIMOTICS M COMPACT ASYNCHRONOUS MOTOR 1500RPM, 5,5KW,35NM, 13,1A,342V 1750RPM, 6,3KW,34NM, 13,5A,412V 2000RPM, 7,0KW,33NM, 12,7A,460V FORCED VENTILATION; DIRECTION OF AIR FLOW DE --> NDE; DEGREE OF PROTECTION IP55 INCREMENTAL ENCODER 20 BIT WITHOUT COMMUTATING POSITION (ENCODER IN20DQ) WITH DRIVE-CLIQ INTERFACE DESIGN IM B3 (IM V5, IM V6) PLAIN SHAFT WITHOUT FITTED KEY; BEARING: PERFORMANCE, VIBRATION SEVERITY GRADE SPECIAL/B; SHAFT A. FLANGE ACCURACY GR. SPECIAL TERMINAL BOX (ABOVE) CABLE ENTRY ON THE RIGHT SIGNAL CONNECTION D-END | 5619 | TEM | 1 | MC | 51 | 1
1PH81031UF020LC1 | SIMOTICS M COMPACT ASYNCHRONOUS MOTOR 1500RPM, 5,5KW,35NM, 13,1A,342V 1750RPM, 6,3KW,34NM, 13,5A,412V 2000RPM, 7,0KW,33NM, 12,7A,460V FORCED VENTILATION; DIRECTION OF AIR FLOW DE --> NDE; DEGREE OF PROTECTION IP55 INCREMENTAL ENCODER 20 BIT WITHOUT COMMUTATING POSITION (ENCODER IN20DQ) WITH DRIVE-CLIQ INTERFACE DESIGN IM B5 (IMV 1,IM V3) PLAIN SHAFT WITHOUT FITTED KEY; BEARING: PERFORMANCE, VIBRATION SEVERITY GRADE SPECIAL/B; SHAFT A. FLANGE ACCURACY GR. SPECIAL TERMINAL BOX (ABOVE) CABLE ENTRY ON THE ND-END SIGNAL CONNECTION LEFT | 5814 | TEM | 1 | MC | 51 | 1
1PH81031UG020LC1 | SIMOTICS M COMPACT ASYNCHRONOUS MOTOR 2000RPM, 7,0KW, 31NM, 17A, 345V 2300RPM, 7,5KW,33NM, 17,5A,400V 2650RPM, 8,0KW, 29NM, 16A, 434V FORCED VENTILATION; DIRECTION OF AIR FLOW DE --> NDE; DEGREE OF PROTECTION IP55 INCREMENTAL ENCODER 20 BIT WITHOUT COMMUTATING POSITION (ENCODER IN20DQ) WITH DRIVE-CLIQ INTERFACE DESIGN IM B5 (IMV 1,IM V3) PLAIN SHAFT WITHOUT FITTED KEY; BEARING: PERFORMANCE, VIBRATION SEVERITY GRADE SPECIAL/B; SHAFT A. FLANGE ACCURACY GR. SPECIAL TERMINAL BOX (ABOVE) CABLE ENTRY ON THE ND-END SIGNAL CONNECTION LEFT | 5814 | TEM | 1 | MC | 51 | 1
1PH81031UG022LA1 | SIMOTICS M COMPACT ASYNCHRONOUS MOTOR 2000RPM, 7,0KW, 31NM, 17A, 345V 2300RPM, 7,5KW,33NM, 17,5A,400V 2650RPM, 8,0KW, 29NM, 16A, 434V FORCED VENTILATION; DIRECTION OF AIR FLOW DE --> NDE; DEGREE OF PROTECTION IP55 INCREMENTAL ENCODER 20 BIT WITHOUT COMMUTATING POSITION (ENCODER IN20DQ) WITH DRIVE-CLIQ INTERFACE DESIGN IM B5 (IMV 1,IM V3) SHAFT WITH FITTED KEY HALF-KEY BALANCING BEARING: PERFORMANCE, VIBRATION SEVERITY GRADE SPECIAL/B; SHAFT A. FLANGE ACCURACY GR. SPECIAL TERMINAL BOX (ABOVE) CABLE ENTRY ON THE RIGHT SIGNAL CONNECTION D-END | 5814 | TEM | 1 | MC | 51 | 1
1PH81031UG032LA1 | SIMOTICS M COMPACT ASYNCHRONOUS MOTOR 2000RPM, 7,0KW, 31NM, 17A, 345V 2300RPM, 7,5KW,33NM, 17,5A,400V 2650RPM, 8,0KW, 29NM, 16A, 434V FORCED VENTILATION; DIRECTION OF AIR FLOW DE --> NDE; DEGREE OF PROTECTION IP55 INCREMENTAL ENCODER 20 BIT WITHOUT COMMUTATING POSITION (ENCODER IN20DQ) WITH DRIVE-CLIQ INTERFACE DESIGN IM B35 (IM V15, IM V35) SHAFT WITH FITTED KEY HALF-KEY BALANCING BEARING: PERFORMANCE, VIBRATION SEVERITY GRADE SPECIAL/B; SHAFT A. FLANGE ACCURACY GR. SPECIAL TERMINAL BOX (ABOVE) CABLE ENTRY ON THE RIGHT SIGNAL CONNECTION D-END | 6053 | TEM | 1 | MC | 51 | 1
1PH81031UM000MA1 | SIMOTICS M COMPACT ASYNCHRONOUS MOTOR 3000RPM, 8,4KW, 27NM,25,7A,297V 3300RPM, 9,3KW,27NM, 25,7A,326V 3600RPM, 10KW, 27NM, 25,4A,355V FORCED VENTILATION; DIRECTION OF AIR FLOW DE --> NDE; DEGREE OF PROTECTION IP55 INCREMENTAL ENCODER 20 BIT WITHOUT COMMUTATING POSITION (ENCODER IN20DQ) WITH DRIVE-CLIQ INTERFACE DESIGN IM B3 (IM V5, IM V6) PLAIN SHAFT WITHOUT FITTED KEY; BEARING: HIGH PERFORMANCE VIBRATION SEVERITY GRADE SPECIAL/B SHAFT AND FLANGE ACCURACY GR. SPECIAL TERMINAL BOX (ABOVE) CABLE ENTRY ON THE RIGHT SIGNAL CONNECTION D-END | 6153 | TEM | 1 | MC | 51 | 1
1PH81031UM020LA1 | SIMOTICS M COMPACT ASYNCHRONOUS MOTOR 3000RPM, 8,4KW, 27NM,25,7A,297V 3300RPM, 9,3KW,27NM, 25,7A,326V 3600RPM, 10KW, 27NM, 25,4A,355V FORCED VENTILATION; DIRECTION OF AIR FLOW DE --> NDE; DEGREE OF PROTECTION IP55 INCREMENTAL ENCODER 20 BIT WITHOUT COMMUTATING POSITION (ENCODER IN20DQ) WITH DRIVE-CLIQ INTERFACE DESIGN IM B5 (IMV 1,IM V3) PLAIN SHAFT WITHOUT FITTED KEY; BEARING: PERFORMANCE, VIBRATION SEVERITY GRADE SPECIAL/B; SHAFT A. FLANGE ACCURACY GR. SPECIAL TERMINAL BOX (ABOVE) CABLE ENTRY ON THE RIGHT SIGNAL CONNECTION D-END | 5814 | TEM | 1 | MC | 51 | 1
1PH81031UM030MA1 | SIMOTICS M COMPACT ASYNCHRONOUS MOTOR 3000RPM, 8,4KW, 27NM,25,7A,297V 3300RPM, 9,3KW,27NM, 25,7A,326V 3600RPM, 10KW, 27NM, 25,4A,355V FORCED VENTILATION; DIRECTION OF AIR FLOW DE --> NDE; DEGREE OF PROTECTION IP55 INCREMENTAL ENCODER 20 BIT WITHOUT COMMUTATING POSITION (ENCODER IN20DQ) WITH DRIVE-CLIQ INTERFACE DESIGN IM B35 (IM V15, IM V35) PLAIN SHAFT WITHOUT FITTED KEY; BEARING: HIGH PERFORMANCE VIBRATION SEVERITY GRADE SPECIAL/B SHAFT AND FLANGE ACCURACY GR. SPECIAL TERMINAL BOX (ABOVE) CABLE ENTRY ON THE RIGHT SIGNAL CONNECTION D-END | 6587 | TEM | 1 | MC | 51 | 1
1PH81031UM200LA1 | SIMOTICS M COMPACT ASYNCHRONOUS MOTOR 3000RPM, 10,6KW, 34NM, 30A,309V 3300RPM, 11,7KW, 34NM, 30A,340V 3600RPM, 12,7KW,34NM,29,7A,368V WATER COOLING DEGREE OF PROTECTION IP65 INCREMENTAL ENCODER 20 BIT WITHOUT COMMUTATING POSITION (ENCODER IN20DQ) WITH DRIVE-CLIQ INTERFACE DESIGN IM B3 (IM V5, IM V6) PLAIN SHAFT WITHOUT FITTED KEY; BEARING: PERFORMANCE, VIBRATION SEVERITY GRADE SPECIAL/B; SHAFT A. FLANGE ACCURACY GR. SPECIAL TERMINAL BOX (ABOVE) CABLE ENTRY ON THE RIGHT SIGNAL CONNECTION D-END | 6033 | TEM | 1 | MC | 60 | 1
1PH81031UM200MA1 | SIMOTICS M COMPACT ASYNCHRONOUS MOTOR 3000RPM, 10,6KW, 34NM, 30A,309V 3300RPM, 11,7KW, 34NM, 30A,340V 3600RPM, 12,7KW,34NM,29,7A,368V WATER COOLING DEGREE OF PROTECTION IP65 INCREMENTAL ENCODER 20 BIT WITHOUT COMMUTATING POSITION (ENCODER IN20DQ) WITH DRIVE-CLIQ INTERFACE DESIGN IM B3 (IM V5, IM V6) PLAIN SHAFT WITHOUT FITTED KEY; BEARING: HIGH PERFORMANCE VIBRATION SEVERITY GRADE SPECIAL/B SHAFT AND FLANGE ACCURACY GR. SPECIAL TERMINAL BOX (ABOVE) CABLE ENTRY ON THE RIGHT SIGNAL CONNECTION D-END | 6567 | TEM | 1 | MC | 60 | 1
1PH81031UM220MA1 | SIMOTICS M COMPACT ASYNCHRONOUS MOTOR 3000RPM, 10,6KW, 34NM, 30A,309V 3300RPM, 11,7KW, 34NM, 30A,340V 3600RPM, 12,7KW,34NM,29,7A,368V WATER COOLING DEGREE OF PROTECTION IP65 INCREMENTAL ENCODER 20 BIT WITHOUT COMMUTATING POSITION (ENCODER IN20DQ) WITH DRIVE-CLIQ INTERFACE DESIGN IM B5 (IMV 1,IM V3) PLAIN SHAFT WITHOUT FITTED KEY; BEARING: HIGH PERFORMANCE VIBRATION SEVERITY GRADE SPECIAL/B SHAFT AND FLANGE ACCURACY GR. SPECIAL TERMINAL BOX (ABOVE) CABLE ENTRY ON THE RIGHT SIGNAL CONNECTION D-END | 6762 | TEM | 1 | MC | 60 | 1
1PH81033DF032AA1 | SIMOTICS M COMPACT ASYNCHRONOUS MOTOR 1500RPM, 5,5KW,35NM, 13,1A,342V 1750RPM, 6,3KW,34NM, 13,5A,412V 2000RPM, 7,0KW,33NM, 12,7A,460V FORCED VENTILATION; DIRECTION OF AIR FLOW DE --> NDE; DEGREE OF PROTECTION IP55 INCREMENTAL ENCODER 22 BIT WITH COMMUTATING POSITION (ENCODER IC22DQ) WITH DRIVE-CLIQ INTERFACE DESIGN IM B35 (IM V15, IM V35) SHAFT WITH FITTED KEY HALF-KEY BALANCING BEARING: STANDARD VIBRATION SEVERITY GRADE A; SHAFT A.FLANGE ACCURACY GR.N TERMINAL BOX (ABOVE) CABLE ENTRY ON THE RIGHT SIGNAL CONNECTION D-END | 4990 | TEM | 1 | MC | 51 | 1
1PH81051AF000BA1 | SIMOTICS M COMPACT ASYNCHRONOUS MOTOR 1500RPM,7,0KW,45NM, 17,5A, 348V 1750RPM,8,0KW,44NM, 17,5A, 400V 2000RPM,9,0KW,43NM, 17,0A, 453V FORCED VENTILATION; DIRECTION OF AIR FLOW DE --> NDE; DEGREE OF PROTECTION IP55 W/O ENCODER with TEMPERAT. SENSOR KTY84-130 DESIGN IM B3 (IM V5, IM V6) PLAIN SHAFT WITHOUT FITTED KEY; BEARING: STANDARD WITH FIXED BEARING, VIBRATION SEVERITY GRADE: R/A, SHAFT AND FLANGE ACCURACY: R TERMINAL BOX (ABOVE) CABLE ENTRY ON THE RIGHT SIGNAL CONNECTION D-END | 3683 | TEM | 1 | MC | 65 | 1
1PH81051AF002BA1 | SIMOTICS M COMPACT ASYNCHRONOUS MOTOR 1500RPM,7,0KW,45NM, 17,5A, 348V 1750RPM,8,0KW,44NM, 17,5A, 400V 2000RPM,9,0KW,43NM, 17,0A, 453V FORCED VENTILATION; DIRECTION OF AIR FLOW DE --> NDE; DEGREE OF PROTECTION IP55 W/O ENCODER with TEMPERAT. SENSOR KTY84-130 DESIGN IM B3 (IM V5, IM V6) SHAFT WITH FITTED KEY HALF-KEY BALANCING BEARING: STANDARD WITH FIXED BEARING, VIBRATION SEVERITY GRADE: R/A, SHAFT AND FLANGE ACCURACY: R TERMINAL BOX (ABOVE) CABLE ENTRY ON THE RIGHT SIGNAL CONNECTION D-END | 3683 | TEM | 1 | MC | 65 | 1
1PH81051AF002LA1 | SIMOTICS M COMPACT ASYNCHRONOUS MOTOR 1500RPM,7,0KW,45NM, 17,5A, 348V 1750RPM,8,0KW,44NM, 17,5A, 400V 2000RPM,9,0KW,43NM, 17,0A, 453V FORCED VENTILATION; DIRECTION OF AIR FLOW DE --> NDE; DEGREE OF PROTECTION IP55 W/O ENCODER with TEMPERAT. SENSOR KTY84-130 DESIGN IM B3 (IM V5, IM V6) SHAFT WITH FITTED KEY HALF-KEY BALANCING BEARING: PERFORMANCE, VIBRATION SEVERITY GRADE SPECIAL/B; SHAFT A. FLANGE ACCURACY GR. SPECIAL TERMINAL BOX (ABOVE) CABLE ENTRY ON THE RIGHT SIGNAL CONNECTION D-END | 4196 | TEM | 1 | MC | 65 | 1
1PH81051AF020BA1 | SIMOTICS M COMPACT ASYNCHRONOUS MOTOR 1500RPM,7,0KW,45NM, 17,5A, 348V 1750RPM,8,0KW,44NM, 17,5A, 400V 2000RPM,9,0KW,43NM, 17,0A, 453V FORCED VENTILATION; DIRECTION OF AIR FLOW DE --> NDE; DEGREE OF PROTECTION IP55 W/O ENCODER with TEMPERAT. SENSOR KTY84-130 DESIGN IM B5 (IMV 1,IM V3) PLAIN SHAFT WITHOUT FITTED KEY; BEARING: STANDARD WITH FIXED BEARING, VIBRATION SEVERITY GRADE: R/A, SHAFT AND FLANGE ACCURACY: R TERMINAL BOX (ABOVE) CABLE ENTRY ON THE RIGHT SIGNAL CONNECTION D-END | 3878 | TEM | 1 | MC | 65 | 1
1PH81051AF021BA1 | SIMOTICS M COMPACT ASYNCHRONOUS MOTOR 1500RPM,7,0KW,45NM, 17,5A, 348V 1750RPM,8,0KW,44NM, 17,5A, 400V 2000RPM,9,0KW,43NM, 17,0A, 453V FORCED VENTILATION; DIRECTION OF AIR FLOW DE --> NDE; DEGREE OF PROTECTION IP55 W/O ENCODER with TEMPERAT. SENSOR KTY84-130 DESIGN IM B5 (IMV 1,IM V3) SHAFT WITH FITTED KEY FULL-KEY BALANCING BEARING: STANDARD WITH FIXED BEARING, VIBRATION SEVERITY GRADE: R/A, SHAFT AND FLANGE ACCURACY: R TERMINAL BOX (ABOVE) CABLE ENTRY ON THE RIGHT SIGNAL CONNECTION D-END | 3878 | TEM | 1 | MC | 65 | 1
1PH81051AF021BB1 | SIMOTICS M COMPACT ASYNCHRONOUS MOTOR 1500RPM,7,0KW,45NM, 17,5A, 348V 1750RPM,8,0KW,44NM, 17,5A, 400V 2000RPM,9,0KW,43NM, 17,0A, 453V FORCED VENTILATION; DIRECTION OF AIR FLOW DE --> NDE; DEGREE OF PROTECTION IP55 W/O ENCODER with TEMPERAT. SENSOR KTY84-130 DESIGN IM B5 (IMV 1,IM V3) SHAFT WITH FITTED KEY FULL-KEY BALANCING BEARING: STANDARD WITH FIXED BEARING, VIBRATION SEVERITY GRADE: R/A, SHAFT AND FLANGE ACCURACY: R TERMINAL BOX (ABOVE) CABLE ENTRY ON THE LEFT SIGNAL CONNECTION D-END | 3878 | TEM | 1 | MC | 65 | 1
1PH81051AF022BA1 | SIMOTICS M COMPACT ASYNCHRONOUS MOTOR 1500RPM,7,0KW,45NM, 17,5A, 348V 1750RPM,8,0KW,44NM, 17,5A, 400V 2000RPM,9,0KW,43NM, 17,0A, 453V FORCED VENTILATION; DIRECTION OF AIR FLOW DE --> NDE; DEGREE OF PROTECTION IP55 W/O ENCODER with TEMPERAT. SENSOR KTY84-130 DESIGN IM B5 (IMV 1,IM V3) SHAFT WITH FITTED KEY HALF-KEY BALANCING BEARING: STANDARD WITH FIXED BEARING, VIBRATION SEVERITY GRADE: R/A, SHAFT AND FLANGE ACCURACY: R TERMINAL BOX (ABOVE) CABLE ENTRY ON THE RIGHT SIGNAL CONNECTION D-END | 3878 | TEM | 1 | MC | 65 | 1
1PH81051AF022BE1 | SIMOTICS M COMPACT ASYNCHRONOUS MOTOR 1500RPM,7,0KW,45NM, 17,5A, 348V 1750RPM,8,0KW,44NM, 17,5A, 400V 2000RPM,9,0KW,43NM, 17,0A, 453V FORCED VENTILATION; DIRECTION OF AIR FLOW DE --> NDE; DEGREE OF PROTECTION IP55 W/O ENCODER with TEMPERAT. SENSOR KTY84-130 DESIGN IM B5 (IMV 1,IM V3) SHAFT WITH FITTED KEY HALF-KEY BALANCING BEARING: STANDARD WITH FIXED BEARING, VIBRATION SEVERITY GRADE: R/A, SHAFT AND FLANGE ACCURACY: R POWER CONNECTOR (ABOVE) CABLE ENTRY ON THE RIGHT SIGNAL CONNECTION D-END | 3878 | TEM | 1 | MC | 65 | 1
1PH81051AF030CA1 | SIMOTICS M COMPACT ASYNCHRONOUS MOTOR 1500RPM,7,0KW,45NM, 17,5A, 348V 1750RPM,8,0KW,44NM, 17,5A, 400V 2000RPM,9,0KW,43NM, 17,0A, 453V FORCED VENTILATION; DIRECTION OF AIR FLOW DE --> NDE; DEGREE OF PROTECTION IP55 W/O ENCODER with TEMPERAT. SENSOR KTY84-130 DESIGN IM B35 (IM V15, IM V35) PLAIN SHAFT WITHOUT FITTED KEY; BEARING: STANDARD WITH FIXED BEARING, VIBRATION SEVERITY GRADE: S/A, SHAFT AND FLANGE ACCURACY: R TERMINAL BOX (ABOVE) CABLE ENTRY ON THE RIGHT SIGNAL CONNECTION D-END | 4311 | TEM | 1 | MC | 65 | 1
1PH81051AF032BA1 | SIMOTICS M COMPACT ASYNCHRONOUS MOTOR 1500RPM,7,0KW,45NM, 17,5A, 348V 1750RPM,8,0KW,44NM, 17,5A, 400V 2000RPM,9,0KW,43NM, 17,0A, 453V FORCED VENTILATION; DIRECTION OF AIR FLOW DE --> NDE; DEGREE OF PROTECTION IP55 W/O ENCODER with TEMPERAT. SENSOR KTY84-130 DESIGN IM B35 (IM V15, IM V35) SHAFT WITH FITTED KEY HALF-KEY BALANCING BEARING: STANDARD WITH FIXED BEARING, VIBRATION SEVERITY GRADE: R/A, SHAFT AND FLANGE ACCURACY: R TERMINAL BOX (ABOVE) CABLE ENTRY ON THE RIGHT SIGNAL CONNECTION D-END | 4116 | TEM | 1 | MC | 65 | 1
1PH81051AF100BA1 | SIMOTICS M COMPACT ASYNCHRONOUS MOTOR 1500RPM, 7KW, 45NM, 17,5A, 348V 1750RPM, 8KW, 44NM, 17,5A, 400V 2000RPM, 9KW, 43NM, 17A, 453V FORCED VENTILATION; DIRECTION OF AIR FLOW NDE --> DE; DEGREE OF PROTECTION IP55 W/O ENCODER with TEMPERAT. SENSOR KTY84-130 DESIGN IM B3 (IM V5, IM V6) PLAIN SHAFT WITHOUT FITTED KEY; BEARING: STANDARD WITH FIXED BEARING, VIBRATION SEVERITY GRADE: R/A, SHAFT AND FLANGE ACCURACY: R TERMINAL BOX (ABOVE) CABLE ENTRY ON THE RIGHT SIGNAL CONNECTION D-END | 3683 | TEM | 1 | MC | 65 | 1
1PH81051AF100BB1 | SIMOTICS M COMPACT ASYNCHRONOUS MOTOR 1500RPM, 7KW, 45NM, 17,5A, 348V 1750RPM, 8KW, 44NM, 17,5A, 400V 2000RPM, 9KW, 43NM, 17A, 453V FORCED VENTILATION; DIRECTION OF AIR FLOW NDE --> DE; DEGREE OF PROTECTION IP55 W/O ENCODER with TEMPERAT. SENSOR KTY84-130 DESIGN IM B3 (IM V5, IM V6) PLAIN SHAFT WITHOUT FITTED KEY; BEARING: STANDARD WITH FIXED BEARING, VIBRATION SEVERITY GRADE: R/A, SHAFT AND FLANGE ACCURACY: R TERMINAL BOX (ABOVE) CABLE ENTRY ON THE LEFT SIGNAL CONNECTION D-END | 3683 | TEM | 1 | MC | 65 | 1
1PH81051AF100BC1 | SIMOTICS M COMPACT ASYNCHRONOUS MOTOR 1500RPM, 7KW, 45NM, 17,5A, 348V 1750RPM, 8KW, 44NM, 17,5A, 400V 2000RPM, 9KW, 43NM, 17A, 453V FORCED VENTILATION; DIRECTION OF AIR FLOW NDE --> DE; DEGREE OF PROTECTION IP55 W/O ENCODER with TEMPERAT. SENSOR KTY84-130 DESIGN IM B3 (IM V5, IM V6) PLAIN SHAFT WITHOUT FITTED KEY; BEARING: STANDARD WITH FIXED BEARING, VIBRATION SEVERITY GRADE: R/A, SHAFT AND FLANGE ACCURACY: R TERMINAL BOX (ABOVE) CABLE ENTRY ON THE ND-END SIGNAL CONNECTION LEFT | 3683 | TEM | 1 | MC | 65 | 1
1PH81051AF100CA1 | SIMOTICS M COMPACT ASYNCHRONOUS MOTOR 1500RPM, 7KW, 45NM, 17,5A, 348V 1750RPM, 8KW, 44NM, 17,5A, 400V 2000RPM, 9KW, 43NM, 17A, 453V FORCED VENTILATION; DIRECTION OF AIR FLOW NDE --> DE; DEGREE OF PROTECTION IP55 W/O ENCODER with TEMPERAT. SENSOR KTY84-130 DESIGN IM B3 (IM V5, IM V6) PLAIN SHAFT WITHOUT FITTED KEY; BEARING: STANDARD WITH FIXED BEARING, VIBRATION SEVERITY GRADE: S/A, SHAFT AND FLANGE ACCURACY: R TERMINAL BOX (ABOVE) CABLE ENTRY ON THE RIGHT SIGNAL CONNECTION D-END | 3878 | TEM | 1 | MC | 65 | 1
1PH81051AF100CB1 | SIMOTICS M COMPACT ASYNCHRONOUS MOTOR 1500RPM, 7KW, 45NM, 17,5A, 348V 1750RPM, 8KW, 44NM, 17,5A, 400V 2000RPM, 9KW, 43NM, 17A, 453V FORCED VENTILATION; DIRECTION OF AIR FLOW NDE --> DE; DEGREE OF PROTECTION IP55 W/O ENCODER with TEMPERAT. SENSOR KTY84-130 DESIGN IM B3 (IM V5, IM V6) PLAIN SHAFT WITHOUT FITTED KEY; BEARING: STANDARD WITH FIXED BEARING, VIBRATION SEVERITY GRADE: S/A, SHAFT AND FLANGE ACCURACY: R TERMINAL BOX (ABOVE) CABLE ENTRY ON THE LEFT SIGNAL CONNECTION D-END | 3878 | TEM | 1 | MC | 65 | 1
1PH81051AF100CC1 | SIMOTICS M COMPACT ASYNCHRONOUS MOTOR 1500RPM, 7KW, 45NM, 17,5A, 348V 1750RPM, 8KW, 44NM, 17,5A, 400V 2000RPM, 9KW, 43NM, 17A, 453V FORCED VENTILATION; DIRECTION OF AIR FLOW NDE --> DE; DEGREE OF PROTECTION IP55 W/O ENCODER with TEMPERAT. SENSOR KTY84-130 DESIGN IM B3 (IM V5, IM V6) PLAIN SHAFT WITHOUT FITTED KEY; BEARING: STANDARD WITH FIXED BEARING, VIBRATION SEVERITY GRADE: S/A, SHAFT AND FLANGE ACCURACY: R TERMINAL BOX (ABOVE) CABLE ENTRY ON THE ND-END SIGNAL CONNECTION LEFT | 3878 | TEM | 1 | MC | 65 | 1
1PH81051AF101BA1 | SIMOTICS M COMPACT ASYNCHRONOUS MOTOR 1500RPM, 7KW, 45NM, 17,5A, 348V 1750RPM, 8KW, 44NM, 17,5A, 400V 2000RPM, 9KW, 43NM, 17A, 453V FORCED VENTILATION; DIRECTION OF AIR FLOW NDE --> DE; DEGREE OF PROTECTION IP55 W/O ENCODER with TEMPERAT. SENSOR KTY84-130 DESIGN IM B3 (IM V5, IM V6) SHAFT WITH FITTED KEY FULL-KEY BALANCING BEARING: STANDARD WITH FIXED BEARING, VIBRATION SEVERITY GRADE: R/A, SHAFT AND FLANGE ACCURACY: R TERMINAL BOX (ABOVE) CABLE ENTRY ON THE RIGHT SIGNAL CONNECTION D-END | 3683 | TEM | 1 | MC | 65 | 1
1PH81051AF102BA1 | SIMOTICS M COMPACT ASYNCHRONOUS MOTOR 1500RPM, 7KW, 45NM, 17,5A, 348V 1750RPM, 8KW, 44NM, 17,5A, 400V 2000RPM, 9KW, 43NM, 17A, 453V FORCED VENTILATION; DIRECTION OF AIR FLOW NDE --> DE; DEGREE OF PROTECTION IP55 W/O ENCODER with TEMPERAT. SENSOR KTY84-130 DESIGN IM B3 (IM V5, IM V6) SHAFT WITH FITTED KEY HALF-KEY BALANCING BEARING: STANDARD WITH FIXED BEARING, VIBRATION SEVERITY GRADE: R/A, SHAFT AND FLANGE ACCURACY: R TERMINAL BOX (ABOVE) CABLE ENTRY ON THE RIGHT SIGNAL CONNECTION D-END | 3683 | TEM | 1 | MC | 65 | 1
1PH81051AF102BB1 | SIMOTICS M COMPACT ASYNCHRONOUS MOTOR 1500RPM, 7KW, 45NM, 17,5A, 348V 1750RPM, 8KW, 44NM, 17,5A, 400V 2000RPM, 9KW, 43NM, 17A, 453V FORCED VENTILATION; DIRECTION OF AIR FLOW NDE --> DE; DEGREE OF PROTECTION IP55 W/O ENCODER with TEMPERAT. SENSOR KTY84-130 DESIGN IM B3 (IM V5, IM V6) SHAFT WITH FITTED KEY HALF-KEY BALANCING BEARING: STANDARD WITH FIXED BEARING, VIBRATION SEVERITY GRADE: R/A, SHAFT AND FLANGE ACCURACY: R TERMINAL BOX (ABOVE) CABLE ENTRY ON THE LEFT SIGNAL CONNECTION D-END | 3683 | TEM | 1 | MC | 65 | 1
1PH81051AF102BC1 | SIMOTICS M COMPACT ASYNCHRONOUS MOTOR 1500RPM, 7KW, 45NM, 17,5A, 348V 1750RPM, 8KW, 44NM, 17,5A, 400V 2000RPM, 9KW, 43NM, 17A, 453V FORCED VENTILATION; DIRECTION OF AIR FLOW NDE --> DE; DEGREE OF PROTECTION IP55 W/O ENCODER with TEMPERAT. SENSOR KTY84-130 DESIGN IM B3 (IM V5, IM V6) SHAFT WITH FITTED KEY HALF-KEY BALANCING BEARING: STANDARD WITH FIXED BEARING, VIBRATION SEVERITY GRADE: R/A, SHAFT AND FLANGE ACCURACY: R TERMINAL BOX (ABOVE) CABLE ENTRY ON THE ND-END SIGNAL CONNECTION LEFT | 3683 | TEM | 1 | MC | 65 | 1
1PH81051AF102CA1 | SIMOTICS M COMPACT ASYNCHRONOUS MOTOR 1500RPM, 7KW, 45NM, 17,5A, 348V 1750RPM, 8KW, 44NM, 17,5A, 400V 2000RPM, 9KW, 43NM, 17A, 453V FORCED VENTILATION; DIRECTION OF AIR FLOW NDE --> DE; DEGREE OF PROTECTION IP55 W/O ENCODER with TEMPERAT. SENSOR KTY84-130 DESIGN IM B3 (IM V5, IM V6) SHAFT WITH FITTED KEY HALF-KEY BALANCING BEARING: STANDARD WITH FIXED BEARING, VIBRATION SEVERITY GRADE: S/A, SHAFT AND FLANGE ACCURACY: R TERMINAL BOX (ABOVE) CABLE ENTRY ON THE RIGHT SIGNAL CONNECTION D-END | 3878 | TEM | 1 | MC | 65 | 1
1PH81051AF102CB1 | SIMOTICS M COMPACT ASYNCHRONOUS MOTOR 1500RPM, 7KW, 45NM, 17,5A, 348V 1750RPM, 8KW, 44NM, 17,5A, 400V 2000RPM, 9KW, 43NM, 17A, 453V FORCED VENTILATION; DIRECTION OF AIR FLOW NDE --> DE; DEGREE OF PROTECTION IP55 W/O ENCODER with TEMPERAT. SENSOR KTY84-130 DESIGN IM B3 (IM V5, IM V6) SHAFT WITH FITTED KEY HALF-KEY BALANCING BEARING: STANDARD WITH FIXED BEARING, VIBRATION SEVERITY GRADE: S/A, SHAFT AND FLANGE ACCURACY: R TERMINAL BOX (ABOVE) CABLE ENTRY ON THE LEFT SIGNAL CONNECTION D-END | 3878 | TEM | 1 | MC | 65 | 1
1PH81051AF102CC1 | SIMOTICS M COMPACT ASYNCHRONOUS MOTOR 1500RPM, 7KW, 45NM, 17,5A, 348V 1750RPM, 8KW, 44NM, 17,5A, 400V 2000RPM, 9KW, 43NM, 17A, 453V FORCED VENTILATION; DIRECTION OF AIR FLOW NDE --> DE; DEGREE OF PROTECTION IP55 W/O ENCODER with TEMPERAT. SENSOR KTY84-130 DESIGN IM B3 (IM V5, IM V6) SHAFT WITH FITTED KEY HALF-KEY BALANCING BEARING: STANDARD WITH FIXED BEARING, VIBRATION SEVERITY GRADE: S/A, SHAFT AND FLANGE ACCURACY: R TERMINAL BOX (ABOVE) CABLE ENTRY ON THE ND-END SIGNAL CONNECTION LEFT | 3878 | TEM | 1 | MC | 65 | 1
1PH81051AF120BA1 | SIMOTICS M COMPACT ASYNCHRONOUS MOTOR 1500RPM, 7KW, 45NM, 17,5A, 348V 1750RPM, 8KW, 44NM, 17,5A, 400V 2000RPM, 9KW, 43NM, 17A, 453V FORCED VENTILATION; DIRECTION OF AIR FLOW NDE --> DE; DEGREE OF PROTECTION IP55 W/O ENCODER with TEMPERAT. SENSOR KTY84-130 DESIGN IM B5 (IMV 1,IM V3) PLAIN SHAFT WITHOUT FITTED KEY; BEARING: STANDARD WITH FIXED BEARING, VIBRATION SEVERITY GRADE: R/A, SHAFT AND FLANGE ACCURACY: R TERMINAL BOX (ABOVE) CABLE ENTRY ON THE RIGHT SIGNAL CONNECTION D-END | 3878 | TEM | 1 | MC | 65 | 1
1PH81051AF120BB1 | SIMOTICS M COMPACT ASYNCHRONOUS MOTOR 1500RPM, 7KW, 45NM, 17,5A, 348V 1750RPM, 8KW, 44NM, 17,5A, 400V 2000RPM, 9KW, 43NM, 17A, 453V FORCED VENTILATION; DIRECTION OF AIR FLOW NDE --> DE; DEGREE OF PROTECTION IP55 W/O ENCODER with TEMPERAT. SENSOR KTY84-130 DESIGN IM B5 (IMV 1,IM V3) PLAIN SHAFT WITHOUT FITTED KEY; BEARING: STANDARD WITH FIXED BEARING, VIBRATION SEVERITY GRADE: R/A, SHAFT AND FLANGE ACCURACY: R TERMINAL BOX (ABOVE) CABLE ENTRY ON THE LEFT SIGNAL CONNECTION D-END | 3878 | TEM | 1 | MC | 65 | 1
1PH81051AF120BC1 | SIMOTICS M COMPACT ASYNCHRONOUS MOTOR 1500RPM, 7KW, 45NM, 17,5A, 348V 1750RPM, 8KW, 44NM, 17,5A, 400V 2000RPM, 9KW, 43NM, 17A, 453V FORCED VENTILATION; DIRECTION OF AIR FLOW NDE --> DE; DEGREE OF PROTECTION IP55 W/O ENCODER with TEMPERAT. SENSOR KTY84-130 DESIGN IM B5 (IMV 1,IM V3) PLAIN SHAFT WITHOUT FITTED KEY; BEARING: STANDARD WITH FIXED BEARING, VIBRATION SEVERITY GRADE: R/A, SHAFT AND FLANGE ACCURACY: R TERMINAL BOX (ABOVE) CABLE ENTRY ON THE ND-END SIGNAL CONNECTION LEFT | 3878 | TEM | 1 | MC | 65 | 1
1PH81051AF120CA1 | SIMOTICS M COMPACT ASYNCHRONOUS MOTOR 1500RPM, 7KW, 45NM, 17,5A, 348V 1750RPM, 8KW, 44NM, 17,5A, 400V 2000RPM, 9KW, 43NM, 17A, 453V FORCED VENTILATION; DIRECTION OF AIR FLOW NDE --> DE; DEGREE OF PROTECTION IP55 W/O ENCODER with TEMPERAT. SENSOR KTY84-130 DESIGN IM B5 (IMV 1,IM V3) PLAIN SHAFT WITHOUT FITTED KEY; BEARING: STANDARD WITH FIXED BEARING, VIBRATION SEVERITY GRADE: S/A, SHAFT AND FLANGE ACCURACY: R TERMINAL BOX (ABOVE) CABLE ENTRY ON THE RIGHT SIGNAL CONNECTION D-END | 4073 | TEM | 1 | MC | 65 | 1
1PH81051AF120CB1 | SIMOTICS M COMPACT ASYNCHRONOUS MOTOR 1500RPM, 7KW, 45NM, 17,5A, 348V 1750RPM, 8KW, 44NM, 17,5A, 400V 2000RPM, 9KW, 43NM, 17A, 453V FORCED VENTILATION; DIRECTION OF AIR FLOW NDE --> DE; DEGREE OF PROTECTION IP55 W/O ENCODER with TEMPERAT. SENSOR KTY84-130 DESIGN IM B5 (IMV 1,IM V3) PLAIN SHAFT WITHOUT FITTED KEY; BEARING: STANDARD WITH FIXED BEARING, VIBRATION SEVERITY GRADE: S/A, SHAFT AND FLANGE ACCURACY: R TERMINAL BOX (ABOVE) CABLE ENTRY ON THE LEFT SIGNAL CONNECTION D-END | 4073 | TEM | 1 | MC | 65 | 1
1PH81051AF120CC1 | SIMOTICS M COMPACT ASYNCHRONOUS MOTOR 1500RPM, 7KW, 45NM, 17,5A, 348V 1750RPM, 8KW, 44NM, 17,5A, 400V 2000RPM, 9KW, 43NM, 17A, 453V FORCED VENTILATION; DIRECTION OF AIR FLOW NDE --> DE; DEGREE OF PROTECTION IP55 W/O ENCODER with TEMPERAT. SENSOR KTY84-130 DESIGN IM B5 (IMV 1,IM V3) PLAIN SHAFT WITHOUT FITTED KEY; BEARING: STANDARD WITH FIXED BEARING, VIBRATION SEVERITY GRADE: S/A, SHAFT AND FLANGE ACCURACY: R TERMINAL BOX (ABOVE) CABLE ENTRY ON THE ND-END SIGNAL CONNECTION LEFT | 4073 | TEM | 1 | MC | 65 | 1
1PH81051AF121BE1 | SIMOTICS M COMPACT ASYNCHRONOUS MOTOR 1500RPM, 7KW, 45NM, 17,5A, 348V 1750RPM, 8KW, 44NM, 17,5A, 400V 2000RPM, 9KW, 43NM, 17A, 453V FORCED VENTILATION; DIRECTION OF AIR FLOW NDE --> DE; DEGREE OF PROTECTION IP55 W/O ENCODER with TEMPERAT. SENSOR KTY84-130 DESIGN IM B5 (IMV 1,IM V3) SHAFT WITH FITTED KEY FULL-KEY BALANCING BEARING: STANDARD WITH FIXED BEARING, VIBRATION SEVERITY GRADE: R/A, SHAFT AND FLANGE ACCURACY: R POWER CONNECTOR (ABOVE) CABLE ENTRY ON THE RIGHT SIGNAL CONNECTION D-END | 3878 | TEM | 1 | MC | 65 | 1
1PH81051AF121DB1 | SIMOTICS M COMPACT ASYNCHRONOUS MOTOR 1500RPM, 7KW, 45NM, 17,5A, 348V 1750RPM, 8KW, 44NM, 17,5A, 400V 2000RPM, 9KW, 43NM, 17A, 453V FORCED VENTILATION; DIRECTION OF AIR FLOW NDE --> DE; DEGREE OF PROTECTION IP55 W/O ENCODER with TEMPERAT. SENSOR KTY84-130 DESIGN IM B5 (IMV 1,IM V3) SHAFT WITH FITTED KEY FULL-KEY BALANCING BEARING: STANDARD WITH FIXED BEARING, VIBRATION SEVERITY GRADE: SR/A, SHAFT AND FLANGE ACCURACY: R TERMINAL BOX (ABOVE) CABLE ENTRY ON THE LEFT SIGNAL CONNECTION D-END | 4143 | TEM | 1 | MC | 65 | 1
1PH81051AF121LB1 | SIMOTICS M COMPACT ASYNCHRONOUS MOTOR 1500RPM, 7KW, 45NM, 17,5A, 348V 1750RPM, 8KW, 44NM, 17,5A, 400V 2000RPM, 9KW, 43NM, 17A, 453V FORCED VENTILATION; DIRECTION OF AIR FLOW NDE --> DE; DEGREE OF PROTECTION IP55 W/O ENCODER with TEMPERAT. SENSOR KTY84-130 DESIGN IM B5 (IMV 1,IM V3) SHAFT WITH FITTED KEY FULL-KEY BALANCING BEARING: PERFORMANCE, VIBRATION SEVERITY GRADE SPECIAL/B; SHAFT A. FLANGE ACCURACY GR. SPECIAL TERMINAL BOX (ABOVE) CABLE ENTRY ON THE LEFT SIGNAL CONNECTION D-END | 4391 | TEM | 1 | MC | 65 | 1
1PH81051AF122BA1 | SIMOTICS M COMPACT ASYNCHRONOUS MOTOR 1500RPM, 7KW, 45NM, 17,5A, 348V 1750RPM, 8KW, 44NM, 17,5A, 400V 2000RPM, 9KW, 43NM, 17A, 453V FORCED VENTILATION; DIRECTION OF AIR FLOW NDE --> DE; DEGREE OF PROTECTION IP55 W/O ENCODER with TEMPERAT. SENSOR KTY84-130 DESIGN IM B5 (IMV 1,IM V3) SHAFT WITH FITTED KEY HALF-KEY BALANCING BEARING: STANDARD WITH FIXED BEARING, VIBRATION SEVERITY GRADE: R/A, SHAFT AND FLANGE ACCURACY: R TERMINAL BOX (ABOVE) CABLE ENTRY ON THE RIGHT SIGNAL CONNECTION D-END | 3878 | TEM | 1 | MC | 65 | 1
1PH81051AF122BB1 | SIMOTICS M COMPACT ASYNCHRONOUS MOTOR 1500RPM, 7KW, 45NM, 17,5A, 348V 1750RPM, 8KW, 44NM, 17,5A, 400V 2000RPM, 9KW, 43NM, 17A, 453V FORCED VENTILATION; DIRECTION OF AIR FLOW NDE --> DE; DEGREE OF PROTECTION IP55 W/O ENCODER with TEMPERAT. SENSOR KTY84-130 DESIGN IM B5 (IMV 1,IM V3) SHAFT WITH FITTED KEY HALF-KEY BALANCING BEARING: STANDARD WITH FIXED BEARING, VIBRATION SEVERITY GRADE: R/A, SHAFT AND FLANGE ACCURACY: R TERMINAL BOX (ABOVE) CABLE ENTRY ON THE LEFT SIGNAL CONNECTION D-END | 3878 | TEM | 1 | MC | 65 | 1
1PH81051AF122BC1 | SIMOTICS M COMPACT ASYNCHRONOUS MOTOR 1500RPM, 7KW, 45NM, 17,5A, 348V 1750RPM, 8KW, 44NM, 17,5A, 400V 2000RPM, 9KW, 43NM, 17A, 453V FORCED VENTILATION; DIRECTION OF AIR FLOW NDE --> DE; DEGREE OF PROTECTION IP55 W/O ENCODER with TEMPERAT. SENSOR KTY84-130 DESIGN IM B5 (IMV 1,IM V3) SHAFT WITH FITTED KEY HALF-KEY BALANCING BEARING: STANDARD WITH FIXED BEARING, VIBRATION SEVERITY GRADE: R/A, SHAFT AND FLANGE ACCURACY: R TERMINAL BOX (ABOVE) CABLE ENTRY ON THE ND-END SIGNAL CONNECTION LEFT | 3878 | TEM | 1 | MC | 65 | 1
1PH81051AF122CA1 | SIMOTICS M COMPACT ASYNCHRONOUS MOTOR 1500RPM, 7KW, 45NM, 17,5A, 348V 1750RPM, 8KW, 44NM, 17,5A, 400V 2000RPM, 9KW, 43NM, 17A, 453V FORCED VENTILATION; DIRECTION OF AIR FLOW NDE --> DE; DEGREE OF PROTECTION IP55 W/O ENCODER with TEMPERAT. SENSOR KTY84-130 DESIGN IM B5 (IMV 1,IM V3) SHAFT WITH FITTED KEY HALF-KEY BALANCING BEARING: STANDARD WITH FIXED BEARING, VIBRATION SEVERITY GRADE: S/A, SHAFT AND FLANGE ACCURACY: R TERMINAL BOX (ABOVE) CABLE ENTRY ON THE RIGHT SIGNAL CONNECTION D-END | 4073 | TEM | 1 | MC | 65 | 1
1PH81051AF122CB1 | SIMOTICS M COMPACT ASYNCHRONOUS MOTOR 1500RPM, 7KW, 45NM, 17,5A, 348V 1750RPM, 8KW, 44NM, 17,5A, 400V 2000RPM, 9KW, 43NM, 17A, 453V FORCED VENTILATION; DIRECTION OF AIR FLOW NDE --> DE; DEGREE OF PROTECTION IP55 W/O ENCODER with TEMPERAT. SENSOR KTY84-130 DESIGN IM B5 (IMV 1,IM V3) SHAFT WITH FITTED KEY HALF-KEY BALANCING BEARING: STANDARD WITH FIXED BEARING, VIBRATION SEVERITY GRADE: S/A, SHAFT AND FLANGE ACCURACY: R TERMINAL BOX (ABOVE) CABLE ENTRY ON THE LEFT SIGNAL CONNECTION D-END | 4073 | TEM | 1 | MC | 65 | 1
1PH81051AF122CC1 | SIMOTICS M COMPACT ASYNCHRONOUS MOTOR 1500RPM, 7KW, 45NM, 17,5A, 348V 1750RPM, 8KW, 44NM, 17,5A, 400V 2000RPM, 9KW, 43NM, 17A, 453V FORCED VENTILATION; DIRECTION OF AIR FLOW NDE --> DE; DEGREE OF PROTECTION IP55 W/O ENCODER with TEMPERAT. SENSOR KTY84-130 DESIGN IM B5 (IMV 1,IM V3) SHAFT WITH FITTED KEY HALF-KEY BALANCING BEARING: STANDARD WITH FIXED BEARING, VIBRATION SEVERITY GRADE: S/A, SHAFT AND FLANGE ACCURACY: R TERMINAL BOX (ABOVE) CABLE ENTRY ON THE ND-END SIGNAL CONNECTION LEFT | 4073 | TEM | 1 | MC | 65 | 1
1PH81051AF130BA1 | SIMOTICS M COMPACT ASYNCHRONOUS MOTOR 1500RPM, 7KW, 45NM, 17,5A, 348V 1750RPM, 8KW, 44NM, 17,5A, 400V 2000RPM, 9KW, 43NM, 17A, 453V FORCED VENTILATION; DIRECTION OF AIR FLOW NDE --> DE; DEGREE OF PROTECTION IP55 W/O ENCODER with TEMPERAT. SENSOR KTY84-130 DESIGN IM B35 (IM V15, IM V35) PLAIN SHAFT WITHOUT FITTED KEY; BEARING: STANDARD WITH FIXED BEARING, VIBRATION SEVERITY GRADE: R/A, SHAFT AND FLANGE ACCURACY: R TERMINAL BOX (ABOVE) CABLE ENTRY ON THE RIGHT SIGNAL CONNECTION D-END | 4116 | TEM | 1 | MC | 65 | 1
1PH81051AF130BB1 | SIMOTICS M COMPACT ASYNCHRONOUS MOTOR 1500RPM, 7KW, 45NM, 17,5A, 348V 1750RPM, 8KW, 44NM, 17,5A, 400V 2000RPM, 9KW, 43NM, 17A, 453V FORCED VENTILATION; DIRECTION OF AIR FLOW NDE --> DE; DEGREE OF PROTECTION IP55 W/O ENCODER with TEMPERAT. SENSOR KTY84-130 DESIGN IM B35 (IM V15, IM V35) PLAIN SHAFT WITHOUT FITTED KEY; BEARING: STANDARD WITH FIXED BEARING, VIBRATION SEVERITY GRADE: R/A, SHAFT AND FLANGE ACCURACY: R TERMINAL BOX (ABOVE) CABLE ENTRY ON THE LEFT SIGNAL CONNECTION D-END | 4116 | TEM | 1 | MC | 65 | 1
1PH81051AF130BC1 | SIMOTICS M COMPACT ASYNCHRONOUS MOTOR 1500RPM, 7KW, 45NM, 17,5A, 348V 1750RPM, 8KW, 44NM, 17,5A, 400V 2000RPM, 9KW, 43NM, 17A, 453V FORCED VENTILATION; DIRECTION OF AIR FLOW NDE --> DE; DEGREE OF PROTECTION IP55 W/O ENCODER with TEMPERAT. SENSOR KTY84-130 DESIGN IM B35 (IM V15, IM V35) PLAIN SHAFT WITHOUT FITTED KEY; BEARING: STANDARD WITH FIXED BEARING, VIBRATION SEVERITY GRADE: R/A, SHAFT AND FLANGE ACCURACY: R TERMINAL BOX (ABOVE) CABLE ENTRY ON THE ND-END SIGNAL CONNECTION LEFT | 4116 | TEM | 1 | MC | 65 | 1
1PH81051AF130CA1 | SIMOTICS M COMPACT ASYNCHRONOUS MOTOR 1500RPM, 7KW, 45NM, 17,5A, 348V 1750RPM, 8KW, 44NM, 17,5A, 400V 2000RPM, 9KW, 43NM, 17A, 453V FORCED VENTILATION; DIRECTION OF AIR FLOW NDE --> DE; DEGREE OF PROTECTION IP55 W/O ENCODER with TEMPERAT. SENSOR KTY84-130 DESIGN IM B35 (IM V15, IM V35) PLAIN SHAFT WITHOUT FITTED KEY; BEARING: STANDARD WITH FIXED BEARING, VIBRATION SEVERITY GRADE: S/A, SHAFT AND FLANGE ACCURACY: R TERMINAL BOX (ABOVE) CABLE ENTRY ON THE RIGHT SIGNAL CONNECTION D-END | 4311 | TEM | 1 | MC | 65 | 1
1PH81051AF130CB1 | SIMOTICS M COMPACT ASYNCHRONOUS MOTOR 1500RPM, 7KW, 45NM, 17,5A, 348V 1750RPM, 8KW, 44NM, 17,5A, 400V 2000RPM, 9KW, 43NM, 17A, 453V FORCED VENTILATION; DIRECTION OF AIR FLOW NDE --> DE; DEGREE OF PROTECTION IP55 W/O ENCODER with TEMPERAT. SENSOR KTY84-130 DESIGN IM B35 (IM V15, IM V35) PLAIN SHAFT WITHOUT FITTED KEY; BEARING: STANDARD WITH FIXED BEARING, VIBRATION SEVERITY GRADE: S/A, SHAFT AND FLANGE ACCURACY: R TERMINAL BOX (ABOVE) CABLE ENTRY ON THE LEFT SIGNAL CONNECTION D-END | 4311 | TEM | 1 | MC | 65 | 1
1PH81051AF130CC1 | SIMOTICS M COMPACT ASYNCHRONOUS MOTOR 1500RPM, 7KW, 45NM, 17,5A, 348V 1750RPM, 8KW, 44NM, 17,5A, 400V 2000RPM, 9KW, 43NM, 17A, 453V FORCED VENTILATION; DIRECTION OF AIR FLOW NDE --> DE; DEGREE OF PROTECTION IP55 W/O ENCODER with TEMPERAT. SENSOR KTY84-130 DESIGN IM B35 (IM V15, IM V35) PLAIN SHAFT WITHOUT FITTED KEY; BEARING: STANDARD WITH FIXED BEARING, VIBRATION SEVERITY GRADE: S/A, SHAFT AND FLANGE ACCURACY: R TERMINAL BOX (ABOVE) CABLE ENTRY ON THE ND-END SIGNAL CONNECTION LEFT | 4311 | TEM | 1 | MC | 65 | 1
1PH81051AF132BA1 | SIMOTICS M COMPACT ASYNCHRONOUS MOTOR 1500RPM, 7KW, 45NM, 17,5A, 348V 1750RPM, 8KW, 44NM, 17,5A, 400V 2000RPM, 9KW, 43NM, 17A, 453V FORCED VENTILATION; DIRECTION OF AIR FLOW NDE --> DE; DEGREE OF PROTECTION IP55 W/O ENCODER with TEMPERAT. SENSOR KTY84-130 DESIGN IM B35 (IM V15, IM V35) SHAFT WITH FITTED KEY HALF-KEY BALANCING BEARING: STANDARD WITH FIXED BEARING, VIBRATION SEVERITY GRADE: R/A, SHAFT AND FLANGE ACCURACY: R TERMINAL BOX (ABOVE) CABLE ENTRY ON THE RIGHT SIGNAL CONNECTION D-END | 4116 | TEM | 1 | MC | 65 | 1
1PH81051AF132BB1 | SIMOTICS M COMPACT ASYNCHRONOUS MOTOR 1500RPM, 7KW, 45NM, 17,5A, 348V 1750RPM, 8KW, 44NM, 17,5A, 400V 2000RPM, 9KW, 43NM, 17A, 453V FORCED VENTILATION; DIRECTION OF AIR FLOW NDE --> DE; DEGREE OF PROTECTION IP55 W/O ENCODER with TEMPERAT. SENSOR KTY84-130 DESIGN IM B35 (IM V15, IM V35) SHAFT WITH FITTED KEY HALF-KEY BALANCING BEARING: STANDARD WITH FIXED BEARING, VIBRATION SEVERITY GRADE: R/A, SHAFT AND FLANGE ACCURACY: R TERMINAL BOX (ABOVE) CABLE ENTRY ON THE LEFT SIGNAL CONNECTION D-END | 4116 | TEM | 1 | MC | 65 | 1
1PH81051AF132BC1 | SIMOTICS M COMPACT ASYNCHRONOUS MOTOR 1500RPM, 7KW, 45NM, 17,5A, 348V 1750RPM, 8KW, 44NM, 17,5A, 400V 2000RPM, 9KW, 43NM, 17A, 453V FORCED VENTILATION; DIRECTION OF AIR FLOW NDE --> DE; DEGREE OF PROTECTION IP55 W/O ENCODER with TEMPERAT. SENSOR KTY84-130 DESIGN IM B35 (IM V15, IM V35) SHAFT WITH FITTED KEY HALF-KEY BALANCING BEARING: STANDARD WITH FIXED BEARING, VIBRATION SEVERITY GRADE: R/A, SHAFT AND FLANGE ACCURACY: R TERMINAL BOX (ABOVE) CABLE ENTRY ON THE ND-END SIGNAL CONNECTION LEFT | 4116 | TEM | 1 | MC | 65 | 1
1PH81051AF132CA1 | SIMOTICS M COMPACT ASYNCHRONOUS MOTOR 1500RPM, 7KW, 45NM, 17,5A, 348V 1750RPM, 8KW, 44NM, 17,5A, 400V 2000RPM, 9KW, 43NM, 17A, 453V FORCED VENTILATION; DIRECTION OF AIR FLOW NDE --> DE; DEGREE OF PROTECTION IP55 W/O ENCODER with TEMPERAT. SENSOR KTY84-130 DESIGN IM B35 (IM V15, IM V35) SHAFT WITH FITTED KEY HALF-KEY BALANCING BEARING: STANDARD WITH FIXED BEARING, VIBRATION SEVERITY GRADE: S/A, SHAFT AND FLANGE ACCURACY: R TERMINAL BOX (ABOVE) CABLE ENTRY ON THE RIGHT SIGNAL CONNECTION D-END | 4311 | TEM | 1 | MC | 65 | 1
1PH81051AF132CB1 | SIMOTICS M COMPACT ASYNCHRONOUS MOTOR 1500RPM, 7KW, 45NM, 17,5A, 348V 1750RPM, 8KW, 44NM, 17,5A, 400V 2000RPM, 9KW, 43NM, 17A, 453V FORCED VENTILATION; DIRECTION OF AIR FLOW NDE --> DE; DEGREE OF PROTECTION IP55 W/O ENCODER with TEMPERAT. SENSOR KTY84-130 DESIGN IM B35 (IM V15, IM V35) SHAFT WITH FITTED KEY HALF-KEY BALANCING BEARING: STANDARD WITH FIXED BEARING, VIBRATION SEVERITY GRADE: S/A, SHAFT AND FLANGE ACCURACY: R TERMINAL BOX (ABOVE) CABLE ENTRY ON THE LEFT SIGNAL CONNECTION D-END | 4311 | TEM | 1 | MC | 65 | 1
1PH81051AF132CC1 | SIMOTICS M COMPACT ASYNCHRONOUS MOTOR 1500RPM, 7KW, 45NM, 17,5A, 348V 1750RPM, 8KW, 44NM, 17,5A, 400V 2000RPM, 9KW, 43NM, 17A, 453V FORCED VENTILATION; DIRECTION OF AIR FLOW NDE --> DE; DEGREE OF PROTECTION IP55 W/O ENCODER with TEMPERAT. SENSOR KTY84-130 DESIGN IM B35 (IM V15, IM V35) SHAFT WITH FITTED KEY HALF-KEY BALANCING BEARING: STANDARD WITH FIXED BEARING, VIBRATION SEVERITY GRADE: S/A, SHAFT AND FLANGE ACCURACY: R TERMINAL BOX (ABOVE) CABLE ENTRY ON THE ND-END SIGNAL CONNECTION LEFT | 4311 | TEM | 1 | MC | 65 | 1
1PH81051AF200BA1 | SIMOTICS M COMPACT ASYNCHRONOUS MOTOR 1500RPM, 11KW,70NM, 28,5A, 340V 1750RPM, 12,5KW,68NM,28,5A,380V 2000RPM, 14KW,67NM, 27,5A, 426V WATER COOLING DEGREE OF PROTECTION IP65 W/O ENCODER with TEMPERAT. SENSOR KTY84-130 DESIGN IM B3 (IM V5, IM V6) PLAIN SHAFT WITHOUT FITTED KEY; BEARING: STANDARD WITH FIXED BEARING, VIBRATION SEVERITY GRADE: R/A, SHAFT AND FLANGE ACCURACY: R TERMINAL BOX (ABOVE) CABLE ENTRY ON THE RIGHT SIGNAL CONNECTION D-END | 4210 | TEM | 1 | MC | 74 | 1
1PH81051AF200BB1 | SIMOTICS M COMPACT ASYNCHRONOUS MOTOR 1500RPM, 11KW,70NM, 28,5A, 340V 1750RPM, 12,5KW,68NM,28,5A,380V 2000RPM, 14KW,67NM, 27,5A, 426V WATER COOLING DEGREE OF PROTECTION IP65 W/O ENCODER with TEMPERAT. SENSOR KTY84-130 DESIGN IM B3 (IM V5, IM V6) PLAIN SHAFT WITHOUT FITTED KEY; BEARING: STANDARD WITH FIXED BEARING, VIBRATION SEVERITY GRADE: R/A, SHAFT AND FLANGE ACCURACY: R TERMINAL BOX (ABOVE) CABLE ENTRY ON THE LEFT SIGNAL CONNECTION D-END | 4210 | TEM | 1 | MC | 74 | 1
1PH81051AF200BC1 | SIMOTICS M COMPACT ASYNCHRONOUS MOTOR 1500RPM, 11KW,70NM, 28,5A, 340V 1750RPM, 12,5KW,68NM,28,5A,380V 2000RPM, 14KW,67NM, 27,5A, 426V WATER COOLING DEGREE OF PROTECTION IP65 W/O ENCODER with TEMPERAT. SENSOR KTY84-130 DESIGN IM B3 (IM V5, IM V6) PLAIN SHAFT WITHOUT FITTED KEY; BEARING: STANDARD WITH FIXED BEARING, VIBRATION SEVERITY GRADE: R/A, SHAFT AND FLANGE ACCURACY: R TERMINAL BOX (ABOVE) CABLE ENTRY ON THE ND-END SIGNAL CONNECTION LEFT | 4210 | TEM | 1 | MC | 74 | 1
1PH81051AF200CA1 | SIMOTICS M COMPACT ASYNCHRONOUS MOTOR 1500RPM, 11KW,70NM, 28,5A, 340V 1750RPM, 12,5KW,68NM,28,5A,380V 2000RPM, 14KW,67NM, 27,5A, 426V WATER COOLING DEGREE OF PROTECTION IP65 W/O ENCODER with TEMPERAT. SENSOR KTY84-130 DESIGN IM B3 (IM V5, IM V6) PLAIN SHAFT WITHOUT FITTED KEY; BEARING: STANDARD WITH FIXED BEARING, VIBRATION SEVERITY GRADE: S/A, SHAFT AND FLANGE ACCURACY: R TERMINAL BOX (ABOVE) CABLE ENTRY ON THE RIGHT SIGNAL CONNECTION D-END | 4405 | TEM | 1 | MC | 74 | 1
1PH81051AF200CB1 | SIMOTICS M COMPACT ASYNCHRONOUS MOTOR 1500RPM, 11KW,70NM, 28,5A, 340V 1750RPM, 12,5KW,68NM,28,5A,380V 2000RPM, 14KW,67NM, 27,5A, 426V WATER COOLING DEGREE OF PROTECTION IP65 W/O ENCODER with TEMPERAT. SENSOR KTY84-130 DESIGN IM B3 (IM V5, IM V6) PLAIN SHAFT WITHOUT FITTED KEY; BEARING: STANDARD WITH FIXED BEARING, VIBRATION SEVERITY GRADE: S/A, SHAFT AND FLANGE ACCURACY: R TERMINAL BOX (ABOVE) CABLE ENTRY ON THE LEFT SIGNAL CONNECTION D-END | 4405 | TEM | 1 | MC | 74 | 1
1PH81051AF200CC1 | SIMOTICS M COMPACT ASYNCHRONOUS MOTOR 1500RPM, 11KW,70NM, 28,5A, 340V 1750RPM, 12,5KW,68NM,28,5A,380V 2000RPM, 14KW,67NM, 27,5A, 426V WATER COOLING DEGREE OF PROTECTION IP65 W/O ENCODER with TEMPERAT. SENSOR KTY84-130 DESIGN IM B3 (IM V5, IM V6) PLAIN SHAFT WITHOUT FITTED KEY; BEARING: STANDARD WITH FIXED BEARING, VIBRATION SEVERITY GRADE: S/A, SHAFT AND FLANGE ACCURACY: R TERMINAL BOX (ABOVE) CABLE ENTRY ON THE ND-END SIGNAL CONNECTION LEFT | 4405 | TEM | 1 | MC | 74 | 1
1PH81051AF202BA1 | SIMOTICS M COMPACT ASYNCHRONOUS MOTOR 1500RPM, 11KW,70NM, 28,5A, 340V 1750RPM, 12,5KW,68NM,28,5A,380V 2000RPM, 14KW,67NM, 27,5A, 426V WATER COOLING DEGREE OF PROTECTION IP65 W/O ENCODER with TEMPERAT. SENSOR KTY84-130 DESIGN IM B3 (IM V5, IM V6) SHAFT WITH FITTED KEY HALF-KEY BALANCING BEARING: STANDARD WITH FIXED BEARING, VIBRATION SEVERITY GRADE: R/A, SHAFT AND FLANGE ACCURACY: R TERMINAL BOX (ABOVE) CABLE ENTRY ON THE RIGHT SIGNAL CONNECTION D-END | 4210 | TEM | 1 | MC | 74 | 1
1PH81051AF202BB1 | SIMOTICS M COMPACT ASYNCHRONOUS MOTOR 1500RPM, 11KW,70NM, 28,5A, 340V 1750RPM, 12,5KW,68NM,28,5A,380V 2000RPM, 14KW,67NM, 27,5A, 426V WATER COOLING DEGREE OF PROTECTION IP65 W/O ENCODER with TEMPERAT. SENSOR KTY84-130 DESIGN IM B3 (IM V5, IM V6) SHAFT WITH FITTED KEY HALF-KEY BALANCING BEARING: STANDARD WITH FIXED BEARING, VIBRATION SEVERITY GRADE: R/A, SHAFT AND FLANGE ACCURACY: R TERMINAL BOX (ABOVE) CABLE ENTRY ON THE LEFT SIGNAL CONNECTION D-END | 4210 | TEM | 1 | MC | 74 | 1
1PH81051AF202BC1 | SIMOTICS M COMPACT ASYNCHRONOUS MOTOR 1500RPM, 11KW,70NM, 28,5A, 340V 1750RPM, 12,5KW,68NM,28,5A,380V 2000RPM, 14KW,67NM, 27,5A, 426V WATER COOLING DEGREE OF PROTECTION IP65 W/O ENCODER with TEMPERAT. SENSOR KTY84-130 DESIGN IM B3 (IM V5, IM V6) SHAFT WITH FITTED KEY HALF-KEY BALANCING BEARING: STANDARD WITH FIXED BEARING, VIBRATION SEVERITY GRADE: R/A, SHAFT AND FLANGE ACCURACY: R TERMINAL BOX (ABOVE) CABLE ENTRY ON THE ND-END SIGNAL CONNECTION LEFT | 4210 | TEM | 1 | MC | 74 | 1
1PH81051AF202CA1 | SIMOTICS M COMPACT ASYNCHRONOUS MOTOR 1500RPM, 11KW,70NM, 28,5A, 340V 1750RPM, 12,5KW,68NM,28,5A,380V 2000RPM, 14KW,67NM, 27,5A, 426V WATER COOLING DEGREE OF PROTECTION IP65 W/O ENCODER with TEMPERAT. SENSOR KTY84-130 DESIGN IM B3 (IM V5, IM V6) SHAFT WITH FITTED KEY HALF-KEY BALANCING BEARING: STANDARD WITH FIXED BEARING, VIBRATION SEVERITY GRADE: S/A, SHAFT AND FLANGE ACCURACY: R TERMINAL BOX (ABOVE) CABLE ENTRY ON THE RIGHT SIGNAL CONNECTION D-END | 4405 | TEM | 1 | MC | 74 | 1
1PH81051AF202CB1 | SIMOTICS M COMPACT ASYNCHRONOUS MOTOR 1500RPM, 11KW,70NM, 28,5A, 340V 1750RPM, 12,5KW,68NM,28,5A,380V 2000RPM, 14KW,67NM, 27,5A, 426V WATER COOLING DEGREE OF PROTECTION IP65 W/O ENCODER with TEMPERAT. SENSOR KTY84-130 DESIGN IM B3 (IM V5, IM V6) SHAFT WITH FITTED KEY HALF-KEY BALANCING BEARING: STANDARD WITH FIXED BEARING, VIBRATION SEVERITY GRADE: S/A, SHAFT AND FLANGE ACCURACY: R TERMINAL BOX (ABOVE) CABLE ENTRY ON THE LEFT SIGNAL CONNECTION D-END | 4405 | TEM | 1 | MC | 74 | 1
1PH81051AF202CC1 | SIMOTICS M COMPACT ASYNCHRONOUS MOTOR 1500RPM, 11KW,70NM, 28,5A, 340V 1750RPM, 12,5KW,68NM,28,5A,380V 2000RPM, 14KW,67NM, 27,5A, 426V WATER COOLING DEGREE OF PROTECTION IP65 W/O ENCODER with TEMPERAT. SENSOR KTY84-130 DESIGN IM B3 (IM V5, IM V6) SHAFT WITH FITTED KEY HALF-KEY BALANCING BEARING: STANDARD WITH FIXED BEARING, VIBRATION SEVERITY GRADE: S/A, SHAFT AND FLANGE ACCURACY: R TERMINAL BOX (ABOVE) CABLE ENTRY ON THE ND-END SIGNAL CONNECTION LEFT | 4405 | TEM | 1 | MC | 74 | 1
1PH81051AF220BA1 | SIMOTICS M COMPACT ASYNCHRONOUS MOTOR 1500RPM, 11KW,70NM, 28,5A, 340V 1750RPM, 12,5KW,68NM,28,5A,380V 2000RPM, 14KW,67NM, 27,5A, 426V WATER COOLING DEGREE OF PROTECTION IP65 W/O ENCODER with TEMPERAT. SENSOR KTY84-130 DESIGN IM B5 (IMV 1,IM V3) PLAIN SHAFT WITHOUT FITTED KEY; BEARING: STANDARD WITH FIXED BEARING, VIBRATION SEVERITY GRADE: R/A, SHAFT AND FLANGE ACCURACY: R TERMINAL BOX (ABOVE) CABLE ENTRY ON THE RIGHT SIGNAL CONNECTION D-END | 4405 | TEM | 1 | MC | 74 | 1
1PH81051AF220BB1 | SIMOTICS M COMPACT ASYNCHRONOUS MOTOR 1500RPM, 11KW,70NM, 28,5A, 340V 1750RPM, 12,5KW,68NM,28,5A,380V 2000RPM, 14KW,67NM, 27,5A, 426V WATER COOLING DEGREE OF PROTECTION IP65 W/O ENCODER with TEMPERAT. SENSOR KTY84-130 DESIGN IM B5 (IMV 1,IM V3) PLAIN SHAFT WITHOUT FITTED KEY; BEARING: STANDARD WITH FIXED BEARING, VIBRATION SEVERITY GRADE: R/A, SHAFT AND FLANGE ACCURACY: R TERMINAL BOX (ABOVE) CABLE ENTRY ON THE LEFT SIGNAL CONNECTION D-END | 4405 | TEM | 1 | MC | 74 | 1
1PH81051AF220BC1 | SIMOTICS M COMPACT ASYNCHRONOUS MOTOR 1500RPM, 11KW,70NM, 28,5A, 340V 1750RPM, 12,5KW,68NM,28,5A,380V 2000RPM, 14KW,67NM, 27,5A, 426V WATER COOLING DEGREE OF PROTECTION IP65 W/O ENCODER with TEMPERAT. SENSOR KTY84-130 DESIGN IM B5 (IMV 1,IM V3) PLAIN SHAFT WITHOUT FITTED KEY; BEARING: STANDARD WITH FIXED BEARING, VIBRATION SEVERITY GRADE: R/A, SHAFT AND FLANGE ACCURACY: R TERMINAL BOX (ABOVE) CABLE ENTRY ON THE ND-END SIGNAL CONNECTION LEFT | 4405 | TEM | 1 | MC | 74 | 1
1PH81051AF220CA1 | SIMOTICS M COMPACT ASYNCHRONOUS MOTOR 1500RPM, 11KW,70NM, 28,5A, 340V 1750RPM, 12,5KW,68NM,28,5A,380V 2000RPM, 14KW,67NM, 27,5A, 426V WATER COOLING DEGREE OF PROTECTION IP65 W/O ENCODER with TEMPERAT. SENSOR KTY84-130 DESIGN IM B5 (IMV 1,IM V3) PLAIN SHAFT WITHOUT FITTED KEY; BEARING: STANDARD WITH FIXED BEARING, VIBRATION SEVERITY GRADE: S/A, SHAFT AND FLANGE ACCURACY: R TERMINAL BOX (ABOVE) CABLE ENTRY ON THE RIGHT SIGNAL CONNECTION D-END | 4600 | TEM | 1 | MC | 74 | 1
1PH81051AF220CB1 | SIMOTICS M COMPACT ASYNCHRONOUS MOTOR 1500RPM, 11KW,70NM, 28,5A, 340V 1750RPM, 12,5KW,68NM,28,5A,380V 2000RPM, 14KW,67NM, 27,5A, 426V WATER COOLING DEGREE OF PROTECTION IP65 W/O ENCODER with TEMPERAT. SENSOR KTY84-130 DESIGN IM B5 (IMV 1,IM V3) PLAIN SHAFT WITHOUT FITTED KEY; BEARING: STANDARD WITH FIXED BEARING, VIBRATION SEVERITY GRADE: S/A, SHAFT AND FLANGE ACCURACY: R TERMINAL BOX (ABOVE) CABLE ENTRY ON THE LEFT SIGNAL CONNECTION D-END | 4600 | TEM | 1 | MC | 74 | 1
1PH81051AF220CC1 | SIMOTICS M COMPACT ASYNCHRONOUS MOTOR 1500RPM, 11KW,70NM, 28,5A, 340V 1750RPM, 12,5KW,68NM,28,5A,380V 2000RPM, 14KW,67NM, 27,5A, 426V WATER COOLING DEGREE OF PROTECTION IP65 W/O ENCODER with TEMPERAT. SENSOR KTY84-130 DESIGN IM B5 (IMV 1,IM V3) PLAIN SHAFT WITHOUT FITTED KEY; BEARING: STANDARD WITH FIXED BEARING, VIBRATION SEVERITY GRADE: S/A, SHAFT AND FLANGE ACCURACY: R TERMINAL BOX (ABOVE) CABLE ENTRY ON THE ND-END SIGNAL CONNECTION LEFT | 4600 | TEM | 1 | MC | 74 | 1
1PH81051AF220CH1 | SIMOTICS M COMPACT ASYNCHRONOUS MOTOR 1500RPM, 11KW,70NM, 28,5A, 340V 1750RPM, 12,5KW,68NM,28,5A,380V 2000RPM, 14KW,67NM, 27,5A, 426V WATER COOLING DEGREE OF PROTECTION IP65 W/O ENCODER with TEMPERAT. SENSOR KTY84-130 DESIGN IM B5 (IMV 1,IM V3) PLAIN SHAFT WITHOUT FITTED KEY; BEARING: STANDARD WITH FIXED BEARING, VIBRATION SEVERITY GRADE: S/A, SHAFT AND FLANGE ACCURACY: R POWER CONNECTOR (ABOVE) CABLE ENTRY ON THE ND-END SIGNAL CONNECTION LEFT | 4600 | TEM | 1 | MC | 74 | 1
1PH81051AF222BA1 | SIMOTICS M COMPACT ASYNCHRONOUS MOTOR 1500RPM, 11KW,70NM, 28,5A, 340V 1750RPM, 12,5KW,68NM,28,5A,380V 2000RPM, 14KW,67NM, 27,5A, 426V WATER COOLING DEGREE OF PROTECTION IP65 W/O ENCODER with TEMPERAT. SENSOR KTY84-130 DESIGN IM B5 (IMV 1,IM V3) SHAFT WITH FITTED KEY HALF-KEY BALANCING BEARING: STANDARD WITH FIXED BEARING, VIBRATION SEVERITY GRADE: R/A, SHAFT AND FLANGE ACCURACY: R TERMINAL BOX (ABOVE) CABLE ENTRY ON THE RIGHT SIGNAL CONNECTION D-END | 4405 | TEM | 1 | MC | 74 | 1
1PH81051AF222BB1 | SIMOTICS M COMPACT ASYNCHRONOUS MOTOR 1500RPM, 11KW,70NM, 28,5A, 340V 1750RPM, 12,5KW,68NM,28,5A,380V 2000RPM, 14KW,67NM, 27,5A, 426V WATER COOLING DEGREE OF PROTECTION IP65 W/O ENCODER with TEMPERAT. SENSOR KTY84-130 DESIGN IM B5 (IMV 1,IM V3) SHAFT WITH FITTED KEY HALF-KEY BALANCING BEARING: STANDARD WITH FIXED BEARING, VIBRATION SEVERITY GRADE: R/A, SHAFT AND FLANGE ACCURACY: R TERMINAL BOX (ABOVE) CABLE ENTRY ON THE LEFT SIGNAL CONNECTION D-END | 4405 | TEM | 1 | MC | 74 | 1
1PH81051AF222BC1 | SIMOTICS M COMPACT ASYNCHRONOUS MOTOR 1500RPM, 11KW,70NM, 28,5A, 340V 1750RPM, 12,5KW,68NM,28,5A,380V 2000RPM, 14KW,67NM, 27,5A, 426V WATER COOLING DEGREE OF PROTECTION IP65 W/O ENCODER with TEMPERAT. SENSOR KTY84-130 DESIGN IM B5 (IMV 1,IM V3) SHAFT WITH FITTED KEY HALF-KEY BALANCING BEARING: STANDARD WITH FIXED BEARING, VIBRATION SEVERITY GRADE: R/A, SHAFT AND FLANGE ACCURACY: R TERMINAL BOX (ABOVE) CABLE ENTRY ON THE ND-END SIGNAL CONNECTION LEFT | 4405 | TEM | 1 | MC | 74 | 1
1PH81051AF222CA1 | SIMOTICS M COMPACT ASYNCHRONOUS MOTOR 1500RPM, 11KW,70NM, 28,5A, 340V 1750RPM, 12,5KW,68NM,28,5A,380V 2000RPM, 14KW,67NM, 27,5A, 426V WATER COOLING DEGREE OF PROTECTION IP65 W/O ENCODER with TEMPERAT. SENSOR KTY84-130 DESIGN IM B5 (IMV 1,IM V3) SHAFT WITH FITTED KEY HALF-KEY BALANCING BEARING: STANDARD WITH FIXED BEARING, VIBRATION SEVERITY GRADE: S/A, SHAFT AND FLANGE ACCURACY: R TERMINAL BOX (ABOVE) CABLE ENTRY ON THE RIGHT SIGNAL CONNECTION D-END | 4600 | TEM | 1 | MC | 74 | 1
1PH81051AF222CB1 | SIMOTICS M COMPACT ASYNCHRONOUS MOTOR 1500RPM, 11KW,70NM, 28,5A, 340V 1750RPM, 12,5KW,68NM,28,5A,380V 2000RPM, 14KW,67NM, 27,5A, 426V WATER COOLING DEGREE OF PROTECTION IP65 W/O ENCODER with TEMPERAT. SENSOR KTY84-130 DESIGN IM B5 (IMV 1,IM V3) SHAFT WITH FITTED KEY HALF-KEY BALANCING BEARING: STANDARD WITH FIXED BEARING, VIBRATION SEVERITY GRADE: S/A, SHAFT AND FLANGE ACCURACY: R TERMINAL BOX (ABOVE) CABLE ENTRY ON THE LEFT SIGNAL CONNECTION D-END | 4600 | TEM | 1 | MC | 74 | 1
1PH81051AF222CC1 | SIMOTICS M COMPACT ASYNCHRONOUS MOTOR 1500RPM, 11KW,70NM, 28,5A, 340V 1750RPM, 12,5KW,68NM,28,5A,380V 2000RPM, 14KW,67NM, 27,5A, 426V WATER COOLING DEGREE OF PROTECTION IP65 W/O ENCODER with TEMPERAT. SENSOR KTY84-130 DESIGN IM B5 (IMV 1,IM V3) SHAFT WITH FITTED KEY HALF-KEY BALANCING BEARING: STANDARD WITH FIXED BEARING, VIBRATION SEVERITY GRADE: S/A, SHAFT AND FLANGE ACCURACY: R TERMINAL BOX (ABOVE) CABLE ENTRY ON THE ND-END SIGNAL CONNECTION LEFT | 4600 | TEM | 1 | MC | 74 | 1
1PH81051AF222GA1 | SIMOTICS M COMPACT ASYNCHRONOUS MOTOR 1500RPM, 11KW,70NM, 28,5A, 340V 1750RPM, 12,5KW,68NM,28,5A,380V 2000RPM, 14KW,67NM, 27,5A, 426V WATER COOLING DEGREE OF PROTECTION IP65 W/O ENCODER with TEMPERAT. SENSOR KTY84-130 DESIGN IM B5 (IMV 1,IM V3) SHAFT WITH FITTED KEY HALF-KEY BALANCING BEARING: STANDARD, VIBRATION SEVERITY GRADE: R/A, SHAFT AND FLANGE ACCURACY: R TERMINAL BOX (ABOVE) CABLE ENTRY ON THE RIGHT SIGNAL CONNECTION D-END | 4120 | TEM | 1 | MC | 74 | 1
1PH81051AF230BA1 | SIMOTICS M COMPACT ASYNCHRONOUS MOTOR 1500RPM, 11KW,70NM, 28,5A, 340V 1750RPM, 12,5KW,68NM,28,5A,380V 2000RPM, 14KW,67NM, 27,5A, 426V WATER COOLING DEGREE OF PROTECTION IP65 W/O ENCODER with TEMPERAT. SENSOR KTY84-130 DESIGN IM B35 (IM V15, IM V35) PLAIN SHAFT WITHOUT FITTED KEY; BEARING: STANDARD WITH FIXED BEARING, VIBRATION SEVERITY GRADE: R/A, SHAFT AND FLANGE ACCURACY: R TERMINAL BOX (ABOVE) CABLE ENTRY ON THE RIGHT SIGNAL CONNECTION D-END | 4643 | TEM | 1 | MC | 74 | 1
1PH81051AF230BB1 | SIMOTICS M COMPACT ASYNCHRONOUS MOTOR 1500RPM, 11KW,70NM, 28,5A, 340V 1750RPM, 12,5KW,68NM,28,5A,380V 2000RPM, 14KW,67NM, 27,5A, 426V WATER COOLING DEGREE OF PROTECTION IP65 W/O ENCODER with TEMPERAT. SENSOR KTY84-130 DESIGN IM B35 (IM V15, IM V35) PLAIN SHAFT WITHOUT FITTED KEY; BEARING: STANDARD WITH FIXED BEARING, VIBRATION SEVERITY GRADE: R/A, SHAFT AND FLANGE ACCURACY: R TERMINAL BOX (ABOVE) CABLE ENTRY ON THE LEFT SIGNAL CONNECTION D-END | 4643 | TEM | 1 | MC | 74 | 1
1PH81051AF230BC1 | SIMOTICS M COMPACT ASYNCHRONOUS MOTOR 1500RPM, 11KW,70NM, 28,5A, 340V 1750RPM, 12,5KW,68NM,28,5A,380V 2000RPM, 14KW,67NM, 27,5A, 426V WATER COOLING DEGREE OF PROTECTION IP65 W/O ENCODER with TEMPERAT. SENSOR KTY84-130 DESIGN IM B35 (IM V15, IM V35) PLAIN SHAFT WITHOUT FITTED KEY; BEARING: STANDARD WITH FIXED BEARING, VIBRATION SEVERITY GRADE: R/A, SHAFT AND FLANGE ACCURACY: R TERMINAL BOX (ABOVE) CABLE ENTRY ON THE ND-END SIGNAL CONNECTION LEFT | 4643 | TEM | 1 | MC | 74 | 1
1PH81051AF230CA1 | SIMOTICS M COMPACT ASYNCHRONOUS MOTOR 1500RPM, 11KW,70NM, 28,5A, 340V 1750RPM, 12,5KW,68NM,28,5A,380V 2000RPM, 14KW,67NM, 27,5A, 426V WATER COOLING DEGREE OF PROTECTION IP65 W/O ENCODER with TEMPERAT. SENSOR KTY84-130 DESIGN IM B35 (IM V15, IM V35) PLAIN SHAFT WITHOUT FITTED KEY; BEARING: STANDARD WITH FIXED BEARING, VIBRATION SEVERITY GRADE: S/A, SHAFT AND FLANGE ACCURACY: R TERMINAL BOX (ABOVE) CABLE ENTRY ON THE RIGHT SIGNAL CONNECTION D-END | 4838 | TEM | 1 | MC | 74 | 1
1PH81051AF230CB1 | SIMOTICS M COMPACT ASYNCHRONOUS MOTOR 1500RPM, 11KW,70NM, 28,5A, 340V 1750RPM, 12,5KW,68NM,28,5A,380V 2000RPM, 14KW,67NM, 27,5A, 426V WATER COOLING DEGREE OF PROTECTION IP65 W/O ENCODER with TEMPERAT. SENSOR KTY84-130 DESIGN IM B35 (IM V15, IM V35) PLAIN SHAFT WITHOUT FITTED KEY; BEARING: STANDARD WITH FIXED BEARING, VIBRATION SEVERITY GRADE: S/A, SHAFT AND FLANGE ACCURACY: R TERMINAL BOX (ABOVE) CABLE ENTRY ON THE LEFT SIGNAL CONNECTION D-END | 4838 | TEM | 1 | MC | 74 | 1
1PH81051AF230CC1 | SIMOTICS M COMPACT ASYNCHRONOUS MOTOR 1500RPM, 11KW,70NM, 28,5A, 340V 1750RPM, 12,5KW,68NM,28,5A,380V 2000RPM, 14KW,67NM, 27,5A, 426V WATER COOLING DEGREE OF PROTECTION IP65 W/O ENCODER with TEMPERAT. SENSOR KTY84-130 DESIGN IM B35 (IM V15, IM V35) PLAIN SHAFT WITHOUT FITTED KEY; BEARING: STANDARD WITH FIXED BEARING, VIBRATION SEVERITY GRADE: S/A, SHAFT AND FLANGE ACCURACY: R TERMINAL BOX (ABOVE) CABLE ENTRY ON THE ND-END SIGNAL CONNECTION LEFT | 4838 | TEM | 1 | MC | 74 | 1
1PH81051AF232BA1 | SIMOTICS M COMPACT ASYNCHRONOUS MOTOR 1500RPM, 11KW,70NM, 28,5A, 340V 1750RPM, 12,5KW,68NM,28,5A,380V 2000RPM, 14KW,67NM, 27,5A, 426V WATER COOLING DEGREE OF PROTECTION IP65 W/O ENCODER with TEMPERAT. SENSOR KTY84-130 DESIGN IM B35 (IM V15, IM V35) SHAFT WITH FITTED KEY HALF-KEY BALANCING BEARING: STANDARD WITH FIXED BEARING, VIBRATION SEVERITY GRADE: R/A, SHAFT AND FLANGE ACCURACY: R TERMINAL BOX (ABOVE) CABLE ENTRY ON THE RIGHT SIGNAL CONNECTION D-END | 4643 | TEM | 1 | MC | 74 | 1
1PH81051AF232BB1 | SIMOTICS M COMPACT ASYNCHRONOUS MOTOR 1500RPM, 11KW,70NM, 28,5A, 340V 1750RPM, 12,5KW,68NM,28,5A,380V 2000RPM, 14KW,67NM, 27,5A, 426V WATER COOLING DEGREE OF PROTECTION IP65 W/O ENCODER with TEMPERAT. SENSOR KTY84-130 DESIGN IM B35 (IM V15, IM V35) SHAFT WITH FITTED KEY HALF-KEY BALANCING BEARING: STANDARD WITH FIXED BEARING, VIBRATION SEVERITY GRADE: R/A, SHAFT AND FLANGE ACCURACY: R TERMINAL BOX (ABOVE) CABLE ENTRY ON THE LEFT SIGNAL CONNECTION D-END | 4643 | TEM | 1 | MC | 74 | 1
1PH81051AF232BC1 | SIMOTICS M COMPACT ASYNCHRONOUS MOTOR 1500RPM, 11KW,70NM, 28,5A, 340V 1750RPM, 12,5KW,68NM,28,5A,380V 2000RPM, 14KW,67NM, 27,5A, 426V WATER COOLING DEGREE OF PROTECTION IP65 W/O ENCODER with TEMPERAT. SENSOR KTY84-130 DESIGN IM B35 (IM V15, IM V35) SHAFT WITH FITTED KEY HALF-KEY BALANCING BEARING: STANDARD WITH FIXED BEARING, VIBRATION SEVERITY GRADE: R/A, SHAFT AND FLANGE ACCURACY: R TERMINAL BOX (ABOVE) CABLE ENTRY ON THE ND-END SIGNAL CONNECTION LEFT | 4643 | TEM | 1 | MC | 74 | 1
1PH81051AF232CA1 | SIMOTICS M COMPACT ASYNCHRONOUS MOTOR 1500RPM, 11KW,70NM, 28,5A, 340V 1750RPM, 12,5KW,68NM,28,5A,380V 2000RPM, 14KW,67NM, 27,5A, 426V WATER COOLING DEGREE OF PROTECTION IP65 W/O ENCODER with TEMPERAT. SENSOR KTY84-130 DESIGN IM B35 (IM V15, IM V35) SHAFT WITH FITTED KEY HALF-KEY BALANCING BEARING: STANDARD WITH FIXED BEARING, VIBRATION SEVERITY GRADE: S/A, SHAFT AND FLANGE ACCURACY: R TERMINAL BOX (ABOVE) CABLE ENTRY ON THE RIGHT SIGNAL CONNECTION D-END | 4838 | TEM | 1 | MC | 74 | 1
1PH81051AF232CB1 | SIMOTICS M COMPACT ASYNCHRONOUS MOTOR 1500RPM, 11KW,70NM, 28,5A, 340V 1750RPM, 12,5KW,68NM,28,5A,380V 2000RPM, 14KW,67NM, 27,5A, 426V WATER COOLING DEGREE OF PROTECTION IP65 W/O ENCODER with TEMPERAT. SENSOR KTY84-130 DESIGN IM B35 (IM V15, IM V35) SHAFT WITH FITTED KEY HALF-KEY BALANCING BEARING: STANDARD WITH FIXED BEARING, VIBRATION SEVERITY GRADE: S/A, SHAFT AND FLANGE ACCURACY: R TERMINAL BOX (ABOVE) CABLE ENTRY ON THE LEFT SIGNAL CONNECTION D-END | 4838 | TEM | 1 | MC | 74 | 1
1PH81051AF232CC1 | SIMOTICS M COMPACT ASYNCHRONOUS MOTOR 1500RPM, 11KW,70NM, 28,5A, 340V 1750RPM, 12,5KW,68NM,28,5A,380V 2000RPM, 14KW,67NM, 27,5A, 426V WATER COOLING DEGREE OF PROTECTION IP65 W/O ENCODER with TEMPERAT. SENSOR KTY84-130 DESIGN IM B35 (IM V15, IM V35) SHAFT WITH FITTED KEY HALF-KEY BALANCING BEARING: STANDARD WITH FIXED BEARING, VIBRATION SEVERITY GRADE: S/A, SHAFT AND FLANGE ACCURACY: R TERMINAL BOX (ABOVE) CABLE ENTRY ON THE ND-END SIGNAL CONNECTION LEFT | 4838 | TEM | 1 | MC | 74 | 1
1PH81051AG220BA1 | SIMOTICS M COMPACT ASYNCHRONOUS MOTOR 2000RPM, 13KW,62NM, 34,5A,326V 2300RPM, 15KW, 62NM, 34A, 370V 2650RPM, 17KW,61NM, 33,5A, 424V WATER COOLING DEGREE OF PROTECTION IP65 W/O ENCODER with TEMPERAT. SENSOR KTY84-130 DESIGN IM B5 (IMV 1,IM V3) PLAIN SHAFT WITHOUT FITTED KEY; BEARING: STANDARD WITH FIXED BEARING, VIBRATION SEVERITY GRADE: R/A, SHAFT AND FLANGE ACCURACY: R TERMINAL BOX (ABOVE) CABLE ENTRY ON THE RIGHT SIGNAL CONNECTION D-END | 4405 | TEM | 1 | MC | 74 | 1
1PH81051AM200BA1 | SIMOTICS M COMPACT ASYNCHRONOUS MOTOR 3000RPM, 16,8KW, 53NM, 45A,324V 3300RPM, 18,5KW, 54NM, 45A,355V 3600RPM, 20KW, 53NM, 45A, 375V WATER COOLING DEGREE OF PROTECTION IP65 W/O ENCODER with TEMPERAT. SENSOR KTY84-130 DESIGN IM B3 (IM V5, IM V6) PLAIN SHAFT WITHOUT FITTED KEY; BEARING: STANDARD WITH FIXED BEARING, VIBRATION SEVERITY GRADE: R/A, SHAFT AND FLANGE ACCURACY: R TERMINAL BOX (ABOVE) CABLE ENTRY ON THE RIGHT SIGNAL CONNECTION D-END | 4210 | TEM | 1 | MC | 74 | 1
1PH81051AM222BC1 | SIMOTICS M COMPACT ASYNCHRONOUS MOTOR 3000RPM, 16,8KW, 53NM, 45A,324V 3300RPM, 18,5KW, 54NM, 45A,355V 3600RPM, 20KW, 53NM, 45A, 375V WATER COOLING DEGREE OF PROTECTION IP65 W/O ENCODER with TEMPERAT. SENSOR KTY84-130 DESIGN IM B5 (IMV 1,IM V3) SHAFT WITH FITTED KEY HALF-KEY BALANCING BEARING: STANDARD WITH FIXED BEARING, VIBRATION SEVERITY GRADE: R/A, SHAFT AND FLANGE ACCURACY: R TERMINAL BOX (ABOVE) CABLE ENTRY ON THE ND-END SIGNAL CONNECTION LEFT | 4405 | TEM | 1 | MC | 74 | 1
1PH81051AS001BA1 | SIMOTICS M COMPACT ASYNCHRONOUS MOTOR Y2000RPM,10,0KW, 48NM,23A, 366V D5000RPM, 9,3KW, 18NM,24A, 398V Y1500RPM, 7,5KW, 48NM,23A, 285V FORCED VENTILATION; DIRECTION OF AIR FLOW DE --> NDE; DEGREE OF PROTECTION IP55 W/O ENCODER with TEMPERAT. SENSOR KTY84-130 DESIGN IM B3 (IM V5, IM V6) SHAFT WITH FITTED KEY FULL-KEY BALANCING BEARING: STANDARD WITH FIXED BEARING, VIBRATION SEVERITY GRADE: R/A, SHAFT AND FLANGE ACCURACY: R TERMINAL BOX (ABOVE) CABLE ENTRY ON THE RIGHT SIGNAL CONNECTION D-END | 3683 | TEM | 1 | MC | 65 | 1
1PH81051AS021BA1 | SIMOTICS M COMPACT ASYNCHRONOUS MOTOR Y2000RPM,10,0KW, 48NM,23A, 366V D5000RPM, 9,3KW, 18NM,24A, 398V Y1500RPM, 7,5KW, 48NM,23A, 285V FORCED VENTILATION; DIRECTION OF AIR FLOW DE --> NDE; DEGREE OF PROTECTION IP55 W/O ENCODER with TEMPERAT. SENSOR KTY84-130 DESIGN IM B5 (IMV 1,IM V3) SHAFT WITH FITTED KEY FULL-KEY BALANCING BEARING: STANDARD WITH FIXED BEARING, VIBRATION SEVERITY GRADE: R/A, SHAFT AND FLANGE ACCURACY: R TERMINAL BOX (ABOVE) CABLE ENTRY ON THE RIGHT SIGNAL CONNECTION D-END | 3878 | TEM | 1 | MC | 65 | 1
1PH81051AS030BB1 | SIMOTICS M COMPACT ASYNCHRONOUS MOTOR Y2000RPM,10,0KW, 48NM,23A, 366V D5000RPM, 9,3KW, 18NM,24A, 398V Y1500RPM, 7,5KW, 48NM,23A, 285V FORCED VENTILATION; DIRECTION OF AIR FLOW DE --> NDE; DEGREE OF PROTECTION IP55 W/O ENCODER with TEMPERAT. SENSOR KTY84-130 DESIGN IM B35 (IM V15, IM V35) PLAIN SHAFT WITHOUT FITTED KEY; BEARING: STANDARD WITH FIXED BEARING, VIBRATION SEVERITY GRADE: R/A, SHAFT AND FLANGE ACCURACY: R TERMINAL BOX (ABOVE) CABLE ENTRY ON THE LEFT SIGNAL CONNECTION D-END | 4116 | TEM | 1 | MC | 65 | 1
1PH81051AS031BA1 | SIMOTICS M COMPACT ASYNCHRONOUS MOTOR Y2000RPM,10,0KW, 48NM,23A, 366V D5000RPM, 9,3KW, 18NM,24A, 398V Y1500RPM, 7,5KW, 48NM,23A, 285V FORCED VENTILATION; DIRECTION OF AIR FLOW DE --> NDE; DEGREE OF PROTECTION IP55 W/O ENCODER with TEMPERAT. SENSOR KTY84-130 DESIGN IM B35 (IM V15, IM V35) SHAFT WITH FITTED KEY FULL-KEY BALANCING BEARING: STANDARD WITH FIXED BEARING, VIBRATION SEVERITY GRADE: R/A, SHAFT AND FLANGE ACCURACY: R TERMINAL BOX (ABOVE) CABLE ENTRY ON THE RIGHT SIGNAL CONNECTION D-END | 4116 | TEM | 1 | MC | 65 | 1
1PH81051AS122CB1 | SIMOTICS M COMPACT ASYNCHRONOUS MOTOR Y2000RPM, 10KW, 48NM, 23A, 366V D5000RPM, 9,3KW,18NM, 24A, 398V Y1500RPM, 7,5KW,48NM, 23A, 285V FORCED VENTILATION; DIRECTION OF AIR FLOW NDE --> DE; DEGREE OF PROTECTION IP55 W/O ENCODER with TEMPERAT. SENSOR KTY84-130 DESIGN IM B5 (IMV 1,IM V3) SHAFT WITH FITTED KEY HALF-KEY BALANCING BEARING: STANDARD WITH FIXED BEARING, VIBRATION SEVERITY GRADE: S/A, SHAFT AND FLANGE ACCURACY: R TERMINAL BOX (ABOVE) CABLE ENTRY ON THE LEFT SIGNAL CONNECTION D-END | 4073 | TEM | 1 | MC | 65 | 1
1PH81051CF023LA1 | SIMOTICS M COMPACT ASYNCHRONOUS MOTOR 1500RPM,7,0KW,45NM, 17,5A, 348V 1750RPM,8,0KW,44NM, 17,5A, 400V 2000RPM,9,0KW,43NM, 17,0A, 453V FORCED VENTILATION; DIRECTION OF AIR FLOW DE --> NDE; DEGREE OF PROTECTION IP55 INCREMENTAL ENCODER SIN/COS 1VPP 256 S/R WITHOUT ND-END AT TERMINAL BOX (ENCODER IN256S/R) with TEMPERAT. SENSOR KTY84-130 DESIGN IM B5 (IMV 1,IM V3) PLAIN HOLLOW-SHAFT BEARING: PERFORMANCE, VIBRATION SEVERITY GRADE SPECIAL/B; SHAFT A. FLANGE ACCURACY GR. SPECIAL TERMINAL BOX (ABOVE) CABLE ENTRY ON THE RIGHT SIGNAL CONNECTION D-END | 7966 | TEM | 1 | MC | 67.5 | 1
1PH81051CG233LA1 | SIMOTICS M COMPACT ASYNCHRONOUS MOTOR 2000RPM, 13KW,62NM, 34,5A,326V 2300RPM, 15KW, 62NM, 34A, 370V 2650RPM, 17KW,61NM, 33,5A, 424V WATER COOLING DEGREE OF PROTECTION IP65 INCREMENTAL ENCODER SIN/COS 1VPP 256 S/R WITHOUT ND-END AT TERMINAL BOX (ENCODER IN256S/R) with TEMPERAT. SENSOR KTY84-130 DESIGN IM B35 (IM V15, IM V35) PLAIN HOLLOW-SHAFT BEARING: PERFORMANCE, VIBRATION SEVERITY GRADE SPECIAL/B; SHAFT A. FLANGE ACCURACY GR. SPECIAL TERMINAL BOX (ABOVE) CABLE ENTRY ON THE RIGHT SIGNAL CONNECTION D-END | 8731 | TEM | 1 | MC | 76.5 | 1
1PH81051CG233MA1 | SIMOTICS M COMPACT ASYNCHRONOUS MOTOR 2000RPM, 13KW,62NM, 34,5A,326V 2300RPM, 15KW, 62NM, 34A, 370V 2650RPM, 17KW,61NM, 33,5A, 424V WATER COOLING DEGREE OF PROTECTION IP65 INCREMENTAL ENCODER SIN/COS 1VPP 256 S/R WITHOUT ND-END AT TERMINAL BOX (ENCODER IN256S/R) with TEMPERAT. SENSOR KTY84-130 DESIGN IM B35 (IM V15, IM V35) PLAIN HOLLOW-SHAFT BEARING: HIGH PERFORMANCE VIBRATION SEVERITY GRADE SPECIAL/B SHAFT AND FLANGE ACCURACY GR. SPECIAL TERMINAL BOX (ABOVE) CABLE ENTRY ON THE RIGHT SIGNAL CONNECTION D-END | 9265 | TEM | 1 | MC | 76.5 | 1
1PH81051CM233MA1 | SIMOTICS M COMPACT ASYNCHRONOUS MOTOR 3000RPM, 16,8KW, 53NM, 45A,324V 3300RPM, 18,5KW, 54NM, 45A,355V 3600RPM, 20KW, 53NM, 45A, 375V WATER COOLING DEGREE OF PROTECTION IP65 INCREMENTAL ENCODER SIN/COS 1VPP 256 S/R WITHOUT ND-END AT TERMINAL BOX (ENCODER IN256S/R) with TEMPERAT. SENSOR KTY84-130 DESIGN IM B35 (IM V15, IM V35) PLAIN HOLLOW-SHAFT BEARING: HIGH PERFORMANCE VIBRATION SEVERITY GRADE SPECIAL/B SHAFT AND FLANGE ACCURACY GR. SPECIAL TERMINAL BOX (ABOVE) CABLE ENTRY ON THE RIGHT SIGNAL CONNECTION D-END | 9265 | TEM | 1 | MC | 76.5 | 1
1PH81051CS020LA1 | SIMOTICS M COMPACT ASYNCHRONOUS MOTOR Y2000RPM,10,0KW, 48NM,23A, 366V D5000RPM, 9,3KW, 18NM,24A, 398V Y1500RPM, 7,5KW, 48NM,23A, 285V FORCED VENTILATION; DIRECTION OF AIR FLOW DE --> NDE; DEGREE OF PROTECTION IP55 INCREMENTAL ENCODER SIN/COS 1VPP 256 S/R WITHOUT ND-END AT TERMINAL BOX (ENCODER IN256S/R) with TEMPERAT. SENSOR KTY84-130 DESIGN IM B5 (IMV 1,IM V3) PLAIN SHAFT WITHOUT FITTED KEY; BEARING: PERFORMANCE, VIBRATION SEVERITY GRADE SPECIAL/B; SHAFT A. FLANGE ACCURACY GR. SPECIAL TERMINAL BOX (ABOVE) CABLE ENTRY ON THE RIGHT SIGNAL CONNECTION D-END | 6448 | TEM | 1 | MC | 65 | 1
1PH81051CS020MA1 | SIMOTICS M COMPACT ASYNCHRONOUS MOTOR Y2000RPM,10,0KW, 48NM,23A, 366V D5000RPM, 9,3KW, 18NM,24A, 398V Y1500RPM, 7,5KW, 48NM,23A, 285V FORCED VENTILATION; DIRECTION OF AIR FLOW DE --> NDE; DEGREE OF PROTECTION IP55 INCREMENTAL ENCODER SIN/COS 1VPP 256 S/R WITHOUT ND-END AT TERMINAL BOX (ENCODER IN256S/R) with TEMPERAT. SENSOR KTY84-130 DESIGN IM B5 (IMV 1,IM V3) PLAIN SHAFT WITHOUT FITTED KEY; BEARING: HIGH PERFORMANCE VIBRATION SEVERITY GRADE SPECIAL/B SHAFT AND FLANGE ACCURACY GR. SPECIAL TERMINAL BOX (ABOVE) CABLE ENTRY ON THE RIGHT SIGNAL CONNECTION D-END | 6982 | TEM | 1 | MC | 65 | 1
1PH81051CS021LA1 | SIMOTICS M COMPACT ASYNCHRONOUS MOTOR Y2000RPM,10,0KW, 48NM,23A, 366V D5000RPM, 9,3KW, 18NM,24A, 398V Y1500RPM, 7,5KW, 48NM,23A, 285V FORCED VENTILATION; DIRECTION OF AIR FLOW DE --> NDE; DEGREE OF PROTECTION IP55 INCREMENTAL ENCODER SIN/COS 1VPP 256 S/R WITHOUT ND-END AT TERMINAL BOX (ENCODER IN256S/R) with TEMPERAT. SENSOR KTY84-130 DESIGN IM B5 (IMV 1,IM V3) SHAFT WITH FITTED KEY FULL-KEY BALANCING BEARING: PERFORMANCE, VIBRATION SEVERITY GRADE SPECIAL/B; SHAFT A. FLANGE ACCURACY GR. SPECIAL TERMINAL BOX (ABOVE) CABLE ENTRY ON THE RIGHT SIGNAL CONNECTION D-END | 6448 | TEM | 1 | MC | 65 | 1
1PH81051CS023LA1 | SIMOTICS M COMPACT ASYNCHRONOUS MOTOR Y2000RPM,10,0KW, 48NM,23A, 366V D5000RPM, 9,3KW, 18NM,24A, 398V Y1500RPM, 7,5KW, 48NM,23A, 285V FORCED VENTILATION; DIRECTION OF AIR FLOW DE --> NDE; DEGREE OF PROTECTION IP55 INCREMENTAL ENCODER SIN/COS 1VPP 256 S/R WITHOUT ND-END AT TERMINAL BOX (ENCODER IN256S/R) with TEMPERAT. SENSOR KTY84-130 DESIGN IM B5 (IMV 1,IM V3) PLAIN HOLLOW-SHAFT BEARING: PERFORMANCE, VIBRATION SEVERITY GRADE SPECIAL/B; SHAFT A. FLANGE ACCURACY GR. SPECIAL TERMINAL BOX (ABOVE) CABLE ENTRY ON THE RIGHT SIGNAL CONNECTION D-END | 7966 | TEM | 1 | MC | 67.5 | 1
1PH81051CS023MA1 | SIMOTICS M COMPACT ASYNCHRONOUS MOTOR Y2000RPM,10,0KW, 48NM,23A, 366V D5000RPM, 9,3KW, 18NM,24A, 398V Y1500RPM, 7,5KW, 48NM,23A, 285V FORCED VENTILATION; DIRECTION OF AIR FLOW DE --> NDE; DEGREE OF PROTECTION IP55 INCREMENTAL ENCODER SIN/COS 1VPP 256 S/R WITHOUT ND-END AT TERMINAL BOX (ENCODER IN256S/R) with TEMPERAT. SENSOR KTY84-130 DESIGN IM B5 (IMV 1,IM V3) PLAIN HOLLOW-SHAFT BEARING: HIGH PERFORMANCE VIBRATION SEVERITY GRADE SPECIAL/B SHAFT AND FLANGE ACCURACY GR. SPECIAL TERMINAL BOX (ABOVE) CABLE ENTRY ON THE RIGHT SIGNAL CONNECTION D-END | 8500 | TEM | 1 | MC | 67.5 | 1
1PH81051DF000BA1 | SIMOTICS M COMPACT ASYNCHRONOUS MOTOR 1500RPM,7,0KW,45NM, 17,5A, 348V 1750RPM,8,0KW,44NM, 17,5A, 400V 2000RPM,9,0KW,43NM, 17,0A, 453V FORCED VENTILATION; DIRECTION OF AIR FLOW DE --> NDE; DEGREE OF PROTECTION IP55 INCREMENTAL ENCODER 22 BIT WITH COMMUTATING POSITION (ENCODER IC22DQ) WITH DRIVE-CLIQ INTERFACE DESIGN IM B3 (IM V5, IM V6) PLAIN SHAFT WITHOUT FITTED KEY; BEARING: STANDARD WITH FIXED BEARING, VIBRATION SEVERITY GRADE: R/A, SHAFT AND FLANGE ACCURACY: R TERMINAL BOX (ABOVE) CABLE ENTRY ON THE RIGHT SIGNAL CONNECTION D-END | 5090 | TEM | 1 | MC | 65 | 1
1PH81051DF000BE1 | SIMOTICS M COMPACT ASYNCHRONOUS MOTOR 1500RPM,7,0KW,45NM, 17,5A, 348V 1750RPM,8,0KW,44NM, 17,5A, 400V 2000RPM,9,0KW,43NM, 17,0A, 453V FORCED VENTILATION; DIRECTION OF AIR FLOW DE --> NDE; DEGREE OF PROTECTION IP55 INCREMENTAL ENCODER 22 BIT WITH COMMUTATING POSITION (ENCODER IC22DQ) WITH DRIVE-CLIQ INTERFACE DESIGN IM B3 (IM V5, IM V6) PLAIN SHAFT WITHOUT FITTED KEY; BEARING: STANDARD WITH FIXED BEARING, VIBRATION SEVERITY GRADE: R/A, SHAFT AND FLANGE ACCURACY: R POWER CONNECTOR (ABOVE) CABLE ENTRY ON THE RIGHT SIGNAL CONNECTION D-END | 5090 | TEM | 1 | MC | 65 | 1
1PH81051DF000CA1 | SIMOTICS M COMPACT ASYNCHRONOUS MOTOR 1500RPM,7,0KW,45NM, 17,5A, 348V 1750RPM,8,0KW,44NM, 17,5A, 400V 2000RPM,9,0KW,43NM, 17,0A, 453V FORCED VENTILATION; DIRECTION OF AIR FLOW DE --> NDE; DEGREE OF PROTECTION IP55 INCREMENTAL ENCODER 22 BIT WITH COMMUTATING POSITION (ENCODER IC22DQ) WITH DRIVE-CLIQ INTERFACE DESIGN IM B3 (IM V5, IM V6) PLAIN SHAFT WITHOUT FITTED KEY; BEARING: STANDARD WITH FIXED BEARING, VIBRATION SEVERITY GRADE: S/A, SHAFT AND FLANGE ACCURACY: R TERMINAL BOX (ABOVE) CABLE ENTRY ON THE RIGHT SIGNAL CONNECTION D-END | 5285 | TEM | 1 | MC | 65 | 1
1PH81051DF000DC1 | SIMOTICS M COMPACT ASYNCHRONOUS MOTOR 1500RPM,7,0KW,45NM, 17,5A, 348V 1750RPM,8,0KW,44NM, 17,5A, 400V 2000RPM,9,0KW,43NM, 17,0A, 453V FORCED VENTILATION; DIRECTION OF AIR FLOW DE --> NDE; DEGREE OF PROTECTION IP55 INCREMENTAL ENCODER 22 BIT WITH COMMUTATING POSITION (ENCODER IC22DQ) WITH DRIVE-CLIQ INTERFACE DESIGN IM B3 (IM V5, IM V6) PLAIN SHAFT WITHOUT FITTED KEY; BEARING: STANDARD WITH FIXED BEARING, VIBRATION SEVERITY GRADE: SR/A, SHAFT AND FLANGE ACCURACY: R TERMINAL BOX (ABOVE) CABLE ENTRY ON THE ND-END SIGNAL CONNECTION LEFT | 5356 | TEM | 1 | MC | 65 | 1
1PH81051DF000LA1 | SIMOTICS M COMPACT ASYNCHRONOUS MOTOR 1500RPM,7,0KW,45NM, 17,5A, 348V 1750RPM,8,0KW,44NM, 17,5A, 400V 2000RPM,9,0KW,43NM, 17,0A, 453V FORCED VENTILATION; DIRECTION OF AIR FLOW DE --> NDE; DEGREE OF PROTECTION IP55 INCREMENTAL ENCODER 22 BIT WITH COMMUTATING POSITION (ENCODER IC22DQ) WITH DRIVE-CLIQ INTERFACE DESIGN IM B3 (IM V5, IM V6) PLAIN SHAFT WITHOUT FITTED KEY; BEARING: PERFORMANCE, VIBRATION SEVERITY GRADE SPECIAL/B; SHAFT A. FLANGE ACCURACY GR. SPECIAL TERMINAL BOX (ABOVE) CABLE ENTRY ON THE RIGHT SIGNAL CONNECTION D-END | 5603 | TEM | 1 | MC | 65 | 1
1PH81051DF001BA1 | SIMOTICS M COMPACT ASYNCHRONOUS MOTOR 1500RPM,7,0KW,45NM, 17,5A, 348V 1750RPM,8,0KW,44NM, 17,5A, 400V 2000RPM,9,0KW,43NM, 17,0A, 453V FORCED VENTILATION; DIRECTION OF AIR FLOW DE --> NDE; DEGREE OF PROTECTION IP55 INCREMENTAL ENCODER 22 BIT WITH COMMUTATING POSITION (ENCODER IC22DQ) WITH DRIVE-CLIQ INTERFACE DESIGN IM B3 (IM V5, IM V6) SHAFT WITH FITTED KEY FULL-KEY BALANCING BEARING: STANDARD WITH FIXED BEARING, VIBRATION SEVERITY GRADE: R/A, SHAFT AND FLANGE ACCURACY: R TERMINAL BOX (ABOVE) CABLE ENTRY ON THE RIGHT SIGNAL CONNECTION D-END | 5090 | TEM | 1 | MC | 65 | 1
1PH81051DF001BG1 | SIMOTICS M COMPACT ASYNCHRONOUS MOTOR 1500RPM,7,0KW,45NM, 17,5A, 348V 1750RPM,8,0KW,44NM, 17,5A, 400V 2000RPM,9,0KW,43NM, 17,0A, 453V FORCED VENTILATION; DIRECTION OF AIR FLOW DE --> NDE; DEGREE OF PROTECTION IP55 INCREMENTAL ENCODER 22 BIT WITH COMMUTATING POSITION (ENCODER IC22DQ) WITH DRIVE-CLIQ INTERFACE DESIGN IM B3 (IM V5, IM V6) SHAFT WITH FITTED KEY FULL-KEY BALANCING BEARING: STANDARD WITH FIXED BEARING, VIBRATION SEVERITY GRADE: R/A, SHAFT AND FLANGE ACCURACY: R POWER CONNECTOR (ABOVE) CABLE ENTRY ON THE ND-END SIGNAL CONNECTION LEFT | 5090 | TEM | 1 | MC | 65 | 1
1PH81051DF001CA1 | SIMOTICS M COMPACT ASYNCHRONOUS MOTOR 1500RPM,7,0KW,45NM, 17,5A, 348V 1750RPM,8,0KW,44NM, 17,5A, 400V 2000RPM,9,0KW,43NM, 17,0A, 453V FORCED VENTILATION; DIRECTION OF AIR FLOW DE --> NDE; DEGREE OF PROTECTION IP55 INCREMENTAL ENCODER 22 BIT WITH COMMUTATING POSITION (ENCODER IC22DQ) WITH DRIVE-CLIQ INTERFACE DESIGN IM B3 (IM V5, IM V6) SHAFT WITH FITTED KEY FULL-KEY BALANCING BEARING: STANDARD WITH FIXED BEARING, VIBRATION SEVERITY GRADE: S/A, SHAFT AND FLANGE ACCURACY: R TERMINAL BOX (ABOVE) CABLE ENTRY ON THE RIGHT SIGNAL CONNECTION D-END | 5285 | TEM | 1 | MC | 65 | 1
1PH81051DF001CB1 | SIMOTICS M COMPACT ASYNCHRONOUS MOTOR 1500RPM,7,0KW,45NM, 17,5A, 348V 1750RPM,8,0KW,44NM, 17,5A, 400V 2000RPM,9,0KW,43NM, 17,0A, 453V FORCED VENTILATION; DIRECTION OF AIR FLOW DE --> NDE; DEGREE OF PROTECTION IP55 INCREMENTAL ENCODER 22 BIT WITH COMMUTATING POSITION (ENCODER IC22DQ) WITH DRIVE-CLIQ INTERFACE DESIGN IM B3 (IM V5, IM V6) SHAFT WITH FITTED KEY FULL-KEY BALANCING BEARING: STANDARD WITH FIXED BEARING, VIBRATION SEVERITY GRADE: S/A, SHAFT AND FLANGE ACCURACY: R TERMINAL BOX (ABOVE) CABLE ENTRY ON THE LEFT SIGNAL CONNECTION D-END | 5285 | TEM | 1 | MC | 65 | 1
1PH81051DF001LA1 | SIMOTICS M COMPACT ASYNCHRONOUS MOTOR 1500RPM,7,0KW,45NM, 17,5A, 348V 1750RPM,8,0KW,44NM, 17,5A, 400V 2000RPM,9,0KW,43NM, 17,0A, 453V FORCED VENTILATION; DIRECTION OF AIR FLOW DE --> NDE; DEGREE OF PROTECTION IP55 INCREMENTAL ENCODER 22 BIT WITH COMMUTATING POSITION (ENCODER IC22DQ) WITH DRIVE-CLIQ INTERFACE DESIGN IM B3 (IM V5, IM V6) SHAFT WITH FITTED KEY FULL-KEY BALANCING BEARING: PERFORMANCE, VIBRATION SEVERITY GRADE SPECIAL/B; SHAFT A. FLANGE ACCURACY GR. SPECIAL TERMINAL BOX (ABOVE) CABLE ENTRY ON THE RIGHT SIGNAL CONNECTION D-END | 5603 | TEM | 1 | MC | 65 | 1
1PH81051DF002BA1 | SIMOTICS M COMPACT ASYNCHRONOUS MOTOR 1500RPM,7,0KW,45NM, 17,5A, 348V 1750RPM,8,0KW,44NM, 17,5A, 400V 2000RPM,9,0KW,43NM, 17,0A, 453V FORCED VENTILATION; DIRECTION OF AIR FLOW DE --> NDE; DEGREE OF PROTECTION IP55 INCREMENTAL ENCODER 22 BIT WITH COMMUTATING POSITION (ENCODER IC22DQ) WITH DRIVE-CLIQ INTERFACE DESIGN IM B3 (IM V5, IM V6) SHAFT WITH FITTED KEY HALF-KEY BALANCING BEARING: STANDARD WITH FIXED BEARING, VIBRATION SEVERITY GRADE: R/A, SHAFT AND FLANGE ACCURACY: R TERMINAL BOX (ABOVE) CABLE ENTRY ON THE RIGHT SIGNAL CONNECTION D-END | 5090 | TEM | 1 | MC | 65 | 1
1PH81051DF002CA1 | SIMOTICS M COMPACT ASYNCHRONOUS MOTOR 1500RPM,7,0KW,45NM, 17,5A, 348V 1750RPM,8,0KW,44NM, 17,5A, 400V 2000RPM,9,0KW,43NM, 17,0A, 453V FORCED VENTILATION; DIRECTION OF AIR FLOW DE --> NDE; DEGREE OF PROTECTION IP55 INCREMENTAL ENCODER 22 BIT WITH COMMUTATING POSITION (ENCODER IC22DQ) WITH DRIVE-CLIQ INTERFACE DESIGN IM B3 (IM V5, IM V6) SHAFT WITH FITTED KEY HALF-KEY BALANCING BEARING: STANDARD WITH FIXED BEARING, VIBRATION SEVERITY GRADE: S/A, SHAFT AND FLANGE ACCURACY: R TERMINAL BOX (ABOVE) CABLE ENTRY ON THE RIGHT SIGNAL CONNECTION D-END | 5285 | TEM | 1 | MC | 65 | 1
1PH81051DF002GA1 | SIMOTICS M COMPACT ASYNCHRONOUS MOTOR 1500RPM,7,0KW,45NM, 17,5A, 348V 1750RPM,8,0KW,44NM, 17,5A, 400V 2000RPM,9,0KW,43NM, 17,0A, 453V FORCED VENTILATION; DIRECTION OF AIR FLOW DE --> NDE; DEGREE OF PROTECTION IP55 INCREMENTAL ENCODER 22 BIT WITH COMMUTATING POSITION (ENCODER IC22DQ) WITH DRIVE-CLIQ INTERFACE DESIGN IM B3 (IM V5, IM V6) SHAFT WITH FITTED KEY HALF-KEY BALANCING BEARING: STANDARD, VIBRATION SEVERITY GRADE: R/A, SHAFT AND FLANGE ACCURACY: R TERMINAL BOX (ABOVE) CABLE ENTRY ON THE RIGHT SIGNAL CONNECTION D-END | 4806 | TEM | 1 | MC | 65 | 1
1PH81051DF002QB1 | SIMOTICS M COMPACT ASYNCHRONOUS MOTOR 1500RPM,7,0KW,45NM, 17,5A, 348V 1750RPM,8,0KW,44NM, 17,5A, 400V 2000RPM,9,0KW,43NM, 17,0A, 453V FORCED VENTILATION; DIRECTION OF AIR FLOW DE --> NDE; DEGREE OF PROTECTION IP55 INCREMENTAL ENCODER 22 BIT WITH COMMUTATING POSITION (ENCODER IC22DQ) WITH DRIVE-CLIQ INTERFACE DESIGN IM B3 (IM V5, IM V6) SHAFT WITH FITTED KEY HALF-KEY BALANCING BEARING: ADVANCED LIFETIME VIBRATION SEVERITY S/A SHAFT A. FLANGE ACCURACY GR. R TERMINAL BOX (ABOVE) CABLE ENTRY ON THE LEFT SIGNAL CONNECTION D-END | 5443 | TEM | 1 | MC | 65 | 1
1PH81051DF020BA1 | SIMOTICS M COMPACT ASYNCHRONOUS MOTOR 1500RPM,7,0KW,45NM, 17,5A, 348V 1750RPM,8,0KW,44NM, 17,5A, 400V 2000RPM,9,0KW,43NM, 17,0A, 453V FORCED VENTILATION; DIRECTION OF AIR FLOW DE --> NDE; DEGREE OF PROTECTION IP55 INCREMENTAL ENCODER 22 BIT WITH COMMUTATING POSITION (ENCODER IC22DQ) WITH DRIVE-CLIQ INTERFACE DESIGN IM B5 (IMV 1,IM V3) PLAIN SHAFT WITHOUT FITTED KEY; BEARING: STANDARD WITH FIXED BEARING, VIBRATION SEVERITY GRADE: R/A, SHAFT AND FLANGE ACCURACY: R TERMINAL BOX (ABOVE) CABLE ENTRY ON THE RIGHT SIGNAL CONNECTION D-END | 5285 | TEM | 1 | MC | 65 | 1
1PH81051DF020BB1 | SIMOTICS M COMPACT ASYNCHRONOUS MOTOR 1500RPM,7,0KW,45NM, 17,5A, 348V 1750RPM,8,0KW,44NM, 17,5A, 400V 2000RPM,9,0KW,43NM, 17,0A, 453V FORCED VENTILATION; DIRECTION OF AIR FLOW DE --> NDE; DEGREE OF PROTECTION IP55 INCREMENTAL ENCODER 22 BIT WITH COMMUTATING POSITION (ENCODER IC22DQ) WITH DRIVE-CLIQ INTERFACE DESIGN IM B5 (IMV 1,IM V3) PLAIN SHAFT WITHOUT FITTED KEY; BEARING: STANDARD WITH FIXED BEARING, VIBRATION SEVERITY GRADE: R/A, SHAFT AND FLANGE ACCURACY: R TERMINAL BOX (ABOVE) CABLE ENTRY ON THE LEFT SIGNAL CONNECTION D-END | 5285 | TEM | 1 | MC | 65 | 1
1PH81051DF020BG1 | SIMOTICS M COMPACT ASYNCHRONOUS MOTOR 1500RPM,7,0KW,45NM, 17,5A, 348V 1750RPM,8,0KW,44NM, 17,5A, 400V 2000RPM,9,0KW,43NM, 17,0A, 453V FORCED VENTILATION; DIRECTION OF AIR FLOW DE --> NDE; DEGREE OF PROTECTION IP55 INCREMENTAL ENCODER 22 BIT WITH COMMUTATING POSITION (ENCODER IC22DQ) WITH DRIVE-CLIQ INTERFACE DESIGN IM B5 (IMV 1,IM V3) PLAIN SHAFT WITHOUT FITTED KEY; BEARING: STANDARD WITH FIXED BEARING, VIBRATION SEVERITY GRADE: R/A, SHAFT AND FLANGE ACCURACY: R POWER CONNECTOR (ABOVE) CABLE ENTRY ON THE ND-END SIGNAL CONNECTION LEFT | 5285 | TEM | 1 | MC | 65 | 1
1PH81051DF020BH1 | SIMOTICS M COMPACT ASYNCHRONOUS MOTOR 1500RPM,7,0KW,45NM, 17,5A, 348V 1750RPM,8,0KW,44NM, 17,5A, 400V 2000RPM,9,0KW,43NM, 17,0A, 453V FORCED VENTILATION; DIRECTION OF AIR FLOW DE --> NDE; DEGREE OF PROTECTION IP55 INCREMENTAL ENCODER 22 BIT WITH COMMUTATING POSITION (ENCODER IC22DQ) WITH DRIVE-CLIQ INTERFACE DESIGN IM B5 (IMV 1,IM V3) PLAIN SHAFT WITHOUT FITTED KEY; BEARING: STANDARD WITH FIXED BEARING, VIBRATION SEVERITY GRADE: R/A, SHAFT AND FLANGE ACCURACY: R POWER CONNECTOR (ABOVE) CABLE ENTRY ON THE ND-END SIGNAL CONNECTION LEFT | 5285 | TEM | 1 | MC | 65 | 1
1PH81051DF020CA1 | SIMOTICS M COMPACT ASYNCHRONOUS MOTOR 1500RPM,7,0KW,45NM, 17,5A, 348V 1750RPM,8,0KW,44NM, 17,5A, 400V 2000RPM,9,0KW,43NM, 17,0A, 453V FORCED VENTILATION; DIRECTION OF AIR FLOW DE --> NDE; DEGREE OF PROTECTION IP55 INCREMENTAL ENCODER 22 BIT WITH COMMUTATING POSITION (ENCODER IC22DQ) WITH DRIVE-CLIQ INTERFACE DESIGN IM B5 (IMV 1,IM V3) PLAIN SHAFT WITHOUT FITTED KEY; BEARING: STANDARD WITH FIXED BEARING, VIBRATION SEVERITY GRADE: S/A, SHAFT AND FLANGE ACCURACY: R TERMINAL BOX (ABOVE) CABLE ENTRY ON THE RIGHT SIGNAL CONNECTION D-END | 5481 | TEM | 1 | MC | 65 | 1
1PH81051DF020CB1 | SIMOTICS M COMPACT ASYNCHRONOUS MOTOR 1500RPM,7,0KW,45NM, 17,5A, 348V 1750RPM,8,0KW,44NM, 17,5A, 400V 2000RPM,9,0KW,43NM, 17,0A, 453V FORCED VENTILATION; DIRECTION OF AIR FLOW DE --> NDE; DEGREE OF PROTECTION IP55 INCREMENTAL ENCODER 22 BIT WITH COMMUTATING POSITION (ENCODER IC22DQ) WITH DRIVE-CLIQ INTERFACE DESIGN IM B5 (IMV 1,IM V3) PLAIN SHAFT WITHOUT FITTED KEY; BEARING: STANDARD WITH FIXED BEARING, VIBRATION SEVERITY GRADE: S/A, SHAFT AND FLANGE ACCURACY: R TERMINAL BOX (ABOVE) CABLE ENTRY ON THE LEFT SIGNAL CONNECTION D-END | 5481 | TEM | 1 | MC | 65 | 1
1PH81051DF020CC1 | SIMOTICS M COMPACT ASYNCHRONOUS MOTOR 1500RPM,7,0KW,45NM, 17,5A, 348V 1750RPM,8,0KW,44NM, 17,5A, 400V 2000RPM,9,0KW,43NM, 17,0A, 453V FORCED VENTILATION; DIRECTION OF AIR FLOW DE --> NDE; DEGREE OF PROTECTION IP55 INCREMENTAL ENCODER 22 BIT WITH COMMUTATING POSITION (ENCODER IC22DQ) WITH DRIVE-CLIQ INTERFACE DESIGN IM B5 (IMV 1,IM V3) PLAIN SHAFT WITHOUT FITTED KEY; BEARING: STANDARD WITH FIXED BEARING, VIBRATION SEVERITY GRADE: S/A, SHAFT AND FLANGE ACCURACY: R TERMINAL BOX (ABOVE) CABLE ENTRY ON THE ND-END SIGNAL CONNECTION LEFT | 5481 | TEM | 1 | MC | 65 | 1
1PH81051DF020CE1 | SIMOTICS M COMPACT ASYNCHRONOUS MOTOR 1500RPM,7,0KW,45NM, 17,5A, 348V 1750RPM,8,0KW,44NM, 17,5A, 400V 2000RPM,9,0KW,43NM, 17,0A, 453V FORCED VENTILATION; DIRECTION OF AIR FLOW DE --> NDE; DEGREE OF PROTECTION IP55 INCREMENTAL ENCODER 22 BIT WITH COMMUTATING POSITION (ENCODER IC22DQ) WITH DRIVE-CLIQ INTERFACE DESIGN IM B5 (IMV 1,IM V3) PLAIN SHAFT WITHOUT FITTED KEY; BEARING: STANDARD WITH FIXED BEARING, VIBRATION SEVERITY GRADE: S/A, SHAFT AND FLANGE ACCURACY: R POWER CONNECTOR (ABOVE) CABLE ENTRY ON THE RIGHT SIGNAL CONNECTION D-END | 5481 | TEM | 1 | MC | 65 | 1
1PH81051DF020CH1 | SIMOTICS M COMPACT ASYNCHRONOUS MOTOR 1500RPM,7,0KW,45NM, 17,5A, 348V 1750RPM,8,0KW,44NM, 17,5A, 400V 2000RPM,9,0KW,43NM, 17,0A, 453V FORCED VENTILATION; DIRECTION OF AIR FLOW DE --> NDE; DEGREE OF PROTECTION IP55 INCREMENTAL ENCODER 22 BIT WITH COMMUTATING POSITION (ENCODER IC22DQ) WITH DRIVE-CLIQ INTERFACE DESIGN IM B5 (IMV 1,IM V3) PLAIN SHAFT WITHOUT FITTED KEY; BEARING: STANDARD WITH FIXED BEARING, VIBRATION SEVERITY GRADE: S/A, SHAFT AND FLANGE ACCURACY: R POWER CONNECTOR (ABOVE) CABLE ENTRY ON THE ND-END SIGNAL CONNECTION LEFT | 5481 | TEM | 1 | MC | 65 | 1
1PH81051DF020DA1 | SIMOTICS M COMPACT ASYNCHRONOUS MOTOR 1500RPM,7,0KW,45NM, 17,5A, 348V 1750RPM,8,0KW,44NM, 17,5A, 400V 2000RPM,9,0KW,43NM, 17,0A, 453V FORCED VENTILATION; DIRECTION OF AIR FLOW DE --> NDE; DEGREE OF PROTECTION IP55 INCREMENTAL ENCODER 22 BIT WITH COMMUTATING POSITION (ENCODER IC22DQ) WITH DRIVE-CLIQ INTERFACE DESIGN IM B5 (IMV 1,IM V3) PLAIN SHAFT WITHOUT FITTED KEY; BEARING: STANDARD WITH FIXED BEARING, VIBRATION SEVERITY GRADE: SR/A, SHAFT AND FLANGE ACCURACY: R TERMINAL BOX (ABOVE) CABLE ENTRY ON THE RIGHT SIGNAL CONNECTION D-END | 5551 | TEM | 1 | MC | 65 | 1
1PH81051DF020DG1 | SIMOTICS M COMPACT ASYNCHRONOUS MOTOR 1500RPM,7,0KW,45NM, 17,5A, 348V 1750RPM,8,0KW,44NM, 17,5A, 400V 2000RPM,9,0KW,43NM, 17,0A, 453V FORCED VENTILATION; DIRECTION OF AIR FLOW DE --> NDE; DEGREE OF PROTECTION IP55 INCREMENTAL ENCODER 22 BIT WITH COMMUTATING POSITION (ENCODER IC22DQ) WITH DRIVE-CLIQ INTERFACE DESIGN IM B5 (IMV 1,IM V3) PLAIN SHAFT WITHOUT FITTED KEY; BEARING: STANDARD WITH FIXED BEARING, VIBRATION SEVERITY GRADE: SR/A, SHAFT AND FLANGE ACCURACY: R POWER CONNECTOR (ABOVE) CABLE ENTRY ON THE ND-END SIGNAL CONNECTION LEFT | 5551 | TEM | 1 | MC | 65 | 1
1PH81051DF020GA1 | SIMOTICS M COMPACT ASYNCHRONOUS MOTOR 1500RPM,7,0KW,45NM, 17,5A, 348V 1750RPM,8,0KW,44NM, 17,5A, 400V 2000RPM,9,0KW,43NM, 17,0A, 453V FORCED VENTILATION; DIRECTION OF AIR FLOW DE --> NDE; DEGREE OF PROTECTION IP55 INCREMENTAL ENCODER 22 BIT WITH COMMUTATING POSITION (ENCODER IC22DQ) WITH DRIVE-CLIQ INTERFACE DESIGN IM B5 (IMV 1,IM V3) PLAIN SHAFT WITHOUT FITTED KEY; BEARING: STANDARD, VIBRATION SEVERITY GRADE: R/A, SHAFT AND FLANGE ACCURACY: R TERMINAL BOX (ABOVE) CABLE ENTRY ON THE RIGHT SIGNAL CONNECTION D-END | 5001 | TEM | 1 | MC | 65 | 1
1PH81051DF020LA1 | SIMOTICS M COMPACT ASYNCHRONOUS MOTOR 1500RPM,7,0KW,45NM, 17,5A, 348V 1750RPM,8,0KW,44NM, 17,5A, 400V 2000RPM,9,0KW,43NM, 17,0A, 453V FORCED VENTILATION; DIRECTION OF AIR FLOW DE --> NDE; DEGREE OF PROTECTION IP55 INCREMENTAL ENCODER 22 BIT WITH COMMUTATING POSITION (ENCODER IC22DQ) WITH DRIVE-CLIQ INTERFACE DESIGN IM B5 (IMV 1,IM V3) PLAIN SHAFT WITHOUT FITTED KEY; BEARING: PERFORMANCE, VIBRATION SEVERITY GRADE SPECIAL/B; SHAFT A. FLANGE ACCURACY GR. SPECIAL TERMINAL BOX (ABOVE) CABLE ENTRY ON THE RIGHT SIGNAL CONNECTION D-END | 5798 | TEM | 1 | MC | 65 | 1
1PH81051DF021BA1 | SIMOTICS M COMPACT ASYNCHRONOUS MOTOR 1500RPM,7,0KW,45NM, 17,5A, 348V 1750RPM,8,0KW,44NM, 17,5A, 400V 2000RPM,9,0KW,43NM, 17,0A, 453V FORCED VENTILATION; DIRECTION OF AIR FLOW DE --> NDE; DEGREE OF PROTECTION IP55 INCREMENTAL ENCODER 22 BIT WITH COMMUTATING POSITION (ENCODER IC22DQ) WITH DRIVE-CLIQ INTERFACE DESIGN IM B5 (IMV 1,IM V3) SHAFT WITH FITTED KEY FULL-KEY BALANCING BEARING: STANDARD WITH FIXED BEARING, VIBRATION SEVERITY GRADE: R/A, SHAFT AND FLANGE ACCURACY: R TERMINAL BOX (ABOVE) CABLE ENTRY ON THE RIGHT SIGNAL CONNECTION D-END | 5285 | TEM | 1 | MC | 65 | 1
1PH81051DF021BB1 | SIMOTICS M COMPACT ASYNCHRONOUS MOTOR 1500RPM,7,0KW,45NM, 17,5A, 348V 1750RPM,8,0KW,44NM, 17,5A, 400V 2000RPM,9,0KW,43NM, 17,0A, 453V FORCED VENTILATION; DIRECTION OF AIR FLOW DE --> NDE; DEGREE OF PROTECTION IP55 INCREMENTAL ENCODER 22 BIT WITH COMMUTATING POSITION (ENCODER IC22DQ) WITH DRIVE-CLIQ INTERFACE DESIGN IM B5 (IMV 1,IM V3) SHAFT WITH FITTED KEY FULL-KEY BALANCING BEARING: STANDARD WITH FIXED BEARING, VIBRATION SEVERITY GRADE: R/A, SHAFT AND FLANGE ACCURACY: R TERMINAL BOX (ABOVE) CABLE ENTRY ON THE LEFT SIGNAL CONNECTION D-END | 5285 | TEM | 1 | MC | 65 | 1
1PH81051DF021BC1 | SIMOTICS M COMPACT ASYNCHRONOUS MOTOR 1500RPM,7,0KW,45NM, 17,5A, 348V 1750RPM,8,0KW,44NM, 17,5A, 400V 2000RPM,9,0KW,43NM, 17,0A, 453V FORCED VENTILATION; DIRECTION OF AIR FLOW DE --> NDE; DEGREE OF PROTECTION IP55 INCREMENTAL ENCODER 22 BIT WITH COMMUTATING POSITION (ENCODER IC22DQ) WITH DRIVE-CLIQ INTERFACE DESIGN IM B5 (IMV 1,IM V3) SHAFT WITH FITTED KEY FULL-KEY BALANCING BEARING: STANDARD WITH FIXED BEARING, VIBRATION SEVERITY GRADE: R/A, SHAFT AND FLANGE ACCURACY: R TERMINAL BOX (ABOVE) CABLE ENTRY ON THE ND-END SIGNAL CONNECTION LEFT | 5285 | TEM | 1 | MC | 65 | 1
1PH81051DF021BG1 | SIMOTICS M COMPACT ASYNCHRONOUS MOTOR 1500RPM,7,0KW,45NM, 17,5A, 348V 1750RPM,8,0KW,44NM, 17,5A, 400V 2000RPM,9,0KW,43NM, 17,0A, 453V FORCED VENTILATION; DIRECTION OF AIR FLOW DE --> NDE; DEGREE OF PROTECTION IP55 INCREMENTAL ENCODER 22 BIT WITH COMMUTATING POSITION (ENCODER IC22DQ) WITH DRIVE-CLIQ INTERFACE DESIGN IM B5 (IMV 1,IM V3) SHAFT WITH FITTED KEY FULL-KEY BALANCING BEARING: STANDARD WITH FIXED BEARING, VIBRATION SEVERITY GRADE: R/A, SHAFT AND FLANGE ACCURACY: R POWER CONNECTOR (ABOVE) CABLE ENTRY ON THE ND-END SIGNAL CONNECTION LEFT | 5285 | TEM | 1 | MC | 65 | 1
1PH81051DF021CA1 | SIMOTICS M COMPACT ASYNCHRONOUS MOTOR 1500RPM,7,0KW,45NM, 17,5A, 348V 1750RPM,8,0KW,44NM, 17,5A, 400V 2000RPM,9,0KW,43NM, 17,0A, 453V FORCED VENTILATION; DIRECTION OF AIR FLOW DE --> NDE; DEGREE OF PROTECTION IP55 INCREMENTAL ENCODER 22 BIT WITH COMMUTATING POSITION (ENCODER IC22DQ) WITH DRIVE-CLIQ INTERFACE DESIGN IM B5 (IMV 1,IM V3) SHAFT WITH FITTED KEY FULL-KEY BALANCING BEARING: STANDARD WITH FIXED BEARING, VIBRATION SEVERITY GRADE: S/A, SHAFT AND FLANGE ACCURACY: R TERMINAL BOX (ABOVE) CABLE ENTRY ON THE RIGHT SIGNAL CONNECTION D-END | 5481 | TEM | 1 | MC | 65 | 1
1PH81051DF021GA1 | SIMOTICS M COMPACT ASYNCHRONOUS MOTOR 1500RPM,7,0KW,45NM, 17,5A, 348V 1750RPM,8,0KW,44NM, 17,5A, 400V 2000RPM,9,0KW,43NM, 17,0A, 453V FORCED VENTILATION; DIRECTION OF AIR FLOW DE --> NDE; DEGREE OF PROTECTION IP55 INCREMENTAL ENCODER 22 BIT WITH COMMUTATING POSITION (ENCODER IC22DQ) WITH DRIVE-CLIQ INTERFACE DESIGN IM B5 (IMV 1,IM V3) SHAFT WITH FITTED KEY FULL-KEY BALANCING BEARING: STANDARD, VIBRATION SEVERITY GRADE: R/A, SHAFT AND FLANGE ACCURACY: R TERMINAL BOX (ABOVE) CABLE ENTRY ON THE RIGHT SIGNAL CONNECTION D-END | 5001 | TEM | 1 | MC | 65 | 1
1PH81051DF021LA1 | SIMOTICS M COMPACT ASYNCHRONOUS MOTOR 1500RPM,7,0KW,45NM, 17,5A, 348V 1750RPM,8,0KW,44NM, 17,5A, 400V 2000RPM,9,0KW,43NM, 17,0A, 453V FORCED VENTILATION; DIRECTION OF AIR FLOW DE --> NDE; DEGREE OF PROTECTION IP55 INCREMENTAL ENCODER 22 BIT WITH COMMUTATING POSITION (ENCODER IC22DQ) WITH DRIVE-CLIQ INTERFACE DESIGN IM B5 (IMV 1,IM V3) SHAFT WITH FITTED KEY FULL-KEY BALANCING BEARING: PERFORMANCE, VIBRATION SEVERITY GRADE SPECIAL/B; SHAFT A. FLANGE ACCURACY GR. SPECIAL TERMINAL BOX (ABOVE) CABLE ENTRY ON THE RIGHT SIGNAL CONNECTION D-END | 5798 | TEM | 1 | MC | 65 | 1
1PH81051DF021QA1 | SIMOTICS M COMPACT ASYNCHRONOUS MOTOR 1500RPM,7,0KW,45NM, 17,5A, 348V 1750RPM,8,0KW,44NM, 17,5A, 400V 2000RPM,9,0KW,43NM, 17,0A, 453V FORCED VENTILATION; DIRECTION OF AIR FLOW DE --> NDE; DEGREE OF PROTECTION IP55 INCREMENTAL ENCODER 22 BIT WITH COMMUTATING POSITION (ENCODER IC22DQ) WITH DRIVE-CLIQ INTERFACE DESIGN IM B5 (IMV 1,IM V3) SHAFT WITH FITTED KEY FULL-KEY BALANCING BEARING: ADVANCED LIFETIME VIBRATION SEVERITY S/A SHAFT A. FLANGE ACCURACY GR. R TERMINAL BOX (ABOVE) CABLE ENTRY ON THE RIGHT SIGNAL CONNECTION D-END | 5638 | TEM | 1 | MC | 65 | 1
1PH81051DF022BA1 | SIMOTICS M COMPACT ASYNCHRONOUS MOTOR 1500RPM,7,0KW,45NM, 17,5A, 348V 1750RPM,8,0KW,44NM, 17,5A, 400V 2000RPM,9,0KW,43NM, 17,0A, 453V FORCED VENTILATION; DIRECTION OF AIR FLOW DE --> NDE; DEGREE OF PROTECTION IP55 INCREMENTAL ENCODER 22 BIT WITH COMMUTATING POSITION (ENCODER IC22DQ) WITH DRIVE-CLIQ INTERFACE DESIGN IM B5 (IMV 1,IM V3) SHAFT WITH FITTED KEY HALF-KEY BALANCING BEARING: STANDARD WITH FIXED BEARING, VIBRATION SEVERITY GRADE: R/A, SHAFT AND FLANGE ACCURACY: R TERMINAL BOX (ABOVE) CABLE ENTRY ON THE RIGHT SIGNAL CONNECTION D-END | 5285 | TEM | 1 | MC | 65 | 1
1PH81051DF022BB1 | SIMOTICS M COMPACT ASYNCHRONOUS MOTOR 1500RPM,7,0KW,45NM, 17,5A, 348V 1750RPM,8,0KW,44NM, 17,5A, 400V 2000RPM,9,0KW,43NM, 17,0A, 453V FORCED VENTILATION; DIRECTION OF AIR FLOW DE --> NDE; DEGREE OF PROTECTION IP55 INCREMENTAL ENCODER 22 BIT WITH COMMUTATING POSITION (ENCODER IC22DQ) WITH DRIVE-CLIQ INTERFACE DESIGN IM B5 (IMV 1,IM V3) SHAFT WITH FITTED KEY HALF-KEY BALANCING BEARING: STANDARD WITH FIXED BEARING, VIBRATION SEVERITY GRADE: R/A, SHAFT AND FLANGE ACCURACY: R TERMINAL BOX (ABOVE) CABLE ENTRY ON THE LEFT SIGNAL CONNECTION D-END | 5285 | TEM | 1 | MC | 65 | 1
1PH81051DF022BC1 | SIMOTICS M COMPACT ASYNCHRONOUS MOTOR 1500RPM,7,0KW,45NM, 17,5A, 348V 1750RPM,8,0KW,44NM, 17,5A, 400V 2000RPM,9,0KW,43NM, 17,0A, 453V FORCED VENTILATION; DIRECTION OF AIR FLOW DE --> NDE; DEGREE OF PROTECTION IP55 INCREMENTAL ENCODER 22 BIT WITH COMMUTATING POSITION (ENCODER IC22DQ) WITH DRIVE-CLIQ INTERFACE DESIGN IM B5 (IMV 1,IM V3) SHAFT WITH FITTED KEY HALF-KEY BALANCING BEARING: STANDARD WITH FIXED BEARING, VIBRATION SEVERITY GRADE: R/A, SHAFT AND FLANGE ACCURACY: R TERMINAL BOX (ABOVE) CABLE ENTRY ON THE ND-END SIGNAL CONNECTION LEFT | 5285 | TEM | 1 | MC | 65 | 1
1PH81051DF022BE1 | SIMOTICS M COMPACT ASYNCHRONOUS MOTOR 1500RPM,7,0KW,45NM, 17,5A, 348V 1750RPM,8,0KW,44NM, 17,5A, 400V 2000RPM,9,0KW,43NM, 17,0A, 453V FORCED VENTILATION; DIRECTION OF AIR FLOW DE --> NDE; DEGREE OF PROTECTION IP55 INCREMENTAL ENCODER 22 BIT WITH COMMUTATING POSITION (ENCODER IC22DQ) WITH DRIVE-CLIQ INTERFACE DESIGN IM B5 (IMV 1,IM V3) SHAFT WITH FITTED KEY HALF-KEY BALANCING BEARING: STANDARD WITH FIXED BEARING, VIBRATION SEVERITY GRADE: R/A, SHAFT AND FLANGE ACCURACY: R POWER CONNECTOR (ABOVE) CABLE ENTRY ON THE RIGHT SIGNAL CONNECTION D-END | 5285 | TEM | 1 | MC | 65 | 1
1PH81051DF022CA1 | SIMOTICS M COMPACT ASYNCHRONOUS MOTOR 1500RPM,7,0KW,45NM, 17,5A, 348V 1750RPM,8,0KW,44NM, 17,5A, 400V 2000RPM,9,0KW,43NM, 17,0A, 453V FORCED VENTILATION; DIRECTION OF AIR FLOW DE --> NDE; DEGREE OF PROTECTION IP55 INCREMENTAL ENCODER 22 BIT WITH COMMUTATING POSITION (ENCODER IC22DQ) WITH DRIVE-CLIQ INTERFACE DESIGN IM B5 (IMV 1,IM V3) SHAFT WITH FITTED KEY HALF-KEY BALANCING BEARING: STANDARD WITH FIXED BEARING, VIBRATION SEVERITY GRADE: S/A, SHAFT AND FLANGE ACCURACY: R TERMINAL BOX (ABOVE) CABLE ENTRY ON THE RIGHT SIGNAL CONNECTION D-END | 5481 | TEM | 1 | MC | 65 | 1
1PH81051DF022GA1 | SIMOTICS M COMPACT ASYNCHRONOUS MOTOR 1500RPM,7,0KW,45NM, 17,5A, 348V 1750RPM,8,0KW,44NM, 17,5A, 400V 2000RPM,9,0KW,43NM, 17,0A, 453V FORCED VENTILATION; DIRECTION OF AIR FLOW DE --> NDE; DEGREE OF PROTECTION IP55 INCREMENTAL ENCODER 22 BIT WITH COMMUTATING POSITION (ENCODER IC22DQ) WITH DRIVE-CLIQ INTERFACE DESIGN IM B5 (IMV 1,IM V3) SHAFT WITH FITTED KEY HALF-KEY BALANCING BEARING: STANDARD, VIBRATION SEVERITY GRADE: R/A, SHAFT AND FLANGE ACCURACY: R TERMINAL BOX (ABOVE) CABLE ENTRY ON THE RIGHT SIGNAL CONNECTION D-END | 5001 | TEM | 1 | MC | 65 | 1
1PH81051DF022LA1 | SIMOTICS M COMPACT ASYNCHRONOUS MOTOR 1500RPM,7,0KW,45NM, 17,5A, 348V 1750RPM,8,0KW,44NM, 17,5A, 400V 2000RPM,9,0KW,43NM, 17,0A, 453V FORCED VENTILATION; DIRECTION OF AIR FLOW DE --> NDE; DEGREE OF PROTECTION IP55 INCREMENTAL ENCODER 22 BIT WITH COMMUTATING POSITION (ENCODER IC22DQ) WITH DRIVE-CLIQ INTERFACE DESIGN IM B5 (IMV 1,IM V3) SHAFT WITH FITTED KEY HALF-KEY BALANCING BEARING: PERFORMANCE, VIBRATION SEVERITY GRADE SPECIAL/B; SHAFT A. FLANGE ACCURACY GR. SPECIAL TERMINAL BOX (ABOVE) CABLE ENTRY ON THE RIGHT SIGNAL CONNECTION D-END | 5798 | TEM | 1 | MC | 65 | 1
1PH81051DF030BA1 | SIMOTICS M COMPACT ASYNCHRONOUS MOTOR 1500RPM,7,0KW,45NM, 17,5A, 348V 1750RPM,8,0KW,44NM, 17,5A, 400V 2000RPM,9,0KW,43NM, 17,0A, 453V FORCED VENTILATION; DIRECTION OF AIR FLOW DE --> NDE; DEGREE OF PROTECTION IP55 INCREMENTAL ENCODER 22 BIT WITH COMMUTATING POSITION (ENCODER IC22DQ) WITH DRIVE-CLIQ INTERFACE DESIGN IM B35 (IM V15, IM V35) PLAIN SHAFT WITHOUT FITTED KEY; BEARING: STANDARD WITH FIXED BEARING, VIBRATION SEVERITY GRADE: R/A, SHAFT AND FLANGE ACCURACY: R TERMINAL BOX (ABOVE) CABLE ENTRY ON THE RIGHT SIGNAL CONNECTION D-END | 5524 | TEM | 1 | MC | 65 | 1
1PH81051DF030BC1 | SIMOTICS M COMPACT ASYNCHRONOUS MOTOR 1500RPM,7,0KW,45NM, 17,5A, 348V 1750RPM,8,0KW,44NM, 17,5A, 400V 2000RPM,9,0KW,43NM, 17,0A, 453V FORCED VENTILATION; DIRECTION OF AIR FLOW DE --> NDE; DEGREE OF PROTECTION IP55 INCREMENTAL ENCODER 22 BIT WITH COMMUTATING POSITION (ENCODER IC22DQ) WITH DRIVE-CLIQ INTERFACE DESIGN IM B35 (IM V15, IM V35) PLAIN SHAFT WITHOUT FITTED KEY; BEARING: STANDARD WITH FIXED BEARING, VIBRATION SEVERITY GRADE: R/A, SHAFT AND FLANGE ACCURACY: R TERMINAL BOX (ABOVE) CABLE ENTRY ON THE ND-END SIGNAL CONNECTION LEFT | 5524 | TEM | 1 | MC | 65 | 1
1PH81051DF030CA1 | SIMOTICS M COMPACT ASYNCHRONOUS MOTOR 1500RPM,7,0KW,45NM, 17,5A, 348V 1750RPM,8,0KW,44NM, 17,5A, 400V 2000RPM,9,0KW,43NM, 17,0A, 453V FORCED VENTILATION; DIRECTION OF AIR FLOW DE --> NDE; DEGREE OF PROTECTION IP55 INCREMENTAL ENCODER 22 BIT WITH COMMUTATING POSITION (ENCODER IC22DQ) WITH DRIVE-CLIQ INTERFACE DESIGN IM B35 (IM V15, IM V35) PLAIN SHAFT WITHOUT FITTED KEY; BEARING: STANDARD WITH FIXED BEARING, VIBRATION SEVERITY GRADE: S/A, SHAFT AND FLANGE ACCURACY: R TERMINAL BOX (ABOVE) CABLE ENTRY ON THE RIGHT SIGNAL CONNECTION D-END | 5719 | TEM | 1 | MC | 65 | 1
1PH81051DF031BA1 | SIMOTICS M COMPACT ASYNCHRONOUS MOTOR 1500RPM,7,0KW,45NM, 17,5A, 348V 1750RPM,8,0KW,44NM, 17,5A, 400V 2000RPM,9,0KW,43NM, 17,0A, 453V FORCED VENTILATION; DIRECTION OF AIR FLOW DE --> NDE; DEGREE OF PROTECTION IP55 INCREMENTAL ENCODER 22 BIT WITH COMMUTATING POSITION (ENCODER IC22DQ) WITH DRIVE-CLIQ INTERFACE DESIGN IM B35 (IM V15, IM V35) SHAFT WITH FITTED KEY FULL-KEY BALANCING BEARING: STANDARD WITH FIXED BEARING, VIBRATION SEVERITY GRADE: R/A, SHAFT AND FLANGE ACCURACY: R TERMINAL BOX (ABOVE) CABLE ENTRY ON THE RIGHT SIGNAL CONNECTION D-END | 5524 | TEM | 1 | MC | 65 | 1
1PH81051DF031BC1 | SIMOTICS M COMPACT ASYNCHRONOUS MOTOR 1500RPM,7,0KW,45NM, 17,5A, 348V 1750RPM,8,0KW,44NM, 17,5A, 400V 2000RPM,9,0KW,43NM, 17,0A, 453V FORCED VENTILATION; DIRECTION OF AIR FLOW DE --> NDE; DEGREE OF PROTECTION IP55 INCREMENTAL ENCODER 22 BIT WITH COMMUTATING POSITION (ENCODER IC22DQ) WITH DRIVE-CLIQ INTERFACE DESIGN IM B35 (IM V15, IM V35) SHAFT WITH FITTED KEY FULL-KEY BALANCING BEARING: STANDARD WITH FIXED BEARING, VIBRATION SEVERITY GRADE: R/A, SHAFT AND FLANGE ACCURACY: R TERMINAL BOX (ABOVE) CABLE ENTRY ON THE ND-END SIGNAL CONNECTION LEFT | 5524 | TEM | 1 | MC | 65 | 1
1PH81051DF031CA1 | SIMOTICS M COMPACT ASYNCHRONOUS MOTOR 1500RPM,7,0KW,45NM, 17,5A, 348V 1750RPM,8,0KW,44NM, 17,5A, 400V 2000RPM,9,0KW,43NM, 17,0A, 453V FORCED VENTILATION; DIRECTION OF AIR FLOW DE --> NDE; DEGREE OF PROTECTION IP55 INCREMENTAL ENCODER 22 BIT WITH COMMUTATING POSITION (ENCODER IC22DQ) WITH DRIVE-CLIQ INTERFACE DESIGN IM B35 (IM V15, IM V35) SHAFT WITH FITTED KEY FULL-KEY BALANCING BEARING: STANDARD WITH FIXED BEARING, VIBRATION SEVERITY GRADE: S/A, SHAFT AND FLANGE ACCURACY: R TERMINAL BOX (ABOVE) CABLE ENTRY ON THE RIGHT SIGNAL CONNECTION D-END | 5719 | TEM | 1 | MC | 65 | 1
1PH81051DF031DC1 | SIMOTICS M COMPACT ASYNCHRONOUS MOTOR 1500RPM,7,0KW,45NM, 17,5A, 348V 1750RPM,8,0KW,44NM, 17,5A, 400V 2000RPM,9,0KW,43NM, 17,0A, 453V FORCED VENTILATION; DIRECTION OF AIR FLOW DE --> NDE; DEGREE OF PROTECTION IP55 INCREMENTAL ENCODER 22 BIT WITH COMMUTATING POSITION (ENCODER IC22DQ) WITH DRIVE-CLIQ INTERFACE DESIGN IM B35 (IM V15, IM V35) SHAFT WITH FITTED KEY FULL-KEY BALANCING BEARING: STANDARD WITH FIXED BEARING, VIBRATION SEVERITY GRADE: SR/A, SHAFT AND FLANGE ACCURACY: R TERMINAL BOX (ABOVE) CABLE ENTRY ON THE ND-END SIGNAL CONNECTION LEFT | 5789 | TEM | 1 | MC | 65 | 1
1PH81051DF032BA1 | SIMOTICS M COMPACT ASYNCHRONOUS MOTOR 1500RPM,7,0KW,45NM, 17,5A, 348V 1750RPM,8,0KW,44NM, 17,5A, 400V 2000RPM,9,0KW,43NM, 17,0A, 453V FORCED VENTILATION; DIRECTION OF AIR FLOW DE --> NDE; DEGREE OF PROTECTION IP55 INCREMENTAL ENCODER 22 BIT WITH COMMUTATING POSITION (ENCODER IC22DQ) WITH DRIVE-CLIQ INTERFACE DESIGN IM B35 (IM V15, IM V35) SHAFT WITH FITTED KEY HALF-KEY BALANCING BEARING: STANDARD WITH FIXED BEARING, VIBRATION SEVERITY GRADE: R/A, SHAFT AND FLANGE ACCURACY: R TERMINAL BOX (ABOVE) CABLE ENTRY ON THE RIGHT SIGNAL CONNECTION D-END | 5524 | TEM | 1 | MC | 65 | 1
1PH81051DF032BC1 | SIMOTICS M COMPACT ASYNCHRONOUS MOTOR 1500RPM,7,0KW,45NM, 17,5A, 348V 1750RPM,8,0KW,44NM, 17,5A, 400V 2000RPM,9,0KW,43NM, 17,0A, 453V FORCED VENTILATION; DIRECTION OF AIR FLOW DE --> NDE; DEGREE OF PROTECTION IP55 INCREMENTAL ENCODER 22 BIT WITH COMMUTATING POSITION (ENCODER IC22DQ) WITH DRIVE-CLIQ INTERFACE DESIGN IM B35 (IM V15, IM V35) SHAFT WITH FITTED KEY HALF-KEY BALANCING BEARING: STANDARD WITH FIXED BEARING, VIBRATION SEVERITY GRADE: R/A, SHAFT AND FLANGE ACCURACY: R TERMINAL BOX (ABOVE) CABLE ENTRY ON THE ND-END SIGNAL CONNECTION LEFT | 5524 | TEM | 1 | MC | 65 | 1
1PH81051DF032CA1 | SIMOTICS M COMPACT ASYNCHRONOUS MOTOR 1500RPM,7,0KW,45NM, 17,5A, 348V 1750RPM,8,0KW,44NM, 17,5A, 400V 2000RPM,9,0KW,43NM, 17,0A, 453V FORCED VENTILATION; DIRECTION OF AIR FLOW DE --> NDE; DEGREE OF PROTECTION IP55 INCREMENTAL ENCODER 22 BIT WITH COMMUTATING POSITION (ENCODER IC22DQ) WITH DRIVE-CLIQ INTERFACE DESIGN IM B35 (IM V15, IM V35) SHAFT WITH FITTED KEY HALF-KEY BALANCING BEARING: STANDARD WITH FIXED BEARING, VIBRATION SEVERITY GRADE: S/A, SHAFT AND FLANGE ACCURACY: R TERMINAL BOX (ABOVE) CABLE ENTRY ON THE RIGHT SIGNAL CONNECTION D-END | 5719 | TEM | 1 | MC | 65 | 1
1PH81051DF101BA1 | SIMOTICS M COMPACT ASYNCHRONOUS MOTOR 1500RPM, 7KW, 45NM, 17,5A, 348V 1750RPM, 8KW, 44NM, 17,5A, 400V 2000RPM, 9KW, 43NM, 17A, 453V FORCED VENTILATION; DIRECTION OF AIR FLOW NDE --> DE; DEGREE OF PROTECTION IP55 INCREMENTAL ENCODER 22 BIT WITH COMMUTATING POSITION (ENCODER IC22DQ) WITH DRIVE-CLIQ INTERFACE DESIGN IM B3 (IM V5, IM V6) SHAFT WITH FITTED KEY FULL-KEY BALANCING BEARING: STANDARD WITH FIXED BEARING, VIBRATION SEVERITY GRADE: R/A, SHAFT AND FLANGE ACCURACY: R TERMINAL BOX (ABOVE) CABLE ENTRY ON THE RIGHT SIGNAL CONNECTION D-END | 5090 | TEM | 1 | MC | 65 | 1
1PH81051DF101BB1 | SIMOTICS M COMPACT ASYNCHRONOUS MOTOR 1500RPM, 7KW, 45NM, 17,5A, 348V 1750RPM, 8KW, 44NM, 17,5A, 400V 2000RPM, 9KW, 43NM, 17A, 453V FORCED VENTILATION; DIRECTION OF AIR FLOW NDE --> DE; DEGREE OF PROTECTION IP55 INCREMENTAL ENCODER 22 BIT WITH COMMUTATING POSITION (ENCODER IC22DQ) WITH DRIVE-CLIQ INTERFACE DESIGN IM B3 (IM V5, IM V6) SHAFT WITH FITTED KEY FULL-KEY BALANCING BEARING: STANDARD WITH FIXED BEARING, VIBRATION SEVERITY GRADE: R/A, SHAFT AND FLANGE ACCURACY: R TERMINAL BOX (ABOVE) CABLE ENTRY ON THE LEFT SIGNAL CONNECTION D-END | 5090 | TEM | 1 | MC | 65 | 1
1PH81051DF101CA1 | SIMOTICS M COMPACT ASYNCHRONOUS MOTOR 1500RPM, 7KW, 45NM, 17,5A, 348V 1750RPM, 8KW, 44NM, 17,5A, 400V 2000RPM, 9KW, 43NM, 17A, 453V FORCED VENTILATION; DIRECTION OF AIR FLOW NDE --> DE; DEGREE OF PROTECTION IP55 INCREMENTAL ENCODER 22 BIT WITH COMMUTATING POSITION (ENCODER IC22DQ) WITH DRIVE-CLIQ INTERFACE DESIGN IM B3 (IM V5, IM V6) SHAFT WITH FITTED KEY FULL-KEY BALANCING BEARING: STANDARD WITH FIXED BEARING, VIBRATION SEVERITY GRADE: S/A, SHAFT AND FLANGE ACCURACY: R TERMINAL BOX (ABOVE) CABLE ENTRY ON THE RIGHT SIGNAL CONNECTION D-END | 5285 | TEM | 1 | MC | 65 | 1
1PH81051DF102BA1 | SIMOTICS M COMPACT ASYNCHRONOUS MOTOR 1500RPM, 7KW, 45NM, 17,5A, 348V 1750RPM, 8KW, 44NM, 17,5A, 400V 2000RPM, 9KW, 43NM, 17A, 453V FORCED VENTILATION; DIRECTION OF AIR FLOW NDE --> DE; DEGREE OF PROTECTION IP55 INCREMENTAL ENCODER 22 BIT WITH COMMUTATING POSITION (ENCODER IC22DQ) WITH DRIVE-CLIQ INTERFACE DESIGN IM B3 (IM V5, IM V6) SHAFT WITH FITTED KEY HALF-KEY BALANCING BEARING: STANDARD WITH FIXED BEARING, VIBRATION SEVERITY GRADE: R/A, SHAFT AND FLANGE ACCURACY: R TERMINAL BOX (ABOVE) CABLE ENTRY ON THE RIGHT SIGNAL CONNECTION D-END | 5090 | TEM | 1 | MC | 65 | 1
1PH81051DF102BG1 | SIMOTICS M COMPACT ASYNCHRONOUS MOTOR 1500RPM, 7KW, 45NM, 17,5A, 348V 1750RPM, 8KW, 44NM, 17,5A, 400V 2000RPM, 9KW, 43NM, 17A, 453V FORCED VENTILATION; DIRECTION OF AIR FLOW NDE --> DE; DEGREE OF PROTECTION IP55 INCREMENTAL ENCODER 22 BIT WITH COMMUTATING POSITION (ENCODER IC22DQ) WITH DRIVE-CLIQ INTERFACE DESIGN IM B3 (IM V5, IM V6) SHAFT WITH FITTED KEY HALF-KEY BALANCING BEARING: STANDARD WITH FIXED BEARING, VIBRATION SEVERITY GRADE: R/A, SHAFT AND FLANGE ACCURACY: R POWER CONNECTOR (ABOVE) CABLE ENTRY ON THE ND-END SIGNAL CONNECTION LEFT | 5090 | TEM | 1 | MC | 65 | 1
1PH81051DF120BA1 | SIMOTICS M COMPACT ASYNCHRONOUS MOTOR 1500RPM, 7KW, 45NM, 17,5A, 348V 1750RPM, 8KW, 44NM, 17,5A, 400V 2000RPM, 9KW, 43NM, 17A, 453V FORCED VENTILATION; DIRECTION OF AIR FLOW NDE --> DE; DEGREE OF PROTECTION IP55 INCREMENTAL ENCODER 22 BIT WITH COMMUTATING POSITION (ENCODER IC22DQ) WITH DRIVE-CLIQ INTERFACE DESIGN IM B5 (IMV 1,IM V3) PLAIN SHAFT WITHOUT FITTED KEY; BEARING: STANDARD WITH FIXED BEARING, VIBRATION SEVERITY GRADE: R/A, SHAFT AND FLANGE ACCURACY: R TERMINAL BOX (ABOVE) CABLE ENTRY ON THE RIGHT SIGNAL CONNECTION D-END | 5285 | TEM | 1 | MC | 65 | 1
1PH81051DF120CA1 | SIMOTICS M COMPACT ASYNCHRONOUS MOTOR 1500RPM, 7KW, 45NM, 17,5A, 348V 1750RPM, 8KW, 44NM, 17,5A, 400V 2000RPM, 9KW, 43NM, 17A, 453V FORCED VENTILATION; DIRECTION OF AIR FLOW NDE --> DE; DEGREE OF PROTECTION IP55 INCREMENTAL ENCODER 22 BIT WITH COMMUTATING POSITION (ENCODER IC22DQ) WITH DRIVE-CLIQ INTERFACE DESIGN IM B5 (IMV 1,IM V3) PLAIN SHAFT WITHOUT FITTED KEY; BEARING: STANDARD WITH FIXED BEARING, VIBRATION SEVERITY GRADE: S/A, SHAFT AND FLANGE ACCURACY: R TERMINAL BOX (ABOVE) CABLE ENTRY ON THE RIGHT SIGNAL CONNECTION D-END | 5481 | TEM | 1 | MC | 65 | 1
1PH81051DF120CB1 | SIMOTICS M COMPACT ASYNCHRONOUS MOTOR 1500RPM, 7KW, 45NM, 17,5A, 348V 1750RPM, 8KW, 44NM, 17,5A, 400V 2000RPM, 9KW, 43NM, 17A, 453V FORCED VENTILATION; DIRECTION OF AIR FLOW NDE --> DE; DEGREE OF PROTECTION IP55 INCREMENTAL ENCODER 22 BIT WITH COMMUTATING POSITION (ENCODER IC22DQ) WITH DRIVE-CLIQ INTERFACE DESIGN IM B5 (IMV 1,IM V3) PLAIN SHAFT WITHOUT FITTED KEY; BEARING: STANDARD WITH FIXED BEARING, VIBRATION SEVERITY GRADE: S/A, SHAFT AND FLANGE ACCURACY: R TERMINAL BOX (ABOVE) CABLE ENTRY ON THE LEFT SIGNAL CONNECTION D-END | 5481 | TEM | 1 | MC | 65 | 1
1PH81051DF120CG1 | SIMOTICS M COMPACT ASYNCHRONOUS MOTOR 1500RPM, 7KW, 45NM, 17,5A, 348V 1750RPM, 8KW, 44NM, 17,5A, 400V 2000RPM, 9KW, 43NM, 17A, 453V FORCED VENTILATION; DIRECTION OF AIR FLOW NDE --> DE; DEGREE OF PROTECTION IP55 INCREMENTAL ENCODER 22 BIT WITH COMMUTATING POSITION (ENCODER IC22DQ) WITH DRIVE-CLIQ INTERFACE DESIGN IM B5 (IMV 1,IM V3) PLAIN SHAFT WITHOUT FITTED KEY; BEARING: STANDARD WITH FIXED BEARING, VIBRATION SEVERITY GRADE: S/A, SHAFT AND FLANGE ACCURACY: R POWER CONNECTOR (ABOVE) CABLE ENTRY ON THE ND-END SIGNAL CONNECTION LEFT | 5481 | TEM | 1 | MC | 65 | 1
1PH81051DF120CH1 | SIMOTICS M COMPACT ASYNCHRONOUS MOTOR 1500RPM, 7KW, 45NM, 17,5A, 348V 1750RPM, 8KW, 44NM, 17,5A, 400V 2000RPM, 9KW, 43NM, 17A, 453V FORCED VENTILATION; DIRECTION OF AIR FLOW NDE --> DE; DEGREE OF PROTECTION IP55 INCREMENTAL ENCODER 22 BIT WITH COMMUTATING POSITION (ENCODER IC22DQ) WITH DRIVE-CLIQ INTERFACE DESIGN IM B5 (IMV 1,IM V3) PLAIN SHAFT WITHOUT FITTED KEY; BEARING: STANDARD WITH FIXED BEARING, VIBRATION SEVERITY GRADE: S/A, SHAFT AND FLANGE ACCURACY: R POWER CONNECTOR (ABOVE) CABLE ENTRY ON THE ND-END SIGNAL CONNECTION LEFT | 5481 | TEM | 1 | MC | 65 | 1
1PH81051DF120DB1 | SIMOTICS M COMPACT ASYNCHRONOUS MOTOR 1500RPM, 7KW, 45NM, 17,5A, 348V 1750RPM, 8KW, 44NM, 17,5A, 400V 2000RPM, 9KW, 43NM, 17A, 453V FORCED VENTILATION; DIRECTION OF AIR FLOW NDE --> DE; DEGREE OF PROTECTION IP55 INCREMENTAL ENCODER 22 BIT WITH COMMUTATING POSITION (ENCODER IC22DQ) WITH DRIVE-CLIQ INTERFACE DESIGN IM B5 (IMV 1,IM V3) PLAIN SHAFT WITHOUT FITTED KEY; BEARING: STANDARD WITH FIXED BEARING, VIBRATION SEVERITY GRADE: SR/A, SHAFT AND FLANGE ACCURACY: R TERMINAL BOX (ABOVE) CABLE ENTRY ON THE LEFT SIGNAL CONNECTION D-END | 5551 | TEM | 1 | MC | 65 | 1
1PH81051DF120GA1 | SIMOTICS M COMPACT ASYNCHRONOUS MOTOR 1500RPM, 7KW, 45NM, 17,5A, 348V 1750RPM, 8KW, 44NM, 17,5A, 400V 2000RPM, 9KW, 43NM, 17A, 453V FORCED VENTILATION; DIRECTION OF AIR FLOW NDE --> DE; DEGREE OF PROTECTION IP55 INCREMENTAL ENCODER 22 BIT WITH COMMUTATING POSITION (ENCODER IC22DQ) WITH DRIVE-CLIQ INTERFACE DESIGN IM B5 (IMV 1,IM V3) PLAIN SHAFT WITHOUT FITTED KEY; BEARING: STANDARD, VIBRATION SEVERITY GRADE: R/A, SHAFT AND FLANGE ACCURACY: R TERMINAL BOX (ABOVE) CABLE ENTRY ON THE RIGHT SIGNAL CONNECTION D-END | 5001 | TEM | 1 | MC | 65 | 1
1PH81051DF121BA1 | SIMOTICS M COMPACT ASYNCHRONOUS MOTOR 1500RPM, 7KW, 45NM, 17,5A, 348V 1750RPM, 8KW, 44NM, 17,5A, 400V 2000RPM, 9KW, 43NM, 17A, 453V FORCED VENTILATION; DIRECTION OF AIR FLOW NDE --> DE; DEGREE OF PROTECTION IP55 INCREMENTAL ENCODER 22 BIT WITH COMMUTATING POSITION (ENCODER IC22DQ) WITH DRIVE-CLIQ INTERFACE DESIGN IM B5 (IMV 1,IM V3) SHAFT WITH FITTED KEY FULL-KEY BALANCING BEARING: STANDARD WITH FIXED BEARING, VIBRATION SEVERITY GRADE: R/A, SHAFT AND FLANGE ACCURACY: R TERMINAL BOX (ABOVE) CABLE ENTRY ON THE RIGHT SIGNAL CONNECTION D-END | 5285 | TEM | 1 | MC | 65 | 1
1PH81051DF122BA1 | SIMOTICS M COMPACT ASYNCHRONOUS MOTOR 1500RPM, 7KW, 45NM, 17,5A, 348V 1750RPM, 8KW, 44NM, 17,5A, 400V 2000RPM, 9KW, 43NM, 17A, 453V FORCED VENTILATION; DIRECTION OF AIR FLOW NDE --> DE; DEGREE OF PROTECTION IP55 INCREMENTAL ENCODER 22 BIT WITH COMMUTATING POSITION (ENCODER IC22DQ) WITH DRIVE-CLIQ INTERFACE DESIGN IM B5 (IMV 1,IM V3) SHAFT WITH FITTED KEY HALF-KEY BALANCING BEARING: STANDARD WITH FIXED BEARING, VIBRATION SEVERITY GRADE: R/A, SHAFT AND FLANGE ACCURACY: R TERMINAL BOX (ABOVE) CABLE ENTRY ON THE RIGHT SIGNAL CONNECTION D-END | 5285 | TEM | 1 | MC | 65 | 1
1PH81051DF122CG1 | SIMOTICS M COMPACT ASYNCHRONOUS MOTOR 1500RPM, 7KW, 45NM, 17,5A, 348V 1750RPM, 8KW, 44NM, 17,5A, 400V 2000RPM, 9KW, 43NM, 17A, 453V FORCED VENTILATION; DIRECTION OF AIR FLOW NDE --> DE; DEGREE OF PROTECTION IP55 INCREMENTAL ENCODER 22 BIT WITH COMMUTATING POSITION (ENCODER IC22DQ) WITH DRIVE-CLIQ INTERFACE DESIGN IM B5 (IMV 1,IM V3) SHAFT WITH FITTED KEY HALF-KEY BALANCING BEARING: STANDARD WITH FIXED BEARING, VIBRATION SEVERITY GRADE: S/A, SHAFT AND FLANGE ACCURACY: R POWER CONNECTOR (ABOVE) CABLE ENTRY ON THE ND-END SIGNAL CONNECTION LEFT | 5481 | TEM | 1 | MC | 65 | 1
1PH81051DF122GA1 | SIMOTICS M COMPACT ASYNCHRONOUS MOTOR 1500RPM, 7KW, 45NM, 17,5A, 348V 1750RPM, 8KW, 44NM, 17,5A, 400V 2000RPM, 9KW, 43NM, 17A, 453V FORCED VENTILATION; DIRECTION OF AIR FLOW NDE --> DE; DEGREE OF PROTECTION IP55 INCREMENTAL ENCODER 22 BIT WITH COMMUTATING POSITION (ENCODER IC22DQ) WITH DRIVE-CLIQ INTERFACE DESIGN IM B5 (IMV 1,IM V3) SHAFT WITH FITTED KEY HALF-KEY BALANCING BEARING: STANDARD, VIBRATION SEVERITY GRADE: R/A, SHAFT AND FLANGE ACCURACY: R TERMINAL BOX (ABOVE) CABLE ENTRY ON THE RIGHT SIGNAL CONNECTION D-END | 5001 | TEM | 1 | MC | 65 | 1
1PH81051DF130BA1 | SIMOTICS M COMPACT ASYNCHRONOUS MOTOR 1500RPM, 7KW, 45NM, 17,5A, 348V 1750RPM, 8KW, 44NM, 17,5A, 400V 2000RPM, 9KW, 43NM, 17A, 453V FORCED VENTILATION; DIRECTION OF AIR FLOW NDE --> DE; DEGREE OF PROTECTION IP55 INCREMENTAL ENCODER 22 BIT WITH COMMUTATING POSITION (ENCODER IC22DQ) WITH DRIVE-CLIQ INTERFACE DESIGN IM B35 (IM V15, IM V35) PLAIN SHAFT WITHOUT FITTED KEY; BEARING: STANDARD WITH FIXED BEARING, VIBRATION SEVERITY GRADE: R/A, SHAFT AND FLANGE ACCURACY: R TERMINAL BOX (ABOVE) CABLE ENTRY ON THE RIGHT SIGNAL CONNECTION D-END | 5524 | TEM | 1 | MC | 65 | 1
1PH81051DF130BH1 | SIMOTICS M COMPACT ASYNCHRONOUS MOTOR 1500RPM, 7KW, 45NM, 17,5A, 348V 1750RPM, 8KW, 44NM, 17,5A, 400V 2000RPM, 9KW, 43NM, 17A, 453V FORCED VENTILATION; DIRECTION OF AIR FLOW NDE --> DE; DEGREE OF PROTECTION IP55 INCREMENTAL ENCODER 22 BIT WITH COMMUTATING POSITION (ENCODER IC22DQ) WITH DRIVE-CLIQ INTERFACE DESIGN IM B35 (IM V15, IM V35) PLAIN SHAFT WITHOUT FITTED KEY; BEARING: STANDARD WITH FIXED BEARING, VIBRATION SEVERITY GRADE: R/A, SHAFT AND FLANGE ACCURACY: R POWER CONNECTOR (ABOVE) CABLE ENTRY ON THE ND-END SIGNAL CONNECTION LEFT | 5524 | TEM | 1 | MC | 65 | 1
1PH81051DF130DH1 | SIMOTICS M COMPACT ASYNCHRONOUS MOTOR 1500RPM, 7KW, 45NM, 17,5A, 348V 1750RPM, 8KW, 44NM, 17,5A, 400V 2000RPM, 9KW, 43NM, 17A, 453V FORCED VENTILATION; DIRECTION OF AIR FLOW NDE --> DE; DEGREE OF PROTECTION IP55 INCREMENTAL ENCODER 22 BIT WITH COMMUTATING POSITION (ENCODER IC22DQ) WITH DRIVE-CLIQ INTERFACE DESIGN IM B35 (IM V15, IM V35) PLAIN SHAFT WITHOUT FITTED KEY; BEARING: STANDARD WITH FIXED BEARING, VIBRATION SEVERITY GRADE: SR/A, SHAFT AND FLANGE ACCURACY: R POWER CONNECTOR (ABOVE) CABLE ENTRY ON THE ND-END SIGNAL CONNECTION LEFT | 5789 | TEM | 1 | MC | 65 | 1
1PH81051DF131BA1 | SIMOTICS M COMPACT ASYNCHRONOUS MOTOR 1500RPM, 7KW, 45NM, 17,5A, 348V 1750RPM, 8KW, 44NM, 17,5A, 400V 2000RPM, 9KW, 43NM, 17A, 453V FORCED VENTILATION; DIRECTION OF AIR FLOW NDE --> DE; DEGREE OF PROTECTION IP55 INCREMENTAL ENCODER 22 BIT WITH COMMUTATING POSITION (ENCODER IC22DQ) WITH DRIVE-CLIQ INTERFACE DESIGN IM B35 (IM V15, IM V35) SHAFT WITH FITTED KEY FULL-KEY BALANCING BEARING: STANDARD WITH FIXED BEARING, VIBRATION SEVERITY GRADE: R/A, SHAFT AND FLANGE ACCURACY: R TERMINAL BOX (ABOVE) CABLE ENTRY ON THE RIGHT SIGNAL CONNECTION D-END | 5524 | TEM | 1 | MC | 65 | 1
1PH81051DF131BB1 | SIMOTICS M COMPACT ASYNCHRONOUS MOTOR 1500RPM, 7KW, 45NM, 17,5A, 348V 1750RPM, 8KW, 44NM, 17,5A, 400V 2000RPM, 9KW, 43NM, 17A, 453V FORCED VENTILATION; DIRECTION OF AIR FLOW NDE --> DE; DEGREE OF PROTECTION IP55 INCREMENTAL ENCODER 22 BIT WITH COMMUTATING POSITION (ENCODER IC22DQ) WITH DRIVE-CLIQ INTERFACE DESIGN IM B35 (IM V15, IM V35) SHAFT WITH FITTED KEY FULL-KEY BALANCING BEARING: STANDARD WITH FIXED BEARING, VIBRATION SEVERITY GRADE: R/A, SHAFT AND FLANGE ACCURACY: R TERMINAL BOX (ABOVE) CABLE ENTRY ON THE LEFT SIGNAL CONNECTION D-END | 5524 | TEM | 1 | MC | 65 | 1
1PH81051DF131BF1 | SIMOTICS M COMPACT ASYNCHRONOUS MOTOR 1500RPM, 7KW, 45NM, 17,5A, 348V 1750RPM, 8KW, 44NM, 17,5A, 400V 2000RPM, 9KW, 43NM, 17A, 453V FORCED VENTILATION; DIRECTION OF AIR FLOW NDE --> DE; DEGREE OF PROTECTION IP55 INCREMENTAL ENCODER 22 BIT WITH COMMUTATING POSITION (ENCODER IC22DQ) WITH DRIVE-CLIQ INTERFACE DESIGN IM B35 (IM V15, IM V35) SHAFT WITH FITTED KEY FULL-KEY BALANCING BEARING: STANDARD WITH FIXED BEARING, VIBRATION SEVERITY GRADE: R/A, SHAFT AND FLANGE ACCURACY: R POWER CONNECTOR (ABOVE) CABLE ENTRY ON THE LEFT SIGNAL CONNECTION D-END | 5524 | TEM | 1 | MC | 65 | 1
1PH81051DF132BA1 | SIMOTICS M COMPACT ASYNCHRONOUS MOTOR 1500RPM, 7KW, 45NM, 17,5A, 348V 1750RPM, 8KW, 44NM, 17,5A, 400V 2000RPM, 9KW, 43NM, 17A, 453V FORCED VENTILATION; DIRECTION OF AIR FLOW NDE --> DE; DEGREE OF PROTECTION IP55 INCREMENTAL ENCODER 22 BIT WITH COMMUTATING POSITION (ENCODER IC22DQ) WITH DRIVE-CLIQ INTERFACE DESIGN IM B35 (IM V15, IM V35) SHAFT WITH FITTED KEY HALF-KEY BALANCING BEARING: STANDARD WITH FIXED BEARING, VIBRATION SEVERITY GRADE: R/A, SHAFT AND FLANGE ACCURACY: R TERMINAL BOX (ABOVE) CABLE ENTRY ON THE RIGHT SIGNAL CONNECTION D-END | 5524 | TEM | 1 | MC | 65 | 1
1PH81051DF132BC1 | SIMOTICS M COMPACT ASYNCHRONOUS MOTOR 1500RPM, 7KW, 45NM, 17,5A, 348V 1750RPM, 8KW, 44NM, 17,5A, 400V 2000RPM, 9KW, 43NM, 17A, 453V FORCED VENTILATION; DIRECTION OF AIR FLOW NDE --> DE; DEGREE OF PROTECTION IP55 INCREMENTAL ENCODER 22 BIT WITH COMMUTATING POSITION (ENCODER IC22DQ) WITH DRIVE-CLIQ INTERFACE DESIGN IM B35 (IM V15, IM V35) SHAFT WITH FITTED KEY HALF-KEY BALANCING BEARING: STANDARD WITH FIXED BEARING, VIBRATION SEVERITY GRADE: R/A, SHAFT AND FLANGE ACCURACY: R TERMINAL BOX (ABOVE) CABLE ENTRY ON THE ND-END SIGNAL CONNECTION LEFT | 5524 | TEM | 1 | MC | 65 | 1
1PH81051DF132DH1 | SIMOTICS M COMPACT ASYNCHRONOUS MOTOR 1500RPM, 7KW, 45NM, 17,5A, 348V 1750RPM, 8KW, 44NM, 17,5A, 400V 2000RPM, 9KW, 43NM, 17A, 453V FORCED VENTILATION; DIRECTION OF AIR FLOW NDE --> DE; DEGREE OF PROTECTION IP55 INCREMENTAL ENCODER 22 BIT WITH COMMUTATING POSITION (ENCODER IC22DQ) WITH DRIVE-CLIQ INTERFACE DESIGN IM B35 (IM V15, IM V35) SHAFT WITH FITTED KEY HALF-KEY BALANCING BEARING: STANDARD WITH FIXED BEARING, VIBRATION SEVERITY GRADE: SR/A, SHAFT AND FLANGE ACCURACY: R POWER CONNECTOR (ABOVE) CABLE ENTRY ON THE ND-END SIGNAL CONNECTION LEFT | 5789 | TEM | 1 | MC | 65 | 1
1PH81051DF200BA1 | SIMOTICS M COMPACT ASYNCHRONOUS MOTOR 1500RPM, 11KW,70NM, 28,5A, 340V 1750RPM, 12,5KW,68NM,28,5A,380V 2000RPM, 14KW,67NM, 27,5A, 426V WATER COOLING DEGREE OF PROTECTION IP65 INCREMENTAL ENCODER 22 BIT WITH COMMUTATING POSITION (ENCODER IC22DQ) WITH DRIVE-CLIQ INTERFACE DESIGN IM B3 (IM V5, IM V6) PLAIN SHAFT WITHOUT FITTED KEY; BEARING: STANDARD WITH FIXED BEARING, VIBRATION SEVERITY GRADE: R/A, SHAFT AND FLANGE ACCURACY: R TERMINAL BOX (ABOVE) CABLE ENTRY ON THE RIGHT SIGNAL CONNECTION D-END | 5617 | TEM | 1 | MC | 74 | 1
1PH81051DF201CB1 | SIMOTICS M COMPACT ASYNCHRONOUS MOTOR 1500RPM, 11KW,70NM, 28,5A, 340V 1750RPM, 12,5KW,68NM,28,5A,380V 2000RPM, 14KW,67NM, 27,5A, 426V WATER COOLING DEGREE OF PROTECTION IP65 INCREMENTAL ENCODER 22 BIT WITH COMMUTATING POSITION (ENCODER IC22DQ) WITH DRIVE-CLIQ INTERFACE DESIGN IM B3 (IM V5, IM V6) SHAFT WITH FITTED KEY FULL-KEY BALANCING BEARING: STANDARD WITH FIXED BEARING, VIBRATION SEVERITY GRADE: S/A, SHAFT AND FLANGE ACCURACY: R TERMINAL BOX (ABOVE) CABLE ENTRY ON THE LEFT SIGNAL CONNECTION D-END | 5812 | TEM | 1 | MC | 74 | 1
1PH81051DF220BA1 | SIMOTICS M COMPACT ASYNCHRONOUS MOTOR 1500RPM, 11KW,70NM, 28,5A, 340V 1750RPM, 12,5KW,68NM,28,5A,380V 2000RPM, 14KW,67NM, 27,5A, 426V WATER COOLING DEGREE OF PROTECTION IP65 INCREMENTAL ENCODER 22 BIT WITH COMMUTATING POSITION (ENCODER IC22DQ) WITH DRIVE-CLIQ INTERFACE DESIGN IM B5 (IMV 1,IM V3) PLAIN SHAFT WITHOUT FITTED KEY; BEARING: STANDARD WITH FIXED BEARING, VIBRATION SEVERITY GRADE: R/A, SHAFT AND FLANGE ACCURACY: R TERMINAL BOX (ABOVE) CABLE ENTRY ON THE RIGHT SIGNAL CONNECTION D-END | 5812 | TEM | 1 | MC | 74 | 1
1PH81051DF220BE1 | SIMOTICS M COMPACT ASYNCHRONOUS MOTOR 1500RPM, 11KW,70NM, 28,5A, 340V 1750RPM, 12,5KW,68NM,28,5A,380V 2000RPM, 14KW,67NM, 27,5A, 426V WATER COOLING DEGREE OF PROTECTION IP65 INCREMENTAL ENCODER 22 BIT WITH COMMUTATING POSITION (ENCODER IC22DQ) WITH DRIVE-CLIQ INTERFACE DESIGN IM B5 (IMV 1,IM V3) PLAIN SHAFT WITHOUT FITTED KEY; BEARING: STANDARD WITH FIXED BEARING, VIBRATION SEVERITY GRADE: R/A, SHAFT AND FLANGE ACCURACY: R POWER CONNECTOR (ABOVE) CABLE ENTRY ON THE RIGHT SIGNAL CONNECTION D-END | 5812 | TEM | 1 | MC | 74 | 1
1PH81051DF220BF1 | SIMOTICS M COMPACT ASYNCHRONOUS MOTOR 1500RPM, 11KW,70NM, 28,5A, 340V 1750RPM, 12,5KW,68NM,28,5A,380V 2000RPM, 14KW,67NM, 27,5A, 426V WATER COOLING DEGREE OF PROTECTION IP65 INCREMENTAL ENCODER 22 BIT WITH COMMUTATING POSITION (ENCODER IC22DQ) WITH DRIVE-CLIQ INTERFACE DESIGN IM B5 (IMV 1,IM V3) PLAIN SHAFT WITHOUT FITTED KEY; BEARING: STANDARD WITH FIXED BEARING, VIBRATION SEVERITY GRADE: R/A, SHAFT AND FLANGE ACCURACY: R POWER CONNECTOR (ABOVE) CABLE ENTRY ON THE LEFT SIGNAL CONNECTION D-END | 5812 | TEM | 1 | MC | 74 | 1
1PH81051DF220DA1 | SIMOTICS M COMPACT ASYNCHRONOUS MOTOR 1500RPM, 11KW,70NM, 28,5A, 340V 1750RPM, 12,5KW,68NM,28,5A,380V 2000RPM, 14KW,67NM, 27,5A, 426V WATER COOLING DEGREE OF PROTECTION IP65 INCREMENTAL ENCODER 22 BIT WITH COMMUTATING POSITION (ENCODER IC22DQ) WITH DRIVE-CLIQ INTERFACE DESIGN IM B5 (IMV 1,IM V3) PLAIN SHAFT WITHOUT FITTED KEY; BEARING: STANDARD WITH FIXED BEARING, VIBRATION SEVERITY GRADE: SR/A, SHAFT AND FLANGE ACCURACY: R TERMINAL BOX (ABOVE) CABLE ENTRY ON THE RIGHT SIGNAL CONNECTION D-END | 6078 | TEM | 1 | MC | 74 | 1
1PH81051DF221BA1 | SIMOTICS M COMPACT ASYNCHRONOUS MOTOR 1500RPM, 11KW,70NM, 28,5A, 340V 1750RPM, 12,5KW,68NM,28,5A,380V 2000RPM, 14KW,67NM, 27,5A, 426V WATER COOLING DEGREE OF PROTECTION IP65 INCREMENTAL ENCODER 22 BIT WITH COMMUTATING POSITION (ENCODER IC22DQ) WITH DRIVE-CLIQ INTERFACE DESIGN IM B5 (IMV 1,IM V3) SHAFT WITH FITTED KEY FULL-KEY BALANCING BEARING: STANDARD WITH FIXED BEARING, VIBRATION SEVERITY GRADE: R/A, SHAFT AND FLANGE ACCURACY: R TERMINAL BOX (ABOVE) CABLE ENTRY ON THE RIGHT SIGNAL CONNECTION D-END | 5812 | TEM | 1 | MC | 74 | 1
1PH81051DF230BA1 | SIMOTICS M COMPACT ASYNCHRONOUS MOTOR 1500RPM, 11KW,70NM, 28,5A, 340V 1750RPM, 12,5KW,68NM,28,5A,380V 2000RPM, 14KW,67NM, 27,5A, 426V WATER COOLING DEGREE OF PROTECTION IP65 INCREMENTAL ENCODER 22 BIT WITH COMMUTATING POSITION (ENCODER IC22DQ) WITH DRIVE-CLIQ INTERFACE DESIGN IM B35 (IM V15, IM V35) PLAIN SHAFT WITHOUT FITTED KEY; BEARING: STANDARD WITH FIXED BEARING, VIBRATION SEVERITY GRADE: R/A, SHAFT AND FLANGE ACCURACY: R TERMINAL BOX (ABOVE) CABLE ENTRY ON THE RIGHT SIGNAL CONNECTION D-END | 6051 | TEM | 1 | MC | 74 | 1
1PH81051DF230CA1 | SIMOTICS M COMPACT ASYNCHRONOUS MOTOR 1500RPM, 11KW,70NM, 28,5A, 340V 1750RPM, 12,5KW,68NM,28,5A,380V 2000RPM, 14KW,67NM, 27,5A, 426V WATER COOLING DEGREE OF PROTECTION IP65 INCREMENTAL ENCODER 22 BIT WITH COMMUTATING POSITION (ENCODER IC22DQ) WITH DRIVE-CLIQ INTERFACE DESIGN IM B35 (IM V15, IM V35) PLAIN SHAFT WITHOUT FITTED KEY; BEARING: STANDARD WITH FIXED BEARING, VIBRATION SEVERITY GRADE: S/A, SHAFT AND FLANGE ACCURACY: R TERMINAL BOX (ABOVE) CABLE ENTRY ON THE RIGHT SIGNAL CONNECTION D-END | 6246 | TEM | 1 | MC | 74 | 1
1PH81051DF232BA1 | SIMOTICS M COMPACT ASYNCHRONOUS MOTOR 1500RPM, 11KW,70NM, 28,5A, 340V 1750RPM, 12,5KW,68NM,28,5A,380V 2000RPM, 14KW,67NM, 27,5A, 426V WATER COOLING DEGREE OF PROTECTION IP65 INCREMENTAL ENCODER 22 BIT WITH COMMUTATING POSITION (ENCODER IC22DQ) WITH DRIVE-CLIQ INTERFACE DESIGN IM B35 (IM V15, IM V35) SHAFT WITH FITTED KEY HALF-KEY BALANCING BEARING: STANDARD WITH FIXED BEARING, VIBRATION SEVERITY GRADE: R/A, SHAFT AND FLANGE ACCURACY: R TERMINAL BOX (ABOVE) CABLE ENTRY ON THE RIGHT SIGNAL CONNECTION D-END | 6051 | TEM | 1 | MC | 74 | 1
1PH81051DG230BA1 | SIMOTICS M COMPACT ASYNCHRONOUS MOTOR 2000RPM, 13KW,62NM, 34,5A,326V 2300RPM, 15KW, 62NM, 34A, 370V 2650RPM, 17KW,61NM, 33,5A, 424V WATER COOLING DEGREE OF PROTECTION IP65 INCREMENTAL ENCODER 22 BIT WITH COMMUTATING POSITION (ENCODER IC22DQ) WITH DRIVE-CLIQ INTERFACE DESIGN IM B35 (IM V15, IM V35) PLAIN SHAFT WITHOUT FITTED KEY; BEARING: STANDARD WITH FIXED BEARING, VIBRATION SEVERITY GRADE: R/A, SHAFT AND FLANGE ACCURACY: R TERMINAL BOX (ABOVE) CABLE ENTRY ON THE RIGHT SIGNAL CONNECTION D-END | 6051 | TEM | 1 | MC | 74 | 1
1PH81051DM220BA1 | SIMOTICS M COMPACT ASYNCHRONOUS MOTOR 3000RPM, 16,8KW, 53NM, 45A,324V 3300RPM, 18,5KW, 54NM, 45A,355V 3600RPM, 20KW, 53NM, 45A, 375V WATER COOLING DEGREE OF PROTECTION IP65 INCREMENTAL ENCODER 22 BIT WITH COMMUTATING POSITION (ENCODER IC22DQ) WITH DRIVE-CLIQ INTERFACE DESIGN IM B5 (IMV 1,IM V3) PLAIN SHAFT WITHOUT FITTED KEY; BEARING: STANDARD WITH FIXED BEARING, VIBRATION SEVERITY GRADE: R/A, SHAFT AND FLANGE ACCURACY: R TERMINAL BOX (ABOVE) CABLE ENTRY ON THE RIGHT SIGNAL CONNECTION D-END | 5812 | TEM | 1 | MC | 74 | 1
1PH81051DM220LA1 | SIMOTICS M COMPACT ASYNCHRONOUS MOTOR 3000RPM, 16,8KW, 53NM, 45A,324V 3300RPM, 18,5KW, 54NM, 45A,355V 3600RPM, 20KW, 53NM, 45A, 375V WATER COOLING DEGREE OF PROTECTION IP65 INCREMENTAL ENCODER 22 BIT WITH COMMUTATING POSITION (ENCODER IC22DQ) WITH DRIVE-CLIQ INTERFACE DESIGN IM B5 (IMV 1,IM V3) PLAIN SHAFT WITHOUT FITTED KEY; BEARING: PERFORMANCE, VIBRATION SEVERITY GRADE SPECIAL/B; SHAFT A. FLANGE ACCURACY GR. SPECIAL TERMINAL BOX (ABOVE) CABLE ENTRY ON THE RIGHT SIGNAL CONNECTION D-END | 6325 | TEM | 1 | MC | 74 | 1
1PH81051DS000BA1 | SIMOTICS M COMPACT ASYNCHRONOUS MOTOR Y2000RPM,10,0KW, 48NM,23A, 366V D5000RPM, 9,3KW, 18NM,24A, 398V Y1500RPM, 7,5KW, 48NM,23A, 285V FORCED VENTILATION; DIRECTION OF AIR FLOW DE --> NDE; DEGREE OF PROTECTION IP55 INCREMENTAL ENCODER 22 BIT WITH COMMUTATING POSITION (ENCODER IC22DQ) WITH DRIVE-CLIQ INTERFACE DESIGN IM B3 (IM V5, IM V6) PLAIN SHAFT WITHOUT FITTED KEY; BEARING: STANDARD WITH FIXED BEARING, VIBRATION SEVERITY GRADE: R/A, SHAFT AND FLANGE ACCURACY: R TERMINAL BOX (ABOVE) CABLE ENTRY ON THE RIGHT SIGNAL CONNECTION D-END | 5090 | TEM | 1 | MC | 65 | 1
1PH81051DS000CA1 | SIMOTICS M COMPACT ASYNCHRONOUS MOTOR Y2000RPM,10,0KW, 48NM,23A, 366V D5000RPM, 9,3KW, 18NM,24A, 398V Y1500RPM, 7,5KW, 48NM,23A, 285V FORCED VENTILATION; DIRECTION OF AIR FLOW DE --> NDE; DEGREE OF PROTECTION IP55 INCREMENTAL ENCODER 22 BIT WITH COMMUTATING POSITION (ENCODER IC22DQ) WITH DRIVE-CLIQ INTERFACE DESIGN IM B3 (IM V5, IM V6) PLAIN SHAFT WITHOUT FITTED KEY; BEARING: STANDARD WITH FIXED BEARING, VIBRATION SEVERITY GRADE: S/A, SHAFT AND FLANGE ACCURACY: R TERMINAL BOX (ABOVE) CABLE ENTRY ON THE RIGHT SIGNAL CONNECTION D-END | 5285 | TEM | 1 | MC | 65 | 1
1PH81051DS002BA1 | SIMOTICS M COMPACT ASYNCHRONOUS MOTOR Y2000RPM,10,0KW, 48NM,23A, 366V D5000RPM, 9,3KW, 18NM,24A, 398V Y1500RPM, 7,5KW, 48NM,23A, 285V FORCED VENTILATION; DIRECTION OF AIR FLOW DE --> NDE; DEGREE OF PROTECTION IP55 INCREMENTAL ENCODER 22 BIT WITH COMMUTATING POSITION (ENCODER IC22DQ) WITH DRIVE-CLIQ INTERFACE DESIGN IM B3 (IM V5, IM V6) SHAFT WITH FITTED KEY HALF-KEY BALANCING BEARING: STANDARD WITH FIXED BEARING, VIBRATION SEVERITY GRADE: R/A, SHAFT AND FLANGE ACCURACY: R TERMINAL BOX (ABOVE) CABLE ENTRY ON THE RIGHT SIGNAL CONNECTION D-END | 5090 | TEM | 1 | MC | 65 | 1
1PH81051DS020DA1 | SIMOTICS M COMPACT ASYNCHRONOUS MOTOR Y2000RPM,10,0KW, 48NM,23A, 366V D5000RPM, 9,3KW, 18NM,24A, 398V Y1500RPM, 7,5KW, 48NM,23A, 285V FORCED VENTILATION; DIRECTION OF AIR FLOW DE --> NDE; DEGREE OF PROTECTION IP55 INCREMENTAL ENCODER 22 BIT WITH COMMUTATING POSITION (ENCODER IC22DQ) WITH DRIVE-CLIQ INTERFACE DESIGN IM B5 (IMV 1,IM V3) PLAIN SHAFT WITHOUT FITTED KEY; BEARING: STANDARD WITH FIXED BEARING, VIBRATION SEVERITY GRADE: SR/A, SHAFT AND FLANGE ACCURACY: R TERMINAL BOX (ABOVE) CABLE ENTRY ON THE RIGHT SIGNAL CONNECTION D-END | 5551 | TEM | 1 | MC | 65 | 1
1PH81051DS020DB1 | SIMOTICS M COMPACT ASYNCHRONOUS MOTOR Y2000RPM,10,0KW, 48NM,23A, 366V D5000RPM, 9,3KW, 18NM,24A, 398V Y1500RPM, 7,5KW, 48NM,23A, 285V FORCED VENTILATION; DIRECTION OF AIR FLOW DE --> NDE; DEGREE OF PROTECTION IP55 INCREMENTAL ENCODER 22 BIT WITH COMMUTATING POSITION (ENCODER IC22DQ) WITH DRIVE-CLIQ INTERFACE DESIGN IM B5 (IMV 1,IM V3) PLAIN SHAFT WITHOUT FITTED KEY; BEARING: STANDARD WITH FIXED BEARING, VIBRATION SEVERITY GRADE: SR/A, SHAFT AND FLANGE ACCURACY: R TERMINAL BOX (ABOVE) CABLE ENTRY ON THE LEFT SIGNAL CONNECTION D-END | 5551 | TEM | 1 | MC | 65 | 1
1PH81051DS020DE1 | SIMOTICS M COMPACT ASYNCHRONOUS MOTOR Y2000RPM,10,0KW, 48NM,23A, 366V D5000RPM, 9,3KW, 18NM,24A, 398V Y1500RPM, 7,5KW, 48NM,23A, 285V FORCED VENTILATION; DIRECTION OF AIR FLOW DE --> NDE; DEGREE OF PROTECTION IP55 INCREMENTAL ENCODER 22 BIT WITH COMMUTATING POSITION (ENCODER IC22DQ) WITH DRIVE-CLIQ INTERFACE DESIGN IM B5 (IMV 1,IM V3) PLAIN SHAFT WITHOUT FITTED KEY; BEARING: STANDARD WITH FIXED BEARING, VIBRATION SEVERITY GRADE: SR/A, SHAFT AND FLANGE ACCURACY: R POWER CONNECTOR (ABOVE) CABLE ENTRY ON THE RIGHT SIGNAL CONNECTION D-END | 5551 | TEM | 1 | MC | 65 | 1
1PH81051DS031BA1 | SIMOTICS M COMPACT ASYNCHRONOUS MOTOR Y2000RPM,10,0KW, 48NM,23A, 366V D5000RPM, 9,3KW, 18NM,24A, 398V Y1500RPM, 7,5KW, 48NM,23A, 285V FORCED VENTILATION; DIRECTION OF AIR FLOW DE --> NDE; DEGREE OF PROTECTION IP55 INCREMENTAL ENCODER 22 BIT WITH COMMUTATING POSITION (ENCODER IC22DQ) WITH DRIVE-CLIQ INTERFACE DESIGN IM B35 (IM V15, IM V35) SHAFT WITH FITTED KEY FULL-KEY BALANCING BEARING: STANDARD WITH FIXED BEARING, VIBRATION SEVERITY GRADE: R/A, SHAFT AND FLANGE ACCURACY: R TERMINAL BOX (ABOVE) CABLE ENTRY ON THE RIGHT SIGNAL CONNECTION D-END | 5524 | TEM | 1 | MC | 65 | 1
1PH81051DS031QA1 | SIMOTICS M COMPACT ASYNCHRONOUS MOTOR Y2000RPM,10,0KW, 48NM,23A, 366V D5000RPM, 9,3KW, 18NM,24A, 398V Y1500RPM, 7,5KW, 48NM,23A, 285V FORCED VENTILATION; DIRECTION OF AIR FLOW DE --> NDE; DEGREE OF PROTECTION IP55 INCREMENTAL ENCODER 22 BIT WITH COMMUTATING POSITION (ENCODER IC22DQ) WITH DRIVE-CLIQ INTERFACE DESIGN IM B35 (IM V15, IM V35) SHAFT WITH FITTED KEY FULL-KEY BALANCING BEARING: ADVANCED LIFETIME VIBRATION SEVERITY S/A SHAFT A. FLANGE ACCURACY GR. R TERMINAL BOX (ABOVE) CABLE ENTRY ON THE RIGHT SIGNAL CONNECTION D-END | 5876 | TEM | 1 | MC | 65 | 1
1PH81051DS101BA1 | SIMOTICS M COMPACT ASYNCHRONOUS MOTOR Y2000RPM, 10KW, 48NM, 23A, 366V D5000RPM, 9,3KW,18NM, 24A, 398V Y1500RPM, 7,5KW,48NM, 23A, 285V FORCED VENTILATION; DIRECTION OF AIR FLOW NDE --> DE; DEGREE OF PROTECTION IP55 INCREMENTAL ENCODER 22 BIT WITH COMMUTATING POSITION (ENCODER IC22DQ) WITH DRIVE-CLIQ INTERFACE DESIGN IM B3 (IM V5, IM V6) SHAFT WITH FITTED KEY FULL-KEY BALANCING BEARING: STANDARD WITH FIXED BEARING, VIBRATION SEVERITY GRADE: R/A, SHAFT AND FLANGE ACCURACY: R TERMINAL BOX (ABOVE) CABLE ENTRY ON THE RIGHT SIGNAL CONNECTION D-END | 5090 | TEM | 1 | MC | 65 | 1
1PH81051EF030BC1 | SIMOTICS M COMPACT ASYNCHRONOUS MOTOR 1500RPM,7,0KW,45NM, 17,5A, 348V 1750RPM,8,0KW,44NM, 17,5A, 400V 2000RPM,9,0KW,43NM, 17,0A, 453V FORCED VENTILATION; DIRECTION OF AIR FLOW DE --> NDE; DEGREE OF PROTECTION IP55 ABSOLUTE ENCODER ENDAT 2048 S/R (ENCODER AM2048S/R) with TEMPERAT. SENSOR KTY84-130 DESIGN IM B35 (IM V15, IM V35) PLAIN SHAFT WITHOUT FITTED KEY; BEARING: STANDARD WITH FIXED BEARING, VIBRATION SEVERITY GRADE: R/A, SHAFT AND FLANGE ACCURACY: R TERMINAL BOX (ABOVE) CABLE ENTRY ON THE ND-END SIGNAL CONNECTION LEFT | 5741 | TEM | 1 | MC | 65 | 1
1PH81051EF030CB1 | SIMOTICS M COMPACT ASYNCHRONOUS MOTOR 1500RPM,7,0KW,45NM, 17,5A, 348V 1750RPM,8,0KW,44NM, 17,5A, 400V 2000RPM,9,0KW,43NM, 17,0A, 453V FORCED VENTILATION; DIRECTION OF AIR FLOW DE --> NDE; DEGREE OF PROTECTION IP55 ABSOLUTE ENCODER ENDAT 2048 S/R (ENCODER AM2048S/R) with TEMPERAT. SENSOR KTY84-130 DESIGN IM B35 (IM V15, IM V35) PLAIN SHAFT WITHOUT FITTED KEY; BEARING: STANDARD WITH FIXED BEARING, VIBRATION SEVERITY GRADE: S/A, SHAFT AND FLANGE ACCURACY: R TERMINAL BOX (ABOVE) CABLE ENTRY ON THE LEFT SIGNAL CONNECTION D-END | 5936 | TEM | 1 | MC | 65 | 1
1PH81051EF132BA1 | SIMOTICS M COMPACT ASYNCHRONOUS MOTOR 1500RPM, 7KW, 45NM, 17,5A, 348V 1750RPM, 8KW, 44NM, 17,5A, 400V 2000RPM, 9KW, 43NM, 17A, 453V FORCED VENTILATION; DIRECTION OF AIR FLOW NDE --> DE; DEGREE OF PROTECTION IP55 ABSOLUTE ENCODER ENDAT 2048 S/R (ENCODER AM2048S/R) with TEMPERAT. SENSOR KTY84-130 DESIGN IM B35 (IM V15, IM V35) SHAFT WITH FITTED KEY HALF-KEY BALANCING BEARING: STANDARD WITH FIXED BEARING, VIBRATION SEVERITY GRADE: R/A, SHAFT AND FLANGE ACCURACY: R TERMINAL BOX (ABOVE) CABLE ENTRY ON THE RIGHT SIGNAL CONNECTION D-END | 5741 | TEM | 1 | MC | 65 | 1
1PH81051EG220BA1 | SIMOTICS M COMPACT ASYNCHRONOUS MOTOR 2000RPM, 13KW,62NM, 34,5A,326V 2300RPM, 15KW, 62NM, 34A, 370V 2650RPM, 17KW,61NM, 33,5A, 424V WATER COOLING DEGREE OF PROTECTION IP65 ABSOLUTE ENCODER ENDAT 2048 S/R (ENCODER AM2048S/R) with TEMPERAT. SENSOR KTY84-130 DESIGN IM B5 (IMV 1,IM V3) PLAIN SHAFT WITHOUT FITTED KEY; BEARING: STANDARD WITH FIXED BEARING, VIBRATION SEVERITY GRADE: R/A, SHAFT AND FLANGE ACCURACY: R TERMINAL BOX (ABOVE) CABLE ENTRY ON THE RIGHT SIGNAL CONNECTION D-END | 6029 | TEM | 1 | MC | 74 | 1
1PH81051EG220CH1 | SIMOTICS M COMPACT ASYNCHRONOUS MOTOR 2000RPM, 13KW,62NM, 34,5A,326V 2300RPM, 15KW, 62NM, 34A, 370V 2650RPM, 17KW,61NM, 33,5A, 424V WATER COOLING DEGREE OF PROTECTION IP65 ABSOLUTE ENCODER ENDAT 2048 S/R (ENCODER AM2048S/R) with TEMPERAT. SENSOR KTY84-130 DESIGN IM B5 (IMV 1,IM V3) PLAIN SHAFT WITHOUT FITTED KEY; BEARING: STANDARD WITH FIXED BEARING, VIBRATION SEVERITY GRADE: S/A, SHAFT AND FLANGE ACCURACY: R POWER CONNECTOR (ABOVE) CABLE ENTRY ON THE ND-END SIGNAL CONNECTION LEFT | 6224 | TEM | 1 | MC | 74 | 1
1PH81051ES020BA1 | SIMOTICS M COMPACT ASYNCHRONOUS MOTOR Y2000RPM,10,0KW, 48NM,23A, 366V D5000RPM, 9,3KW, 18NM,24A, 398V Y1500RPM, 7,5KW, 48NM,23A, 285V FORCED VENTILATION; DIRECTION OF AIR FLOW DE --> NDE; DEGREE OF PROTECTION IP55 ABSOLUTE ENCODER ENDAT 2048 S/R (ENCODER AM2048S/R) with TEMPERAT. SENSOR KTY84-130 DESIGN IM B5 (IMV 1,IM V3) PLAIN SHAFT WITHOUT FITTED KEY; BEARING: STANDARD WITH FIXED BEARING, VIBRATION SEVERITY GRADE: R/A, SHAFT AND FLANGE ACCURACY: R TERMINAL BOX (ABOVE) CABLE ENTRY ON THE RIGHT SIGNAL CONNECTION D-END | 5502 | TEM | 1 | MC | 65 | 1
1PH81051FF002BB1 | SIMOTICS M COMPACT ASYNCHRONOUS MOTOR 1500RPM,7,0KW,45NM, 17,5A, 348V 1750RPM,8,0KW,44NM, 17,5A, 400V 2000RPM,9,0KW,43NM, 17,0A, 453V FORCED VENTILATION; DIRECTION OF AIR FLOW DE --> NDE; DEGREE OF PROTECTION IP55 ABSOLUTE ENCODER 22 BIT SINGLETURN AND 12 BIT MULTITURN (ENCODER AM22DQ) WITH DRIVE-CLIQ INTERFACE DESIGN IM B3 (IM V5, IM V6) SHAFT WITH FITTED KEY HALF-KEY BALANCING BEARING: STANDARD WITH FIXED BEARING, VIBRATION SEVERITY GRADE: R/A, SHAFT AND FLANGE ACCURACY: R TERMINAL BOX (ABOVE) CABLE ENTRY ON THE LEFT SIGNAL CONNECTION D-END | 6001 | TEM | 1 | MC | 65 | 1
1PH81051FF021BH1 | SIMOTICS M COMPACT ASYNCHRONOUS MOTOR 1500RPM,7,0KW,45NM, 17,5A, 348V 1750RPM,8,0KW,44NM, 17,5A, 400V 2000RPM,9,0KW,43NM, 17,0A, 453V FORCED VENTILATION; DIRECTION OF AIR FLOW DE --> NDE; DEGREE OF PROTECTION IP55 ABSOLUTE ENCODER 22 BIT SINGLETURN AND 12 BIT MULTITURN (ENCODER AM22DQ) WITH DRIVE-CLIQ INTERFACE DESIGN IM B5 (IMV 1,IM V3) SHAFT WITH FITTED KEY FULL-KEY BALANCING BEARING: STANDARD WITH FIXED BEARING, VIBRATION SEVERITY GRADE: R/A, SHAFT AND FLANGE ACCURACY: R POWER CONNECTOR (ABOVE) CABLE ENTRY ON THE ND-END SIGNAL CONNECTION LEFT | 6196 | TEM | 1 | MC | 65 | 1
1PH81051FF022BA1 | SIMOTICS M COMPACT ASYNCHRONOUS MOTOR 1500RPM,7,0KW,45NM, 17,5A, 348V 1750RPM,8,0KW,44NM, 17,5A, 400V 2000RPM,9,0KW,43NM, 17,0A, 453V FORCED VENTILATION; DIRECTION OF AIR FLOW DE --> NDE; DEGREE OF PROTECTION IP55 ABSOLUTE ENCODER 22 BIT SINGLETURN AND 12 BIT MULTITURN (ENCODER AM22DQ) WITH DRIVE-CLIQ INTERFACE DESIGN IM B5 (IMV 1,IM V3) SHAFT WITH FITTED KEY HALF-KEY BALANCING BEARING: STANDARD WITH FIXED BEARING, VIBRATION SEVERITY GRADE: R/A, SHAFT AND FLANGE ACCURACY: R TERMINAL BOX (ABOVE) CABLE ENTRY ON THE RIGHT SIGNAL CONNECTION D-END | 6196 | TEM | 1 | MC | 65 | 1
1PH81051FF022GA1 | SIMOTICS M COMPACT ASYNCHRONOUS MOTOR 1500RPM,7,0KW,45NM, 17,5A, 348V 1750RPM,8,0KW,44NM, 17,5A, 400V 2000RPM,9,0KW,43NM, 17,0A, 453V FORCED VENTILATION; DIRECTION OF AIR FLOW DE --> NDE; DEGREE OF PROTECTION IP55 ABSOLUTE ENCODER 22 BIT SINGLETURN AND 12 BIT MULTITURN (ENCODER AM22DQ) WITH DRIVE-CLIQ INTERFACE DESIGN IM B5 (IMV 1,IM V3) SHAFT WITH FITTED KEY HALF-KEY BALANCING BEARING: STANDARD, VIBRATION SEVERITY GRADE: R/A, SHAFT AND FLANGE ACCURACY: R TERMINAL BOX (ABOVE) CABLE ENTRY ON THE RIGHT SIGNAL CONNECTION D-END | 5911 | TEM | 1 | MC | 65 | 1
1PH81051FF030BA1 | SIMOTICS M COMPACT ASYNCHRONOUS MOTOR 1500RPM,7,0KW,45NM, 17,5A, 348V 1750RPM,8,0KW,44NM, 17,5A, 400V 2000RPM,9,0KW,43NM, 17,0A, 453V FORCED VENTILATION; DIRECTION OF AIR FLOW DE --> NDE; DEGREE OF PROTECTION IP55 ABSOLUTE ENCODER 22 BIT SINGLETURN AND 12 BIT MULTITURN (ENCODER AM22DQ) WITH DRIVE-CLIQ INTERFACE DESIGN IM B35 (IM V15, IM V35) PLAIN SHAFT WITHOUT FITTED KEY; BEARING: STANDARD WITH FIXED BEARING, VIBRATION SEVERITY GRADE: R/A, SHAFT AND FLANGE ACCURACY: R TERMINAL BOX (ABOVE) CABLE ENTRY ON THE RIGHT SIGNAL CONNECTION D-END | 6434 | TEM | 1 | MC | 65 | 1
1PH81051FF031BA1 | SIMOTICS M COMPACT ASYNCHRONOUS MOTOR 1500RPM,7,0KW,45NM, 17,5A, 348V 1750RPM,8,0KW,44NM, 17,5A, 400V 2000RPM,9,0KW,43NM, 17,0A, 453V FORCED VENTILATION; DIRECTION OF AIR FLOW DE --> NDE; DEGREE OF PROTECTION IP55 ABSOLUTE ENCODER 22 BIT SINGLETURN AND 12 BIT MULTITURN (ENCODER AM22DQ) WITH DRIVE-CLIQ INTERFACE DESIGN IM B35 (IM V15, IM V35) SHAFT WITH FITTED KEY FULL-KEY BALANCING BEARING: STANDARD WITH FIXED BEARING, VIBRATION SEVERITY GRADE: R/A, SHAFT AND FLANGE ACCURACY: R TERMINAL BOX (ABOVE) CABLE ENTRY ON THE RIGHT SIGNAL CONNECTION D-END | 6434 | TEM | 1 | MC | 65 | 1
1PH81051FF102BA1 | SIMOTICS M COMPACT ASYNCHRONOUS MOTOR 1500RPM, 7KW, 45NM, 17,5A, 348V 1750RPM, 8KW, 44NM, 17,5A, 400V 2000RPM, 9KW, 43NM, 17A, 453V FORCED VENTILATION; DIRECTION OF AIR FLOW NDE --> DE; DEGREE OF PROTECTION IP55 ABSOLUTE ENCODER 22 BIT SINGLETURN AND 12 BIT MULTITURN (ENCODER AM22DQ) WITH DRIVE-CLIQ INTERFACE DESIGN IM B3 (IM V5, IM V6) SHAFT WITH FITTED KEY HALF-KEY BALANCING BEARING: STANDARD WITH FIXED BEARING, VIBRATION SEVERITY GRADE: R/A, SHAFT AND FLANGE ACCURACY: R TERMINAL BOX (ABOVE) CABLE ENTRY ON THE RIGHT SIGNAL CONNECTION D-END | 6001 | TEM | 1 | MC | 65 | 1
1PH81051FF120BH1 | SIMOTICS M COMPACT ASYNCHRONOUS MOTOR 1500RPM, 7KW, 45NM, 17,5A, 348V 1750RPM, 8KW, 44NM, 17,5A, 400V 2000RPM, 9KW, 43NM, 17A, 453V FORCED VENTILATION; DIRECTION OF AIR FLOW NDE --> DE; DEGREE OF PROTECTION IP55 ABSOLUTE ENCODER 22 BIT SINGLETURN AND 12 BIT MULTITURN (ENCODER AM22DQ) WITH DRIVE-CLIQ INTERFACE DESIGN IM B5 (IMV 1,IM V3) PLAIN SHAFT WITHOUT FITTED KEY; BEARING: STANDARD WITH FIXED BEARING, VIBRATION SEVERITY GRADE: R/A, SHAFT AND FLANGE ACCURACY: R POWER CONNECTOR (ABOVE) CABLE ENTRY ON THE ND-END SIGNAL CONNECTION LEFT | 6196 | TEM | 1 | MC | 65 | 1
1PH81051FF122BA1 | SIMOTICS M COMPACT ASYNCHRONOUS MOTOR 1500RPM, 7KW, 45NM, 17,5A, 348V 1750RPM, 8KW, 44NM, 17,5A, 400V 2000RPM, 9KW, 43NM, 17A, 453V FORCED VENTILATION; DIRECTION OF AIR FLOW NDE --> DE; DEGREE OF PROTECTION IP55 ABSOLUTE ENCODER 22 BIT SINGLETURN AND 12 BIT MULTITURN (ENCODER AM22DQ) WITH DRIVE-CLIQ INTERFACE DESIGN IM B5 (IMV 1,IM V3) SHAFT WITH FITTED KEY HALF-KEY BALANCING BEARING: STANDARD WITH FIXED BEARING, VIBRATION SEVERITY GRADE: R/A, SHAFT AND FLANGE ACCURACY: R TERMINAL BOX (ABOVE) CABLE ENTRY ON THE RIGHT SIGNAL CONNECTION D-END | 6196 | TEM | 1 | MC | 65 | 1
1PH81051FF130CA1 | SIMOTICS M COMPACT ASYNCHRONOUS MOTOR 1500RPM, 7KW, 45NM, 17,5A, 348V 1750RPM, 8KW, 44NM, 17,5A, 400V 2000RPM, 9KW, 43NM, 17A, 453V FORCED VENTILATION; DIRECTION OF AIR FLOW NDE --> DE; DEGREE OF PROTECTION IP55 ABSOLUTE ENCODER 22 BIT SINGLETURN AND 12 BIT MULTITURN (ENCODER AM22DQ) WITH DRIVE-CLIQ INTERFACE DESIGN IM B35 (IM V15, IM V35) PLAIN SHAFT WITHOUT FITTED KEY; BEARING: STANDARD WITH FIXED BEARING, VIBRATION SEVERITY GRADE: S/A, SHAFT AND FLANGE ACCURACY: R TERMINAL BOX (ABOVE) CABLE ENTRY ON THE RIGHT SIGNAL CONNECTION D-END | 6629 | TEM | 1 | MC | 65 | 1
1PH81051FF220BA1 | SIMOTICS M COMPACT ASYNCHRONOUS MOTOR 1500RPM, 11KW,70NM, 28,5A, 340V 1750RPM, 12,5KW,68NM,28,5A,380V 2000RPM, 14KW,67NM, 27,5A, 426V WATER COOLING DEGREE OF PROTECTION IP65 ABSOLUTE ENCODER 22 BIT SINGLETURN AND 12 BIT MULTITURN (ENCODER AM22DQ) WITH DRIVE-CLIQ INTERFACE DESIGN IM B5 (IMV 1,IM V3) PLAIN SHAFT WITHOUT FITTED KEY; BEARING: STANDARD WITH FIXED BEARING, VIBRATION SEVERITY GRADE: R/A, SHAFT AND FLANGE ACCURACY: R TERMINAL BOX (ABOVE) CABLE ENTRY ON THE RIGHT SIGNAL CONNECTION D-END | 6723 | TEM | 1 | MC | 74 | 1
1PH81051FF220CA1 | SIMOTICS M COMPACT ASYNCHRONOUS MOTOR 1500RPM, 11KW,70NM, 28,5A, 340V 1750RPM, 12,5KW,68NM,28,5A,380V 2000RPM, 14KW,67NM, 27,5A, 426V WATER COOLING DEGREE OF PROTECTION IP65 ABSOLUTE ENCODER 22 BIT SINGLETURN AND 12 BIT MULTITURN (ENCODER AM22DQ) WITH DRIVE-CLIQ INTERFACE DESIGN IM B5 (IMV 1,IM V3) PLAIN SHAFT WITHOUT FITTED KEY; BEARING: STANDARD WITH FIXED BEARING, VIBRATION SEVERITY GRADE: S/A, SHAFT AND FLANGE ACCURACY: R TERMINAL BOX (ABOVE) CABLE ENTRY ON THE RIGHT SIGNAL CONNECTION D-END | 6918 | TEM | 1 | MC | 74 | 1
1PH81051FF230BA1 | SIMOTICS M COMPACT ASYNCHRONOUS MOTOR 1500RPM, 11KW,70NM, 28,5A, 340V 1750RPM, 12,5KW,68NM,28,5A,380V 2000RPM, 14KW,67NM, 27,5A, 426V WATER COOLING DEGREE OF PROTECTION IP65 ABSOLUTE ENCODER 22 BIT SINGLETURN AND 12 BIT MULTITURN (ENCODER AM22DQ) WITH DRIVE-CLIQ INTERFACE DESIGN IM B35 (IM V15, IM V35) PLAIN SHAFT WITHOUT FITTED KEY; BEARING: STANDARD WITH FIXED BEARING, VIBRATION SEVERITY GRADE: R/A, SHAFT AND FLANGE ACCURACY: R TERMINAL BOX (ABOVE) CABLE ENTRY ON THE RIGHT SIGNAL CONNECTION D-END | 6961 | TEM | 1 | MC | 74 | 1
1PH81051FG200BA1 | SIMOTICS M COMPACT ASYNCHRONOUS MOTOR 2000RPM, 13KW,62NM, 34,5A,326V 2300RPM, 15KW, 62NM, 34A, 370V 2650RPM, 17KW,61NM, 33,5A, 424V WATER COOLING DEGREE OF PROTECTION IP65 ABSOLUTE ENCODER 22 BIT SINGLETURN AND 12 BIT MULTITURN (ENCODER AM22DQ) WITH DRIVE-CLIQ INTERFACE DESIGN IM B3 (IM V5, IM V6) PLAIN SHAFT WITHOUT FITTED KEY; BEARING: STANDARD WITH FIXED BEARING, VIBRATION SEVERITY GRADE: R/A, SHAFT AND FLANGE ACCURACY: R TERMINAL BOX (ABOVE) CABLE ENTRY ON THE RIGHT SIGNAL CONNECTION D-END | 6528 | TEM | 1 | MC | 74 | 1
1PH81051FG220BA1 | SIMOTICS M COMPACT ASYNCHRONOUS MOTOR 2000RPM, 13KW,62NM, 34,5A,326V 2300RPM, 15KW, 62NM, 34A, 370V 2650RPM, 17KW,61NM, 33,5A, 424V WATER COOLING DEGREE OF PROTECTION IP65 ABSOLUTE ENCODER 22 BIT SINGLETURN AND 12 BIT MULTITURN (ENCODER AM22DQ) WITH DRIVE-CLIQ INTERFACE DESIGN IM B5 (IMV 1,IM V3) PLAIN SHAFT WITHOUT FITTED KEY; BEARING: STANDARD WITH FIXED BEARING, VIBRATION SEVERITY GRADE: R/A, SHAFT AND FLANGE ACCURACY: R TERMINAL BOX (ABOVE) CABLE ENTRY ON THE RIGHT SIGNAL CONNECTION D-END | 6723 | TEM | 1 | MC | 74 | 1
1PH81051FG220BB1 | SIMOTICS M COMPACT ASYNCHRONOUS MOTOR 2000RPM, 13KW,62NM, 34,5A,326V 2300RPM, 15KW, 62NM, 34A, 370V 2650RPM, 17KW,61NM, 33,5A, 424V WATER COOLING DEGREE OF PROTECTION IP65 ABSOLUTE ENCODER 22 BIT SINGLETURN AND 12 BIT MULTITURN (ENCODER AM22DQ) WITH DRIVE-CLIQ INTERFACE DESIGN IM B5 (IMV 1,IM V3) PLAIN SHAFT WITHOUT FITTED KEY; BEARING: STANDARD WITH FIXED BEARING, VIBRATION SEVERITY GRADE: R/A, SHAFT AND FLANGE ACCURACY: R TERMINAL BOX (ABOVE) CABLE ENTRY ON THE LEFT SIGNAL CONNECTION D-END | 6723 | TEM | 1 | MC | 74 | 1
1PH81051FG220CH1 | SIMOTICS M COMPACT ASYNCHRONOUS MOTOR 2000RPM, 13KW,62NM, 34,5A,326V 2300RPM, 15KW, 62NM, 34A, 370V 2650RPM, 17KW,61NM, 33,5A, 424V WATER COOLING DEGREE OF PROTECTION IP65 ABSOLUTE ENCODER 22 BIT SINGLETURN AND 12 BIT MULTITURN (ENCODER AM22DQ) WITH DRIVE-CLIQ INTERFACE DESIGN IM B5 (IMV 1,IM V3) PLAIN SHAFT WITHOUT FITTED KEY; BEARING: STANDARD WITH FIXED BEARING, VIBRATION SEVERITY GRADE: S/A, SHAFT AND FLANGE ACCURACY: R POWER CONNECTOR (ABOVE) CABLE ENTRY ON THE ND-END SIGNAL CONNECTION LEFT | 6918 | TEM | 1 | MC | 74 | 1
1PH81051FG230BA1 | SIMOTICS M COMPACT ASYNCHRONOUS MOTOR 2000RPM, 13KW,62NM, 34,5A,326V 2300RPM, 15KW, 62NM, 34A, 370V 2650RPM, 17KW,61NM, 33,5A, 424V WATER COOLING DEGREE OF PROTECTION IP65 ABSOLUTE ENCODER 22 BIT SINGLETURN AND 12 BIT MULTITURN (ENCODER AM22DQ) WITH DRIVE-CLIQ INTERFACE DESIGN IM B35 (IM V15, IM V35) PLAIN SHAFT WITHOUT FITTED KEY; BEARING: STANDARD WITH FIXED BEARING, VIBRATION SEVERITY GRADE: R/A, SHAFT AND FLANGE ACCURACY: R TERMINAL BOX (ABOVE) CABLE ENTRY ON THE RIGHT SIGNAL CONNECTION D-END | 6961 | TEM | 1 | MC | 74 | 1
1PH81051HF000BA1 | SIMOTICS M COMPACT ASYNCHRONOUS MOTOR 1500RPM,7,0KW,45NM, 17,5A, 348V 1750RPM,8,0KW,44NM, 17,5A, 400V 2000RPM,9,0KW,43NM, 17,0A, 453V FORCED VENTILATION; DIRECTION OF AIR FLOW DE --> NDE; DEGREE OF PROTECTION IP55 INCREMENT. ENCODER HTL 1024 S/R (ENCODER HTL1024S/R) with TEMPERAT. SENSOR KTY84-130 DESIGN IM B3 (IM V5, IM V6) PLAIN SHAFT WITHOUT FITTED KEY; BEARING: STANDARD WITH FIXED BEARING, VIBRATION SEVERITY GRADE: R/A, SHAFT AND FLANGE ACCURACY: R TERMINAL BOX (ABOVE) CABLE ENTRY ON THE RIGHT SIGNAL CONNECTION D-END | 4072 | TEM | 1 | MC | 65 | 1
1PH81051HF001BA1 | SIMOTICS M COMPACT ASYNCHRONOUS MOTOR 1500RPM,7,0KW,45NM, 17,5A, 348V 1750RPM,8,0KW,44NM, 17,5A, 400V 2000RPM,9,0KW,43NM, 17,0A, 453V FORCED VENTILATION; DIRECTION OF AIR FLOW DE --> NDE; DEGREE OF PROTECTION IP55 INCREMENT. ENCODER HTL 1024 S/R (ENCODER HTL1024S/R) with TEMPERAT. SENSOR KTY84-130 DESIGN IM B3 (IM V5, IM V6) SHAFT WITH FITTED KEY FULL-KEY BALANCING BEARING: STANDARD WITH FIXED BEARING, VIBRATION SEVERITY GRADE: R/A, SHAFT AND FLANGE ACCURACY: R TERMINAL BOX (ABOVE) CABLE ENTRY ON THE RIGHT SIGNAL CONNECTION D-END | 4072 | TEM | 1 | MC | 65 | 1
1PH81051HF002BA1 | SIMOTICS M COMPACT ASYNCHRONOUS MOTOR 1500RPM,7,0KW,45NM, 17,5A, 348V 1750RPM,8,0KW,44NM, 17,5A, 400V 2000RPM,9,0KW,43NM, 17,0A, 453V FORCED VENTILATION; DIRECTION OF AIR FLOW DE --> NDE; DEGREE OF PROTECTION IP55 INCREMENT. ENCODER HTL 1024 S/R (ENCODER HTL1024S/R) with TEMPERAT. SENSOR KTY84-130 DESIGN IM B3 (IM V5, IM V6) SHAFT WITH FITTED KEY HALF-KEY BALANCING BEARING: STANDARD WITH FIXED BEARING, VIBRATION SEVERITY GRADE: R/A, SHAFT AND FLANGE ACCURACY: R TERMINAL BOX (ABOVE) CABLE ENTRY ON THE RIGHT SIGNAL CONNECTION D-END | 4072 | TEM | 1 | MC | 65 | 1
1PH81051HF020BA1 | SIMOTICS M COMPACT ASYNCHRONOUS MOTOR 1500RPM,7,0KW,45NM, 17,5A, 348V 1750RPM,8,0KW,44NM, 17,5A, 400V 2000RPM,9,0KW,43NM, 17,0A, 453V FORCED VENTILATION; DIRECTION OF AIR FLOW DE --> NDE; DEGREE OF PROTECTION IP55 INCREMENT. ENCODER HTL 1024 S/R (ENCODER HTL1024S/R) with TEMPERAT. SENSOR KTY84-130 DESIGN IM B5 (IMV 1,IM V3) PLAIN SHAFT WITHOUT FITTED KEY; BEARING: STANDARD WITH FIXED BEARING, VIBRATION SEVERITY GRADE: R/A, SHAFT AND FLANGE ACCURACY: R TERMINAL BOX (ABOVE) CABLE ENTRY ON THE RIGHT SIGNAL CONNECTION D-END | 4267 | TEM | 1 | MC | 65 | 1
1PH81051HF021BB1 | SIMOTICS M COMPACT ASYNCHRONOUS MOTOR 1500RPM,7,0KW,45NM, 17,5A, 348V 1750RPM,8,0KW,44NM, 17,5A, 400V 2000RPM,9,0KW,43NM, 17,0A, 453V FORCED VENTILATION; DIRECTION OF AIR FLOW DE --> NDE; DEGREE OF PROTECTION IP55 INCREMENT. ENCODER HTL 1024 S/R (ENCODER HTL1024S/R) with TEMPERAT. SENSOR KTY84-130 DESIGN IM B5 (IMV 1,IM V3) SHAFT WITH FITTED KEY FULL-KEY BALANCING BEARING: STANDARD WITH FIXED BEARING, VIBRATION SEVERITY GRADE: R/A, SHAFT AND FLANGE ACCURACY: R TERMINAL BOX (ABOVE) CABLE ENTRY ON THE LEFT SIGNAL CONNECTION D-END | 4267 | TEM | 1 | MC | 65 | 1
1PH81051HF021GA1 | SIMOTICS M COMPACT ASYNCHRONOUS MOTOR 1500RPM,7,0KW,45NM, 17,5A, 348V 1750RPM,8,0KW,44NM, 17,5A, 400V 2000RPM,9,0KW,43NM, 17,0A, 453V FORCED VENTILATION; DIRECTION OF AIR FLOW DE --> NDE; DEGREE OF PROTECTION IP55 INCREMENT. ENCODER HTL 1024 S/R (ENCODER HTL1024S/R) with TEMPERAT. SENSOR KTY84-130 DESIGN IM B5 (IMV 1,IM V3) SHAFT WITH FITTED KEY FULL-KEY BALANCING BEARING: STANDARD, VIBRATION SEVERITY GRADE: R/A, SHAFT AND FLANGE ACCURACY: R TERMINAL BOX (ABOVE) CABLE ENTRY ON THE RIGHT SIGNAL CONNECTION D-END | 3982 | TEM | 1 | MC | 65 | 1
1PH81051HF022BA1 | SIMOTICS M COMPACT ASYNCHRONOUS MOTOR 1500RPM,7,0KW,45NM, 17,5A, 348V 1750RPM,8,0KW,44NM, 17,5A, 400V 2000RPM,9,0KW,43NM, 17,0A, 453V FORCED VENTILATION; DIRECTION OF AIR FLOW DE --> NDE; DEGREE OF PROTECTION IP55 INCREMENT. ENCODER HTL 1024 S/R (ENCODER HTL1024S/R) with TEMPERAT. SENSOR KTY84-130 DESIGN IM B5 (IMV 1,IM V3) SHAFT WITH FITTED KEY HALF-KEY BALANCING BEARING: STANDARD WITH FIXED BEARING, VIBRATION SEVERITY GRADE: R/A, SHAFT AND FLANGE ACCURACY: R TERMINAL BOX (ABOVE) CABLE ENTRY ON THE RIGHT SIGNAL CONNECTION D-END | 4267 | TEM | 1 | MC | 65 | 1
1PH81051HF022BE1 | SIMOTICS M COMPACT ASYNCHRONOUS MOTOR 1500RPM,7,0KW,45NM, 17,5A, 348V 1750RPM,8,0KW,44NM, 17,5A, 400V 2000RPM,9,0KW,43NM, 17,0A, 453V FORCED VENTILATION; DIRECTION OF AIR FLOW DE --> NDE; DEGREE OF PROTECTION IP55 INCREMENT. ENCODER HTL 1024 S/R (ENCODER HTL1024S/R) with TEMPERAT. SENSOR KTY84-130 DESIGN IM B5 (IMV 1,IM V3) SHAFT WITH FITTED KEY HALF-KEY BALANCING BEARING: STANDARD WITH FIXED BEARING, VIBRATION SEVERITY GRADE: R/A, SHAFT AND FLANGE ACCURACY: R POWER CONNECTOR (ABOVE) CABLE ENTRY ON THE RIGHT SIGNAL CONNECTION D-END | 4267 | TEM | 1 | MC | 65 | 1
1PH81051HF022GA1 | SIMOTICS M COMPACT ASYNCHRONOUS MOTOR 1500RPM,7,0KW,45NM, 17,5A, 348V 1750RPM,8,0KW,44NM, 17,5A, 400V 2000RPM,9,0KW,43NM, 17,0A, 453V FORCED VENTILATION; DIRECTION OF AIR FLOW DE --> NDE; DEGREE OF PROTECTION IP55 INCREMENT. ENCODER HTL 1024 S/R (ENCODER HTL1024S/R) with TEMPERAT. SENSOR KTY84-130 DESIGN IM B5 (IMV 1,IM V3) SHAFT WITH FITTED KEY HALF-KEY BALANCING BEARING: STANDARD, VIBRATION SEVERITY GRADE: R/A, SHAFT AND FLANGE ACCURACY: R TERMINAL BOX (ABOVE) CABLE ENTRY ON THE RIGHT SIGNAL CONNECTION D-END | 3982 | TEM | 1 | MC | 65 | 1
1PH81051HF031BA1 | SIMOTICS M COMPACT ASYNCHRONOUS MOTOR 1500RPM,7,0KW,45NM, 17,5A, 348V 1750RPM,8,0KW,44NM, 17,5A, 400V 2000RPM,9,0KW,43NM, 17,0A, 453V FORCED VENTILATION; DIRECTION OF AIR FLOW DE --> NDE; DEGREE OF PROTECTION IP55 INCREMENT. ENCODER HTL 1024 S/R (ENCODER HTL1024S/R) with TEMPERAT. SENSOR KTY84-130 DESIGN IM B35 (IM V15, IM V35) SHAFT WITH FITTED KEY FULL-KEY BALANCING BEARING: STANDARD WITH FIXED BEARING, VIBRATION SEVERITY GRADE: R/A, SHAFT AND FLANGE ACCURACY: R TERMINAL BOX (ABOVE) CABLE ENTRY ON THE RIGHT SIGNAL CONNECTION D-END | 4505 | TEM | 1 | MC | 65 | 1
1PH81051HF031BB1 | SIMOTICS M COMPACT ASYNCHRONOUS MOTOR 1500RPM,7,0KW,45NM, 17,5A, 348V 1750RPM,8,0KW,44NM, 17,5A, 400V 2000RPM,9,0KW,43NM, 17,0A, 453V FORCED VENTILATION; DIRECTION OF AIR FLOW DE --> NDE; DEGREE OF PROTECTION IP55 INCREMENT. ENCODER HTL 1024 S/R (ENCODER HTL1024S/R) with TEMPERAT. SENSOR KTY84-130 DESIGN IM B35 (IM V15, IM V35) SHAFT WITH FITTED KEY FULL-KEY BALANCING BEARING: STANDARD WITH FIXED BEARING, VIBRATION SEVERITY GRADE: R/A, SHAFT AND FLANGE ACCURACY: R TERMINAL BOX (ABOVE) CABLE ENTRY ON THE LEFT SIGNAL CONNECTION D-END | 4505 | TEM | 1 | MC | 65 | 1
1PH81051HF031BC1 | SIMOTICS M COMPACT ASYNCHRONOUS MOTOR 1500RPM,7,0KW,45NM, 17,5A, 348V 1750RPM,8,0KW,44NM, 17,5A, 400V 2000RPM,9,0KW,43NM, 17,0A, 453V FORCED VENTILATION; DIRECTION OF AIR FLOW DE --> NDE; DEGREE OF PROTECTION IP55 INCREMENT. ENCODER HTL 1024 S/R (ENCODER HTL1024S/R) with TEMPERAT. SENSOR KTY84-130 DESIGN IM B35 (IM V15, IM V35) SHAFT WITH FITTED KEY FULL-KEY BALANCING BEARING: STANDARD WITH FIXED BEARING, VIBRATION SEVERITY GRADE: R/A, SHAFT AND FLANGE ACCURACY: R TERMINAL BOX (ABOVE) CABLE ENTRY ON THE ND-END SIGNAL CONNECTION LEFT | 4505 | TEM | 1 | MC | 65 | 1
1PH81051HF032BA1 | SIMOTICS M COMPACT ASYNCHRONOUS MOTOR 1500RPM,7,0KW,45NM, 17,5A, 348V 1750RPM,8,0KW,44NM, 17,5A, 400V 2000RPM,9,0KW,43NM, 17,0A, 453V FORCED VENTILATION; DIRECTION OF AIR FLOW DE --> NDE; DEGREE OF PROTECTION IP55 INCREMENT. ENCODER HTL 1024 S/R (ENCODER HTL1024S/R) with TEMPERAT. SENSOR KTY84-130 DESIGN IM B35 (IM V15, IM V35) SHAFT WITH FITTED KEY HALF-KEY BALANCING BEARING: STANDARD WITH FIXED BEARING, VIBRATION SEVERITY GRADE: R/A, SHAFT AND FLANGE ACCURACY: R TERMINAL BOX (ABOVE) CABLE ENTRY ON THE RIGHT SIGNAL CONNECTION D-END | 4505 | TEM | 1 | MC | 65 | 1
1PH81051HF032BB1 | SIMOTICS M COMPACT ASYNCHRONOUS MOTOR 1500RPM,7,0KW,45NM, 17,5A, 348V 1750RPM,8,0KW,44NM, 17,5A, 400V 2000RPM,9,0KW,43NM, 17,0A, 453V FORCED VENTILATION; DIRECTION OF AIR FLOW DE --> NDE; DEGREE OF PROTECTION IP55 INCREMENT. ENCODER HTL 1024 S/R (ENCODER HTL1024S/R) with TEMPERAT. SENSOR KTY84-130 DESIGN IM B35 (IM V15, IM V35) SHAFT WITH FITTED KEY HALF-KEY BALANCING BEARING: STANDARD WITH FIXED BEARING, VIBRATION SEVERITY GRADE: R/A, SHAFT AND FLANGE ACCURACY: R TERMINAL BOX (ABOVE) CABLE ENTRY ON THE LEFT SIGNAL CONNECTION D-END | 4505 | TEM | 1 | MC | 65 | 1
1PH81051HF100BA1 | SIMOTICS M COMPACT ASYNCHRONOUS MOTOR 1500RPM, 7KW, 45NM, 17,5A, 348V 1750RPM, 8KW, 44NM, 17,5A, 400V 2000RPM, 9KW, 43NM, 17A, 453V FORCED VENTILATION; DIRECTION OF AIR FLOW NDE --> DE; DEGREE OF PROTECTION IP55 INCREMENT. ENCODER HTL 1024 S/R (ENCODER HTL1024S/R) with TEMPERAT. SENSOR KTY84-130 DESIGN IM B3 (IM V5, IM V6) PLAIN SHAFT WITHOUT FITTED KEY; BEARING: STANDARD WITH FIXED BEARING, VIBRATION SEVERITY GRADE: R/A, SHAFT AND FLANGE ACCURACY: R TERMINAL BOX (ABOVE) CABLE ENTRY ON THE RIGHT SIGNAL CONNECTION D-END | 4072 | TEM | 1 | MC | 65 | 1
1PH81051HF100BB1 | SIMOTICS M COMPACT ASYNCHRONOUS MOTOR 1500RPM, 7KW, 45NM, 17,5A, 348V 1750RPM, 8KW, 44NM, 17,5A, 400V 2000RPM, 9KW, 43NM, 17A, 453V FORCED VENTILATION; DIRECTION OF AIR FLOW NDE --> DE; DEGREE OF PROTECTION IP55 INCREMENT. ENCODER HTL 1024 S/R (ENCODER HTL1024S/R) with TEMPERAT. SENSOR KTY84-130 DESIGN IM B3 (IM V5, IM V6) PLAIN SHAFT WITHOUT FITTED KEY; BEARING: STANDARD WITH FIXED BEARING, VIBRATION SEVERITY GRADE: R/A, SHAFT AND FLANGE ACCURACY: R TERMINAL BOX (ABOVE) CABLE ENTRY ON THE LEFT SIGNAL CONNECTION D-END | 4072 | TEM | 1 | MC | 65 | 1
1PH81051HF100BC1 | SIMOTICS M COMPACT ASYNCHRONOUS MOTOR 1500RPM, 7KW, 45NM, 17,5A, 348V 1750RPM, 8KW, 44NM, 17,5A, 400V 2000RPM, 9KW, 43NM, 17A, 453V FORCED VENTILATION; DIRECTION OF AIR FLOW NDE --> DE; DEGREE OF PROTECTION IP55 INCREMENT. ENCODER HTL 1024 S/R (ENCODER HTL1024S/R) with TEMPERAT. SENSOR KTY84-130 DESIGN IM B3 (IM V5, IM V6) PLAIN SHAFT WITHOUT FITTED KEY; BEARING: STANDARD WITH FIXED BEARING, VIBRATION SEVERITY GRADE: R/A, SHAFT AND FLANGE ACCURACY: R TERMINAL BOX (ABOVE) CABLE ENTRY ON THE ND-END SIGNAL CONNECTION LEFT | 4072 | TEM | 1 | MC | 65 | 1
1PH81051HF100CA1 | SIMOTICS M COMPACT ASYNCHRONOUS MOTOR 1500RPM, 7KW, 45NM, 17,5A, 348V 1750RPM, 8KW, 44NM, 17,5A, 400V 2000RPM, 9KW, 43NM, 17A, 453V FORCED VENTILATION; DIRECTION OF AIR FLOW NDE --> DE; DEGREE OF PROTECTION IP55 INCREMENT. ENCODER HTL 1024 S/R (ENCODER HTL1024S/R) with TEMPERAT. SENSOR KTY84-130 DESIGN IM B3 (IM V5, IM V6) PLAIN SHAFT WITHOUT FITTED KEY; BEARING: STANDARD WITH FIXED BEARING, VIBRATION SEVERITY GRADE: S/A, SHAFT AND FLANGE ACCURACY: R TERMINAL BOX (ABOVE) CABLE ENTRY ON THE RIGHT SIGNAL CONNECTION D-END | 4267 | TEM | 1 | MC | 65 | 1
1PH81051HF100CB1 | SIMOTICS M COMPACT ASYNCHRONOUS MOTOR 1500RPM, 7KW, 45NM, 17,5A, 348V 1750RPM, 8KW, 44NM, 17,5A, 400V 2000RPM, 9KW, 43NM, 17A, 453V FORCED VENTILATION; DIRECTION OF AIR FLOW NDE --> DE; DEGREE OF PROTECTION IP55 INCREMENT. ENCODER HTL 1024 S/R (ENCODER HTL1024S/R) with TEMPERAT. SENSOR KTY84-130 DESIGN IM B3 (IM V5, IM V6) PLAIN SHAFT WITHOUT FITTED KEY; BEARING: STANDARD WITH FIXED BEARING, VIBRATION SEVERITY GRADE: S/A, SHAFT AND FLANGE ACCURACY: R TERMINAL BOX (ABOVE) CABLE ENTRY ON THE LEFT SIGNAL CONNECTION D-END | 4267 | TEM | 1 | MC | 65 | 1
1PH81051HF100CC1 | SIMOTICS M COMPACT ASYNCHRONOUS MOTOR 1500RPM, 7KW, 45NM, 17,5A, 348V 1750RPM, 8KW, 44NM, 17,5A, 400V 2000RPM, 9KW, 43NM, 17A, 453V FORCED VENTILATION; DIRECTION OF AIR FLOW NDE --> DE; DEGREE OF PROTECTION IP55 INCREMENT. ENCODER HTL 1024 S/R (ENCODER HTL1024S/R) with TEMPERAT. SENSOR KTY84-130 DESIGN IM B3 (IM V5, IM V6) PLAIN SHAFT WITHOUT FITTED KEY; BEARING: STANDARD WITH FIXED BEARING, VIBRATION SEVERITY GRADE: S/A, SHAFT AND FLANGE ACCURACY: R TERMINAL BOX (ABOVE) CABLE ENTRY ON THE ND-END SIGNAL CONNECTION LEFT | 4267 | TEM | 1 | MC | 65 | 1
1PH81051HF101BA1 | SIMOTICS M COMPACT ASYNCHRONOUS MOTOR 1500RPM, 7KW, 45NM, 17,5A, 348V 1750RPM, 8KW, 44NM, 17,5A, 400V 2000RPM, 9KW, 43NM, 17A, 453V FORCED VENTILATION; DIRECTION OF AIR FLOW NDE --> DE; DEGREE OF PROTECTION IP55 INCREMENT. ENCODER HTL 1024 S/R (ENCODER HTL1024S/R) with TEMPERAT. SENSOR KTY84-130 DESIGN IM B3 (IM V5, IM V6) SHAFT WITH FITTED KEY FULL-KEY BALANCING BEARING: STANDARD WITH FIXED BEARING, VIBRATION SEVERITY GRADE: R/A, SHAFT AND FLANGE ACCURACY: R TERMINAL BOX (ABOVE) CABLE ENTRY ON THE RIGHT SIGNAL CONNECTION D-END | 4072 | TEM | 1 | MC | 65 | 1
1PH81051HF102BA1 | SIMOTICS M COMPACT ASYNCHRONOUS MOTOR 1500RPM, 7KW, 45NM, 17,5A, 348V 1750RPM, 8KW, 44NM, 17,5A, 400V 2000RPM, 9KW, 43NM, 17A, 453V FORCED VENTILATION; DIRECTION OF AIR FLOW NDE --> DE; DEGREE OF PROTECTION IP55 INCREMENT. ENCODER HTL 1024 S/R (ENCODER HTL1024S/R) with TEMPERAT. SENSOR KTY84-130 DESIGN IM B3 (IM V5, IM V6) SHAFT WITH FITTED KEY HALF-KEY BALANCING BEARING: STANDARD WITH FIXED BEARING, VIBRATION SEVERITY GRADE: R/A, SHAFT AND FLANGE ACCURACY: R TERMINAL BOX (ABOVE) CABLE ENTRY ON THE RIGHT SIGNAL CONNECTION D-END | 4072 | TEM | 1 | MC | 65 | 1
1PH81051HF102BB1 | SIMOTICS M COMPACT ASYNCHRONOUS MOTOR 1500RPM, 7KW, 45NM, 17,5A, 348V 1750RPM, 8KW, 44NM, 17,5A, 400V 2000RPM, 9KW, 43NM, 17A, 453V FORCED VENTILATION; DIRECTION OF AIR FLOW NDE --> DE; DEGREE OF PROTECTION IP55 INCREMENT. ENCODER HTL 1024 S/R (ENCODER HTL1024S/R) with TEMPERAT. SENSOR KTY84-130 DESIGN IM B3 (IM V5, IM V6) SHAFT WITH FITTED KEY HALF-KEY BALANCING BEARING: STANDARD WITH FIXED BEARING, VIBRATION SEVERITY GRADE: R/A, SHAFT AND FLANGE ACCURACY: R TERMINAL BOX (ABOVE) CABLE ENTRY ON THE LEFT SIGNAL CONNECTION D-END | 4072 | TEM | 1 | MC | 65 | 1
1PH81051HF102BC1 | SIMOTICS M COMPACT ASYNCHRONOUS MOTOR 1500RPM, 7KW, 45NM, 17,5A, 348V 1750RPM, 8KW, 44NM, 17,5A, 400V 2000RPM, 9KW, 43NM, 17A, 453V FORCED VENTILATION; DIRECTION OF AIR FLOW NDE --> DE; DEGREE OF PROTECTION IP55 INCREMENT. ENCODER HTL 1024 S/R (ENCODER HTL1024S/R) with TEMPERAT. SENSOR KTY84-130 DESIGN IM B3 (IM V5, IM V6) SHAFT WITH FITTED KEY HALF-KEY BALANCING BEARING: STANDARD WITH FIXED BEARING, VIBRATION SEVERITY GRADE: R/A, SHAFT AND FLANGE ACCURACY: R TERMINAL BOX (ABOVE) CABLE ENTRY ON THE ND-END SIGNAL CONNECTION LEFT | 4072 | TEM | 1 | MC | 65 | 1
1PH81051HF102CA1 | SIMOTICS M COMPACT ASYNCHRONOUS MOTOR 1500RPM, 7KW, 45NM, 17,5A, 348V 1750RPM, 8KW, 44NM, 17,5A, 400V 2000RPM, 9KW, 43NM, 17A, 453V FORCED VENTILATION; DIRECTION OF AIR FLOW NDE --> DE; DEGREE OF PROTECTION IP55 INCREMENT. ENCODER HTL 1024 S/R (ENCODER HTL1024S/R) with TEMPERAT. SENSOR KTY84-130 DESIGN IM B3 (IM V5, IM V6) SHAFT WITH FITTED KEY HALF-KEY BALANCING BEARING: STANDARD WITH FIXED BEARING, VIBRATION SEVERITY GRADE: S/A, SHAFT AND FLANGE ACCURACY: R TERMINAL BOX (ABOVE) CABLE ENTRY ON THE RIGHT SIGNAL CONNECTION D-END | 4267 | TEM | 1 | MC | 65 | 1
1PH81051HF102CB1 | SIMOTICS M COMPACT ASYNCHRONOUS MOTOR 1500RPM, 7KW, 45NM, 17,5A, 348V 1750RPM, 8KW, 44NM, 17,5A, 400V 2000RPM, 9KW, 43NM, 17A, 453V FORCED VENTILATION; DIRECTION OF AIR FLOW NDE --> DE; DEGREE OF PROTECTION IP55 INCREMENT. ENCODER HTL 1024 S/R (ENCODER HTL1024S/R) with TEMPERAT. SENSOR KTY84-130 DESIGN IM B3 (IM V5, IM V6) SHAFT WITH FITTED KEY HALF-KEY BALANCING BEARING: STANDARD WITH FIXED BEARING, VIBRATION SEVERITY GRADE: S/A, SHAFT AND FLANGE ACCURACY: R TERMINAL BOX (ABOVE) CABLE ENTRY ON THE LEFT SIGNAL CONNECTION D-END | 4267 | TEM | 1 | MC | 65 | 1
1PH81051HF102CC1 | SIMOTICS M COMPACT ASYNCHRONOUS MOTOR 1500RPM, 7KW, 45NM, 17,5A, 348V 1750RPM, 8KW, 44NM, 17,5A, 400V 2000RPM, 9KW, 43NM, 17A, 453V FORCED VENTILATION; DIRECTION OF AIR FLOW NDE --> DE; DEGREE OF PROTECTION IP55 INCREMENT. ENCODER HTL 1024 S/R (ENCODER HTL1024S/R) with TEMPERAT. SENSOR KTY84-130 DESIGN IM B3 (IM V5, IM V6) SHAFT WITH FITTED KEY HALF-KEY BALANCING BEARING: STANDARD WITH FIXED BEARING, VIBRATION SEVERITY GRADE: S/A, SHAFT AND FLANGE ACCURACY: R TERMINAL BOX (ABOVE) CABLE ENTRY ON THE ND-END SIGNAL CONNECTION LEFT | 4267 | TEM | 1 | MC | 65 | 1
1PH81051HF102GA1 | SIMOTICS M COMPACT ASYNCHRONOUS MOTOR 1500RPM, 7KW, 45NM, 17,5A, 348V 1750RPM, 8KW, 44NM, 17,5A, 400V 2000RPM, 9KW, 43NM, 17A, 453V FORCED VENTILATION; DIRECTION OF AIR FLOW NDE --> DE; DEGREE OF PROTECTION IP55 INCREMENT. ENCODER HTL 1024 S/R (ENCODER HTL1024S/R) with TEMPERAT. SENSOR KTY84-130 DESIGN IM B3 (IM V5, IM V6) SHAFT WITH FITTED KEY HALF-KEY BALANCING BEARING: STANDARD, VIBRATION SEVERITY GRADE: R/A, SHAFT AND FLANGE ACCURACY: R TERMINAL BOX (ABOVE) CABLE ENTRY ON THE RIGHT SIGNAL CONNECTION D-END | 3787 | TEM | 1 | MC | 65 | 1
1PH81051HF120BA1 | SIMOTICS M COMPACT ASYNCHRONOUS MOTOR 1500RPM, 7KW, 45NM, 17,5A, 348V 1750RPM, 8KW, 44NM, 17,5A, 400V 2000RPM, 9KW, 43NM, 17A, 453V FORCED VENTILATION; DIRECTION OF AIR FLOW NDE --> DE; DEGREE OF PROTECTION IP55 INCREMENT. ENCODER HTL 1024 S/R (ENCODER HTL1024S/R) with TEMPERAT. SENSOR KTY84-130 DESIGN IM B5 (IMV 1,IM V3) PLAIN SHAFT WITHOUT FITTED KEY; BEARING: STANDARD WITH FIXED BEARING, VIBRATION SEVERITY GRADE: R/A, SHAFT AND FLANGE ACCURACY: R TERMINAL BOX (ABOVE) CABLE ENTRY ON THE RIGHT SIGNAL CONNECTION D-END | 4267 | TEM | 1 | MC | 65 | 1
1PH81051HF120BB1 | SIMOTICS M COMPACT ASYNCHRONOUS MOTOR 1500RPM, 7KW, 45NM, 17,5A, 348V 1750RPM, 8KW, 44NM, 17,5A, 400V 2000RPM, 9KW, 43NM, 17A, 453V FORCED VENTILATION; DIRECTION OF AIR FLOW NDE --> DE; DEGREE OF PROTECTION IP55 INCREMENT. ENCODER HTL 1024 S/R (ENCODER HTL1024S/R) with TEMPERAT. SENSOR KTY84-130 DESIGN IM B5 (IMV 1,IM V3) PLAIN SHAFT WITHOUT FITTED KEY; BEARING: STANDARD WITH FIXED BEARING, VIBRATION SEVERITY GRADE: R/A, SHAFT AND FLANGE ACCURACY: R TERMINAL BOX (ABOVE) CABLE ENTRY ON THE LEFT SIGNAL CONNECTION D-END | 4267 | TEM | 1 | MC | 65 | 1
1PH81051HF120BC1 | SIMOTICS M COMPACT ASYNCHRONOUS MOTOR 1500RPM, 7KW, 45NM, 17,5A, 348V 1750RPM, 8KW, 44NM, 17,5A, 400V 2000RPM, 9KW, 43NM, 17A, 453V FORCED VENTILATION; DIRECTION OF AIR FLOW NDE --> DE; DEGREE OF PROTECTION IP55 INCREMENT. ENCODER HTL 1024 S/R (ENCODER HTL1024S/R) with TEMPERAT. SENSOR KTY84-130 DESIGN IM B5 (IMV 1,IM V3) PLAIN SHAFT WITHOUT FITTED KEY; BEARING: STANDARD WITH FIXED BEARING, VIBRATION SEVERITY GRADE: R/A, SHAFT AND FLANGE ACCURACY: R TERMINAL BOX (ABOVE) CABLE ENTRY ON THE ND-END SIGNAL CONNECTION LEFT | 4267 | TEM | 1 | MC | 65 | 1
1PH81051HF120CA1 | SIMOTICS M COMPACT ASYNCHRONOUS MOTOR 1500RPM, 7KW, 45NM, 17,5A, 348V 1750RPM, 8KW, 44NM, 17,5A, 400V 2000RPM, 9KW, 43NM, 17A, 453V FORCED VENTILATION; DIRECTION OF AIR FLOW NDE --> DE; DEGREE OF PROTECTION IP55 INCREMENT. ENCODER HTL 1024 S/R (ENCODER HTL1024S/R) with TEMPERAT. SENSOR KTY84-130 DESIGN IM B5 (IMV 1,IM V3) PLAIN SHAFT WITHOUT FITTED KEY; BEARING: STANDARD WITH FIXED BEARING, VIBRATION SEVERITY GRADE: S/A, SHAFT AND FLANGE ACCURACY: R TERMINAL BOX (ABOVE) CABLE ENTRY ON THE RIGHT SIGNAL CONNECTION D-END | 4462 | TEM | 1 | MC | 65 | 1
1PH81051HF120CB1 | SIMOTICS M COMPACT ASYNCHRONOUS MOTOR 1500RPM, 7KW, 45NM, 17,5A, 348V 1750RPM, 8KW, 44NM, 17,5A, 400V 2000RPM, 9KW, 43NM, 17A, 453V FORCED VENTILATION; DIRECTION OF AIR FLOW NDE --> DE; DEGREE OF PROTECTION IP55 INCREMENT. ENCODER HTL 1024 S/R (ENCODER HTL1024S/R) with TEMPERAT. SENSOR KTY84-130 DESIGN IM B5 (IMV 1,IM V3) PLAIN SHAFT WITHOUT FITTED KEY; BEARING: STANDARD WITH FIXED BEARING, VIBRATION SEVERITY GRADE: S/A, SHAFT AND FLANGE ACCURACY: R TERMINAL BOX (ABOVE) CABLE ENTRY ON THE LEFT SIGNAL CONNECTION D-END | 4462 | TEM | 1 | MC | 65 | 1
1PH81051HF120CC1 | SIMOTICS M COMPACT ASYNCHRONOUS MOTOR 1500RPM, 7KW, 45NM, 17,5A, 348V 1750RPM, 8KW, 44NM, 17,5A, 400V 2000RPM, 9KW, 43NM, 17A, 453V FORCED VENTILATION; DIRECTION OF AIR FLOW NDE --> DE; DEGREE OF PROTECTION IP55 INCREMENT. ENCODER HTL 1024 S/R (ENCODER HTL1024S/R) with TEMPERAT. SENSOR KTY84-130 DESIGN IM B5 (IMV 1,IM V3) PLAIN SHAFT WITHOUT FITTED KEY; BEARING: STANDARD WITH FIXED BEARING, VIBRATION SEVERITY GRADE: S/A, SHAFT AND FLANGE ACCURACY: R TERMINAL BOX (ABOVE) CABLE ENTRY ON THE ND-END SIGNAL CONNECTION LEFT | 4462 | TEM | 1 | MC | 65 | 1
1PH81051HF121BA1 | SIMOTICS M COMPACT ASYNCHRONOUS MOTOR 1500RPM, 7KW, 45NM, 17,5A, 348V 1750RPM, 8KW, 44NM, 17,5A, 400V 2000RPM, 9KW, 43NM, 17A, 453V FORCED VENTILATION; DIRECTION OF AIR FLOW NDE --> DE; DEGREE OF PROTECTION IP55 INCREMENT. ENCODER HTL 1024 S/R (ENCODER HTL1024S/R) with TEMPERAT. SENSOR KTY84-130 DESIGN IM B5 (IMV 1,IM V3) SHAFT WITH FITTED KEY FULL-KEY BALANCING BEARING: STANDARD WITH FIXED BEARING, VIBRATION SEVERITY GRADE: R/A, SHAFT AND FLANGE ACCURACY: R TERMINAL BOX (ABOVE) CABLE ENTRY ON THE RIGHT SIGNAL CONNECTION D-END | 4267 | TEM | 1 | MC | 65 | 1
1PH81051HF121BB1 | SIMOTICS M COMPACT ASYNCHRONOUS MOTOR 1500RPM, 7KW, 45NM, 17,5A, 348V 1750RPM, 8KW, 44NM, 17,5A, 400V 2000RPM, 9KW, 43NM, 17A, 453V FORCED VENTILATION; DIRECTION OF AIR FLOW NDE --> DE; DEGREE OF PROTECTION IP55 INCREMENT. ENCODER HTL 1024 S/R (ENCODER HTL1024S/R) with TEMPERAT. SENSOR KTY84-130 DESIGN IM B5 (IMV 1,IM V3) SHAFT WITH FITTED KEY FULL-KEY BALANCING BEARING: STANDARD WITH FIXED BEARING, VIBRATION SEVERITY GRADE: R/A, SHAFT AND FLANGE ACCURACY: R TERMINAL BOX (ABOVE) CABLE ENTRY ON THE LEFT SIGNAL CONNECTION D-END | 4267 | TEM | 1 | MC | 65 | 1
1PH81051HF121BC1 | SIMOTICS M COMPACT ASYNCHRONOUS MOTOR 1500RPM, 7KW, 45NM, 17,5A, 348V 1750RPM, 8KW, 44NM, 17,5A, 400V 2000RPM, 9KW, 43NM, 17A, 453V FORCED VENTILATION; DIRECTION OF AIR FLOW NDE --> DE; DEGREE OF PROTECTION IP55 INCREMENT. ENCODER HTL 1024 S/R (ENCODER HTL1024S/R) with TEMPERAT. SENSOR KTY84-130 DESIGN IM B5 (IMV 1,IM V3) SHAFT WITH FITTED KEY FULL-KEY BALANCING BEARING: STANDARD WITH FIXED BEARING, VIBRATION SEVERITY GRADE: R/A, SHAFT AND FLANGE ACCURACY: R TERMINAL BOX (ABOVE) CABLE ENTRY ON THE ND-END SIGNAL CONNECTION LEFT | 4267 | TEM | 1 | MC | 65 | 1
1PH81051HF122BA1 | SIMOTICS M COMPACT ASYNCHRONOUS MOTOR 1500RPM, 7KW, 45NM, 17,5A, 348V 1750RPM, 8KW, 44NM, 17,5A, 400V 2000RPM, 9KW, 43NM, 17A, 453V FORCED VENTILATION; DIRECTION OF AIR FLOW NDE --> DE; DEGREE OF PROTECTION IP55 INCREMENT. ENCODER HTL 1024 S/R (ENCODER HTL1024S/R) with TEMPERAT. SENSOR KTY84-130 DESIGN IM B5 (IMV 1,IM V3) SHAFT WITH FITTED KEY HALF-KEY BALANCING BEARING: STANDARD WITH FIXED BEARING, VIBRATION SEVERITY GRADE: R/A, SHAFT AND FLANGE ACCURACY: R TERMINAL BOX (ABOVE) CABLE ENTRY ON THE RIGHT SIGNAL CONNECTION D-END | 4267 | TEM | 1 | MC | 65 | 1
1PH81051HF122BB1 | SIMOTICS M COMPACT ASYNCHRONOUS MOTOR 1500RPM, 7KW, 45NM, 17,5A, 348V 1750RPM, 8KW, 44NM, 17,5A, 400V 2000RPM, 9KW, 43NM, 17A, 453V FORCED VENTILATION; DIRECTION OF AIR FLOW NDE --> DE; DEGREE OF PROTECTION IP55 INCREMENT. ENCODER HTL 1024 S/R (ENCODER HTL1024S/R) with TEMPERAT. SENSOR KTY84-130 DESIGN IM B5 (IMV 1,IM V3) SHAFT WITH FITTED KEY HALF-KEY BALANCING BEARING: STANDARD WITH FIXED BEARING, VIBRATION SEVERITY GRADE: R/A, SHAFT AND FLANGE ACCURACY: R TERMINAL BOX (ABOVE) CABLE ENTRY ON THE LEFT SIGNAL CONNECTION D-END | 4267 | TEM | 1 | MC | 65 | 1
1PH81051HF122BC1 | SIMOTICS M COMPACT ASYNCHRONOUS MOTOR 1500RPM, 7KW, 45NM, 17,5A, 348V 1750RPM, 8KW, 44NM, 17,5A, 400V 2000RPM, 9KW, 43NM, 17A, 453V FORCED VENTILATION; DIRECTION OF AIR FLOW NDE --> DE; DEGREE OF PROTECTION IP55 INCREMENT. ENCODER HTL 1024 S/R (ENCODER HTL1024S/R) with TEMPERAT. SENSOR KTY84-130 DESIGN IM B5 (IMV 1,IM V3) SHAFT WITH FITTED KEY HALF-KEY BALANCING BEARING: STANDARD WITH FIXED BEARING, VIBRATION SEVERITY GRADE: R/A, SHAFT AND FLANGE ACCURACY: R TERMINAL BOX (ABOVE) CABLE ENTRY ON THE ND-END SIGNAL CONNECTION LEFT | 4267 | TEM | 1 | MC | 65 | 1
1PH81051HF122CA1 | SIMOTICS M COMPACT ASYNCHRONOUS MOTOR 1500RPM, 7KW, 45NM, 17,5A, 348V 1750RPM, 8KW, 44NM, 17,5A, 400V 2000RPM, 9KW, 43NM, 17A, 453V FORCED VENTILATION; DIRECTION OF AIR FLOW NDE --> DE; DEGREE OF PROTECTION IP55 INCREMENT. ENCODER HTL 1024 S/R (ENCODER HTL1024S/R) with TEMPERAT. SENSOR KTY84-130 DESIGN IM B5 (IMV 1,IM V3) SHAFT WITH FITTED KEY HALF-KEY BALANCING BEARING: STANDARD WITH FIXED BEARING, VIBRATION SEVERITY GRADE: S/A, SHAFT AND FLANGE ACCURACY: R TERMINAL BOX (ABOVE) CABLE ENTRY ON THE RIGHT SIGNAL CONNECTION D-END | 4462 | TEM | 1 | MC | 65 | 1
1PH81051HF122CB1 | SIMOTICS M COMPACT ASYNCHRONOUS MOTOR 1500RPM, 7KW, 45NM, 17,5A, 348V 1750RPM, 8KW, 44NM, 17,5A, 400V 2000RPM, 9KW, 43NM, 17A, 453V FORCED VENTILATION; DIRECTION OF AIR FLOW NDE --> DE; DEGREE OF PROTECTION IP55 INCREMENT. ENCODER HTL 1024 S/R (ENCODER HTL1024S/R) with TEMPERAT. SENSOR KTY84-130 DESIGN IM B5 (IMV 1,IM V3) SHAFT WITH FITTED KEY HALF-KEY BALANCING BEARING: STANDARD WITH FIXED BEARING, VIBRATION SEVERITY GRADE: S/A, SHAFT AND FLANGE ACCURACY: R TERMINAL BOX (ABOVE) CABLE ENTRY ON THE LEFT SIGNAL CONNECTION D-END | 4462 | TEM | 1 | MC | 65 | 1
1PH81051HF122CC1 | SIMOTICS M COMPACT ASYNCHRONOUS MOTOR 1500RPM, 7KW, 45NM, 17,5A, 348V 1750RPM, 8KW, 44NM, 17,5A, 400V 2000RPM, 9KW, 43NM, 17A, 453V FORCED VENTILATION; DIRECTION OF AIR FLOW NDE --> DE; DEGREE OF PROTECTION IP55 INCREMENT. ENCODER HTL 1024 S/R (ENCODER HTL1024S/R) with TEMPERAT. SENSOR KTY84-130 DESIGN IM B5 (IMV 1,IM V3) SHAFT WITH FITTED KEY HALF-KEY BALANCING BEARING: STANDARD WITH FIXED BEARING, VIBRATION SEVERITY GRADE: S/A, SHAFT AND FLANGE ACCURACY: R TERMINAL BOX (ABOVE) CABLE ENTRY ON THE ND-END SIGNAL CONNECTION LEFT | 4462 | TEM | 1 | MC | 65 | 1
1PH81051HF122GA1 | SIMOTICS M COMPACT ASYNCHRONOUS MOTOR 1500RPM, 7KW, 45NM, 17,5A, 348V 1750RPM, 8KW, 44NM, 17,5A, 400V 2000RPM, 9KW, 43NM, 17A, 453V FORCED VENTILATION; DIRECTION OF AIR FLOW NDE --> DE; DEGREE OF PROTECTION IP55 INCREMENT. ENCODER HTL 1024 S/R (ENCODER HTL1024S/R) with TEMPERAT. SENSOR KTY84-130 DESIGN IM B5 (IMV 1,IM V3) SHAFT WITH FITTED KEY HALF-KEY BALANCING BEARING: STANDARD, VIBRATION SEVERITY GRADE: R/A, SHAFT AND FLANGE ACCURACY: R TERMINAL BOX (ABOVE) CABLE ENTRY ON THE RIGHT SIGNAL CONNECTION D-END | 3982 | TEM | 1 | MC | 65 | 1
1PH81051HF130BA1 | SIMOTICS M COMPACT ASYNCHRONOUS MOTOR 1500RPM, 7KW, 45NM, 17,5A, 348V 1750RPM, 8KW, 44NM, 17,5A, 400V 2000RPM, 9KW, 43NM, 17A, 453V FORCED VENTILATION; DIRECTION OF AIR FLOW NDE --> DE; DEGREE OF PROTECTION IP55 INCREMENT. ENCODER HTL 1024 S/R (ENCODER HTL1024S/R) with TEMPERAT. SENSOR KTY84-130 DESIGN IM B35 (IM V15, IM V35) PLAIN SHAFT WITHOUT FITTED KEY; BEARING: STANDARD WITH FIXED BEARING, VIBRATION SEVERITY GRADE: R/A, SHAFT AND FLANGE ACCURACY: R TERMINAL BOX (ABOVE) CABLE ENTRY ON THE RIGHT SIGNAL CONNECTION D-END | 4505 | TEM | 1 | MC | 65 | 1
1PH81051HF130BB1 | SIMOTICS M COMPACT ASYNCHRONOUS MOTOR 1500RPM, 7KW, 45NM, 17,5A, 348V 1750RPM, 8KW, 44NM, 17,5A, 400V 2000RPM, 9KW, 43NM, 17A, 453V FORCED VENTILATION; DIRECTION OF AIR FLOW NDE --> DE; DEGREE OF PROTECTION IP55 INCREMENT. ENCODER HTL 1024 S/R (ENCODER HTL1024S/R) with TEMPERAT. SENSOR KTY84-130 DESIGN IM B35 (IM V15, IM V35) PLAIN SHAFT WITHOUT FITTED KEY; BEARING: STANDARD WITH FIXED BEARING, VIBRATION SEVERITY GRADE: R/A, SHAFT AND FLANGE ACCURACY: R TERMINAL BOX (ABOVE) CABLE ENTRY ON THE LEFT SIGNAL CONNECTION D-END | 4505 | TEM | 1 | MC | 65 | 1
1PH81051HF130BC1 | SIMOTICS M COMPACT ASYNCHRONOUS MOTOR 1500RPM, 7KW, 45NM, 17,5A, 348V 1750RPM, 8KW, 44NM, 17,5A, 400V 2000RPM, 9KW, 43NM, 17A, 453V FORCED VENTILATION; DIRECTION OF AIR FLOW NDE --> DE; DEGREE OF PROTECTION IP55 INCREMENT. ENCODER HTL 1024 S/R (ENCODER HTL1024S/R) with TEMPERAT. SENSOR KTY84-130 DESIGN IM B35 (IM V15, IM V35) PLAIN SHAFT WITHOUT FITTED KEY; BEARING: STANDARD WITH FIXED BEARING, VIBRATION SEVERITY GRADE: R/A, SHAFT AND FLANGE ACCURACY: R TERMINAL BOX (ABOVE) CABLE ENTRY ON THE ND-END SIGNAL CONNECTION LEFT | 4505 | TEM | 1 | MC | 65 | 1
1PH81051HF130CA1 | SIMOTICS M COMPACT ASYNCHRONOUS MOTOR 1500RPM, 7KW, 45NM, 17,5A, 348V 1750RPM, 8KW, 44NM, 17,5A, 400V 2000RPM, 9KW, 43NM, 17A, 453V FORCED VENTILATION; DIRECTION OF AIR FLOW NDE --> DE; DEGREE OF PROTECTION IP55 INCREMENT. ENCODER HTL 1024 S/R (ENCODER HTL1024S/R) with TEMPERAT. SENSOR KTY84-130 DESIGN IM B35 (IM V15, IM V35) PLAIN SHAFT WITHOUT FITTED KEY; BEARING: STANDARD WITH FIXED BEARING, VIBRATION SEVERITY GRADE: S/A, SHAFT AND FLANGE ACCURACY: R TERMINAL BOX (ABOVE) CABLE ENTRY ON THE RIGHT SIGNAL CONNECTION D-END | 4700 | TEM | 1 | MC | 65 | 1
1PH81051HF130CB1 | SIMOTICS M COMPACT ASYNCHRONOUS MOTOR 1500RPM, 7KW, 45NM, 17,5A, 348V 1750RPM, 8KW, 44NM, 17,5A, 400V 2000RPM, 9KW, 43NM, 17A, 453V FORCED VENTILATION; DIRECTION OF AIR FLOW NDE --> DE; DEGREE OF PROTECTION IP55 INCREMENT. ENCODER HTL 1024 S/R (ENCODER HTL1024S/R) with TEMPERAT. SENSOR KTY84-130 DESIGN IM B35 (IM V15, IM V35) PLAIN SHAFT WITHOUT FITTED KEY; BEARING: STANDARD WITH FIXED BEARING, VIBRATION SEVERITY GRADE: S/A, SHAFT AND FLANGE ACCURACY: R TERMINAL BOX (ABOVE) CABLE ENTRY ON THE LEFT SIGNAL CONNECTION D-END | 4700 | TEM | 1 | MC | 65 | 1
1PH81051HF130CC1 | SIMOTICS M COMPACT ASYNCHRONOUS MOTOR 1500RPM, 7KW, 45NM, 17,5A, 348V 1750RPM, 8KW, 44NM, 17,5A, 400V 2000RPM, 9KW, 43NM, 17A, 453V FORCED VENTILATION; DIRECTION OF AIR FLOW NDE --> DE; DEGREE OF PROTECTION IP55 INCREMENT. ENCODER HTL 1024 S/R (ENCODER HTL1024S/R) with TEMPERAT. SENSOR KTY84-130 DESIGN IM B35 (IM V15, IM V35) PLAIN SHAFT WITHOUT FITTED KEY; BEARING: STANDARD WITH FIXED BEARING, VIBRATION SEVERITY GRADE: S/A, SHAFT AND FLANGE ACCURACY: R TERMINAL BOX (ABOVE) CABLE ENTRY ON THE ND-END SIGNAL CONNECTION LEFT | 4700 | TEM | 1 | MC | 65 | 1
1PH81051HF131BA1 | SIMOTICS M COMPACT ASYNCHRONOUS MOTOR 1500RPM, 7KW, 45NM, 17,5A, 348V 1750RPM, 8KW, 44NM, 17,5A, 400V 2000RPM, 9KW, 43NM, 17A, 453V FORCED VENTILATION; DIRECTION OF AIR FLOW NDE --> DE; DEGREE OF PROTECTION IP55 INCREMENT. ENCODER HTL 1024 S/R (ENCODER HTL1024S/R) with TEMPERAT. SENSOR KTY84-130 DESIGN IM B35 (IM V15, IM V35) SHAFT WITH FITTED KEY FULL-KEY BALANCING BEARING: STANDARD WITH FIXED BEARING, VIBRATION SEVERITY GRADE: R/A, SHAFT AND FLANGE ACCURACY: R TERMINAL BOX (ABOVE) CABLE ENTRY ON THE RIGHT SIGNAL CONNECTION D-END | 4505 | TEM | 1 | MC | 65 | 1
1PH81051HF131BB1 | SIMOTICS M COMPACT ASYNCHRONOUS MOTOR 1500RPM, 7KW, 45NM, 17,5A, 348V 1750RPM, 8KW, 44NM, 17,5A, 400V 2000RPM, 9KW, 43NM, 17A, 453V FORCED VENTILATION; DIRECTION OF AIR FLOW NDE --> DE; DEGREE OF PROTECTION IP55 INCREMENT. ENCODER HTL 1024 S/R (ENCODER HTL1024S/R) with TEMPERAT. SENSOR KTY84-130 DESIGN IM B35 (IM V15, IM V35) SHAFT WITH FITTED KEY FULL-KEY BALANCING BEARING: STANDARD WITH FIXED BEARING, VIBRATION SEVERITY GRADE: R/A, SHAFT AND FLANGE ACCURACY: R TERMINAL BOX (ABOVE) CABLE ENTRY ON THE LEFT SIGNAL CONNECTION D-END | 4505 | TEM | 1 | MC | 65 | 1
1PH81051HF132BA1 | SIMOTICS M COMPACT ASYNCHRONOUS MOTOR 1500RPM, 7KW, 45NM, 17,5A, 348V 1750RPM, 8KW, 44NM, 17,5A, 400V 2000RPM, 9KW, 43NM, 17A, 453V FORCED VENTILATION; DIRECTION OF AIR FLOW NDE --> DE; DEGREE OF PROTECTION IP55 INCREMENT. ENCODER HTL 1024 S/R (ENCODER HTL1024S/R) with TEMPERAT. SENSOR KTY84-130 DESIGN IM B35 (IM V15, IM V35) SHAFT WITH FITTED KEY HALF-KEY BALANCING BEARING: STANDARD WITH FIXED BEARING, VIBRATION SEVERITY GRADE: R/A, SHAFT AND FLANGE ACCURACY: R TERMINAL BOX (ABOVE) CABLE ENTRY ON THE RIGHT SIGNAL CONNECTION D-END | 4505 | TEM | 1 | MC | 65 | 1
1PH81051HF132BB1 | SIMOTICS M COMPACT ASYNCHRONOUS MOTOR 1500RPM, 7KW, 45NM, 17,5A, 348V 1750RPM, 8KW, 44NM, 17,5A, 400V 2000RPM, 9KW, 43NM, 17A, 453V FORCED VENTILATION; DIRECTION OF AIR FLOW NDE --> DE; DEGREE OF PROTECTION IP55 INCREMENT. ENCODER HTL 1024 S/R (ENCODER HTL1024S/R) with TEMPERAT. SENSOR KTY84-130 DESIGN IM B35 (IM V15, IM V35) SHAFT WITH FITTED KEY HALF-KEY BALANCING BEARING: STANDARD WITH FIXED BEARING, VIBRATION SEVERITY GRADE: R/A, SHAFT AND FLANGE ACCURACY: R TERMINAL BOX (ABOVE) CABLE ENTRY ON THE LEFT SIGNAL CONNECTION D-END | 4505 | TEM | 1 | MC | 65 | 1
1PH81051HF132BC1 | SIMOTICS M COMPACT ASYNCHRONOUS MOTOR 1500RPM, 7KW, 45NM, 17,5A, 348V 1750RPM, 8KW, 44NM, 17,5A, 400V 2000RPM, 9KW, 43NM, 17A, 453V FORCED VENTILATION; DIRECTION OF AIR FLOW NDE --> DE; DEGREE OF PROTECTION IP55 INCREMENT. ENCODER HTL 1024 S/R (ENCODER HTL1024S/R) with TEMPERAT. SENSOR KTY84-130 DESIGN IM B35 (IM V15, IM V35) SHAFT WITH FITTED KEY HALF-KEY BALANCING BEARING: STANDARD WITH FIXED BEARING, VIBRATION SEVERITY GRADE: R/A, SHAFT AND FLANGE ACCURACY: R TERMINAL BOX (ABOVE) CABLE ENTRY ON THE ND-END SIGNAL CONNECTION LEFT | 4505 | TEM | 1 | MC | 65 | 1
1PH81051HF132CA1 | SIMOTICS M COMPACT ASYNCHRONOUS MOTOR 1500RPM, 7KW, 45NM, 17,5A, 348V 1750RPM, 8KW, 44NM, 17,5A, 400V 2000RPM, 9KW, 43NM, 17A, 453V FORCED VENTILATION; DIRECTION OF AIR FLOW NDE --> DE; DEGREE OF PROTECTION IP55 INCREMENT. ENCODER HTL 1024 S/R (ENCODER HTL1024S/R) with TEMPERAT. SENSOR KTY84-130 DESIGN IM B35 (IM V15, IM V35) SHAFT WITH FITTED KEY HALF-KEY BALANCING BEARING: STANDARD WITH FIXED BEARING, VIBRATION SEVERITY GRADE: S/A, SHAFT AND FLANGE ACCURACY: R TERMINAL BOX (ABOVE) CABLE ENTRY ON THE RIGHT SIGNAL CONNECTION D-END | 4700 | TEM | 1 | MC | 65 | 1
1PH81051HF132CB1 | SIMOTICS M COMPACT ASYNCHRONOUS MOTOR 1500RPM, 7KW, 45NM, 17,5A, 348V 1750RPM, 8KW, 44NM, 17,5A, 400V 2000RPM, 9KW, 43NM, 17A, 453V FORCED VENTILATION; DIRECTION OF AIR FLOW NDE --> DE; DEGREE OF PROTECTION IP55 INCREMENT. ENCODER HTL 1024 S/R (ENCODER HTL1024S/R) with TEMPERAT. SENSOR KTY84-130 DESIGN IM B35 (IM V15, IM V35) SHAFT WITH FITTED KEY HALF-KEY BALANCING BEARING: STANDARD WITH FIXED BEARING, VIBRATION SEVERITY GRADE: S/A, SHAFT AND FLANGE ACCURACY: R TERMINAL BOX (ABOVE) CABLE ENTRY ON THE LEFT SIGNAL CONNECTION D-END | 4700 | TEM | 1 | MC | 65 | 1
1PH81051HF132CC1 | SIMOTICS M COMPACT ASYNCHRONOUS MOTOR 1500RPM, 7KW, 45NM, 17,5A, 348V 1750RPM, 8KW, 44NM, 17,5A, 400V 2000RPM, 9KW, 43NM, 17A, 453V FORCED VENTILATION; DIRECTION OF AIR FLOW NDE --> DE; DEGREE OF PROTECTION IP55 INCREMENT. ENCODER HTL 1024 S/R (ENCODER HTL1024S/R) with TEMPERAT. SENSOR KTY84-130 DESIGN IM B35 (IM V15, IM V35) SHAFT WITH FITTED KEY HALF-KEY BALANCING BEARING: STANDARD WITH FIXED BEARING, VIBRATION SEVERITY GRADE: S/A, SHAFT AND FLANGE ACCURACY: R TERMINAL BOX (ABOVE) CABLE ENTRY ON THE ND-END SIGNAL CONNECTION LEFT | 4700 | TEM | 1 | MC | 65 | 1
1PH81051HF200BA1 | SIMOTICS M COMPACT ASYNCHRONOUS MOTOR 1500RPM, 11KW,70NM, 28,5A, 340V 1750RPM, 12,5KW,68NM,28,5A,380V 2000RPM, 14KW,67NM, 27,5A, 426V WATER COOLING DEGREE OF PROTECTION IP65 INCREMENT. ENCODER HTL 1024 S/R (ENCODER HTL1024S/R) with TEMPERAT. SENSOR KTY84-130 DESIGN IM B3 (IM V5, IM V6) PLAIN SHAFT WITHOUT FITTED KEY; BEARING: STANDARD WITH FIXED BEARING, VIBRATION SEVERITY GRADE: R/A, SHAFT AND FLANGE ACCURACY: R TERMINAL BOX (ABOVE) CABLE ENTRY ON THE RIGHT SIGNAL CONNECTION D-END | 4599 | TEM | 1 | MC | 74 | 1
1PH81051HF200BB1 | SIMOTICS M COMPACT ASYNCHRONOUS MOTOR 1500RPM, 11KW,70NM, 28,5A, 340V 1750RPM, 12,5KW,68NM,28,5A,380V 2000RPM, 14KW,67NM, 27,5A, 426V WATER COOLING DEGREE OF PROTECTION IP65 INCREMENT. ENCODER HTL 1024 S/R (ENCODER HTL1024S/R) with TEMPERAT. SENSOR KTY84-130 DESIGN IM B3 (IM V5, IM V6) PLAIN SHAFT WITHOUT FITTED KEY; BEARING: STANDARD WITH FIXED BEARING, VIBRATION SEVERITY GRADE: R/A, SHAFT AND FLANGE ACCURACY: R TERMINAL BOX (ABOVE) CABLE ENTRY ON THE LEFT SIGNAL CONNECTION D-END | 4599 | TEM | 1 | MC | 74 | 1
1PH81051HF200BC1 | SIMOTICS M COMPACT ASYNCHRONOUS MOTOR 1500RPM, 11KW,70NM, 28,5A, 340V 1750RPM, 12,5KW,68NM,28,5A,380V 2000RPM, 14KW,67NM, 27,5A, 426V WATER COOLING DEGREE OF PROTECTION IP65 INCREMENT. ENCODER HTL 1024 S/R (ENCODER HTL1024S/R) with TEMPERAT. SENSOR KTY84-130 DESIGN IM B3 (IM V5, IM V6) PLAIN SHAFT WITHOUT FITTED KEY; BEARING: STANDARD WITH FIXED BEARING, VIBRATION SEVERITY GRADE: R/A, SHAFT AND FLANGE ACCURACY: R TERMINAL BOX (ABOVE) CABLE ENTRY ON THE ND-END SIGNAL CONNECTION LEFT | 4599 | TEM | 1 | MC | 74 | 1
1PH81051HF200CA1 | SIMOTICS M COMPACT ASYNCHRONOUS MOTOR 1500RPM, 11KW,70NM, 28,5A, 340V 1750RPM, 12,5KW,68NM,28,5A,380V 2000RPM, 14KW,67NM, 27,5A, 426V WATER COOLING DEGREE OF PROTECTION IP65 INCREMENT. ENCODER HTL 1024 S/R (ENCODER HTL1024S/R) with TEMPERAT. SENSOR KTY84-130 DESIGN IM B3 (IM V5, IM V6) PLAIN SHAFT WITHOUT FITTED KEY; BEARING: STANDARD WITH FIXED BEARING, VIBRATION SEVERITY GRADE: S/A, SHAFT AND FLANGE ACCURACY: R TERMINAL BOX (ABOVE) CABLE ENTRY ON THE RIGHT SIGNAL CONNECTION D-END | 4794 | TEM | 1 | MC | 74 | 1
1PH81051HF200CB1 | SIMOTICS M COMPACT ASYNCHRONOUS MOTOR 1500RPM, 11KW,70NM, 28,5A, 340V 1750RPM, 12,5KW,68NM,28,5A,380V 2000RPM, 14KW,67NM, 27,5A, 426V WATER COOLING DEGREE OF PROTECTION IP65 INCREMENT. ENCODER HTL 1024 S/R (ENCODER HTL1024S/R) with TEMPERAT. SENSOR KTY84-130 DESIGN IM B3 (IM V5, IM V6) PLAIN SHAFT WITHOUT FITTED KEY; BEARING: STANDARD WITH FIXED BEARING, VIBRATION SEVERITY GRADE: S/A, SHAFT AND FLANGE ACCURACY: R TERMINAL BOX (ABOVE) CABLE ENTRY ON THE LEFT SIGNAL CONNECTION D-END | 4794 | TEM | 1 | MC | 74 | 1
1PH81051HF200CC1 | SIMOTICS M COMPACT ASYNCHRONOUS MOTOR 1500RPM, 11KW,70NM, 28,5A, 340V 1750RPM, 12,5KW,68NM,28,5A,380V 2000RPM, 14KW,67NM, 27,5A, 426V WATER COOLING DEGREE OF PROTECTION IP65 INCREMENT. ENCODER HTL 1024 S/R (ENCODER HTL1024S/R) with TEMPERAT. SENSOR KTY84-130 DESIGN IM B3 (IM V5, IM V6) PLAIN SHAFT WITHOUT FITTED KEY; BEARING: STANDARD WITH FIXED BEARING, VIBRATION SEVERITY GRADE: S/A, SHAFT AND FLANGE ACCURACY: R TERMINAL BOX (ABOVE) CABLE ENTRY ON THE ND-END SIGNAL CONNECTION LEFT | 4794 | TEM | 1 | MC | 74 | 1
1PH81051HF202BA1 | SIMOTICS M COMPACT ASYNCHRONOUS MOTOR 1500RPM, 11KW,70NM, 28,5A, 340V 1750RPM, 12,5KW,68NM,28,5A,380V 2000RPM, 14KW,67NM, 27,5A, 426V WATER COOLING DEGREE OF PROTECTION IP65 INCREMENT. ENCODER HTL 1024 S/R (ENCODER HTL1024S/R) with TEMPERAT. SENSOR KTY84-130 DESIGN IM B3 (IM V5, IM V6) SHAFT WITH FITTED KEY HALF-KEY BALANCING BEARING: STANDARD WITH FIXED BEARING, VIBRATION SEVERITY GRADE: R/A, SHAFT AND FLANGE ACCURACY: R TERMINAL BOX (ABOVE) CABLE ENTRY ON THE RIGHT SIGNAL CONNECTION D-END | 4599 | TEM | 1 | MC | 74 | 1
1PH81051HF202BB1 | SIMOTICS M COMPACT ASYNCHRONOUS MOTOR 1500RPM, 11KW,70NM, 28,5A, 340V 1750RPM, 12,5KW,68NM,28,5A,380V 2000RPM, 14KW,67NM, 27,5A, 426V WATER COOLING DEGREE OF PROTECTION IP65 INCREMENT. ENCODER HTL 1024 S/R (ENCODER HTL1024S/R) with TEMPERAT. SENSOR KTY84-130 DESIGN IM B3 (IM V5, IM V6) SHAFT WITH FITTED KEY HALF-KEY BALANCING BEARING: STANDARD WITH FIXED BEARING, VIBRATION SEVERITY GRADE: R/A, SHAFT AND FLANGE ACCURACY: R TERMINAL BOX (ABOVE) CABLE ENTRY ON THE LEFT SIGNAL CONNECTION D-END | 4599 | TEM | 1 | MC | 74 | 1
1PH81051HF202BC1 | SIMOTICS M COMPACT ASYNCHRONOUS MOTOR 1500RPM, 11KW,70NM, 28,5A, 340V 1750RPM, 12,5KW,68NM,28,5A,380V 2000RPM, 14KW,67NM, 27,5A, 426V WATER COOLING DEGREE OF PROTECTION IP65 INCREMENT. ENCODER HTL 1024 S/R (ENCODER HTL1024S/R) with TEMPERAT. SENSOR KTY84-130 DESIGN IM B3 (IM V5, IM V6) SHAFT WITH FITTED KEY HALF-KEY BALANCING BEARING: STANDARD WITH FIXED BEARING, VIBRATION SEVERITY GRADE: R/A, SHAFT AND FLANGE ACCURACY: R TERMINAL BOX (ABOVE) CABLE ENTRY ON THE ND-END SIGNAL CONNECTION LEFT | 4599 | TEM | 1 | MC | 74 | 1
1PH81051HF202CA1 | SIMOTICS M COMPACT ASYNCHRONOUS MOTOR 1500RPM, 11KW,70NM, 28,5A, 340V 1750RPM, 12,5KW,68NM,28,5A,380V 2000RPM, 14KW,67NM, 27,5A, 426V WATER COOLING DEGREE OF PROTECTION IP65 INCREMENT. ENCODER HTL 1024 S/R (ENCODER HTL1024S/R) with TEMPERAT. SENSOR KTY84-130 DESIGN IM B3 (IM V5, IM V6) SHAFT WITH FITTED KEY HALF-KEY BALANCING BEARING: STANDARD WITH FIXED BEARING, VIBRATION SEVERITY GRADE: S/A, SHAFT AND FLANGE ACCURACY: R TERMINAL BOX (ABOVE) CABLE ENTRY ON THE RIGHT SIGNAL CONNECTION D-END | 4794 | TEM | 1 | MC | 74 | 1
1PH81051HF202CB1 | SIMOTICS M COMPACT ASYNCHRONOUS MOTOR 1500RPM, 11KW,70NM, 28,5A, 340V 1750RPM, 12,5KW,68NM,28,5A,380V 2000RPM, 14KW,67NM, 27,5A, 426V WATER COOLING DEGREE OF PROTECTION IP65 INCREMENT. ENCODER HTL 1024 S/R (ENCODER HTL1024S/R) with TEMPERAT. SENSOR KTY84-130 DESIGN IM B3 (IM V5, IM V6) SHAFT WITH FITTED KEY HALF-KEY BALANCING BEARING: STANDARD WITH FIXED BEARING, VIBRATION SEVERITY GRADE: S/A, SHAFT AND FLANGE ACCURACY: R TERMINAL BOX (ABOVE) CABLE ENTRY ON THE LEFT SIGNAL CONNECTION D-END | 4794 | TEM | 1 | MC | 74 | 1
1PH81051HF202CC1 | SIMOTICS M COMPACT ASYNCHRONOUS MOTOR 1500RPM, 11KW,70NM, 28,5A, 340V 1750RPM, 12,5KW,68NM,28,5A,380V 2000RPM, 14KW,67NM, 27,5A, 426V WATER COOLING DEGREE OF PROTECTION IP65 INCREMENT. ENCODER HTL 1024 S/R (ENCODER HTL1024S/R) with TEMPERAT. SENSOR KTY84-130 DESIGN IM B3 (IM V5, IM V6) SHAFT WITH FITTED KEY HALF-KEY BALANCING BEARING: STANDARD WITH FIXED BEARING, VIBRATION SEVERITY GRADE: S/A, SHAFT AND FLANGE ACCURACY: R TERMINAL BOX (ABOVE) CABLE ENTRY ON THE ND-END SIGNAL CONNECTION LEFT | 4794 | TEM | 1 | MC | 74 | 1
1PH81051HF220BA1 | SIMOTICS M COMPACT ASYNCHRONOUS MOTOR 1500RPM, 11KW,70NM, 28,5A, 340V 1750RPM, 12,5KW,68NM,28,5A,380V 2000RPM, 14KW,67NM, 27,5A, 426V WATER COOLING DEGREE OF PROTECTION IP65 INCREMENT. ENCODER HTL 1024 S/R (ENCODER HTL1024S/R) with TEMPERAT. SENSOR KTY84-130 DESIGN IM B5 (IMV 1,IM V3) PLAIN SHAFT WITHOUT FITTED KEY; BEARING: STANDARD WITH FIXED BEARING, VIBRATION SEVERITY GRADE: R/A, SHAFT AND FLANGE ACCURACY: R TERMINAL BOX (ABOVE) CABLE ENTRY ON THE RIGHT SIGNAL CONNECTION D-END | 4794 | TEM | 1 | MC | 74 | 1
1PH81051HF220BB1 | SIMOTICS M COMPACT ASYNCHRONOUS MOTOR 1500RPM, 11KW,70NM, 28,5A, 340V 1750RPM, 12,5KW,68NM,28,5A,380V 2000RPM, 14KW,67NM, 27,5A, 426V WATER COOLING DEGREE OF PROTECTION IP65 INCREMENT. ENCODER HTL 1024 S/R (ENCODER HTL1024S/R) with TEMPERAT. SENSOR KTY84-130 DESIGN IM B5 (IMV 1,IM V3) PLAIN SHAFT WITHOUT FITTED KEY; BEARING: STANDARD WITH FIXED BEARING, VIBRATION SEVERITY GRADE: R/A, SHAFT AND FLANGE ACCURACY: R TERMINAL BOX (ABOVE) CABLE ENTRY ON THE LEFT SIGNAL CONNECTION D-END | 4794 | TEM | 1 | MC | 74 | 1
1PH81051HF220BC1 | SIMOTICS M COMPACT ASYNCHRONOUS MOTOR 1500RPM, 11KW,70NM, 28,5A, 340V 1750RPM, 12,5KW,68NM,28,5A,380V 2000RPM, 14KW,67NM, 27,5A, 426V WATER COOLING DEGREE OF PROTECTION IP65 INCREMENT. ENCODER HTL 1024 S/R (ENCODER HTL1024S/R) with TEMPERAT. SENSOR KTY84-130 DESIGN IM B5 (IMV 1,IM V3) PLAIN SHAFT WITHOUT FITTED KEY; BEARING: STANDARD WITH FIXED BEARING, VIBRATION SEVERITY GRADE: R/A, SHAFT AND FLANGE ACCURACY: R TERMINAL BOX (ABOVE) CABLE ENTRY ON THE ND-END SIGNAL CONNECTION LEFT | 4794 | TEM | 1 | MC | 74 | 1
1PH81051HF220CA1 | SIMOTICS M COMPACT ASYNCHRONOUS MOTOR 1500RPM, 11KW,70NM, 28,5A, 340V 1750RPM, 12,5KW,68NM,28,5A,380V 2000RPM, 14KW,67NM, 27,5A, 426V WATER COOLING DEGREE OF PROTECTION IP65 INCREMENT. ENCODER HTL 1024 S/R (ENCODER HTL1024S/R) with TEMPERAT. SENSOR KTY84-130 DESIGN IM B5 (IMV 1,IM V3) PLAIN SHAFT WITHOUT FITTED KEY; BEARING: STANDARD WITH FIXED BEARING, VIBRATION SEVERITY GRADE: S/A, SHAFT AND FLANGE ACCURACY: R TERMINAL BOX (ABOVE) CABLE ENTRY ON THE RIGHT SIGNAL CONNECTION D-END | 4989 | TEM | 1 | MC | 74 | 1
1PH81051HF220CB1 | SIMOTICS M COMPACT ASYNCHRONOUS MOTOR 1500RPM, 11KW,70NM, 28,5A, 340V 1750RPM, 12,5KW,68NM,28,5A,380V 2000RPM, 14KW,67NM, 27,5A, 426V WATER COOLING DEGREE OF PROTECTION IP65 INCREMENT. ENCODER HTL 1024 S/R (ENCODER HTL1024S/R) with TEMPERAT. SENSOR KTY84-130 DESIGN IM B5 (IMV 1,IM V3) PLAIN SHAFT WITHOUT FITTED KEY; BEARING: STANDARD WITH FIXED BEARING, VIBRATION SEVERITY GRADE: S/A, SHAFT AND FLANGE ACCURACY: R TERMINAL BOX (ABOVE) CABLE ENTRY ON THE LEFT SIGNAL CONNECTION D-END | 4989 | TEM | 1 | MC | 74 | 1
1PH81051HF220CC1 | SIMOTICS M COMPACT ASYNCHRONOUS MOTOR 1500RPM, 11KW,70NM, 28,5A, 340V 1750RPM, 12,5KW,68NM,28,5A,380V 2000RPM, 14KW,67NM, 27,5A, 426V WATER COOLING DEGREE OF PROTECTION IP65 INCREMENT. ENCODER HTL 1024 S/R (ENCODER HTL1024S/R) with TEMPERAT. SENSOR KTY84-130 DESIGN IM B5 (IMV 1,IM V3) PLAIN SHAFT WITHOUT FITTED KEY; BEARING: STANDARD WITH FIXED BEARING, VIBRATION SEVERITY GRADE: S/A, SHAFT AND FLANGE ACCURACY: R TERMINAL BOX (ABOVE) CABLE ENTRY ON THE ND-END SIGNAL CONNECTION LEFT | 4989 | TEM | 1 | MC | 74 | 1
1PH81051HF221BA1 | SIMOTICS M COMPACT ASYNCHRONOUS MOTOR 1500RPM, 11KW,70NM, 28,5A, 340V 1750RPM, 12,5KW,68NM,28,5A,380V 2000RPM, 14KW,67NM, 27,5A, 426V WATER COOLING DEGREE OF PROTECTION IP65 INCREMENT. ENCODER HTL 1024 S/R (ENCODER HTL1024S/R) with TEMPERAT. SENSOR KTY84-130 DESIGN IM B5 (IMV 1,IM V3) SHAFT WITH FITTED KEY FULL-KEY BALANCING BEARING: STANDARD WITH FIXED BEARING, VIBRATION SEVERITY GRADE: R/A, SHAFT AND FLANGE ACCURACY: R TERMINAL BOX (ABOVE) CABLE ENTRY ON THE RIGHT SIGNAL CONNECTION D-END | 4794 | TEM | 1 | MC | 74 | 1
1PH81051HF222BA1 | SIMOTICS M COMPACT ASYNCHRONOUS MOTOR 1500RPM, 11KW,70NM, 28,5A, 340V 1750RPM, 12,5KW,68NM,28,5A,380V 2000RPM, 14KW,67NM, 27,5A, 426V WATER COOLING DEGREE OF PROTECTION IP65 INCREMENT. ENCODER HTL 1024 S/R (ENCODER HTL1024S/R) with TEMPERAT. SENSOR KTY84-130 DESIGN IM B5 (IMV 1,IM V3) SHAFT WITH FITTED KEY HALF-KEY BALANCING BEARING: STANDARD WITH FIXED BEARING, VIBRATION SEVERITY GRADE: R/A, SHAFT AND FLANGE ACCURACY: R TERMINAL BOX (ABOVE) CABLE ENTRY ON THE RIGHT SIGNAL CONNECTION D-END | 4794 | TEM | 1 | MC | 74 | 1
1PH81051HF222BB1 | SIMOTICS M COMPACT ASYNCHRONOUS MOTOR 1500RPM, 11KW,70NM, 28,5A, 340V 1750RPM, 12,5KW,68NM,28,5A,380V 2000RPM, 14KW,67NM, 27,5A, 426V WATER COOLING DEGREE OF PROTECTION IP65 INCREMENT. ENCODER HTL 1024 S/R (ENCODER HTL1024S/R) with TEMPERAT. SENSOR KTY84-130 DESIGN IM B5 (IMV 1,IM V3) SHAFT WITH FITTED KEY HALF-KEY BALANCING BEARING: STANDARD WITH FIXED BEARING, VIBRATION SEVERITY GRADE: R/A, SHAFT AND FLANGE ACCURACY: R TERMINAL BOX (ABOVE) CABLE ENTRY ON THE LEFT SIGNAL CONNECTION D-END | 4794 | TEM | 1 | MC | 74 | 1
1PH81051HF222BC1 | SIMOTICS M COMPACT ASYNCHRONOUS MOTOR 1500RPM, 11KW,70NM, 28,5A, 340V 1750RPM, 12,5KW,68NM,28,5A,380V 2000RPM, 14KW,67NM, 27,5A, 426V WATER COOLING DEGREE OF PROTECTION IP65 INCREMENT. ENCODER HTL 1024 S/R (ENCODER HTL1024S/R) with TEMPERAT. SENSOR KTY84-130 DESIGN IM B5 (IMV 1,IM V3) SHAFT WITH FITTED KEY HALF-KEY BALANCING BEARING: STANDARD WITH FIXED BEARING, VIBRATION SEVERITY GRADE: R/A, SHAFT AND FLANGE ACCURACY: R TERMINAL BOX (ABOVE) CABLE ENTRY ON THE ND-END SIGNAL CONNECTION LEFT | 4794 | TEM | 1 | MC | 74 | 1
1PH81051HF222CA1 | SIMOTICS M COMPACT ASYNCHRONOUS MOTOR 1500RPM, 11KW,70NM, 28,5A, 340V 1750RPM, 12,5KW,68NM,28,5A,380V 2000RPM, 14KW,67NM, 27,5A, 426V WATER COOLING DEGREE OF PROTECTION IP65 INCREMENT. ENCODER HTL 1024 S/R (ENCODER HTL1024S/R) with TEMPERAT. SENSOR KTY84-130 DESIGN IM B5 (IMV 1,IM V3) SHAFT WITH FITTED KEY HALF-KEY BALANCING BEARING: STANDARD WITH FIXED BEARING, VIBRATION SEVERITY GRADE: S/A, SHAFT AND FLANGE ACCURACY: R TERMINAL BOX (ABOVE) CABLE ENTRY ON THE RIGHT SIGNAL CONNECTION D-END | 4989 | TEM | 1 | MC | 74 | 1
1PH81051HF222CB1 | SIMOTICS M COMPACT ASYNCHRONOUS MOTOR 1500RPM, 11KW,70NM, 28,5A, 340V 1750RPM, 12,5KW,68NM,28,5A,380V 2000RPM, 14KW,67NM, 27,5A, 426V WATER COOLING DEGREE OF PROTECTION IP65 INCREMENT. ENCODER HTL 1024 S/R (ENCODER HTL1024S/R) with TEMPERAT. SENSOR KTY84-130 DESIGN IM B5 (IMV 1,IM V3) SHAFT WITH FITTED KEY HALF-KEY BALANCING BEARING: STANDARD WITH FIXED BEARING, VIBRATION SEVERITY GRADE: S/A, SHAFT AND FLANGE ACCURACY: R TERMINAL BOX (ABOVE) CABLE ENTRY ON THE LEFT SIGNAL CONNECTION D-END | 4989 | TEM | 1 | MC | 74 | 1
1PH81051HF222CC1 | SIMOTICS M COMPACT ASYNCHRONOUS MOTOR 1500RPM, 11KW,70NM, 28,5A, 340V 1750RPM, 12,5KW,68NM,28,5A,380V 2000RPM, 14KW,67NM, 27,5A, 426V WATER COOLING DEGREE OF PROTECTION IP65 INCREMENT. ENCODER HTL 1024 S/R (ENCODER HTL1024S/R) with TEMPERAT. SENSOR KTY84-130 DESIGN IM B5 (IMV 1,IM V3) SHAFT WITH FITTED KEY HALF-KEY BALANCING BEARING: STANDARD WITH FIXED BEARING, VIBRATION SEVERITY GRADE: S/A, SHAFT AND FLANGE ACCURACY: R TERMINAL BOX (ABOVE) CABLE ENTRY ON THE ND-END SIGNAL CONNECTION LEFT | 4989 | TEM | 1 | MC | 74 | 1
1PH81051HF230BA1 | SIMOTICS M COMPACT ASYNCHRONOUS MOTOR 1500RPM, 11KW,70NM, 28,5A, 340V 1750RPM, 12,5KW,68NM,28,5A,380V 2000RPM, 14KW,67NM, 27,5A, 426V WATER COOLING DEGREE OF PROTECTION IP65 INCREMENT. ENCODER HTL 1024 S/R (ENCODER HTL1024S/R) with TEMPERAT. SENSOR KTY84-130 DESIGN IM B35 (IM V15, IM V35) PLAIN SHAFT WITHOUT FITTED KEY; BEARING: STANDARD WITH FIXED BEARING, VIBRATION SEVERITY GRADE: R/A, SHAFT AND FLANGE ACCURACY: R TERMINAL BOX (ABOVE) CABLE ENTRY ON THE RIGHT SIGNAL CONNECTION D-END | 5032 | TEM | 1 | MC | 74 | 1
1PH81051HF230BB1 | SIMOTICS M COMPACT ASYNCHRONOUS MOTOR 1500RPM, 11KW,70NM, 28,5A, 340V 1750RPM, 12,5KW,68NM,28,5A,380V 2000RPM, 14KW,67NM, 27,5A, 426V WATER COOLING DEGREE OF PROTECTION IP65 INCREMENT. ENCODER HTL 1024 S/R (ENCODER HTL1024S/R) with TEMPERAT. SENSOR KTY84-130 DESIGN IM B35 (IM V15, IM V35) PLAIN SHAFT WITHOUT FITTED KEY; BEARING: STANDARD WITH FIXED BEARING, VIBRATION SEVERITY GRADE: R/A, SHAFT AND FLANGE ACCURACY: R TERMINAL BOX (ABOVE) CABLE ENTRY ON THE LEFT SIGNAL CONNECTION D-END | 5032 | TEM | 1 | MC | 74 | 1
1PH81051HF230BC1 | SIMOTICS M COMPACT ASYNCHRONOUS MOTOR 1500RPM, 11KW,70NM, 28,5A, 340V 1750RPM, 12,5KW,68NM,28,5A,380V 2000RPM, 14KW,67NM, 27,5A, 426V WATER COOLING DEGREE OF PROTECTION IP65 INCREMENT. ENCODER HTL 1024 S/R (ENCODER HTL1024S/R) with TEMPERAT. SENSOR KTY84-130 DESIGN IM B35 (IM V15, IM V35) PLAIN SHAFT WITHOUT FITTED KEY; BEARING: STANDARD WITH FIXED BEARING, VIBRATION SEVERITY GRADE: R/A, SHAFT AND FLANGE ACCURACY: R TERMINAL BOX (ABOVE) CABLE ENTRY ON THE ND-END SIGNAL CONNECTION LEFT | 5032 | TEM | 1 | MC | 74 | 1
1PH81051HF230CA1 | SIMOTICS M COMPACT ASYNCHRONOUS MOTOR 1500RPM, 11KW,70NM, 28,5A, 340V 1750RPM, 12,5KW,68NM,28,5A,380V 2000RPM, 14KW,67NM, 27,5A, 426V WATER COOLING DEGREE OF PROTECTION IP65 INCREMENT. ENCODER HTL 1024 S/R (ENCODER HTL1024S/R) with TEMPERAT. SENSOR KTY84-130 DESIGN IM B35 (IM V15, IM V35) PLAIN SHAFT WITHOUT FITTED KEY; BEARING: STANDARD WITH FIXED BEARING, VIBRATION SEVERITY GRADE: S/A, SHAFT AND FLANGE ACCURACY: R TERMINAL BOX (ABOVE) CABLE ENTRY ON THE RIGHT SIGNAL CONNECTION D-END | 5227 | TEM | 1 | MC | 74 | 1
1PH81051HF230CB1 | SIMOTICS M COMPACT ASYNCHRONOUS MOTOR 1500RPM, 11KW,70NM, 28,5A, 340V 1750RPM, 12,5KW,68NM,28,5A,380V 2000RPM, 14KW,67NM, 27,5A, 426V WATER COOLING DEGREE OF PROTECTION IP65 INCREMENT. ENCODER HTL 1024 S/R (ENCODER HTL1024S/R) with TEMPERAT. SENSOR KTY84-130 DESIGN IM B35 (IM V15, IM V35) PLAIN SHAFT WITHOUT FITTED KEY; BEARING: STANDARD WITH FIXED BEARING, VIBRATION SEVERITY GRADE: S/A, SHAFT AND FLANGE ACCURACY: R TERMINAL BOX (ABOVE) CABLE ENTRY ON THE LEFT SIGNAL CONNECTION D-END | 5227 | TEM | 1 | MC | 74 | 1
1PH81051HF230CC1 | SIMOTICS M COMPACT ASYNCHRONOUS MOTOR 1500RPM, 11KW,70NM, 28,5A, 340V 1750RPM, 12,5KW,68NM,28,5A,380V 2000RPM, 14KW,67NM, 27,5A, 426V WATER COOLING DEGREE OF PROTECTION IP65 INCREMENT. ENCODER HTL 1024 S/R (ENCODER HTL1024S/R) with TEMPERAT. SENSOR KTY84-130 DESIGN IM B35 (IM V15, IM V35) PLAIN SHAFT WITHOUT FITTED KEY; BEARING: STANDARD WITH FIXED BEARING, VIBRATION SEVERITY GRADE: S/A, SHAFT AND FLANGE ACCURACY: R TERMINAL BOX (ABOVE) CABLE ENTRY ON THE ND-END SIGNAL CONNECTION LEFT | 5227 | TEM | 1 | MC | 74 | 1
1PH81051HF231BA1 | SIMOTICS M COMPACT ASYNCHRONOUS MOTOR 1500RPM, 11KW,70NM, 28,5A, 340V 1750RPM, 12,5KW,68NM,28,5A,380V 2000RPM, 14KW,67NM, 27,5A, 426V WATER COOLING DEGREE OF PROTECTION IP65 INCREMENT. ENCODER HTL 1024 S/R (ENCODER HTL1024S/R) with TEMPERAT. SENSOR KTY84-130 DESIGN IM B35 (IM V15, IM V35) SHAFT WITH FITTED KEY FULL-KEY BALANCING BEARING: STANDARD WITH FIXED BEARING, VIBRATION SEVERITY GRADE: R/A, SHAFT AND FLANGE ACCURACY: R TERMINAL BOX (ABOVE) CABLE ENTRY ON THE RIGHT SIGNAL CONNECTION D-END | 5032 | TEM | 1 | MC | 74 | 1
1PH81051HF232BA1 | SIMOTICS M COMPACT ASYNCHRONOUS MOTOR 1500RPM, 11KW,70NM, 28,5A, 340V 1750RPM, 12,5KW,68NM,28,5A,380V 2000RPM, 14KW,67NM, 27,5A, 426V WATER COOLING DEGREE OF PROTECTION IP65 INCREMENT. ENCODER HTL 1024 S/R (ENCODER HTL1024S/R) with TEMPERAT. SENSOR KTY84-130 DESIGN IM B35 (IM V15, IM V35) SHAFT WITH FITTED KEY HALF-KEY BALANCING BEARING: STANDARD WITH FIXED BEARING, VIBRATION SEVERITY GRADE: R/A, SHAFT AND FLANGE ACCURACY: R TERMINAL BOX (ABOVE) CABLE ENTRY ON THE RIGHT SIGNAL CONNECTION D-END | 5032 | TEM | 1 | MC | 74 | 1
1PH81051HF232BB1 | SIMOTICS M COMPACT ASYNCHRONOUS MOTOR 1500RPM, 11KW,70NM, 28,5A, 340V 1750RPM, 12,5KW,68NM,28,5A,380V 2000RPM, 14KW,67NM, 27,5A, 426V WATER COOLING DEGREE OF PROTECTION IP65 INCREMENT. ENCODER HTL 1024 S/R (ENCODER HTL1024S/R) with TEMPERAT. SENSOR KTY84-130 DESIGN IM B35 (IM V15, IM V35) SHAFT WITH FITTED KEY HALF-KEY BALANCING BEARING: STANDARD WITH FIXED BEARING, VIBRATION SEVERITY GRADE: R/A, SHAFT AND FLANGE ACCURACY: R TERMINAL BOX (ABOVE) CABLE ENTRY ON THE LEFT SIGNAL CONNECTION D-END | 5032 | TEM | 1 | MC | 74 | 1
1PH81051HF232BC1 | SIMOTICS M COMPACT ASYNCHRONOUS MOTOR 1500RPM, 11KW,70NM, 28,5A, 340V 1750RPM, 12,5KW,68NM,28,5A,380V 2000RPM, 14KW,67NM, 27,5A, 426V WATER COOLING DEGREE OF PROTECTION IP65 INCREMENT. ENCODER HTL 1024 S/R (ENCODER HTL1024S/R) with TEMPERAT. SENSOR KTY84-130 DESIGN IM B35 (IM V15, IM V35) SHAFT WITH FITTED KEY HALF-KEY BALANCING BEARING: STANDARD WITH FIXED BEARING, VIBRATION SEVERITY GRADE: R/A, SHAFT AND FLANGE ACCURACY: R TERMINAL BOX (ABOVE) CABLE ENTRY ON THE ND-END SIGNAL CONNECTION LEFT | 5032 | TEM | 1 | MC | 74 | 1
1PH81051HF232CA1 | SIMOTICS M COMPACT ASYNCHRONOUS MOTOR 1500RPM, 11KW,70NM, 28,5A, 340V 1750RPM, 12,5KW,68NM,28,5A,380V 2000RPM, 14KW,67NM, 27,5A, 426V WATER COOLING DEGREE OF PROTECTION IP65 INCREMENT. ENCODER HTL 1024 S/R (ENCODER HTL1024S/R) with TEMPERAT. SENSOR KTY84-130 DESIGN IM B35 (IM V15, IM V35) SHAFT WITH FITTED KEY HALF-KEY BALANCING BEARING: STANDARD WITH FIXED BEARING, VIBRATION SEVERITY GRADE: S/A, SHAFT AND FLANGE ACCURACY: R TERMINAL BOX (ABOVE) CABLE ENTRY ON THE RIGHT SIGNAL CONNECTION D-END | 5227 | TEM | 1 | MC | 74 | 1
1PH81051HF232CB1 | SIMOTICS M COMPACT ASYNCHRONOUS MOTOR 1500RPM, 11KW,70NM, 28,5A, 340V 1750RPM, 12,5KW,68NM,28,5A,380V 2000RPM, 14KW,67NM, 27,5A, 426V WATER COOLING DEGREE OF PROTECTION IP65 INCREMENT. ENCODER HTL 1024 S/R (ENCODER HTL1024S/R) with TEMPERAT. SENSOR KTY84-130 DESIGN IM B35 (IM V15, IM V35) SHAFT WITH FITTED KEY HALF-KEY BALANCING BEARING: STANDARD WITH FIXED BEARING, VIBRATION SEVERITY GRADE: S/A, SHAFT AND FLANGE ACCURACY: R TERMINAL BOX (ABOVE) CABLE ENTRY ON THE LEFT SIGNAL CONNECTION D-END | 5227 | TEM | 1 | MC | 74 | 1
1PH81051HF232CC1 | SIMOTICS M COMPACT ASYNCHRONOUS MOTOR 1500RPM, 11KW,70NM, 28,5A, 340V 1750RPM, 12,5KW,68NM,28,5A,380V 2000RPM, 14KW,67NM, 27,5A, 426V WATER COOLING DEGREE OF PROTECTION IP65 INCREMENT. ENCODER HTL 1024 S/R (ENCODER HTL1024S/R) with TEMPERAT. SENSOR KTY84-130 DESIGN IM B35 (IM V15, IM V35) SHAFT WITH FITTED KEY HALF-KEY BALANCING BEARING: STANDARD WITH FIXED BEARING, VIBRATION SEVERITY GRADE: S/A, SHAFT AND FLANGE ACCURACY: R TERMINAL BOX (ABOVE) CABLE ENTRY ON THE ND-END SIGNAL CONNECTION LEFT | 5227 | TEM | 1 | MC | 74 | 1
1PH81051HG220BA1 | SIMOTICS M COMPACT ASYNCHRONOUS MOTOR 2000RPM, 13KW,62NM, 34,5A,326V 2300RPM, 15KW, 62NM, 34A, 370V 2650RPM, 17KW,61NM, 33,5A, 424V WATER COOLING DEGREE OF PROTECTION IP65 INCREMENT. ENCODER HTL 1024 S/R (ENCODER HTL1024S/R) with TEMPERAT. SENSOR KTY84-130 DESIGN IM B5 (IMV 1,IM V3) PLAIN SHAFT WITHOUT FITTED KEY; BEARING: STANDARD WITH FIXED BEARING, VIBRATION SEVERITY GRADE: R/A, SHAFT AND FLANGE ACCURACY: R TERMINAL BOX (ABOVE) CABLE ENTRY ON THE RIGHT SIGNAL CONNECTION D-END | 4794 | TEM | 1 | MC | 74 | 1
1PH81051HS002BA1 | SIMOTICS M COMPACT ASYNCHRONOUS MOTOR Y2000RPM,10,0KW, 48NM,23A, 366V D5000RPM, 9,3KW, 18NM,24A, 398V Y1500RPM, 7,5KW, 48NM,23A, 285V FORCED VENTILATION; DIRECTION OF AIR FLOW DE --> NDE; DEGREE OF PROTECTION IP55 INCREMENT. ENCODER HTL 1024 S/R (ENCODER HTL1024S/R) with TEMPERAT. SENSOR KTY84-130 DESIGN IM B3 (IM V5, IM V6) SHAFT WITH FITTED KEY HALF-KEY BALANCING BEARING: STANDARD WITH FIXED BEARING, VIBRATION SEVERITY GRADE: R/A, SHAFT AND FLANGE ACCURACY: R TERMINAL BOX (ABOVE) CABLE ENTRY ON THE RIGHT SIGNAL CONNECTION D-END | 4072 | TEM | 1 | MC | 65 | 1
1PH81051HS020BA1 | SIMOTICS M COMPACT ASYNCHRONOUS MOTOR Y2000RPM,10,0KW, 48NM,23A, 366V D5000RPM, 9,3KW, 18NM,24A, 398V Y1500RPM, 7,5KW, 48NM,23A, 285V FORCED VENTILATION; DIRECTION OF AIR FLOW DE --> NDE; DEGREE OF PROTECTION IP55 INCREMENT. ENCODER HTL 1024 S/R (ENCODER HTL1024S/R) with TEMPERAT. SENSOR KTY84-130 DESIGN IM B5 (IMV 1,IM V3) PLAIN SHAFT WITHOUT FITTED KEY; BEARING: STANDARD WITH FIXED BEARING, VIBRATION SEVERITY GRADE: R/A, SHAFT AND FLANGE ACCURACY: R TERMINAL BOX (ABOVE) CABLE ENTRY ON THE RIGHT SIGNAL CONNECTION D-END | 4267 | TEM | 1 | MC | 65 | 1
1PH81051HS031BA1 | SIMOTICS M COMPACT ASYNCHRONOUS MOTOR Y2000RPM,10,0KW, 48NM,23A, 366V D5000RPM, 9,3KW, 18NM,24A, 398V Y1500RPM, 7,5KW, 48NM,23A, 285V FORCED VENTILATION; DIRECTION OF AIR FLOW DE --> NDE; DEGREE OF PROTECTION IP55 INCREMENT. ENCODER HTL 1024 S/R (ENCODER HTL1024S/R) with TEMPERAT. SENSOR KTY84-130 DESIGN IM B35 (IM V15, IM V35) SHAFT WITH FITTED KEY FULL-KEY BALANCING BEARING: STANDARD WITH FIXED BEARING, VIBRATION SEVERITY GRADE: R/A, SHAFT AND FLANGE ACCURACY: R TERMINAL BOX (ABOVE) CABLE ENTRY ON THE RIGHT SIGNAL CONNECTION D-END | 4505 | TEM | 1 | MC | 65 | 1
1PH81051HS032BA1 | SIMOTICS M COMPACT ASYNCHRONOUS MOTOR Y2000RPM,10,0KW, 48NM,23A, 366V D5000RPM, 9,3KW, 18NM,24A, 398V Y1500RPM, 7,5KW, 48NM,23A, 285V FORCED VENTILATION; DIRECTION OF AIR FLOW DE --> NDE; DEGREE OF PROTECTION IP55 INCREMENT. ENCODER HTL 1024 S/R (ENCODER HTL1024S/R) with TEMPERAT. SENSOR KTY84-130 DESIGN IM B35 (IM V15, IM V35) SHAFT WITH FITTED KEY HALF-KEY BALANCING BEARING: STANDARD WITH FIXED BEARING, VIBRATION SEVERITY GRADE: R/A, SHAFT AND FLANGE ACCURACY: R TERMINAL BOX (ABOVE) CABLE ENTRY ON THE RIGHT SIGNAL CONNECTION D-END | 4505 | TEM | 1 | MC | 65 | 1
1PH81051JF001BB1 | SIMOTICS M COMPACT ASYNCHRONOUS MOTOR 1500RPM,7,0KW,45NM, 17,5A, 348V 1750RPM,8,0KW,44NM, 17,5A, 400V 2000RPM,9,0KW,43NM, 17,0A, 453V FORCED VENTILATION; DIRECTION OF AIR FLOW DE --> NDE; DEGREE OF PROTECTION IP55 INCREMENT. ENCODER HTL 2048 S/R (ENCODER HTL2048S/R) with TEMPERAT. SENSOR KTY84-130 DESIGN IM B3 (IM V5, IM V6) SHAFT WITH FITTED KEY FULL-KEY BALANCING BEARING: STANDARD WITH FIXED BEARING, VIBRATION SEVERITY GRADE: R/A, SHAFT AND FLANGE ACCURACY: R TERMINAL BOX (ABOVE) CABLE ENTRY ON THE LEFT SIGNAL CONNECTION D-END | 4483 | TEM | 1 | MC | 65 | 1
1PH81051JF001BC1 | SIMOTICS M COMPACT ASYNCHRONOUS MOTOR 1500RPM,7,0KW,45NM, 17,5A, 348V 1750RPM,8,0KW,44NM, 17,5A, 400V 2000RPM,9,0KW,43NM, 17,0A, 453V FORCED VENTILATION; DIRECTION OF AIR FLOW DE --> NDE; DEGREE OF PROTECTION IP55 INCREMENT. ENCODER HTL 2048 S/R (ENCODER HTL2048S/R) with TEMPERAT. SENSOR KTY84-130 DESIGN IM B3 (IM V5, IM V6) SHAFT WITH FITTED KEY FULL-KEY BALANCING BEARING: STANDARD WITH FIXED BEARING, VIBRATION SEVERITY GRADE: R/A, SHAFT AND FLANGE ACCURACY: R TERMINAL BOX (ABOVE) CABLE ENTRY ON THE ND-END SIGNAL CONNECTION LEFT | 4483 | TEM | 1 | MC | 65 | 1
1PH81051JF020BA1 | SIMOTICS M COMPACT ASYNCHRONOUS MOTOR 1500RPM,7,0KW,45NM, 17,5A, 348V 1750RPM,8,0KW,44NM, 17,5A, 400V 2000RPM,9,0KW,43NM, 17,0A, 453V FORCED VENTILATION; DIRECTION OF AIR FLOW DE --> NDE; DEGREE OF PROTECTION IP55 INCREMENT. ENCODER HTL 2048 S/R (ENCODER HTL2048S/R) with TEMPERAT. SENSOR KTY84-130 DESIGN IM B5 (IMV 1,IM V3) PLAIN SHAFT WITHOUT FITTED KEY; BEARING: STANDARD WITH FIXED BEARING, VIBRATION SEVERITY GRADE: R/A, SHAFT AND FLANGE ACCURACY: R TERMINAL BOX (ABOVE) CABLE ENTRY ON THE RIGHT SIGNAL CONNECTION D-END | 4679 | TEM | 1 | MC | 65 | 1
1PH81051JF021BC1 | SIMOTICS M COMPACT ASYNCHRONOUS MOTOR 1500RPM,7,0KW,45NM, 17,5A, 348V 1750RPM,8,0KW,44NM, 17,5A, 400V 2000RPM,9,0KW,43NM, 17,0A, 453V FORCED VENTILATION; DIRECTION OF AIR FLOW DE --> NDE; DEGREE OF PROTECTION IP55 INCREMENT. ENCODER HTL 2048 S/R (ENCODER HTL2048S/R) with TEMPERAT. SENSOR KTY84-130 DESIGN IM B5 (IMV 1,IM V3) SHAFT WITH FITTED KEY FULL-KEY BALANCING BEARING: STANDARD WITH FIXED BEARING, VIBRATION SEVERITY GRADE: R/A, SHAFT AND FLANGE ACCURACY: R TERMINAL BOX (ABOVE) CABLE ENTRY ON THE ND-END SIGNAL CONNECTION LEFT | 4679 | TEM | 1 | MC | 65 | 1
1PH81051JF022BA1 | SIMOTICS M COMPACT ASYNCHRONOUS MOTOR 1500RPM,7,0KW,45NM, 17,5A, 348V 1750RPM,8,0KW,44NM, 17,5A, 400V 2000RPM,9,0KW,43NM, 17,0A, 453V FORCED VENTILATION; DIRECTION OF AIR FLOW DE --> NDE; DEGREE OF PROTECTION IP55 INCREMENT. ENCODER HTL 2048 S/R (ENCODER HTL2048S/R) with TEMPERAT. SENSOR KTY84-130 DESIGN IM B5 (IMV 1,IM V3) SHAFT WITH FITTED KEY HALF-KEY BALANCING BEARING: STANDARD WITH FIXED BEARING, VIBRATION SEVERITY GRADE: R/A, SHAFT AND FLANGE ACCURACY: R TERMINAL BOX (ABOVE) CABLE ENTRY ON THE RIGHT SIGNAL CONNECTION D-END | 4679 | TEM | 1 | MC | 65 | 1
1PH81051JF031BA1 | SIMOTICS M COMPACT ASYNCHRONOUS MOTOR 1500RPM,7,0KW,45NM, 17,5A, 348V 1750RPM,8,0KW,44NM, 17,5A, 400V 2000RPM,9,0KW,43NM, 17,0A, 453V FORCED VENTILATION; DIRECTION OF AIR FLOW DE --> NDE; DEGREE OF PROTECTION IP55 INCREMENT. ENCODER HTL 2048 S/R (ENCODER HTL2048S/R) with TEMPERAT. SENSOR KTY84-130 DESIGN IM B35 (IM V15, IM V35) SHAFT WITH FITTED KEY FULL-KEY BALANCING BEARING: STANDARD WITH FIXED BEARING, VIBRATION SEVERITY GRADE: R/A, SHAFT AND FLANGE ACCURACY: R TERMINAL BOX (ABOVE) CABLE ENTRY ON THE RIGHT SIGNAL CONNECTION D-END | 4917 | TEM | 1 | MC | 65 | 1
1PH81051JF032BA1 | SIMOTICS M COMPACT ASYNCHRONOUS MOTOR 1500RPM,7,0KW,45NM, 17,5A, 348V 1750RPM,8,0KW,44NM, 17,5A, 400V 2000RPM,9,0KW,43NM, 17,0A, 453V FORCED VENTILATION; DIRECTION OF AIR FLOW DE --> NDE; DEGREE OF PROTECTION IP55 INCREMENT. ENCODER HTL 2048 S/R (ENCODER HTL2048S/R) with TEMPERAT. SENSOR KTY84-130 DESIGN IM B35 (IM V15, IM V35) SHAFT WITH FITTED KEY HALF-KEY BALANCING BEARING: STANDARD WITH FIXED BEARING, VIBRATION SEVERITY GRADE: R/A, SHAFT AND FLANGE ACCURACY: R TERMINAL BOX (ABOVE) CABLE ENTRY ON THE RIGHT SIGNAL CONNECTION D-END | 4917 | TEM | 1 | MC | 65 | 1
1PH81051JF032BC1 | SIMOTICS M COMPACT ASYNCHRONOUS MOTOR 1500RPM,7,0KW,45NM, 17,5A, 348V 1750RPM,8,0KW,44NM, 17,5A, 400V 2000RPM,9,0KW,43NM, 17,0A, 453V FORCED VENTILATION; DIRECTION OF AIR FLOW DE --> NDE; DEGREE OF PROTECTION IP55 INCREMENT. ENCODER HTL 2048 S/R (ENCODER HTL2048S/R) with TEMPERAT. SENSOR KTY84-130 DESIGN IM B35 (IM V15, IM V35) SHAFT WITH FITTED KEY HALF-KEY BALANCING BEARING: STANDARD WITH FIXED BEARING, VIBRATION SEVERITY GRADE: R/A, SHAFT AND FLANGE ACCURACY: R TERMINAL BOX (ABOVE) CABLE ENTRY ON THE ND-END SIGNAL CONNECTION LEFT | 4917 | TEM | 1 | MC | 65 | 1
1PH81051JF100BA1 | SIMOTICS M COMPACT ASYNCHRONOUS MOTOR 1500RPM, 7KW, 45NM, 17,5A, 348V 1750RPM, 8KW, 44NM, 17,5A, 400V 2000RPM, 9KW, 43NM, 17A, 453V FORCED VENTILATION; DIRECTION OF AIR FLOW NDE --> DE; DEGREE OF PROTECTION IP55 INCREMENT. ENCODER HTL 2048 S/R (ENCODER HTL2048S/R) with TEMPERAT. SENSOR KTY84-130 DESIGN IM B3 (IM V5, IM V6) PLAIN SHAFT WITHOUT FITTED KEY; BEARING: STANDARD WITH FIXED BEARING, VIBRATION SEVERITY GRADE: R/A, SHAFT AND FLANGE ACCURACY: R TERMINAL BOX (ABOVE) CABLE ENTRY ON THE RIGHT SIGNAL CONNECTION D-END | 4483 | TEM | 1 | MC | 65 | 1
1PH81051JF100BB1 | SIMOTICS M COMPACT ASYNCHRONOUS MOTOR 1500RPM, 7KW, 45NM, 17,5A, 348V 1750RPM, 8KW, 44NM, 17,5A, 400V 2000RPM, 9KW, 43NM, 17A, 453V FORCED VENTILATION; DIRECTION OF AIR FLOW NDE --> DE; DEGREE OF PROTECTION IP55 INCREMENT. ENCODER HTL 2048 S/R (ENCODER HTL2048S/R) with TEMPERAT. SENSOR KTY84-130 DESIGN IM B3 (IM V5, IM V6) PLAIN SHAFT WITHOUT FITTED KEY; BEARING: STANDARD WITH FIXED BEARING, VIBRATION SEVERITY GRADE: R/A, SHAFT AND FLANGE ACCURACY: R TERMINAL BOX (ABOVE) CABLE ENTRY ON THE LEFT SIGNAL CONNECTION D-END | 4483 | TEM | 1 | MC | 65 | 1
1PH81051JF100BC1 | SIMOTICS M COMPACT ASYNCHRONOUS MOTOR 1500RPM, 7KW, 45NM, 17,5A, 348V 1750RPM, 8KW, 44NM, 17,5A, 400V 2000RPM, 9KW, 43NM, 17A, 453V FORCED VENTILATION; DIRECTION OF AIR FLOW NDE --> DE; DEGREE OF PROTECTION IP55 INCREMENT. ENCODER HTL 2048 S/R (ENCODER HTL2048S/R) with TEMPERAT. SENSOR KTY84-130 DESIGN IM B3 (IM V5, IM V6) PLAIN SHAFT WITHOUT FITTED KEY; BEARING: STANDARD WITH FIXED BEARING, VIBRATION SEVERITY GRADE: R/A, SHAFT AND FLANGE ACCURACY: R TERMINAL BOX (ABOVE) CABLE ENTRY ON THE ND-END SIGNAL CONNECTION LEFT | 4483 | TEM | 1 | MC | 65 | 1
1PH81051JF100CA1 | SIMOTICS M COMPACT ASYNCHRONOUS MOTOR 1500RPM, 7KW, 45NM, 17,5A, 348V 1750RPM, 8KW, 44NM, 17,5A, 400V 2000RPM, 9KW, 43NM, 17A, 453V FORCED VENTILATION; DIRECTION OF AIR FLOW NDE --> DE; DEGREE OF PROTECTION IP55 INCREMENT. ENCODER HTL 2048 S/R (ENCODER HTL2048S/R) with TEMPERAT. SENSOR KTY84-130 DESIGN IM B3 (IM V5, IM V6) PLAIN SHAFT WITHOUT FITTED KEY; BEARING: STANDARD WITH FIXED BEARING, VIBRATION SEVERITY GRADE: S/A, SHAFT AND FLANGE ACCURACY: R TERMINAL BOX (ABOVE) CABLE ENTRY ON THE RIGHT SIGNAL CONNECTION D-END | 4679 | TEM | 1 | MC | 65 | 1
1PH81051JF100CB1 | SIMOTICS M COMPACT ASYNCHRONOUS MOTOR 1500RPM, 7KW, 45NM, 17,5A, 348V 1750RPM, 8KW, 44NM, 17,5A, 400V 2000RPM, 9KW, 43NM, 17A, 453V FORCED VENTILATION; DIRECTION OF AIR FLOW NDE --> DE; DEGREE OF PROTECTION IP55 INCREMENT. ENCODER HTL 2048 S/R (ENCODER HTL2048S/R) with TEMPERAT. SENSOR KTY84-130 DESIGN IM B3 (IM V5, IM V6) PLAIN SHAFT WITHOUT FITTED KEY; BEARING: STANDARD WITH FIXED BEARING, VIBRATION SEVERITY GRADE: S/A, SHAFT AND FLANGE ACCURACY: R TERMINAL BOX (ABOVE) CABLE ENTRY ON THE LEFT SIGNAL CONNECTION D-END | 4679 | TEM | 1 | MC | 65 | 1
1PH81051JF100CC1 | SIMOTICS M COMPACT ASYNCHRONOUS MOTOR 1500RPM, 7KW, 45NM, 17,5A, 348V 1750RPM, 8KW, 44NM, 17,5A, 400V 2000RPM, 9KW, 43NM, 17A, 453V FORCED VENTILATION; DIRECTION OF AIR FLOW NDE --> DE; DEGREE OF PROTECTION IP55 INCREMENT. ENCODER HTL 2048 S/R (ENCODER HTL2048S/R) with TEMPERAT. SENSOR KTY84-130 DESIGN IM B3 (IM V5, IM V6) PLAIN SHAFT WITHOUT FITTED KEY; BEARING: STANDARD WITH FIXED BEARING, VIBRATION SEVERITY GRADE: S/A, SHAFT AND FLANGE ACCURACY: R TERMINAL BOX (ABOVE) CABLE ENTRY ON THE ND-END SIGNAL CONNECTION LEFT | 4679 | TEM | 1 | MC | 65 | 1
1PH81051JF102BA1 | SIMOTICS M COMPACT ASYNCHRONOUS MOTOR 1500RPM, 7KW, 45NM, 17,5A, 348V 1750RPM, 8KW, 44NM, 17,5A, 400V 2000RPM, 9KW, 43NM, 17A, 453V FORCED VENTILATION; DIRECTION OF AIR FLOW NDE --> DE; DEGREE OF PROTECTION IP55 INCREMENT. ENCODER HTL 2048 S/R (ENCODER HTL2048S/R) with TEMPERAT. SENSOR KTY84-130 DESIGN IM B3 (IM V5, IM V6) SHAFT WITH FITTED KEY HALF-KEY BALANCING BEARING: STANDARD WITH FIXED BEARING, VIBRATION SEVERITY GRADE: R/A, SHAFT AND FLANGE ACCURACY: R TERMINAL BOX (ABOVE) CABLE ENTRY ON THE RIGHT SIGNAL CONNECTION D-END | 4483 | TEM | 1 | MC | 65 | 1
1PH81051JF102BB1 | SIMOTICS M COMPACT ASYNCHRONOUS MOTOR 1500RPM, 7KW, 45NM, 17,5A, 348V 1750RPM, 8KW, 44NM, 17,5A, 400V 2000RPM, 9KW, 43NM, 17A, 453V FORCED VENTILATION; DIRECTION OF AIR FLOW NDE --> DE; DEGREE OF PROTECTION IP55 INCREMENT. ENCODER HTL 2048 S/R (ENCODER HTL2048S/R) with TEMPERAT. SENSOR KTY84-130 DESIGN IM B3 (IM V5, IM V6) SHAFT WITH FITTED KEY HALF-KEY BALANCING BEARING: STANDARD WITH FIXED BEARING, VIBRATION SEVERITY GRADE: R/A, SHAFT AND FLANGE ACCURACY: R TERMINAL BOX (ABOVE) CABLE ENTRY ON THE LEFT SIGNAL CONNECTION D-END | 4483 | TEM | 1 | MC | 65 | 1
1PH81051JF102BC1 | SIMOTICS M COMPACT ASYNCHRONOUS MOTOR 1500RPM, 7KW, 45NM, 17,5A, 348V 1750RPM, 8KW, 44NM, 17,5A, 400V 2000RPM, 9KW, 43NM, 17A, 453V FORCED VENTILATION; DIRECTION OF AIR FLOW NDE --> DE; DEGREE OF PROTECTION IP55 INCREMENT. ENCODER HTL 2048 S/R (ENCODER HTL2048S/R) with TEMPERAT. SENSOR KTY84-130 DESIGN IM B3 (IM V5, IM V6) SHAFT WITH FITTED KEY HALF-KEY BALANCING BEARING: STANDARD WITH FIXED BEARING, VIBRATION SEVERITY GRADE: R/A, SHAFT AND FLANGE ACCURACY: R TERMINAL BOX (ABOVE) CABLE ENTRY ON THE ND-END SIGNAL CONNECTION LEFT | 4483 | TEM | 1 | MC | 65 | 1
1PH81051JF102CA1 | SIMOTICS M COMPACT ASYNCHRONOUS MOTOR 1500RPM, 7KW, 45NM, 17,5A, 348V 1750RPM, 8KW, 44NM, 17,5A, 400V 2000RPM, 9KW, 43NM, 17A, 453V FORCED VENTILATION; DIRECTION OF AIR FLOW NDE --> DE; DEGREE OF PROTECTION IP55 INCREMENT. ENCODER HTL 2048 S/R (ENCODER HTL2048S/R) with TEMPERAT. SENSOR KTY84-130 DESIGN IM B3 (IM V5, IM V6) SHAFT WITH FITTED KEY HALF-KEY BALANCING BEARING: STANDARD WITH FIXED BEARING, VIBRATION SEVERITY GRADE: S/A, SHAFT AND FLANGE ACCURACY: R TERMINAL BOX (ABOVE) CABLE ENTRY ON THE RIGHT SIGNAL CONNECTION D-END | 4679 | TEM | 1 | MC | 65 | 1
1PH81051JF102CB1 | SIMOTICS M COMPACT ASYNCHRONOUS MOTOR 1500RPM, 7KW, 45NM, 17,5A, 348V 1750RPM, 8KW, 44NM, 17,5A, 400V 2000RPM, 9KW, 43NM, 17A, 453V FORCED VENTILATION; DIRECTION OF AIR FLOW NDE --> DE; DEGREE OF PROTECTION IP55 INCREMENT. ENCODER HTL 2048 S/R (ENCODER HTL2048S/R) with TEMPERAT. SENSOR KTY84-130 DESIGN IM B3 (IM V5, IM V6) SHAFT WITH FITTED KEY HALF-KEY BALANCING BEARING: STANDARD WITH FIXED BEARING, VIBRATION SEVERITY GRADE: S/A, SHAFT AND FLANGE ACCURACY: R TERMINAL BOX (ABOVE) CABLE ENTRY ON THE LEFT SIGNAL CONNECTION D-END | 4679 | TEM | 1 | MC | 65 | 1
1PH81051JF102CC1 | SIMOTICS M COMPACT ASYNCHRONOUS MOTOR 1500RPM, 7KW, 45NM, 17,5A, 348V 1750RPM, 8KW, 44NM, 17,5A, 400V 2000RPM, 9KW, 43NM, 17A, 453V FORCED VENTILATION; DIRECTION OF AIR FLOW NDE --> DE; DEGREE OF PROTECTION IP55 INCREMENT. ENCODER HTL 2048 S/R (ENCODER HTL2048S/R) with TEMPERAT. SENSOR KTY84-130 DESIGN IM B3 (IM V5, IM V6) SHAFT WITH FITTED KEY HALF-KEY BALANCING BEARING: STANDARD WITH FIXED BEARING, VIBRATION SEVERITY GRADE: S/A, SHAFT AND FLANGE ACCURACY: R TERMINAL BOX (ABOVE) CABLE ENTRY ON THE ND-END SIGNAL CONNECTION LEFT | 4679 | TEM | 1 | MC | 65 | 1
1PH81051JF120BA1 | SIMOTICS M COMPACT ASYNCHRONOUS MOTOR 1500RPM, 7KW, 45NM, 17,5A, 348V 1750RPM, 8KW, 44NM, 17,5A, 400V 2000RPM, 9KW, 43NM, 17A, 453V FORCED VENTILATION; DIRECTION OF AIR FLOW NDE --> DE; DEGREE OF PROTECTION IP55 INCREMENT. ENCODER HTL 2048 S/R (ENCODER HTL2048S/R) with TEMPERAT. SENSOR KTY84-130 DESIGN IM B5 (IMV 1,IM V3) PLAIN SHAFT WITHOUT FITTED KEY; BEARING: STANDARD WITH FIXED BEARING, VIBRATION SEVERITY GRADE: R/A, SHAFT AND FLANGE ACCURACY: R TERMINAL BOX (ABOVE) CABLE ENTRY ON THE RIGHT SIGNAL CONNECTION D-END | 4679 | TEM | 1 | MC | 65 | 1
1PH81051JF120BB1 | SIMOTICS M COMPACT ASYNCHRONOUS MOTOR 1500RPM, 7KW, 45NM, 17,5A, 348V 1750RPM, 8KW, 44NM, 17,5A, 400V 2000RPM, 9KW, 43NM, 17A, 453V FORCED VENTILATION; DIRECTION OF AIR FLOW NDE --> DE; DEGREE OF PROTECTION IP55 INCREMENT. ENCODER HTL 2048 S/R (ENCODER HTL2048S/R) with TEMPERAT. SENSOR KTY84-130 DESIGN IM B5 (IMV 1,IM V3) PLAIN SHAFT WITHOUT FITTED KEY; BEARING: STANDARD WITH FIXED BEARING, VIBRATION SEVERITY GRADE: R/A, SHAFT AND FLANGE ACCURACY: R TERMINAL BOX (ABOVE) CABLE ENTRY ON THE LEFT SIGNAL CONNECTION D-END | 4679 | TEM | 1 | MC | 65 | 1
1PH81051JF120BC1 | SIMOTICS M COMPACT ASYNCHRONOUS MOTOR 1500RPM, 7KW, 45NM, 17,5A, 348V 1750RPM, 8KW, 44NM, 17,5A, 400V 2000RPM, 9KW, 43NM, 17A, 453V FORCED VENTILATION; DIRECTION OF AIR FLOW NDE --> DE; DEGREE OF PROTECTION IP55 INCREMENT. ENCODER HTL 2048 S/R (ENCODER HTL2048S/R) with TEMPERAT. SENSOR KTY84-130 DESIGN IM B5 (IMV 1,IM V3) PLAIN SHAFT WITHOUT FITTED KEY; BEARING: STANDARD WITH FIXED BEARING, VIBRATION SEVERITY GRADE: R/A, SHAFT AND FLANGE ACCURACY: R TERMINAL BOX (ABOVE) CABLE ENTRY ON THE ND-END SIGNAL CONNECTION LEFT | 4679 | TEM | 1 | MC | 65 | 1
1PH81051JF120CA1 | SIMOTICS M COMPACT ASYNCHRONOUS MOTOR 1500RPM, 7KW, 45NM, 17,5A, 348V 1750RPM, 8KW, 44NM, 17,5A, 400V 2000RPM, 9KW, 43NM, 17A, 453V FORCED VENTILATION; DIRECTION OF AIR FLOW NDE --> DE; DEGREE OF PROTECTION IP55 INCREMENT. ENCODER HTL 2048 S/R (ENCODER HTL2048S/R) with TEMPERAT. SENSOR KTY84-130 DESIGN IM B5 (IMV 1,IM V3) PLAIN SHAFT WITHOUT FITTED KEY; BEARING: STANDARD WITH FIXED BEARING, VIBRATION SEVERITY GRADE: S/A, SHAFT AND FLANGE ACCURACY: R TERMINAL BOX (ABOVE) CABLE ENTRY ON THE RIGHT SIGNAL CONNECTION D-END | 4874 | TEM | 1 | MC | 65 | 1
1PH81051JF120CB1 | SIMOTICS M COMPACT ASYNCHRONOUS MOTOR 1500RPM, 7KW, 45NM, 17,5A, 348V 1750RPM, 8KW, 44NM, 17,5A, 400V 2000RPM, 9KW, 43NM, 17A, 453V FORCED VENTILATION; DIRECTION OF AIR FLOW NDE --> DE; DEGREE OF PROTECTION IP55 INCREMENT. ENCODER HTL 2048 S/R (ENCODER HTL2048S/R) with TEMPERAT. SENSOR KTY84-130 DESIGN IM B5 (IMV 1,IM V3) PLAIN SHAFT WITHOUT FITTED KEY; BEARING: STANDARD WITH FIXED BEARING, VIBRATION SEVERITY GRADE: S/A, SHAFT AND FLANGE ACCURACY: R TERMINAL BOX (ABOVE) CABLE ENTRY ON THE LEFT SIGNAL CONNECTION D-END | 4874 | TEM | 1 | MC | 65 | 1
1PH81051JF120CC1 | SIMOTICS M COMPACT ASYNCHRONOUS MOTOR 1500RPM, 7KW, 45NM, 17,5A, 348V 1750RPM, 8KW, 44NM, 17,5A, 400V 2000RPM, 9KW, 43NM, 17A, 453V FORCED VENTILATION; DIRECTION OF AIR FLOW NDE --> DE; DEGREE OF PROTECTION IP55 INCREMENT. ENCODER HTL 2048 S/R (ENCODER HTL2048S/R) with TEMPERAT. SENSOR KTY84-130 DESIGN IM B5 (IMV 1,IM V3) PLAIN SHAFT WITHOUT FITTED KEY; BEARING: STANDARD WITH FIXED BEARING, VIBRATION SEVERITY GRADE: S/A, SHAFT AND FLANGE ACCURACY: R TERMINAL BOX (ABOVE) CABLE ENTRY ON THE ND-END SIGNAL CONNECTION LEFT | 4874 | TEM | 1 | MC | 65 | 1
1PH81051JF122BA1 | SIMOTICS M COMPACT ASYNCHRONOUS MOTOR 1500RPM, 7KW, 45NM, 17,5A, 348V 1750RPM, 8KW, 44NM, 17,5A, 400V 2000RPM, 9KW, 43NM, 17A, 453V FORCED VENTILATION; DIRECTION OF AIR FLOW NDE --> DE; DEGREE OF PROTECTION IP55 INCREMENT. ENCODER HTL 2048 S/R (ENCODER HTL2048S/R) with TEMPERAT. SENSOR KTY84-130 DESIGN IM B5 (IMV 1,IM V3) SHAFT WITH FITTED KEY HALF-KEY BALANCING BEARING: STANDARD WITH FIXED BEARING, VIBRATION SEVERITY GRADE: R/A, SHAFT AND FLANGE ACCURACY: R TERMINAL BOX (ABOVE) CABLE ENTRY ON THE RIGHT SIGNAL CONNECTION D-END | 4679 | TEM | 1 | MC | 65 | 1
1PH81051JF122BB1 | SIMOTICS M COMPACT ASYNCHRONOUS MOTOR 1500RPM, 7KW, 45NM, 17,5A, 348V 1750RPM, 8KW, 44NM, 17,5A, 400V 2000RPM, 9KW, 43NM, 17A, 453V FORCED VENTILATION; DIRECTION OF AIR FLOW NDE --> DE; DEGREE OF PROTECTION IP55 INCREMENT. ENCODER HTL 2048 S/R (ENCODER HTL2048S/R) with TEMPERAT. SENSOR KTY84-130 DESIGN IM B5 (IMV 1,IM V3) SHAFT WITH FITTED KEY HALF-KEY BALANCING BEARING: STANDARD WITH FIXED BEARING, VIBRATION SEVERITY GRADE: R/A, SHAFT AND FLANGE ACCURACY: R TERMINAL BOX (ABOVE) CABLE ENTRY ON THE LEFT SIGNAL CONNECTION D-END | 4679 | TEM | 1 | MC | 65 | 1
1PH81051JF122BC1 | SIMOTICS M COMPACT ASYNCHRONOUS MOTOR 1500RPM, 7KW, 45NM, 17,5A, 348V 1750RPM, 8KW, 44NM, 17,5A, 400V 2000RPM, 9KW, 43NM, 17A, 453V FORCED VENTILATION; DIRECTION OF AIR FLOW NDE --> DE; DEGREE OF PROTECTION IP55 INCREMENT. ENCODER HTL 2048 S/R (ENCODER HTL2048S/R) with TEMPERAT. SENSOR KTY84-130 DESIGN IM B5 (IMV 1,IM V3) SHAFT WITH FITTED KEY HALF-KEY BALANCING BEARING: STANDARD WITH FIXED BEARING, VIBRATION SEVERITY GRADE: R/A, SHAFT AND FLANGE ACCURACY: R TERMINAL BOX (ABOVE) CABLE ENTRY ON THE ND-END SIGNAL CONNECTION LEFT | 4679 | TEM | 1 | MC | 65 | 1
1PH81051JF122CA1 | SIMOTICS M COMPACT ASYNCHRONOUS MOTOR 1500RPM, 7KW, 45NM, 17,5A, 348V 1750RPM, 8KW, 44NM, 17,5A, 400V 2000RPM, 9KW, 43NM, 17A, 453V FORCED VENTILATION; DIRECTION OF AIR FLOW NDE --> DE; DEGREE OF PROTECTION IP55 INCREMENT. ENCODER HTL 2048 S/R (ENCODER HTL2048S/R) with TEMPERAT. SENSOR KTY84-130 DESIGN IM B5 (IMV 1,IM V3) SHAFT WITH FITTED KEY HALF-KEY BALANCING BEARING: STANDARD WITH FIXED BEARING, VIBRATION SEVERITY GRADE: S/A, SHAFT AND FLANGE ACCURACY: R TERMINAL BOX (ABOVE) CABLE ENTRY ON THE RIGHT SIGNAL CONNECTION D-END | 4874 | TEM | 1 | MC | 65 | 1
1PH81051JF122CB1 | SIMOTICS M COMPACT ASYNCHRONOUS MOTOR 1500RPM, 7KW, 45NM, 17,5A, 348V 1750RPM, 8KW, 44NM, 17,5A, 400V 2000RPM, 9KW, 43NM, 17A, 453V FORCED VENTILATION; DIRECTION OF AIR FLOW NDE --> DE; DEGREE OF PROTECTION IP55 INCREMENT. ENCODER HTL 2048 S/R (ENCODER HTL2048S/R) with TEMPERAT. SENSOR KTY84-130 DESIGN IM B5 (IMV 1,IM V3) SHAFT WITH FITTED KEY HALF-KEY BALANCING BEARING: STANDARD WITH FIXED BEARING, VIBRATION SEVERITY GRADE: S/A, SHAFT AND FLANGE ACCURACY: R TERMINAL BOX (ABOVE) CABLE ENTRY ON THE LEFT SIGNAL CONNECTION D-END | 4874 | TEM | 1 | MC | 65 | 1
1PH81051JF122CC1 | SIMOTICS M COMPACT ASYNCHRONOUS MOTOR 1500RPM, 7KW, 45NM, 17,5A, 348V 1750RPM, 8KW, 44NM, 17,5A, 400V 2000RPM, 9KW, 43NM, 17A, 453V FORCED VENTILATION; DIRECTION OF AIR FLOW NDE --> DE; DEGREE OF PROTECTION IP55 INCREMENT. ENCODER HTL 2048 S/R (ENCODER HTL2048S/R) with TEMPERAT. SENSOR KTY84-130 DESIGN IM B5 (IMV 1,IM V3) SHAFT WITH FITTED KEY HALF-KEY BALANCING BEARING: STANDARD WITH FIXED BEARING, VIBRATION SEVERITY GRADE: S/A, SHAFT AND FLANGE ACCURACY: R TERMINAL BOX (ABOVE) CABLE ENTRY ON THE ND-END SIGNAL CONNECTION LEFT | 4874 | TEM | 1 | MC | 65 | 1
1PH81051JF130BA1 | SIMOTICS M COMPACT ASYNCHRONOUS MOTOR 1500RPM, 7KW, 45NM, 17,5A, 348V 1750RPM, 8KW, 44NM, 17,5A, 400V 2000RPM, 9KW, 43NM, 17A, 453V FORCED VENTILATION; DIRECTION OF AIR FLOW NDE --> DE; DEGREE OF PROTECTION IP55 INCREMENT. ENCODER HTL 2048 S/R (ENCODER HTL2048S/R) with TEMPERAT. SENSOR KTY84-130 DESIGN IM B35 (IM V15, IM V35) PLAIN SHAFT WITHOUT FITTED KEY; BEARING: STANDARD WITH FIXED BEARING, VIBRATION SEVERITY GRADE: R/A, SHAFT AND FLANGE ACCURACY: R TERMINAL BOX (ABOVE) CABLE ENTRY ON THE RIGHT SIGNAL CONNECTION D-END | 4917 | TEM | 1 | MC | 65 | 1
1PH81051JF130BB1 | SIMOTICS M COMPACT ASYNCHRONOUS MOTOR 1500RPM, 7KW, 45NM, 17,5A, 348V 1750RPM, 8KW, 44NM, 17,5A, 400V 2000RPM, 9KW, 43NM, 17A, 453V FORCED VENTILATION; DIRECTION OF AIR FLOW NDE --> DE; DEGREE OF PROTECTION IP55 INCREMENT. ENCODER HTL 2048 S/R (ENCODER HTL2048S/R) with TEMPERAT. SENSOR KTY84-130 DESIGN IM B35 (IM V15, IM V35) PLAIN SHAFT WITHOUT FITTED KEY; BEARING: STANDARD WITH FIXED BEARING, VIBRATION SEVERITY GRADE: R/A, SHAFT AND FLANGE ACCURACY: R TERMINAL BOX (ABOVE) CABLE ENTRY ON THE LEFT SIGNAL CONNECTION D-END | 4917 | TEM | 1 | MC | 65 | 1
1PH81051JF130BC1 | SIMOTICS M COMPACT ASYNCHRONOUS MOTOR 1500RPM, 7KW, 45NM, 17,5A, 348V 1750RPM, 8KW, 44NM, 17,5A, 400V 2000RPM, 9KW, 43NM, 17A, 453V FORCED VENTILATION; DIRECTION OF AIR FLOW NDE --> DE; DEGREE OF PROTECTION IP55 INCREMENT. ENCODER HTL 2048 S/R (ENCODER HTL2048S/R) with TEMPERAT. SENSOR KTY84-130 DESIGN IM B35 (IM V15, IM V35) PLAIN SHAFT WITHOUT FITTED KEY; BEARING: STANDARD WITH FIXED BEARING, VIBRATION SEVERITY GRADE: R/A, SHAFT AND FLANGE ACCURACY: R TERMINAL BOX (ABOVE) CABLE ENTRY ON THE ND-END SIGNAL CONNECTION LEFT | 4917 | TEM | 1 | MC | 65 | 1
1PH81051JF130CA1 | SIMOTICS M COMPACT ASYNCHRONOUS MOTOR 1500RPM, 7KW, 45NM, 17,5A, 348V 1750RPM, 8KW, 44NM, 17,5A, 400V 2000RPM, 9KW, 43NM, 17A, 453V FORCED VENTILATION; DIRECTION OF AIR FLOW NDE --> DE; DEGREE OF PROTECTION IP55 INCREMENT. ENCODER HTL 2048 S/R (ENCODER HTL2048S/R) with TEMPERAT. SENSOR KTY84-130 DESIGN IM B35 (IM V15, IM V35) PLAIN SHAFT WITHOUT FITTED KEY; BEARING: STANDARD WITH FIXED BEARING, VIBRATION SEVERITY GRADE: S/A, SHAFT AND FLANGE ACCURACY: R TERMINAL BOX (ABOVE) CABLE ENTRY ON THE RIGHT SIGNAL CONNECTION D-END | 5112 | TEM | 1 | MC | 65 | 1
1PH81051JF130CB1 | SIMOTICS M COMPACT ASYNCHRONOUS MOTOR 1500RPM, 7KW, 45NM, 17,5A, 348V 1750RPM, 8KW, 44NM, 17,5A, 400V 2000RPM, 9KW, 43NM, 17A, 453V FORCED VENTILATION; DIRECTION OF AIR FLOW NDE --> DE; DEGREE OF PROTECTION IP55 INCREMENT. ENCODER HTL 2048 S/R (ENCODER HTL2048S/R) with TEMPERAT. SENSOR KTY84-130 DESIGN IM B35 (IM V15, IM V35) PLAIN SHAFT WITHOUT FITTED KEY; BEARING: STANDARD WITH FIXED BEARING, VIBRATION SEVERITY GRADE: S/A, SHAFT AND FLANGE ACCURACY: R TERMINAL BOX (ABOVE) CABLE ENTRY ON THE LEFT SIGNAL CONNECTION D-END | 5112 | TEM | 1 | MC | 65 | 1
1PH81051JF130CC1 | SIMOTICS M COMPACT ASYNCHRONOUS MOTOR 1500RPM, 7KW, 45NM, 17,5A, 348V 1750RPM, 8KW, 44NM, 17,5A, 400V 2000RPM, 9KW, 43NM, 17A, 453V FORCED VENTILATION; DIRECTION OF AIR FLOW NDE --> DE; DEGREE OF PROTECTION IP55 INCREMENT. ENCODER HTL 2048 S/R (ENCODER HTL2048S/R) with TEMPERAT. SENSOR KTY84-130 DESIGN IM B35 (IM V15, IM V35) PLAIN SHAFT WITHOUT FITTED KEY; BEARING: STANDARD WITH FIXED BEARING, VIBRATION SEVERITY GRADE: S/A, SHAFT AND FLANGE ACCURACY: R TERMINAL BOX (ABOVE) CABLE ENTRY ON THE ND-END SIGNAL CONNECTION LEFT | 5112 | TEM | 1 | MC | 65 | 1
1PH81051JF132BA1 | SIMOTICS M COMPACT ASYNCHRONOUS MOTOR 1500RPM, 7KW, 45NM, 17,5A, 348V 1750RPM, 8KW, 44NM, 17,5A, 400V 2000RPM, 9KW, 43NM, 17A, 453V FORCED VENTILATION; DIRECTION OF AIR FLOW NDE --> DE; DEGREE OF PROTECTION IP55 INCREMENT. ENCODER HTL 2048 S/R (ENCODER HTL2048S/R) with TEMPERAT. SENSOR KTY84-130 DESIGN IM B35 (IM V15, IM V35) SHAFT WITH FITTED KEY HALF-KEY BALANCING BEARING: STANDARD WITH FIXED BEARING, VIBRATION SEVERITY GRADE: R/A, SHAFT AND FLANGE ACCURACY: R TERMINAL BOX (ABOVE) CABLE ENTRY ON THE RIGHT SIGNAL CONNECTION D-END | 4917 | TEM | 1 | MC | 65 | 1
1PH81051JF132BB1 | SIMOTICS M COMPACT ASYNCHRONOUS MOTOR 1500RPM, 7KW, 45NM, 17,5A, 348V 1750RPM, 8KW, 44NM, 17,5A, 400V 2000RPM, 9KW, 43NM, 17A, 453V FORCED VENTILATION; DIRECTION OF AIR FLOW NDE --> DE; DEGREE OF PROTECTION IP55 INCREMENT. ENCODER HTL 2048 S/R (ENCODER HTL2048S/R) with TEMPERAT. SENSOR KTY84-130 DESIGN IM B35 (IM V15, IM V35) SHAFT WITH FITTED KEY HALF-KEY BALANCING BEARING: STANDARD WITH FIXED BEARING, VIBRATION SEVERITY GRADE: R/A, SHAFT AND FLANGE ACCURACY: R TERMINAL BOX (ABOVE) CABLE ENTRY ON THE LEFT SIGNAL CONNECTION D-END | 4917 | TEM | 1 | MC | 65 | 1
1PH81051JF132BC1 | SIMOTICS M COMPACT ASYNCHRONOUS MOTOR 1500RPM, 7KW, 45NM, 17,5A, 348V 1750RPM, 8KW, 44NM, 17,5A, 400V 2000RPM, 9KW, 43NM, 17A, 453V FORCED VENTILATION; DIRECTION OF AIR FLOW NDE --> DE; DEGREE OF PROTECTION IP55 INCREMENT. ENCODER HTL 2048 S/R (ENCODER HTL2048S/R) with TEMPERAT. SENSOR KTY84-130 DESIGN IM B35 (IM V15, IM V35) SHAFT WITH FITTED KEY HALF-KEY BALANCING BEARING: STANDARD WITH FIXED BEARING, VIBRATION SEVERITY GRADE: R/A, SHAFT AND FLANGE ACCURACY: R TERMINAL BOX (ABOVE) CABLE ENTRY ON THE ND-END SIGNAL CONNECTION LEFT | 4917 | TEM | 1 | MC | 65 | 1
1PH81051JF132CA1 | SIMOTICS M COMPACT ASYNCHRONOUS MOTOR 1500RPM, 7KW, 45NM, 17,5A, 348V 1750RPM, 8KW, 44NM, 17,5A, 400V 2000RPM, 9KW, 43NM, 17A, 453V FORCED VENTILATION; DIRECTION OF AIR FLOW NDE --> DE; DEGREE OF PROTECTION IP55 INCREMENT. ENCODER HTL 2048 S/R (ENCODER HTL2048S/R) with TEMPERAT. SENSOR KTY84-130 DESIGN IM B35 (IM V15, IM V35) SHAFT WITH FITTED KEY HALF-KEY BALANCING BEARING: STANDARD WITH FIXED BEARING, VIBRATION SEVERITY GRADE: S/A, SHAFT AND FLANGE ACCURACY: R TERMINAL BOX (ABOVE) CABLE ENTRY ON THE RIGHT SIGNAL CONNECTION D-END | 5112 | TEM | 1 | MC | 65 | 1
1PH81051JF132CB1 | SIMOTICS M COMPACT ASYNCHRONOUS MOTOR 1500RPM, 7KW, 45NM, 17,5A, 348V 1750RPM, 8KW, 44NM, 17,5A, 400V 2000RPM, 9KW, 43NM, 17A, 453V FORCED VENTILATION; DIRECTION OF AIR FLOW NDE --> DE; DEGREE OF PROTECTION IP55 INCREMENT. ENCODER HTL 2048 S/R (ENCODER HTL2048S/R) with TEMPERAT. SENSOR KTY84-130 DESIGN IM B35 (IM V15, IM V35) SHAFT WITH FITTED KEY HALF-KEY BALANCING BEARING: STANDARD WITH FIXED BEARING, VIBRATION SEVERITY GRADE: S/A, SHAFT AND FLANGE ACCURACY: R TERMINAL BOX (ABOVE) CABLE ENTRY ON THE LEFT SIGNAL CONNECTION D-END | 5112 | TEM | 1 | MC | 65 | 1
1PH81051JF132CC1 | SIMOTICS M COMPACT ASYNCHRONOUS MOTOR 1500RPM, 7KW, 45NM, 17,5A, 348V 1750RPM, 8KW, 44NM, 17,5A, 400V 2000RPM, 9KW, 43NM, 17A, 453V FORCED VENTILATION; DIRECTION OF AIR FLOW NDE --> DE; DEGREE OF PROTECTION IP55 INCREMENT. ENCODER HTL 2048 S/R (ENCODER HTL2048S/R) with TEMPERAT. SENSOR KTY84-130 DESIGN IM B35 (IM V15, IM V35) SHAFT WITH FITTED KEY HALF-KEY BALANCING BEARING: STANDARD WITH FIXED BEARING, VIBRATION SEVERITY GRADE: S/A, SHAFT AND FLANGE ACCURACY: R TERMINAL BOX (ABOVE) CABLE ENTRY ON THE ND-END SIGNAL CONNECTION LEFT | 5112 | TEM | 1 | MC | 65 | 1
1PH81051JF200BA1 | SIMOTICS M COMPACT ASYNCHRONOUS MOTOR 1500RPM, 11KW,70NM, 28,5A, 340V 1750RPM, 12,5KW,68NM,28,5A,380V 2000RPM, 14KW,67NM, 27,5A, 426V WATER COOLING DEGREE OF PROTECTION IP65 INCREMENT. ENCODER HTL 2048 S/R (ENCODER HTL2048S/R) with TEMPERAT. SENSOR KTY84-130 DESIGN IM B3 (IM V5, IM V6) PLAIN SHAFT WITHOUT FITTED KEY; BEARING: STANDARD WITH FIXED BEARING, VIBRATION SEVERITY GRADE: R/A, SHAFT AND FLANGE ACCURACY: R TERMINAL BOX (ABOVE) CABLE ENTRY ON THE RIGHT SIGNAL CONNECTION D-END | 5010 | TEM | 1 | MC | 74 | 1
1PH81051JF200BB1 | SIMOTICS M COMPACT ASYNCHRONOUS MOTOR 1500RPM, 11KW,70NM, 28,5A, 340V 1750RPM, 12,5KW,68NM,28,5A,380V 2000RPM, 14KW,67NM, 27,5A, 426V WATER COOLING DEGREE OF PROTECTION IP65 INCREMENT. ENCODER HTL 2048 S/R (ENCODER HTL2048S/R) with TEMPERAT. SENSOR KTY84-130 DESIGN IM B3 (IM V5, IM V6) PLAIN SHAFT WITHOUT FITTED KEY; BEARING: STANDARD WITH FIXED BEARING, VIBRATION SEVERITY GRADE: R/A, SHAFT AND FLANGE ACCURACY: R TERMINAL BOX (ABOVE) CABLE ENTRY ON THE LEFT SIGNAL CONNECTION D-END | 5010 | TEM | 1 | MC | 74 | 1
1PH81051JF200BC1 | SIMOTICS M COMPACT ASYNCHRONOUS MOTOR 1500RPM, 11KW,70NM, 28,5A, 340V 1750RPM, 12,5KW,68NM,28,5A,380V 2000RPM, 14KW,67NM, 27,5A, 426V WATER COOLING DEGREE OF PROTECTION IP65 INCREMENT. ENCODER HTL 2048 S/R (ENCODER HTL2048S/R) with TEMPERAT. SENSOR KTY84-130 DESIGN IM B3 (IM V5, IM V6) PLAIN SHAFT WITHOUT FITTED KEY; BEARING: STANDARD WITH FIXED BEARING, VIBRATION SEVERITY GRADE: R/A, SHAFT AND FLANGE ACCURACY: R TERMINAL BOX (ABOVE) CABLE ENTRY ON THE ND-END SIGNAL CONNECTION LEFT | 5010 | TEM | 1 | MC | 74 | 1
1PH81051JF200CA1 | SIMOTICS M COMPACT ASYNCHRONOUS MOTOR 1500RPM, 11KW,70NM, 28,5A, 340V 1750RPM, 12,5KW,68NM,28,5A,380V 2000RPM, 14KW,67NM, 27,5A, 426V WATER COOLING DEGREE OF PROTECTION IP65 INCREMENT. ENCODER HTL 2048 S/R (ENCODER HTL2048S/R) with TEMPERAT. SENSOR KTY84-130 DESIGN IM B3 (IM V5, IM V6) PLAIN SHAFT WITHOUT FITTED KEY; BEARING: STANDARD WITH FIXED BEARING, VIBRATION SEVERITY GRADE: S/A, SHAFT AND FLANGE ACCURACY: R TERMINAL BOX (ABOVE) CABLE ENTRY ON THE RIGHT SIGNAL CONNECTION D-END | 5206 | TEM | 1 | MC | 74 | 1
1PH81051JF200CB1 | SIMOTICS M COMPACT ASYNCHRONOUS MOTOR 1500RPM, 11KW,70NM, 28,5A, 340V 1750RPM, 12,5KW,68NM,28,5A,380V 2000RPM, 14KW,67NM, 27,5A, 426V WATER COOLING DEGREE OF PROTECTION IP65 INCREMENT. ENCODER HTL 2048 S/R (ENCODER HTL2048S/R) with TEMPERAT. SENSOR KTY84-130 DESIGN IM B3 (IM V5, IM V6) PLAIN SHAFT WITHOUT FITTED KEY; BEARING: STANDARD WITH FIXED BEARING, VIBRATION SEVERITY GRADE: S/A, SHAFT AND FLANGE ACCURACY: R TERMINAL BOX (ABOVE) CABLE ENTRY ON THE LEFT SIGNAL CONNECTION D-END | 5206 | TEM | 1 | MC | 74 | 1
1PH81051JF200CC1 | SIMOTICS M COMPACT ASYNCHRONOUS MOTOR 1500RPM, 11KW,70NM, 28,5A, 340V 1750RPM, 12,5KW,68NM,28,5A,380V 2000RPM, 14KW,67NM, 27,5A, 426V WATER COOLING DEGREE OF PROTECTION IP65 INCREMENT. ENCODER HTL 2048 S/R (ENCODER HTL2048S/R) with TEMPERAT. SENSOR KTY84-130 DESIGN IM B3 (IM V5, IM V6) PLAIN SHAFT WITHOUT FITTED KEY; BEARING: STANDARD WITH FIXED BEARING, VIBRATION SEVERITY GRADE: S/A, SHAFT AND FLANGE ACCURACY: R TERMINAL BOX (ABOVE) CABLE ENTRY ON THE ND-END SIGNAL CONNECTION LEFT | 5206 | TEM | 1 | MC | 74 | 1
1PH81051JF202BA1 | SIMOTICS M COMPACT ASYNCHRONOUS MOTOR 1500RPM, 11KW,70NM, 28,5A, 340V 1750RPM, 12,5KW,68NM,28,5A,380V 2000RPM, 14KW,67NM, 27,5A, 426V WATER COOLING DEGREE OF PROTECTION IP65 INCREMENT. ENCODER HTL 2048 S/R (ENCODER HTL2048S/R) with TEMPERAT. SENSOR KTY84-130 DESIGN IM B3 (IM V5, IM V6) SHAFT WITH FITTED KEY HALF-KEY BALANCING BEARING: STANDARD WITH FIXED BEARING, VIBRATION SEVERITY GRADE: R/A, SHAFT AND FLANGE ACCURACY: R TERMINAL BOX (ABOVE) CABLE ENTRY ON THE RIGHT SIGNAL CONNECTION D-END | 5010 | TEM | 1 | MC | 74 | 1
1PH81051JF202BB1 | SIMOTICS M COMPACT ASYNCHRONOUS MOTOR 1500RPM, 11KW,70NM, 28,5A, 340V 1750RPM, 12,5KW,68NM,28,5A,380V 2000RPM, 14KW,67NM, 27,5A, 426V WATER COOLING DEGREE OF PROTECTION IP65 INCREMENT. ENCODER HTL 2048 S/R (ENCODER HTL2048S/R) with TEMPERAT. SENSOR KTY84-130 DESIGN IM B3 (IM V5, IM V6) SHAFT WITH FITTED KEY HALF-KEY BALANCING BEARING: STANDARD WITH FIXED BEARING, VIBRATION SEVERITY GRADE: R/A, SHAFT AND FLANGE ACCURACY: R TERMINAL BOX (ABOVE) CABLE ENTRY ON THE LEFT SIGNAL CONNECTION D-END | 5010 | TEM | 1 | MC | 74 | 1
1PH81051JF202BC1 | SIMOTICS M COMPACT ASYNCHRONOUS MOTOR 1500RPM, 11KW,70NM, 28,5A, 340V 1750RPM, 12,5KW,68NM,28,5A,380V 2000RPM, 14KW,67NM, 27,5A, 426V WATER COOLING DEGREE OF PROTECTION IP65 INCREMENT. ENCODER HTL 2048 S/R (ENCODER HTL2048S/R) with TEMPERAT. SENSOR KTY84-130 DESIGN IM B3 (IM V5, IM V6) SHAFT WITH FITTED KEY HALF-KEY BALANCING BEARING: STANDARD WITH FIXED BEARING, VIBRATION SEVERITY GRADE: R/A, SHAFT AND FLANGE ACCURACY: R TERMINAL BOX (ABOVE) CABLE ENTRY ON THE ND-END SIGNAL CONNECTION LEFT | 5010 | TEM | 1 | MC | 74 | 1
1PH81051JF202CA1 | SIMOTICS M COMPACT ASYNCHRONOUS MOTOR 1500RPM, 11KW,70NM, 28,5A, 340V 1750RPM, 12,5KW,68NM,28,5A,380V 2000RPM, 14KW,67NM, 27,5A, 426V WATER COOLING DEGREE OF PROTECTION IP65 INCREMENT. ENCODER HTL 2048 S/R (ENCODER HTL2048S/R) with TEMPERAT. SENSOR KTY84-130 DESIGN IM B3 (IM V5, IM V6) SHAFT WITH FITTED KEY HALF-KEY BALANCING BEARING: STANDARD WITH FIXED BEARING, VIBRATION SEVERITY GRADE: S/A, SHAFT AND FLANGE ACCURACY: R TERMINAL BOX (ABOVE) CABLE ENTRY ON THE RIGHT SIGNAL CONNECTION D-END | 5206 | TEM | 1 | MC | 74 | 1
1PH81051JF202CB1 | SIMOTICS M COMPACT ASYNCHRONOUS MOTOR 1500RPM, 11KW,70NM, 28,5A, 340V 1750RPM, 12,5KW,68NM,28,5A,380V 2000RPM, 14KW,67NM, 27,5A, 426V WATER COOLING DEGREE OF PROTECTION IP65 INCREMENT. ENCODER HTL 2048 S/R (ENCODER HTL2048S/R) with TEMPERAT. SENSOR KTY84-130 DESIGN IM B3 (IM V5, IM V6) SHAFT WITH FITTED KEY HALF-KEY BALANCING BEARING: STANDARD WITH FIXED BEARING, VIBRATION SEVERITY GRADE: S/A, SHAFT AND FLANGE ACCURACY: R TERMINAL BOX (ABOVE) CABLE ENTRY ON THE LEFT SIGNAL CONNECTION D-END | 5206 | TEM | 1 | MC | 74 | 1
1PH81051JF202CC1 | SIMOTICS M COMPACT ASYNCHRONOUS MOTOR 1500RPM, 11KW,70NM, 28,5A, 340V 1750RPM, 12,5KW,68NM,28,5A,380V 2000RPM, 14KW,67NM, 27,5A, 426V WATER COOLING DEGREE OF PROTECTION IP65 INCREMENT. ENCODER HTL 2048 S/R (ENCODER HTL2048S/R) with TEMPERAT. SENSOR KTY84-130 DESIGN IM B3 (IM V5, IM V6) SHAFT WITH FITTED KEY HALF-KEY BALANCING BEARING: STANDARD WITH FIXED BEARING, VIBRATION SEVERITY GRADE: S/A, SHAFT AND FLANGE ACCURACY: R TERMINAL BOX (ABOVE) CABLE ENTRY ON THE ND-END SIGNAL CONNECTION LEFT | 5206 | TEM | 1 | MC | 74 | 1
1PH81051JF220BA1 | SIMOTICS M COMPACT ASYNCHRONOUS MOTOR 1500RPM, 11KW,70NM, 28,5A, 340V 1750RPM, 12,5KW,68NM,28,5A,380V 2000RPM, 14KW,67NM, 27,5A, 426V WATER COOLING DEGREE OF PROTECTION IP65 INCREMENT. ENCODER HTL 2048 S/R (ENCODER HTL2048S/R) with TEMPERAT. SENSOR KTY84-130 DESIGN IM B5 (IMV 1,IM V3) PLAIN SHAFT WITHOUT FITTED KEY; BEARING: STANDARD WITH FIXED BEARING, VIBRATION SEVERITY GRADE: R/A, SHAFT AND FLANGE ACCURACY: R TERMINAL BOX (ABOVE) CABLE ENTRY ON THE RIGHT SIGNAL CONNECTION D-END | 5206 | TEM | 1 | MC | 74 | 1
1PH81051JF220BB1 | SIMOTICS M COMPACT ASYNCHRONOUS MOTOR 1500RPM, 11KW,70NM, 28,5A, 340V 1750RPM, 12,5KW,68NM,28,5A,380V 2000RPM, 14KW,67NM, 27,5A, 426V WATER COOLING DEGREE OF PROTECTION IP65 INCREMENT. ENCODER HTL 2048 S/R (ENCODER HTL2048S/R) with TEMPERAT. SENSOR KTY84-130 DESIGN IM B5 (IMV 1,IM V3) PLAIN SHAFT WITHOUT FITTED KEY; BEARING: STANDARD WITH FIXED BEARING, VIBRATION SEVERITY GRADE: R/A, SHAFT AND FLANGE ACCURACY: R TERMINAL BOX (ABOVE) CABLE ENTRY ON THE LEFT SIGNAL CONNECTION D-END | 5206 | TEM | 1 | MC | 74 | 1
1PH81051JF220BC1 | SIMOTICS M COMPACT ASYNCHRONOUS MOTOR 1500RPM, 11KW,70NM, 28,5A, 340V 1750RPM, 12,5KW,68NM,28,5A,380V 2000RPM, 14KW,67NM, 27,5A, 426V WATER COOLING DEGREE OF PROTECTION IP65 INCREMENT. ENCODER HTL 2048 S/R (ENCODER HTL2048S/R) with TEMPERAT. SENSOR KTY84-130 DESIGN IM B5 (IMV 1,IM V3) PLAIN SHAFT WITHOUT FITTED KEY; BEARING: STANDARD WITH FIXED BEARING, VIBRATION SEVERITY GRADE: R/A, SHAFT AND FLANGE ACCURACY: R TERMINAL BOX (ABOVE) CABLE ENTRY ON THE ND-END SIGNAL CONNECTION LEFT | 5206 | TEM | 1 | MC | 74 | 1
1PH81051JF220CA1 | SIMOTICS M COMPACT ASYNCHRONOUS MOTOR 1500RPM, 11KW,70NM, 28,5A, 340V 1750RPM, 12,5KW,68NM,28,5A,380V 2000RPM, 14KW,67NM, 27,5A, 426V WATER COOLING DEGREE OF PROTECTION IP65 INCREMENT. ENCODER HTL 2048 S/R (ENCODER HTL2048S/R) with TEMPERAT. SENSOR KTY84-130 DESIGN IM B5 (IMV 1,IM V3) PLAIN SHAFT WITHOUT FITTED KEY; BEARING: STANDARD WITH FIXED BEARING, VIBRATION SEVERITY GRADE: S/A, SHAFT AND FLANGE ACCURACY: R TERMINAL BOX (ABOVE) CABLE ENTRY ON THE RIGHT SIGNAL CONNECTION D-END | 5401 | TEM | 1 | MC | 74 | 1
1PH81051JF220CB1 | SIMOTICS M COMPACT ASYNCHRONOUS MOTOR 1500RPM, 11KW,70NM, 28,5A, 340V 1750RPM, 12,5KW,68NM,28,5A,380V 2000RPM, 14KW,67NM, 27,5A, 426V WATER COOLING DEGREE OF PROTECTION IP65 INCREMENT. ENCODER HTL 2048 S/R (ENCODER HTL2048S/R) with TEMPERAT. SENSOR KTY84-130 DESIGN IM B5 (IMV 1,IM V3) PLAIN SHAFT WITHOUT FITTED KEY; BEARING: STANDARD WITH FIXED BEARING, VIBRATION SEVERITY GRADE: S/A, SHAFT AND FLANGE ACCURACY: R TERMINAL BOX (ABOVE) CABLE ENTRY ON THE LEFT SIGNAL CONNECTION D-END | 5401 | TEM | 1 | MC | 74 | 1
1PH81051JF220CC1 | SIMOTICS M COMPACT ASYNCHRONOUS MOTOR 1500RPM, 11KW,70NM, 28,5A, 340V 1750RPM, 12,5KW,68NM,28,5A,380V 2000RPM, 14KW,67NM, 27,5A, 426V WATER COOLING DEGREE OF PROTECTION IP65 INCREMENT. ENCODER HTL 2048 S/R (ENCODER HTL2048S/R) with TEMPERAT. SENSOR KTY84-130 DESIGN IM B5 (IMV 1,IM V3) PLAIN SHAFT WITHOUT FITTED KEY; BEARING: STANDARD WITH FIXED BEARING, VIBRATION SEVERITY GRADE: S/A, SHAFT AND FLANGE ACCURACY: R TERMINAL BOX (ABOVE) CABLE ENTRY ON THE ND-END SIGNAL CONNECTION LEFT | 5401 | TEM | 1 | MC | 74 | 1
1PH81051JF222BA1 | SIMOTICS M COMPACT ASYNCHRONOUS MOTOR 1500RPM, 11KW,70NM, 28,5A, 340V 1750RPM, 12,5KW,68NM,28,5A,380V 2000RPM, 14KW,67NM, 27,5A, 426V WATER COOLING DEGREE OF PROTECTION IP65 INCREMENT. ENCODER HTL 2048 S/R (ENCODER HTL2048S/R) with TEMPERAT. SENSOR KTY84-130 DESIGN IM B5 (IMV 1,IM V3) SHAFT WITH FITTED KEY HALF-KEY BALANCING BEARING: STANDARD WITH FIXED BEARING, VIBRATION SEVERITY GRADE: R/A, SHAFT AND FLANGE ACCURACY: R TERMINAL BOX (ABOVE) CABLE ENTRY ON THE RIGHT SIGNAL CONNECTION D-END | 5206 | TEM | 1 | MC | 74 | 1
1PH81051JF222BB1 | SIMOTICS M COMPACT ASYNCHRONOUS MOTOR 1500RPM, 11KW,70NM, 28,5A, 340V 1750RPM, 12,5KW,68NM,28,5A,380V 2000RPM, 14KW,67NM, 27,5A, 426V WATER COOLING DEGREE OF PROTECTION IP65 INCREMENT. ENCODER HTL 2048 S/R (ENCODER HTL2048S/R) with TEMPERAT. SENSOR KTY84-130 DESIGN IM B5 (IMV 1,IM V3) SHAFT WITH FITTED KEY HALF-KEY BALANCING BEARING: STANDARD WITH FIXED BEARING, VIBRATION SEVERITY GRADE: R/A, SHAFT AND FLANGE ACCURACY: R TERMINAL BOX (ABOVE) CABLE ENTRY ON THE LEFT SIGNAL CONNECTION D-END | 5206 | TEM | 1 | MC | 74 | 1
1PH81051JF222BC1 | SIMOTICS M COMPACT ASYNCHRONOUS MOTOR 1500RPM, 11KW,70NM, 28,5A, 340V 1750RPM, 12,5KW,68NM,28,5A,380V 2000RPM, 14KW,67NM, 27,5A, 426V WATER COOLING DEGREE OF PROTECTION IP65 INCREMENT. ENCODER HTL 2048 S/R (ENCODER HTL2048S/R) with TEMPERAT. SENSOR KTY84-130 DESIGN IM B5 (IMV 1,IM V3) SHAFT WITH FITTED KEY HALF-KEY BALANCING BEARING: STANDARD WITH FIXED BEARING, VIBRATION SEVERITY GRADE: R/A, SHAFT AND FLANGE ACCURACY: R TERMINAL BOX (ABOVE) CABLE ENTRY ON THE ND-END SIGNAL CONNECTION LEFT | 5206 | TEM | 1 | MC | 74 | 1
1PH81051JF222CA1 | SIMOTICS M COMPACT ASYNCHRONOUS MOTOR 1500RPM, 11KW,70NM, 28,5A, 340V 1750RPM, 12,5KW,68NM,28,5A,380V 2000RPM, 14KW,67NM, 27,5A, 426V WATER COOLING DEGREE OF PROTECTION IP65 INCREMENT. ENCODER HTL 2048 S/R (ENCODER HTL2048S/R) with TEMPERAT. SENSOR KTY84-130 DESIGN IM B5 (IMV 1,IM V3) SHAFT WITH FITTED KEY HALF-KEY BALANCING BEARING: STANDARD WITH FIXED BEARING, VIBRATION SEVERITY GRADE: S/A, SHAFT AND FLANGE ACCURACY: R TERMINAL BOX (ABOVE) CABLE ENTRY ON THE RIGHT SIGNAL CONNECTION D-END | 5401 | TEM | 1 | MC | 74 | 1
1PH81051JF222CB1 | SIMOTICS M COMPACT ASYNCHRONOUS MOTOR 1500RPM, 11KW,70NM, 28,5A, 340V 1750RPM, 12,5KW,68NM,28,5A,380V 2000RPM, 14KW,67NM, 27,5A, 426V WATER COOLING DEGREE OF PROTECTION IP65 INCREMENT. ENCODER HTL 2048 S/R (ENCODER HTL2048S/R) with TEMPERAT. SENSOR KTY84-130 DESIGN IM B5 (IMV 1,IM V3) SHAFT WITH FITTED KEY HALF-KEY BALANCING BEARING: STANDARD WITH FIXED BEARING, VIBRATION SEVERITY GRADE: S/A, SHAFT AND FLANGE ACCURACY: R TERMINAL BOX (ABOVE) CABLE ENTRY ON THE LEFT SIGNAL CONNECTION D-END | 5401 | TEM | 1 | MC | 74 | 1
1PH81051JF222CC1 | SIMOTICS M COMPACT ASYNCHRONOUS MOTOR 1500RPM, 11KW,70NM, 28,5A, 340V 1750RPM, 12,5KW,68NM,28,5A,380V 2000RPM, 14KW,67NM, 27,5A, 426V WATER COOLING DEGREE OF PROTECTION IP65 INCREMENT. ENCODER HTL 2048 S/R (ENCODER HTL2048S/R) with TEMPERAT. SENSOR KTY84-130 DESIGN IM B5 (IMV 1,IM V3) SHAFT WITH FITTED KEY HALF-KEY BALANCING BEARING: STANDARD WITH FIXED BEARING, VIBRATION SEVERITY GRADE: S/A, SHAFT AND FLANGE ACCURACY: R TERMINAL BOX (ABOVE) CABLE ENTRY ON THE ND-END SIGNAL CONNECTION LEFT | 5401 | TEM | 1 | MC | 74 | 1
1PH81051JF230BA1 | SIMOTICS M COMPACT ASYNCHRONOUS MOTOR 1500RPM, 11KW,70NM, 28,5A, 340V 1750RPM, 12,5KW,68NM,28,5A,380V 2000RPM, 14KW,67NM, 27,5A, 426V WATER COOLING DEGREE OF PROTECTION IP65 INCREMENT. ENCODER HTL 2048 S/R (ENCODER HTL2048S/R) with TEMPERAT. SENSOR KTY84-130 DESIGN IM B35 (IM V15, IM V35) PLAIN SHAFT WITHOUT FITTED KEY; BEARING: STANDARD WITH FIXED BEARING, VIBRATION SEVERITY GRADE: R/A, SHAFT AND FLANGE ACCURACY: R TERMINAL BOX (ABOVE) CABLE ENTRY ON THE RIGHT SIGNAL CONNECTION D-END | 5444 | TEM | 1 | MC | 74 | 1
1PH81051JF230BB1 | SIMOTICS M COMPACT ASYNCHRONOUS MOTOR 1500RPM, 11KW,70NM, 28,5A, 340V 1750RPM, 12,5KW,68NM,28,5A,380V 2000RPM, 14KW,67NM, 27,5A, 426V WATER COOLING DEGREE OF PROTECTION IP65 INCREMENT. ENCODER HTL 2048 S/R (ENCODER HTL2048S/R) with TEMPERAT. SENSOR KTY84-130 DESIGN IM B35 (IM V15, IM V35) PLAIN SHAFT WITHOUT FITTED KEY; BEARING: STANDARD WITH FIXED BEARING, VIBRATION SEVERITY GRADE: R/A, SHAFT AND FLANGE ACCURACY: R TERMINAL BOX (ABOVE) CABLE ENTRY ON THE LEFT SIGNAL CONNECTION D-END | 5444 | TEM | 1 | MC | 74 | 1
1PH81051JF230BC1 | SIMOTICS M COMPACT ASYNCHRONOUS MOTOR 1500RPM, 11KW,70NM, 28,5A, 340V 1750RPM, 12,5KW,68NM,28,5A,380V 2000RPM, 14KW,67NM, 27,5A, 426V WATER COOLING DEGREE OF PROTECTION IP65 INCREMENT. ENCODER HTL 2048 S/R (ENCODER HTL2048S/R) with TEMPERAT. SENSOR KTY84-130 DESIGN IM B35 (IM V15, IM V35) PLAIN SHAFT WITHOUT FITTED KEY; BEARING: STANDARD WITH FIXED BEARING, VIBRATION SEVERITY GRADE: R/A, SHAFT AND FLANGE ACCURACY: R TERMINAL BOX (ABOVE) CABLE ENTRY ON THE ND-END SIGNAL CONNECTION LEFT | 5444 | TEM | 1 | MC | 74 | 1
1PH81051JF230CA1 | SIMOTICS M COMPACT ASYNCHRONOUS MOTOR 1500RPM, 11KW,70NM, 28,5A, 340V 1750RPM, 12,5KW,68NM,28,5A,380V 2000RPM, 14KW,67NM, 27,5A, 426V WATER COOLING DEGREE OF PROTECTION IP65 INCREMENT. ENCODER HTL 2048 S/R (ENCODER HTL2048S/R) with TEMPERAT. SENSOR KTY84-130 DESIGN IM B35 (IM V15, IM V35) PLAIN SHAFT WITHOUT FITTED KEY; BEARING: STANDARD WITH FIXED BEARING, VIBRATION SEVERITY GRADE: S/A, SHAFT AND FLANGE ACCURACY: R TERMINAL BOX (ABOVE) CABLE ENTRY ON THE RIGHT SIGNAL CONNECTION D-END | 5639 | TEM | 1 | MC | 74 | 1
1PH81051JF230CB1 | SIMOTICS M COMPACT ASYNCHRONOUS MOTOR 1500RPM, 11KW,70NM, 28,5A, 340V 1750RPM, 12,5KW,68NM,28,5A,380V 2000RPM, 14KW,67NM, 27,5A, 426V WATER COOLING DEGREE OF PROTECTION IP65 INCREMENT. ENCODER HTL 2048 S/R (ENCODER HTL2048S/R) with TEMPERAT. SENSOR KTY84-130 DESIGN IM B35 (IM V15, IM V35) PLAIN SHAFT WITHOUT FITTED KEY; BEARING: STANDARD WITH FIXED BEARING, VIBRATION SEVERITY GRADE: S/A, SHAFT AND FLANGE ACCURACY: R TERMINAL BOX (ABOVE) CABLE ENTRY ON THE LEFT SIGNAL CONNECTION D-END | 5639 | TEM | 1 | MC | 74 | 1
1PH81051JF230CC1 | SIMOTICS M COMPACT ASYNCHRONOUS MOTOR 1500RPM, 11KW,70NM, 28,5A, 340V 1750RPM, 12,5KW,68NM,28,5A,380V 2000RPM, 14KW,67NM, 27,5A, 426V WATER COOLING DEGREE OF PROTECTION IP65 INCREMENT. ENCODER HTL 2048 S/R (ENCODER HTL2048S/R) with TEMPERAT. SENSOR KTY84-130 DESIGN IM B35 (IM V15, IM V35) PLAIN SHAFT WITHOUT FITTED KEY; BEARING: STANDARD WITH FIXED BEARING, VIBRATION SEVERITY GRADE: S/A, SHAFT AND FLANGE ACCURACY: R TERMINAL BOX (ABOVE) CABLE ENTRY ON THE ND-END SIGNAL CONNECTION LEFT | 5639 | TEM | 1 | MC | 74 | 1
1PH81051JF232BA1 | SIMOTICS M COMPACT ASYNCHRONOUS MOTOR 1500RPM, 11KW,70NM, 28,5A, 340V 1750RPM, 12,5KW,68NM,28,5A,380V 2000RPM, 14KW,67NM, 27,5A, 426V WATER COOLING DEGREE OF PROTECTION IP65 INCREMENT. ENCODER HTL 2048 S/R (ENCODER HTL2048S/R) with TEMPERAT. SENSOR KTY84-130 DESIGN IM B35 (IM V15, IM V35) SHAFT WITH FITTED KEY HALF-KEY BALANCING BEARING: STANDARD WITH FIXED BEARING, VIBRATION SEVERITY GRADE: R/A, SHAFT AND FLANGE ACCURACY: R TERMINAL BOX (ABOVE) CABLE ENTRY ON THE RIGHT SIGNAL CONNECTION D-END | 5444 | TEM | 1 | MC | 74 | 1
1PH81051JF232BB1 | SIMOTICS M COMPACT ASYNCHRONOUS MOTOR 1500RPM, 11KW,70NM, 28,5A, 340V 1750RPM, 12,5KW,68NM,28,5A,380V 2000RPM, 14KW,67NM, 27,5A, 426V WATER COOLING DEGREE OF PROTECTION IP65 INCREMENT. ENCODER HTL 2048 S/R (ENCODER HTL2048S/R) with TEMPERAT. SENSOR KTY84-130 DESIGN IM B35 (IM V15, IM V35) SHAFT WITH FITTED KEY HALF-KEY BALANCING BEARING: STANDARD WITH FIXED BEARING, VIBRATION SEVERITY GRADE: R/A, SHAFT AND FLANGE ACCURACY: R TERMINAL BOX (ABOVE) CABLE ENTRY ON THE LEFT SIGNAL CONNECTION D-END | 5444 | TEM | 1 | MC | 74 | 1
1PH81051JF232BC1 | SIMOTICS M COMPACT ASYNCHRONOUS MOTOR 1500RPM, 11KW,70NM, 28,5A, 340V 1750RPM, 12,5KW,68NM,28,5A,380V 2000RPM, 14KW,67NM, 27,5A, 426V WATER COOLING DEGREE OF PROTECTION IP65 INCREMENT. ENCODER HTL 2048 S/R (ENCODER HTL2048S/R) with TEMPERAT. SENSOR KTY84-130 DESIGN IM B35 (IM V15, IM V35) SHAFT WITH FITTED KEY HALF-KEY BALANCING BEARING: STANDARD WITH FIXED BEARING, VIBRATION SEVERITY GRADE: R/A, SHAFT AND FLANGE ACCURACY: R TERMINAL BOX (ABOVE) CABLE ENTRY ON THE ND-END SIGNAL CONNECTION LEFT | 5444 | TEM | 1 | MC | 74 | 1
1PH81051JF232CA1 | SIMOTICS M COMPACT ASYNCHRONOUS MOTOR 1500RPM, 11KW,70NM, 28,5A, 340V 1750RPM, 12,5KW,68NM,28,5A,380V 2000RPM, 14KW,67NM, 27,5A, 426V WATER COOLING DEGREE OF PROTECTION IP65 INCREMENT. ENCODER HTL 2048 S/R (ENCODER HTL2048S/R) with TEMPERAT. SENSOR KTY84-130 DESIGN IM B35 (IM V15, IM V35) SHAFT WITH FITTED KEY HALF-KEY BALANCING BEARING: STANDARD WITH FIXED BEARING, VIBRATION SEVERITY GRADE: S/A, SHAFT AND FLANGE ACCURACY: R TERMINAL BOX (ABOVE) CABLE ENTRY ON THE RIGHT SIGNAL CONNECTION D-END | 5639 | TEM | 1 | MC | 74 | 1
1PH81051JF232CB1 | SIMOTICS M COMPACT ASYNCHRONOUS MOTOR 1500RPM, 11KW,70NM, 28,5A, 340V 1750RPM, 12,5KW,68NM,28,5A,380V 2000RPM, 14KW,67NM, 27,5A, 426V WATER COOLING DEGREE OF PROTECTION IP65 INCREMENT. ENCODER HTL 2048 S/R (ENCODER HTL2048S/R) with TEMPERAT. SENSOR KTY84-130 DESIGN IM B35 (IM V15, IM V35) SHAFT WITH FITTED KEY HALF-KEY BALANCING BEARING: STANDARD WITH FIXED BEARING, VIBRATION SEVERITY GRADE: S/A, SHAFT AND FLANGE ACCURACY: R TERMINAL BOX (ABOVE) CABLE ENTRY ON THE LEFT SIGNAL CONNECTION D-END | 5639 | TEM | 1 | MC | 74 | 1
1PH81051JF232CC1 | SIMOTICS M COMPACT ASYNCHRONOUS MOTOR 1500RPM, 11KW,70NM, 28,5A, 340V 1750RPM, 12,5KW,68NM,28,5A,380V 2000RPM, 14KW,67NM, 27,5A, 426V WATER COOLING DEGREE OF PROTECTION IP65 INCREMENT. ENCODER HTL 2048 S/R (ENCODER HTL2048S/R) with TEMPERAT. SENSOR KTY84-130 DESIGN IM B35 (IM V15, IM V35) SHAFT WITH FITTED KEY HALF-KEY BALANCING BEARING: STANDARD WITH FIXED BEARING, VIBRATION SEVERITY GRADE: S/A, SHAFT AND FLANGE ACCURACY: R TERMINAL BOX (ABOVE) CABLE ENTRY ON THE ND-END SIGNAL CONNECTION LEFT | 5639 | TEM | 1 | MC | 74 | 1
1PH81051JG222BA1 | SIMOTICS M COMPACT ASYNCHRONOUS MOTOR 2000RPM, 13KW,62NM, 34,5A,326V 2300RPM, 15KW, 62NM, 34A, 370V 2650RPM, 17KW,61NM, 33,5A, 424V WATER COOLING DEGREE OF PROTECTION IP65 INCREMENT. ENCODER HTL 2048 S/R (ENCODER HTL2048S/R) with TEMPERAT. SENSOR KTY84-130 DESIGN IM B5 (IMV 1,IM V3) SHAFT WITH FITTED KEY HALF-KEY BALANCING BEARING: STANDARD WITH FIXED BEARING, VIBRATION SEVERITY GRADE: R/A, SHAFT AND FLANGE ACCURACY: R TERMINAL BOX (ABOVE) CABLE ENTRY ON THE RIGHT SIGNAL CONNECTION D-END | 5206 | TEM | 1 | MC | 74 | 1
1PH81051MF000GA1 | SIMOTICS M COMPACT ASYNCHRONOUS MOTOR 1500RPM,7,0KW,45NM, 17,5A, 348V 1750RPM,8,0KW,44NM, 17,5A, 400V 2000RPM,9,0KW,43NM, 17,0A, 453V FORCED VENTILATION; DIRECTION OF AIR FLOW DE --> NDE; DEGREE OF PROTECTION IP55 INCREMENTAL ENCODER SIN/COS 1VPP 2048 S/R WITH ND-END AT TERMINAL BOX (ENCODER IC2048S/R) with TEMPERAT. SENSOR KTY84-130 DESIGN IM B3 (IM V5, IM V6) PLAIN SHAFT WITHOUT FITTED KEY; BEARING: STANDARD, VIBRATION SEVERITY GRADE: R/A, SHAFT AND FLANGE ACCURACY: R TERMINAL BOX (ABOVE) CABLE ENTRY ON THE RIGHT SIGNAL CONNECTION D-END | 4112 | TEM | 1 | MC | 65 | 1
1PH81051MF002BA1 | SIMOTICS M COMPACT ASYNCHRONOUS MOTOR 1500RPM,7,0KW,45NM, 17,5A, 348V 1750RPM,8,0KW,44NM, 17,5A, 400V 2000RPM,9,0KW,43NM, 17,0A, 453V FORCED VENTILATION; DIRECTION OF AIR FLOW DE --> NDE; DEGREE OF PROTECTION IP55 INCREMENTAL ENCODER SIN/COS 1VPP 2048 S/R WITH ND-END AT TERMINAL BOX (ENCODER IC2048S/R) with TEMPERAT. SENSOR KTY84-130 DESIGN IM B3 (IM V5, IM V6) SHAFT WITH FITTED KEY HALF-KEY BALANCING BEARING: STANDARD WITH FIXED BEARING, VIBRATION SEVERITY GRADE: R/A, SHAFT AND FLANGE ACCURACY: R TERMINAL BOX (ABOVE) CABLE ENTRY ON THE RIGHT SIGNAL CONNECTION D-END | 4397 | TEM | 1 | MC | 65 | 1
1PH81051MF002GA1 | SIMOTICS M COMPACT ASYNCHRONOUS MOTOR 1500RPM,7,0KW,45NM, 17,5A, 348V 1750RPM,8,0KW,44NM, 17,5A, 400V 2000RPM,9,0KW,43NM, 17,0A, 453V FORCED VENTILATION; DIRECTION OF AIR FLOW DE --> NDE; DEGREE OF PROTECTION IP55 INCREMENTAL ENCODER SIN/COS 1VPP 2048 S/R WITH ND-END AT TERMINAL BOX (ENCODER IC2048S/R) with TEMPERAT. SENSOR KTY84-130 DESIGN IM B3 (IM V5, IM V6) SHAFT WITH FITTED KEY HALF-KEY BALANCING BEARING: STANDARD, VIBRATION SEVERITY GRADE: R/A, SHAFT AND FLANGE ACCURACY: R TERMINAL BOX (ABOVE) CABLE ENTRY ON THE RIGHT SIGNAL CONNECTION D-END | 4112 | TEM | 1 | MC | 65 | 1
1PH81051MF020BA1 | SIMOTICS M COMPACT ASYNCHRONOUS MOTOR 1500RPM,7,0KW,45NM, 17,5A, 348V 1750RPM,8,0KW,44NM, 17,5A, 400V 2000RPM,9,0KW,43NM, 17,0A, 453V FORCED VENTILATION; DIRECTION OF AIR FLOW DE --> NDE; DEGREE OF PROTECTION IP55 INCREMENTAL ENCODER SIN/COS 1VPP 2048 S/R WITH ND-END AT TERMINAL BOX (ENCODER IC2048S/R) with TEMPERAT. SENSOR KTY84-130 DESIGN IM B5 (IMV 1,IM V3) PLAIN SHAFT WITHOUT FITTED KEY; BEARING: STANDARD WITH FIXED BEARING, VIBRATION SEVERITY GRADE: R/A, SHAFT AND FLANGE ACCURACY: R TERMINAL BOX (ABOVE) CABLE ENTRY ON THE RIGHT SIGNAL CONNECTION D-END | 4592 | TEM | 1 | MC | 65 | 1
1PH81051MF021CA1 | SIMOTICS M COMPACT ASYNCHRONOUS MOTOR 1500RPM,7,0KW,45NM, 17,5A, 348V 1750RPM,8,0KW,44NM, 17,5A, 400V 2000RPM,9,0KW,43NM, 17,0A, 453V FORCED VENTILATION; DIRECTION OF AIR FLOW DE --> NDE; DEGREE OF PROTECTION IP55 INCREMENTAL ENCODER SIN/COS 1VPP 2048 S/R WITH ND-END AT TERMINAL BOX (ENCODER IC2048S/R) with TEMPERAT. SENSOR KTY84-130 DESIGN IM B5 (IMV 1,IM V3) SHAFT WITH FITTED KEY FULL-KEY BALANCING BEARING: STANDARD WITH FIXED BEARING, VIBRATION SEVERITY GRADE: S/A, SHAFT AND FLANGE ACCURACY: R TERMINAL BOX (ABOVE) CABLE ENTRY ON THE RIGHT SIGNAL CONNECTION D-END | 4787 | TEM | 1 | MC | 65 | 1
1PH81051MF022BA1 | SIMOTICS M COMPACT ASYNCHRONOUS MOTOR 1500RPM,7,0KW,45NM, 17,5A, 348V 1750RPM,8,0KW,44NM, 17,5A, 400V 2000RPM,9,0KW,43NM, 17,0A, 453V FORCED VENTILATION; DIRECTION OF AIR FLOW DE --> NDE; DEGREE OF PROTECTION IP55 INCREMENTAL ENCODER SIN/COS 1VPP 2048 S/R WITH ND-END AT TERMINAL BOX (ENCODER IC2048S/R) with TEMPERAT. SENSOR KTY84-130 DESIGN IM B5 (IMV 1,IM V3) SHAFT WITH FITTED KEY HALF-KEY BALANCING BEARING: STANDARD WITH FIXED BEARING, VIBRATION SEVERITY GRADE: R/A, SHAFT AND FLANGE ACCURACY: R TERMINAL BOX (ABOVE) CABLE ENTRY ON THE RIGHT SIGNAL CONNECTION D-END | 4592 | TEM | 1 | MC | 65 | 1
1PH81051MF022GA1 | SIMOTICS M COMPACT ASYNCHRONOUS MOTOR 1500RPM,7,0KW,45NM, 17,5A, 348V 1750RPM,8,0KW,44NM, 17,5A, 400V 2000RPM,9,0KW,43NM, 17,0A, 453V FORCED VENTILATION; DIRECTION OF AIR FLOW DE --> NDE; DEGREE OF PROTECTION IP55 INCREMENTAL ENCODER SIN/COS 1VPP 2048 S/R WITH ND-END AT TERMINAL BOX (ENCODER IC2048S/R) with TEMPERAT. SENSOR KTY84-130 DESIGN IM B5 (IMV 1,IM V3) SHAFT WITH FITTED KEY HALF-KEY BALANCING BEARING: STANDARD, VIBRATION SEVERITY GRADE: R/A, SHAFT AND FLANGE ACCURACY: R TERMINAL BOX (ABOVE) CABLE ENTRY ON THE RIGHT SIGNAL CONNECTION D-END | 4307 | TEM | 1 | MC | 65 | 1
1PH81051MF030HA1 | SIMOTICS M COMPACT ASYNCHRONOUS MOTOR 1500RPM,7,0KW,45NM, 17,5A, 348V 1750RPM,8,0KW,44NM, 17,5A, 400V 2000RPM,9,0KW,43NM, 17,0A, 453V FORCED VENTILATION; DIRECTION OF AIR FLOW DE --> NDE; DEGREE OF PROTECTION IP55 INCREMENTAL ENCODER SIN/COS 1VPP 2048 S/R WITH ND-END AT TERMINAL BOX (ENCODER IC2048S/R) with TEMPERAT. SENSOR KTY84-130 DESIGN IM B35 (IM V15, IM V35) PLAIN SHAFT WITHOUT FITTED KEY; BEARING: STANDARD, VIBRATION SEVERITY GRADE: S/A, SHAFT AND FLANGE ACCURACY: R TERMINAL BOX (ABOVE) CABLE ENTRY ON THE RIGHT SIGNAL CONNECTION D-END | 4741 | TEM | 1 | MC | 65 | 1
1PH81051MF031DB1 | SIMOTICS M COMPACT ASYNCHRONOUS MOTOR 1500RPM,7,0KW,45NM, 17,5A, 348V 1750RPM,8,0KW,44NM, 17,5A, 400V 2000RPM,9,0KW,43NM, 17,0A, 453V FORCED VENTILATION; DIRECTION OF AIR FLOW DE --> NDE; DEGREE OF PROTECTION IP55 INCREMENTAL ENCODER SIN/COS 1VPP 2048 S/R WITH ND-END AT TERMINAL BOX (ENCODER IC2048S/R) with TEMPERAT. SENSOR KTY84-130 DESIGN IM B35 (IM V15, IM V35) SHAFT WITH FITTED KEY FULL-KEY BALANCING BEARING: STANDARD WITH FIXED BEARING, VIBRATION SEVERITY GRADE: SR/A, SHAFT AND FLANGE ACCURACY: R TERMINAL BOX (ABOVE) CABLE ENTRY ON THE LEFT SIGNAL CONNECTION D-END | 5095 | TEM | 1 | MC | 65 | 1
1PH81051MF032BA1 | SIMOTICS M COMPACT ASYNCHRONOUS MOTOR 1500RPM,7,0KW,45NM, 17,5A, 348V 1750RPM,8,0KW,44NM, 17,5A, 400V 2000RPM,9,0KW,43NM, 17,0A, 453V FORCED VENTILATION; DIRECTION OF AIR FLOW DE --> NDE; DEGREE OF PROTECTION IP55 INCREMENTAL ENCODER SIN/COS 1VPP 2048 S/R WITH ND-END AT TERMINAL BOX (ENCODER IC2048S/R) with TEMPERAT. SENSOR KTY84-130 DESIGN IM B35 (IM V15, IM V35) SHAFT WITH FITTED KEY HALF-KEY BALANCING BEARING: STANDARD WITH FIXED BEARING, VIBRATION SEVERITY GRADE: R/A, SHAFT AND FLANGE ACCURACY: R TERMINAL BOX (ABOVE) CABLE ENTRY ON THE RIGHT SIGNAL CONNECTION D-END | 4830 | TEM | 1 | MC | 65 | 1
1PH81051MF032BC1 | SIMOTICS M COMPACT ASYNCHRONOUS MOTOR 1500RPM,7,0KW,45NM, 17,5A, 348V 1750RPM,8,0KW,44NM, 17,5A, 400V 2000RPM,9,0KW,43NM, 17,0A, 453V FORCED VENTILATION; DIRECTION OF AIR FLOW DE --> NDE; DEGREE OF PROTECTION IP55 INCREMENTAL ENCODER SIN/COS 1VPP 2048 S/R WITH ND-END AT TERMINAL BOX (ENCODER IC2048S/R) with TEMPERAT. SENSOR KTY84-130 DESIGN IM B35 (IM V15, IM V35) SHAFT WITH FITTED KEY HALF-KEY BALANCING BEARING: STANDARD WITH FIXED BEARING, VIBRATION SEVERITY GRADE: R/A, SHAFT AND FLANGE ACCURACY: R TERMINAL BOX (ABOVE) CABLE ENTRY ON THE ND-END SIGNAL CONNECTION LEFT | 4830 | TEM | 1 | MC | 65 | 1
1PH81051MF100DB1 | SIMOTICS M COMPACT ASYNCHRONOUS MOTOR 1500RPM, 7KW, 45NM, 17,5A, 348V 1750RPM, 8KW, 44NM, 17,5A, 400V 2000RPM, 9KW, 43NM, 17A, 453V FORCED VENTILATION; DIRECTION OF AIR FLOW NDE --> DE; DEGREE OF PROTECTION IP55 INCREMENTAL ENCODER SIN/COS 1VPP 2048 S/R WITH ND-END AT TERMINAL BOX (ENCODER IC2048S/R) with TEMPERAT. SENSOR KTY84-130 DESIGN IM B3 (IM V5, IM V6) PLAIN SHAFT WITHOUT FITTED KEY; BEARING: STANDARD WITH FIXED BEARING, VIBRATION SEVERITY GRADE: SR/A, SHAFT AND FLANGE ACCURACY: R TERMINAL BOX (ABOVE) CABLE ENTRY ON THE LEFT SIGNAL CONNECTION D-END | 4662 | TEM | 1 | MC | 65 | 1
1PH81051MF121DE1 | SIMOTICS M COMPACT ASYNCHRONOUS MOTOR 1500RPM, 7KW, 45NM, 17,5A, 348V 1750RPM, 8KW, 44NM, 17,5A, 400V 2000RPM, 9KW, 43NM, 17A, 453V FORCED VENTILATION; DIRECTION OF AIR FLOW NDE --> DE; DEGREE OF PROTECTION IP55 INCREMENTAL ENCODER SIN/COS 1VPP 2048 S/R WITH ND-END AT TERMINAL BOX (ENCODER IC2048S/R) with TEMPERAT. SENSOR KTY84-130 DESIGN IM B5 (IMV 1,IM V3) SHAFT WITH FITTED KEY FULL-KEY BALANCING BEARING: STANDARD WITH FIXED BEARING, VIBRATION SEVERITY GRADE: SR/A, SHAFT AND FLANGE ACCURACY: R POWER CONNECTOR (ABOVE) CABLE ENTRY ON THE RIGHT SIGNAL CONNECTION D-END | 4857 | TEM | 1 | MC | 65 | 1
1PH81051MF122BA1 | SIMOTICS M COMPACT ASYNCHRONOUS MOTOR 1500RPM, 7KW, 45NM, 17,5A, 348V 1750RPM, 8KW, 44NM, 17,5A, 400V 2000RPM, 9KW, 43NM, 17A, 453V FORCED VENTILATION; DIRECTION OF AIR FLOW NDE --> DE; DEGREE OF PROTECTION IP55 INCREMENTAL ENCODER SIN/COS 1VPP 2048 S/R WITH ND-END AT TERMINAL BOX (ENCODER IC2048S/R) with TEMPERAT. SENSOR KTY84-130 DESIGN IM B5 (IMV 1,IM V3) SHAFT WITH FITTED KEY HALF-KEY BALANCING BEARING: STANDARD WITH FIXED BEARING, VIBRATION SEVERITY GRADE: R/A, SHAFT AND FLANGE ACCURACY: R TERMINAL BOX (ABOVE) CABLE ENTRY ON THE RIGHT SIGNAL CONNECTION D-END | 4592 | TEM | 1 | MC | 65 | 1
1PH81051MF130BH1 | SIMOTICS M COMPACT ASYNCHRONOUS MOTOR 1500RPM, 7KW, 45NM, 17,5A, 348V 1750RPM, 8KW, 44NM, 17,5A, 400V 2000RPM, 9KW, 43NM, 17A, 453V FORCED VENTILATION; DIRECTION OF AIR FLOW NDE --> DE; DEGREE OF PROTECTION IP55 INCREMENTAL ENCODER SIN/COS 1VPP 2048 S/R WITH ND-END AT TERMINAL BOX (ENCODER IC2048S/R) with TEMPERAT. SENSOR KTY84-130 DESIGN IM B35 (IM V15, IM V35) PLAIN SHAFT WITHOUT FITTED KEY; BEARING: STANDARD WITH FIXED BEARING, VIBRATION SEVERITY GRADE: R/A, SHAFT AND FLANGE ACCURACY: R POWER CONNECTOR (ABOVE) CABLE ENTRY ON THE ND-END SIGNAL CONNECTION LEFT | 4830 | TEM | 1 | MC | 65 | 1
1PH81051MF130DB1 | SIMOTICS M COMPACT ASYNCHRONOUS MOTOR 1500RPM, 7KW, 45NM, 17,5A, 348V 1750RPM, 8KW, 44NM, 17,5A, 400V 2000RPM, 9KW, 43NM, 17A, 453V FORCED VENTILATION; DIRECTION OF AIR FLOW NDE --> DE; DEGREE OF PROTECTION IP55 INCREMENTAL ENCODER SIN/COS 1VPP 2048 S/R WITH ND-END AT TERMINAL BOX (ENCODER IC2048S/R) with TEMPERAT. SENSOR KTY84-130 DESIGN IM B35 (IM V15, IM V35) PLAIN SHAFT WITHOUT FITTED KEY; BEARING: STANDARD WITH FIXED BEARING, VIBRATION SEVERITY GRADE: SR/A, SHAFT AND FLANGE ACCURACY: R TERMINAL BOX (ABOVE) CABLE ENTRY ON THE LEFT SIGNAL CONNECTION D-END | 5095 | TEM | 1 | MC | 65 | 1
1PH81051MF132DH1 | SIMOTICS M COMPACT ASYNCHRONOUS MOTOR 1500RPM, 7KW, 45NM, 17,5A, 348V 1750RPM, 8KW, 44NM, 17,5A, 400V 2000RPM, 9KW, 43NM, 17A, 453V FORCED VENTILATION; DIRECTION OF AIR FLOW NDE --> DE; DEGREE OF PROTECTION IP55 INCREMENTAL ENCODER SIN/COS 1VPP 2048 S/R WITH ND-END AT TERMINAL BOX (ENCODER IC2048S/R) with TEMPERAT. SENSOR KTY84-130 DESIGN IM B35 (IM V15, IM V35) SHAFT WITH FITTED KEY HALF-KEY BALANCING BEARING: STANDARD WITH FIXED BEARING, VIBRATION SEVERITY GRADE: SR/A, SHAFT AND FLANGE ACCURACY: R POWER CONNECTOR (ABOVE) CABLE ENTRY ON THE ND-END SIGNAL CONNECTION LEFT | 5095 | TEM | 1 | MC | 65 | 1
1PH81051MF220CA1 | SIMOTICS M COMPACT ASYNCHRONOUS MOTOR 1500RPM, 11KW,70NM, 28,5A, 340V 1750RPM, 12,5KW,68NM,28,5A,380V 2000RPM, 14KW,67NM, 27,5A, 426V WATER COOLING DEGREE OF PROTECTION IP65 INCREMENTAL ENCODER SIN/COS 1VPP 2048 S/R WITH ND-END AT TERMINAL BOX (ENCODER IC2048S/R) with TEMPERAT. SENSOR KTY84-130 DESIGN IM B5 (IMV 1,IM V3) PLAIN SHAFT WITHOUT FITTED KEY; BEARING: STANDARD WITH FIXED BEARING, VIBRATION SEVERITY GRADE: S/A, SHAFT AND FLANGE ACCURACY: R TERMINAL BOX (ABOVE) CABLE ENTRY ON THE RIGHT SIGNAL CONNECTION D-END | 5314 | TEM | 1 | MC | 74 | 1
1PH81051MF220CH1 | SIMOTICS M COMPACT ASYNCHRONOUS MOTOR 1500RPM, 11KW,70NM, 28,5A, 340V 1750RPM, 12,5KW,68NM,28,5A,380V 2000RPM, 14KW,67NM, 27,5A, 426V WATER COOLING DEGREE OF PROTECTION IP65 INCREMENTAL ENCODER SIN/COS 1VPP 2048 S/R WITH ND-END AT TERMINAL BOX (ENCODER IC2048S/R) with TEMPERAT. SENSOR KTY84-130 DESIGN IM B5 (IMV 1,IM V3) PLAIN SHAFT WITHOUT FITTED KEY; BEARING: STANDARD WITH FIXED BEARING, VIBRATION SEVERITY GRADE: S/A, SHAFT AND FLANGE ACCURACY: R POWER CONNECTOR (ABOVE) CABLE ENTRY ON THE ND-END SIGNAL CONNECTION LEFT | 5314 | TEM | 1 | MC | 74 | 1
1PH81051MF222BC1 | SIMOTICS M COMPACT ASYNCHRONOUS MOTOR 1500RPM, 11KW,70NM, 28,5A, 340V 1750RPM, 12,5KW,68NM,28,5A,380V 2000RPM, 14KW,67NM, 27,5A, 426V WATER COOLING DEGREE OF PROTECTION IP65 INCREMENTAL ENCODER SIN/COS 1VPP 2048 S/R WITH ND-END AT TERMINAL BOX (ENCODER IC2048S/R) with TEMPERAT. SENSOR KTY84-130 DESIGN IM B5 (IMV 1,IM V3) SHAFT WITH FITTED KEY HALF-KEY BALANCING BEARING: STANDARD WITH FIXED BEARING, VIBRATION SEVERITY GRADE: R/A, SHAFT AND FLANGE ACCURACY: R TERMINAL BOX (ABOVE) CABLE ENTRY ON THE ND-END SIGNAL CONNECTION LEFT | 5119 | TEM | 1 | MC | 74 | 1
1PH81051MF230BA1 | SIMOTICS M COMPACT ASYNCHRONOUS MOTOR 1500RPM, 11KW,70NM, 28,5A, 340V 1750RPM, 12,5KW,68NM,28,5A,380V 2000RPM, 14KW,67NM, 27,5A, 426V WATER COOLING DEGREE OF PROTECTION IP65 INCREMENTAL ENCODER SIN/COS 1VPP 2048 S/R WITH ND-END AT TERMINAL BOX (ENCODER IC2048S/R) with TEMPERAT. SENSOR KTY84-130 DESIGN IM B35 (IM V15, IM V35) PLAIN SHAFT WITHOUT FITTED KEY; BEARING: STANDARD WITH FIXED BEARING, VIBRATION SEVERITY GRADE: R/A, SHAFT AND FLANGE ACCURACY: R TERMINAL BOX (ABOVE) CABLE ENTRY ON THE RIGHT SIGNAL CONNECTION D-END | 5357 | TEM | 1 | MC | 74 | 1
1PH81051MG230BA1 | SIMOTICS M COMPACT ASYNCHRONOUS MOTOR 2000RPM, 13KW,62NM, 34,5A,326V 2300RPM, 15KW, 62NM, 34A, 370V 2650RPM, 17KW,61NM, 33,5A, 424V WATER COOLING DEGREE OF PROTECTION IP65 INCREMENTAL ENCODER SIN/COS 1VPP 2048 S/R WITH ND-END AT TERMINAL BOX (ENCODER IC2048S/R) with TEMPERAT. SENSOR KTY84-130 DESIGN IM B35 (IM V15, IM V35) PLAIN SHAFT WITHOUT FITTED KEY; BEARING: STANDARD WITH FIXED BEARING, VIBRATION SEVERITY GRADE: R/A, SHAFT AND FLANGE ACCURACY: R TERMINAL BOX (ABOVE) CABLE ENTRY ON THE RIGHT SIGNAL CONNECTION D-END | 5357 | TEM | 1 | MC | 74 | 1
1PH81051MG231BA1 | SIMOTICS M COMPACT ASYNCHRONOUS MOTOR 2000RPM, 13KW,62NM, 34,5A,326V 2300RPM, 15KW, 62NM, 34A, 370V 2650RPM, 17KW,61NM, 33,5A, 424V WATER COOLING DEGREE OF PROTECTION IP65 INCREMENTAL ENCODER SIN/COS 1VPP 2048 S/R WITH ND-END AT TERMINAL BOX (ENCODER IC2048S/R) with TEMPERAT. SENSOR KTY84-130 DESIGN IM B35 (IM V15, IM V35) SHAFT WITH FITTED KEY FULL-KEY BALANCING BEARING: STANDARD WITH FIXED BEARING, VIBRATION SEVERITY GRADE: R/A, SHAFT AND FLANGE ACCURACY: R TERMINAL BOX (ABOVE) CABLE ENTRY ON THE RIGHT SIGNAL CONNECTION D-END | 5357 | TEM | 1 | MC | 74 | 1
1PH81051MM220DB1 | SIMOTICS M COMPACT ASYNCHRONOUS MOTOR 3000RPM, 16,8KW, 53NM, 45A,324V 3300RPM, 18,5KW, 54NM, 45A,355V 3600RPM, 20KW, 53NM, 45A, 375V WATER COOLING DEGREE OF PROTECTION IP65 INCREMENTAL ENCODER SIN/COS 1VPP 2048 S/R WITH ND-END AT TERMINAL BOX (ENCODER IC2048S/R) with TEMPERAT. SENSOR KTY84-130 DESIGN IM B5 (IMV 1,IM V3) PLAIN SHAFT WITHOUT FITTED KEY; BEARING: STANDARD WITH FIXED BEARING, VIBRATION SEVERITY GRADE: SR/A, SHAFT AND FLANGE ACCURACY: R TERMINAL BOX (ABOVE) CABLE ENTRY ON THE LEFT SIGNAL CONNECTION D-END | 5384 | TEM | 1 | MC | 74 | 1
1PH81051MS000CA1 | SIMOTICS M COMPACT ASYNCHRONOUS MOTOR Y2000RPM,10,0KW, 48NM,23A, 366V D5000RPM, 9,3KW, 18NM,24A, 398V Y1500RPM, 7,5KW, 48NM,23A, 285V FORCED VENTILATION; DIRECTION OF AIR FLOW DE --> NDE; DEGREE OF PROTECTION IP55 INCREMENTAL ENCODER SIN/COS 1VPP 2048 S/R WITH ND-END AT TERMINAL BOX (ENCODER IC2048S/R) with TEMPERAT. SENSOR KTY84-130 DESIGN IM B3 (IM V5, IM V6) PLAIN SHAFT WITHOUT FITTED KEY; BEARING: STANDARD WITH FIXED BEARING, VIBRATION SEVERITY GRADE: S/A, SHAFT AND FLANGE ACCURACY: R TERMINAL BOX (ABOVE) CABLE ENTRY ON THE RIGHT SIGNAL CONNECTION D-END | 4592 | TEM | 1 | MC | 65 | 1
1PH81051MS001BA1 | SIMOTICS M COMPACT ASYNCHRONOUS MOTOR Y2000RPM,10,0KW, 48NM,23A, 366V D5000RPM, 9,3KW, 18NM,24A, 398V Y1500RPM, 7,5KW, 48NM,23A, 285V FORCED VENTILATION; DIRECTION OF AIR FLOW DE --> NDE; DEGREE OF PROTECTION IP55 INCREMENTAL ENCODER SIN/COS 1VPP 2048 S/R WITH ND-END AT TERMINAL BOX (ENCODER IC2048S/R) with TEMPERAT. SENSOR KTY84-130 DESIGN IM B3 (IM V5, IM V6) SHAFT WITH FITTED KEY FULL-KEY BALANCING BEARING: STANDARD WITH FIXED BEARING, VIBRATION SEVERITY GRADE: R/A, SHAFT AND FLANGE ACCURACY: R TERMINAL BOX (ABOVE) CABLE ENTRY ON THE RIGHT SIGNAL CONNECTION D-END | 4397 | TEM | 1 | MC | 65 | 1
1PH81051MS020BA1 | SIMOTICS M COMPACT ASYNCHRONOUS MOTOR Y2000RPM,10,0KW, 48NM,23A, 366V D5000RPM, 9,3KW, 18NM,24A, 398V Y1500RPM, 7,5KW, 48NM,23A, 285V FORCED VENTILATION; DIRECTION OF AIR FLOW DE --> NDE; DEGREE OF PROTECTION IP55 INCREMENTAL ENCODER SIN/COS 1VPP 2048 S/R WITH ND-END AT TERMINAL BOX (ENCODER IC2048S/R) with TEMPERAT. SENSOR KTY84-130 DESIGN IM B5 (IMV 1,IM V3) PLAIN SHAFT WITHOUT FITTED KEY; BEARING: STANDARD WITH FIXED BEARING, VIBRATION SEVERITY GRADE: R/A, SHAFT AND FLANGE ACCURACY: R TERMINAL BOX (ABOVE) CABLE ENTRY ON THE RIGHT SIGNAL CONNECTION D-END | 4592 | TEM | 1 | MC | 65 | 1
1PH81051MS020BC1 | SIMOTICS M COMPACT ASYNCHRONOUS MOTOR Y2000RPM,10,0KW, 48NM,23A, 366V D5000RPM, 9,3KW, 18NM,24A, 398V Y1500RPM, 7,5KW, 48NM,23A, 285V FORCED VENTILATION; DIRECTION OF AIR FLOW DE --> NDE; DEGREE OF PROTECTION IP55 INCREMENTAL ENCODER SIN/COS 1VPP 2048 S/R WITH ND-END AT TERMINAL BOX (ENCODER IC2048S/R) with TEMPERAT. SENSOR KTY84-130 DESIGN IM B5 (IMV 1,IM V3) PLAIN SHAFT WITHOUT FITTED KEY; BEARING: STANDARD WITH FIXED BEARING, VIBRATION SEVERITY GRADE: R/A, SHAFT AND FLANGE ACCURACY: R TERMINAL BOX (ABOVE) CABLE ENTRY ON THE ND-END SIGNAL CONNECTION LEFT | 4592 | TEM | 1 | MC | 65 | 1
1PH81051MS020LA1 | SIMOTICS M COMPACT ASYNCHRONOUS MOTOR Y2000RPM,10,0KW, 48NM,23A, 366V D5000RPM, 9,3KW, 18NM,24A, 398V Y1500RPM, 7,5KW, 48NM,23A, 285V FORCED VENTILATION; DIRECTION OF AIR FLOW DE --> NDE; DEGREE OF PROTECTION IP55 INCREMENTAL ENCODER SIN/COS 1VPP 2048 S/R WITH ND-END AT TERMINAL BOX (ENCODER IC2048S/R) with TEMPERAT. SENSOR KTY84-130 DESIGN IM B5 (IMV 1,IM V3) PLAIN SHAFT WITHOUT FITTED KEY; BEARING: PERFORMANCE, VIBRATION SEVERITY GRADE SPECIAL/B; SHAFT A. FLANGE ACCURACY GR. SPECIAL TERMINAL BOX (ABOVE) CABLE ENTRY ON THE RIGHT SIGNAL CONNECTION D-END | 5105 | TEM | 1 | MC | 65 | 1
1PH81051MS020LB1 | SIMOTICS M COMPACT ASYNCHRONOUS MOTOR Y2000RPM,10,0KW, 48NM,23A, 366V D5000RPM, 9,3KW, 18NM,24A, 398V Y1500RPM, 7,5KW, 48NM,23A, 285V FORCED VENTILATION; DIRECTION OF AIR FLOW DE --> NDE; DEGREE OF PROTECTION IP55 INCREMENTAL ENCODER SIN/COS 1VPP 2048 S/R WITH ND-END AT TERMINAL BOX (ENCODER IC2048S/R) with TEMPERAT. SENSOR KTY84-130 DESIGN IM B5 (IMV 1,IM V3) PLAIN SHAFT WITHOUT FITTED KEY; BEARING: PERFORMANCE, VIBRATION SEVERITY GRADE SPECIAL/B; SHAFT A. FLANGE ACCURACY GR. SPECIAL TERMINAL BOX (ABOVE) CABLE ENTRY ON THE LEFT SIGNAL CONNECTION D-END | 5105 | TEM | 1 | MC | 65 | 1
1PH81051MS021LA1 | SIMOTICS M COMPACT ASYNCHRONOUS MOTOR Y2000RPM,10,0KW, 48NM,23A, 366V D5000RPM, 9,3KW, 18NM,24A, 398V Y1500RPM, 7,5KW, 48NM,23A, 285V FORCED VENTILATION; DIRECTION OF AIR FLOW DE --> NDE; DEGREE OF PROTECTION IP55 INCREMENTAL ENCODER SIN/COS 1VPP 2048 S/R WITH ND-END AT TERMINAL BOX (ENCODER IC2048S/R) with TEMPERAT. SENSOR KTY84-130 DESIGN IM B5 (IMV 1,IM V3) SHAFT WITH FITTED KEY FULL-KEY BALANCING BEARING: PERFORMANCE, VIBRATION SEVERITY GRADE SPECIAL/B; SHAFT A. FLANGE ACCURACY GR. SPECIAL TERMINAL BOX (ABOVE) CABLE ENTRY ON THE RIGHT SIGNAL CONNECTION D-END | 5105 | TEM | 1 | MC | 65 | 1
1PH81051MS032BA1 | SIMOTICS M COMPACT ASYNCHRONOUS MOTOR Y2000RPM,10,0KW, 48NM,23A, 366V D5000RPM, 9,3KW, 18NM,24A, 398V Y1500RPM, 7,5KW, 48NM,23A, 285V FORCED VENTILATION; DIRECTION OF AIR FLOW DE --> NDE; DEGREE OF PROTECTION IP55 INCREMENTAL ENCODER SIN/COS 1VPP 2048 S/R WITH ND-END AT TERMINAL BOX (ENCODER IC2048S/R) with TEMPERAT. SENSOR KTY84-130 DESIGN IM B35 (IM V15, IM V35) SHAFT WITH FITTED KEY HALF-KEY BALANCING BEARING: STANDARD WITH FIXED BEARING, VIBRATION SEVERITY GRADE: R/A, SHAFT AND FLANGE ACCURACY: R TERMINAL BOX (ABOVE) CABLE ENTRY ON THE RIGHT SIGNAL CONNECTION D-END | 4830 | TEM | 1 | MC | 65 | 1
1PH81051SF023LA1 | SIMOTICS M COMPACT ASYNCHRONOUS MOTOR 1500RPM,7,0KW,45NM, 17,5A, 348V 1750RPM,8,0KW,44NM, 17,5A, 400V 2000RPM,9,0KW,43NM, 17,0A, 453V FORCED VENTILATION; DIRECTION OF AIR FLOW DE --> NDE; DEGREE OF PROTECTION IP55 INCREMENTAL ENCODER 19 BIT WITH COMMUTATING POSITION (ENCODER IN19DQ) WITH DRIVE-CLIQ INTERFACE DESIGN IM B5 (IMV 1,IM V3) PLAIN HOLLOW-SHAFT BEARING: PERFORMANCE, VIBRATION SEVERITY GRADE SPECIAL/B; SHAFT A. FLANGE ACCURACY GR. SPECIAL TERMINAL BOX (ABOVE) CABLE ENTRY ON THE RIGHT SIGNAL CONNECTION D-END | 8659 | TEM | 1 | MC | 67.5 | 1
1PH81051SF023LC1 | SIMOTICS M COMPACT ASYNCHRONOUS MOTOR 1500RPM,7,0KW,45NM, 17,5A, 348V 1750RPM,8,0KW,44NM, 17,5A, 400V 2000RPM,9,0KW,43NM, 17,0A, 453V FORCED VENTILATION; DIRECTION OF AIR FLOW DE --> NDE; DEGREE OF PROTECTION IP55 INCREMENTAL ENCODER 19 BIT WITH COMMUTATING POSITION (ENCODER IN19DQ) WITH DRIVE-CLIQ INTERFACE DESIGN IM B5 (IMV 1,IM V3) PLAIN HOLLOW-SHAFT BEARING: PERFORMANCE, VIBRATION SEVERITY GRADE SPECIAL/B; SHAFT A. FLANGE ACCURACY GR. SPECIAL TERMINAL BOX (ABOVE) CABLE ENTRY ON THE ND-END SIGNAL CONNECTION LEFT | 8659 | TEM | 1 | MC | 67.5 | 1
1PH81051SG233LA1 | SIMOTICS M COMPACT ASYNCHRONOUS MOTOR 2000RPM, 13KW,62NM, 34,5A,326V 2300RPM, 15KW, 62NM, 34A, 370V 2650RPM, 17KW,61NM, 33,5A, 424V WATER COOLING DEGREE OF PROTECTION IP65 INCREMENTAL ENCODER 19 BIT WITH COMMUTATING POSITION (ENCODER IN19DQ) WITH DRIVE-CLIQ INTERFACE DESIGN IM B35 (IM V15, IM V35) PLAIN HOLLOW-SHAFT BEARING: PERFORMANCE, VIBRATION SEVERITY GRADE SPECIAL/B; SHAFT A. FLANGE ACCURACY GR. SPECIAL TERMINAL BOX (ABOVE) CABLE ENTRY ON THE RIGHT SIGNAL CONNECTION D-END | 9425 | TEM | 1 | MC | 76.5 | 1
1PH81051SG233LC1 | SIMOTICS M COMPACT ASYNCHRONOUS MOTOR 2000RPM, 13KW,62NM, 34,5A,326V 2300RPM, 15KW, 62NM, 34A, 370V 2650RPM, 17KW,61NM, 33,5A, 424V WATER COOLING DEGREE OF PROTECTION IP65 INCREMENTAL ENCODER 19 BIT WITH COMMUTATING POSITION (ENCODER IN19DQ) WITH DRIVE-CLIQ INTERFACE DESIGN IM B35 (IM V15, IM V35) PLAIN HOLLOW-SHAFT BEARING: PERFORMANCE, VIBRATION SEVERITY GRADE SPECIAL/B; SHAFT A. FLANGE ACCURACY GR. SPECIAL TERMINAL BOX (ABOVE) CABLE ENTRY ON THE ND-END SIGNAL CONNECTION LEFT | 9425 | TEM | 1 | MC | 76.5 | 1
1PH81051SM223MA1 | SIMOTICS M COMPACT ASYNCHRONOUS MOTOR 3000RPM, 16,8KW, 53NM, 45A,324V 3300RPM, 18,5KW, 54NM, 45A,355V 3600RPM, 20KW, 53NM, 45A, 375V WATER COOLING DEGREE OF PROTECTION IP65 INCREMENTAL ENCODER 19 BIT WITH COMMUTATING POSITION (ENCODER IN19DQ) WITH DRIVE-CLIQ INTERFACE DESIGN IM B5 (IMV 1,IM V3) PLAIN HOLLOW-SHAFT BEARING: HIGH PERFORMANCE VIBRATION SEVERITY GRADE SPECIAL/B SHAFT AND FLANGE ACCURACY GR. SPECIAL TERMINAL BOX (ABOVE) CABLE ENTRY ON THE RIGHT SIGNAL CONNECTION D-END | 9720 | TEM | 1 | MC | 76.5 | 1
1PH81051SS020LA1 | SIMOTICS M COMPACT ASYNCHRONOUS MOTOR Y2000RPM,10,0KW, 48NM,23A, 366V D5000RPM, 9,3KW, 18NM,24A, 398V Y1500RPM, 7,5KW, 48NM,23A, 285V FORCED VENTILATION; DIRECTION OF AIR FLOW DE --> NDE; DEGREE OF PROTECTION IP55 INCREMENTAL ENCODER 19 BIT WITH COMMUTATING POSITION (ENCODER IN19DQ) WITH DRIVE-CLIQ INTERFACE DESIGN IM B5 (IMV 1,IM V3) PLAIN SHAFT WITHOUT FITTED KEY; BEARING: PERFORMANCE, VIBRATION SEVERITY GRADE SPECIAL/B; SHAFT A. FLANGE ACCURACY GR. SPECIAL TERMINAL BOX (ABOVE) CABLE ENTRY ON THE RIGHT SIGNAL CONNECTION D-END | 7142 | TEM | 1 | MC | 65 | 1
1PH81051SS020MA1 | SIMOTICS M COMPACT ASYNCHRONOUS MOTOR Y2000RPM,10,0KW, 48NM,23A, 366V D5000RPM, 9,3KW, 18NM,24A, 398V Y1500RPM, 7,5KW, 48NM,23A, 285V FORCED VENTILATION; DIRECTION OF AIR FLOW DE --> NDE; DEGREE OF PROTECTION IP55 INCREMENTAL ENCODER 19 BIT WITH COMMUTATING POSITION (ENCODER IN19DQ) WITH DRIVE-CLIQ INTERFACE DESIGN IM B5 (IMV 1,IM V3) PLAIN SHAFT WITHOUT FITTED KEY; BEARING: HIGH PERFORMANCE VIBRATION SEVERITY GRADE SPECIAL/B SHAFT AND FLANGE ACCURACY GR. SPECIAL TERMINAL BOX (ABOVE) CABLE ENTRY ON THE RIGHT SIGNAL CONNECTION D-END | 7676 | TEM | 1 | MC | 65 | 1
1PH81051SS020MC1 | SIMOTICS M COMPACT ASYNCHRONOUS MOTOR Y2000RPM,10,0KW, 48NM,23A, 366V D5000RPM, 9,3KW, 18NM,24A, 398V Y1500RPM, 7,5KW, 48NM,23A, 285V FORCED VENTILATION; DIRECTION OF AIR FLOW DE --> NDE; DEGREE OF PROTECTION IP55 INCREMENTAL ENCODER 19 BIT WITH COMMUTATING POSITION (ENCODER IN19DQ) WITH DRIVE-CLIQ INTERFACE DESIGN IM B5 (IMV 1,IM V3) PLAIN SHAFT WITHOUT FITTED KEY; BEARING: HIGH PERFORMANCE VIBRATION SEVERITY GRADE SPECIAL/B SHAFT AND FLANGE ACCURACY GR. SPECIAL TERMINAL BOX (ABOVE) CABLE ENTRY ON THE ND-END SIGNAL CONNECTION LEFT | 7676 | TEM | 1 | MC | 65 | 1
1PH81051SS023MA1 | SIMOTICS M COMPACT ASYNCHRONOUS MOTOR Y2000RPM,10,0KW, 48NM,23A, 366V D5000RPM, 9,3KW, 18NM,24A, 398V Y1500RPM, 7,5KW, 48NM,23A, 285V FORCED VENTILATION; DIRECTION OF AIR FLOW DE --> NDE; DEGREE OF PROTECTION IP55 INCREMENTAL ENCODER 19 BIT WITH COMMUTATING POSITION (ENCODER IN19DQ) WITH DRIVE-CLIQ INTERFACE DESIGN IM B5 (IMV 1,IM V3) PLAIN HOLLOW-SHAFT BEARING: HIGH PERFORMANCE VIBRATION SEVERITY GRADE SPECIAL/B SHAFT AND FLANGE ACCURACY GR. SPECIAL TERMINAL BOX (ABOVE) CABLE ENTRY ON THE RIGHT SIGNAL CONNECTION D-END | 9193 | TEM | 1 | MC | 67.5 | 1
1PH81051SS023MC1 | SIMOTICS M COMPACT ASYNCHRONOUS MOTOR Y2000RPM,10,0KW, 48NM,23A, 366V D5000RPM, 9,3KW, 18NM,24A, 398V Y1500RPM, 7,5KW, 48NM,23A, 285V FORCED VENTILATION; DIRECTION OF AIR FLOW DE --> NDE; DEGREE OF PROTECTION IP55 INCREMENTAL ENCODER 19 BIT WITH COMMUTATING POSITION (ENCODER IN19DQ) WITH DRIVE-CLIQ INTERFACE DESIGN IM B5 (IMV 1,IM V3) PLAIN HOLLOW-SHAFT BEARING: HIGH PERFORMANCE VIBRATION SEVERITY GRADE SPECIAL/B SHAFT AND FLANGE ACCURACY GR. SPECIAL TERMINAL BOX (ABOVE) CABLE ENTRY ON THE ND-END SIGNAL CONNECTION LEFT | 9193 | TEM | 1 | MC | 67.5 | 1
1PH81051TS022LA1 | SIMOTICS M COMPACT ASYNCHRONOUS MOTOR Y2000RPM,10,0KW, 48NM,23A, 366V D5000RPM, 9,3KW, 18NM,24A, 398V Y1500RPM, 7,5KW, 48NM,23A, 285V FORCED VENTILATION; DIRECTION OF AIR FLOW DE --> NDE; DEGREE OF PROTECTION IP55 INCREMENTAL ENCODER SIN/COS 1VPP 512 S/R WITHOUT ND-END AT TERMINAL BOX (ENCODER IC512S/R) with TEMPERAT. SENSOR KTY84-130 DESIGN IM B5 (IMV 1,IM V3) SHAFT WITH FITTED KEY HALF-KEY BALANCING BEARING: PERFORMANCE, VIBRATION SEVERITY GRADE SPECIAL/B; SHAFT A. FLANGE ACCURACY GR. SPECIAL TERMINAL BOX (ABOVE) CABLE ENTRY ON THE RIGHT SIGNAL CONNECTION D-END | 5321 | TEM | 1 | MC | 65 | 1
1PH81051TS022LB1 | SIMOTICS M COMPACT ASYNCHRONOUS MOTOR Y2000RPM,10,0KW, 48NM,23A, 366V D5000RPM, 9,3KW, 18NM,24A, 398V Y1500RPM, 7,5KW, 48NM,23A, 285V FORCED VENTILATION; DIRECTION OF AIR FLOW DE --> NDE; DEGREE OF PROTECTION IP55 INCREMENTAL ENCODER SIN/COS 1VPP 512 S/R WITHOUT ND-END AT TERMINAL BOX (ENCODER IC512S/R) with TEMPERAT. SENSOR KTY84-130 DESIGN IM B5 (IMV 1,IM V3) SHAFT WITH FITTED KEY HALF-KEY BALANCING BEARING: PERFORMANCE, VIBRATION SEVERITY GRADE SPECIAL/B; SHAFT A. FLANGE ACCURACY GR. SPECIAL TERMINAL BOX (ABOVE) CABLE ENTRY ON THE LEFT SIGNAL CONNECTION D-END | 5321 | TEM | 1 | MC | 65 | 1
1PH81051UF122LA1 | SIMOTICS M COMPACT ASYNCHRONOUS MOTOR 1500RPM, 7KW, 45NM, 17,5A, 348V 1750RPM, 8KW, 44NM, 17,5A, 400V 2000RPM, 9KW, 43NM, 17A, 453V FORCED VENTILATION; DIRECTION OF AIR FLOW NDE --> DE; DEGREE OF PROTECTION IP55 INCREMENTAL ENCODER 20 BIT WITHOUT COMMUTATING POSITION (ENCODER IN20DQ) WITH DRIVE-CLIQ INTERFACE DESIGN IM B5 (IMV 1,IM V3) SHAFT WITH FITTED KEY HALF-KEY BALANCING BEARING: PERFORMANCE, VIBRATION SEVERITY GRADE SPECIAL/B; SHAFT A. FLANGE ACCURACY GR. SPECIAL TERMINAL BOX (ABOVE) CABLE ENTRY ON THE RIGHT SIGNAL CONNECTION D-END | 6005 | TEM | 1 | MC | 65 | 1
1PH81051UF201LB1 | SIMOTICS M COMPACT ASYNCHRONOUS MOTOR 1500RPM, 11KW,70NM, 28,5A, 340V 1750RPM, 12,5KW,68NM,28,5A,380V 2000RPM, 14KW,67NM, 27,5A, 426V WATER COOLING DEGREE OF PROTECTION IP65 INCREMENTAL ENCODER 20 BIT WITHOUT COMMUTATING POSITION (ENCODER IN20DQ) WITH DRIVE-CLIQ INTERFACE DESIGN IM B3 (IM V5, IM V6) SHAFT WITH FITTED KEY FULL-KEY BALANCING BEARING: PERFORMANCE, VIBRATION SEVERITY GRADE SPECIAL/B; SHAFT A. FLANGE ACCURACY GR. SPECIAL TERMINAL BOX (ABOVE) CABLE ENTRY ON THE LEFT SIGNAL CONNECTION D-END | 6336 | TEM | 1 | MC | 74 | 1
1PH81051UM232LA1 | SIMOTICS M COMPACT ASYNCHRONOUS MOTOR 3000RPM, 16,8KW, 53NM, 45A,324V 3300RPM, 18,5KW, 54NM, 45A,355V 3600RPM, 20KW, 53NM, 45A, 375V WATER COOLING DEGREE OF PROTECTION IP65 INCREMENTAL ENCODER 20 BIT WITHOUT COMMUTATING POSITION (ENCODER IN20DQ) WITH DRIVE-CLIQ INTERFACE DESIGN IM B35 (IM V15, IM V35) SHAFT WITH FITTED KEY HALF-KEY BALANCING BEARING: PERFORMANCE, VIBRATION SEVERITY GRADE SPECIAL/B; SHAFT A. FLANGE ACCURACY GR. SPECIAL TERMINAL BOX (ABOVE) CABLE ENTRY ON THE RIGHT SIGNAL CONNECTION D-END | 6770 | TEM | 1 | MC | 74 | 1
1PH81053FF022AA1 | SIMOTICS M COMPACT ASYNCHRONOUS MOTOR 1500RPM,7,0KW,45NM, 17,5A, 348V 1750RPM,8,0KW,44NM, 17,5A, 400V 2000RPM,9,0KW,43NM, 17,0A, 453V FORCED VENTILATION; DIRECTION OF AIR FLOW DE --> NDE; DEGREE OF PROTECTION IP55 ABSOLUTE ENCODER 22 BIT SINGLETURN AND 12 BIT MULTITURN (ENCODER AM22DQ) WITH DRIVE-CLIQ INTERFACE DESIGN IM B5 (IMV 1,IM V3) SHAFT WITH FITTED KEY HALF-KEY BALANCING BEARING: STANDARD VIBRATION SEVERITY GRADE A; SHAFT A.FLANGE ACCURACY GR.N TERMINAL BOX (ABOVE) CABLE ENTRY ON THE RIGHT SIGNAL CONNECTION D-END | 5848 | TEM | 1 | MC | 65 | 1
1PH81053FF032AA1 | SIMOTICS M COMPACT ASYNCHRONOUS MOTOR 1500RPM,7,0KW,45NM, 17,5A, 348V 1750RPM,8,0KW,44NM, 17,5A, 400V 2000RPM,9,0KW,43NM, 17,0A, 453V FORCED VENTILATION; DIRECTION OF AIR FLOW DE --> NDE; DEGREE OF PROTECTION IP55 ABSOLUTE ENCODER 22 BIT SINGLETURN AND 12 BIT MULTITURN (ENCODER AM22DQ) WITH DRIVE-CLIQ INTERFACE DESIGN IM B35 (IM V15, IM V35) SHAFT WITH FITTED KEY HALF-KEY BALANCING BEARING: STANDARD VIBRATION SEVERITY GRADE A; SHAFT A.FLANGE ACCURACY GR.N TERMINAL BOX (ABOVE) CABLE ENTRY ON THE RIGHT SIGNAL CONNECTION D-END | 6087 | TEM | 1 | MC | 65 | 1
1PH81071AD001BA1 | SIMOTICS M COMPACT ASYNCHRONOUS MOTOR 1000RPM, 6,3KW,60NM,17,5A, 307V 1150RPM, 7,2KW,60NM,17,5A, 348V 1350RPM, 8,0KW, 57NM, 17A, 400V FORCED VENTILATION; DIRECTION OF AIR FLOW DE --> NDE; DEGREE OF PROTECTION IP55 W/O ENCODER with TEMPERAT. SENSOR KTY84-130 DESIGN IM B3 (IM V5, IM V6) SHAFT WITH FITTED KEY FULL-KEY BALANCING BEARING: STANDARD WITH FIXED BEARING, VIBRATION SEVERITY GRADE: R/A, SHAFT AND FLANGE ACCURACY: R TERMINAL BOX (ABOVE) CABLE ENTRY ON THE RIGHT SIGNAL CONNECTION D-END | 3824 | TEM | 1 | MC | 73 | 1
1PH81071AD020BA1 | SIMOTICS M COMPACT ASYNCHRONOUS MOTOR 1000RPM, 6,3KW,60NM,17,5A, 307V 1150RPM, 7,2KW,60NM,17,5A, 348V 1350RPM, 8,0KW, 57NM, 17A, 400V FORCED VENTILATION; DIRECTION OF AIR FLOW DE --> NDE; DEGREE OF PROTECTION IP55 W/O ENCODER with TEMPERAT. SENSOR KTY84-130 DESIGN IM B5 (IMV 1,IM V3) PLAIN SHAFT WITHOUT FITTED KEY; BEARING: STANDARD WITH FIXED BEARING, VIBRATION SEVERITY GRADE: R/A, SHAFT AND FLANGE ACCURACY: R TERMINAL BOX (ABOVE) CABLE ENTRY ON THE RIGHT SIGNAL CONNECTION D-END | 4020 | TEM | 1 | MC | 73 | 1
1PH81071AD021BA1 | SIMOTICS M COMPACT ASYNCHRONOUS MOTOR 1000RPM, 6,3KW,60NM,17,5A, 307V 1150RPM, 7,2KW,60NM,17,5A, 348V 1350RPM, 8,0KW, 57NM, 17A, 400V FORCED VENTILATION; DIRECTION OF AIR FLOW DE --> NDE; DEGREE OF PROTECTION IP55 W/O ENCODER with TEMPERAT. SENSOR KTY84-130 DESIGN IM B5 (IMV 1,IM V3) SHAFT WITH FITTED KEY FULL-KEY BALANCING BEARING: STANDARD WITH FIXED BEARING, VIBRATION SEVERITY GRADE: R/A, SHAFT AND FLANGE ACCURACY: R TERMINAL BOX (ABOVE) CABLE ENTRY ON THE RIGHT SIGNAL CONNECTION D-END | 4020 | TEM | 1 | MC | 73 | 1
1PH81071AD021BB1 | SIMOTICS M COMPACT ASYNCHRONOUS MOTOR 1000RPM, 6,3KW,60NM,17,5A, 307V 1150RPM, 7,2KW,60NM,17,5A, 348V 1350RPM, 8,0KW, 57NM, 17A, 400V FORCED VENTILATION; DIRECTION OF AIR FLOW DE --> NDE; DEGREE OF PROTECTION IP55 W/O ENCODER with TEMPERAT. SENSOR KTY84-130 DESIGN IM B5 (IMV 1,IM V3) SHAFT WITH FITTED KEY FULL-KEY BALANCING BEARING: STANDARD WITH FIXED BEARING, VIBRATION SEVERITY GRADE: R/A, SHAFT AND FLANGE ACCURACY: R TERMINAL BOX (ABOVE) CABLE ENTRY ON THE LEFT SIGNAL CONNECTION D-END | 4020 | TEM | 1 | MC | 73 | 1
1PH81071AD100BA1 | SIMOTICS M COMPACT ASYNCHRONOUS MOTOR 1000RPM, 6,3KW,60NM, 17,5A,307V 1150RPM, 7,2KW,60NM, 17,5A,348V 1350RPM, 8KW, 57NM, 17A, 400V FORCED VENTILATION; DIRECTION OF AIR FLOW NDE --> DE; DEGREE OF PROTECTION IP55 W/O ENCODER with TEMPERAT. SENSOR KTY84-130 DESIGN IM B3 (IM V5, IM V6) PLAIN SHAFT WITHOUT FITTED KEY; BEARING: STANDARD WITH FIXED BEARING, VIBRATION SEVERITY GRADE: R/A, SHAFT AND FLANGE ACCURACY: R TERMINAL BOX (ABOVE) CABLE ENTRY ON THE RIGHT SIGNAL CONNECTION D-END | 3824 | TEM | 1 | MC | 73 | 1
1PH81071AD100BB1 | SIMOTICS M COMPACT ASYNCHRONOUS MOTOR 1000RPM, 6,3KW,60NM, 17,5A,307V 1150RPM, 7,2KW,60NM, 17,5A,348V 1350RPM, 8KW, 57NM, 17A, 400V FORCED VENTILATION; DIRECTION OF AIR FLOW NDE --> DE; DEGREE OF PROTECTION IP55 W/O ENCODER with TEMPERAT. SENSOR KTY84-130 DESIGN IM B3 (IM V5, IM V6) PLAIN SHAFT WITHOUT FITTED KEY; BEARING: STANDARD WITH FIXED BEARING, VIBRATION SEVERITY GRADE: R/A, SHAFT AND FLANGE ACCURACY: R TERMINAL BOX (ABOVE) CABLE ENTRY ON THE LEFT SIGNAL CONNECTION D-END | 3824 | TEM | 1 | MC | 73 | 1
1PH81071AD100BC1 | SIMOTICS M COMPACT ASYNCHRONOUS MOTOR 1000RPM, 6,3KW,60NM, 17,5A,307V 1150RPM, 7,2KW,60NM, 17,5A,348V 1350RPM, 8KW, 57NM, 17A, 400V FORCED VENTILATION; DIRECTION OF AIR FLOW NDE --> DE; DEGREE OF PROTECTION IP55 W/O ENCODER with TEMPERAT. SENSOR KTY84-130 DESIGN IM B3 (IM V5, IM V6) PLAIN SHAFT WITHOUT FITTED KEY; BEARING: STANDARD WITH FIXED BEARING, VIBRATION SEVERITY GRADE: R/A, SHAFT AND FLANGE ACCURACY: R TERMINAL BOX (ABOVE) CABLE ENTRY ON THE ND-END SIGNAL CONNECTION LEFT | 3824 | TEM | 1 | MC | 73 | 1
1PH81071AD100CA1 | SIMOTICS M COMPACT ASYNCHRONOUS MOTOR 1000RPM, 6,3KW,60NM, 17,5A,307V 1150RPM, 7,2KW,60NM, 17,5A,348V 1350RPM, 8KW, 57NM, 17A, 400V FORCED VENTILATION; DIRECTION OF AIR FLOW NDE --> DE; DEGREE OF PROTECTION IP55 W/O ENCODER with TEMPERAT. SENSOR KTY84-130 DESIGN IM B3 (IM V5, IM V6) PLAIN SHAFT WITHOUT FITTED KEY; BEARING: STANDARD WITH FIXED BEARING, VIBRATION SEVERITY GRADE: S/A, SHAFT AND FLANGE ACCURACY: R TERMINAL BOX (ABOVE) CABLE ENTRY ON THE RIGHT SIGNAL CONNECTION D-END | 4019 | TEM | 1 | MC | 73 | 1
1PH81071AD100CB1 | SIMOTICS M COMPACT ASYNCHRONOUS MOTOR 1000RPM, 6,3KW,60NM, 17,5A,307V 1150RPM, 7,2KW,60NM, 17,5A,348V 1350RPM, 8KW, 57NM, 17A, 400V FORCED VENTILATION; DIRECTION OF AIR FLOW NDE --> DE; DEGREE OF PROTECTION IP55 W/O ENCODER with TEMPERAT. SENSOR KTY84-130 DESIGN IM B3 (IM V5, IM V6) PLAIN SHAFT WITHOUT FITTED KEY; BEARING: STANDARD WITH FIXED BEARING, VIBRATION SEVERITY GRADE: S/A, SHAFT AND FLANGE ACCURACY: R TERMINAL BOX (ABOVE) CABLE ENTRY ON THE LEFT SIGNAL CONNECTION D-END | 4019 | TEM | 1 | MC | 73 | 1
1PH81071AD100CC1 | SIMOTICS M COMPACT ASYNCHRONOUS MOTOR 1000RPM, 6,3KW,60NM, 17,5A,307V 1150RPM, 7,2KW,60NM, 17,5A,348V 1350RPM, 8KW, 57NM, 17A, 400V FORCED VENTILATION; DIRECTION OF AIR FLOW NDE --> DE; DEGREE OF PROTECTION IP55 W/O ENCODER with TEMPERAT. SENSOR KTY84-130 DESIGN IM B3 (IM V5, IM V6) PLAIN SHAFT WITHOUT FITTED KEY; BEARING: STANDARD WITH FIXED BEARING, VIBRATION SEVERITY GRADE: S/A, SHAFT AND FLANGE ACCURACY: R TERMINAL BOX (ABOVE) CABLE ENTRY ON THE ND-END SIGNAL CONNECTION LEFT | 4019 | TEM | 1 | MC | 73 | 1
1PH81071AD102BA1 | SIMOTICS M COMPACT ASYNCHRONOUS MOTOR 1000RPM, 6,3KW,60NM, 17,5A,307V 1150RPM, 7,2KW,60NM, 17,5A,348V 1350RPM, 8KW, 57NM, 17A, 400V FORCED VENTILATION; DIRECTION OF AIR FLOW NDE --> DE; DEGREE OF PROTECTION IP55 W/O ENCODER with TEMPERAT. SENSOR KTY84-130 DESIGN IM B3 (IM V5, IM V6) SHAFT WITH FITTED KEY HALF-KEY BALANCING BEARING: STANDARD WITH FIXED BEARING, VIBRATION SEVERITY GRADE: R/A, SHAFT AND FLANGE ACCURACY: R TERMINAL BOX (ABOVE) CABLE ENTRY ON THE RIGHT SIGNAL CONNECTION D-END | 3824 | TEM | 1 | MC | 73 | 1
1PH81071AD102BB1 | SIMOTICS M COMPACT ASYNCHRONOUS MOTOR 1000RPM, 6,3KW,60NM, 17,5A,307V 1150RPM, 7,2KW,60NM, 17,5A,348V 1350RPM, 8KW, 57NM, 17A, 400V FORCED VENTILATION; DIRECTION OF AIR FLOW NDE --> DE; DEGREE OF PROTECTION IP55 W/O ENCODER with TEMPERAT. SENSOR KTY84-130 DESIGN IM B3 (IM V5, IM V6) SHAFT WITH FITTED KEY HALF-KEY BALANCING BEARING: STANDARD WITH FIXED BEARING, VIBRATION SEVERITY GRADE: R/A, SHAFT AND FLANGE ACCURACY: R TERMINAL BOX (ABOVE) CABLE ENTRY ON THE LEFT SIGNAL CONNECTION D-END | 3824 | TEM | 1 | MC | 73 | 1
1PH81071AD102BC1 | SIMOTICS M COMPACT ASYNCHRONOUS MOTOR 1000RPM, 6,3KW,60NM, 17,5A,307V 1150RPM, 7,2KW,60NM, 17,5A,348V 1350RPM, 8KW, 57NM, 17A, 400V FORCED VENTILATION; DIRECTION OF AIR FLOW NDE --> DE; DEGREE OF PROTECTION IP55 W/O ENCODER with TEMPERAT. SENSOR KTY84-130 DESIGN IM B3 (IM V5, IM V6) SHAFT WITH FITTED KEY HALF-KEY BALANCING BEARING: STANDARD WITH FIXED BEARING, VIBRATION SEVERITY GRADE: R/A, SHAFT AND FLANGE ACCURACY: R TERMINAL BOX (ABOVE) CABLE ENTRY ON THE ND-END SIGNAL CONNECTION LEFT | 3824 | TEM | 1 | MC | 73 | 1
1PH81071AD102CA1 | SIMOTICS M COMPACT ASYNCHRONOUS MOTOR 1000RPM, 6,3KW,60NM, 17,5A,307V 1150RPM, 7,2KW,60NM, 17,5A,348V 1350RPM, 8KW, 57NM, 17A, 400V FORCED VENTILATION; DIRECTION OF AIR FLOW NDE --> DE; DEGREE OF PROTECTION IP55 W/O ENCODER with TEMPERAT. SENSOR KTY84-130 DESIGN IM B3 (IM V5, IM V6) SHAFT WITH FITTED KEY HALF-KEY BALANCING BEARING: STANDARD WITH FIXED BEARING, VIBRATION SEVERITY GRADE: S/A, SHAFT AND FLANGE ACCURACY: R TERMINAL BOX (ABOVE) CABLE ENTRY ON THE RIGHT SIGNAL CONNECTION D-END | 4019 | TEM | 1 | MC | 73 | 1
1PH81071AD102CB1 | SIMOTICS M COMPACT ASYNCHRONOUS MOTOR 1000RPM, 6,3KW,60NM, 17,5A,307V 1150RPM, 7,2KW,60NM, 17,5A,348V 1350RPM, 8KW, 57NM, 17A, 400V FORCED VENTILATION; DIRECTION OF AIR FLOW NDE --> DE; DEGREE OF PROTECTION IP55 W/O ENCODER with TEMPERAT. SENSOR KTY84-130 DESIGN IM B3 (IM V5, IM V6) SHAFT WITH FITTED KEY HALF-KEY BALANCING BEARING: STANDARD WITH FIXED BEARING, VIBRATION SEVERITY GRADE: S/A, SHAFT AND FLANGE ACCURACY: R TERMINAL BOX (ABOVE) CABLE ENTRY ON THE LEFT SIGNAL CONNECTION D-END | 4019 | TEM | 1 | MC | 73 | 1
1PH81071AD102CC1 | SIMOTICS M COMPACT ASYNCHRONOUS MOTOR 1000RPM, 6,3KW,60NM, 17,5A,307V 1150RPM, 7,2KW,60NM, 17,5A,348V 1350RPM, 8KW, 57NM, 17A, 400V FORCED VENTILATION; DIRECTION OF AIR FLOW NDE --> DE; DEGREE OF PROTECTION IP55 W/O ENCODER with TEMPERAT. SENSOR KTY84-130 DESIGN IM B3 (IM V5, IM V6) SHAFT WITH FITTED KEY HALF-KEY BALANCING BEARING: STANDARD WITH FIXED BEARING, VIBRATION SEVERITY GRADE: S/A, SHAFT AND FLANGE ACCURACY: R TERMINAL BOX (ABOVE) CABLE ENTRY ON THE ND-END SIGNAL CONNECTION LEFT | 4019 | TEM | 1 | MC | 73 | 1
1PH81071AD120BA1 | SIMOTICS M COMPACT ASYNCHRONOUS MOTOR 1000RPM, 6,3KW,60NM, 17,5A,307V 1150RPM, 7,2KW,60NM, 17,5A,348V 1350RPM, 8KW, 57NM, 17A, 400V FORCED VENTILATION; DIRECTION OF AIR FLOW NDE --> DE; DEGREE OF PROTECTION IP55 W/O ENCODER with TEMPERAT. SENSOR KTY84-130 DESIGN IM B5 (IMV 1,IM V3) PLAIN SHAFT WITHOUT FITTED KEY; BEARING: STANDARD WITH FIXED BEARING, VIBRATION SEVERITY GRADE: R/A, SHAFT AND FLANGE ACCURACY: R TERMINAL BOX (ABOVE) CABLE ENTRY ON THE RIGHT SIGNAL CONNECTION D-END | 4020 | TEM | 1 | MC | 73 | 1
1PH81071AD120BB1 | SIMOTICS M COMPACT ASYNCHRONOUS MOTOR 1000RPM, 6,3KW,60NM, 17,5A,307V 1150RPM, 7,2KW,60NM, 17,5A,348V 1350RPM, 8KW, 57NM, 17A, 400V FORCED VENTILATION; DIRECTION OF AIR FLOW NDE --> DE; DEGREE OF PROTECTION IP55 W/O ENCODER with TEMPERAT. SENSOR KTY84-130 DESIGN IM B5 (IMV 1,IM V3) PLAIN SHAFT WITHOUT FITTED KEY; BEARING: STANDARD WITH FIXED BEARING, VIBRATION SEVERITY GRADE: R/A, SHAFT AND FLANGE ACCURACY: R TERMINAL BOX (ABOVE) CABLE ENTRY ON THE LEFT SIGNAL CONNECTION D-END | 4020 | TEM | 1 | MC | 73 | 1
1PH81071AD120BC1 | SIMOTICS M COMPACT ASYNCHRONOUS MOTOR 1000RPM, 6,3KW,60NM, 17,5A,307V 1150RPM, 7,2KW,60NM, 17,5A,348V 1350RPM, 8KW, 57NM, 17A, 400V FORCED VENTILATION; DIRECTION OF AIR FLOW NDE --> DE; DEGREE OF PROTECTION IP55 W/O ENCODER with TEMPERAT. SENSOR KTY84-130 DESIGN IM B5 (IMV 1,IM V3) PLAIN SHAFT WITHOUT FITTED KEY; BEARING: STANDARD WITH FIXED BEARING, VIBRATION SEVERITY GRADE: R/A, SHAFT AND FLANGE ACCURACY: R TERMINAL BOX (ABOVE) CABLE ENTRY ON THE ND-END SIGNAL CONNECTION LEFT | 4020 | TEM | 1 | MC | 73 | 1
1PH81071AD120CA1 | SIMOTICS M COMPACT ASYNCHRONOUS MOTOR 1000RPM, 6,3KW,60NM, 17,5A,307V 1150RPM, 7,2KW,60NM, 17,5A,348V 1350RPM, 8KW, 57NM, 17A, 400V FORCED VENTILATION; DIRECTION OF AIR FLOW NDE --> DE; DEGREE OF PROTECTION IP55 W/O ENCODER with TEMPERAT. SENSOR KTY84-130 DESIGN IM B5 (IMV 1,IM V3) PLAIN SHAFT WITHOUT FITTED KEY; BEARING: STANDARD WITH FIXED BEARING, VIBRATION SEVERITY GRADE: S/A, SHAFT AND FLANGE ACCURACY: R TERMINAL BOX (ABOVE) CABLE ENTRY ON THE RIGHT SIGNAL CONNECTION D-END | 4215 | TEM | 1 | MC | 73 | 1
1PH81071AD120CB1 | SIMOTICS M COMPACT ASYNCHRONOUS MOTOR 1000RPM, 6,3KW,60NM, 17,5A,307V 1150RPM, 7,2KW,60NM, 17,5A,348V 1350RPM, 8KW, 57NM, 17A, 400V FORCED VENTILATION; DIRECTION OF AIR FLOW NDE --> DE; DEGREE OF PROTECTION IP55 W/O ENCODER with TEMPERAT. SENSOR KTY84-130 DESIGN IM B5 (IMV 1,IM V3) PLAIN SHAFT WITHOUT FITTED KEY; BEARING: STANDARD WITH FIXED BEARING, VIBRATION SEVERITY GRADE: S/A, SHAFT AND FLANGE ACCURACY: R TERMINAL BOX (ABOVE) CABLE ENTRY ON THE LEFT SIGNAL CONNECTION D-END | 4215 | TEM | 1 | MC | 73 | 1
1PH81071AD120CC1 | SIMOTICS M COMPACT ASYNCHRONOUS MOTOR 1000RPM, 6,3KW,60NM, 17,5A,307V 1150RPM, 7,2KW,60NM, 17,5A,348V 1350RPM, 8KW, 57NM, 17A, 400V FORCED VENTILATION; DIRECTION OF AIR FLOW NDE --> DE; DEGREE OF PROTECTION IP55 W/O ENCODER with TEMPERAT. SENSOR KTY84-130 DESIGN IM B5 (IMV 1,IM V3) PLAIN SHAFT WITHOUT FITTED KEY; BEARING: STANDARD WITH FIXED BEARING, VIBRATION SEVERITY GRADE: S/A, SHAFT AND FLANGE ACCURACY: R TERMINAL BOX (ABOVE) CABLE ENTRY ON THE ND-END SIGNAL CONNECTION LEFT | 4215 | TEM | 1 | MC | 73 | 1
1PH81071AD121BB1 | SIMOTICS M COMPACT ASYNCHRONOUS MOTOR 1000RPM, 6,3KW,60NM, 17,5A,307V 1150RPM, 7,2KW,60NM, 17,5A,348V 1350RPM, 8KW, 57NM, 17A, 400V FORCED VENTILATION; DIRECTION OF AIR FLOW NDE --> DE; DEGREE OF PROTECTION IP55 W/O ENCODER with TEMPERAT. SENSOR KTY84-130 DESIGN IM B5 (IMV 1,IM V3) SHAFT WITH FITTED KEY FULL-KEY BALANCING BEARING: STANDARD WITH FIXED BEARING, VIBRATION SEVERITY GRADE: R/A, SHAFT AND FLANGE ACCURACY: R TERMINAL BOX (ABOVE) CABLE ENTRY ON THE LEFT SIGNAL CONNECTION D-END | 4020 | TEM | 1 | MC | 73 | 1
1PH81071AD122BA1 | SIMOTICS M COMPACT ASYNCHRONOUS MOTOR 1000RPM, 6,3KW,60NM, 17,5A,307V 1150RPM, 7,2KW,60NM, 17,5A,348V 1350RPM, 8KW, 57NM, 17A, 400V FORCED VENTILATION; DIRECTION OF AIR FLOW NDE --> DE; DEGREE OF PROTECTION IP55 W/O ENCODER with TEMPERAT. SENSOR KTY84-130 DESIGN IM B5 (IMV 1,IM V3) SHAFT WITH FITTED KEY HALF-KEY BALANCING BEARING: STANDARD WITH FIXED BEARING, VIBRATION SEVERITY GRADE: R/A, SHAFT AND FLANGE ACCURACY: R TERMINAL BOX (ABOVE) CABLE ENTRY ON THE RIGHT SIGNAL CONNECTION D-END | 4020 | TEM | 1 | MC | 73 | 1
1PH81071AD122BB1 | SIMOTICS M COMPACT ASYNCHRONOUS MOTOR 1000RPM, 6,3KW,60NM, 17,5A,307V 1150RPM, 7,2KW,60NM, 17,5A,348V 1350RPM, 8KW, 57NM, 17A, 400V FORCED VENTILATION; DIRECTION OF AIR FLOW NDE --> DE; DEGREE OF PROTECTION IP55 W/O ENCODER with TEMPERAT. SENSOR KTY84-130 DESIGN IM B5 (IMV 1,IM V3) SHAFT WITH FITTED KEY HALF-KEY BALANCING BEARING: STANDARD WITH FIXED BEARING, VIBRATION SEVERITY GRADE: R/A, SHAFT AND FLANGE ACCURACY: R TERMINAL BOX (ABOVE) CABLE ENTRY ON THE LEFT SIGNAL CONNECTION D-END | 4020 | TEM | 1 | MC | 73 | 1
1PH81071AD122BC1 | SIMOTICS M COMPACT ASYNCHRONOUS MOTOR 1000RPM, 6,3KW,60NM, 17,5A,307V 1150RPM, 7,2KW,60NM, 17,5A,348V 1350RPM, 8KW, 57NM, 17A, 400V FORCED VENTILATION; DIRECTION OF AIR FLOW NDE --> DE; DEGREE OF PROTECTION IP55 W/O ENCODER with TEMPERAT. SENSOR KTY84-130 DESIGN IM B5 (IMV 1,IM V3) SHAFT WITH FITTED KEY HALF-KEY BALANCING BEARING: STANDARD WITH FIXED BEARING, VIBRATION SEVERITY GRADE: R/A, SHAFT AND FLANGE ACCURACY: R TERMINAL BOX (ABOVE) CABLE ENTRY ON THE ND-END SIGNAL CONNECTION LEFT | 4020 | TEM | 1 | MC | 73 | 1
1PH81071AD122CA1 | SIMOTICS M COMPACT ASYNCHRONOUS MOTOR 1000RPM, 6,3KW,60NM, 17,5A,307V 1150RPM, 7,2KW,60NM, 17,5A,348V 1350RPM, 8KW, 57NM, 17A, 400V FORCED VENTILATION; DIRECTION OF AIR FLOW NDE --> DE; DEGREE OF PROTECTION IP55 W/O ENCODER with TEMPERAT. SENSOR KTY84-130 DESIGN IM B5 (IMV 1,IM V3) SHAFT WITH FITTED KEY HALF-KEY BALANCING BEARING: STANDARD WITH FIXED BEARING, VIBRATION SEVERITY GRADE: S/A, SHAFT AND FLANGE ACCURACY: R TERMINAL BOX (ABOVE) CABLE ENTRY ON THE RIGHT SIGNAL CONNECTION D-END | 4215 | TEM | 1 | MC | 73 | 1
1PH81071AD122CB1 | SIMOTICS M COMPACT ASYNCHRONOUS MOTOR 1000RPM, 6,3KW,60NM, 17,5A,307V 1150RPM, 7,2KW,60NM, 17,5A,348V 1350RPM, 8KW, 57NM, 17A, 400V FORCED VENTILATION; DIRECTION OF AIR FLOW NDE --> DE; DEGREE OF PROTECTION IP55 W/O ENCODER with TEMPERAT. SENSOR KTY84-130 DESIGN IM B5 (IMV 1,IM V3) SHAFT WITH FITTED KEY HALF-KEY BALANCING BEARING: STANDARD WITH FIXED BEARING, VIBRATION SEVERITY GRADE: S/A, SHAFT AND FLANGE ACCURACY: R TERMINAL BOX (ABOVE) CABLE ENTRY ON THE LEFT SIGNAL CONNECTION D-END | 4215 | TEM | 1 | MC | 73 | 1
1PH81071AD122CC1 | SIMOTICS M COMPACT ASYNCHRONOUS MOTOR 1000RPM, 6,3KW,60NM, 17,5A,307V 1150RPM, 7,2KW,60NM, 17,5A,348V 1350RPM, 8KW, 57NM, 17A, 400V FORCED VENTILATION; DIRECTION OF AIR FLOW NDE --> DE; DEGREE OF PROTECTION IP55 W/O ENCODER with TEMPERAT. SENSOR KTY84-130 DESIGN IM B5 (IMV 1,IM V3) SHAFT WITH FITTED KEY HALF-KEY BALANCING BEARING: STANDARD WITH FIXED BEARING, VIBRATION SEVERITY GRADE: S/A, SHAFT AND FLANGE ACCURACY: R TERMINAL BOX (ABOVE) CABLE ENTRY ON THE ND-END SIGNAL CONNECTION LEFT | 4215 | TEM | 1 | MC | 73 | 1
1PH81071AD130BA1 | SIMOTICS M COMPACT ASYNCHRONOUS MOTOR 1000RPM, 6,3KW,60NM, 17,5A,307V 1150RPM, 7,2KW,60NM, 17,5A,348V 1350RPM, 8KW, 57NM, 17A, 400V FORCED VENTILATION; DIRECTION OF AIR FLOW NDE --> DE; DEGREE OF PROTECTION IP55 W/O ENCODER with TEMPERAT. SENSOR KTY84-130 DESIGN IM B35 (IM V15, IM V35) PLAIN SHAFT WITHOUT FITTED KEY; BEARING: STANDARD WITH FIXED BEARING, VIBRATION SEVERITY GRADE: R/A, SHAFT AND FLANGE ACCURACY: R TERMINAL BOX (ABOVE) CABLE ENTRY ON THE RIGHT SIGNAL CONNECTION D-END | 4258 | TEM | 1 | MC | 73 | 1
1PH81071AD130BB1 | SIMOTICS M COMPACT ASYNCHRONOUS MOTOR 1000RPM, 6,3KW,60NM, 17,5A,307V 1150RPM, 7,2KW,60NM, 17,5A,348V 1350RPM, 8KW, 57NM, 17A, 400V FORCED VENTILATION; DIRECTION OF AIR FLOW NDE --> DE; DEGREE OF PROTECTION IP55 W/O ENCODER with TEMPERAT. SENSOR KTY84-130 DESIGN IM B35 (IM V15, IM V35) PLAIN SHAFT WITHOUT FITTED KEY; BEARING: STANDARD WITH FIXED BEARING, VIBRATION SEVERITY GRADE: R/A, SHAFT AND FLANGE ACCURACY: R TERMINAL BOX (ABOVE) CABLE ENTRY ON THE LEFT SIGNAL CONNECTION D-END | 4258 | TEM | 1 | MC | 73 | 1
1PH81071AD130BC1 | SIMOTICS M COMPACT ASYNCHRONOUS MOTOR 1000RPM, 6,3KW,60NM, 17,5A,307V 1150RPM, 7,2KW,60NM, 17,5A,348V 1350RPM, 8KW, 57NM, 17A, 400V FORCED VENTILATION; DIRECTION OF AIR FLOW NDE --> DE; DEGREE OF PROTECTION IP55 W/O ENCODER with TEMPERAT. SENSOR KTY84-130 DESIGN IM B35 (IM V15, IM V35) PLAIN SHAFT WITHOUT FITTED KEY; BEARING: STANDARD WITH FIXED BEARING, VIBRATION SEVERITY GRADE: R/A, SHAFT AND FLANGE ACCURACY: R TERMINAL BOX (ABOVE) CABLE ENTRY ON THE ND-END SIGNAL CONNECTION LEFT | 4258 | TEM | 1 | MC | 73 | 1
1PH81071AD130CA1 | SIMOTICS M COMPACT ASYNCHRONOUS MOTOR 1000RPM, 6,3KW,60NM, 17,5A,307V 1150RPM, 7,2KW,60NM, 17,5A,348V 1350RPM, 8KW, 57NM, 17A, 400V FORCED VENTILATION; DIRECTION OF AIR FLOW NDE --> DE; DEGREE OF PROTECTION IP55 W/O ENCODER with TEMPERAT. SENSOR KTY84-130 DESIGN IM B35 (IM V15, IM V35) PLAIN SHAFT WITHOUT FITTED KEY; BEARING: STANDARD WITH FIXED BEARING, VIBRATION SEVERITY GRADE: S/A, SHAFT AND FLANGE ACCURACY: R TERMINAL BOX (ABOVE) CABLE ENTRY ON THE RIGHT SIGNAL CONNECTION D-END | 4453 | TEM | 1 | MC | 73 | 1
1PH81071AD130CB1 | SIMOTICS M COMPACT ASYNCHRONOUS MOTOR 1000RPM, 6,3KW,60NM, 17,5A,307V 1150RPM, 7,2KW,60NM, 17,5A,348V 1350RPM, 8KW, 57NM, 17A, 400V FORCED VENTILATION; DIRECTION OF AIR FLOW NDE --> DE; DEGREE OF PROTECTION IP55 W/O ENCODER with TEMPERAT. SENSOR KTY84-130 DESIGN IM B35 (IM V15, IM V35) PLAIN SHAFT WITHOUT FITTED KEY; BEARING: STANDARD WITH FIXED BEARING, VIBRATION SEVERITY GRADE: S/A, SHAFT AND FLANGE ACCURACY: R TERMINAL BOX (ABOVE) CABLE ENTRY ON THE LEFT SIGNAL CONNECTION D-END | 4453 | TEM | 1 | MC | 73 | 1
1PH81071AD130CC1 | SIMOTICS M COMPACT ASYNCHRONOUS MOTOR 1000RPM, 6,3KW,60NM, 17,5A,307V 1150RPM, 7,2KW,60NM, 17,5A,348V 1350RPM, 8KW, 57NM, 17A, 400V FORCED VENTILATION; DIRECTION OF AIR FLOW NDE --> DE; DEGREE OF PROTECTION IP55 W/O ENCODER with TEMPERAT. SENSOR KTY84-130 DESIGN IM B35 (IM V15, IM V35) PLAIN SHAFT WITHOUT FITTED KEY; BEARING: STANDARD WITH FIXED BEARING, VIBRATION SEVERITY GRADE: S/A, SHAFT AND FLANGE ACCURACY: R TERMINAL BOX (ABOVE) CABLE ENTRY ON THE ND-END SIGNAL CONNECTION LEFT | 4453 | TEM | 1 | MC | 73 | 1
1PH81071AD132BA1 | SIMOTICS M COMPACT ASYNCHRONOUS MOTOR 1000RPM, 6,3KW,60NM, 17,5A,307V 1150RPM, 7,2KW,60NM, 17,5A,348V 1350RPM, 8KW, 57NM, 17A, 400V FORCED VENTILATION; DIRECTION OF AIR FLOW NDE --> DE; DEGREE OF PROTECTION IP55 W/O ENCODER with TEMPERAT. SENSOR KTY84-130 DESIGN IM B35 (IM V15, IM V35) SHAFT WITH FITTED KEY HALF-KEY BALANCING BEARING: STANDARD WITH FIXED BEARING, VIBRATION SEVERITY GRADE: R/A, SHAFT AND FLANGE ACCURACY: R TERMINAL BOX (ABOVE) CABLE ENTRY ON THE RIGHT SIGNAL CONNECTION D-END | 4258 | TEM | 1 | MC | 73 | 1
1PH81071AD132BB1 | SIMOTICS M COMPACT ASYNCHRONOUS MOTOR 1000RPM, 6,3KW,60NM, 17,5A,307V 1150RPM, 7,2KW,60NM, 17,5A,348V 1350RPM, 8KW, 57NM, 17A, 400V FORCED VENTILATION; DIRECTION OF AIR FLOW NDE --> DE; DEGREE OF PROTECTION IP55 W/O ENCODER with TEMPERAT. SENSOR KTY84-130 DESIGN IM B35 (IM V15, IM V35) SHAFT WITH FITTED KEY HALF-KEY BALANCING BEARING: STANDARD WITH FIXED BEARING, VIBRATION SEVERITY GRADE: R/A, SHAFT AND FLANGE ACCURACY: R TERMINAL BOX (ABOVE) CABLE ENTRY ON THE LEFT SIGNAL CONNECTION D-END | 4258 | TEM | 1 | MC | 73 | 1
1PH81071AD132BC1 | SIMOTICS M COMPACT ASYNCHRONOUS MOTOR 1000RPM, 6,3KW,60NM, 17,5A,307V 1150RPM, 7,2KW,60NM, 17,5A,348V 1350RPM, 8KW, 57NM, 17A, 400V FORCED VENTILATION; DIRECTION OF AIR FLOW NDE --> DE; DEGREE OF PROTECTION IP55 W/O ENCODER with TEMPERAT. SENSOR KTY84-130 DESIGN IM B35 (IM V15, IM V35) SHAFT WITH FITTED KEY HALF-KEY BALANCING BEARING: STANDARD WITH FIXED BEARING, VIBRATION SEVERITY GRADE: R/A, SHAFT AND FLANGE ACCURACY: R TERMINAL BOX (ABOVE) CABLE ENTRY ON THE ND-END SIGNAL CONNECTION LEFT | 4258 | TEM | 1 | MC | 73 | 1
1PH81071AD132CA1 | SIMOTICS M COMPACT ASYNCHRONOUS MOTOR 1000RPM, 6,3KW,60NM, 17,5A,307V 1150RPM, 7,2KW,60NM, 17,5A,348V 1350RPM, 8KW, 57NM, 17A, 400V FORCED VENTILATION; DIRECTION OF AIR FLOW NDE --> DE; DEGREE OF PROTECTION IP55 W/O ENCODER with TEMPERAT. SENSOR KTY84-130 DESIGN IM B35 (IM V15, IM V35) SHAFT WITH FITTED KEY HALF-KEY BALANCING BEARING: STANDARD WITH FIXED BEARING, VIBRATION SEVERITY GRADE: S/A, SHAFT AND FLANGE ACCURACY: R TERMINAL BOX (ABOVE) CABLE ENTRY ON THE RIGHT SIGNAL CONNECTION D-END | 4453 | TEM | 1 | MC | 73 | 1
1PH81071AD132CB1 | SIMOTICS M COMPACT ASYNCHRONOUS MOTOR 1000RPM, 6,3KW,60NM, 17,5A,307V 1150RPM, 7,2KW,60NM, 17,5A,348V 1350RPM, 8KW, 57NM, 17A, 400V FORCED VENTILATION; DIRECTION OF AIR FLOW NDE --> DE; DEGREE OF PROTECTION IP55 W/O ENCODER with TEMPERAT. SENSOR KTY84-130 DESIGN IM B35 (IM V15, IM V35) SHAFT WITH FITTED KEY HALF-KEY BALANCING BEARING: STANDARD WITH FIXED BEARING, VIBRATION SEVERITY GRADE: S/A, SHAFT AND FLANGE ACCURACY: R TERMINAL BOX (ABOVE) CABLE ENTRY ON THE LEFT SIGNAL CONNECTION D-END | 4453 | TEM | 1 | MC | 73 | 1
1PH81071AD132CC1 | SIMOTICS M COMPACT ASYNCHRONOUS MOTOR 1000RPM, 6,3KW,60NM, 17,5A,307V 1150RPM, 7,2KW,60NM, 17,5A,348V 1350RPM, 8KW, 57NM, 17A, 400V FORCED VENTILATION; DIRECTION OF AIR FLOW NDE --> DE; DEGREE OF PROTECTION IP55 W/O ENCODER with TEMPERAT. SENSOR KTY84-130 DESIGN IM B35 (IM V15, IM V35) SHAFT WITH FITTED KEY HALF-KEY BALANCING BEARING: STANDARD WITH FIXED BEARING, VIBRATION SEVERITY GRADE: S/A, SHAFT AND FLANGE ACCURACY: R TERMINAL BOX (ABOVE) CABLE ENTRY ON THE ND-END SIGNAL CONNECTION LEFT | 4453 | TEM | 1 | MC | 73 | 1
1PH81071AF000LA1 | SIMOTICS M COMPACT ASYNCHRONOUS MOTOR 1500RPM, 9,0KW,57NM,23,5A, 330V 1750RPM, 10,0KW,55NM, 22A, 380V 2000RPM, 11KW,53NM, 21,5A, 428V FORCED VENTILATION; DIRECTION OF AIR FLOW DE --> NDE; DEGREE OF PROTECTION IP55 W/O ENCODER with TEMPERAT. SENSOR KTY84-130 DESIGN IM B3 (IM V5, IM V6) PLAIN SHAFT WITHOUT FITTED KEY; BEARING: PERFORMANCE, VIBRATION SEVERITY GRADE SPECIAL/B; SHAFT A. FLANGE ACCURACY GR. SPECIAL TERMINAL BOX (ABOVE) CABLE ENTRY ON THE RIGHT SIGNAL CONNECTION D-END | 4337 | TEM | 1 | MC | 73 | 1
1PH81071AF001BA1 | SIMOTICS M COMPACT ASYNCHRONOUS MOTOR 1500RPM, 9,0KW,57NM,23,5A, 330V 1750RPM, 10,0KW,55NM, 22A, 380V 2000RPM, 11KW,53NM, 21,5A, 428V FORCED VENTILATION; DIRECTION OF AIR FLOW DE --> NDE; DEGREE OF PROTECTION IP55 W/O ENCODER with TEMPERAT. SENSOR KTY84-130 DESIGN IM B3 (IM V5, IM V6) SHAFT WITH FITTED KEY FULL-KEY BALANCING BEARING: STANDARD WITH FIXED BEARING, VIBRATION SEVERITY GRADE: R/A, SHAFT AND FLANGE ACCURACY: R TERMINAL BOX (ABOVE) CABLE ENTRY ON THE RIGHT SIGNAL CONNECTION D-END | 3824 | TEM | 1 | MC | 73 | 1
1PH81071AF002CA1 | SIMOTICS M COMPACT ASYNCHRONOUS MOTOR 1500RPM, 9,0KW,57NM,23,5A, 330V 1750RPM, 10,0KW,55NM, 22A, 380V 2000RPM, 11KW,53NM, 21,5A, 428V FORCED VENTILATION; DIRECTION OF AIR FLOW DE --> NDE; DEGREE OF PROTECTION IP55 W/O ENCODER with TEMPERAT. SENSOR KTY84-130 DESIGN IM B3 (IM V5, IM V6) SHAFT WITH FITTED KEY HALF-KEY BALANCING BEARING: STANDARD WITH FIXED BEARING, VIBRATION SEVERITY GRADE: S/A, SHAFT AND FLANGE ACCURACY: R TERMINAL BOX (ABOVE) CABLE ENTRY ON THE RIGHT SIGNAL CONNECTION D-END | 4019 | TEM | 1 | MC | 73 | 1
1PH81071AF020BA1 | SIMOTICS M COMPACT ASYNCHRONOUS MOTOR 1500RPM, 9,0KW,57NM,23,5A, 330V 1750RPM, 10,0KW,55NM, 22A, 380V 2000RPM, 11KW,53NM, 21,5A, 428V FORCED VENTILATION; DIRECTION OF AIR FLOW DE --> NDE; DEGREE OF PROTECTION IP55 W/O ENCODER with TEMPERAT. SENSOR KTY84-130 DESIGN IM B5 (IMV 1,IM V3) PLAIN SHAFT WITHOUT FITTED KEY; BEARING: STANDARD WITH FIXED BEARING, VIBRATION SEVERITY GRADE: R/A, SHAFT AND FLANGE ACCURACY: R TERMINAL BOX (ABOVE) CABLE ENTRY ON THE RIGHT SIGNAL CONNECTION D-END | 4020 | TEM | 1 | MC | 73 | 1
1PH81071AF020BB1 | SIMOTICS M COMPACT ASYNCHRONOUS MOTOR 1500RPM, 9,0KW,57NM,23,5A, 330V 1750RPM, 10,0KW,55NM, 22A, 380V 2000RPM, 11KW,53NM, 21,5A, 428V FORCED VENTILATION; DIRECTION OF AIR FLOW DE --> NDE; DEGREE OF PROTECTION IP55 W/O ENCODER with TEMPERAT. SENSOR KTY84-130 DESIGN IM B5 (IMV 1,IM V3) PLAIN SHAFT WITHOUT FITTED KEY; BEARING: STANDARD WITH FIXED BEARING, VIBRATION SEVERITY GRADE: R/A, SHAFT AND FLANGE ACCURACY: R TERMINAL BOX (ABOVE) CABLE ENTRY ON THE LEFT SIGNAL CONNECTION D-END | 4020 | TEM | 1 | MC | 73 | 1
1PH81071AF020CA1 | SIMOTICS M COMPACT ASYNCHRONOUS MOTOR 1500RPM, 9,0KW,57NM,23,5A, 330V 1750RPM, 10,0KW,55NM, 22A, 380V 2000RPM, 11KW,53NM, 21,5A, 428V FORCED VENTILATION; DIRECTION OF AIR FLOW DE --> NDE; DEGREE OF PROTECTION IP55 W/O ENCODER with TEMPERAT. SENSOR KTY84-130 DESIGN IM B5 (IMV 1,IM V3) PLAIN SHAFT WITHOUT FITTED KEY; BEARING: STANDARD WITH FIXED BEARING, VIBRATION SEVERITY GRADE: S/A, SHAFT AND FLANGE ACCURACY: R TERMINAL BOX (ABOVE) CABLE ENTRY ON THE RIGHT SIGNAL CONNECTION D-END | 4215 | TEM | 1 | MC | 73 | 1
1PH81071AF022BA1 | SIMOTICS M COMPACT ASYNCHRONOUS MOTOR 1500RPM, 9,0KW,57NM,23,5A, 330V 1750RPM, 10,0KW,55NM, 22A, 380V 2000RPM, 11KW,53NM, 21,5A, 428V FORCED VENTILATION; DIRECTION OF AIR FLOW DE --> NDE; DEGREE OF PROTECTION IP55 W/O ENCODER with TEMPERAT. SENSOR KTY84-130 DESIGN IM B5 (IMV 1,IM V3) SHAFT WITH FITTED KEY HALF-KEY BALANCING BEARING: STANDARD WITH FIXED BEARING, VIBRATION SEVERITY GRADE: R/A, SHAFT AND FLANGE ACCURACY: R TERMINAL BOX (ABOVE) CABLE ENTRY ON THE RIGHT SIGNAL CONNECTION D-END | 4020 | TEM | 1 | MC | 73 | 1
1PH81071AF022CA1 | SIMOTICS M COMPACT ASYNCHRONOUS MOTOR 1500RPM, 9,0KW,57NM,23,5A, 330V 1750RPM, 10,0KW,55NM, 22A, 380V 2000RPM, 11KW,53NM, 21,5A, 428V FORCED VENTILATION; DIRECTION OF AIR FLOW DE --> NDE; DEGREE OF PROTECTION IP55 W/O ENCODER with TEMPERAT. SENSOR KTY84-130 DESIGN IM B5 (IMV 1,IM V3) SHAFT WITH FITTED KEY HALF-KEY BALANCING BEARING: STANDARD WITH FIXED BEARING, VIBRATION SEVERITY GRADE: S/A, SHAFT AND FLANGE ACCURACY: R TERMINAL BOX (ABOVE) CABLE ENTRY ON THE RIGHT SIGNAL CONNECTION D-END | 4215 | TEM | 1 | MC | 73 | 1
1PH81071AF031CA1 | SIMOTICS M COMPACT ASYNCHRONOUS MOTOR 1500RPM, 9,0KW,57NM,23,5A, 330V 1750RPM, 10,0KW,55NM, 22A, 380V 2000RPM, 11KW,53NM, 21,5A, 428V FORCED VENTILATION; DIRECTION OF AIR FLOW DE --> NDE; DEGREE OF PROTECTION IP55 W/O ENCODER with TEMPERAT. SENSOR KTY84-130 DESIGN IM B35 (IM V15, IM V35) SHAFT WITH FITTED KEY FULL-KEY BALANCING BEARING: STANDARD WITH FIXED BEARING, VIBRATION SEVERITY GRADE: S/A, SHAFT AND FLANGE ACCURACY: R TERMINAL BOX (ABOVE) CABLE ENTRY ON THE RIGHT SIGNAL CONNECTION D-END | 4453 | TEM | 1 | MC | 73 | 1
1PH81071AF032BA1 | SIMOTICS M COMPACT ASYNCHRONOUS MOTOR 1500RPM, 9,0KW,57NM,23,5A, 330V 1750RPM, 10,0KW,55NM, 22A, 380V 2000RPM, 11KW,53NM, 21,5A, 428V FORCED VENTILATION; DIRECTION OF AIR FLOW DE --> NDE; DEGREE OF PROTECTION IP55 W/O ENCODER with TEMPERAT. SENSOR KTY84-130 DESIGN IM B35 (IM V15, IM V35) SHAFT WITH FITTED KEY HALF-KEY BALANCING BEARING: STANDARD WITH FIXED BEARING, VIBRATION SEVERITY GRADE: R/A, SHAFT AND FLANGE ACCURACY: R TERMINAL BOX (ABOVE) CABLE ENTRY ON THE RIGHT SIGNAL CONNECTION D-END | 4258 | TEM | 1 | MC | 73 | 1
1PH81071AF100BA1 | SIMOTICS M COMPACT ASYNCHRONOUS MOTOR 1500RPM, 9KW, 57NM, 23,5A, 330V 1750RPM, 10KW, 55NM, 22A, 380V 2000RPM, 11KW,53NM, 21,5A, 428V FORCED VENTILATION; DIRECTION OF AIR FLOW NDE --> DE; DEGREE OF PROTECTION IP55 W/O ENCODER with TEMPERAT. SENSOR KTY84-130 DESIGN IM B3 (IM V5, IM V6) PLAIN SHAFT WITHOUT FITTED KEY; BEARING: STANDARD WITH FIXED BEARING, VIBRATION SEVERITY GRADE: R/A, SHAFT AND FLANGE ACCURACY: R TERMINAL BOX (ABOVE) CABLE ENTRY ON THE RIGHT SIGNAL CONNECTION D-END | 3824 | TEM | 1 | MC | 73 | 1
1PH81071AF100BB1 | SIMOTICS M COMPACT ASYNCHRONOUS MOTOR 1500RPM, 9KW, 57NM, 23,5A, 330V 1750RPM, 10KW, 55NM, 22A, 380V 2000RPM, 11KW,53NM, 21,5A, 428V FORCED VENTILATION; DIRECTION OF AIR FLOW NDE --> DE; DEGREE OF PROTECTION IP55 W/O ENCODER with TEMPERAT. SENSOR KTY84-130 DESIGN IM B3 (IM V5, IM V6) PLAIN SHAFT WITHOUT FITTED KEY; BEARING: STANDARD WITH FIXED BEARING, VIBRATION SEVERITY GRADE: R/A, SHAFT AND FLANGE ACCURACY: R TERMINAL BOX (ABOVE) CABLE ENTRY ON THE LEFT SIGNAL CONNECTION D-END | 3824 | TEM | 1 | MC | 73 | 1
1PH81071AF100BC1 | SIMOTICS M COMPACT ASYNCHRONOUS MOTOR 1500RPM, 9KW, 57NM, 23,5A, 330V 1750RPM, 10KW, 55NM, 22A, 380V 2000RPM, 11KW,53NM, 21,5A, 428V FORCED VENTILATION; DIRECTION OF AIR FLOW NDE --> DE; DEGREE OF PROTECTION IP55 W/O ENCODER with TEMPERAT. SENSOR KTY84-130 DESIGN IM B3 (IM V5, IM V6) PLAIN SHAFT WITHOUT FITTED KEY; BEARING: STANDARD WITH FIXED BEARING, VIBRATION SEVERITY GRADE: R/A, SHAFT AND FLANGE ACCURACY: R TERMINAL BOX (ABOVE) CABLE ENTRY ON THE ND-END SIGNAL CONNECTION LEFT | 3824 | TEM | 1 | MC | 73 | 1
1PH81071AF100CA1 | SIMOTICS M COMPACT ASYNCHRONOUS MOTOR 1500RPM, 9KW, 57NM, 23,5A, 330V 1750RPM, 10KW, 55NM, 22A, 380V 2000RPM, 11KW,53NM, 21,5A, 428V FORCED VENTILATION; DIRECTION OF AIR FLOW NDE --> DE; DEGREE OF PROTECTION IP55 W/O ENCODER with TEMPERAT. SENSOR KTY84-130 DESIGN IM B3 (IM V5, IM V6) PLAIN SHAFT WITHOUT FITTED KEY; BEARING: STANDARD WITH FIXED BEARING, VIBRATION SEVERITY GRADE: S/A, SHAFT AND FLANGE ACCURACY: R TERMINAL BOX (ABOVE) CABLE ENTRY ON THE RIGHT SIGNAL CONNECTION D-END | 4019 | TEM | 1 | MC | 73 | 1
1PH81071AF100CB1 | SIMOTICS M COMPACT ASYNCHRONOUS MOTOR 1500RPM, 9KW, 57NM, 23,5A, 330V 1750RPM, 10KW, 55NM, 22A, 380V 2000RPM, 11KW,53NM, 21,5A, 428V FORCED VENTILATION; DIRECTION OF AIR FLOW NDE --> DE; DEGREE OF PROTECTION IP55 W/O ENCODER with TEMPERAT. SENSOR KTY84-130 DESIGN IM B3 (IM V5, IM V6) PLAIN SHAFT WITHOUT FITTED KEY; BEARING: STANDARD WITH FIXED BEARING, VIBRATION SEVERITY GRADE: S/A, SHAFT AND FLANGE ACCURACY: R TERMINAL BOX (ABOVE) CABLE ENTRY ON THE LEFT SIGNAL CONNECTION D-END | 4019 | TEM | 1 | MC | 73 | 1
1PH81071AF100CC1 | SIMOTICS M COMPACT ASYNCHRONOUS MOTOR 1500RPM, 9KW, 57NM, 23,5A, 330V 1750RPM, 10KW, 55NM, 22A, 380V 2000RPM, 11KW,53NM, 21,5A, 428V FORCED VENTILATION; DIRECTION OF AIR FLOW NDE --> DE; DEGREE OF PROTECTION IP55 W/O ENCODER with TEMPERAT. SENSOR KTY84-130 DESIGN IM B3 (IM V5, IM V6) PLAIN SHAFT WITHOUT FITTED KEY; BEARING: STANDARD WITH FIXED BEARING, VIBRATION SEVERITY GRADE: S/A, SHAFT AND FLANGE ACCURACY: R TERMINAL BOX (ABOVE) CABLE ENTRY ON THE ND-END SIGNAL CONNECTION LEFT | 4019 | TEM | 1 | MC | 73 | 1
1PH81071AF102BA1 | SIMOTICS M COMPACT ASYNCHRONOUS MOTOR 1500RPM, 9KW, 57NM, 23,5A, 330V 1750RPM, 10KW, 55NM, 22A, 380V 2000RPM, 11KW,53NM, 21,5A, 428V FORCED VENTILATION; DIRECTION OF AIR FLOW NDE --> DE; DEGREE OF PROTECTION IP55 W/O ENCODER with TEMPERAT. SENSOR KTY84-130 DESIGN IM B3 (IM V5, IM V6) SHAFT WITH FITTED KEY HALF-KEY BALANCING BEARING: STANDARD WITH FIXED BEARING, VIBRATION SEVERITY GRADE: R/A, SHAFT AND FLANGE ACCURACY: R TERMINAL BOX (ABOVE) CABLE ENTRY ON THE RIGHT SIGNAL CONNECTION D-END | 3824 | TEM | 1 | MC | 73 | 1
1PH81071AF102BB1 | SIMOTICS M COMPACT ASYNCHRONOUS MOTOR 1500RPM, 9KW, 57NM, 23,5A, 330V 1750RPM, 10KW, 55NM, 22A, 380V 2000RPM, 11KW,53NM, 21,5A, 428V FORCED VENTILATION; DIRECTION OF AIR FLOW NDE --> DE; DEGREE OF PROTECTION IP55 W/O ENCODER with TEMPERAT. SENSOR KTY84-130 DESIGN IM B3 (IM V5, IM V6) SHAFT WITH FITTED KEY HALF-KEY BALANCING BEARING: STANDARD WITH FIXED BEARING, VIBRATION SEVERITY GRADE: R/A, SHAFT AND FLANGE ACCURACY: R TERMINAL BOX (ABOVE) CABLE ENTRY ON THE LEFT SIGNAL CONNECTION D-END | 3824 | TEM | 1 | MC | 73 | 1
1PH81071AF102BC1 | SIMOTICS M COMPACT ASYNCHRONOUS MOTOR 1500RPM, 9KW, 57NM, 23,5A, 330V 1750RPM, 10KW, 55NM, 22A, 380V 2000RPM, 11KW,53NM, 21,5A, 428V FORCED VENTILATION; DIRECTION OF AIR FLOW NDE --> DE; DEGREE OF PROTECTION IP55 W/O ENCODER with TEMPERAT. SENSOR KTY84-130 DESIGN IM B3 (IM V5, IM V6) SHAFT WITH FITTED KEY HALF-KEY BALANCING BEARING: STANDARD WITH FIXED BEARING, VIBRATION SEVERITY GRADE: R/A, SHAFT AND FLANGE ACCURACY: R TERMINAL BOX (ABOVE) CABLE ENTRY ON THE ND-END SIGNAL CONNECTION LEFT | 3824 | TEM | 1 | MC | 73 | 1
1PH81071AF102CA1 | SIMOTICS M COMPACT ASYNCHRONOUS MOTOR 1500RPM, 9KW, 57NM, 23,5A, 330V 1750RPM, 10KW, 55NM, 22A, 380V 2000RPM, 11KW,53NM, 21,5A, 428V FORCED VENTILATION; DIRECTION OF AIR FLOW NDE --> DE; DEGREE OF PROTECTION IP55 W/O ENCODER with TEMPERAT. SENSOR KTY84-130 DESIGN IM B3 (IM V5, IM V6) SHAFT WITH FITTED KEY HALF-KEY BALANCING BEARING: STANDARD WITH FIXED BEARING, VIBRATION SEVERITY GRADE: S/A, SHAFT AND FLANGE ACCURACY: R TERMINAL BOX (ABOVE) CABLE ENTRY ON THE RIGHT SIGNAL CONNECTION D-END | 4019 | TEM | 1 | MC | 73 | 1
1PH81071AF102CB1 | SIMOTICS M COMPACT ASYNCHRONOUS MOTOR 1500RPM, 9KW, 57NM, 23,5A, 330V 1750RPM, 10KW, 55NM, 22A, 380V 2000RPM, 11KW,53NM, 21,5A, 428V FORCED VENTILATION; DIRECTION OF AIR FLOW NDE --> DE; DEGREE OF PROTECTION IP55 W/O ENCODER with TEMPERAT. SENSOR KTY84-130 DESIGN IM B3 (IM V5, IM V6) SHAFT WITH FITTED KEY HALF-KEY BALANCING BEARING: STANDARD WITH FIXED BEARING, VIBRATION SEVERITY GRADE: S/A, SHAFT AND FLANGE ACCURACY: R TERMINAL BOX (ABOVE) CABLE ENTRY ON THE LEFT SIGNAL CONNECTION D-END | 4019 | TEM | 1 | MC | 73 | 1
1PH81071AF102CC1 | SIMOTICS M COMPACT ASYNCHRONOUS MOTOR 1500RPM, 9KW, 57NM, 23,5A, 330V 1750RPM, 10KW, 55NM, 22A, 380V 2000RPM, 11KW,53NM, 21,5A, 428V FORCED VENTILATION; DIRECTION OF AIR FLOW NDE --> DE; DEGREE OF PROTECTION IP55 W/O ENCODER with TEMPERAT. SENSOR KTY84-130 DESIGN IM B3 (IM V5, IM V6) SHAFT WITH FITTED KEY HALF-KEY BALANCING BEARING: STANDARD WITH FIXED BEARING, VIBRATION SEVERITY GRADE: S/A, SHAFT AND FLANGE ACCURACY: R TERMINAL BOX (ABOVE) CABLE ENTRY ON THE ND-END SIGNAL CONNECTION LEFT | 4019 | TEM | 1 | MC | 73 | 1
1PH81071AF120BA1 | SIMOTICS M COMPACT ASYNCHRONOUS MOTOR 1500RPM, 9KW, 57NM, 23,5A, 330V 1750RPM, 10KW, 55NM, 22A, 380V 2000RPM, 11KW,53NM, 21,5A, 428V FORCED VENTILATION; DIRECTION OF AIR FLOW NDE --> DE; DEGREE OF PROTECTION IP55 W/O ENCODER with TEMPERAT. SENSOR KTY84-130 DESIGN IM B5 (IMV 1,IM V3) PLAIN SHAFT WITHOUT FITTED KEY; BEARING: STANDARD WITH FIXED BEARING, VIBRATION SEVERITY GRADE: R/A, SHAFT AND FLANGE ACCURACY: R TERMINAL BOX (ABOVE) CABLE ENTRY ON THE RIGHT SIGNAL CONNECTION D-END | 4020 | TEM | 1 | MC | 73 | 1
1PH81071AF120BB1 | SIMOTICS M COMPACT ASYNCHRONOUS MOTOR 1500RPM, 9KW, 57NM, 23,5A, 330V 1750RPM, 10KW, 55NM, 22A, 380V 2000RPM, 11KW,53NM, 21,5A, 428V FORCED VENTILATION; DIRECTION OF AIR FLOW NDE --> DE; DEGREE OF PROTECTION IP55 W/O ENCODER with TEMPERAT. SENSOR KTY84-130 DESIGN IM B5 (IMV 1,IM V3) PLAIN SHAFT WITHOUT FITTED KEY; BEARING: STANDARD WITH FIXED BEARING, VIBRATION SEVERITY GRADE: R/A, SHAFT AND FLANGE ACCURACY: R TERMINAL BOX (ABOVE) CABLE ENTRY ON THE LEFT SIGNAL CONNECTION D-END | 4020 | TEM | 1 | MC | 73 | 1
1PH81071AF120BC1 | SIMOTICS M COMPACT ASYNCHRONOUS MOTOR 1500RPM, 9KW, 57NM, 23,5A, 330V 1750RPM, 10KW, 55NM, 22A, 380V 2000RPM, 11KW,53NM, 21,5A, 428V FORCED VENTILATION; DIRECTION OF AIR FLOW NDE --> DE; DEGREE OF PROTECTION IP55 W/O ENCODER with TEMPERAT. SENSOR KTY84-130 DESIGN IM B5 (IMV 1,IM V3) PLAIN SHAFT WITHOUT FITTED KEY; BEARING: STANDARD WITH FIXED BEARING, VIBRATION SEVERITY GRADE: R/A, SHAFT AND FLANGE ACCURACY: R TERMINAL BOX (ABOVE) CABLE ENTRY ON THE ND-END SIGNAL CONNECTION LEFT | 4020 | TEM | 1 | MC | 73 | 1
1PH81071AF120CA1 | SIMOTICS M COMPACT ASYNCHRONOUS MOTOR 1500RPM, 9KW, 57NM, 23,5A, 330V 1750RPM, 10KW, 55NM, 22A, 380V 2000RPM, 11KW,53NM, 21,5A, 428V FORCED VENTILATION; DIRECTION OF AIR FLOW NDE --> DE; DEGREE OF PROTECTION IP55 W/O ENCODER with TEMPERAT. SENSOR KTY84-130 DESIGN IM B5 (IMV 1,IM V3) PLAIN SHAFT WITHOUT FITTED KEY; BEARING: STANDARD WITH FIXED BEARING, VIBRATION SEVERITY GRADE: S/A, SHAFT AND FLANGE ACCURACY: R TERMINAL BOX (ABOVE) CABLE ENTRY ON THE RIGHT SIGNAL CONNECTION D-END | 4215 | TEM | 1 | MC | 73 | 1
1PH81071AF120CB1 | SIMOTICS M COMPACT ASYNCHRONOUS MOTOR 1500RPM, 9KW, 57NM, 23,5A, 330V 1750RPM, 10KW, 55NM, 22A, 380V 2000RPM, 11KW,53NM, 21,5A, 428V FORCED VENTILATION; DIRECTION OF AIR FLOW NDE --> DE; DEGREE OF PROTECTION IP55 W/O ENCODER with TEMPERAT. SENSOR KTY84-130 DESIGN IM B5 (IMV 1,IM V3) PLAIN SHAFT WITHOUT FITTED KEY; BEARING: STANDARD WITH FIXED BEARING, VIBRATION SEVERITY GRADE: S/A, SHAFT AND FLANGE ACCURACY: R TERMINAL BOX (ABOVE) CABLE ENTRY ON THE LEFT SIGNAL CONNECTION D-END | 4215 | TEM | 1 | MC | 73 | 1
1PH81071AF120CC1 | SIMOTICS M COMPACT ASYNCHRONOUS MOTOR 1500RPM, 9KW, 57NM, 23,5A, 330V 1750RPM, 10KW, 55NM, 22A, 380V 2000RPM, 11KW,53NM, 21,5A, 428V FORCED VENTILATION; DIRECTION OF AIR FLOW NDE --> DE; DEGREE OF PROTECTION IP55 W/O ENCODER with TEMPERAT. SENSOR KTY84-130 DESIGN IM B5 (IMV 1,IM V3) PLAIN SHAFT WITHOUT FITTED KEY; BEARING: STANDARD WITH FIXED BEARING, VIBRATION SEVERITY GRADE: S/A, SHAFT AND FLANGE ACCURACY: R TERMINAL BOX (ABOVE) CABLE ENTRY ON THE ND-END SIGNAL CONNECTION LEFT | 4215 | TEM | 1 | MC | 73 | 1
1PH81071AF122BA1 | SIMOTICS M COMPACT ASYNCHRONOUS MOTOR 1500RPM, 9KW, 57NM, 23,5A, 330V 1750RPM, 10KW, 55NM, 22A, 380V 2000RPM, 11KW,53NM, 21,5A, 428V FORCED VENTILATION; DIRECTION OF AIR FLOW NDE --> DE; DEGREE OF PROTECTION IP55 W/O ENCODER with TEMPERAT. SENSOR KTY84-130 DESIGN IM B5 (IMV 1,IM V3) SHAFT WITH FITTED KEY HALF-KEY BALANCING BEARING: STANDARD WITH FIXED BEARING, VIBRATION SEVERITY GRADE: R/A, SHAFT AND FLANGE ACCURACY: R TERMINAL BOX (ABOVE) CABLE ENTRY ON THE RIGHT SIGNAL CONNECTION D-END | 4020 | TEM | 1 | MC | 73 | 1
1PH81071AF122BB1 | SIMOTICS M COMPACT ASYNCHRONOUS MOTOR 1500RPM, 9KW, 57NM, 23,5A, 330V 1750RPM, 10KW, 55NM, 22A, 380V 2000RPM, 11KW,53NM, 21,5A, 428V FORCED VENTILATION; DIRECTION OF AIR FLOW NDE --> DE; DEGREE OF PROTECTION IP55 W/O ENCODER with TEMPERAT. SENSOR KTY84-130 DESIGN IM B5 (IMV 1,IM V3) SHAFT WITH FITTED KEY HALF-KEY BALANCING BEARING: STANDARD WITH FIXED BEARING, VIBRATION SEVERITY GRADE: R/A, SHAFT AND FLANGE ACCURACY: R TERMINAL BOX (ABOVE) CABLE ENTRY ON THE LEFT SIGNAL CONNECTION D-END | 4020 | TEM | 1 | MC | 73 | 1
1PH81071AF122BC1 | SIMOTICS M COMPACT ASYNCHRONOUS MOTOR 1500RPM, 9KW, 57NM, 23,5A, 330V 1750RPM, 10KW, 55NM, 22A, 380V 2000RPM, 11KW,53NM, 21,5A, 428V FORCED VENTILATION; DIRECTION OF AIR FLOW NDE --> DE; DEGREE OF PROTECTION IP55 W/O ENCODER with TEMPERAT. SENSOR KTY84-130 DESIGN IM B5 (IMV 1,IM V3) SHAFT WITH FITTED KEY HALF-KEY BALANCING BEARING: STANDARD WITH FIXED BEARING, VIBRATION SEVERITY GRADE: R/A, SHAFT AND FLANGE ACCURACY: R TERMINAL BOX (ABOVE) CABLE ENTRY ON THE ND-END SIGNAL CONNECTION LEFT | 4020 | TEM | 1 | MC | 73 | 1
1PH81071AF122CA1 | SIMOTICS M COMPACT ASYNCHRONOUS MOTOR 1500RPM, 9KW, 57NM, 23,5A, 330V 1750RPM, 10KW, 55NM, 22A, 380V 2000RPM, 11KW,53NM, 21,5A, 428V FORCED VENTILATION; DIRECTION OF AIR FLOW NDE --> DE; DEGREE OF PROTECTION IP55 W/O ENCODER with TEMPERAT. SENSOR KTY84-130 DESIGN IM B5 (IMV 1,IM V3) SHAFT WITH FITTED KEY HALF-KEY BALANCING BEARING: STANDARD WITH FIXED BEARING, VIBRATION SEVERITY GRADE: S/A, SHAFT AND FLANGE ACCURACY: R TERMINAL BOX (ABOVE) CABLE ENTRY ON THE RIGHT SIGNAL CONNECTION D-END | 4215 | TEM | 1 | MC | 73 | 1
1PH81071AF122CB1 | SIMOTICS M COMPACT ASYNCHRONOUS MOTOR 1500RPM, 9KW, 57NM, 23,5A, 330V 1750RPM, 10KW, 55NM, 22A, 380V 2000RPM, 11KW,53NM, 21,5A, 428V FORCED VENTILATION; DIRECTION OF AIR FLOW NDE --> DE; DEGREE OF PROTECTION IP55 W/O ENCODER with TEMPERAT. SENSOR KTY84-130 DESIGN IM B5 (IMV 1,IM V3) SHAFT WITH FITTED KEY HALF-KEY BALANCING BEARING: STANDARD WITH FIXED BEARING, VIBRATION SEVERITY GRADE: S/A, SHAFT AND FLANGE ACCURACY: R TERMINAL BOX (ABOVE) CABLE ENTRY ON THE LEFT SIGNAL CONNECTION D-END | 4215 | TEM | 1 | MC | 73 | 1
1PH81071AF122CC1 | SIMOTICS M COMPACT ASYNCHRONOUS MOTOR 1500RPM, 9KW, 57NM, 23,5A, 330V 1750RPM, 10KW, 55NM, 22A, 380V 2000RPM, 11KW,53NM, 21,5A, 428V FORCED VENTILATION; DIRECTION OF AIR FLOW NDE --> DE; DEGREE OF PROTECTION IP55 W/O ENCODER with TEMPERAT. SENSOR KTY84-130 DESIGN IM B5 (IMV 1,IM V3) SHAFT WITH FITTED KEY HALF-KEY BALANCING BEARING: STANDARD WITH FIXED BEARING, VIBRATION SEVERITY GRADE: S/A, SHAFT AND FLANGE ACCURACY: R TERMINAL BOX (ABOVE) CABLE ENTRY ON THE ND-END SIGNAL CONNECTION LEFT | 4215 | TEM | 1 | MC | 73 | 1
1PH81071AF130BA1 | SIMOTICS M COMPACT ASYNCHRONOUS MOTOR 1500RPM, 9KW, 57NM, 23,5A, 330V 1750RPM, 10KW, 55NM, 22A, 380V 2000RPM, 11KW,53NM, 21,5A, 428V FORCED VENTILATION; DIRECTION OF AIR FLOW NDE --> DE; DEGREE OF PROTECTION IP55 W/O ENCODER with TEMPERAT. SENSOR KTY84-130 DESIGN IM B35 (IM V15, IM V35) PLAIN SHAFT WITHOUT FITTED KEY; BEARING: STANDARD WITH FIXED BEARING, VIBRATION SEVERITY GRADE: R/A, SHAFT AND FLANGE ACCURACY: R TERMINAL BOX (ABOVE) CABLE ENTRY ON THE RIGHT SIGNAL CONNECTION D-END | 4258 | TEM | 1 | MC | 73 | 1
1PH81071AF130BB1 | SIMOTICS M COMPACT ASYNCHRONOUS MOTOR 1500RPM, 9KW, 57NM, 23,5A, 330V 1750RPM, 10KW, 55NM, 22A, 380V 2000RPM, 11KW,53NM, 21,5A, 428V FORCED VENTILATION; DIRECTION OF AIR FLOW NDE --> DE; DEGREE OF PROTECTION IP55 W/O ENCODER with TEMPERAT. SENSOR KTY84-130 DESIGN IM B35 (IM V15, IM V35) PLAIN SHAFT WITHOUT FITTED KEY; BEARING: STANDARD WITH FIXED BEARING, VIBRATION SEVERITY GRADE: R/A, SHAFT AND FLANGE ACCURACY: R TERMINAL BOX (ABOVE) CABLE ENTRY ON THE LEFT SIGNAL CONNECTION D-END | 4258 | TEM | 1 | MC | 73 | 1
1PH81071AF130BC1 | SIMOTICS M COMPACT ASYNCHRONOUS MOTOR 1500RPM, 9KW, 57NM, 23,5A, 330V 1750RPM, 10KW, 55NM, 22A, 380V 2000RPM, 11KW,53NM, 21,5A, 428V FORCED VENTILATION; DIRECTION OF AIR FLOW NDE --> DE; DEGREE OF PROTECTION IP55 W/O ENCODER with TEMPERAT. SENSOR KTY84-130 DESIGN IM B35 (IM V15, IM V35) PLAIN SHAFT WITHOUT FITTED KEY; BEARING: STANDARD WITH FIXED BEARING, VIBRATION SEVERITY GRADE: R/A, SHAFT AND FLANGE ACCURACY: R TERMINAL BOX (ABOVE) CABLE ENTRY ON THE ND-END SIGNAL CONNECTION LEFT | 4258 | TEM | 1 | MC | 73 | 1
1PH81071AF130CA1 | SIMOTICS M COMPACT ASYNCHRONOUS MOTOR 1500RPM, 9KW, 57NM, 23,5A, 330V 1750RPM, 10KW, 55NM, 22A, 380V 2000RPM, 11KW,53NM, 21,5A, 428V FORCED VENTILATION; DIRECTION OF AIR FLOW NDE --> DE; DEGREE OF PROTECTION IP55 W/O ENCODER with TEMPERAT. SENSOR KTY84-130 DESIGN IM B35 (IM V15, IM V35) PLAIN SHAFT WITHOUT FITTED KEY; BEARING: STANDARD WITH FIXED BEARING, VIBRATION SEVERITY GRADE: S/A, SHAFT AND FLANGE ACCURACY: R TERMINAL BOX (ABOVE) CABLE ENTRY ON THE RIGHT SIGNAL CONNECTION D-END | 4453 | TEM | 1 | MC | 73 | 1
1PH81071AF130CB1 | SIMOTICS M COMPACT ASYNCHRONOUS MOTOR 1500RPM, 9KW, 57NM, 23,5A, 330V 1750RPM, 10KW, 55NM, 22A, 380V 2000RPM, 11KW,53NM, 21,5A, 428V FORCED VENTILATION; DIRECTION OF AIR FLOW NDE --> DE; DEGREE OF PROTECTION IP55 W/O ENCODER with TEMPERAT. SENSOR KTY84-130 DESIGN IM B35 (IM V15, IM V35) PLAIN SHAFT WITHOUT FITTED KEY; BEARING: STANDARD WITH FIXED BEARING, VIBRATION SEVERITY GRADE: S/A, SHAFT AND FLANGE ACCURACY: R TERMINAL BOX (ABOVE) CABLE ENTRY ON THE LEFT SIGNAL CONNECTION D-END | 4453 | TEM | 1 | MC | 73 | 1
1PH81071AF130CC1 | SIMOTICS M COMPACT ASYNCHRONOUS MOTOR 1500RPM, 9KW, 57NM, 23,5A, 330V 1750RPM, 10KW, 55NM, 22A, 380V 2000RPM, 11KW,53NM, 21,5A, 428V FORCED VENTILATION; DIRECTION OF AIR FLOW NDE --> DE; DEGREE OF PROTECTION IP55 W/O ENCODER with TEMPERAT. SENSOR KTY84-130 DESIGN IM B35 (IM V15, IM V35) PLAIN SHAFT WITHOUT FITTED KEY; BEARING: STANDARD WITH FIXED BEARING, VIBRATION SEVERITY GRADE: S/A, SHAFT AND FLANGE ACCURACY: R TERMINAL BOX (ABOVE) CABLE ENTRY ON THE ND-END SIGNAL CONNECTION LEFT | 4453 | TEM | 1 | MC | 73 | 1
1PH81071AF132BA1 | SIMOTICS M COMPACT ASYNCHRONOUS MOTOR 1500RPM, 9KW, 57NM, 23,5A, 330V 1750RPM, 10KW, 55NM, 22A, 380V 2000RPM, 11KW,53NM, 21,5A, 428V FORCED VENTILATION; DIRECTION OF AIR FLOW NDE --> DE; DEGREE OF PROTECTION IP55 W/O ENCODER with TEMPERAT. SENSOR KTY84-130 DESIGN IM B35 (IM V15, IM V35) SHAFT WITH FITTED KEY HALF-KEY BALANCING BEARING: STANDARD WITH FIXED BEARING, VIBRATION SEVERITY GRADE: R/A, SHAFT AND FLANGE ACCURACY: R TERMINAL BOX (ABOVE) CABLE ENTRY ON THE RIGHT SIGNAL CONNECTION D-END | 4258 | TEM | 1 | MC | 73 | 1
1PH81071AF132BB1 | SIMOTICS M COMPACT ASYNCHRONOUS MOTOR 1500RPM, 9KW, 57NM, 23,5A, 330V 1750RPM, 10KW, 55NM, 22A, 380V 2000RPM, 11KW,53NM, 21,5A, 428V FORCED VENTILATION; DIRECTION OF AIR FLOW NDE --> DE; DEGREE OF PROTECTION IP55 W/O ENCODER with TEMPERAT. SENSOR KTY84-130 DESIGN IM B35 (IM V15, IM V35) SHAFT WITH FITTED KEY HALF-KEY BALANCING BEARING: STANDARD WITH FIXED BEARING, VIBRATION SEVERITY GRADE: R/A, SHAFT AND FLANGE ACCURACY: R TERMINAL BOX (ABOVE) CABLE ENTRY ON THE LEFT SIGNAL CONNECTION D-END | 4258 | TEM | 1 | MC | 73 | 1
1PH81071AF132BC1 | SIMOTICS M COMPACT ASYNCHRONOUS MOTOR 1500RPM, 9KW, 57NM, 23,5A, 330V 1750RPM, 10KW, 55NM, 22A, 380V 2000RPM, 11KW,53NM, 21,5A, 428V FORCED VENTILATION; DIRECTION OF AIR FLOW NDE --> DE; DEGREE OF PROTECTION IP55 W/O ENCODER with TEMPERAT. SENSOR KTY84-130 DESIGN IM B35 (IM V15, IM V35) SHAFT WITH FITTED KEY HALF-KEY BALANCING BEARING: STANDARD WITH FIXED BEARING, VIBRATION SEVERITY GRADE: R/A, SHAFT AND FLANGE ACCURACY: R TERMINAL BOX (ABOVE) CABLE ENTRY ON THE ND-END SIGNAL CONNECTION LEFT | 4258 | TEM | 1 | MC | 73 | 1
1PH81071AF132CA1 | SIMOTICS M COMPACT ASYNCHRONOUS MOTOR 1500RPM, 9KW, 57NM, 23,5A, 330V 1750RPM, 10KW, 55NM, 22A, 380V 2000RPM, 11KW,53NM, 21,5A, 428V FORCED VENTILATION; DIRECTION OF AIR FLOW NDE --> DE; DEGREE OF PROTECTION IP55 W/O ENCODER with TEMPERAT. SENSOR KTY84-130 DESIGN IM B35 (IM V15, IM V35) SHAFT WITH FITTED KEY HALF-KEY BALANCING BEARING: STANDARD WITH FIXED BEARING, VIBRATION SEVERITY GRADE: S/A, SHAFT AND FLANGE ACCURACY: R TERMINAL BOX (ABOVE) CABLE ENTRY ON THE RIGHT SIGNAL CONNECTION D-END | 4453 | TEM | 1 | MC | 73 | 1
1PH81071AF132CB1 | SIMOTICS M COMPACT ASYNCHRONOUS MOTOR 1500RPM, 9KW, 57NM, 23,5A, 330V 1750RPM, 10KW, 55NM, 22A, 380V 2000RPM, 11KW,53NM, 21,5A, 428V FORCED VENTILATION; DIRECTION OF AIR FLOW NDE --> DE; DEGREE OF PROTECTION IP55 W/O ENCODER with TEMPERAT. SENSOR KTY84-130 DESIGN IM B35 (IM V15, IM V35) SHAFT WITH FITTED KEY HALF-KEY BALANCING BEARING: STANDARD WITH FIXED BEARING, VIBRATION SEVERITY GRADE: S/A, SHAFT AND FLANGE ACCURACY: R TERMINAL BOX (ABOVE) CABLE ENTRY ON THE LEFT SIGNAL CONNECTION D-END | 4453 | TEM | 1 | MC | 73 | 1
1PH81071AF132CC1 | SIMOTICS M COMPACT ASYNCHRONOUS MOTOR 1500RPM, 9KW, 57NM, 23,5A, 330V 1750RPM, 10KW, 55NM, 22A, 380V 2000RPM, 11KW,53NM, 21,5A, 428V FORCED VENTILATION; DIRECTION OF AIR FLOW NDE --> DE; DEGREE OF PROTECTION IP55 W/O ENCODER with TEMPERAT. SENSOR KTY84-130 DESIGN IM B35 (IM V15, IM V35) SHAFT WITH FITTED KEY HALF-KEY BALANCING BEARING: STANDARD WITH FIXED BEARING, VIBRATION SEVERITY GRADE: S/A, SHAFT AND FLANGE ACCURACY: R TERMINAL BOX (ABOVE) CABLE ENTRY ON THE ND-END SIGNAL CONNECTION LEFT | 4453 | TEM | 1 | MC | 73 | 1
1PH81071AF200BA1 | SIMOTICS M COMPACT ASYNCHRONOUS MOTOR 1500RPM, 14KW,89NM, 43,4A, 277V 1750RPM, 15,5KW,85NM, 42A, 314V 2000RPM, 18KW,86NM, 42,6A, 363V WATER COOLING DEGREE OF PROTECTION IP65 W/O ENCODER with TEMPERAT. SENSOR KTY84-130 DESIGN IM B3 (IM V5, IM V6) PLAIN SHAFT WITHOUT FITTED KEY; BEARING: STANDARD WITH FIXED BEARING, VIBRATION SEVERITY GRADE: R/A, SHAFT AND FLANGE ACCURACY: R TERMINAL BOX (ABOVE) CABLE ENTRY ON THE RIGHT SIGNAL CONNECTION D-END | 4557 | TEM | 1 | MC | 83 | 1
1PH81071AF200BB1 | SIMOTICS M COMPACT ASYNCHRONOUS MOTOR 1500RPM, 14KW,89NM, 43,4A, 277V 1750RPM, 15,5KW,85NM, 42A, 314V 2000RPM, 18KW,86NM, 42,6A, 363V WATER COOLING DEGREE OF PROTECTION IP65 W/O ENCODER with TEMPERAT. SENSOR KTY84-130 DESIGN IM B3 (IM V5, IM V6) PLAIN SHAFT WITHOUT FITTED KEY; BEARING: STANDARD WITH FIXED BEARING, VIBRATION SEVERITY GRADE: R/A, SHAFT AND FLANGE ACCURACY: R TERMINAL BOX (ABOVE) CABLE ENTRY ON THE LEFT SIGNAL CONNECTION D-END | 4557 | TEM | 1 | MC | 83 | 1
1PH81071AF200BC1 | SIMOTICS M COMPACT ASYNCHRONOUS MOTOR 1500RPM, 14KW,89NM, 43,4A, 277V 1750RPM, 15,5KW,85NM, 42A, 314V 2000RPM, 18KW,86NM, 42,6A, 363V WATER COOLING DEGREE OF PROTECTION IP65 W/O ENCODER with TEMPERAT. SENSOR KTY84-130 DESIGN IM B3 (IM V5, IM V6) PLAIN SHAFT WITHOUT FITTED KEY; BEARING: STANDARD WITH FIXED BEARING, VIBRATION SEVERITY GRADE: R/A, SHAFT AND FLANGE ACCURACY: R TERMINAL BOX (ABOVE) CABLE ENTRY ON THE ND-END SIGNAL CONNECTION LEFT | 4557 | TEM | 1 | MC | 83 | 1
1PH81071AF200CA1 | SIMOTICS M COMPACT ASYNCHRONOUS MOTOR 1500RPM, 14KW,89NM, 43,4A, 277V 1750RPM, 15,5KW,85NM, 42A, 314V 2000RPM, 18KW,86NM, 42,6A, 363V WATER COOLING DEGREE OF PROTECTION IP65 W/O ENCODER with TEMPERAT. SENSOR KTY84-130 DESIGN IM B3 (IM V5, IM V6) PLAIN SHAFT WITHOUT FITTED KEY; BEARING: STANDARD WITH FIXED BEARING, VIBRATION SEVERITY GRADE: S/A, SHAFT AND FLANGE ACCURACY: R TERMINAL BOX (ABOVE) CABLE ENTRY ON THE RIGHT SIGNAL CONNECTION D-END | 4752 | TEM | 1 | MC | 83 | 1
1PH81071AF200CB1 | SIMOTICS M COMPACT ASYNCHRONOUS MOTOR 1500RPM, 14KW,89NM, 43,4A, 277V 1750RPM, 15,5KW,85NM, 42A, 314V 2000RPM, 18KW,86NM, 42,6A, 363V WATER COOLING DEGREE OF PROTECTION IP65 W/O ENCODER with TEMPERAT. SENSOR KTY84-130 DESIGN IM B3 (IM V5, IM V6) PLAIN SHAFT WITHOUT FITTED KEY; BEARING: STANDARD WITH FIXED BEARING, VIBRATION SEVERITY GRADE: S/A, SHAFT AND FLANGE ACCURACY: R TERMINAL BOX (ABOVE) CABLE ENTRY ON THE LEFT SIGNAL CONNECTION D-END | 4752 | TEM | 1 | MC | 83 | 1
1PH81071AF200CC1 | SIMOTICS M COMPACT ASYNCHRONOUS MOTOR 1500RPM, 14KW,89NM, 43,4A, 277V 1750RPM, 15,5KW,85NM, 42A, 314V 2000RPM, 18KW,86NM, 42,6A, 363V WATER COOLING DEGREE OF PROTECTION IP65 W/O ENCODER with TEMPERAT. SENSOR KTY84-130 DESIGN IM B3 (IM V5, IM V6) PLAIN SHAFT WITHOUT FITTED KEY; BEARING: STANDARD WITH FIXED BEARING, VIBRATION SEVERITY GRADE: S/A, SHAFT AND FLANGE ACCURACY: R TERMINAL BOX (ABOVE) CABLE ENTRY ON THE ND-END SIGNAL CONNECTION LEFT | 4752 | TEM | 1 | MC | 83 | 1
1PH81071AF202BA1 | SIMOTICS M COMPACT ASYNCHRONOUS MOTOR 1500RPM, 14KW,89NM, 43,4A, 277V 1750RPM, 15,5KW,85NM, 42A, 314V 2000RPM, 18KW,86NM, 42,6A, 363V WATER COOLING DEGREE OF PROTECTION IP65 W/O ENCODER with TEMPERAT. SENSOR KTY84-130 DESIGN IM B3 (IM V5, IM V6) SHAFT WITH FITTED KEY HALF-KEY BALANCING BEARING: STANDARD WITH FIXED BEARING, VIBRATION SEVERITY GRADE: R/A, SHAFT AND FLANGE ACCURACY: R TERMINAL BOX (ABOVE) CABLE ENTRY ON THE RIGHT SIGNAL CONNECTION D-END | 4557 | TEM | 1 | MC | 83 | 1
1PH81071AF202BB1 | SIMOTICS M COMPACT ASYNCHRONOUS MOTOR 1500RPM, 14KW,89NM, 43,4A, 277V 1750RPM, 15,5KW,85NM, 42A, 314V 2000RPM, 18KW,86NM, 42,6A, 363V WATER COOLING DEGREE OF PROTECTION IP65 W/O ENCODER with TEMPERAT. SENSOR KTY84-130 DESIGN IM B3 (IM V5, IM V6) SHAFT WITH FITTED KEY HALF-KEY BALANCING BEARING: STANDARD WITH FIXED BEARING, VIBRATION SEVERITY GRADE: R/A, SHAFT AND FLANGE ACCURACY: R TERMINAL BOX (ABOVE) CABLE ENTRY ON THE LEFT SIGNAL CONNECTION D-END | 4557 | TEM | 1 | MC | 83 | 1
1PH81071AF202BC1 | SIMOTICS M COMPACT ASYNCHRONOUS MOTOR 1500RPM, 14KW,89NM, 43,4A, 277V 1750RPM, 15,5KW,85NM, 42A, 314V 2000RPM, 18KW,86NM, 42,6A, 363V WATER COOLING DEGREE OF PROTECTION IP65 W/O ENCODER with TEMPERAT. SENSOR KTY84-130 DESIGN IM B3 (IM V5, IM V6) SHAFT WITH FITTED KEY HALF-KEY BALANCING BEARING: STANDARD WITH FIXED BEARING, VIBRATION SEVERITY GRADE: R/A, SHAFT AND FLANGE ACCURACY: R TERMINAL BOX (ABOVE) CABLE ENTRY ON THE ND-END SIGNAL CONNECTION LEFT | 4557 | TEM | 1 | MC | 83 | 1
1PH81071AF202CA1 | SIMOTICS M COMPACT ASYNCHRONOUS MOTOR 1500RPM, 14KW,89NM, 43,4A, 277V 1750RPM, 15,5KW,85NM, 42A, 314V 2000RPM, 18KW,86NM, 42,6A, 363V WATER COOLING DEGREE OF PROTECTION IP65 W/O ENCODER with TEMPERAT. SENSOR KTY84-130 DESIGN IM B3 (IM V5, IM V6) SHAFT WITH FITTED KEY HALF-KEY BALANCING BEARING: STANDARD WITH FIXED BEARING, VIBRATION SEVERITY GRADE: S/A, SHAFT AND FLANGE ACCURACY: R TERMINAL BOX (ABOVE) CABLE ENTRY ON THE RIGHT SIGNAL CONNECTION D-END | 4752 | TEM | 1 | MC | 83 | 1
1PH81071AF202CB1 | SIMOTICS M COMPACT ASYNCHRONOUS MOTOR 1500RPM, 14KW,89NM, 43,4A, 277V 1750RPM, 15,5KW,85NM, 42A, 314V 2000RPM, 18KW,86NM, 42,6A, 363V WATER COOLING DEGREE OF PROTECTION IP65 W/O ENCODER with TEMPERAT. SENSOR KTY84-130 DESIGN IM B3 (IM V5, IM V6) SHAFT WITH FITTED KEY HALF-KEY BALANCING BEARING: STANDARD WITH FIXED BEARING, VIBRATION SEVERITY GRADE: S/A, SHAFT AND FLANGE ACCURACY: R TERMINAL BOX (ABOVE) CABLE ENTRY ON THE LEFT SIGNAL CONNECTION D-END | 4752 | TEM | 1 | MC | 83 | 1
1PH81071AF202CC1 | SIMOTICS M COMPACT ASYNCHRONOUS MOTOR 1500RPM, 14KW,89NM, 43,4A, 277V 1750RPM, 15,5KW,85NM, 42A, 314V 2000RPM, 18KW,86NM, 42,6A, 363V WATER COOLING DEGREE OF PROTECTION IP65 W/O ENCODER with TEMPERAT. SENSOR KTY84-130 DESIGN IM B3 (IM V5, IM V6) SHAFT WITH FITTED KEY HALF-KEY BALANCING BEARING: STANDARD WITH FIXED BEARING, VIBRATION SEVERITY GRADE: S/A, SHAFT AND FLANGE ACCURACY: R TERMINAL BOX (ABOVE) CABLE ENTRY ON THE ND-END SIGNAL CONNECTION LEFT | 4752 | TEM | 1 | MC | 83 | 1
1PH81071AF220BA1 | SIMOTICS M COMPACT ASYNCHRONOUS MOTOR 1500RPM, 14KW,89NM, 43,4A, 277V 1750RPM, 15,5KW,85NM, 42A, 314V 2000RPM, 18KW,86NM, 42,6A, 363V WATER COOLING DEGREE OF PROTECTION IP65 W/O ENCODER with TEMPERAT. SENSOR KTY84-130 DESIGN IM B5 (IMV 1,IM V3) PLAIN SHAFT WITHOUT FITTED KEY; BEARING: STANDARD WITH FIXED BEARING, VIBRATION SEVERITY GRADE: R/A, SHAFT AND FLANGE ACCURACY: R TERMINAL BOX (ABOVE) CABLE ENTRY ON THE RIGHT SIGNAL CONNECTION D-END | 4752 | TEM | 1 | MC | 83 | 1
1PH81071AF220BB1 | SIMOTICS M COMPACT ASYNCHRONOUS MOTOR 1500RPM, 14KW,89NM, 43,4A, 277V 1750RPM, 15,5KW,85NM, 42A, 314V 2000RPM, 18KW,86NM, 42,6A, 363V WATER COOLING DEGREE OF PROTECTION IP65 W/O ENCODER with TEMPERAT. SENSOR KTY84-130 DESIGN IM B5 (IMV 1,IM V3) PLAIN SHAFT WITHOUT FITTED KEY; BEARING: STANDARD WITH FIXED BEARING, VIBRATION SEVERITY GRADE: R/A, SHAFT AND FLANGE ACCURACY: R TERMINAL BOX (ABOVE) CABLE ENTRY ON THE LEFT SIGNAL CONNECTION D-END | 4752 | TEM | 1 | MC | 83 | 1
1PH81071AF220BC1 | SIMOTICS M COMPACT ASYNCHRONOUS MOTOR 1500RPM, 14KW,89NM, 43,4A, 277V 1750RPM, 15,5KW,85NM, 42A, 314V 2000RPM, 18KW,86NM, 42,6A, 363V WATER COOLING DEGREE OF PROTECTION IP65 W/O ENCODER with TEMPERAT. SENSOR KTY84-130 DESIGN IM B5 (IMV 1,IM V3) PLAIN SHAFT WITHOUT FITTED KEY; BEARING: STANDARD WITH FIXED BEARING, VIBRATION SEVERITY GRADE: R/A, SHAFT AND FLANGE ACCURACY: R TERMINAL BOX (ABOVE) CABLE ENTRY ON THE ND-END SIGNAL CONNECTION LEFT | 4752 | TEM | 1 | MC | 83 | 1
1PH81071AF220CA1 | SIMOTICS M COMPACT ASYNCHRONOUS MOTOR 1500RPM, 14KW,89NM, 43,4A, 277V 1750RPM, 15,5KW,85NM, 42A, 314V 2000RPM, 18KW,86NM, 42,6A, 363V WATER COOLING DEGREE OF PROTECTION IP65 W/O ENCODER with TEMPERAT. SENSOR KTY84-130 DESIGN IM B5 (IMV 1,IM V3) PLAIN SHAFT WITHOUT FITTED KEY; BEARING: STANDARD WITH FIXED BEARING, VIBRATION SEVERITY GRADE: S/A, SHAFT AND FLANGE ACCURACY: R TERMINAL BOX (ABOVE) CABLE ENTRY ON THE RIGHT SIGNAL CONNECTION D-END | 4947 | TEM | 1 | MC | 83 | 1
1PH81071AF220CB1 | SIMOTICS M COMPACT ASYNCHRONOUS MOTOR 1500RPM, 14KW,89NM, 43,4A, 277V 1750RPM, 15,5KW,85NM, 42A, 314V 2000RPM, 18KW,86NM, 42,6A, 363V WATER COOLING DEGREE OF PROTECTION IP65 W/O ENCODER with TEMPERAT. SENSOR KTY84-130 DESIGN IM B5 (IMV 1,IM V3) PLAIN SHAFT WITHOUT FITTED KEY; BEARING: STANDARD WITH FIXED BEARING, VIBRATION SEVERITY GRADE: S/A, SHAFT AND FLANGE ACCURACY: R TERMINAL BOX (ABOVE) CABLE ENTRY ON THE LEFT SIGNAL CONNECTION D-END | 4947 | TEM | 1 | MC | 83 | 1
1PH81071AF220CC1 | SIMOTICS M COMPACT ASYNCHRONOUS MOTOR 1500RPM, 14KW,89NM, 43,4A, 277V 1750RPM, 15,5KW,85NM, 42A, 314V 2000RPM, 18KW,86NM, 42,6A, 363V WATER COOLING DEGREE OF PROTECTION IP65 W/O ENCODER with TEMPERAT. SENSOR KTY84-130 DESIGN IM B5 (IMV 1,IM V3) PLAIN SHAFT WITHOUT FITTED KEY; BEARING: STANDARD WITH FIXED BEARING, VIBRATION SEVERITY GRADE: S/A, SHAFT AND FLANGE ACCURACY: R TERMINAL BOX (ABOVE) CABLE ENTRY ON THE ND-END SIGNAL CONNECTION LEFT | 4947 | TEM | 1 | MC | 83 | 1
1PH81071AF222BA1 | SIMOTICS M COMPACT ASYNCHRONOUS MOTOR 1500RPM, 14KW,89NM, 43,4A, 277V 1750RPM, 15,5KW,85NM, 42A, 314V 2000RPM, 18KW,86NM, 42,6A, 363V WATER COOLING DEGREE OF PROTECTION IP65 W/O ENCODER with TEMPERAT. SENSOR KTY84-130 DESIGN IM B5 (IMV 1,IM V3) SHAFT WITH FITTED KEY HALF-KEY BALANCING BEARING: STANDARD WITH FIXED BEARING, VIBRATION SEVERITY GRADE: R/A, SHAFT AND FLANGE ACCURACY: R TERMINAL BOX (ABOVE) CABLE ENTRY ON THE RIGHT SIGNAL CONNECTION D-END | 4752 | TEM | 1 | MC | 83 | 1
1PH81071AF222BB1 | SIMOTICS M COMPACT ASYNCHRONOUS MOTOR 1500RPM, 14KW,89NM, 43,4A, 277V 1750RPM, 15,5KW,85NM, 42A, 314V 2000RPM, 18KW,86NM, 42,6A, 363V WATER COOLING DEGREE OF PROTECTION IP65 W/O ENCODER with TEMPERAT. SENSOR KTY84-130 DESIGN IM B5 (IMV 1,IM V3) SHAFT WITH FITTED KEY HALF-KEY BALANCING BEARING: STANDARD WITH FIXED BEARING, VIBRATION SEVERITY GRADE: R/A, SHAFT AND FLANGE ACCURACY: R TERMINAL BOX (ABOVE) CABLE ENTRY ON THE LEFT SIGNAL CONNECTION D-END | 4752 | TEM | 1 | MC | 83 | 1
1PH81071AF222BC1 | SIMOTICS M COMPACT ASYNCHRONOUS MOTOR 1500RPM, 14KW,89NM, 43,4A, 277V 1750RPM, 15,5KW,85NM, 42A, 314V 2000RPM, 18KW,86NM, 42,6A, 363V WATER COOLING DEGREE OF PROTECTION IP65 W/O ENCODER with TEMPERAT. SENSOR KTY84-130 DESIGN IM B5 (IMV 1,IM V3) SHAFT WITH FITTED KEY HALF-KEY BALANCING BEARING: STANDARD WITH FIXED BEARING, VIBRATION SEVERITY GRADE: R/A, SHAFT AND FLANGE ACCURACY: R TERMINAL BOX (ABOVE) CABLE ENTRY ON THE ND-END SIGNAL CONNECTION LEFT | 4752 | TEM | 1 | MC | 83 | 1
1PH81071AF222CA1 | SIMOTICS M COMPACT ASYNCHRONOUS MOTOR 1500RPM, 14KW,89NM, 43,4A, 277V 1750RPM, 15,5KW,85NM, 42A, 314V 2000RPM, 18KW,86NM, 42,6A, 363V WATER COOLING DEGREE OF PROTECTION IP65 W/O ENCODER with TEMPERAT. SENSOR KTY84-130 DESIGN IM B5 (IMV 1,IM V3) SHAFT WITH FITTED KEY HALF-KEY BALANCING BEARING: STANDARD WITH FIXED BEARING, VIBRATION SEVERITY GRADE: S/A, SHAFT AND FLANGE ACCURACY: R TERMINAL BOX (ABOVE) CABLE ENTRY ON THE RIGHT SIGNAL CONNECTION D-END | 4947 | TEM | 1 | MC | 83 | 1
1PH81071AF222CB1 | SIMOTICS M COMPACT ASYNCHRONOUS MOTOR 1500RPM, 14KW,89NM, 43,4A, 277V 1750RPM, 15,5KW,85NM, 42A, 314V 2000RPM, 18KW,86NM, 42,6A, 363V WATER COOLING DEGREE OF PROTECTION IP65 W/O ENCODER with TEMPERAT. SENSOR KTY84-130 DESIGN IM B5 (IMV 1,IM V3) SHAFT WITH FITTED KEY HALF-KEY BALANCING BEARING: STANDARD WITH FIXED BEARING, VIBRATION SEVERITY GRADE: S/A, SHAFT AND FLANGE ACCURACY: R TERMINAL BOX (ABOVE) CABLE ENTRY ON THE LEFT SIGNAL CONNECTION D-END | 4947 | TEM | 1 | MC | 83 | 1
1PH81071AF222CC1 | SIMOTICS M COMPACT ASYNCHRONOUS MOTOR 1500RPM, 14KW,89NM, 43,4A, 277V 1750RPM, 15,5KW,85NM, 42A, 314V 2000RPM, 18KW,86NM, 42,6A, 363V WATER COOLING DEGREE OF PROTECTION IP65 W/O ENCODER with TEMPERAT. SENSOR KTY84-130 DESIGN IM B5 (IMV 1,IM V3) SHAFT WITH FITTED KEY HALF-KEY BALANCING BEARING: STANDARD WITH FIXED BEARING, VIBRATION SEVERITY GRADE: S/A, SHAFT AND FLANGE ACCURACY: R TERMINAL BOX (ABOVE) CABLE ENTRY ON THE ND-END SIGNAL CONNECTION LEFT | 4947 | TEM | 1 | MC | 83 | 1
1PH81071AF230BA1 | SIMOTICS M COMPACT ASYNCHRONOUS MOTOR 1500RPM, 14KW,89NM, 43,4A, 277V 1750RPM, 15,5KW,85NM, 42A, 314V 2000RPM, 18KW,86NM, 42,6A, 363V WATER COOLING DEGREE OF PROTECTION IP65 W/O ENCODER with TEMPERAT. SENSOR KTY84-130 DESIGN IM B35 (IM V15, IM V35) PLAIN SHAFT WITHOUT FITTED KEY; BEARING: STANDARD WITH FIXED BEARING, VIBRATION SEVERITY GRADE: R/A, SHAFT AND FLANGE ACCURACY: R TERMINAL BOX (ABOVE) CABLE ENTRY ON THE RIGHT SIGNAL CONNECTION D-END | 4990 | TEM | 1 | MC | 83 | 1
1PH81071AF230BB1 | SIMOTICS M COMPACT ASYNCHRONOUS MOTOR 1500RPM, 14KW,89NM, 43,4A, 277V 1750RPM, 15,5KW,85NM, 42A, 314V 2000RPM, 18KW,86NM, 42,6A, 363V WATER COOLING DEGREE OF PROTECTION IP65 W/O ENCODER with TEMPERAT. SENSOR KTY84-130 DESIGN IM B35 (IM V15, IM V35) PLAIN SHAFT WITHOUT FITTED KEY; BEARING: STANDARD WITH FIXED BEARING, VIBRATION SEVERITY GRADE: R/A, SHAFT AND FLANGE ACCURACY: R TERMINAL BOX (ABOVE) CABLE ENTRY ON THE LEFT SIGNAL CONNECTION D-END | 4990 | TEM | 1 | MC | 83 | 1
1PH81071AF230BC1 | SIMOTICS M COMPACT ASYNCHRONOUS MOTOR 1500RPM, 14KW,89NM, 43,4A, 277V 1750RPM, 15,5KW,85NM, 42A, 314V 2000RPM, 18KW,86NM, 42,6A, 363V WATER COOLING DEGREE OF PROTECTION IP65 W/O ENCODER with TEMPERAT. SENSOR KTY84-130 DESIGN IM B35 (IM V15, IM V35) PLAIN SHAFT WITHOUT FITTED KEY; BEARING: STANDARD WITH FIXED BEARING, VIBRATION SEVERITY GRADE: R/A, SHAFT AND FLANGE ACCURACY: R TERMINAL BOX (ABOVE) CABLE ENTRY ON THE ND-END SIGNAL CONNECTION LEFT | 4990 | TEM | 1 | MC | 83 | 1
1PH81071AF230CA1 | SIMOTICS M COMPACT ASYNCHRONOUS MOTOR 1500RPM, 14KW,89NM, 43,4A, 277V 1750RPM, 15,5KW,85NM, 42A, 314V 2000RPM, 18KW,86NM, 42,6A, 363V WATER COOLING DEGREE OF PROTECTION IP65 W/O ENCODER with TEMPERAT. SENSOR KTY84-130 DESIGN IM B35 (IM V15, IM V35) PLAIN SHAFT WITHOUT FITTED KEY; BEARING: STANDARD WITH FIXED BEARING, VIBRATION SEVERITY GRADE: S/A, SHAFT AND FLANGE ACCURACY: R TERMINAL BOX (ABOVE) CABLE ENTRY ON THE RIGHT SIGNAL CONNECTION D-END | 5185 | TEM | 1 | MC | 83 | 1
1PH81071AF230CB1 | SIMOTICS M COMPACT ASYNCHRONOUS MOTOR 1500RPM, 14KW,89NM, 43,4A, 277V 1750RPM, 15,5KW,85NM, 42A, 314V 2000RPM, 18KW,86NM, 42,6A, 363V WATER COOLING DEGREE OF PROTECTION IP65 W/O ENCODER with TEMPERAT. SENSOR KTY84-130 DESIGN IM B35 (IM V15, IM V35) PLAIN SHAFT WITHOUT FITTED KEY; BEARING: STANDARD WITH FIXED BEARING, VIBRATION SEVERITY GRADE: S/A, SHAFT AND FLANGE ACCURACY: R TERMINAL BOX (ABOVE) CABLE ENTRY ON THE LEFT SIGNAL CONNECTION D-END | 5185 | TEM | 1 | MC | 83 | 1
1PH81071AF230CC1 | SIMOTICS M COMPACT ASYNCHRONOUS MOTOR 1500RPM, 14KW,89NM, 43,4A, 277V 1750RPM, 15,5KW,85NM, 42A, 314V 2000RPM, 18KW,86NM, 42,6A, 363V WATER COOLING DEGREE OF PROTECTION IP65 W/O ENCODER with TEMPERAT. SENSOR KTY84-130 DESIGN IM B35 (IM V15, IM V35) PLAIN SHAFT WITHOUT FITTED KEY; BEARING: STANDARD WITH FIXED BEARING, VIBRATION SEVERITY GRADE: S/A, SHAFT AND FLANGE ACCURACY: R TERMINAL BOX (ABOVE) CABLE ENTRY ON THE ND-END SIGNAL CONNECTION LEFT | 5185 | TEM | 1 | MC | 83 | 1
1PH81071AF232BA1 | SIMOTICS M COMPACT ASYNCHRONOUS MOTOR 1500RPM, 14KW,89NM, 43,4A, 277V 1750RPM, 15,5KW,85NM, 42A, 314V 2000RPM, 18KW,86NM, 42,6A, 363V WATER COOLING DEGREE OF PROTECTION IP65 W/O ENCODER with TEMPERAT. SENSOR KTY84-130 DESIGN IM B35 (IM V15, IM V35) SHAFT WITH FITTED KEY HALF-KEY BALANCING BEARING: STANDARD WITH FIXED BEARING, VIBRATION SEVERITY GRADE: R/A, SHAFT AND FLANGE ACCURACY: R TERMINAL BOX (ABOVE) CABLE ENTRY ON THE RIGHT SIGNAL CONNECTION D-END | 4990 | TEM | 1 | MC | 83 | 1
1PH81071AF232BB1 | SIMOTICS M COMPACT ASYNCHRONOUS MOTOR 1500RPM, 14KW,89NM, 43,4A, 277V 1750RPM, 15,5KW,85NM, 42A, 314V 2000RPM, 18KW,86NM, 42,6A, 363V WATER COOLING DEGREE OF PROTECTION IP65 W/O ENCODER with TEMPERAT. SENSOR KTY84-130 DESIGN IM B35 (IM V15, IM V35) SHAFT WITH FITTED KEY HALF-KEY BALANCING BEARING: STANDARD WITH FIXED BEARING, VIBRATION SEVERITY GRADE: R/A, SHAFT AND FLANGE ACCURACY: R TERMINAL BOX (ABOVE) CABLE ENTRY ON THE LEFT SIGNAL CONNECTION D-END | 4990 | TEM | 1 | MC | 83 | 1
1PH81071AF232BC1 | SIMOTICS M COMPACT ASYNCHRONOUS MOTOR 1500RPM, 14KW,89NM, 43,4A, 277V 1750RPM, 15,5KW,85NM, 42A, 314V 2000RPM, 18KW,86NM, 42,6A, 363V WATER COOLING DEGREE OF PROTECTION IP65 W/O ENCODER with TEMPERAT. SENSOR KTY84-130 DESIGN IM B35 (IM V15, IM V35) SHAFT WITH FITTED KEY HALF-KEY BALANCING BEARING: STANDARD WITH FIXED BEARING, VIBRATION SEVERITY GRADE: R/A, SHAFT AND FLANGE ACCURACY: R TERMINAL BOX (ABOVE) CABLE ENTRY ON THE ND-END SIGNAL CONNECTION LEFT | 4990 | TEM | 1 | MC | 83 | 1
1PH81071AF232CA1 | SIMOTICS M COMPACT ASYNCHRONOUS MOTOR 1500RPM, 14KW,89NM, 43,4A, 277V 1750RPM, 15,5KW,85NM, 42A, 314V 2000RPM, 18KW,86NM, 42,6A, 363V WATER COOLING DEGREE OF PROTECTION IP65 W/O ENCODER with TEMPERAT. SENSOR KTY84-130 DESIGN IM B35 (IM V15, IM V35) SHAFT WITH FITTED KEY HALF-KEY BALANCING BEARING: STANDARD WITH FIXED BEARING, VIBRATION SEVERITY GRADE: S/A, SHAFT AND FLANGE ACCURACY: R TERMINAL BOX (ABOVE) CABLE ENTRY ON THE RIGHT SIGNAL CONNECTION D-END | 5185 | TEM | 1 | MC | 83 | 1
1PH81071AF232CB1 | SIMOTICS M COMPACT ASYNCHRONOUS MOTOR 1500RPM, 14KW,89NM, 43,4A, 277V 1750RPM, 15,5KW,85NM, 42A, 314V 2000RPM, 18KW,86NM, 42,6A, 363V WATER COOLING DEGREE OF PROTECTION IP65 W/O ENCODER with TEMPERAT. SENSOR KTY84-130 DESIGN IM B35 (IM V15, IM V35) SHAFT WITH FITTED KEY HALF-KEY BALANCING BEARING: STANDARD WITH FIXED BEARING, VIBRATION SEVERITY GRADE: S/A, SHAFT AND FLANGE ACCURACY: R TERMINAL BOX (ABOVE) CABLE ENTRY ON THE LEFT SIGNAL CONNECTION D-END | 5185 | TEM | 1 | MC | 83 | 1
1PH81071AF232CC1 | SIMOTICS M COMPACT ASYNCHRONOUS MOTOR 1500RPM, 14KW,89NM, 43,4A, 277V 1750RPM, 15,5KW,85NM, 42A, 314V 2000RPM, 18KW,86NM, 42,6A, 363V WATER COOLING DEGREE OF PROTECTION IP65 W/O ENCODER with TEMPERAT. SENSOR KTY84-130 DESIGN IM B35 (IM V15, IM V35) SHAFT WITH FITTED KEY HALF-KEY BALANCING BEARING: STANDARD WITH FIXED BEARING, VIBRATION SEVERITY GRADE: S/A, SHAFT AND FLANGE ACCURACY: R TERMINAL BOX (ABOVE) CABLE ENTRY ON THE ND-END SIGNAL CONNECTION LEFT | 5185 | TEM | 1 | MC | 83 | 1
1PH81071AG001BA1 | SIMOTICS M COMPACT ASYNCHRONOUS MOTOR 2000RPM, 10,5KW,50NM, 26A, 355V 2300RPM, 12KW,50NM,26A, 406V 2650RPM, 13KW, 47NM, 24A, 460V FORCED VENTILATION; DIRECTION OF AIR FLOW DE --> NDE; DEGREE OF PROTECTION IP55 W/O ENCODER with TEMPERAT. SENSOR KTY84-130 DESIGN IM B3 (IM V5, IM V6) SHAFT WITH FITTED KEY FULL-KEY BALANCING BEARING: STANDARD WITH FIXED BEARING, VIBRATION SEVERITY GRADE: R/A, SHAFT AND FLANGE ACCURACY: R TERMINAL BOX (ABOVE) CABLE ENTRY ON THE RIGHT SIGNAL CONNECTION D-END | 3824 | TEM | 1 | MC | 73 | 1
1PH81071AG002BA1 | SIMOTICS M COMPACT ASYNCHRONOUS MOTOR 2000RPM, 10,5KW,50NM, 26A, 355V 2300RPM, 12KW,50NM,26A, 406V 2650RPM, 13KW, 47NM, 24A, 460V FORCED VENTILATION; DIRECTION OF AIR FLOW DE --> NDE; DEGREE OF PROTECTION IP55 W/O ENCODER with TEMPERAT. SENSOR KTY84-130 DESIGN IM B3 (IM V5, IM V6) SHAFT WITH FITTED KEY HALF-KEY BALANCING BEARING: STANDARD WITH FIXED BEARING, VIBRATION SEVERITY GRADE: R/A, SHAFT AND FLANGE ACCURACY: R TERMINAL BOX (ABOVE) CABLE ENTRY ON THE RIGHT SIGNAL CONNECTION D-END | 3824 | TEM | 1 | MC | 73 | 1
1PH81071AG002BB1 | SIMOTICS M COMPACT ASYNCHRONOUS MOTOR 2000RPM, 10,5KW,50NM, 26A, 355V 2300RPM, 12KW,50NM,26A, 406V 2650RPM, 13KW, 47NM, 24A, 460V FORCED VENTILATION; DIRECTION OF AIR FLOW DE --> NDE; DEGREE OF PROTECTION IP55 W/O ENCODER with TEMPERAT. SENSOR KTY84-130 DESIGN IM B3 (IM V5, IM V6) SHAFT WITH FITTED KEY HALF-KEY BALANCING BEARING: STANDARD WITH FIXED BEARING, VIBRATION SEVERITY GRADE: R/A, SHAFT AND FLANGE ACCURACY: R TERMINAL BOX (ABOVE) CABLE ENTRY ON THE LEFT SIGNAL CONNECTION D-END | 3824 | TEM | 1 | MC | 73 | 1
1PH81071AG020BA1 | SIMOTICS M COMPACT ASYNCHRONOUS MOTOR 2000RPM, 10,5KW,50NM, 26A, 355V 2300RPM, 12KW,50NM,26A, 406V 2650RPM, 13KW, 47NM, 24A, 460V FORCED VENTILATION; DIRECTION OF AIR FLOW DE --> NDE; DEGREE OF PROTECTION IP55 W/O ENCODER with TEMPERAT. SENSOR KTY84-130 DESIGN IM B5 (IMV 1,IM V3) PLAIN SHAFT WITHOUT FITTED KEY; BEARING: STANDARD WITH FIXED BEARING, VIBRATION SEVERITY GRADE: R/A, SHAFT AND FLANGE ACCURACY: R TERMINAL BOX (ABOVE) CABLE ENTRY ON THE RIGHT SIGNAL CONNECTION D-END | 4020 | TEM | 1 | MC | 73 | 1
1PH81071AG020CE1 | SIMOTICS M COMPACT ASYNCHRONOUS MOTOR 2000RPM, 10,5KW,50NM, 26A, 355V 2300RPM, 12KW,50NM,26A, 406V 2650RPM, 13KW, 47NM, 24A, 460V FORCED VENTILATION; DIRECTION OF AIR FLOW DE --> NDE; DEGREE OF PROTECTION IP55 W/O ENCODER with TEMPERAT. SENSOR KTY84-130 DESIGN IM B5 (IMV 1,IM V3) PLAIN SHAFT WITHOUT FITTED KEY; BEARING: STANDARD WITH FIXED BEARING, VIBRATION SEVERITY GRADE: S/A, SHAFT AND FLANGE ACCURACY: R POWER CONNECTOR (ABOVE) CABLE ENTRY ON THE RIGHT SIGNAL CONNECTION D-END | 4215 | TEM | 1 | MC | 73 | 1
1PH81071AG030CC1 | SIMOTICS M COMPACT ASYNCHRONOUS MOTOR 2000RPM, 10,5KW,50NM, 26A, 355V 2300RPM, 12KW,50NM,26A, 406V 2650RPM, 13KW, 47NM, 24A, 460V FORCED VENTILATION; DIRECTION OF AIR FLOW DE --> NDE; DEGREE OF PROTECTION IP55 W/O ENCODER with TEMPERAT. SENSOR KTY84-130 DESIGN IM B35 (IM V15, IM V35) PLAIN SHAFT WITHOUT FITTED KEY; BEARING: STANDARD WITH FIXED BEARING, VIBRATION SEVERITY GRADE: S/A, SHAFT AND FLANGE ACCURACY: R TERMINAL BOX (ABOVE) CABLE ENTRY ON THE ND-END SIGNAL CONNECTION LEFT | 4453 | TEM | 1 | MC | 73 | 1
1PH81071AG031BA1 | SIMOTICS M COMPACT ASYNCHRONOUS MOTOR 2000RPM, 10,5KW,50NM, 26A, 355V 2300RPM, 12KW,50NM,26A, 406V 2650RPM, 13KW, 47NM, 24A, 460V FORCED VENTILATION; DIRECTION OF AIR FLOW DE --> NDE; DEGREE OF PROTECTION IP55 W/O ENCODER with TEMPERAT. SENSOR KTY84-130 DESIGN IM B35 (IM V15, IM V35) SHAFT WITH FITTED KEY FULL-KEY BALANCING BEARING: STANDARD WITH FIXED BEARING, VIBRATION SEVERITY GRADE: R/A, SHAFT AND FLANGE ACCURACY: R TERMINAL BOX (ABOVE) CABLE ENTRY ON THE RIGHT SIGNAL CONNECTION D-END | 4258 | TEM | 1 | MC | 73 | 1
1PH81071AG031CA1 | SIMOTICS M COMPACT ASYNCHRONOUS MOTOR 2000RPM, 10,5KW,50NM, 26A, 355V 2300RPM, 12KW,50NM,26A, 406V 2650RPM, 13KW, 47NM, 24A, 460V FORCED VENTILATION; DIRECTION OF AIR FLOW DE --> NDE; DEGREE OF PROTECTION IP55 W/O ENCODER with TEMPERAT. SENSOR KTY84-130 DESIGN IM B35 (IM V15, IM V35) SHAFT WITH FITTED KEY FULL-KEY BALANCING BEARING: STANDARD WITH FIXED BEARING, VIBRATION SEVERITY GRADE: S/A, SHAFT AND FLANGE ACCURACY: R TERMINAL BOX (ABOVE) CABLE ENTRY ON THE RIGHT SIGNAL CONNECTION D-END | 4453 | TEM | 1 | MC | 73 | 1
1PH81071AG102BA1 | SIMOTICS M COMPACT ASYNCHRONOUS MOTOR 2000RPM, 10,5KW,50NM, 26A, 355V 2300RPM, 12,5KW,50NM, 26A, 406V 2650RPM, 13KW, 47NM, 24A, 460V FORCED VENTILATION; DIRECTION OF AIR FLOW NDE --> DE; DEGREE OF PROTECTION IP55 W/O ENCODER with TEMPERAT. SENSOR KTY84-130 DESIGN IM B3 (IM V5, IM V6) SHAFT WITH FITTED KEY HALF-KEY BALANCING BEARING: STANDARD WITH FIXED BEARING, VIBRATION SEVERITY GRADE: R/A, SHAFT AND FLANGE ACCURACY: R TERMINAL BOX (ABOVE) CABLE ENTRY ON THE RIGHT SIGNAL CONNECTION D-END | 3824 | TEM | 1 | MC | 73 | 1
1PH81071AM002BA1 | SIMOTICS M COMPACT ASYNCHRONOUS MOTOR 3000RPM, 12KW, 38NM, 38A, 294V 3300RPM, 13KW, 38NM, 38A, 326V 3600RPM, 14KW,37NM, 37,5A, 355V FORCED VENTILATION; DIRECTION OF AIR FLOW DE --> NDE; DEGREE OF PROTECTION IP55 W/O ENCODER with TEMPERAT. SENSOR KTY84-130 DESIGN IM B3 (IM V5, IM V6) SHAFT WITH FITTED KEY HALF-KEY BALANCING BEARING: STANDARD WITH FIXED BEARING, VIBRATION SEVERITY GRADE: R/A, SHAFT AND FLANGE ACCURACY: R TERMINAL BOX (ABOVE) CABLE ENTRY ON THE RIGHT SIGNAL CONNECTION D-END | 3824 | TEM | 1 | MC | 73 | 1
1PH81071AM020BA1 | SIMOTICS M COMPACT ASYNCHRONOUS MOTOR 3000RPM, 12KW, 38NM, 38A, 294V 3300RPM, 13KW, 38NM, 38A, 326V 3600RPM, 14KW,37NM, 37,5A, 355V FORCED VENTILATION; DIRECTION OF AIR FLOW DE --> NDE; DEGREE OF PROTECTION IP55 W/O ENCODER with TEMPERAT. SENSOR KTY84-130 DESIGN IM B5 (IMV 1,IM V3) PLAIN SHAFT WITHOUT FITTED KEY; BEARING: STANDARD WITH FIXED BEARING, VIBRATION SEVERITY GRADE: R/A, SHAFT AND FLANGE ACCURACY: R TERMINAL BOX (ABOVE) CABLE ENTRY ON THE RIGHT SIGNAL CONNECTION D-END | 4020 | TEM | 1 | MC | 73 | 1
1PH81071AM021DA1 | SIMOTICS M COMPACT ASYNCHRONOUS MOTOR 3000RPM, 12KW, 38NM, 38A, 294V 3300RPM, 13KW, 38NM, 38A, 326V 3600RPM, 14KW,37NM, 37,5A, 355V FORCED VENTILATION; DIRECTION OF AIR FLOW DE --> NDE; DEGREE OF PROTECTION IP55 W/O ENCODER with TEMPERAT. SENSOR KTY84-130 DESIGN IM B5 (IMV 1,IM V3) SHAFT WITH FITTED KEY FULL-KEY BALANCING BEARING: STANDARD WITH FIXED BEARING, VIBRATION SEVERITY GRADE: SR/A, SHAFT AND FLANGE ACCURACY: R TERMINAL BOX (ABOVE) CABLE ENTRY ON THE RIGHT SIGNAL CONNECTION D-END | 4285 | TEM | 1 | MC | 73 | 1
1PH81071AM022BA1 | SIMOTICS M COMPACT ASYNCHRONOUS MOTOR 3000RPM, 12KW, 38NM, 38A, 294V 3300RPM, 13KW, 38NM, 38A, 326V 3600RPM, 14KW,37NM, 37,5A, 355V FORCED VENTILATION; DIRECTION OF AIR FLOW DE --> NDE; DEGREE OF PROTECTION IP55 W/O ENCODER with TEMPERAT. SENSOR KTY84-130 DESIGN IM B5 (IMV 1,IM V3) SHAFT WITH FITTED KEY HALF-KEY BALANCING BEARING: STANDARD WITH FIXED BEARING, VIBRATION SEVERITY GRADE: R/A, SHAFT AND FLANGE ACCURACY: R TERMINAL BOX (ABOVE) CABLE ENTRY ON THE RIGHT SIGNAL CONNECTION D-END | 4020 | TEM | 1 | MC | 73 | 1
1PH81071AM100MA1 | SIMOTICS M COMPACT ASYNCHRONOUS MOTOR 3000RPM, 12KW,38NM, 38A, 294V 3300RPM, 13KW,38NM, 38A, 326V 3600RPM, 14KW, 37NM, 37,5A,355V FORCED VENTILATION; DIRECTION OF AIR FLOW NDE --> DE; DEGREE OF PROTECTION IP55 W/O ENCODER with TEMPERAT. SENSOR KTY84-130 DESIGN IM B3 (IM V5, IM V6) PLAIN SHAFT WITHOUT FITTED KEY; BEARING: HIGH PERFORMANCE VIBRATION SEVERITY GRADE SPECIAL/B SHAFT AND FLANGE ACCURACY GR. SPECIAL TERMINAL BOX (ABOVE) CABLE ENTRY ON THE RIGHT SIGNAL CONNECTION D-END | 4871 | TEM | 1 | MC | 73 | 1
1PH81071AM121BC1 | SIMOTICS M COMPACT ASYNCHRONOUS MOTOR 3000RPM, 12KW,38NM, 38A, 294V 3300RPM, 13KW,38NM, 38A, 326V 3600RPM, 14KW, 37NM, 37,5A,355V FORCED VENTILATION; DIRECTION OF AIR FLOW NDE --> DE; DEGREE OF PROTECTION IP55 W/O ENCODER with TEMPERAT. SENSOR KTY84-130 DESIGN IM B5 (IMV 1,IM V3) SHAFT WITH FITTED KEY FULL-KEY BALANCING BEARING: STANDARD WITH FIXED BEARING, VIBRATION SEVERITY GRADE: R/A, SHAFT AND FLANGE ACCURACY: R TERMINAL BOX (ABOVE) CABLE ENTRY ON THE ND-END SIGNAL CONNECTION LEFT | 4020 | TEM | 1 | MC | 73 | 1
1PH81071AM202BA1 | SIMOTICS M COMPACT ASYNCHRONOUS MOTOR 3000RPM, 18KW, 57NM, 60A, 294V 3300RPM, 20KW, 58NM, 60A, 326V 3600RPM, 21KW, 56NM, 59A, 355V WATER COOLING DEGREE OF PROTECTION IP65 W/O ENCODER with TEMPERAT. SENSOR KTY84-130 DESIGN IM B3 (IM V5, IM V6) SHAFT WITH FITTED KEY HALF-KEY BALANCING BEARING: STANDARD WITH FIXED BEARING, VIBRATION SEVERITY GRADE: R/A, SHAFT AND FLANGE ACCURACY: R TERMINAL BOX (ABOVE) CABLE ENTRY ON THE RIGHT SIGNAL CONNECTION D-END | 4557 | TEM | 1 | MC | 83 | 1
1PH81071AM231DA1 | SIMOTICS M COMPACT ASYNCHRONOUS MOTOR 3000RPM, 18KW, 57NM, 60A, 294V 3300RPM, 20KW, 58NM, 60A, 326V 3600RPM, 21KW, 56NM, 59A, 355V WATER COOLING DEGREE OF PROTECTION IP65 W/O ENCODER with TEMPERAT. SENSOR KTY84-130 DESIGN IM B35 (IM V15, IM V35) SHAFT WITH FITTED KEY FULL-KEY BALANCING BEARING: STANDARD WITH FIXED BEARING, VIBRATION SEVERITY GRADE: SR/A, SHAFT AND FLANGE ACCURACY: R TERMINAL BOX (ABOVE) CABLE ENTRY ON THE RIGHT SIGNAL CONNECTION D-END | 5255 | TEM | 1 | MC | 83 | 1
1PH81071AM232LA1 | SIMOTICS M COMPACT ASYNCHRONOUS MOTOR 3000RPM, 18KW, 57NM, 60A, 294V 3300RPM, 20KW, 58NM, 60A, 326V 3600RPM, 21KW, 56NM, 59A, 355V WATER COOLING DEGREE OF PROTECTION IP65 W/O ENCODER with TEMPERAT. SENSOR KTY84-130 DESIGN IM B35 (IM V15, IM V35) SHAFT WITH FITTED KEY HALF-KEY BALANCING BEARING: PERFORMANCE, VIBRATION SEVERITY GRADE SPECIAL/B; SHAFT A. FLANGE ACCURACY GR. SPECIAL TERMINAL BOX (ABOVE) CABLE ENTRY ON THE RIGHT SIGNAL CONNECTION D-END | 5503 | TEM | 1 | MC | 83 | 1
1PH81071AS021BA1 | SIMOTICS M COMPACT ASYNCHRONOUS MOTOR Y2000RPM, 11KW,53NM,26,7A, 368V D5000RPM, 11KW, 21NM, 28A, 410V Y1500RPM, 8,5KW, 54NM,27A, 275V FORCED VENTILATION; DIRECTION OF AIR FLOW DE --> NDE; DEGREE OF PROTECTION IP55 W/O ENCODER with TEMPERAT. SENSOR KTY84-130 DESIGN IM B5 (IMV 1,IM V3) SHAFT WITH FITTED KEY FULL-KEY BALANCING BEARING: STANDARD WITH FIXED BEARING, VIBRATION SEVERITY GRADE: R/A, SHAFT AND FLANGE ACCURACY: R TERMINAL BOX (ABOVE) CABLE ENTRY ON THE RIGHT SIGNAL CONNECTION D-END | 4020 | TEM | 1 | MC | 73 | 1
1PH81071AS022CB1 | SIMOTICS M COMPACT ASYNCHRONOUS MOTOR Y2000RPM, 11KW,53NM,26,7A, 368V D5000RPM, 11KW, 21NM, 28A, 410V Y1500RPM, 8,5KW, 54NM,27A, 275V FORCED VENTILATION; DIRECTION OF AIR FLOW DE --> NDE; DEGREE OF PROTECTION IP55 W/O ENCODER with TEMPERAT. SENSOR KTY84-130 DESIGN IM B5 (IMV 1,IM V3) SHAFT WITH FITTED KEY HALF-KEY BALANCING BEARING: STANDARD WITH FIXED BEARING, VIBRATION SEVERITY GRADE: S/A, SHAFT AND FLANGE ACCURACY: R TERMINAL BOX (ABOVE) CABLE ENTRY ON THE LEFT SIGNAL CONNECTION D-END | 4215 | TEM | 1 | MC | 73 | 1
1PH81071AS032CA1 | SIMOTICS M COMPACT ASYNCHRONOUS MOTOR Y2000RPM, 11KW,53NM,26,7A, 368V D5000RPM, 11KW, 21NM, 28A, 410V Y1500RPM, 8,5KW, 54NM,27A, 275V FORCED VENTILATION; DIRECTION OF AIR FLOW DE --> NDE; DEGREE OF PROTECTION IP55 W/O ENCODER with TEMPERAT. SENSOR KTY84-130 DESIGN IM B35 (IM V15, IM V35) SHAFT WITH FITTED KEY HALF-KEY BALANCING BEARING: STANDARD WITH FIXED BEARING, VIBRATION SEVERITY GRADE: S/A, SHAFT AND FLANGE ACCURACY: R TERMINAL BOX (ABOVE) CABLE ENTRY ON THE RIGHT SIGNAL CONNECTION D-END | 4453 | TEM | 1 | MC | 73 | 1
1PH81071CF020LA1 | SIMOTICS M COMPACT ASYNCHRONOUS MOTOR 1500RPM, 9,0KW,57NM,23,5A, 330V 1750RPM, 10,0KW,55NM, 22A, 380V 2000RPM, 11KW,53NM, 21,5A, 428V FORCED VENTILATION; DIRECTION OF AIR FLOW DE --> NDE; DEGREE OF PROTECTION IP55 INCREMENTAL ENCODER SIN/COS 1VPP 256 S/R WITHOUT ND-END AT TERMINAL BOX (ENCODER IN256S/R) with TEMPERAT. SENSOR KTY84-130 DESIGN IM B5 (IMV 1,IM V3) PLAIN SHAFT WITHOUT FITTED KEY; BEARING: PERFORMANCE, VIBRATION SEVERITY GRADE SPECIAL/B; SHAFT A. FLANGE ACCURACY GR. SPECIAL TERMINAL BOX (ABOVE) CABLE ENTRY ON THE RIGHT SIGNAL CONNECTION D-END | 6590 | TEM | 1 | MC | 73 | 1
1PH81071CF020LC1 | SIMOTICS M COMPACT ASYNCHRONOUS MOTOR 1500RPM, 9,0KW,57NM,23,5A, 330V 1750RPM, 10,0KW,55NM, 22A, 380V 2000RPM, 11KW,53NM, 21,5A, 428V FORCED VENTILATION; DIRECTION OF AIR FLOW DE --> NDE; DEGREE OF PROTECTION IP55 INCREMENTAL ENCODER SIN/COS 1VPP 256 S/R WITHOUT ND-END AT TERMINAL BOX (ENCODER IN256S/R) with TEMPERAT. SENSOR KTY84-130 DESIGN IM B5 (IMV 1,IM V3) PLAIN SHAFT WITHOUT FITTED KEY; BEARING: PERFORMANCE, VIBRATION SEVERITY GRADE SPECIAL/B; SHAFT A. FLANGE ACCURACY GR. SPECIAL TERMINAL BOX (ABOVE) CABLE ENTRY ON THE ND-END SIGNAL CONNECTION LEFT | 6590 | TEM | 1 | MC | 73 | 1
1PH81071CF023LA1 | SIMOTICS M COMPACT ASYNCHRONOUS MOTOR 1500RPM, 9,0KW,57NM,23,5A, 330V 1750RPM, 10,0KW,55NM, 22A, 380V 2000RPM, 11KW,53NM, 21,5A, 428V FORCED VENTILATION; DIRECTION OF AIR FLOW DE --> NDE; DEGREE OF PROTECTION IP55 INCREMENTAL ENCODER SIN/COS 1VPP 256 S/R WITHOUT ND-END AT TERMINAL BOX (ENCODER IN256S/R) with TEMPERAT. SENSOR KTY84-130 DESIGN IM B5 (IMV 1,IM V3) PLAIN HOLLOW-SHAFT BEARING: PERFORMANCE, VIBRATION SEVERITY GRADE SPECIAL/B; SHAFT A. FLANGE ACCURACY GR. SPECIAL TERMINAL BOX (ABOVE) CABLE ENTRY ON THE RIGHT SIGNAL CONNECTION D-END | 8107 | TEM | 1 | MC | 75.5 | 1
1PH81071CF023LC1 | SIMOTICS M COMPACT ASYNCHRONOUS MOTOR 1500RPM, 9,0KW,57NM,23,5A, 330V 1750RPM, 10,0KW,55NM, 22A, 380V 2000RPM, 11KW,53NM, 21,5A, 428V FORCED VENTILATION; DIRECTION OF AIR FLOW DE --> NDE; DEGREE OF PROTECTION IP55 INCREMENTAL ENCODER SIN/COS 1VPP 256 S/R WITHOUT ND-END AT TERMINAL BOX (ENCODER IN256S/R) with TEMPERAT. SENSOR KTY84-130 DESIGN IM B5 (IMV 1,IM V3) PLAIN HOLLOW-SHAFT BEARING: PERFORMANCE, VIBRATION SEVERITY GRADE SPECIAL/B; SHAFT A. FLANGE ACCURACY GR. SPECIAL TERMINAL BOX (ABOVE) CABLE ENTRY ON THE ND-END SIGNAL CONNECTION LEFT | 8107 | TEM | 1 | MC | 75.5 | 1
1PH81071CF233LA1 | SIMOTICS M COMPACT ASYNCHRONOUS MOTOR 1500RPM, 14KW,89NM, 43,4A, 277V 1750RPM, 15,5KW,85NM, 42A, 314V 2000RPM, 18KW,86NM, 42,6A, 363V WATER COOLING DEGREE OF PROTECTION IP65 INCREMENTAL ENCODER SIN/COS 1VPP 256 S/R WITHOUT ND-END AT TERMINAL BOX (ENCODER IN256S/R) with TEMPERAT. SENSOR KTY84-130 DESIGN IM B35 (IM V15, IM V35) PLAIN HOLLOW-SHAFT BEARING: PERFORMANCE, VIBRATION SEVERITY GRADE SPECIAL/B; SHAFT A. FLANGE ACCURACY GR. SPECIAL TERMINAL BOX (ABOVE) CABLE ENTRY ON THE RIGHT SIGNAL CONNECTION D-END | 9078 | TEM | 1 | MC | 85.5 | 1
1PH81071CM000MA1 | SIMOTICS M COMPACT ASYNCHRONOUS MOTOR 3000RPM, 12KW, 38NM, 38A, 294V 3300RPM, 13KW, 38NM, 38A, 326V 3600RPM, 14KW,37NM, 37,5A, 355V FORCED VENTILATION; DIRECTION OF AIR FLOW DE --> NDE; DEGREE OF PROTECTION IP55 INCREMENTAL ENCODER SIN/COS 1VPP 256 S/R WITHOUT ND-END AT TERMINAL BOX (ENCODER IN256S/R) with TEMPERAT. SENSOR KTY84-130 DESIGN IM B3 (IM V5, IM V6) PLAIN SHAFT WITHOUT FITTED KEY; BEARING: HIGH PERFORMANCE VIBRATION SEVERITY GRADE SPECIAL/B SHAFT AND FLANGE ACCURACY GR. SPECIAL TERMINAL BOX (ABOVE) CABLE ENTRY ON THE RIGHT SIGNAL CONNECTION D-END | 6929 | TEM | 1 | MC | 73 | 1
1PH81071CM020MA1 | SIMOTICS M COMPACT ASYNCHRONOUS MOTOR 3000RPM, 12KW, 38NM, 38A, 294V 3300RPM, 13KW, 38NM, 38A, 326V 3600RPM, 14KW,37NM, 37,5A, 355V FORCED VENTILATION; DIRECTION OF AIR FLOW DE --> NDE; DEGREE OF PROTECTION IP55 INCREMENTAL ENCODER SIN/COS 1VPP 256 S/R WITHOUT ND-END AT TERMINAL BOX (ENCODER IN256S/R) with TEMPERAT. SENSOR KTY84-130 DESIGN IM B5 (IMV 1,IM V3) PLAIN SHAFT WITHOUT FITTED KEY; BEARING: HIGH PERFORMANCE VIBRATION SEVERITY GRADE SPECIAL/B SHAFT AND FLANGE ACCURACY GR. SPECIAL TERMINAL BOX (ABOVE) CABLE ENTRY ON THE RIGHT SIGNAL CONNECTION D-END | 7124 | TEM | 1 | MC | 73 | 1
1PH81071CM021LC1 | SIMOTICS M COMPACT ASYNCHRONOUS MOTOR 3000RPM, 12KW, 38NM, 38A, 294V 3300RPM, 13KW, 38NM, 38A, 326V 3600RPM, 14KW,37NM, 37,5A, 355V FORCED VENTILATION; DIRECTION OF AIR FLOW DE --> NDE; DEGREE OF PROTECTION IP55 INCREMENTAL ENCODER SIN/COS 1VPP 256 S/R WITHOUT ND-END AT TERMINAL BOX (ENCODER IN256S/R) with TEMPERAT. SENSOR KTY84-130 DESIGN IM B5 (IMV 1,IM V3) SHAFT WITH FITTED KEY FULL-KEY BALANCING BEARING: PERFORMANCE, VIBRATION SEVERITY GRADE SPECIAL/B; SHAFT A. FLANGE ACCURACY GR. SPECIAL TERMINAL BOX (ABOVE) CABLE ENTRY ON THE ND-END SIGNAL CONNECTION LEFT | 6590 | TEM | 1 | MC | 73 | 1
1PH81071CM023MA1 | SIMOTICS M COMPACT ASYNCHRONOUS MOTOR 3000RPM, 12KW, 38NM, 38A, 294V 3300RPM, 13KW, 38NM, 38A, 326V 3600RPM, 14KW,37NM, 37,5A, 355V FORCED VENTILATION; DIRECTION OF AIR FLOW DE --> NDE; DEGREE OF PROTECTION IP55 INCREMENTAL ENCODER SIN/COS 1VPP 256 S/R WITHOUT ND-END AT TERMINAL BOX (ENCODER IN256S/R) with TEMPERAT. SENSOR KTY84-130 DESIGN IM B5 (IMV 1,IM V3) PLAIN HOLLOW-SHAFT BEARING: HIGH PERFORMANCE VIBRATION SEVERITY GRADE SPECIAL/B SHAFT AND FLANGE ACCURACY GR. SPECIAL TERMINAL BOX (ABOVE) CABLE ENTRY ON THE RIGHT SIGNAL CONNECTION D-END | 8641 | TEM | 1 | MC | 75.5 | 1
1PH81071CM200MA1 | SIMOTICS M COMPACT ASYNCHRONOUS MOTOR 3000RPM, 18KW, 57NM, 60A, 294V 3300RPM, 20KW, 58NM, 60A, 326V 3600RPM, 21KW, 56NM, 59A, 355V WATER COOLING DEGREE OF PROTECTION IP65 INCREMENTAL ENCODER SIN/COS 1VPP 256 S/R WITHOUT ND-END AT TERMINAL BOX (ENCODER IN256S/R) with TEMPERAT. SENSOR KTY84-130 DESIGN IM B3 (IM V5, IM V6) PLAIN SHAFT WITHOUT FITTED KEY; BEARING: HIGH PERFORMANCE VIBRATION SEVERITY GRADE SPECIAL/B SHAFT AND FLANGE ACCURACY GR. SPECIAL TERMINAL BOX (ABOVE) CABLE ENTRY ON THE RIGHT SIGNAL CONNECTION D-END | 7661 | TEM | 1 | MC | 83 | 1
1PH81071CM223LC1 | SIMOTICS M COMPACT ASYNCHRONOUS MOTOR 3000RPM, 18KW, 57NM, 60A, 294V 3300RPM, 20KW, 58NM, 60A, 326V 3600RPM, 21KW, 56NM, 59A, 355V WATER COOLING DEGREE OF PROTECTION IP65 INCREMENTAL ENCODER SIN/COS 1VPP 256 S/R WITHOUT ND-END AT TERMINAL BOX (ENCODER IN256S/R) with TEMPERAT. SENSOR KTY84-130 DESIGN IM B5 (IMV 1,IM V3) PLAIN HOLLOW-SHAFT BEARING: PERFORMANCE, VIBRATION SEVERITY GRADE SPECIAL/B; SHAFT A. FLANGE ACCURACY GR. SPECIAL TERMINAL BOX (ABOVE) CABLE ENTRY ON THE ND-END SIGNAL CONNECTION LEFT | 8839 | TEM | 1 | MC | 85.5 | 1
1PH81071CM223MA1 | SIMOTICS M COMPACT ASYNCHRONOUS MOTOR 3000RPM, 18KW, 57NM, 60A, 294V 3300RPM, 20KW, 58NM, 60A, 326V 3600RPM, 21KW, 56NM, 59A, 355V WATER COOLING DEGREE OF PROTECTION IP65 INCREMENTAL ENCODER SIN/COS 1VPP 256 S/R WITHOUT ND-END AT TERMINAL BOX (ENCODER IN256S/R) with TEMPERAT. SENSOR KTY84-130 DESIGN IM B5 (IMV 1,IM V3) PLAIN HOLLOW-SHAFT BEARING: HIGH PERFORMANCE VIBRATION SEVERITY GRADE SPECIAL/B SHAFT AND FLANGE ACCURACY GR. SPECIAL TERMINAL BOX (ABOVE) CABLE ENTRY ON THE RIGHT SIGNAL CONNECTION D-END | 9373 | TEM | 1 | MC | 85.5 | 1
1PH81071CM223MC1 | SIMOTICS M COMPACT ASYNCHRONOUS MOTOR 3000RPM, 18KW, 57NM, 60A, 294V 3300RPM, 20KW, 58NM, 60A, 326V 3600RPM, 21KW, 56NM, 59A, 355V WATER COOLING DEGREE OF PROTECTION IP65 INCREMENTAL ENCODER SIN/COS 1VPP 256 S/R WITHOUT ND-END AT TERMINAL BOX (ENCODER IN256S/R) with TEMPERAT. SENSOR KTY84-130 DESIGN IM B5 (IMV 1,IM V3) PLAIN HOLLOW-SHAFT BEARING: HIGH PERFORMANCE VIBRATION SEVERITY GRADE SPECIAL/B SHAFT AND FLANGE ACCURACY GR. SPECIAL TERMINAL BOX (ABOVE) CABLE ENTRY ON THE ND-END SIGNAL CONNECTION LEFT | 9373 | TEM | 1 | MC | 85.5 | 1
1PH81071CS000LA1 | SIMOTICS M COMPACT ASYNCHRONOUS MOTOR Y2000RPM, 11KW,53NM,26,7A, 368V D5000RPM, 11KW, 21NM, 28A, 410V Y1500RPM, 8,5KW, 54NM,27A, 275V FORCED VENTILATION; DIRECTION OF AIR FLOW DE --> NDE; DEGREE OF PROTECTION IP55 INCREMENTAL ENCODER SIN/COS 1VPP 256 S/R WITHOUT ND-END AT TERMINAL BOX (ENCODER IN256S/R) with TEMPERAT. SENSOR KTY84-130 DESIGN IM B3 (IM V5, IM V6) PLAIN SHAFT WITHOUT FITTED KEY; BEARING: PERFORMANCE, VIBRATION SEVERITY GRADE SPECIAL/B; SHAFT A. FLANGE ACCURACY GR. SPECIAL TERMINAL BOX (ABOVE) CABLE ENTRY ON THE RIGHT SIGNAL CONNECTION D-END | 6395 | TEM | 1 | MC | 73 | 1
1PH81071CS020LA1 | SIMOTICS M COMPACT ASYNCHRONOUS MOTOR Y2000RPM, 11KW,53NM,26,7A, 368V D5000RPM, 11KW, 21NM, 28A, 410V Y1500RPM, 8,5KW, 54NM,27A, 275V FORCED VENTILATION; DIRECTION OF AIR FLOW DE --> NDE; DEGREE OF PROTECTION IP55 INCREMENTAL ENCODER SIN/COS 1VPP 256 S/R WITHOUT ND-END AT TERMINAL BOX (ENCODER IN256S/R) with TEMPERAT. SENSOR KTY84-130 DESIGN IM B5 (IMV 1,IM V3) PLAIN SHAFT WITHOUT FITTED KEY; BEARING: PERFORMANCE, VIBRATION SEVERITY GRADE SPECIAL/B; SHAFT A. FLANGE ACCURACY GR. SPECIAL TERMINAL BOX (ABOVE) CABLE ENTRY ON THE RIGHT SIGNAL CONNECTION D-END | 6590 | TEM | 1 | MC | 73 | 1
1PH81071CS020MA1 | SIMOTICS M COMPACT ASYNCHRONOUS MOTOR Y2000RPM, 11KW,53NM,26,7A, 368V D5000RPM, 11KW, 21NM, 28A, 410V Y1500RPM, 8,5KW, 54NM,27A, 275V FORCED VENTILATION; DIRECTION OF AIR FLOW DE --> NDE; DEGREE OF PROTECTION IP55 INCREMENTAL ENCODER SIN/COS 1VPP 256 S/R WITHOUT ND-END AT TERMINAL BOX (ENCODER IN256S/R) with TEMPERAT. SENSOR KTY84-130 DESIGN IM B5 (IMV 1,IM V3) PLAIN SHAFT WITHOUT FITTED KEY; BEARING: HIGH PERFORMANCE VIBRATION SEVERITY GRADE SPECIAL/B SHAFT AND FLANGE ACCURACY GR. SPECIAL TERMINAL BOX (ABOVE) CABLE ENTRY ON THE RIGHT SIGNAL CONNECTION D-END | 7124 | TEM | 1 | MC | 73 | 1
1PH81071CS021LA1 | SIMOTICS M COMPACT ASYNCHRONOUS MOTOR Y2000RPM, 11KW,53NM,26,7A, 368V D5000RPM, 11KW, 21NM, 28A, 410V Y1500RPM, 8,5KW, 54NM,27A, 275V FORCED VENTILATION; DIRECTION OF AIR FLOW DE --> NDE; DEGREE OF PROTECTION IP55 INCREMENTAL ENCODER SIN/COS 1VPP 256 S/R WITHOUT ND-END AT TERMINAL BOX (ENCODER IN256S/R) with TEMPERAT. SENSOR KTY84-130 DESIGN IM B5 (IMV 1,IM V3) SHAFT WITH FITTED KEY FULL-KEY BALANCING BEARING: PERFORMANCE, VIBRATION SEVERITY GRADE SPECIAL/B; SHAFT A. FLANGE ACCURACY GR. SPECIAL TERMINAL BOX (ABOVE) CABLE ENTRY ON THE RIGHT SIGNAL CONNECTION D-END | 6590 | TEM | 1 | MC | 73 | 1
1PH81071CS023LA1 | SIMOTICS M COMPACT ASYNCHRONOUS MOTOR Y2000RPM, 11KW,53NM,26,7A, 368V D5000RPM, 11KW, 21NM, 28A, 410V Y1500RPM, 8,5KW, 54NM,27A, 275V FORCED VENTILATION; DIRECTION OF AIR FLOW DE --> NDE; DEGREE OF PROTECTION IP55 INCREMENTAL ENCODER SIN/COS 1VPP 256 S/R WITHOUT ND-END AT TERMINAL BOX (ENCODER IN256S/R) with TEMPERAT. SENSOR KTY84-130 DESIGN IM B5 (IMV 1,IM V3) PLAIN HOLLOW-SHAFT BEARING: PERFORMANCE, VIBRATION SEVERITY GRADE SPECIAL/B; SHAFT A. FLANGE ACCURACY GR. SPECIAL TERMINAL BOX (ABOVE) CABLE ENTRY ON THE RIGHT SIGNAL CONNECTION D-END | 8107 | TEM | 1 | MC | 75.5 | 1
1PH81071CS023LC1 | SIMOTICS M COMPACT ASYNCHRONOUS MOTOR Y2000RPM, 11KW,53NM,26,7A, 368V D5000RPM, 11KW, 21NM, 28A, 410V Y1500RPM, 8,5KW, 54NM,27A, 275V FORCED VENTILATION; DIRECTION OF AIR FLOW DE --> NDE; DEGREE OF PROTECTION IP55 INCREMENTAL ENCODER SIN/COS 1VPP 256 S/R WITHOUT ND-END AT TERMINAL BOX (ENCODER IN256S/R) with TEMPERAT. SENSOR KTY84-130 DESIGN IM B5 (IMV 1,IM V3) PLAIN HOLLOW-SHAFT BEARING: PERFORMANCE, VIBRATION SEVERITY GRADE SPECIAL/B; SHAFT A. FLANGE ACCURACY GR. SPECIAL TERMINAL BOX (ABOVE) CABLE ENTRY ON THE ND-END SIGNAL CONNECTION LEFT | 8107 | TEM | 1 | MC | 75.5 | 1
1PH81071CS023MA1 | SIMOTICS M COMPACT ASYNCHRONOUS MOTOR Y2000RPM, 11KW,53NM,26,7A, 368V D5000RPM, 11KW, 21NM, 28A, 410V Y1500RPM, 8,5KW, 54NM,27A, 275V FORCED VENTILATION; DIRECTION OF AIR FLOW DE --> NDE; DEGREE OF PROTECTION IP55 INCREMENTAL ENCODER SIN/COS 1VPP 256 S/R WITHOUT ND-END AT TERMINAL BOX (ENCODER IN256S/R) with TEMPERAT. SENSOR KTY84-130 DESIGN IM B5 (IMV 1,IM V3) PLAIN HOLLOW-SHAFT BEARING: HIGH PERFORMANCE VIBRATION SEVERITY GRADE SPECIAL/B SHAFT AND FLANGE ACCURACY GR. SPECIAL TERMINAL BOX (ABOVE) CABLE ENTRY ON THE RIGHT SIGNAL CONNECTION D-END | 8641 | TEM | 1 | MC | 75.5 | 1
1PH81071CS030MA1 | SIMOTICS M COMPACT ASYNCHRONOUS MOTOR Y2000RPM, 11KW,53NM,26,7A, 368V D5000RPM, 11KW, 21NM, 28A, 410V Y1500RPM, 8,5KW, 54NM,27A, 275V FORCED VENTILATION; DIRECTION OF AIR FLOW DE --> NDE; DEGREE OF PROTECTION IP55 INCREMENTAL ENCODER SIN/COS 1VPP 256 S/R WITHOUT ND-END AT TERMINAL BOX (ENCODER IN256S/R) with TEMPERAT. SENSOR KTY84-130 DESIGN IM B35 (IM V15, IM V35) PLAIN SHAFT WITHOUT FITTED KEY; BEARING: HIGH PERFORMANCE VIBRATION SEVERITY GRADE SPECIAL/B SHAFT AND FLANGE ACCURACY GR. SPECIAL TERMINAL BOX (ABOVE) CABLE ENTRY ON THE RIGHT SIGNAL CONNECTION D-END | 7362 | TEM | 1 | MC | 73 | 1
1PH81071DB101BA1 | SIMOTICS M COMPACT ASYNCHRONOUS MOTOR 1500RPM, 9KW, 57NM, 23,5A, 330V 1750RPM, 10KW, 55NM, 22A, 380V 2000RPM, 11KW,53NM, 21,5A, 428V FORCED VENTILATION; DIRECTION OF AIR FLOW NDE --> DE; DEGREE OF PROTECTION IP55 INCREMENTAL ENCODER 22 BIT WITH COMMUTATING POSITION (ENCODER IC22DQ) WITH DRIVE-CLIQ INTERFACE DESIGN IM B3 (IM V5, IM V6) SHAFT WITH FITTED KEY FULL-KEY BALANCING BEARING: STANDARD WITH FIXED BEARING, VIBRATION SEVERITY GRADE: R/A, SHAFT AND FLANGE ACCURACY: R TERMINAL BOX (ABOVE) CABLE ENTRY ON THE RIGHT SIGNAL CONNECTION D-END | 5232 | TEM | 1 | MC | 73 | 1
1PH81071DD000BA1 | SIMOTICS M COMPACT ASYNCHRONOUS MOTOR 1000RPM, 6,3KW,60NM,17,5A, 307V 1150RPM, 7,2KW,60NM,17,5A, 348V 1350RPM, 8,0KW, 57NM, 17A, 400V FORCED VENTILATION; DIRECTION OF AIR FLOW DE --> NDE; DEGREE OF PROTECTION IP55 INCREMENTAL ENCODER 22 BIT WITH COMMUTATING POSITION (ENCODER IC22DQ) WITH DRIVE-CLIQ INTERFACE DESIGN IM B3 (IM V5, IM V6) PLAIN SHAFT WITHOUT FITTED KEY; BEARING: STANDARD WITH FIXED BEARING, VIBRATION SEVERITY GRADE: R/A, SHAFT AND FLANGE ACCURACY: R TERMINAL BOX (ABOVE) CABLE ENTRY ON THE RIGHT SIGNAL CONNECTION D-END | 5232 | TEM | 1 | MC | 73 | 1
1PH81071DD000LA1 | SIMOTICS M COMPACT ASYNCHRONOUS MOTOR 1000RPM, 6,3KW,60NM,17,5A, 307V 1150RPM, 7,2KW,60NM,17,5A, 348V 1350RPM, 8,0KW, 57NM, 17A, 400V FORCED VENTILATION; DIRECTION OF AIR FLOW DE --> NDE; DEGREE OF PROTECTION IP55 INCREMENTAL ENCODER 22 BIT WITH COMMUTATING POSITION (ENCODER IC22DQ) WITH DRIVE-CLIQ INTERFACE DESIGN IM B3 (IM V5, IM V6) PLAIN SHAFT WITHOUT FITTED KEY; BEARING: PERFORMANCE, VIBRATION SEVERITY GRADE SPECIAL/B; SHAFT A. FLANGE ACCURACY GR. SPECIAL TERMINAL BOX (ABOVE) CABLE ENTRY ON THE RIGHT SIGNAL CONNECTION D-END | 5745 | TEM | 1 | MC | 73 | 1
1PH81071DD000QA1 | SIMOTICS M COMPACT ASYNCHRONOUS MOTOR 1000RPM, 6,3KW,60NM,17,5A, 307V 1150RPM, 7,2KW,60NM,17,5A, 348V 1350RPM, 8,0KW, 57NM, 17A, 400V FORCED VENTILATION; DIRECTION OF AIR FLOW DE --> NDE; DEGREE OF PROTECTION IP55 INCREMENTAL ENCODER 22 BIT WITH COMMUTATING POSITION (ENCODER IC22DQ) WITH DRIVE-CLIQ INTERFACE DESIGN IM B3 (IM V5, IM V6) PLAIN SHAFT WITHOUT FITTED KEY; BEARING: ADVANCED LIFETIME VIBRATION SEVERITY S/A SHAFT A. FLANGE ACCURACY GR. R TERMINAL BOX (ABOVE) CABLE ENTRY ON THE RIGHT SIGNAL CONNECTION D-END | 5584 | TEM | 1 | MC | 73 | 1
1PH81071DD001BA1 | SIMOTICS M COMPACT ASYNCHRONOUS MOTOR 1000RPM, 6,3KW,60NM,17,5A, 307V 1150RPM, 7,2KW,60NM,17,5A, 348V 1350RPM, 8,0KW, 57NM, 17A, 400V FORCED VENTILATION; DIRECTION OF AIR FLOW DE --> NDE; DEGREE OF PROTECTION IP55 INCREMENTAL ENCODER 22 BIT WITH COMMUTATING POSITION (ENCODER IC22DQ) WITH DRIVE-CLIQ INTERFACE DESIGN IM B3 (IM V5, IM V6) SHAFT WITH FITTED KEY FULL-KEY BALANCING BEARING: STANDARD WITH FIXED BEARING, VIBRATION SEVERITY GRADE: R/A, SHAFT AND FLANGE ACCURACY: R TERMINAL BOX (ABOVE) CABLE ENTRY ON THE RIGHT SIGNAL CONNECTION D-END | 5232 | TEM | 1 | MC | 73 | 1
1PH81071DD001BB1 | SIMOTICS M COMPACT ASYNCHRONOUS MOTOR 1000RPM, 6,3KW,60NM,17,5A, 307V 1150RPM, 7,2KW,60NM,17,5A, 348V 1350RPM, 8,0KW, 57NM, 17A, 400V FORCED VENTILATION; DIRECTION OF AIR FLOW DE --> NDE; DEGREE OF PROTECTION IP55 INCREMENTAL ENCODER 22 BIT WITH COMMUTATING POSITION (ENCODER IC22DQ) WITH DRIVE-CLIQ INTERFACE DESIGN IM B3 (IM V5, IM V6) SHAFT WITH FITTED KEY FULL-KEY BALANCING BEARING: STANDARD WITH FIXED BEARING, VIBRATION SEVERITY GRADE: R/A, SHAFT AND FLANGE ACCURACY: R TERMINAL BOX (ABOVE) CABLE ENTRY ON THE LEFT SIGNAL CONNECTION D-END | 5232 | TEM | 1 | MC | 73 | 1
1PH81071DD001CA1 | SIMOTICS M COMPACT ASYNCHRONOUS MOTOR 1000RPM, 6,3KW,60NM,17,5A, 307V 1150RPM, 7,2KW,60NM,17,5A, 348V 1350RPM, 8,0KW, 57NM, 17A, 400V FORCED VENTILATION; DIRECTION OF AIR FLOW DE --> NDE; DEGREE OF PROTECTION IP55 INCREMENTAL ENCODER 22 BIT WITH COMMUTATING POSITION (ENCODER IC22DQ) WITH DRIVE-CLIQ INTERFACE DESIGN IM B3 (IM V5, IM V6) SHAFT WITH FITTED KEY FULL-KEY BALANCING BEARING: STANDARD WITH FIXED BEARING, VIBRATION SEVERITY GRADE: S/A, SHAFT AND FLANGE ACCURACY: R TERMINAL BOX (ABOVE) CABLE ENTRY ON THE RIGHT SIGNAL CONNECTION D-END | 5427 | TEM | 1 | MC | 73 | 1
1PH81071DD002BA1 | SIMOTICS M COMPACT ASYNCHRONOUS MOTOR 1000RPM, 6,3KW,60NM,17,5A, 307V 1150RPM, 7,2KW,60NM,17,5A, 348V 1350RPM, 8,0KW, 57NM, 17A, 400V FORCED VENTILATION; DIRECTION OF AIR FLOW DE --> NDE; DEGREE OF PROTECTION IP55 INCREMENTAL ENCODER 22 BIT WITH COMMUTATING POSITION (ENCODER IC22DQ) WITH DRIVE-CLIQ INTERFACE DESIGN IM B3 (IM V5, IM V6) SHAFT WITH FITTED KEY HALF-KEY BALANCING BEARING: STANDARD WITH FIXED BEARING, VIBRATION SEVERITY GRADE: R/A, SHAFT AND FLANGE ACCURACY: R TERMINAL BOX (ABOVE) CABLE ENTRY ON THE RIGHT SIGNAL CONNECTION D-END | 5232 | TEM | 1 | MC | 73 | 1
1PH81071DD002BB1 | SIMOTICS M COMPACT ASYNCHRONOUS MOTOR 1000RPM, 6,3KW,60NM,17,5A, 307V 1150RPM, 7,2KW,60NM,17,5A, 348V 1350RPM, 8,0KW, 57NM, 17A, 400V FORCED VENTILATION; DIRECTION OF AIR FLOW DE --> NDE; DEGREE OF PROTECTION IP55 INCREMENTAL ENCODER 22 BIT WITH COMMUTATING POSITION (ENCODER IC22DQ) WITH DRIVE-CLIQ INTERFACE DESIGN IM B3 (IM V5, IM V6) SHAFT WITH FITTED KEY HALF-KEY BALANCING BEARING: STANDARD WITH FIXED BEARING, VIBRATION SEVERITY GRADE: R/A, SHAFT AND FLANGE ACCURACY: R TERMINAL BOX (ABOVE) CABLE ENTRY ON THE LEFT SIGNAL CONNECTION D-END | 5232 | TEM | 1 | MC | 73 | 1
1PH81071DD002BG1 | SIMOTICS M COMPACT ASYNCHRONOUS MOTOR 1000RPM, 6,3KW,60NM,17,5A, 307V 1150RPM, 7,2KW,60NM,17,5A, 348V 1350RPM, 8,0KW, 57NM, 17A, 400V FORCED VENTILATION; DIRECTION OF AIR FLOW DE --> NDE; DEGREE OF PROTECTION IP55 INCREMENTAL ENCODER 22 BIT WITH COMMUTATING POSITION (ENCODER IC22DQ) WITH DRIVE-CLIQ INTERFACE DESIGN IM B3 (IM V5, IM V6) SHAFT WITH FITTED KEY HALF-KEY BALANCING BEARING: STANDARD WITH FIXED BEARING, VIBRATION SEVERITY GRADE: R/A, SHAFT AND FLANGE ACCURACY: R POWER CONNECTOR (ABOVE) CABLE ENTRY ON THE ND-END SIGNAL CONNECTION LEFT | 5232 | TEM | 1 | MC | 73 | 1
1PH81071DD002CA1 | SIMOTICS M COMPACT ASYNCHRONOUS MOTOR 1000RPM, 6,3KW,60NM,17,5A, 307V 1150RPM, 7,2KW,60NM,17,5A, 348V 1350RPM, 8,0KW, 57NM, 17A, 400V FORCED VENTILATION; DIRECTION OF AIR FLOW DE --> NDE; DEGREE OF PROTECTION IP55 INCREMENTAL ENCODER 22 BIT WITH COMMUTATING POSITION (ENCODER IC22DQ) WITH DRIVE-CLIQ INTERFACE DESIGN IM B3 (IM V5, IM V6) SHAFT WITH FITTED KEY HALF-KEY BALANCING BEARING: STANDARD WITH FIXED BEARING, VIBRATION SEVERITY GRADE: S/A, SHAFT AND FLANGE ACCURACY: R TERMINAL BOX (ABOVE) CABLE ENTRY ON THE RIGHT SIGNAL CONNECTION D-END | 5427 | TEM | 1 | MC | 73 | 1
1PH81071DD002GA1 | SIMOTICS M COMPACT ASYNCHRONOUS MOTOR 1000RPM, 6,3KW,60NM,17,5A, 307V 1150RPM, 7,2KW,60NM,17,5A, 348V 1350RPM, 8,0KW, 57NM, 17A, 400V FORCED VENTILATION; DIRECTION OF AIR FLOW DE --> NDE; DEGREE OF PROTECTION IP55 INCREMENTAL ENCODER 22 BIT WITH COMMUTATING POSITION (ENCODER IC22DQ) WITH DRIVE-CLIQ INTERFACE DESIGN IM B3 (IM V5, IM V6) SHAFT WITH FITTED KEY HALF-KEY BALANCING BEARING: STANDARD, VIBRATION SEVERITY GRADE: R/A, SHAFT AND FLANGE ACCURACY: R TERMINAL BOX (ABOVE) CABLE ENTRY ON THE RIGHT SIGNAL CONNECTION D-END | 4947 | TEM | 1 | MC | 73 | 1
1PH81071DD020BA1 | SIMOTICS M COMPACT ASYNCHRONOUS MOTOR 1000RPM, 6,3KW,60NM,17,5A, 307V 1150RPM, 7,2KW,60NM,17,5A, 348V 1350RPM, 8,0KW, 57NM, 17A, 400V FORCED VENTILATION; DIRECTION OF AIR FLOW DE --> NDE; DEGREE OF PROTECTION IP55 INCREMENTAL ENCODER 22 BIT WITH COMMUTATING POSITION (ENCODER IC22DQ) WITH DRIVE-CLIQ INTERFACE DESIGN IM B5 (IMV 1,IM V3) PLAIN SHAFT WITHOUT FITTED KEY; BEARING: STANDARD WITH FIXED BEARING, VIBRATION SEVERITY GRADE: R/A, SHAFT AND FLANGE ACCURACY: R TERMINAL BOX (ABOVE) CABLE ENTRY ON THE RIGHT SIGNAL CONNECTION D-END | 5427 | TEM | 1 | MC | 73 | 1
1PH81071DD020BC1 | SIMOTICS M COMPACT ASYNCHRONOUS MOTOR 1000RPM, 6,3KW,60NM,17,5A, 307V 1150RPM, 7,2KW,60NM,17,5A, 348V 1350RPM, 8,0KW, 57NM, 17A, 400V FORCED VENTILATION; DIRECTION OF AIR FLOW DE --> NDE; DEGREE OF PROTECTION IP55 INCREMENTAL ENCODER 22 BIT WITH COMMUTATING POSITION (ENCODER IC22DQ) WITH DRIVE-CLIQ INTERFACE DESIGN IM B5 (IMV 1,IM V3) PLAIN SHAFT WITHOUT FITTED KEY; BEARING: STANDARD WITH FIXED BEARING, VIBRATION SEVERITY GRADE: R/A, SHAFT AND FLANGE ACCURACY: R TERMINAL BOX (ABOVE) CABLE ENTRY ON THE ND-END SIGNAL CONNECTION LEFT | 5427 | TEM | 1 | MC | 73 | 1
1PH81071DD020BE1 | SIMOTICS M COMPACT ASYNCHRONOUS MOTOR 1000RPM, 6,3KW,60NM,17,5A, 307V 1150RPM, 7,2KW,60NM,17,5A, 348V 1350RPM, 8,0KW, 57NM, 17A, 400V FORCED VENTILATION; DIRECTION OF AIR FLOW DE --> NDE; DEGREE OF PROTECTION IP55 INCREMENTAL ENCODER 22 BIT WITH COMMUTATING POSITION (ENCODER IC22DQ) WITH DRIVE-CLIQ INTERFACE DESIGN IM B5 (IMV 1,IM V3) PLAIN SHAFT WITHOUT FITTED KEY; BEARING: STANDARD WITH FIXED BEARING, VIBRATION SEVERITY GRADE: R/A, SHAFT AND FLANGE ACCURACY: R POWER CONNECTOR (ABOVE) CABLE ENTRY ON THE RIGHT SIGNAL CONNECTION D-END | 5427 | TEM | 1 | MC | 73 | 1
1PH81071DD020CA1 | SIMOTICS M COMPACT ASYNCHRONOUS MOTOR 1000RPM, 6,3KW,60NM,17,5A, 307V 1150RPM, 7,2KW,60NM,17,5A, 348V 1350RPM, 8,0KW, 57NM, 17A, 400V FORCED VENTILATION; DIRECTION OF AIR FLOW DE --> NDE; DEGREE OF PROTECTION IP55 INCREMENTAL ENCODER 22 BIT WITH COMMUTATING POSITION (ENCODER IC22DQ) WITH DRIVE-CLIQ INTERFACE DESIGN IM B5 (IMV 1,IM V3) PLAIN SHAFT WITHOUT FITTED KEY; BEARING: STANDARD WITH FIXED BEARING, VIBRATION SEVERITY GRADE: S/A, SHAFT AND FLANGE ACCURACY: R TERMINAL BOX (ABOVE) CABLE ENTRY ON THE RIGHT SIGNAL CONNECTION D-END | 5622 | TEM | 1 | MC | 73 | 1
1PH81071DD020CB1 | SIMOTICS M COMPACT ASYNCHRONOUS MOTOR 1000RPM, 6,3KW,60NM,17,5A, 307V 1150RPM, 7,2KW,60NM,17,5A, 348V 1350RPM, 8,0KW, 57NM, 17A, 400V FORCED VENTILATION; DIRECTION OF AIR FLOW DE --> NDE; DEGREE OF PROTECTION IP55 INCREMENTAL ENCODER 22 BIT WITH COMMUTATING POSITION (ENCODER IC22DQ) WITH DRIVE-CLIQ INTERFACE DESIGN IM B5 (IMV 1,IM V3) PLAIN SHAFT WITHOUT FITTED KEY; BEARING: STANDARD WITH FIXED BEARING, VIBRATION SEVERITY GRADE: S/A, SHAFT AND FLANGE ACCURACY: R TERMINAL BOX (ABOVE) CABLE ENTRY ON THE LEFT SIGNAL CONNECTION D-END | 5622 | TEM | 1 | MC | 73 | 1
1PH81071DD020CC1 | SIMOTICS M COMPACT ASYNCHRONOUS MOTOR 1000RPM, 6,3KW,60NM,17,5A, 307V 1150RPM, 7,2KW,60NM,17,5A, 348V 1350RPM, 8,0KW, 57NM, 17A, 400V FORCED VENTILATION; DIRECTION OF AIR FLOW DE --> NDE; DEGREE OF PROTECTION IP55 INCREMENTAL ENCODER 22 BIT WITH COMMUTATING POSITION (ENCODER IC22DQ) WITH DRIVE-CLIQ INTERFACE DESIGN IM B5 (IMV 1,IM V3) PLAIN SHAFT WITHOUT FITTED KEY; BEARING: STANDARD WITH FIXED BEARING, VIBRATION SEVERITY GRADE: S/A, SHAFT AND FLANGE ACCURACY: R TERMINAL BOX (ABOVE) CABLE ENTRY ON THE ND-END SIGNAL CONNECTION LEFT | 5622 | TEM | 1 | MC | 73 | 1
1PH81071DD020CE1 | SIMOTICS M COMPACT ASYNCHRONOUS MOTOR 1000RPM, 6,3KW,60NM,17,5A, 307V 1150RPM, 7,2KW,60NM,17,5A, 348V 1350RPM, 8,0KW, 57NM, 17A, 400V FORCED VENTILATION; DIRECTION OF AIR FLOW DE --> NDE; DEGREE OF PROTECTION IP55 INCREMENTAL ENCODER 22 BIT WITH COMMUTATING POSITION (ENCODER IC22DQ) WITH DRIVE-CLIQ INTERFACE DESIGN IM B5 (IMV 1,IM V3) PLAIN SHAFT WITHOUT FITTED KEY; BEARING: STANDARD WITH FIXED BEARING, VIBRATION SEVERITY GRADE: S/A, SHAFT AND FLANGE ACCURACY: R POWER CONNECTOR (ABOVE) CABLE ENTRY ON THE RIGHT SIGNAL CONNECTION D-END | 5622 | TEM | 1 | MC | 73 | 1
1PH81071DD020DA1 | SIMOTICS M COMPACT ASYNCHRONOUS MOTOR 1000RPM, 6,3KW,60NM,17,5A, 307V 1150RPM, 7,2KW,60NM,17,5A, 348V 1350RPM, 8,0KW, 57NM, 17A, 400V FORCED VENTILATION; DIRECTION OF AIR FLOW DE --> NDE; DEGREE OF PROTECTION IP55 INCREMENTAL ENCODER 22 BIT WITH COMMUTATING POSITION (ENCODER IC22DQ) WITH DRIVE-CLIQ INTERFACE DESIGN IM B5 (IMV 1,IM V3) PLAIN SHAFT WITHOUT FITTED KEY; BEARING: STANDARD WITH FIXED BEARING, VIBRATION SEVERITY GRADE: SR/A, SHAFT AND FLANGE ACCURACY: R TERMINAL BOX (ABOVE) CABLE ENTRY ON THE RIGHT SIGNAL CONNECTION D-END | 5692 | TEM | 1 | MC | 73 | 1
1PH81071DD020DG1 | SIMOTICS M COMPACT ASYNCHRONOUS MOTOR 1000RPM, 6,3KW,60NM,17,5A, 307V 1150RPM, 7,2KW,60NM,17,5A, 348V 1350RPM, 8,0KW, 57NM, 17A, 400V FORCED VENTILATION; DIRECTION OF AIR FLOW DE --> NDE; DEGREE OF PROTECTION IP55 INCREMENTAL ENCODER 22 BIT WITH COMMUTATING POSITION (ENCODER IC22DQ) WITH DRIVE-CLIQ INTERFACE DESIGN IM B5 (IMV 1,IM V3) PLAIN SHAFT WITHOUT FITTED KEY; BEARING: STANDARD WITH FIXED BEARING, VIBRATION SEVERITY GRADE: SR/A, SHAFT AND FLANGE ACCURACY: R POWER CONNECTOR (ABOVE) CABLE ENTRY ON THE ND-END SIGNAL CONNECTION LEFT | 5692 | TEM | 1 | MC | 73 | 1
1PH81071DD020LA1 | SIMOTICS M COMPACT ASYNCHRONOUS MOTOR 1000RPM, 6,3KW,60NM,17,5A, 307V 1150RPM, 7,2KW,60NM,17,5A, 348V 1350RPM, 8,0KW, 57NM, 17A, 400V FORCED VENTILATION; DIRECTION OF AIR FLOW DE --> NDE; DEGREE OF PROTECTION IP55 INCREMENTAL ENCODER 22 BIT WITH COMMUTATING POSITION (ENCODER IC22DQ) WITH DRIVE-CLIQ INTERFACE DESIGN IM B5 (IMV 1,IM V3) PLAIN SHAFT WITHOUT FITTED KEY; BEARING: PERFORMANCE, VIBRATION SEVERITY GRADE SPECIAL/B; SHAFT A. FLANGE ACCURACY GR. SPECIAL TERMINAL BOX (ABOVE) CABLE ENTRY ON THE RIGHT SIGNAL CONNECTION D-END | 5940 | TEM | 1 | MC | 73 | 1
1PH81071DD020QA1 | SIMOTICS M COMPACT ASYNCHRONOUS MOTOR 1000RPM, 6,3KW,60NM,17,5A, 307V 1150RPM, 7,2KW,60NM,17,5A, 348V 1350RPM, 8,0KW, 57NM, 17A, 400V FORCED VENTILATION; DIRECTION OF AIR FLOW DE --> NDE; DEGREE OF PROTECTION IP55 INCREMENTAL ENCODER 22 BIT WITH COMMUTATING POSITION (ENCODER IC22DQ) WITH DRIVE-CLIQ INTERFACE DESIGN IM B5 (IMV 1,IM V3) PLAIN SHAFT WITHOUT FITTED KEY; BEARING: ADVANCED LIFETIME VIBRATION SEVERITY S/A SHAFT A. FLANGE ACCURACY GR. R TERMINAL BOX (ABOVE) CABLE ENTRY ON THE RIGHT SIGNAL CONNECTION D-END | 5779 | TEM | 1 | MC | 73 | 1
1PH81071DD021BA1 | SIMOTICS M COMPACT ASYNCHRONOUS MOTOR 1000RPM, 6,3KW,60NM,17,5A, 307V 1150RPM, 7,2KW,60NM,17,5A, 348V 1350RPM, 8,0KW, 57NM, 17A, 400V FORCED VENTILATION; DIRECTION OF AIR FLOW DE --> NDE; DEGREE OF PROTECTION IP55 INCREMENTAL ENCODER 22 BIT WITH COMMUTATING POSITION (ENCODER IC22DQ) WITH DRIVE-CLIQ INTERFACE DESIGN IM B5 (IMV 1,IM V3) SHAFT WITH FITTED KEY FULL-KEY BALANCING BEARING: STANDARD WITH FIXED BEARING, VIBRATION SEVERITY GRADE: R/A, SHAFT AND FLANGE ACCURACY: R TERMINAL BOX (ABOVE) CABLE ENTRY ON THE RIGHT SIGNAL CONNECTION D-END | 5427 | TEM | 1 | MC | 73 | 1
1PH81071DD021BB1 | SIMOTICS M COMPACT ASYNCHRONOUS MOTOR 1000RPM, 6,3KW,60NM,17,5A, 307V 1150RPM, 7,2KW,60NM,17,5A, 348V 1350RPM, 8,0KW, 57NM, 17A, 400V FORCED VENTILATION; DIRECTION OF AIR FLOW DE --> NDE; DEGREE OF PROTECTION IP55 INCREMENTAL ENCODER 22 BIT WITH COMMUTATING POSITION (ENCODER IC22DQ) WITH DRIVE-CLIQ INTERFACE DESIGN IM B5 (IMV 1,IM V3) SHAFT WITH FITTED KEY FULL-KEY BALANCING BEARING: STANDARD WITH FIXED BEARING, VIBRATION SEVERITY GRADE: R/A, SHAFT AND FLANGE ACCURACY: R TERMINAL BOX (ABOVE) CABLE ENTRY ON THE LEFT SIGNAL CONNECTION D-END | 5427 | TEM | 1 | MC | 73 | 1
1PH81071DD021BG1 | SIMOTICS M COMPACT ASYNCHRONOUS MOTOR 1000RPM, 6,3KW,60NM,17,5A, 307V 1150RPM, 7,2KW,60NM,17,5A, 348V 1350RPM, 8,0KW, 57NM, 17A, 400V FORCED VENTILATION; DIRECTION OF AIR FLOW DE --> NDE; DEGREE OF PROTECTION IP55 INCREMENTAL ENCODER 22 BIT WITH COMMUTATING POSITION (ENCODER IC22DQ) WITH DRIVE-CLIQ INTERFACE DESIGN IM B5 (IMV 1,IM V3) SHAFT WITH FITTED KEY FULL-KEY BALANCING BEARING: STANDARD WITH FIXED BEARING, VIBRATION SEVERITY GRADE: R/A, SHAFT AND FLANGE ACCURACY: R POWER CONNECTOR (ABOVE) CABLE ENTRY ON THE ND-END SIGNAL CONNECTION LEFT | 5427 | TEM | 1 | MC | 73 | 1
1PH81071DD021CC1 | SIMOTICS M COMPACT ASYNCHRONOUS MOTOR 1000RPM, 6,3KW,60NM,17,5A, 307V 1150RPM, 7,2KW,60NM,17,5A, 348V 1350RPM, 8,0KW, 57NM, 17A, 400V FORCED VENTILATION; DIRECTION OF AIR FLOW DE --> NDE; DEGREE OF PROTECTION IP55 INCREMENTAL ENCODER 22 BIT WITH COMMUTATING POSITION (ENCODER IC22DQ) WITH DRIVE-CLIQ INTERFACE DESIGN IM B5 (IMV 1,IM V3) SHAFT WITH FITTED KEY FULL-KEY BALANCING BEARING: STANDARD WITH FIXED BEARING, VIBRATION SEVERITY GRADE: S/A, SHAFT AND FLANGE ACCURACY: R TERMINAL BOX (ABOVE) CABLE ENTRY ON THE ND-END SIGNAL CONNECTION LEFT | 5622 | TEM | 1 | MC | 73 | 1
1PH81071DD021QA1 | SIMOTICS M COMPACT ASYNCHRONOUS MOTOR 1000RPM, 6,3KW,60NM,17,5A, 307V 1150RPM, 7,2KW,60NM,17,5A, 348V 1350RPM, 8,0KW, 57NM, 17A, 400V FORCED VENTILATION; DIRECTION OF AIR FLOW DE --> NDE; DEGREE OF PROTECTION IP55 INCREMENTAL ENCODER 22 BIT WITH COMMUTATING POSITION (ENCODER IC22DQ) WITH DRIVE-CLIQ INTERFACE DESIGN IM B5 (IMV 1,IM V3) SHAFT WITH FITTED KEY FULL-KEY BALANCING BEARING: ADVANCED LIFETIME VIBRATION SEVERITY S/A SHAFT A. FLANGE ACCURACY GR. R TERMINAL BOX (ABOVE) CABLE ENTRY ON THE RIGHT SIGNAL CONNECTION D-END | 5779 | TEM | 1 | MC | 73 | 1
1PH81071DD022BA1 | SIMOTICS M COMPACT ASYNCHRONOUS MOTOR 1000RPM, 6,3KW,60NM,17,5A, 307V 1150RPM, 7,2KW,60NM,17,5A, 348V 1350RPM, 8,0KW, 57NM, 17A, 400V FORCED VENTILATION; DIRECTION OF AIR FLOW DE --> NDE; DEGREE OF PROTECTION IP55 INCREMENTAL ENCODER 22 BIT WITH COMMUTATING POSITION (ENCODER IC22DQ) WITH DRIVE-CLIQ INTERFACE DESIGN IM B5 (IMV 1,IM V3) SHAFT WITH FITTED KEY HALF-KEY BALANCING BEARING: STANDARD WITH FIXED BEARING, VIBRATION SEVERITY GRADE: R/A, SHAFT AND FLANGE ACCURACY: R TERMINAL BOX (ABOVE) CABLE ENTRY ON THE RIGHT SIGNAL CONNECTION D-END | 5427 | TEM | 1 | MC | 73 | 1
1PH81071DD022BB1 | SIMOTICS M COMPACT ASYNCHRONOUS MOTOR 1000RPM, 6,3KW,60NM,17,5A, 307V 1150RPM, 7,2KW,60NM,17,5A, 348V 1350RPM, 8,0KW, 57NM, 17A, 400V FORCED VENTILATION; DIRECTION OF AIR FLOW DE --> NDE; DEGREE OF PROTECTION IP55 INCREMENTAL ENCODER 22 BIT WITH COMMUTATING POSITION (ENCODER IC22DQ) WITH DRIVE-CLIQ INTERFACE DESIGN IM B5 (IMV 1,IM V3) SHAFT WITH FITTED KEY HALF-KEY BALANCING BEARING: STANDARD WITH FIXED BEARING, VIBRATION SEVERITY GRADE: R/A, SHAFT AND FLANGE ACCURACY: R TERMINAL BOX (ABOVE) CABLE ENTRY ON THE LEFT SIGNAL CONNECTION D-END | 5427 | TEM | 1 | MC | 73 | 1
1PH81071DD022BE1 | SIMOTICS M COMPACT ASYNCHRONOUS MOTOR 1000RPM, 6,3KW,60NM,17,5A, 307V 1150RPM, 7,2KW,60NM,17,5A, 348V 1350RPM, 8,0KW, 57NM, 17A, 400V FORCED VENTILATION; DIRECTION OF AIR FLOW DE --> NDE; DEGREE OF PROTECTION IP55 INCREMENTAL ENCODER 22 BIT WITH COMMUTATING POSITION (ENCODER IC22DQ) WITH DRIVE-CLIQ INTERFACE DESIGN IM B5 (IMV 1,IM V3) SHAFT WITH FITTED KEY HALF-KEY BALANCING BEARING: STANDARD WITH FIXED BEARING, VIBRATION SEVERITY GRADE: R/A, SHAFT AND FLANGE ACCURACY: R POWER CONNECTOR (ABOVE) CABLE ENTRY ON THE RIGHT SIGNAL CONNECTION D-END | 5427 | TEM | 1 | MC | 73 | 1
1PH81071DD022BF1 | SIMOTICS M COMPACT ASYNCHRONOUS MOTOR 1000RPM, 6,3KW,60NM,17,5A, 307V 1150RPM, 7,2KW,60NM,17,5A, 348V 1350RPM, 8,0KW, 57NM, 17A, 400V FORCED VENTILATION; DIRECTION OF AIR FLOW DE --> NDE; DEGREE OF PROTECTION IP55 INCREMENTAL ENCODER 22 BIT WITH COMMUTATING POSITION (ENCODER IC22DQ) WITH DRIVE-CLIQ INTERFACE DESIGN IM B5 (IMV 1,IM V3) SHAFT WITH FITTED KEY HALF-KEY BALANCING BEARING: STANDARD WITH FIXED BEARING, VIBRATION SEVERITY GRADE: R/A, SHAFT AND FLANGE ACCURACY: R POWER CONNECTOR (ABOVE) CABLE ENTRY ON THE LEFT SIGNAL CONNECTION D-END | 5427 | TEM | 1 | MC | 73 | 1
1PH81071DD022CA1 | SIMOTICS M COMPACT ASYNCHRONOUS MOTOR 1000RPM, 6,3KW,60NM,17,5A, 307V 1150RPM, 7,2KW,60NM,17,5A, 348V 1350RPM, 8,0KW, 57NM, 17A, 400V FORCED VENTILATION; DIRECTION OF AIR FLOW DE --> NDE; DEGREE OF PROTECTION IP55 INCREMENTAL ENCODER 22 BIT WITH COMMUTATING POSITION (ENCODER IC22DQ) WITH DRIVE-CLIQ INTERFACE DESIGN IM B5 (IMV 1,IM V3) SHAFT WITH FITTED KEY HALF-KEY BALANCING BEARING: STANDARD WITH FIXED BEARING, VIBRATION SEVERITY GRADE: S/A, SHAFT AND FLANGE ACCURACY: R TERMINAL BOX (ABOVE) CABLE ENTRY ON THE RIGHT SIGNAL CONNECTION D-END | 5622 | TEM | 1 | MC | 73 | 1
1PH81071DD030BA1 | SIMOTICS M COMPACT ASYNCHRONOUS MOTOR 1000RPM, 6,3KW,60NM,17,5A, 307V 1150RPM, 7,2KW,60NM,17,5A, 348V 1350RPM, 8,0KW, 57NM, 17A, 400V FORCED VENTILATION; DIRECTION OF AIR FLOW DE --> NDE; DEGREE OF PROTECTION IP55 INCREMENTAL ENCODER 22 BIT WITH COMMUTATING POSITION (ENCODER IC22DQ) WITH DRIVE-CLIQ INTERFACE DESIGN IM B35 (IM V15, IM V35) PLAIN SHAFT WITHOUT FITTED KEY; BEARING: STANDARD WITH FIXED BEARING, VIBRATION SEVERITY GRADE: R/A, SHAFT AND FLANGE ACCURACY: R TERMINAL BOX (ABOVE) CABLE ENTRY ON THE RIGHT SIGNAL CONNECTION D-END | 5665 | TEM | 1 | MC | 73 | 1
1PH81071DD030BE1 | SIMOTICS M COMPACT ASYNCHRONOUS MOTOR 1000RPM, 6,3KW,60NM,17,5A, 307V 1150RPM, 7,2KW,60NM,17,5A, 348V 1350RPM, 8,0KW, 57NM, 17A, 400V FORCED VENTILATION; DIRECTION OF AIR FLOW DE --> NDE; DEGREE OF PROTECTION IP55 INCREMENTAL ENCODER 22 BIT WITH COMMUTATING POSITION (ENCODER IC22DQ) WITH DRIVE-CLIQ INTERFACE DESIGN IM B35 (IM V15, IM V35) PLAIN SHAFT WITHOUT FITTED KEY; BEARING: STANDARD WITH FIXED BEARING, VIBRATION SEVERITY GRADE: R/A, SHAFT AND FLANGE ACCURACY: R POWER CONNECTOR (ABOVE) CABLE ENTRY ON THE RIGHT SIGNAL CONNECTION D-END | 5665 | TEM | 1 | MC | 73 | 1
1PH81071DD030BH1 | SIMOTICS M COMPACT ASYNCHRONOUS MOTOR 1000RPM, 6,3KW,60NM,17,5A, 307V 1150RPM, 7,2KW,60NM,17,5A, 348V 1350RPM, 8,0KW, 57NM, 17A, 400V FORCED VENTILATION; DIRECTION OF AIR FLOW DE --> NDE; DEGREE OF PROTECTION IP55 INCREMENTAL ENCODER 22 BIT WITH COMMUTATING POSITION (ENCODER IC22DQ) WITH DRIVE-CLIQ INTERFACE DESIGN IM B35 (IM V15, IM V35) PLAIN SHAFT WITHOUT FITTED KEY; BEARING: STANDARD WITH FIXED BEARING, VIBRATION SEVERITY GRADE: R/A, SHAFT AND FLANGE ACCURACY: R POWER CONNECTOR (ABOVE) CABLE ENTRY ON THE ND-END SIGNAL CONNECTION LEFT | 5665 | TEM | 1 | MC | 73 | 1
1PH81071DD030DA1 | SIMOTICS M COMPACT ASYNCHRONOUS MOTOR 1000RPM, 6,3KW,60NM,17,5A, 307V 1150RPM, 7,2KW,60NM,17,5A, 348V 1350RPM, 8,0KW, 57NM, 17A, 400V FORCED VENTILATION; DIRECTION OF AIR FLOW DE --> NDE; DEGREE OF PROTECTION IP55 INCREMENTAL ENCODER 22 BIT WITH COMMUTATING POSITION (ENCODER IC22DQ) WITH DRIVE-CLIQ INTERFACE DESIGN IM B35 (IM V15, IM V35) PLAIN SHAFT WITHOUT FITTED KEY; BEARING: STANDARD WITH FIXED BEARING, VIBRATION SEVERITY GRADE: SR/A, SHAFT AND FLANGE ACCURACY: R TERMINAL BOX (ABOVE) CABLE ENTRY ON THE RIGHT SIGNAL CONNECTION D-END | 5931 | TEM | 1 | MC | 73 | 1
1PH81071DD031BA1 | SIMOTICS M COMPACT ASYNCHRONOUS MOTOR 1000RPM, 6,3KW,60NM,17,5A, 307V 1150RPM, 7,2KW,60NM,17,5A, 348V 1350RPM, 8,0KW, 57NM, 17A, 400V FORCED VENTILATION; DIRECTION OF AIR FLOW DE --> NDE; DEGREE OF PROTECTION IP55 INCREMENTAL ENCODER 22 BIT WITH COMMUTATING POSITION (ENCODER IC22DQ) WITH DRIVE-CLIQ INTERFACE DESIGN IM B35 (IM V15, IM V35) SHAFT WITH FITTED KEY FULL-KEY BALANCING BEARING: STANDARD WITH FIXED BEARING, VIBRATION SEVERITY GRADE: R/A, SHAFT AND FLANGE ACCURACY: R TERMINAL BOX (ABOVE) CABLE ENTRY ON THE RIGHT SIGNAL CONNECTION D-END | 5665 | TEM | 1 | MC | 73 | 1
1PH81071DD031BC1 | SIMOTICS M COMPACT ASYNCHRONOUS MOTOR 1000RPM, 6,3KW,60NM,17,5A, 307V 1150RPM, 7,2KW,60NM,17,5A, 348V 1350RPM, 8,0KW, 57NM, 17A, 400V FORCED VENTILATION; DIRECTION OF AIR FLOW DE --> NDE; DEGREE OF PROTECTION IP55 INCREMENTAL ENCODER 22 BIT WITH COMMUTATING POSITION (ENCODER IC22DQ) WITH DRIVE-CLIQ INTERFACE DESIGN IM B35 (IM V15, IM V35) SHAFT WITH FITTED KEY FULL-KEY BALANCING BEARING: STANDARD WITH FIXED BEARING, VIBRATION SEVERITY GRADE: R/A, SHAFT AND FLANGE ACCURACY: R TERMINAL BOX (ABOVE) CABLE ENTRY ON THE ND-END SIGNAL CONNECTION LEFT | 5665 | TEM | 1 | MC | 73 | 1
1PH81071DD031BE1 | SIMOTICS M COMPACT ASYNCHRONOUS MOTOR 1000RPM, 6,3KW,60NM,17,5A, 307V 1150RPM, 7,2KW,60NM,17,5A, 348V 1350RPM, 8,0KW, 57NM, 17A, 400V FORCED VENTILATION; DIRECTION OF AIR FLOW DE --> NDE; DEGREE OF PROTECTION IP55 INCREMENTAL ENCODER 22 BIT WITH COMMUTATING POSITION (ENCODER IC22DQ) WITH DRIVE-CLIQ INTERFACE DESIGN IM B35 (IM V15, IM V35) SHAFT WITH FITTED KEY FULL-KEY BALANCING BEARING: STANDARD WITH FIXED BEARING, VIBRATION SEVERITY GRADE: R/A, SHAFT AND FLANGE ACCURACY: R POWER CONNECTOR (ABOVE) CABLE ENTRY ON THE RIGHT SIGNAL CONNECTION D-END | 5665 | TEM | 1 | MC | 73 | 1
1PH81071DD032BA1 | SIMOTICS M COMPACT ASYNCHRONOUS MOTOR 1000RPM, 6,3KW,60NM,17,5A, 307V 1150RPM, 7,2KW,60NM,17,5A, 348V 1350RPM, 8,0KW, 57NM, 17A, 400V FORCED VENTILATION; DIRECTION OF AIR FLOW DE --> NDE; DEGREE OF PROTECTION IP55 INCREMENTAL ENCODER 22 BIT WITH COMMUTATING POSITION (ENCODER IC22DQ) WITH DRIVE-CLIQ INTERFACE DESIGN IM B35 (IM V15, IM V35) SHAFT WITH FITTED KEY HALF-KEY BALANCING BEARING: STANDARD WITH FIXED BEARING, VIBRATION SEVERITY GRADE: R/A, SHAFT AND FLANGE ACCURACY: R TERMINAL BOX (ABOVE) CABLE ENTRY ON THE RIGHT SIGNAL CONNECTION D-END | 5665 | TEM | 1 | MC | 73 | 1
1PH81071DD032BC1 | SIMOTICS M COMPACT ASYNCHRONOUS MOTOR 1000RPM, 6,3KW,60NM,17,5A, 307V 1150RPM, 7,2KW,60NM,17,5A, 348V 1350RPM, 8,0KW, 57NM, 17A, 400V FORCED VENTILATION; DIRECTION OF AIR FLOW DE --> NDE; DEGREE OF PROTECTION IP55 INCREMENTAL ENCODER 22 BIT WITH COMMUTATING POSITION (ENCODER IC22DQ) WITH DRIVE-CLIQ INTERFACE DESIGN IM B35 (IM V15, IM V35) SHAFT WITH FITTED KEY HALF-KEY BALANCING BEARING: STANDARD WITH FIXED BEARING, VIBRATION SEVERITY GRADE: R/A, SHAFT AND FLANGE ACCURACY: R TERMINAL BOX (ABOVE) CABLE ENTRY ON THE ND-END SIGNAL CONNECTION LEFT | 5665 | TEM | 1 | MC | 73 | 1
1PH81071DD101BH1 | SIMOTICS M COMPACT ASYNCHRONOUS MOTOR 1000RPM, 6,3KW,60NM, 17,5A,307V 1150RPM, 7,2KW,60NM, 17,5A,348V 1350RPM, 8KW, 57NM, 17A, 400V FORCED VENTILATION; DIRECTION OF AIR FLOW NDE --> DE; DEGREE OF PROTECTION IP55 INCREMENTAL ENCODER 22 BIT WITH COMMUTATING POSITION (ENCODER IC22DQ) WITH DRIVE-CLIQ INTERFACE DESIGN IM B3 (IM V5, IM V6) SHAFT WITH FITTED KEY FULL-KEY BALANCING BEARING: STANDARD WITH FIXED BEARING, VIBRATION SEVERITY GRADE: R/A, SHAFT AND FLANGE ACCURACY: R POWER CONNECTOR (ABOVE) CABLE ENTRY ON THE ND-END SIGNAL CONNECTION LEFT | 5232 | TEM | 1 | MC | 73 | 1
1PH81071DD102BA1 | SIMOTICS M COMPACT ASYNCHRONOUS MOTOR 1000RPM, 6,3KW,60NM, 17,5A,307V 1150RPM, 7,2KW,60NM, 17,5A,348V 1350RPM, 8KW, 57NM, 17A, 400V FORCED VENTILATION; DIRECTION OF AIR FLOW NDE --> DE; DEGREE OF PROTECTION IP55 INCREMENTAL ENCODER 22 BIT WITH COMMUTATING POSITION (ENCODER IC22DQ) WITH DRIVE-CLIQ INTERFACE DESIGN IM B3 (IM V5, IM V6) SHAFT WITH FITTED KEY HALF-KEY BALANCING BEARING: STANDARD WITH FIXED BEARING, VIBRATION SEVERITY GRADE: R/A, SHAFT AND FLANGE ACCURACY: R TERMINAL BOX (ABOVE) CABLE ENTRY ON THE RIGHT SIGNAL CONNECTION D-END | 5232 | TEM | 1 | MC | 73 | 1
1PH81071DD102BB1 | SIMOTICS M COMPACT ASYNCHRONOUS MOTOR 1000RPM, 6,3KW,60NM, 17,5A,307V 1150RPM, 7,2KW,60NM, 17,5A,348V 1350RPM, 8KW, 57NM, 17A, 400V FORCED VENTILATION; DIRECTION OF AIR FLOW NDE --> DE; DEGREE OF PROTECTION IP55 INCREMENTAL ENCODER 22 BIT WITH COMMUTATING POSITION (ENCODER IC22DQ) WITH DRIVE-CLIQ INTERFACE DESIGN IM B3 (IM V5, IM V6) SHAFT WITH FITTED KEY HALF-KEY BALANCING BEARING: STANDARD WITH FIXED BEARING, VIBRATION SEVERITY GRADE: R/A, SHAFT AND FLANGE ACCURACY: R TERMINAL BOX (ABOVE) CABLE ENTRY ON THE LEFT SIGNAL CONNECTION D-END | 5232 | TEM | 1 | MC | 73 | 1
1PH81071DD102BC1 | SIMOTICS M COMPACT ASYNCHRONOUS MOTOR 1000RPM, 6,3KW,60NM, 17,5A,307V 1150RPM, 7,2KW,60NM, 17,5A,348V 1350RPM, 8KW, 57NM, 17A, 400V FORCED VENTILATION; DIRECTION OF AIR FLOW NDE --> DE; DEGREE OF PROTECTION IP55 INCREMENTAL ENCODER 22 BIT WITH COMMUTATING POSITION (ENCODER IC22DQ) WITH DRIVE-CLIQ INTERFACE DESIGN IM B3 (IM V5, IM V6) SHAFT WITH FITTED KEY HALF-KEY BALANCING BEARING: STANDARD WITH FIXED BEARING, VIBRATION SEVERITY GRADE: R/A, SHAFT AND FLANGE ACCURACY: R TERMINAL BOX (ABOVE) CABLE ENTRY ON THE ND-END SIGNAL CONNECTION LEFT | 5232 | TEM | 1 | MC | 73 | 1
1PH81071DD102GA1 | SIMOTICS M COMPACT ASYNCHRONOUS MOTOR 1000RPM, 6,3KW,60NM, 17,5A,307V 1150RPM, 7,2KW,60NM, 17,5A,348V 1350RPM, 8KW, 57NM, 17A, 400V FORCED VENTILATION; DIRECTION OF AIR FLOW NDE --> DE; DEGREE OF PROTECTION IP55 INCREMENTAL ENCODER 22 BIT WITH COMMUTATING POSITION (ENCODER IC22DQ) WITH DRIVE-CLIQ INTERFACE DESIGN IM B3 (IM V5, IM V6) SHAFT WITH FITTED KEY HALF-KEY BALANCING BEARING: STANDARD, VIBRATION SEVERITY GRADE: R/A, SHAFT AND FLANGE ACCURACY: R TERMINAL BOX (ABOVE) CABLE ENTRY ON THE RIGHT SIGNAL CONNECTION D-END | 4947 | TEM | 1 | MC | 73 | 1
1PH81071DD120BA1 | SIMOTICS M COMPACT ASYNCHRONOUS MOTOR 1000RPM, 6,3KW,60NM, 17,5A,307V 1150RPM, 7,2KW,60NM, 17,5A,348V 1350RPM, 8KW, 57NM, 17A, 400V FORCED VENTILATION; DIRECTION OF AIR FLOW NDE --> DE; DEGREE OF PROTECTION IP55 INCREMENTAL ENCODER 22 BIT WITH COMMUTATING POSITION (ENCODER IC22DQ) WITH DRIVE-CLIQ INTERFACE DESIGN IM B5 (IMV 1,IM V3) PLAIN SHAFT WITHOUT FITTED KEY; BEARING: STANDARD WITH FIXED BEARING, VIBRATION SEVERITY GRADE: R/A, SHAFT AND FLANGE ACCURACY: R TERMINAL BOX (ABOVE) CABLE ENTRY ON THE RIGHT SIGNAL CONNECTION D-END | 5427 | TEM | 1 | MC | 73 | 1
1PH81071DD120BB1 | SIMOTICS M COMPACT ASYNCHRONOUS MOTOR 1000RPM, 6,3KW,60NM, 17,5A,307V 1150RPM, 7,2KW,60NM, 17,5A,348V 1350RPM, 8KW, 57NM, 17A, 400V FORCED VENTILATION; DIRECTION OF AIR FLOW NDE --> DE; DEGREE OF PROTECTION IP55 INCREMENTAL ENCODER 22 BIT WITH COMMUTATING POSITION (ENCODER IC22DQ) WITH DRIVE-CLIQ INTERFACE DESIGN IM B5 (IMV 1,IM V3) PLAIN SHAFT WITHOUT FITTED KEY; BEARING: STANDARD WITH FIXED BEARING, VIBRATION SEVERITY GRADE: R/A, SHAFT AND FLANGE ACCURACY: R TERMINAL BOX (ABOVE) CABLE ENTRY ON THE LEFT SIGNAL CONNECTION D-END | 5427 | TEM | 1 | MC | 73 | 1
1PH81071DD120CB1 | SIMOTICS M COMPACT ASYNCHRONOUS MOTOR 1000RPM, 6,3KW,60NM, 17,5A,307V 1150RPM, 7,2KW,60NM, 17,5A,348V 1350RPM, 8KW, 57NM, 17A, 400V FORCED VENTILATION; DIRECTION OF AIR FLOW NDE --> DE; DEGREE OF PROTECTION IP55 INCREMENTAL ENCODER 22 BIT WITH COMMUTATING POSITION (ENCODER IC22DQ) WITH DRIVE-CLIQ INTERFACE DESIGN IM B5 (IMV 1,IM V3) PLAIN SHAFT WITHOUT FITTED KEY; BEARING: STANDARD WITH FIXED BEARING, VIBRATION SEVERITY GRADE: S/A, SHAFT AND FLANGE ACCURACY: R TERMINAL BOX (ABOVE) CABLE ENTRY ON THE LEFT SIGNAL CONNECTION D-END | 5622 | TEM | 1 | MC | 73 | 1
1PH81071DD120GA1 | SIMOTICS M COMPACT ASYNCHRONOUS MOTOR 1000RPM, 6,3KW,60NM, 17,5A,307V 1150RPM, 7,2KW,60NM, 17,5A,348V 1350RPM, 8KW, 57NM, 17A, 400V FORCED VENTILATION; DIRECTION OF AIR FLOW NDE --> DE; DEGREE OF PROTECTION IP55 INCREMENTAL ENCODER 22 BIT WITH COMMUTATING POSITION (ENCODER IC22DQ) WITH DRIVE-CLIQ INTERFACE DESIGN IM B5 (IMV 1,IM V3) PLAIN SHAFT WITHOUT FITTED KEY; BEARING: STANDARD, VIBRATION SEVERITY GRADE: R/A, SHAFT AND FLANGE ACCURACY: R TERMINAL BOX (ABOVE) CABLE ENTRY ON THE RIGHT SIGNAL CONNECTION D-END | 5142 | TEM | 1 | MC | 73 | 1
1PH81071DD121BA1 | SIMOTICS M COMPACT ASYNCHRONOUS MOTOR 1000RPM, 6,3KW,60NM, 17,5A,307V 1150RPM, 7,2KW,60NM, 17,5A,348V 1350RPM, 8KW, 57NM, 17A, 400V FORCED VENTILATION; DIRECTION OF AIR FLOW NDE --> DE; DEGREE OF PROTECTION IP55 INCREMENTAL ENCODER 22 BIT WITH COMMUTATING POSITION (ENCODER IC22DQ) WITH DRIVE-CLIQ INTERFACE DESIGN IM B5 (IMV 1,IM V3) SHAFT WITH FITTED KEY FULL-KEY BALANCING BEARING: STANDARD WITH FIXED BEARING, VIBRATION SEVERITY GRADE: R/A, SHAFT AND FLANGE ACCURACY: R TERMINAL BOX (ABOVE) CABLE ENTRY ON THE RIGHT SIGNAL CONNECTION D-END | 5427 | TEM | 1 | MC | 73 | 1
1PH81071DD121BB1 | SIMOTICS M COMPACT ASYNCHRONOUS MOTOR 1000RPM, 6,3KW,60NM, 17,5A,307V 1150RPM, 7,2KW,60NM, 17,5A,348V 1350RPM, 8KW, 57NM, 17A, 400V FORCED VENTILATION; DIRECTION OF AIR FLOW NDE --> DE; DEGREE OF PROTECTION IP55 INCREMENTAL ENCODER 22 BIT WITH COMMUTATING POSITION (ENCODER IC22DQ) WITH DRIVE-CLIQ INTERFACE DESIGN IM B5 (IMV 1,IM V3) SHAFT WITH FITTED KEY FULL-KEY BALANCING BEARING: STANDARD WITH FIXED BEARING, VIBRATION SEVERITY GRADE: R/A, SHAFT AND FLANGE ACCURACY: R TERMINAL BOX (ABOVE) CABLE ENTRY ON THE LEFT SIGNAL CONNECTION D-END | 5427 | TEM | 1 | MC | 73 | 1
1PH81071DD122BA1 | SIMOTICS M COMPACT ASYNCHRONOUS MOTOR 1000RPM, 6,3KW,60NM, 17,5A,307V 1150RPM, 7,2KW,60NM, 17,5A,348V 1350RPM, 8KW, 57NM, 17A, 400V FORCED VENTILATION; DIRECTION OF AIR FLOW NDE --> DE; DEGREE OF PROTECTION IP55 INCREMENTAL ENCODER 22 BIT WITH COMMUTATING POSITION (ENCODER IC22DQ) WITH DRIVE-CLIQ INTERFACE DESIGN IM B5 (IMV 1,IM V3) SHAFT WITH FITTED KEY HALF-KEY BALANCING BEARING: STANDARD WITH FIXED BEARING, VIBRATION SEVERITY GRADE: R/A, SHAFT AND FLANGE ACCURACY: R TERMINAL BOX (ABOVE) CABLE ENTRY ON THE RIGHT SIGNAL CONNECTION D-END | 5427 | TEM | 1 | MC | 73 | 1
1PH81071DD122CC1 | SIMOTICS M COMPACT ASYNCHRONOUS MOTOR 1000RPM, 6,3KW,60NM, 17,5A,307V 1150RPM, 7,2KW,60NM, 17,5A,348V 1350RPM, 8KW, 57NM, 17A, 400V FORCED VENTILATION; DIRECTION OF AIR FLOW NDE --> DE; DEGREE OF PROTECTION IP55 INCREMENTAL ENCODER 22 BIT WITH COMMUTATING POSITION (ENCODER IC22DQ) WITH DRIVE-CLIQ INTERFACE DESIGN IM B5 (IMV 1,IM V3) SHAFT WITH FITTED KEY HALF-KEY BALANCING BEARING: STANDARD WITH FIXED BEARING, VIBRATION SEVERITY GRADE: S/A, SHAFT AND FLANGE ACCURACY: R TERMINAL BOX (ABOVE) CABLE ENTRY ON THE ND-END SIGNAL CONNECTION LEFT | 5622 | TEM | 1 | MC | 73 | 1
1PH81071DD122GA1 | SIMOTICS M COMPACT ASYNCHRONOUS MOTOR 1000RPM, 6,3KW,60NM, 17,5A,307V 1150RPM, 7,2KW,60NM, 17,5A,348V 1350RPM, 8KW, 57NM, 17A, 400V FORCED VENTILATION; DIRECTION OF AIR FLOW NDE --> DE; DEGREE OF PROTECTION IP55 INCREMENTAL ENCODER 22 BIT WITH COMMUTATING POSITION (ENCODER IC22DQ) WITH DRIVE-CLIQ INTERFACE DESIGN IM B5 (IMV 1,IM V3) SHAFT WITH FITTED KEY HALF-KEY BALANCING BEARING: STANDARD, VIBRATION SEVERITY GRADE: R/A, SHAFT AND FLANGE ACCURACY: R TERMINAL BOX (ABOVE) CABLE ENTRY ON THE RIGHT SIGNAL CONNECTION D-END | 5142 | TEM | 1 | MC | 73 | 1
1PH81071DD122GB1 | SIMOTICS M COMPACT ASYNCHRONOUS MOTOR 1000RPM, 6,3KW,60NM, 17,5A,307V 1150RPM, 7,2KW,60NM, 17,5A,348V 1350RPM, 8KW, 57NM, 17A, 400V FORCED VENTILATION; DIRECTION OF AIR FLOW NDE --> DE; DEGREE OF PROTECTION IP55 INCREMENTAL ENCODER 22 BIT WITH COMMUTATING POSITION (ENCODER IC22DQ) WITH DRIVE-CLIQ INTERFACE DESIGN IM B5 (IMV 1,IM V3) SHAFT WITH FITTED KEY HALF-KEY BALANCING BEARING: STANDARD, VIBRATION SEVERITY GRADE: R/A, SHAFT AND FLANGE ACCURACY: R TERMINAL BOX (ABOVE) CABLE ENTRY ON THE LEFT SIGNAL CONNECTION D-END | 5142 | TEM | 1 | MC | 73 | 1
1PH81071DD122LC1 | SIMOTICS M COMPACT ASYNCHRONOUS MOTOR 1000RPM, 6,3KW,60NM, 17,5A,307V 1150RPM, 7,2KW,60NM, 17,5A,348V 1350RPM, 8KW, 57NM, 17A, 400V FORCED VENTILATION; DIRECTION OF AIR FLOW NDE --> DE; DEGREE OF PROTECTION IP55 INCREMENTAL ENCODER 22 BIT WITH COMMUTATING POSITION (ENCODER IC22DQ) WITH DRIVE-CLIQ INTERFACE DESIGN IM B5 (IMV 1,IM V3) SHAFT WITH FITTED KEY HALF-KEY BALANCING BEARING: PERFORMANCE, VIBRATION SEVERITY GRADE SPECIAL/B; SHAFT A. FLANGE ACCURACY GR. SPECIAL TERMINAL BOX (ABOVE) CABLE ENTRY ON THE ND-END SIGNAL CONNECTION LEFT | 5940 | TEM | 1 | MC | 73 | 1
1PH81071DD130BB1 | SIMOTICS M COMPACT ASYNCHRONOUS MOTOR 1000RPM, 6,3KW,60NM, 17,5A,307V 1150RPM, 7,2KW,60NM, 17,5A,348V 1350RPM, 8KW, 57NM, 17A, 400V FORCED VENTILATION; DIRECTION OF AIR FLOW NDE --> DE; DEGREE OF PROTECTION IP55 INCREMENTAL ENCODER 22 BIT WITH COMMUTATING POSITION (ENCODER IC22DQ) WITH DRIVE-CLIQ INTERFACE DESIGN IM B35 (IM V15, IM V35) PLAIN SHAFT WITHOUT FITTED KEY; BEARING: STANDARD WITH FIXED BEARING, VIBRATION SEVERITY GRADE: R/A, SHAFT AND FLANGE ACCURACY: R TERMINAL BOX (ABOVE) CABLE ENTRY ON THE LEFT SIGNAL CONNECTION D-END | 5665 | TEM | 1 | MC | 73 | 1
1PH81071DD131BA1 | SIMOTICS M COMPACT ASYNCHRONOUS MOTOR 1000RPM, 6,3KW,60NM, 17,5A,307V 1150RPM, 7,2KW,60NM, 17,5A,348V 1350RPM, 8KW, 57NM, 17A, 400V FORCED VENTILATION; DIRECTION OF AIR FLOW NDE --> DE; DEGREE OF PROTECTION IP55 INCREMENTAL ENCODER 22 BIT WITH COMMUTATING POSITION (ENCODER IC22DQ) WITH DRIVE-CLIQ INTERFACE DESIGN IM B35 (IM V15, IM V35) SHAFT WITH FITTED KEY FULL-KEY BALANCING BEARING: STANDARD WITH FIXED BEARING, VIBRATION SEVERITY GRADE: R/A, SHAFT AND FLANGE ACCURACY: R TERMINAL BOX (ABOVE) CABLE ENTRY ON THE RIGHT SIGNAL CONNECTION D-END | 5665 | TEM | 1 | MC | 73 | 1
1PH81071DD132BA1 | SIMOTICS M COMPACT ASYNCHRONOUS MOTOR 1000RPM, 6,3KW,60NM, 17,5A,307V 1150RPM, 7,2KW,60NM, 17,5A,348V 1350RPM, 8KW, 57NM, 17A, 400V FORCED VENTILATION; DIRECTION OF AIR FLOW NDE --> DE; DEGREE OF PROTECTION IP55 INCREMENTAL ENCODER 22 BIT WITH COMMUTATING POSITION (ENCODER IC22DQ) WITH DRIVE-CLIQ INTERFACE DESIGN IM B35 (IM V15, IM V35) SHAFT WITH FITTED KEY HALF-KEY BALANCING BEARING: STANDARD WITH FIXED BEARING, VIBRATION SEVERITY GRADE: R/A, SHAFT AND FLANGE ACCURACY: R TERMINAL BOX (ABOVE) CABLE ENTRY ON THE RIGHT SIGNAL CONNECTION D-END | 5665 | TEM | 1 | MC | 73 | 1
1PH81071DD132BB1 | SIMOTICS M COMPACT ASYNCHRONOUS MOTOR 1000RPM, 6,3KW,60NM, 17,5A,307V 1150RPM, 7,2KW,60NM, 17,5A,348V 1350RPM, 8KW, 57NM, 17A, 400V FORCED VENTILATION; DIRECTION OF AIR FLOW NDE --> DE; DEGREE OF PROTECTION IP55 INCREMENTAL ENCODER 22 BIT WITH COMMUTATING POSITION (ENCODER IC22DQ) WITH DRIVE-CLIQ INTERFACE DESIGN IM B35 (IM V15, IM V35) SHAFT WITH FITTED KEY HALF-KEY BALANCING BEARING: STANDARD WITH FIXED BEARING, VIBRATION SEVERITY GRADE: R/A, SHAFT AND FLANGE ACCURACY: R TERMINAL BOX (ABOVE) CABLE ENTRY ON THE LEFT SIGNAL CONNECTION D-END | 5665 | TEM | 1 | MC | 73 | 1
1PH81071DF000BA1 | SIMOTICS M COMPACT ASYNCHRONOUS MOTOR 1500RPM, 9,0KW,57NM,23,5A, 330V 1750RPM, 10,0KW,55NM, 22A, 380V 2000RPM, 11KW,53NM, 21,5A, 428V FORCED VENTILATION; DIRECTION OF AIR FLOW DE --> NDE; DEGREE OF PROTECTION IP55 INCREMENTAL ENCODER 22 BIT WITH COMMUTATING POSITION (ENCODER IC22DQ) WITH DRIVE-CLIQ INTERFACE DESIGN IM B3 (IM V5, IM V6) PLAIN SHAFT WITHOUT FITTED KEY; BEARING: STANDARD WITH FIXED BEARING, VIBRATION SEVERITY GRADE: R/A, SHAFT AND FLANGE ACCURACY: R TERMINAL BOX (ABOVE) CABLE ENTRY ON THE RIGHT SIGNAL CONNECTION D-END | 5232 | TEM | 1 | MC | 73 | 1
1PH81071DF000CA1 | SIMOTICS M COMPACT ASYNCHRONOUS MOTOR 1500RPM, 9,0KW,57NM,23,5A, 330V 1750RPM, 10,0KW,55NM, 22A, 380V 2000RPM, 11KW,53NM, 21,5A, 428V FORCED VENTILATION; DIRECTION OF AIR FLOW DE --> NDE; DEGREE OF PROTECTION IP55 INCREMENTAL ENCODER 22 BIT WITH COMMUTATING POSITION (ENCODER IC22DQ) WITH DRIVE-CLIQ INTERFACE DESIGN IM B3 (IM V5, IM V6) PLAIN SHAFT WITHOUT FITTED KEY; BEARING: STANDARD WITH FIXED BEARING, VIBRATION SEVERITY GRADE: S/A, SHAFT AND FLANGE ACCURACY: R TERMINAL BOX (ABOVE) CABLE ENTRY ON THE RIGHT SIGNAL CONNECTION D-END | 5427 | TEM | 1 | MC | 73 | 1
1PH81071DF000CE1 | SIMOTICS M COMPACT ASYNCHRONOUS MOTOR 1500RPM, 9,0KW,57NM,23,5A, 330V 1750RPM, 10,0KW,55NM, 22A, 380V 2000RPM, 11KW,53NM, 21,5A, 428V FORCED VENTILATION; DIRECTION OF AIR FLOW DE --> NDE; DEGREE OF PROTECTION IP55 INCREMENTAL ENCODER 22 BIT WITH COMMUTATING POSITION (ENCODER IC22DQ) WITH DRIVE-CLIQ INTERFACE DESIGN IM B3 (IM V5, IM V6) PLAIN SHAFT WITHOUT FITTED KEY; BEARING: STANDARD WITH FIXED BEARING, VIBRATION SEVERITY GRADE: S/A, SHAFT AND FLANGE ACCURACY: R POWER CONNECTOR (ABOVE) CABLE ENTRY ON THE RIGHT SIGNAL CONNECTION D-END | 5427 | TEM | 1 | MC | 73 | 1
1PH81071DF000DC1 | SIMOTICS M COMPACT ASYNCHRONOUS MOTOR 1500RPM, 9,0KW,57NM,23,5A, 330V 1750RPM, 10,0KW,55NM, 22A, 380V 2000RPM, 11KW,53NM, 21,5A, 428V FORCED VENTILATION; DIRECTION OF AIR FLOW DE --> NDE; DEGREE OF PROTECTION IP55 INCREMENTAL ENCODER 22 BIT WITH COMMUTATING POSITION (ENCODER IC22DQ) WITH DRIVE-CLIQ INTERFACE DESIGN IM B3 (IM V5, IM V6) PLAIN SHAFT WITHOUT FITTED KEY; BEARING: STANDARD WITH FIXED BEARING, VIBRATION SEVERITY GRADE: SR/A, SHAFT AND FLANGE ACCURACY: R TERMINAL BOX (ABOVE) CABLE ENTRY ON THE ND-END SIGNAL CONNECTION LEFT | 5497 | TEM | 1 | MC | 73 | 1
1PH81071DF000GA1 | SIMOTICS M COMPACT ASYNCHRONOUS MOTOR 1500RPM, 9,0KW,57NM,23,5A, 330V 1750RPM, 10,0KW,55NM, 22A, 380V 2000RPM, 11KW,53NM, 21,5A, 428V FORCED VENTILATION; DIRECTION OF AIR FLOW DE --> NDE; DEGREE OF PROTECTION IP55 INCREMENTAL ENCODER 22 BIT WITH COMMUTATING POSITION (ENCODER IC22DQ) WITH DRIVE-CLIQ INTERFACE DESIGN IM B3 (IM V5, IM V6) PLAIN SHAFT WITHOUT FITTED KEY; BEARING: STANDARD, VIBRATION SEVERITY GRADE: R/A, SHAFT AND FLANGE ACCURACY: R TERMINAL BOX (ABOVE) CABLE ENTRY ON THE RIGHT SIGNAL CONNECTION D-END | 4947 | TEM | 1 | MC | 73 | 1
1PH81071DF000HB1 | SIMOTICS M COMPACT ASYNCHRONOUS MOTOR 1500RPM, 9,0KW,57NM,23,5A, 330V 1750RPM, 10,0KW,55NM, 22A, 380V 2000RPM, 11KW,53NM, 21,5A, 428V FORCED VENTILATION; DIRECTION OF AIR FLOW DE --> NDE; DEGREE OF PROTECTION IP55 INCREMENTAL ENCODER 22 BIT WITH COMMUTATING POSITION (ENCODER IC22DQ) WITH DRIVE-CLIQ INTERFACE DESIGN IM B3 (IM V5, IM V6) PLAIN SHAFT WITHOUT FITTED KEY; BEARING: STANDARD, VIBRATION SEVERITY GRADE: S/A, SHAFT AND FLANGE ACCURACY: R TERMINAL BOX (ABOVE) CABLE ENTRY ON THE LEFT SIGNAL CONNECTION D-END | 5142 | TEM | 1 | MC | 73 | 1
1PH81071DF000LA1 | SIMOTICS M COMPACT ASYNCHRONOUS MOTOR 1500RPM, 9,0KW,57NM,23,5A, 330V 1750RPM, 10,0KW,55NM, 22A, 380V 2000RPM, 11KW,53NM, 21,5A, 428V FORCED VENTILATION; DIRECTION OF AIR FLOW DE --> NDE; DEGREE OF PROTECTION IP55 INCREMENTAL ENCODER 22 BIT WITH COMMUTATING POSITION (ENCODER IC22DQ) WITH DRIVE-CLIQ INTERFACE DESIGN IM B3 (IM V5, IM V6) PLAIN SHAFT WITHOUT FITTED KEY; BEARING: PERFORMANCE, VIBRATION SEVERITY GRADE SPECIAL/B; SHAFT A. FLANGE ACCURACY GR. SPECIAL TERMINAL BOX (ABOVE) CABLE ENTRY ON THE RIGHT SIGNAL CONNECTION D-END | 5745 | TEM | 1 | MC | 73 | 1
1PH81071DF000LG1 | SIMOTICS M COMPACT ASYNCHRONOUS MOTOR 1500RPM, 9,0KW,57NM,23,5A, 330V 1750RPM, 10,0KW,55NM, 22A, 380V 2000RPM, 11KW,53NM, 21,5A, 428V FORCED VENTILATION; DIRECTION OF AIR FLOW DE --> NDE; DEGREE OF PROTECTION IP55 INCREMENTAL ENCODER 22 BIT WITH COMMUTATING POSITION (ENCODER IC22DQ) WITH DRIVE-CLIQ INTERFACE DESIGN IM B3 (IM V5, IM V6) PLAIN SHAFT WITHOUT FITTED KEY; BEARING: PERFORMANCE, VIBRATION SEVERITY GRADE SPECIAL/B; SHAFT A. FLANGE ACCURACY GR. SPECIAL POWER CONNECTOR (ABOVE) CABLE ENTRY ON THE ND-END SIGNAL CONNECTION LEFT | 5745 | TEM | 1 | MC | 73 | 1
1PH81071DF001BA1 | SIMOTICS M COMPACT ASYNCHRONOUS MOTOR 1500RPM, 9,0KW,57NM,23,5A, 330V 1750RPM, 10,0KW,55NM, 22A, 380V 2000RPM, 11KW,53NM, 21,5A, 428V FORCED VENTILATION; DIRECTION OF AIR FLOW DE --> NDE; DEGREE OF PROTECTION IP55 INCREMENTAL ENCODER 22 BIT WITH COMMUTATING POSITION (ENCODER IC22DQ) WITH DRIVE-CLIQ INTERFACE DESIGN IM B3 (IM V5, IM V6) SHAFT WITH FITTED KEY FULL-KEY BALANCING BEARING: STANDARD WITH FIXED BEARING, VIBRATION SEVERITY GRADE: R/A, SHAFT AND FLANGE ACCURACY: R TERMINAL BOX (ABOVE) CABLE ENTRY ON THE RIGHT SIGNAL CONNECTION D-END | 5232 | TEM | 1 | MC | 73 | 1
1PH81071DF001BG1 | SIMOTICS M COMPACT ASYNCHRONOUS MOTOR 1500RPM, 9,0KW,57NM,23,5A, 330V 1750RPM, 10,0KW,55NM, 22A, 380V 2000RPM, 11KW,53NM, 21,5A, 428V FORCED VENTILATION; DIRECTION OF AIR FLOW DE --> NDE; DEGREE OF PROTECTION IP55 INCREMENTAL ENCODER 22 BIT WITH COMMUTATING POSITION (ENCODER IC22DQ) WITH DRIVE-CLIQ INTERFACE DESIGN IM B3 (IM V5, IM V6) SHAFT WITH FITTED KEY FULL-KEY BALANCING BEARING: STANDARD WITH FIXED BEARING, VIBRATION SEVERITY GRADE: R/A, SHAFT AND FLANGE ACCURACY: R POWER CONNECTOR (ABOVE) CABLE ENTRY ON THE ND-END SIGNAL CONNECTION LEFT | 5232 | TEM | 1 | MC | 73 | 1
1PH81071DF001BH1 | SIMOTICS M COMPACT ASYNCHRONOUS MOTOR 1500RPM, 9,0KW,57NM,23,5A, 330V 1750RPM, 10,0KW,55NM, 22A, 380V 2000RPM, 11KW,53NM, 21,5A, 428V FORCED VENTILATION; DIRECTION OF AIR FLOW DE --> NDE; DEGREE OF PROTECTION IP55 INCREMENTAL ENCODER 22 BIT WITH COMMUTATING POSITION (ENCODER IC22DQ) WITH DRIVE-CLIQ INTERFACE DESIGN IM B3 (IM V5, IM V6) SHAFT WITH FITTED KEY FULL-KEY BALANCING BEARING: STANDARD WITH FIXED BEARING, VIBRATION SEVERITY GRADE: R/A, SHAFT AND FLANGE ACCURACY: R POWER CONNECTOR (ABOVE) CABLE ENTRY ON THE ND-END SIGNAL CONNECTION LEFT | 5232 | TEM | 1 | MC | 73 | 1
1PH81071DF001CA1 | SIMOTICS M COMPACT ASYNCHRONOUS MOTOR 1500RPM, 9,0KW,57NM,23,5A, 330V 1750RPM, 10,0KW,55NM, 22A, 380V 2000RPM, 11KW,53NM, 21,5A, 428V FORCED VENTILATION; DIRECTION OF AIR FLOW DE --> NDE; DEGREE OF PROTECTION IP55 INCREMENTAL ENCODER 22 BIT WITH COMMUTATING POSITION (ENCODER IC22DQ) WITH DRIVE-CLIQ INTERFACE DESIGN IM B3 (IM V5, IM V6) SHAFT WITH FITTED KEY FULL-KEY BALANCING BEARING: STANDARD WITH FIXED BEARING, VIBRATION SEVERITY GRADE: S/A, SHAFT AND FLANGE ACCURACY: R TERMINAL BOX (ABOVE) CABLE ENTRY ON THE RIGHT SIGNAL CONNECTION D-END | 5427 | TEM | 1 | MC | 73 | 1
1PH81071DF001CB1 | SIMOTICS M COMPACT ASYNCHRONOUS MOTOR 1500RPM, 9,0KW,57NM,23,5A, 330V 1750RPM, 10,0KW,55NM, 22A, 380V 2000RPM, 11KW,53NM, 21,5A, 428V FORCED VENTILATION; DIRECTION OF AIR FLOW DE --> NDE; DEGREE OF PROTECTION IP55 INCREMENTAL ENCODER 22 BIT WITH COMMUTATING POSITION (ENCODER IC22DQ) WITH DRIVE-CLIQ INTERFACE DESIGN IM B3 (IM V5, IM V6) SHAFT WITH FITTED KEY FULL-KEY BALANCING BEARING: STANDARD WITH FIXED BEARING, VIBRATION SEVERITY GRADE: S/A, SHAFT AND FLANGE ACCURACY: R TERMINAL BOX (ABOVE) CABLE ENTRY ON THE LEFT SIGNAL CONNECTION D-END | 5427 | TEM | 1 | MC | 73 | 1
1PH81071DF001LA1 | SIMOTICS M COMPACT ASYNCHRONOUS MOTOR 1500RPM, 9,0KW,57NM,23,5A, 330V 1750RPM, 10,0KW,55NM, 22A, 380V 2000RPM, 11KW,53NM, 21,5A, 428V FORCED VENTILATION; DIRECTION OF AIR FLOW DE --> NDE; DEGREE OF PROTECTION IP55 INCREMENTAL ENCODER 22 BIT WITH COMMUTATING POSITION (ENCODER IC22DQ) WITH DRIVE-CLIQ INTERFACE DESIGN IM B3 (IM V5, IM V6) SHAFT WITH FITTED KEY FULL-KEY BALANCING BEARING: PERFORMANCE, VIBRATION SEVERITY GRADE SPECIAL/B; SHAFT A. FLANGE ACCURACY GR. SPECIAL TERMINAL BOX (ABOVE) CABLE ENTRY ON THE RIGHT SIGNAL CONNECTION D-END | 5745 | TEM | 1 | MC | 73 | 1
1PH81071DF002BA1 | SIMOTICS M COMPACT ASYNCHRONOUS MOTOR 1500RPM, 9,0KW,57NM,23,5A, 330V 1750RPM, 10,0KW,55NM, 22A, 380V 2000RPM, 11KW,53NM, 21,5A, 428V FORCED VENTILATION; DIRECTION OF AIR FLOW DE --> NDE; DEGREE OF PROTECTION IP55 INCREMENTAL ENCODER 22 BIT WITH COMMUTATING POSITION (ENCODER IC22DQ) WITH DRIVE-CLIQ INTERFACE DESIGN IM B3 (IM V5, IM V6) SHAFT WITH FITTED KEY HALF-KEY BALANCING BEARING: STANDARD WITH FIXED BEARING, VIBRATION SEVERITY GRADE: R/A, SHAFT AND FLANGE ACCURACY: R TERMINAL BOX (ABOVE) CABLE ENTRY ON THE RIGHT SIGNAL CONNECTION D-END | 5232 | TEM | 1 | MC | 73 | 1
1PH81071DF002BB1 | SIMOTICS M COMPACT ASYNCHRONOUS MOTOR 1500RPM, 9,0KW,57NM,23,5A, 330V 1750RPM, 10,0KW,55NM, 22A, 380V 2000RPM, 11KW,53NM, 21,5A, 428V FORCED VENTILATION; DIRECTION OF AIR FLOW DE --> NDE; DEGREE OF PROTECTION IP55 INCREMENTAL ENCODER 22 BIT WITH COMMUTATING POSITION (ENCODER IC22DQ) WITH DRIVE-CLIQ INTERFACE DESIGN IM B3 (IM V5, IM V6) SHAFT WITH FITTED KEY HALF-KEY BALANCING BEARING: STANDARD WITH FIXED BEARING, VIBRATION SEVERITY GRADE: R/A, SHAFT AND FLANGE ACCURACY: R TERMINAL BOX (ABOVE) CABLE ENTRY ON THE LEFT SIGNAL CONNECTION D-END | 5232 | TEM | 1 | MC | 73 | 1
1PH81071DF002CA1 | SIMOTICS M COMPACT ASYNCHRONOUS MOTOR 1500RPM, 9,0KW,57NM,23,5A, 330V 1750RPM, 10,0KW,55NM, 22A, 380V 2000RPM, 11KW,53NM, 21,5A, 428V FORCED VENTILATION; DIRECTION OF AIR FLOW DE --> NDE; DEGREE OF PROTECTION IP55 INCREMENTAL ENCODER 22 BIT WITH COMMUTATING POSITION (ENCODER IC22DQ) WITH DRIVE-CLIQ INTERFACE DESIGN IM B3 (IM V5, IM V6) SHAFT WITH FITTED KEY HALF-KEY BALANCING BEARING: STANDARD WITH FIXED BEARING, VIBRATION SEVERITY GRADE: S/A, SHAFT AND FLANGE ACCURACY: R TERMINAL BOX (ABOVE) CABLE ENTRY ON THE RIGHT SIGNAL CONNECTION D-END | 5427 | TEM | 1 | MC | 73 | 1
1PH81071DF002GA1 | SIMOTICS M COMPACT ASYNCHRONOUS MOTOR 1500RPM, 9,0KW,57NM,23,5A, 330V 1750RPM, 10,0KW,55NM, 22A, 380V 2000RPM, 11KW,53NM, 21,5A, 428V FORCED VENTILATION; DIRECTION OF AIR FLOW DE --> NDE; DEGREE OF PROTECTION IP55 INCREMENTAL ENCODER 22 BIT WITH COMMUTATING POSITION (ENCODER IC22DQ) WITH DRIVE-CLIQ INTERFACE DESIGN IM B3 (IM V5, IM V6) SHAFT WITH FITTED KEY HALF-KEY BALANCING BEARING: STANDARD, VIBRATION SEVERITY GRADE: R/A, SHAFT AND FLANGE ACCURACY: R TERMINAL BOX (ABOVE) CABLE ENTRY ON THE RIGHT SIGNAL CONNECTION D-END | 4947 | TEM | 1 | MC | 73 | 1
1PH81071DF020BA1 | SIMOTICS M COMPACT ASYNCHRONOUS MOTOR 1500RPM, 9,0KW,57NM,23,5A, 330V 1750RPM, 10,0KW,55NM, 22A, 380V 2000RPM, 11KW,53NM, 21,5A, 428V FORCED VENTILATION; DIRECTION OF AIR FLOW DE --> NDE; DEGREE OF PROTECTION IP55 INCREMENTAL ENCODER 22 BIT WITH COMMUTATING POSITION (ENCODER IC22DQ) WITH DRIVE-CLIQ INTERFACE DESIGN IM B5 (IMV 1,IM V3) PLAIN SHAFT WITHOUT FITTED KEY; BEARING: STANDARD WITH FIXED BEARING, VIBRATION SEVERITY GRADE: R/A, SHAFT AND FLANGE ACCURACY: R TERMINAL BOX (ABOVE) CABLE ENTRY ON THE RIGHT SIGNAL CONNECTION D-END | 5427 | TEM | 1 | MC | 73 | 1
1PH81071DF020BB1 | SIMOTICS M COMPACT ASYNCHRONOUS MOTOR 1500RPM, 9,0KW,57NM,23,5A, 330V 1750RPM, 10,0KW,55NM, 22A, 380V 2000RPM, 11KW,53NM, 21,5A, 428V FORCED VENTILATION; DIRECTION OF AIR FLOW DE --> NDE; DEGREE OF PROTECTION IP55 INCREMENTAL ENCODER 22 BIT WITH COMMUTATING POSITION (ENCODER IC22DQ) WITH DRIVE-CLIQ INTERFACE DESIGN IM B5 (IMV 1,IM V3) PLAIN SHAFT WITHOUT FITTED KEY; BEARING: STANDARD WITH FIXED BEARING, VIBRATION SEVERITY GRADE: R/A, SHAFT AND FLANGE ACCURACY: R TERMINAL BOX (ABOVE) CABLE ENTRY ON THE LEFT SIGNAL CONNECTION D-END | 5427 | TEM | 1 | MC | 73 | 1
1PH81071DF020BC1 | SIMOTICS M COMPACT ASYNCHRONOUS MOTOR 1500RPM, 9,0KW,57NM,23,5A, 330V 1750RPM, 10,0KW,55NM, 22A, 380V 2000RPM, 11KW,53NM, 21,5A, 428V FORCED VENTILATION; DIRECTION OF AIR FLOW DE --> NDE; DEGREE OF PROTECTION IP55 INCREMENTAL ENCODER 22 BIT WITH COMMUTATING POSITION (ENCODER IC22DQ) WITH DRIVE-CLIQ INTERFACE DESIGN IM B5 (IMV 1,IM V3) PLAIN SHAFT WITHOUT FITTED KEY; BEARING: STANDARD WITH FIXED BEARING, VIBRATION SEVERITY GRADE: R/A, SHAFT AND FLANGE ACCURACY: R TERMINAL BOX (ABOVE) CABLE ENTRY ON THE ND-END SIGNAL CONNECTION LEFT | 5427 | TEM | 1 | MC | 73 | 1
1PH81071DF020BE1 | SIMOTICS M COMPACT ASYNCHRONOUS MOTOR 1500RPM, 9,0KW,57NM,23,5A, 330V 1750RPM, 10,0KW,55NM, 22A, 380V 2000RPM, 11KW,53NM, 21,5A, 428V FORCED VENTILATION; DIRECTION OF AIR FLOW DE --> NDE; DEGREE OF PROTECTION IP55 INCREMENTAL ENCODER 22 BIT WITH COMMUTATING POSITION (ENCODER IC22DQ) WITH DRIVE-CLIQ INTERFACE DESIGN IM B5 (IMV 1,IM V3) PLAIN SHAFT WITHOUT FITTED KEY; BEARING: STANDARD WITH FIXED BEARING, VIBRATION SEVERITY GRADE: R/A, SHAFT AND FLANGE ACCURACY: R POWER CONNECTOR (ABOVE) CABLE ENTRY ON THE RIGHT SIGNAL CONNECTION D-END | 5427 | TEM | 1 | MC | 73 | 1
1PH81071DF020BG1 | SIMOTICS M COMPACT ASYNCHRONOUS MOTOR 1500RPM, 9,0KW,57NM,23,5A, 330V 1750RPM, 10,0KW,55NM, 22A, 380V 2000RPM, 11KW,53NM, 21,5A, 428V FORCED VENTILATION; DIRECTION OF AIR FLOW DE --> NDE; DEGREE OF PROTECTION IP55 INCREMENTAL ENCODER 22 BIT WITH COMMUTATING POSITION (ENCODER IC22DQ) WITH DRIVE-CLIQ INTERFACE DESIGN IM B5 (IMV 1,IM V3) PLAIN SHAFT WITHOUT FITTED KEY; BEARING: STANDARD WITH FIXED BEARING, VIBRATION SEVERITY GRADE: R/A, SHAFT AND FLANGE ACCURACY: R POWER CONNECTOR (ABOVE) CABLE ENTRY ON THE ND-END SIGNAL CONNECTION LEFT | 5427 | TEM | 1 | MC | 73 | 1
1PH81071DF020CA1 | SIMOTICS M COMPACT ASYNCHRONOUS MOTOR 1500RPM, 9,0KW,57NM,23,5A, 330V 1750RPM, 10,0KW,55NM, 22A, 380V 2000RPM, 11KW,53NM, 21,5A, 428V FORCED VENTILATION; DIRECTION OF AIR FLOW DE --> NDE; DEGREE OF PROTECTION IP55 INCREMENTAL ENCODER 22 BIT WITH COMMUTATING POSITION (ENCODER IC22DQ) WITH DRIVE-CLIQ INTERFACE DESIGN IM B5 (IMV 1,IM V3) PLAIN SHAFT WITHOUT FITTED KEY; BEARING: STANDARD WITH FIXED BEARING, VIBRATION SEVERITY GRADE: S/A, SHAFT AND FLANGE ACCURACY: R TERMINAL BOX (ABOVE) CABLE ENTRY ON THE RIGHT SIGNAL CONNECTION D-END | 5622 | TEM | 1 | MC | 73 | 1
1PH81071DF020CC1 | SIMOTICS M COMPACT ASYNCHRONOUS MOTOR 1500RPM, 9,0KW,57NM,23,5A, 330V 1750RPM, 10,0KW,55NM, 22A, 380V 2000RPM, 11KW,53NM, 21,5A, 428V FORCED VENTILATION; DIRECTION OF AIR FLOW DE --> NDE; DEGREE OF PROTECTION IP55 INCREMENTAL ENCODER 22 BIT WITH COMMUTATING POSITION (ENCODER IC22DQ) WITH DRIVE-CLIQ INTERFACE DESIGN IM B5 (IMV 1,IM V3) PLAIN SHAFT WITHOUT FITTED KEY; BEARING: STANDARD WITH FIXED BEARING, VIBRATION SEVERITY GRADE: S/A, SHAFT AND FLANGE ACCURACY: R TERMINAL BOX (ABOVE) CABLE ENTRY ON THE ND-END SIGNAL CONNECTION LEFT | 5622 | TEM | 1 | MC | 73 | 1
1PH81071DF020CE1 | SIMOTICS M COMPACT ASYNCHRONOUS MOTOR 1500RPM, 9,0KW,57NM,23,5A, 330V 1750RPM, 10,0KW,55NM, 22A, 380V 2000RPM, 11KW,53NM, 21,5A, 428V FORCED VENTILATION; DIRECTION OF AIR FLOW DE --> NDE; DEGREE OF PROTECTION IP55 INCREMENTAL ENCODER 22 BIT WITH COMMUTATING POSITION (ENCODER IC22DQ) WITH DRIVE-CLIQ INTERFACE DESIGN IM B5 (IMV 1,IM V3) PLAIN SHAFT WITHOUT FITTED KEY; BEARING: STANDARD WITH FIXED BEARING, VIBRATION SEVERITY GRADE: S/A, SHAFT AND FLANGE ACCURACY: R POWER CONNECTOR (ABOVE) CABLE ENTRY ON THE RIGHT SIGNAL CONNECTION D-END | 5622 | TEM | 1 | MC | 73 | 1
1PH81071DF020DA1 | SIMOTICS M COMPACT ASYNCHRONOUS MOTOR 1500RPM, 9,0KW,57NM,23,5A, 330V 1750RPM, 10,0KW,55NM, 22A, 380V 2000RPM, 11KW,53NM, 21,5A, 428V FORCED VENTILATION; DIRECTION OF AIR FLOW DE --> NDE; DEGREE OF PROTECTION IP55 INCREMENTAL ENCODER 22 BIT WITH COMMUTATING POSITION (ENCODER IC22DQ) WITH DRIVE-CLIQ INTERFACE DESIGN IM B5 (IMV 1,IM V3) PLAIN SHAFT WITHOUT FITTED KEY; BEARING: STANDARD WITH FIXED BEARING, VIBRATION SEVERITY GRADE: SR/A, SHAFT AND FLANGE ACCURACY: R TERMINAL BOX (ABOVE) CABLE ENTRY ON THE RIGHT SIGNAL CONNECTION D-END | 5692 | TEM | 1 | MC | 73 | 1
1PH81071DF020DB1 | SIMOTICS M COMPACT ASYNCHRONOUS MOTOR 1500RPM, 9,0KW,57NM,23,5A, 330V 1750RPM, 10,0KW,55NM, 22A, 380V 2000RPM, 11KW,53NM, 21,5A, 428V FORCED VENTILATION; DIRECTION OF AIR FLOW DE --> NDE; DEGREE OF PROTECTION IP55 INCREMENTAL ENCODER 22 BIT WITH COMMUTATING POSITION (ENCODER IC22DQ) WITH DRIVE-CLIQ INTERFACE DESIGN IM B5 (IMV 1,IM V3) PLAIN SHAFT WITHOUT FITTED KEY; BEARING: STANDARD WITH FIXED BEARING, VIBRATION SEVERITY GRADE: SR/A, SHAFT AND FLANGE ACCURACY: R TERMINAL BOX (ABOVE) CABLE ENTRY ON THE LEFT SIGNAL CONNECTION D-END | 5692 | TEM | 1 | MC | 73 | 1
1PH81071DF020DH1 | SIMOTICS M COMPACT ASYNCHRONOUS MOTOR 1500RPM, 9,0KW,57NM,23,5A, 330V 1750RPM, 10,0KW,55NM, 22A, 380V 2000RPM, 11KW,53NM, 21,5A, 428V FORCED VENTILATION; DIRECTION OF AIR FLOW DE --> NDE; DEGREE OF PROTECTION IP55 INCREMENTAL ENCODER 22 BIT WITH COMMUTATING POSITION (ENCODER IC22DQ) WITH DRIVE-CLIQ INTERFACE DESIGN IM B5 (IMV 1,IM V3) PLAIN SHAFT WITHOUT FITTED KEY; BEARING: STANDARD WITH FIXED BEARING, VIBRATION SEVERITY GRADE: SR/A, SHAFT AND FLANGE ACCURACY: R POWER CONNECTOR (ABOVE) CABLE ENTRY ON THE ND-END SIGNAL CONNECTION LEFT | 5692 | TEM | 1 | MC | 73 | 1
1PH81071DF020GA1 | SIMOTICS M COMPACT ASYNCHRONOUS MOTOR 1500RPM, 9,0KW,57NM,23,5A, 330V 1750RPM, 10,0KW,55NM, 22A, 380V 2000RPM, 11KW,53NM, 21,5A, 428V FORCED VENTILATION; DIRECTION OF AIR FLOW DE --> NDE; DEGREE OF PROTECTION IP55 INCREMENTAL ENCODER 22 BIT WITH COMMUTATING POSITION (ENCODER IC22DQ) WITH DRIVE-CLIQ INTERFACE DESIGN IM B5 (IMV 1,IM V3) PLAIN SHAFT WITHOUT FITTED KEY; BEARING: STANDARD, VIBRATION SEVERITY GRADE: R/A, SHAFT AND FLANGE ACCURACY: R TERMINAL BOX (ABOVE) CABLE ENTRY ON THE RIGHT SIGNAL CONNECTION D-END | 5142 | TEM | 1 | MC | 73 | 1
1PH81071DF020HE1 | SIMOTICS M COMPACT ASYNCHRONOUS MOTOR 1500RPM, 9,0KW,57NM,23,5A, 330V 1750RPM, 10,0KW,55NM, 22A, 380V 2000RPM, 11KW,53NM, 21,5A, 428V FORCED VENTILATION; DIRECTION OF AIR FLOW DE --> NDE; DEGREE OF PROTECTION IP55 INCREMENTAL ENCODER 22 BIT WITH COMMUTATING POSITION (ENCODER IC22DQ) WITH DRIVE-CLIQ INTERFACE DESIGN IM B5 (IMV 1,IM V3) PLAIN SHAFT WITHOUT FITTED KEY; BEARING: STANDARD, VIBRATION SEVERITY GRADE: S/A, SHAFT AND FLANGE ACCURACY: R POWER CONNECTOR (ABOVE) CABLE ENTRY ON THE RIGHT SIGNAL CONNECTION D-END | 5337 | TEM | 1 | MC | 73 | 1
1PH81071DF020LA1 | SIMOTICS M COMPACT ASYNCHRONOUS MOTOR 1500RPM, 9,0KW,57NM,23,5A, 330V 1750RPM, 10,0KW,55NM, 22A, 380V 2000RPM, 11KW,53NM, 21,5A, 428V FORCED VENTILATION; DIRECTION OF AIR FLOW DE --> NDE; DEGREE OF PROTECTION IP55 INCREMENTAL ENCODER 22 BIT WITH COMMUTATING POSITION (ENCODER IC22DQ) WITH DRIVE-CLIQ INTERFACE DESIGN IM B5 (IMV 1,IM V3) PLAIN SHAFT WITHOUT FITTED KEY; BEARING: PERFORMANCE, VIBRATION SEVERITY GRADE SPECIAL/B; SHAFT A. FLANGE ACCURACY GR. SPECIAL TERMINAL BOX (ABOVE) CABLE ENTRY ON THE RIGHT SIGNAL CONNECTION D-END | 5940 | TEM | 1 | MC | 73 | 1
1PH81071DF020LC1 | SIMOTICS M COMPACT ASYNCHRONOUS MOTOR 1500RPM, 9,0KW,57NM,23,5A, 330V 1750RPM, 10,0KW,55NM, 22A, 380V 2000RPM, 11KW,53NM, 21,5A, 428V FORCED VENTILATION; DIRECTION OF AIR FLOW DE --> NDE; DEGREE OF PROTECTION IP55 INCREMENTAL ENCODER 22 BIT WITH COMMUTATING POSITION (ENCODER IC22DQ) WITH DRIVE-CLIQ INTERFACE DESIGN IM B5 (IMV 1,IM V3) PLAIN SHAFT WITHOUT FITTED KEY; BEARING: PERFORMANCE, VIBRATION SEVERITY GRADE SPECIAL/B; SHAFT A. FLANGE ACCURACY GR. SPECIAL TERMINAL BOX (ABOVE) CABLE ENTRY ON THE ND-END SIGNAL CONNECTION LEFT | 5940 | TEM | 1 | MC | 73 | 1
1PH81071DF021BA1 | SIMOTICS M COMPACT ASYNCHRONOUS MOTOR 1500RPM, 9,0KW,57NM,23,5A, 330V 1750RPM, 10,0KW,55NM, 22A, 380V 2000RPM, 11KW,53NM, 21,5A, 428V FORCED VENTILATION; DIRECTION OF AIR FLOW DE --> NDE; DEGREE OF PROTECTION IP55 INCREMENTAL ENCODER 22 BIT WITH COMMUTATING POSITION (ENCODER IC22DQ) WITH DRIVE-CLIQ INTERFACE DESIGN IM B5 (IMV 1,IM V3) SHAFT WITH FITTED KEY FULL-KEY BALANCING BEARING: STANDARD WITH FIXED BEARING, VIBRATION SEVERITY GRADE: R/A, SHAFT AND FLANGE ACCURACY: R TERMINAL BOX (ABOVE) CABLE ENTRY ON THE RIGHT SIGNAL CONNECTION D-END | 5427 | TEM | 1 | MC | 73 | 1
1PH81071DF021BB1 | SIMOTICS M COMPACT ASYNCHRONOUS MOTOR 1500RPM, 9,0KW,57NM,23,5A, 330V 1750RPM, 10,0KW,55NM, 22A, 380V 2000RPM, 11KW,53NM, 21,5A, 428V FORCED VENTILATION; DIRECTION OF AIR FLOW DE --> NDE; DEGREE OF PROTECTION IP55 INCREMENTAL ENCODER 22 BIT WITH COMMUTATING POSITION (ENCODER IC22DQ) WITH DRIVE-CLIQ INTERFACE DESIGN IM B5 (IMV 1,IM V3) SHAFT WITH FITTED KEY FULL-KEY BALANCING BEARING: STANDARD WITH FIXED BEARING, VIBRATION SEVERITY GRADE: R/A, SHAFT AND FLANGE ACCURACY: R TERMINAL BOX (ABOVE) CABLE ENTRY ON THE LEFT SIGNAL CONNECTION D-END | 5427 | TEM | 1 | MC | 73 | 1
1PH81071DF021BE1 | SIMOTICS M COMPACT ASYNCHRONOUS MOTOR 1500RPM, 9,0KW,57NM,23,5A, 330V 1750RPM, 10,0KW,55NM, 22A, 380V 2000RPM, 11KW,53NM, 21,5A, 428V FORCED VENTILATION; DIRECTION OF AIR FLOW DE --> NDE; DEGREE OF PROTECTION IP55 INCREMENTAL ENCODER 22 BIT WITH COMMUTATING POSITION (ENCODER IC22DQ) WITH DRIVE-CLIQ INTERFACE DESIGN IM B5 (IMV 1,IM V3) SHAFT WITH FITTED KEY FULL-KEY BALANCING BEARING: STANDARD WITH FIXED BEARING, VIBRATION SEVERITY GRADE: R/A, SHAFT AND FLANGE ACCURACY: R POWER CONNECTOR (ABOVE) CABLE ENTRY ON THE RIGHT SIGNAL CONNECTION D-END | 5427 | TEM | 1 | MC | 73 | 1
1PH81071DF021CA1 | SIMOTICS M COMPACT ASYNCHRONOUS MOTOR 1500RPM, 9,0KW,57NM,23,5A, 330V 1750RPM, 10,0KW,55NM, 22A, 380V 2000RPM, 11KW,53NM, 21,5A, 428V FORCED VENTILATION; DIRECTION OF AIR FLOW DE --> NDE; DEGREE OF PROTECTION IP55 INCREMENTAL ENCODER 22 BIT WITH COMMUTATING POSITION (ENCODER IC22DQ) WITH DRIVE-CLIQ INTERFACE DESIGN IM B5 (IMV 1,IM V3) SHAFT WITH FITTED KEY FULL-KEY BALANCING BEARING: STANDARD WITH FIXED BEARING, VIBRATION SEVERITY GRADE: S/A, SHAFT AND FLANGE ACCURACY: R TERMINAL BOX (ABOVE) CABLE ENTRY ON THE RIGHT SIGNAL CONNECTION D-END | 5622 | TEM | 1 | MC | 73 | 1
1PH81071DF021DA1 | SIMOTICS M COMPACT ASYNCHRONOUS MOTOR 1500RPM, 9,0KW,57NM,23,5A, 330V 1750RPM, 10,0KW,55NM, 22A, 380V 2000RPM, 11KW,53NM, 21,5A, 428V FORCED VENTILATION; DIRECTION OF AIR FLOW DE --> NDE; DEGREE OF PROTECTION IP55 INCREMENTAL ENCODER 22 BIT WITH COMMUTATING POSITION (ENCODER IC22DQ) WITH DRIVE-CLIQ INTERFACE DESIGN IM B5 (IMV 1,IM V3) SHAFT WITH FITTED KEY FULL-KEY BALANCING BEARING: STANDARD WITH FIXED BEARING, VIBRATION SEVERITY GRADE: SR/A, SHAFT AND FLANGE ACCURACY: R TERMINAL BOX (ABOVE) CABLE ENTRY ON THE RIGHT SIGNAL CONNECTION D-END | 5692 | TEM | 1 | MC | 73 | 1
1PH81071DF021LA1 | SIMOTICS M COMPACT ASYNCHRONOUS MOTOR 1500RPM, 9,0KW,57NM,23,5A, 330V 1750RPM, 10,0KW,55NM, 22A, 380V 2000RPM, 11KW,53NM, 21,5A, 428V FORCED VENTILATION; DIRECTION OF AIR FLOW DE --> NDE; DEGREE OF PROTECTION IP55 INCREMENTAL ENCODER 22 BIT WITH COMMUTATING POSITION (ENCODER IC22DQ) WITH DRIVE-CLIQ INTERFACE DESIGN IM B5 (IMV 1,IM V3) SHAFT WITH FITTED KEY FULL-KEY BALANCING BEARING: PERFORMANCE, VIBRATION SEVERITY GRADE SPECIAL/B; SHAFT A. FLANGE ACCURACY GR. SPECIAL TERMINAL BOX (ABOVE) CABLE ENTRY ON THE RIGHT SIGNAL CONNECTION D-END | 5940 | TEM | 1 | MC | 73 | 1
1PH81071DF022BA1 | SIMOTICS M COMPACT ASYNCHRONOUS MOTOR 1500RPM, 9,0KW,57NM,23,5A, 330V 1750RPM, 10,0KW,55NM, 22A, 380V 2000RPM, 11KW,53NM, 21,5A, 428V FORCED VENTILATION; DIRECTION OF AIR FLOW DE --> NDE; DEGREE OF PROTECTION IP55 INCREMENTAL ENCODER 22 BIT WITH COMMUTATING POSITION (ENCODER IC22DQ) WITH DRIVE-CLIQ INTERFACE DESIGN IM B5 (IMV 1,IM V3) SHAFT WITH FITTED KEY HALF-KEY BALANCING BEARING: STANDARD WITH FIXED BEARING, VIBRATION SEVERITY GRADE: R/A, SHAFT AND FLANGE ACCURACY: R TERMINAL BOX (ABOVE) CABLE ENTRY ON THE RIGHT SIGNAL CONNECTION D-END | 5427 | TEM | 1 | MC | 73 | 1
1PH81071DF022BB1 | SIMOTICS M COMPACT ASYNCHRONOUS MOTOR 1500RPM, 9,0KW,57NM,23,5A, 330V 1750RPM, 10,0KW,55NM, 22A, 380V 2000RPM, 11KW,53NM, 21,5A, 428V FORCED VENTILATION; DIRECTION OF AIR FLOW DE --> NDE; DEGREE OF PROTECTION IP55 INCREMENTAL ENCODER 22 BIT WITH COMMUTATING POSITION (ENCODER IC22DQ) WITH DRIVE-CLIQ INTERFACE DESIGN IM B5 (IMV 1,IM V3) SHAFT WITH FITTED KEY HALF-KEY BALANCING BEARING: STANDARD WITH FIXED BEARING, VIBRATION SEVERITY GRADE: R/A, SHAFT AND FLANGE ACCURACY: R TERMINAL BOX (ABOVE) CABLE ENTRY ON THE LEFT SIGNAL CONNECTION D-END | 5427 | TEM | 1 | MC | 73 | 1
1PH81071DF022BC1 | SIMOTICS M COMPACT ASYNCHRONOUS MOTOR 1500RPM, 9,0KW,57NM,23,5A, 330V 1750RPM, 10,0KW,55NM, 22A, 380V 2000RPM, 11KW,53NM, 21,5A, 428V FORCED VENTILATION; DIRECTION OF AIR FLOW DE --> NDE; DEGREE OF PROTECTION IP55 INCREMENTAL ENCODER 22 BIT WITH COMMUTATING POSITION (ENCODER IC22DQ) WITH DRIVE-CLIQ INTERFACE DESIGN IM B5 (IMV 1,IM V3) SHAFT WITH FITTED KEY HALF-KEY BALANCING BEARING: STANDARD WITH FIXED BEARING, VIBRATION SEVERITY GRADE: R/A, SHAFT AND FLANGE ACCURACY: R TERMINAL BOX (ABOVE) CABLE ENTRY ON THE ND-END SIGNAL CONNECTION LEFT | 5427 | TEM | 1 | MC | 73 | 1
1PH81071DF022BE1 | SIMOTICS M COMPACT ASYNCHRONOUS MOTOR 1500RPM, 9,0KW,57NM,23,5A, 330V 1750RPM, 10,0KW,55NM, 22A, 380V 2000RPM, 11KW,53NM, 21,5A, 428V FORCED VENTILATION; DIRECTION OF AIR FLOW DE --> NDE; DEGREE OF PROTECTION IP55 INCREMENTAL ENCODER 22 BIT WITH COMMUTATING POSITION (ENCODER IC22DQ) WITH DRIVE-CLIQ INTERFACE DESIGN IM B5 (IMV 1,IM V3) SHAFT WITH FITTED KEY HALF-KEY BALANCING BEARING: STANDARD WITH FIXED BEARING, VIBRATION SEVERITY GRADE: R/A, SHAFT AND FLANGE ACCURACY: R POWER CONNECTOR (ABOVE) CABLE ENTRY ON THE RIGHT SIGNAL CONNECTION D-END | 5427 | TEM | 1 | MC | 73 | 1
1PH81071DF022BH1 | SIMOTICS M COMPACT ASYNCHRONOUS MOTOR 1500RPM, 9,0KW,57NM,23,5A, 330V 1750RPM, 10,0KW,55NM, 22A, 380V 2000RPM, 11KW,53NM, 21,5A, 428V FORCED VENTILATION; DIRECTION OF AIR FLOW DE --> NDE; DEGREE OF PROTECTION IP55 INCREMENTAL ENCODER 22 BIT WITH COMMUTATING POSITION (ENCODER IC22DQ) WITH DRIVE-CLIQ INTERFACE DESIGN IM B5 (IMV 1,IM V3) SHAFT WITH FITTED KEY HALF-KEY BALANCING BEARING: STANDARD WITH FIXED BEARING, VIBRATION SEVERITY GRADE: R/A, SHAFT AND FLANGE ACCURACY: R POWER CONNECTOR (ABOVE) CABLE ENTRY ON THE ND-END SIGNAL CONNECTION LEFT | 5427 | TEM | 1 | MC | 73 | 1
1PH81071DF022CA1 | SIMOTICS M COMPACT ASYNCHRONOUS MOTOR 1500RPM, 9,0KW,57NM,23,5A, 330V 1750RPM, 10,0KW,55NM, 22A, 380V 2000RPM, 11KW,53NM, 21,5A, 428V FORCED VENTILATION; DIRECTION OF AIR FLOW DE --> NDE; DEGREE OF PROTECTION IP55 INCREMENTAL ENCODER 22 BIT WITH COMMUTATING POSITION (ENCODER IC22DQ) WITH DRIVE-CLIQ INTERFACE DESIGN IM B5 (IMV 1,IM V3) SHAFT WITH FITTED KEY HALF-KEY BALANCING BEARING: STANDARD WITH FIXED BEARING, VIBRATION SEVERITY GRADE: S/A, SHAFT AND FLANGE ACCURACY: R TERMINAL BOX (ABOVE) CABLE ENTRY ON THE RIGHT SIGNAL CONNECTION D-END | 5622 | TEM | 1 | MC | 73 | 1
1PH81071DF022CH1 | SIMOTICS M COMPACT ASYNCHRONOUS MOTOR 1500RPM, 9,0KW,57NM,23,5A, 330V 1750RPM, 10,0KW,55NM, 22A, 380V 2000RPM, 11KW,53NM, 21,5A, 428V FORCED VENTILATION; DIRECTION OF AIR FLOW DE --> NDE; DEGREE OF PROTECTION IP55 INCREMENTAL ENCODER 22 BIT WITH COMMUTATING POSITION (ENCODER IC22DQ) WITH DRIVE-CLIQ INTERFACE DESIGN IM B5 (IMV 1,IM V3) SHAFT WITH FITTED KEY HALF-KEY BALANCING BEARING: STANDARD WITH FIXED BEARING, VIBRATION SEVERITY GRADE: S/A, SHAFT AND FLANGE ACCURACY: R POWER CONNECTOR (ABOVE) CABLE ENTRY ON THE ND-END SIGNAL CONNECTION LEFT | 5622 | TEM | 1 | MC | 73 | 1
1PH81071DF022GA1 | SIMOTICS M COMPACT ASYNCHRONOUS MOTOR 1500RPM, 9,0KW,57NM,23,5A, 330V 1750RPM, 10,0KW,55NM, 22A, 380V 2000RPM, 11KW,53NM, 21,5A, 428V FORCED VENTILATION; DIRECTION OF AIR FLOW DE --> NDE; DEGREE OF PROTECTION IP55 INCREMENTAL ENCODER 22 BIT WITH COMMUTATING POSITION (ENCODER IC22DQ) WITH DRIVE-CLIQ INTERFACE DESIGN IM B5 (IMV 1,IM V3) SHAFT WITH FITTED KEY HALF-KEY BALANCING BEARING: STANDARD, VIBRATION SEVERITY GRADE: R/A, SHAFT AND FLANGE ACCURACY: R TERMINAL BOX (ABOVE) CABLE ENTRY ON THE RIGHT SIGNAL CONNECTION D-END | 5142 | TEM | 1 | MC | 73 | 1
1PH81071DF022HA1 | SIMOTICS M COMPACT ASYNCHRONOUS MOTOR 1500RPM, 9,0KW,57NM,23,5A, 330V 1750RPM, 10,0KW,55NM, 22A, 380V 2000RPM, 11KW,53NM, 21,5A, 428V FORCED VENTILATION; DIRECTION OF AIR FLOW DE --> NDE; DEGREE OF PROTECTION IP55 INCREMENTAL ENCODER 22 BIT WITH COMMUTATING POSITION (ENCODER IC22DQ) WITH DRIVE-CLIQ INTERFACE DESIGN IM B5 (IMV 1,IM V3) SHAFT WITH FITTED KEY HALF-KEY BALANCING BEARING: STANDARD, VIBRATION SEVERITY GRADE: S/A, SHAFT AND FLANGE ACCURACY: R TERMINAL BOX (ABOVE) CABLE ENTRY ON THE RIGHT SIGNAL CONNECTION D-END | 5337 | TEM | 1 | MC | 73 | 1
1PH81071DF022LA1 | SIMOTICS M COMPACT ASYNCHRONOUS MOTOR 1500RPM, 9,0KW,57NM,23,5A, 330V 1750RPM, 10,0KW,55NM, 22A, 380V 2000RPM, 11KW,53NM, 21,5A, 428V FORCED VENTILATION; DIRECTION OF AIR FLOW DE --> NDE; DEGREE OF PROTECTION IP55 INCREMENTAL ENCODER 22 BIT WITH COMMUTATING POSITION (ENCODER IC22DQ) WITH DRIVE-CLIQ INTERFACE DESIGN IM B5 (IMV 1,IM V3) SHAFT WITH FITTED KEY HALF-KEY BALANCING BEARING: PERFORMANCE, VIBRATION SEVERITY GRADE SPECIAL/B; SHAFT A. FLANGE ACCURACY GR. SPECIAL TERMINAL BOX (ABOVE) CABLE ENTRY ON THE RIGHT SIGNAL CONNECTION D-END | 5940 | TEM | 1 | MC | 73 | 1
1PH81071DF030BA1 | SIMOTICS M COMPACT ASYNCHRONOUS MOTOR 1500RPM, 9,0KW,57NM,23,5A, 330V 1750RPM, 10,0KW,55NM, 22A, 380V 2000RPM, 11KW,53NM, 21,5A, 428V FORCED VENTILATION; DIRECTION OF AIR FLOW DE --> NDE; DEGREE OF PROTECTION IP55 INCREMENTAL ENCODER 22 BIT WITH COMMUTATING POSITION (ENCODER IC22DQ) WITH DRIVE-CLIQ INTERFACE DESIGN IM B35 (IM V15, IM V35) PLAIN SHAFT WITHOUT FITTED KEY; BEARING: STANDARD WITH FIXED BEARING, VIBRATION SEVERITY GRADE: R/A, SHAFT AND FLANGE ACCURACY: R TERMINAL BOX (ABOVE) CABLE ENTRY ON THE RIGHT SIGNAL CONNECTION D-END | 5665 | TEM | 1 | MC | 73 | 1
1PH81071DF030BC1 | SIMOTICS M COMPACT ASYNCHRONOUS MOTOR 1500RPM, 9,0KW,57NM,23,5A, 330V 1750RPM, 10,0KW,55NM, 22A, 380V 2000RPM, 11KW,53NM, 21,5A, 428V FORCED VENTILATION; DIRECTION OF AIR FLOW DE --> NDE; DEGREE OF PROTECTION IP55 INCREMENTAL ENCODER 22 BIT WITH COMMUTATING POSITION (ENCODER IC22DQ) WITH DRIVE-CLIQ INTERFACE DESIGN IM B35 (IM V15, IM V35) PLAIN SHAFT WITHOUT FITTED KEY; BEARING: STANDARD WITH FIXED BEARING, VIBRATION SEVERITY GRADE: R/A, SHAFT AND FLANGE ACCURACY: R TERMINAL BOX (ABOVE) CABLE ENTRY ON THE ND-END SIGNAL CONNECTION LEFT | 5665 | TEM | 1 | MC | 73 | 1
1PH81071DF030CA1 | SIMOTICS M COMPACT ASYNCHRONOUS MOTOR 1500RPM, 9,0KW,57NM,23,5A, 330V 1750RPM, 10,0KW,55NM, 22A, 380V 2000RPM, 11KW,53NM, 21,5A, 428V FORCED VENTILATION; DIRECTION OF AIR FLOW DE --> NDE; DEGREE OF PROTECTION IP55 INCREMENTAL ENCODER 22 BIT WITH COMMUTATING POSITION (ENCODER IC22DQ) WITH DRIVE-CLIQ INTERFACE DESIGN IM B35 (IM V15, IM V35) PLAIN SHAFT WITHOUT FITTED KEY; BEARING: STANDARD WITH FIXED BEARING, VIBRATION SEVERITY GRADE: S/A, SHAFT AND FLANGE ACCURACY: R TERMINAL BOX (ABOVE) CABLE ENTRY ON THE RIGHT SIGNAL CONNECTION D-END | 5860 | TEM | 1 | MC | 73 | 1
1PH81071DF030CB1 | SIMOTICS M COMPACT ASYNCHRONOUS MOTOR 1500RPM, 9,0KW,57NM,23,5A, 330V 1750RPM, 10,0KW,55NM, 22A, 380V 2000RPM, 11KW,53NM, 21,5A, 428V FORCED VENTILATION; DIRECTION OF AIR FLOW DE --> NDE; DEGREE OF PROTECTION IP55 INCREMENTAL ENCODER 22 BIT WITH COMMUTATING POSITION (ENCODER IC22DQ) WITH DRIVE-CLIQ INTERFACE DESIGN IM B35 (IM V15, IM V35) PLAIN SHAFT WITHOUT FITTED KEY; BEARING: STANDARD WITH FIXED BEARING, VIBRATION SEVERITY GRADE: S/A, SHAFT AND FLANGE ACCURACY: R TERMINAL BOX (ABOVE) CABLE ENTRY ON THE LEFT SIGNAL CONNECTION D-END | 5860 | TEM | 1 | MC | 73 | 1
1PH81071DF031BA1 | SIMOTICS M COMPACT ASYNCHRONOUS MOTOR 1500RPM, 9,0KW,57NM,23,5A, 330V 1750RPM, 10,0KW,55NM, 22A, 380V 2000RPM, 11KW,53NM, 21,5A, 428V FORCED VENTILATION; DIRECTION OF AIR FLOW DE --> NDE; DEGREE OF PROTECTION IP55 INCREMENTAL ENCODER 22 BIT WITH COMMUTATING POSITION (ENCODER IC22DQ) WITH DRIVE-CLIQ INTERFACE DESIGN IM B35 (IM V15, IM V35) SHAFT WITH FITTED KEY FULL-KEY BALANCING BEARING: STANDARD WITH FIXED BEARING, VIBRATION SEVERITY GRADE: R/A, SHAFT AND FLANGE ACCURACY: R TERMINAL BOX (ABOVE) CABLE ENTRY ON THE RIGHT SIGNAL CONNECTION D-END | 5665 | TEM | 1 | MC | 73 | 1
1PH81071DF031BC1 | SIMOTICS M COMPACT ASYNCHRONOUS MOTOR 1500RPM, 9,0KW,57NM,23,5A, 330V 1750RPM, 10,0KW,55NM, 22A, 380V 2000RPM, 11KW,53NM, 21,5A, 428V FORCED VENTILATION; DIRECTION OF AIR FLOW DE --> NDE; DEGREE OF PROTECTION IP55 INCREMENTAL ENCODER 22 BIT WITH COMMUTATING POSITION (ENCODER IC22DQ) WITH DRIVE-CLIQ INTERFACE DESIGN IM B35 (IM V15, IM V35) SHAFT WITH FITTED KEY FULL-KEY BALANCING BEARING: STANDARD WITH FIXED BEARING, VIBRATION SEVERITY GRADE: R/A, SHAFT AND FLANGE ACCURACY: R TERMINAL BOX (ABOVE) CABLE ENTRY ON THE ND-END SIGNAL CONNECTION LEFT | 5665 | TEM | 1 | MC | 73 | 1
1PH81071DF031CA1 | SIMOTICS M COMPACT ASYNCHRONOUS MOTOR 1500RPM, 9,0KW,57NM,23,5A, 330V 1750RPM, 10,0KW,55NM, 22A, 380V 2000RPM, 11KW,53NM, 21,5A, 428V FORCED VENTILATION; DIRECTION OF AIR FLOW DE --> NDE; DEGREE OF PROTECTION IP55 INCREMENTAL ENCODER 22 BIT WITH COMMUTATING POSITION (ENCODER IC22DQ) WITH DRIVE-CLIQ INTERFACE DESIGN IM B35 (IM V15, IM V35) SHAFT WITH FITTED KEY FULL-KEY BALANCING BEARING: STANDARD WITH FIXED BEARING, VIBRATION SEVERITY GRADE: S/A, SHAFT AND FLANGE ACCURACY: R TERMINAL BOX (ABOVE) CABLE ENTRY ON THE RIGHT SIGNAL CONNECTION D-END | 5860 | TEM | 1 | MC | 73 | 1
1PH81071DF031CG1 | SIMOTICS M COMPACT ASYNCHRONOUS MOTOR 1500RPM, 9,0KW,57NM,23,5A, 330V 1750RPM, 10,0KW,55NM, 22A, 380V 2000RPM, 11KW,53NM, 21,5A, 428V FORCED VENTILATION; DIRECTION OF AIR FLOW DE --> NDE; DEGREE OF PROTECTION IP55 INCREMENTAL ENCODER 22 BIT WITH COMMUTATING POSITION (ENCODER IC22DQ) WITH DRIVE-CLIQ INTERFACE DESIGN IM B35 (IM V15, IM V35) SHAFT WITH FITTED KEY FULL-KEY BALANCING BEARING: STANDARD WITH FIXED BEARING, VIBRATION SEVERITY GRADE: S/A, SHAFT AND FLANGE ACCURACY: R POWER CONNECTOR (ABOVE) CABLE ENTRY ON THE ND-END SIGNAL CONNECTION LEFT | 5860 | TEM | 1 | MC | 73 | 1
1PH81071DF032BA1 | SIMOTICS M COMPACT ASYNCHRONOUS MOTOR 1500RPM, 9,0KW,57NM,23,5A, 330V 1750RPM, 10,0KW,55NM, 22A, 380V 2000RPM, 11KW,53NM, 21,5A, 428V FORCED VENTILATION; DIRECTION OF AIR FLOW DE --> NDE; DEGREE OF PROTECTION IP55 INCREMENTAL ENCODER 22 BIT WITH COMMUTATING POSITION (ENCODER IC22DQ) WITH DRIVE-CLIQ INTERFACE DESIGN IM B35 (IM V15, IM V35) SHAFT WITH FITTED KEY HALF-KEY BALANCING BEARING: STANDARD WITH FIXED BEARING, VIBRATION SEVERITY GRADE: R/A, SHAFT AND FLANGE ACCURACY: R TERMINAL BOX (ABOVE) CABLE ENTRY ON THE RIGHT SIGNAL CONNECTION D-END | 5665 | TEM | 1 | MC | 73 | 1
1PH81071DF032BB1 | SIMOTICS M COMPACT ASYNCHRONOUS MOTOR 1500RPM, 9,0KW,57NM,23,5A, 330V 1750RPM, 10,0KW,55NM, 22A, 380V 2000RPM, 11KW,53NM, 21,5A, 428V FORCED VENTILATION; DIRECTION OF AIR FLOW DE --> NDE; DEGREE OF PROTECTION IP55 INCREMENTAL ENCODER 22 BIT WITH COMMUTATING POSITION (ENCODER IC22DQ) WITH DRIVE-CLIQ INTERFACE DESIGN IM B35 (IM V15, IM V35) SHAFT WITH FITTED KEY HALF-KEY BALANCING BEARING: STANDARD WITH FIXED BEARING, VIBRATION SEVERITY GRADE: R/A, SHAFT AND FLANGE ACCURACY: R TERMINAL BOX (ABOVE) CABLE ENTRY ON THE LEFT SIGNAL CONNECTION D-END | 5665 | TEM | 1 | MC | 73 | 1
1PH81071DF032BC1 | SIMOTICS M COMPACT ASYNCHRONOUS MOTOR 1500RPM, 9,0KW,57NM,23,5A, 330V 1750RPM, 10,0KW,55NM, 22A, 380V 2000RPM, 11KW,53NM, 21,5A, 428V FORCED VENTILATION; DIRECTION OF AIR FLOW DE --> NDE; DEGREE OF PROTECTION IP55 INCREMENTAL ENCODER 22 BIT WITH COMMUTATING POSITION (ENCODER IC22DQ) WITH DRIVE-CLIQ INTERFACE DESIGN IM B35 (IM V15, IM V35) SHAFT WITH FITTED KEY HALF-KEY BALANCING BEARING: STANDARD WITH FIXED BEARING, VIBRATION SEVERITY GRADE: R/A, SHAFT AND FLANGE ACCURACY: R TERMINAL BOX (ABOVE) CABLE ENTRY ON THE ND-END SIGNAL CONNECTION LEFT | 5665 | TEM | 1 | MC | 73 | 1
1PH81071DF032CA1 | SIMOTICS M COMPACT ASYNCHRONOUS MOTOR 1500RPM, 9,0KW,57NM,23,5A, 330V 1750RPM, 10,0KW,55NM, 22A, 380V 2000RPM, 11KW,53NM, 21,5A, 428V FORCED VENTILATION; DIRECTION OF AIR FLOW DE --> NDE; DEGREE OF PROTECTION IP55 INCREMENTAL ENCODER 22 BIT WITH COMMUTATING POSITION (ENCODER IC22DQ) WITH DRIVE-CLIQ INTERFACE DESIGN IM B35 (IM V15, IM V35) SHAFT WITH FITTED KEY HALF-KEY BALANCING BEARING: STANDARD WITH FIXED BEARING, VIBRATION SEVERITY GRADE: S/A, SHAFT AND FLANGE ACCURACY: R TERMINAL BOX (ABOVE) CABLE ENTRY ON THE RIGHT SIGNAL CONNECTION D-END | 5860 | TEM | 1 | MC | 73 | 1
1PH81071DF100BA1 | SIMOTICS M COMPACT ASYNCHRONOUS MOTOR 1500RPM, 9KW, 57NM, 23,5A, 330V 1750RPM, 10KW, 55NM, 22A, 380V 2000RPM, 11KW,53NM, 21,5A, 428V FORCED VENTILATION; DIRECTION OF AIR FLOW NDE --> DE; DEGREE OF PROTECTION IP55 INCREMENTAL ENCODER 22 BIT WITH COMMUTATING POSITION (ENCODER IC22DQ) WITH DRIVE-CLIQ INTERFACE DESIGN IM B3 (IM V5, IM V6) PLAIN SHAFT WITHOUT FITTED KEY; BEARING: STANDARD WITH FIXED BEARING, VIBRATION SEVERITY GRADE: R/A, SHAFT AND FLANGE ACCURACY: R TERMINAL BOX (ABOVE) CABLE ENTRY ON THE RIGHT SIGNAL CONNECTION D-END | 5232 | TEM | 1 | MC | 73 | 1
1PH81071DF100BB1 | SIMOTICS M COMPACT ASYNCHRONOUS MOTOR 1500RPM, 9KW, 57NM, 23,5A, 330V 1750RPM, 10KW, 55NM, 22A, 380V 2000RPM, 11KW,53NM, 21,5A, 428V FORCED VENTILATION; DIRECTION OF AIR FLOW NDE --> DE; DEGREE OF PROTECTION IP55 INCREMENTAL ENCODER 22 BIT WITH COMMUTATING POSITION (ENCODER IC22DQ) WITH DRIVE-CLIQ INTERFACE DESIGN IM B3 (IM V5, IM V6) PLAIN SHAFT WITHOUT FITTED KEY; BEARING: STANDARD WITH FIXED BEARING, VIBRATION SEVERITY GRADE: R/A, SHAFT AND FLANGE ACCURACY: R TERMINAL BOX (ABOVE) CABLE ENTRY ON THE LEFT SIGNAL CONNECTION D-END | 5232 | TEM | 1 | MC | 73 | 1
1PH81071DF100BC1 | SIMOTICS M COMPACT ASYNCHRONOUS MOTOR 1500RPM, 9KW, 57NM, 23,5A, 330V 1750RPM, 10KW, 55NM, 22A, 380V 2000RPM, 11KW,53NM, 21,5A, 428V FORCED VENTILATION; DIRECTION OF AIR FLOW NDE --> DE; DEGREE OF PROTECTION IP55 INCREMENTAL ENCODER 22 BIT WITH COMMUTATING POSITION (ENCODER IC22DQ) WITH DRIVE-CLIQ INTERFACE DESIGN IM B3 (IM V5, IM V6) PLAIN SHAFT WITHOUT FITTED KEY; BEARING: STANDARD WITH FIXED BEARING, VIBRATION SEVERITY GRADE: R/A, SHAFT AND FLANGE ACCURACY: R TERMINAL BOX (ABOVE) CABLE ENTRY ON THE ND-END SIGNAL CONNECTION LEFT | 5232 | TEM | 1 | MC | 73 | 1
1PH81071DF100BG1 | SIMOTICS M COMPACT ASYNCHRONOUS MOTOR 1500RPM, 9KW, 57NM, 23,5A, 330V 1750RPM, 10KW, 55NM, 22A, 380V 2000RPM, 11KW,53NM, 21,5A, 428V FORCED VENTILATION; DIRECTION OF AIR FLOW NDE --> DE; DEGREE OF PROTECTION IP55 INCREMENTAL ENCODER 22 BIT WITH COMMUTATING POSITION (ENCODER IC22DQ) WITH DRIVE-CLIQ INTERFACE DESIGN IM B3 (IM V5, IM V6) PLAIN SHAFT WITHOUT FITTED KEY; BEARING: STANDARD WITH FIXED BEARING, VIBRATION SEVERITY GRADE: R/A, SHAFT AND FLANGE ACCURACY: R POWER CONNECTOR (ABOVE) CABLE ENTRY ON THE ND-END SIGNAL CONNECTION LEFT | 5232 | TEM | 1 | MC | 73 | 1
1PH81071DF101BB1 | SIMOTICS M COMPACT ASYNCHRONOUS MOTOR 1500RPM, 9KW, 57NM, 23,5A, 330V 1750RPM, 10KW, 55NM, 22A, 380V 2000RPM, 11KW,53NM, 21,5A, 428V FORCED VENTILATION; DIRECTION OF AIR FLOW NDE --> DE; DEGREE OF PROTECTION IP55 INCREMENTAL ENCODER 22 BIT WITH COMMUTATING POSITION (ENCODER IC22DQ) WITH DRIVE-CLIQ INTERFACE DESIGN IM B3 (IM V5, IM V6) SHAFT WITH FITTED KEY FULL-KEY BALANCING BEARING: STANDARD WITH FIXED BEARING, VIBRATION SEVERITY GRADE: R/A, SHAFT AND FLANGE ACCURACY: R TERMINAL BOX (ABOVE) CABLE ENTRY ON THE LEFT SIGNAL CONNECTION D-END | 5232 | TEM | 1 | MC | 73 | 1
1PH81071DF101BC1 | SIMOTICS M COMPACT ASYNCHRONOUS MOTOR 1500RPM, 9KW, 57NM, 23,5A, 330V 1750RPM, 10KW, 55NM, 22A, 380V 2000RPM, 11KW,53NM, 21,5A, 428V FORCED VENTILATION; DIRECTION OF AIR FLOW NDE --> DE; DEGREE OF PROTECTION IP55 INCREMENTAL ENCODER 22 BIT WITH COMMUTATING POSITION (ENCODER IC22DQ) WITH DRIVE-CLIQ INTERFACE DESIGN IM B3 (IM V5, IM V6) SHAFT WITH FITTED KEY FULL-KEY BALANCING BEARING: STANDARD WITH FIXED BEARING, VIBRATION SEVERITY GRADE: R/A, SHAFT AND FLANGE ACCURACY: R TERMINAL BOX (ABOVE) CABLE ENTRY ON THE ND-END SIGNAL CONNECTION LEFT | 5232 | TEM | 1 | MC | 73 | 1
1PH81071DF101BG1 | SIMOTICS M COMPACT ASYNCHRONOUS MOTOR 1500RPM, 9KW, 57NM, 23,5A, 330V 1750RPM, 10KW, 55NM, 22A, 380V 2000RPM, 11KW,53NM, 21,5A, 428V FORCED VENTILATION; DIRECTION OF AIR FLOW NDE --> DE; DEGREE OF PROTECTION IP55 INCREMENTAL ENCODER 22 BIT WITH COMMUTATING POSITION (ENCODER IC22DQ) WITH DRIVE-CLIQ INTERFACE DESIGN IM B3 (IM V5, IM V6) SHAFT WITH FITTED KEY FULL-KEY BALANCING BEARING: STANDARD WITH FIXED BEARING, VIBRATION SEVERITY GRADE: R/A, SHAFT AND FLANGE ACCURACY: R POWER CONNECTOR (ABOVE) CABLE ENTRY ON THE ND-END SIGNAL CONNECTION LEFT | 5232 | TEM | 1 | MC | 73 | 1
1PH81071DF101BH1 | SIMOTICS M COMPACT ASYNCHRONOUS MOTOR 1500RPM, 9KW, 57NM, 23,5A, 330V 1750RPM, 10KW, 55NM, 22A, 380V 2000RPM, 11KW,53NM, 21,5A, 428V FORCED VENTILATION; DIRECTION OF AIR FLOW NDE --> DE; DEGREE OF PROTECTION IP55 INCREMENTAL ENCODER 22 BIT WITH COMMUTATING POSITION (ENCODER IC22DQ) WITH DRIVE-CLIQ INTERFACE DESIGN IM B3 (IM V5, IM V6) SHAFT WITH FITTED KEY FULL-KEY BALANCING BEARING: STANDARD WITH FIXED BEARING, VIBRATION SEVERITY GRADE: R/A, SHAFT AND FLANGE ACCURACY: R POWER CONNECTOR (ABOVE) CABLE ENTRY ON THE ND-END SIGNAL CONNECTION LEFT | 5232 | TEM | 1 | MC | 73 | 1
1PH81071DF102BA1 | SIMOTICS M COMPACT ASYNCHRONOUS MOTOR 1500RPM, 9KW, 57NM, 23,5A, 330V 1750RPM, 10KW, 55NM, 22A, 380V 2000RPM, 11KW,53NM, 21,5A, 428V FORCED VENTILATION; DIRECTION OF AIR FLOW NDE --> DE; DEGREE OF PROTECTION IP55 INCREMENTAL ENCODER 22 BIT WITH COMMUTATING POSITION (ENCODER IC22DQ) WITH DRIVE-CLIQ INTERFACE DESIGN IM B3 (IM V5, IM V6) SHAFT WITH FITTED KEY HALF-KEY BALANCING BEARING: STANDARD WITH FIXED BEARING, VIBRATION SEVERITY GRADE: R/A, SHAFT AND FLANGE ACCURACY: R TERMINAL BOX (ABOVE) CABLE ENTRY ON THE RIGHT SIGNAL CONNECTION D-END | 5232 | TEM | 1 | MC | 73 | 1
1PH81071DF102BC1 | SIMOTICS M COMPACT ASYNCHRONOUS MOTOR 1500RPM, 9KW, 57NM, 23,5A, 330V 1750RPM, 10KW, 55NM, 22A, 380V 2000RPM, 11KW,53NM, 21,5A, 428V FORCED VENTILATION; DIRECTION OF AIR FLOW NDE --> DE; DEGREE OF PROTECTION IP55 INCREMENTAL ENCODER 22 BIT WITH COMMUTATING POSITION (ENCODER IC22DQ) WITH DRIVE-CLIQ INTERFACE DESIGN IM B3 (IM V5, IM V6) SHAFT WITH FITTED KEY HALF-KEY BALANCING BEARING: STANDARD WITH FIXED BEARING, VIBRATION SEVERITY GRADE: R/A, SHAFT AND FLANGE ACCURACY: R TERMINAL BOX (ABOVE) CABLE ENTRY ON THE ND-END SIGNAL CONNECTION LEFT | 5232 | TEM | 1 | MC | 73 | 1
1PH81071DF102BE1 | SIMOTICS M COMPACT ASYNCHRONOUS MOTOR 1500RPM, 9KW, 57NM, 23,5A, 330V 1750RPM, 10KW, 55NM, 22A, 380V 2000RPM, 11KW,53NM, 21,5A, 428V FORCED VENTILATION; DIRECTION OF AIR FLOW NDE --> DE; DEGREE OF PROTECTION IP55 INCREMENTAL ENCODER 22 BIT WITH COMMUTATING POSITION (ENCODER IC22DQ) WITH DRIVE-CLIQ INTERFACE DESIGN IM B3 (IM V5, IM V6) SHAFT WITH FITTED KEY HALF-KEY BALANCING BEARING: STANDARD WITH FIXED BEARING, VIBRATION SEVERITY GRADE: R/A, SHAFT AND FLANGE ACCURACY: R POWER CONNECTOR (ABOVE) CABLE ENTRY ON THE RIGHT SIGNAL CONNECTION D-END | 5232 | TEM | 1 | MC | 73 | 1
1PH81071DF102DA1 | SIMOTICS M COMPACT ASYNCHRONOUS MOTOR 1500RPM, 9KW, 57NM, 23,5A, 330V 1750RPM, 10KW, 55NM, 22A, 380V 2000RPM, 11KW,53NM, 21,5A, 428V FORCED VENTILATION; DIRECTION OF AIR FLOW NDE --> DE; DEGREE OF PROTECTION IP55 INCREMENTAL ENCODER 22 BIT WITH COMMUTATING POSITION (ENCODER IC22DQ) WITH DRIVE-CLIQ INTERFACE DESIGN IM B3 (IM V5, IM V6) SHAFT WITH FITTED KEY HALF-KEY BALANCING BEARING: STANDARD WITH FIXED BEARING, VIBRATION SEVERITY GRADE: SR/A, SHAFT AND FLANGE ACCURACY: R TERMINAL BOX (ABOVE) CABLE ENTRY ON THE RIGHT SIGNAL CONNECTION D-END | 5497 | TEM | 1 | MC | 73 | 1
1PH81071DF102GA1 | SIMOTICS M COMPACT ASYNCHRONOUS MOTOR 1500RPM, 9KW, 57NM, 23,5A, 330V 1750RPM, 10KW, 55NM, 22A, 380V 2000RPM, 11KW,53NM, 21,5A, 428V FORCED VENTILATION; DIRECTION OF AIR FLOW NDE --> DE; DEGREE OF PROTECTION IP55 INCREMENTAL ENCODER 22 BIT WITH COMMUTATING POSITION (ENCODER IC22DQ) WITH DRIVE-CLIQ INTERFACE DESIGN IM B3 (IM V5, IM V6) SHAFT WITH FITTED KEY HALF-KEY BALANCING BEARING: STANDARD, VIBRATION SEVERITY GRADE: R/A, SHAFT AND FLANGE ACCURACY: R TERMINAL BOX (ABOVE) CABLE ENTRY ON THE RIGHT SIGNAL CONNECTION D-END | 4947 | TEM | 1 | MC | 73 | 1
1PH81071DF102LA1 | SIMOTICS M COMPACT ASYNCHRONOUS MOTOR 1500RPM, 9KW, 57NM, 23,5A, 330V 1750RPM, 10KW, 55NM, 22A, 380V 2000RPM, 11KW,53NM, 21,5A, 428V FORCED VENTILATION; DIRECTION OF AIR FLOW NDE --> DE; DEGREE OF PROTECTION IP55 INCREMENTAL ENCODER 22 BIT WITH COMMUTATING POSITION (ENCODER IC22DQ) WITH DRIVE-CLIQ INTERFACE DESIGN IM B3 (IM V5, IM V6) SHAFT WITH FITTED KEY HALF-KEY BALANCING BEARING: PERFORMANCE, VIBRATION SEVERITY GRADE SPECIAL/B; SHAFT A. FLANGE ACCURACY GR. SPECIAL TERMINAL BOX (ABOVE) CABLE ENTRY ON THE RIGHT SIGNAL CONNECTION D-END | 5745 | TEM | 1 | MC | 73 | 1
1PH81071DF120BA1 | SIMOTICS M COMPACT ASYNCHRONOUS MOTOR 1500RPM, 9KW, 57NM, 23,5A, 330V 1750RPM, 10KW, 55NM, 22A, 380V 2000RPM, 11KW,53NM, 21,5A, 428V FORCED VENTILATION; DIRECTION OF AIR FLOW NDE --> DE; DEGREE OF PROTECTION IP55 INCREMENTAL ENCODER 22 BIT WITH COMMUTATING POSITION (ENCODER IC22DQ) WITH DRIVE-CLIQ INTERFACE DESIGN IM B5 (IMV 1,IM V3) PLAIN SHAFT WITHOUT FITTED KEY; BEARING: STANDARD WITH FIXED BEARING, VIBRATION SEVERITY GRADE: R/A, SHAFT AND FLANGE ACCURACY: R TERMINAL BOX (ABOVE) CABLE ENTRY ON THE RIGHT SIGNAL CONNECTION D-END | 5427 | TEM | 1 | MC | 73 | 1
1PH81071DF120BB1 | SIMOTICS M COMPACT ASYNCHRONOUS MOTOR 1500RPM, 9KW, 57NM, 23,5A, 330V 1750RPM, 10KW, 55NM, 22A, 380V 2000RPM, 11KW,53NM, 21,5A, 428V FORCED VENTILATION; DIRECTION OF AIR FLOW NDE --> DE; DEGREE OF PROTECTION IP55 INCREMENTAL ENCODER 22 BIT WITH COMMUTATING POSITION (ENCODER IC22DQ) WITH DRIVE-CLIQ INTERFACE DESIGN IM B5 (IMV 1,IM V3) PLAIN SHAFT WITHOUT FITTED KEY; BEARING: STANDARD WITH FIXED BEARING, VIBRATION SEVERITY GRADE: R/A, SHAFT AND FLANGE ACCURACY: R TERMINAL BOX (ABOVE) CABLE ENTRY ON THE LEFT SIGNAL CONNECTION D-END | 5427 | TEM | 1 | MC | 73 | 1
1PH81071DF120BG1 | SIMOTICS M COMPACT ASYNCHRONOUS MOTOR 1500RPM, 9KW, 57NM, 23,5A, 330V 1750RPM, 10KW, 55NM, 22A, 380V 2000RPM, 11KW,53NM, 21,5A, 428V FORCED VENTILATION; DIRECTION OF AIR FLOW NDE --> DE; DEGREE OF PROTECTION IP55 INCREMENTAL ENCODER 22 BIT WITH COMMUTATING POSITION (ENCODER IC22DQ) WITH DRIVE-CLIQ INTERFACE DESIGN IM B5 (IMV 1,IM V3) PLAIN SHAFT WITHOUT FITTED KEY; BEARING: STANDARD WITH FIXED BEARING, VIBRATION SEVERITY GRADE: R/A, SHAFT AND FLANGE ACCURACY: R POWER CONNECTOR (ABOVE) CABLE ENTRY ON THE ND-END SIGNAL CONNECTION LEFT | 5427 | TEM | 1 | MC | 73 | 1
1PH81071DF120BH1 | SIMOTICS M COMPACT ASYNCHRONOUS MOTOR 1500RPM, 9KW, 57NM, 23,5A, 330V 1750RPM, 10KW, 55NM, 22A, 380V 2000RPM, 11KW,53NM, 21,5A, 428V FORCED VENTILATION; DIRECTION OF AIR FLOW NDE --> DE; DEGREE OF PROTECTION IP55 INCREMENTAL ENCODER 22 BIT WITH COMMUTATING POSITION (ENCODER IC22DQ) WITH DRIVE-CLIQ INTERFACE DESIGN IM B5 (IMV 1,IM V3) PLAIN SHAFT WITHOUT FITTED KEY; BEARING: STANDARD WITH FIXED BEARING, VIBRATION SEVERITY GRADE: R/A, SHAFT AND FLANGE ACCURACY: R POWER CONNECTOR (ABOVE) CABLE ENTRY ON THE ND-END SIGNAL CONNECTION LEFT | 5427 | TEM | 1 | MC | 73 | 1
1PH81071DF120CA1 | SIMOTICS M COMPACT ASYNCHRONOUS MOTOR 1500RPM, 9KW, 57NM, 23,5A, 330V 1750RPM, 10KW, 55NM, 22A, 380V 2000RPM, 11KW,53NM, 21,5A, 428V FORCED VENTILATION; DIRECTION OF AIR FLOW NDE --> DE; DEGREE OF PROTECTION IP55 INCREMENTAL ENCODER 22 BIT WITH COMMUTATING POSITION (ENCODER IC22DQ) WITH DRIVE-CLIQ INTERFACE DESIGN IM B5 (IMV 1,IM V3) PLAIN SHAFT WITHOUT FITTED KEY; BEARING: STANDARD WITH FIXED BEARING, VIBRATION SEVERITY GRADE: S/A, SHAFT AND FLANGE ACCURACY: R TERMINAL BOX (ABOVE) CABLE ENTRY ON THE RIGHT SIGNAL CONNECTION D-END | 5622 | TEM | 1 | MC | 73 | 1
1PH81071DF120CB1 | SIMOTICS M COMPACT ASYNCHRONOUS MOTOR 1500RPM, 9KW, 57NM, 23,5A, 330V 1750RPM, 10KW, 55NM, 22A, 380V 2000RPM, 11KW,53NM, 21,5A, 428V FORCED VENTILATION; DIRECTION OF AIR FLOW NDE --> DE; DEGREE OF PROTECTION IP55 INCREMENTAL ENCODER 22 BIT WITH COMMUTATING POSITION (ENCODER IC22DQ) WITH DRIVE-CLIQ INTERFACE DESIGN IM B5 (IMV 1,IM V3) PLAIN SHAFT WITHOUT FITTED KEY; BEARING: STANDARD WITH FIXED BEARING, VIBRATION SEVERITY GRADE: S/A, SHAFT AND FLANGE ACCURACY: R TERMINAL BOX (ABOVE) CABLE ENTRY ON THE LEFT SIGNAL CONNECTION D-END | 5622 | TEM | 1 | MC | 73 | 1
1PH81071DF120CE1 | SIMOTICS M COMPACT ASYNCHRONOUS MOTOR 1500RPM, 9KW, 57NM, 23,5A, 330V 1750RPM, 10KW, 55NM, 22A, 380V 2000RPM, 11KW,53NM, 21,5A, 428V FORCED VENTILATION; DIRECTION OF AIR FLOW NDE --> DE; DEGREE OF PROTECTION IP55 INCREMENTAL ENCODER 22 BIT WITH COMMUTATING POSITION (ENCODER IC22DQ) WITH DRIVE-CLIQ INTERFACE DESIGN IM B5 (IMV 1,IM V3) PLAIN SHAFT WITHOUT FITTED KEY; BEARING: STANDARD WITH FIXED BEARING, VIBRATION SEVERITY GRADE: S/A, SHAFT AND FLANGE ACCURACY: R POWER CONNECTOR (ABOVE) CABLE ENTRY ON THE RIGHT SIGNAL CONNECTION D-END | 5622 | TEM | 1 | MC | 73 | 1
1PH81071DF120CH1 | SIMOTICS M COMPACT ASYNCHRONOUS MOTOR 1500RPM, 9KW, 57NM, 23,5A, 330V 1750RPM, 10KW, 55NM, 22A, 380V 2000RPM, 11KW,53NM, 21,5A, 428V FORCED VENTILATION; DIRECTION OF AIR FLOW NDE --> DE; DEGREE OF PROTECTION IP55 INCREMENTAL ENCODER 22 BIT WITH COMMUTATING POSITION (ENCODER IC22DQ) WITH DRIVE-CLIQ INTERFACE DESIGN IM B5 (IMV 1,IM V3) PLAIN SHAFT WITHOUT FITTED KEY; BEARING: STANDARD WITH FIXED BEARING, VIBRATION SEVERITY GRADE: S/A, SHAFT AND FLANGE ACCURACY: R POWER CONNECTOR (ABOVE) CABLE ENTRY ON THE ND-END SIGNAL CONNECTION LEFT | 5622 | TEM | 1 | MC | 73 | 1
1PH81071DF120DB1 | SIMOTICS M COMPACT ASYNCHRONOUS MOTOR 1500RPM, 9KW, 57NM, 23,5A, 330V 1750RPM, 10KW, 55NM, 22A, 380V 2000RPM, 11KW,53NM, 21,5A, 428V FORCED VENTILATION; DIRECTION OF AIR FLOW NDE --> DE; DEGREE OF PROTECTION IP55 INCREMENTAL ENCODER 22 BIT WITH COMMUTATING POSITION (ENCODER IC22DQ) WITH DRIVE-CLIQ INTERFACE DESIGN IM B5 (IMV 1,IM V3) PLAIN SHAFT WITHOUT FITTED KEY; BEARING: STANDARD WITH FIXED BEARING, VIBRATION SEVERITY GRADE: SR/A, SHAFT AND FLANGE ACCURACY: R TERMINAL BOX (ABOVE) CABLE ENTRY ON THE LEFT SIGNAL CONNECTION D-END | 5692 | TEM | 1 | MC | 73 | 1
1PH81071DF120GA1 | SIMOTICS M COMPACT ASYNCHRONOUS MOTOR 1500RPM, 9KW, 57NM, 23,5A, 330V 1750RPM, 10KW, 55NM, 22A, 380V 2000RPM, 11KW,53NM, 21,5A, 428V FORCED VENTILATION; DIRECTION OF AIR FLOW NDE --> DE; DEGREE OF PROTECTION IP55 INCREMENTAL ENCODER 22 BIT WITH COMMUTATING POSITION (ENCODER IC22DQ) WITH DRIVE-CLIQ INTERFACE DESIGN IM B5 (IMV 1,IM V3) PLAIN SHAFT WITHOUT FITTED KEY; BEARING: STANDARD, VIBRATION SEVERITY GRADE: R/A, SHAFT AND FLANGE ACCURACY: R TERMINAL BOX (ABOVE) CABLE ENTRY ON THE RIGHT SIGNAL CONNECTION D-END | 5142 | TEM | 1 | MC | 73 | 1
1PH81071DF121BA1 | SIMOTICS M COMPACT ASYNCHRONOUS MOTOR 1500RPM, 9KW, 57NM, 23,5A, 330V 1750RPM, 10KW, 55NM, 22A, 380V 2000RPM, 11KW,53NM, 21,5A, 428V FORCED VENTILATION; DIRECTION OF AIR FLOW NDE --> DE; DEGREE OF PROTECTION IP55 INCREMENTAL ENCODER 22 BIT WITH COMMUTATING POSITION (ENCODER IC22DQ) WITH DRIVE-CLIQ INTERFACE DESIGN IM B5 (IMV 1,IM V3) SHAFT WITH FITTED KEY FULL-KEY BALANCING BEARING: STANDARD WITH FIXED BEARING, VIBRATION SEVERITY GRADE: R/A, SHAFT AND FLANGE ACCURACY: R TERMINAL BOX (ABOVE) CABLE ENTRY ON THE RIGHT SIGNAL CONNECTION D-END | 5427 | TEM | 1 | MC | 73 | 1
1PH81071DF121BB1 | SIMOTICS M COMPACT ASYNCHRONOUS MOTOR 1500RPM, 9KW, 57NM, 23,5A, 330V 1750RPM, 10KW, 55NM, 22A, 380V 2000RPM, 11KW,53NM, 21,5A, 428V FORCED VENTILATION; DIRECTION OF AIR FLOW NDE --> DE; DEGREE OF PROTECTION IP55 INCREMENTAL ENCODER 22 BIT WITH COMMUTATING POSITION (ENCODER IC22DQ) WITH DRIVE-CLIQ INTERFACE DESIGN IM B5 (IMV 1,IM V3) SHAFT WITH FITTED KEY FULL-KEY BALANCING BEARING: STANDARD WITH FIXED BEARING, VIBRATION SEVERITY GRADE: R/A, SHAFT AND FLANGE ACCURACY: R TERMINAL BOX (ABOVE) CABLE ENTRY ON THE LEFT SIGNAL CONNECTION D-END | 5427 | TEM | 1 | MC | 73 | 1
1PH81071DF121CA1 | SIMOTICS M COMPACT ASYNCHRONOUS MOTOR 1500RPM, 9KW, 57NM, 23,5A, 330V 1750RPM, 10KW, 55NM, 22A, 380V 2000RPM, 11KW,53NM, 21,5A, 428V FORCED VENTILATION; DIRECTION OF AIR FLOW NDE --> DE; DEGREE OF PROTECTION IP55 INCREMENTAL ENCODER 22 BIT WITH COMMUTATING POSITION (ENCODER IC22DQ) WITH DRIVE-CLIQ INTERFACE DESIGN IM B5 (IMV 1,IM V3) SHAFT WITH FITTED KEY FULL-KEY BALANCING BEARING: STANDARD WITH FIXED BEARING, VIBRATION SEVERITY GRADE: S/A, SHAFT AND FLANGE ACCURACY: R TERMINAL BOX (ABOVE) CABLE ENTRY ON THE RIGHT SIGNAL CONNECTION D-END | 5622 | TEM | 1 | MC | 73 | 1
1PH81071DF121DG1 | SIMOTICS M COMPACT ASYNCHRONOUS MOTOR 1500RPM, 9KW, 57NM, 23,5A, 330V 1750RPM, 10KW, 55NM, 22A, 380V 2000RPM, 11KW,53NM, 21,5A, 428V FORCED VENTILATION; DIRECTION OF AIR FLOW NDE --> DE; DEGREE OF PROTECTION IP55 INCREMENTAL ENCODER 22 BIT WITH COMMUTATING POSITION (ENCODER IC22DQ) WITH DRIVE-CLIQ INTERFACE DESIGN IM B5 (IMV 1,IM V3) SHAFT WITH FITTED KEY FULL-KEY BALANCING BEARING: STANDARD WITH FIXED BEARING, VIBRATION SEVERITY GRADE: SR/A, SHAFT AND FLANGE ACCURACY: R POWER CONNECTOR (ABOVE) CABLE ENTRY ON THE ND-END SIGNAL CONNECTION LEFT | 5692 | TEM | 1 | MC | 73 | 1
1PH81071DF122BA1 | SIMOTICS M COMPACT ASYNCHRONOUS MOTOR 1500RPM, 9KW, 57NM, 23,5A, 330V 1750RPM, 10KW, 55NM, 22A, 380V 2000RPM, 11KW,53NM, 21,5A, 428V FORCED VENTILATION; DIRECTION OF AIR FLOW NDE --> DE; DEGREE OF PROTECTION IP55 INCREMENTAL ENCODER 22 BIT WITH COMMUTATING POSITION (ENCODER IC22DQ) WITH DRIVE-CLIQ INTERFACE DESIGN IM B5 (IMV 1,IM V3) SHAFT WITH FITTED KEY HALF-KEY BALANCING BEARING: STANDARD WITH FIXED BEARING, VIBRATION SEVERITY GRADE: R/A, SHAFT AND FLANGE ACCURACY: R TERMINAL BOX (ABOVE) CABLE ENTRY ON THE RIGHT SIGNAL CONNECTION D-END | 5427 | TEM | 1 | MC | 73 | 1
1PH81071DF130BG1 | SIMOTICS M COMPACT ASYNCHRONOUS MOTOR 1500RPM, 9KW, 57NM, 23,5A, 330V 1750RPM, 10KW, 55NM, 22A, 380V 2000RPM, 11KW,53NM, 21,5A, 428V FORCED VENTILATION; DIRECTION OF AIR FLOW NDE --> DE; DEGREE OF PROTECTION IP55 INCREMENTAL ENCODER 22 BIT WITH COMMUTATING POSITION (ENCODER IC22DQ) WITH DRIVE-CLIQ INTERFACE DESIGN IM B35 (IM V15, IM V35) PLAIN SHAFT WITHOUT FITTED KEY; BEARING: STANDARD WITH FIXED BEARING, VIBRATION SEVERITY GRADE: R/A, SHAFT AND FLANGE ACCURACY: R POWER CONNECTOR (ABOVE) CABLE ENTRY ON THE ND-END SIGNAL CONNECTION LEFT | 5665 | TEM | 1 | MC | 73 | 1
1PH81071DF130CA1 | SIMOTICS M COMPACT ASYNCHRONOUS MOTOR 1500RPM, 9KW, 57NM, 23,5A, 330V 1750RPM, 10KW, 55NM, 22A, 380V 2000RPM, 11KW,53NM, 21,5A, 428V FORCED VENTILATION; DIRECTION OF AIR FLOW NDE --> DE; DEGREE OF PROTECTION IP55 INCREMENTAL ENCODER 22 BIT WITH COMMUTATING POSITION (ENCODER IC22DQ) WITH DRIVE-CLIQ INTERFACE DESIGN IM B35 (IM V15, IM V35) PLAIN SHAFT WITHOUT FITTED KEY; BEARING: STANDARD WITH FIXED BEARING, VIBRATION SEVERITY GRADE: S/A, SHAFT AND FLANGE ACCURACY: R TERMINAL BOX (ABOVE) CABLE ENTRY ON THE RIGHT SIGNAL CONNECTION D-END | 5860 | TEM | 1 | MC | 73 | 1
1PH81071DF131BA1 | SIMOTICS M COMPACT ASYNCHRONOUS MOTOR 1500RPM, 9KW, 57NM, 23,5A, 330V 1750RPM, 10KW, 55NM, 22A, 380V 2000RPM, 11KW,53NM, 21,5A, 428V FORCED VENTILATION; DIRECTION OF AIR FLOW NDE --> DE; DEGREE OF PROTECTION IP55 INCREMENTAL ENCODER 22 BIT WITH COMMUTATING POSITION (ENCODER IC22DQ) WITH DRIVE-CLIQ INTERFACE DESIGN IM B35 (IM V15, IM V35) SHAFT WITH FITTED KEY FULL-KEY BALANCING BEARING: STANDARD WITH FIXED BEARING, VIBRATION SEVERITY GRADE: R/A, SHAFT AND FLANGE ACCURACY: R TERMINAL BOX (ABOVE) CABLE ENTRY ON THE RIGHT SIGNAL CONNECTION D-END | 5665 | TEM | 1 | MC | 73 | 1
1PH81071DF131BB1 | SIMOTICS M COMPACT ASYNCHRONOUS MOTOR 1500RPM, 9KW, 57NM, 23,5A, 330V 1750RPM, 10KW, 55NM, 22A, 380V 2000RPM, 11KW,53NM, 21,5A, 428V FORCED VENTILATION; DIRECTION OF AIR FLOW NDE --> DE; DEGREE OF PROTECTION IP55 INCREMENTAL ENCODER 22 BIT WITH COMMUTATING POSITION (ENCODER IC22DQ) WITH DRIVE-CLIQ INTERFACE DESIGN IM B35 (IM V15, IM V35) SHAFT WITH FITTED KEY FULL-KEY BALANCING BEARING: STANDARD WITH FIXED BEARING, VIBRATION SEVERITY GRADE: R/A, SHAFT AND FLANGE ACCURACY: R TERMINAL BOX (ABOVE) CABLE ENTRY ON THE LEFT SIGNAL CONNECTION D-END | 5665 | TEM | 1 | MC | 73 | 1
1PH81071DF200CC1 | SIMOTICS M COMPACT ASYNCHRONOUS MOTOR 1500RPM, 14KW,89NM, 43,4A, 277V 1750RPM, 15,5KW,85NM, 42A, 314V 2000RPM, 18KW,86NM, 42,6A, 363V WATER COOLING DEGREE OF PROTECTION IP65 INCREMENTAL ENCODER 22 BIT WITH COMMUTATING POSITION (ENCODER IC22DQ) WITH DRIVE-CLIQ INTERFACE DESIGN IM B3 (IM V5, IM V6) PLAIN SHAFT WITHOUT FITTED KEY; BEARING: STANDARD WITH FIXED BEARING, VIBRATION SEVERITY GRADE: S/A, SHAFT AND FLANGE ACCURACY: R TERMINAL BOX (ABOVE) CABLE ENTRY ON THE ND-END SIGNAL CONNECTION LEFT | 6159 | TEM | 1 | MC | 83 | 1
1PH81071DF201CB1 | SIMOTICS M COMPACT ASYNCHRONOUS MOTOR 1500RPM, 14KW,89NM, 43,4A, 277V 1750RPM, 15,5KW,85NM, 42A, 314V 2000RPM, 18KW,86NM, 42,6A, 363V WATER COOLING DEGREE OF PROTECTION IP65 INCREMENTAL ENCODER 22 BIT WITH COMMUTATING POSITION (ENCODER IC22DQ) WITH DRIVE-CLIQ INTERFACE DESIGN IM B3 (IM V5, IM V6) SHAFT WITH FITTED KEY FULL-KEY BALANCING BEARING: STANDARD WITH FIXED BEARING, VIBRATION SEVERITY GRADE: S/A, SHAFT AND FLANGE ACCURACY: R TERMINAL BOX (ABOVE) CABLE ENTRY ON THE LEFT SIGNAL CONNECTION D-END | 6159 | TEM | 1 | MC | 83 | 1
1PH81071DF220BA1 | SIMOTICS M COMPACT ASYNCHRONOUS MOTOR 1500RPM, 14KW,89NM, 43,4A, 277V 1750RPM, 15,5KW,85NM, 42A, 314V 2000RPM, 18KW,86NM, 42,6A, 363V WATER COOLING DEGREE OF PROTECTION IP65 INCREMENTAL ENCODER 22 BIT WITH COMMUTATING POSITION (ENCODER IC22DQ) WITH DRIVE-CLIQ INTERFACE DESIGN IM B5 (IMV 1,IM V3) PLAIN SHAFT WITHOUT FITTED KEY; BEARING: STANDARD WITH FIXED BEARING, VIBRATION SEVERITY GRADE: R/A, SHAFT AND FLANGE ACCURACY: R TERMINAL BOX (ABOVE) CABLE ENTRY ON THE RIGHT SIGNAL CONNECTION D-END | 6159 | TEM | 1 | MC | 83 | 1
1PH81071DF220BC1 | SIMOTICS M COMPACT ASYNCHRONOUS MOTOR 1500RPM, 14KW,89NM, 43,4A, 277V 1750RPM, 15,5KW,85NM, 42A, 314V 2000RPM, 18KW,86NM, 42,6A, 363V WATER COOLING DEGREE OF PROTECTION IP65 INCREMENTAL ENCODER 22 BIT WITH COMMUTATING POSITION (ENCODER IC22DQ) WITH DRIVE-CLIQ INTERFACE DESIGN IM B5 (IMV 1,IM V3) PLAIN SHAFT WITHOUT FITTED KEY; BEARING: STANDARD WITH FIXED BEARING, VIBRATION SEVERITY GRADE: R/A, SHAFT AND FLANGE ACCURACY: R TERMINAL BOX (ABOVE) CABLE ENTRY ON THE ND-END SIGNAL CONNECTION LEFT | 6159 | TEM | 1 | MC | 83 | 1
1PH81071DF220CA1 | SIMOTICS M COMPACT ASYNCHRONOUS MOTOR 1500RPM, 14KW,89NM, 43,4A, 277V 1750RPM, 15,5KW,85NM, 42A, 314V 2000RPM, 18KW,86NM, 42,6A, 363V WATER COOLING DEGREE OF PROTECTION IP65 INCREMENTAL ENCODER 22 BIT WITH COMMUTATING POSITION (ENCODER IC22DQ) WITH DRIVE-CLIQ INTERFACE DESIGN IM B5 (IMV 1,IM V3) PLAIN SHAFT WITHOUT FITTED KEY; BEARING: STANDARD WITH FIXED BEARING, VIBRATION SEVERITY GRADE: S/A, SHAFT AND FLANGE ACCURACY: R TERMINAL BOX (ABOVE) CABLE ENTRY ON THE RIGHT SIGNAL CONNECTION D-END | 6354 | TEM | 1 | MC | 83 | 1
1PH81071DF220CB1 | SIMOTICS M COMPACT ASYNCHRONOUS MOTOR 1500RPM, 14KW,89NM, 43,4A, 277V 1750RPM, 15,5KW,85NM, 42A, 314V 2000RPM, 18KW,86NM, 42,6A, 363V WATER COOLING DEGREE OF PROTECTION IP65 INCREMENTAL ENCODER 22 BIT WITH COMMUTATING POSITION (ENCODER IC22DQ) WITH DRIVE-CLIQ INTERFACE DESIGN IM B5 (IMV 1,IM V3) PLAIN SHAFT WITHOUT FITTED KEY; BEARING: STANDARD WITH FIXED BEARING, VIBRATION SEVERITY GRADE: S/A, SHAFT AND FLANGE ACCURACY: R TERMINAL BOX (ABOVE) CABLE ENTRY ON THE LEFT SIGNAL CONNECTION D-END | 6354 | TEM | 1 | MC | 83 | 1
1PH81071DF220DA1 | SIMOTICS M COMPACT ASYNCHRONOUS MOTOR 1500RPM, 14KW,89NM, 43,4A, 277V 1750RPM, 15,5KW,85NM, 42A, 314V 2000RPM, 18KW,86NM, 42,6A, 363V WATER COOLING DEGREE OF PROTECTION IP65 INCREMENTAL ENCODER 22 BIT WITH COMMUTATING POSITION (ENCODER IC22DQ) WITH DRIVE-CLIQ INTERFACE DESIGN IM B5 (IMV 1,IM V3) PLAIN SHAFT WITHOUT FITTED KEY; BEARING: STANDARD WITH FIXED BEARING, VIBRATION SEVERITY GRADE: SR/A, SHAFT AND FLANGE ACCURACY: R TERMINAL BOX (ABOVE) CABLE ENTRY ON THE RIGHT SIGNAL CONNECTION D-END | 6424 | TEM | 1 | MC | 83 | 1
1PH81071DF220DB1 | SIMOTICS M COMPACT ASYNCHRONOUS MOTOR 1500RPM, 14KW,89NM, 43,4A, 277V 1750RPM, 15,5KW,85NM, 42A, 314V 2000RPM, 18KW,86NM, 42,6A, 363V WATER COOLING DEGREE OF PROTECTION IP65 INCREMENTAL ENCODER 22 BIT WITH COMMUTATING POSITION (ENCODER IC22DQ) WITH DRIVE-CLIQ INTERFACE DESIGN IM B5 (IMV 1,IM V3) PLAIN SHAFT WITHOUT FITTED KEY; BEARING: STANDARD WITH FIXED BEARING, VIBRATION SEVERITY GRADE: SR/A, SHAFT AND FLANGE ACCURACY: R TERMINAL BOX (ABOVE) CABLE ENTRY ON THE LEFT SIGNAL CONNECTION D-END | 6424 | TEM | 1 | MC | 83 | 1
1PH81071DF220DC1 | SIMOTICS M COMPACT ASYNCHRONOUS MOTOR 1500RPM, 14KW,89NM, 43,4A, 277V 1750RPM, 15,5KW,85NM, 42A, 314V 2000RPM, 18KW,86NM, 42,6A, 363V WATER COOLING DEGREE OF PROTECTION IP65 INCREMENTAL ENCODER 22 BIT WITH COMMUTATING POSITION (ENCODER IC22DQ) WITH DRIVE-CLIQ INTERFACE DESIGN IM B5 (IMV 1,IM V3) PLAIN SHAFT WITHOUT FITTED KEY; BEARING: STANDARD WITH FIXED BEARING, VIBRATION SEVERITY GRADE: SR/A, SHAFT AND FLANGE ACCURACY: R TERMINAL BOX (ABOVE) CABLE ENTRY ON THE ND-END SIGNAL CONNECTION LEFT | 6424 | TEM | 1 | MC | 83 | 1
1PH81071DF220LC1 | SIMOTICS M COMPACT ASYNCHRONOUS MOTOR 1500RPM, 14KW,89NM, 43,4A, 277V 1750RPM, 15,5KW,85NM, 42A, 314V 2000RPM, 18KW,86NM, 42,6A, 363V WATER COOLING DEGREE OF PROTECTION IP65 INCREMENTAL ENCODER 22 BIT WITH COMMUTATING POSITION (ENCODER IC22DQ) WITH DRIVE-CLIQ INTERFACE DESIGN IM B5 (IMV 1,IM V3) PLAIN SHAFT WITHOUT FITTED KEY; BEARING: PERFORMANCE, VIBRATION SEVERITY GRADE SPECIAL/B; SHAFT A. FLANGE ACCURACY GR. SPECIAL TERMINAL BOX (ABOVE) CABLE ENTRY ON THE ND-END SIGNAL CONNECTION LEFT | 6672 | TEM | 1 | MC | 83 | 1
1PH81071DF220QA1 | SIMOTICS M COMPACT ASYNCHRONOUS MOTOR 1500RPM, 14KW,89NM, 43,4A, 277V 1750RPM, 15,5KW,85NM, 42A, 314V 2000RPM, 18KW,86NM, 42,6A, 363V WATER COOLING DEGREE OF PROTECTION IP65 INCREMENTAL ENCODER 22 BIT WITH COMMUTATING POSITION (ENCODER IC22DQ) WITH DRIVE-CLIQ INTERFACE DESIGN IM B5 (IMV 1,IM V3) PLAIN SHAFT WITHOUT FITTED KEY; BEARING: ADVANCED LIFETIME VIBRATION SEVERITY S/A SHAFT A. FLANGE ACCURACY GR. R TERMINAL BOX (ABOVE) CABLE ENTRY ON THE RIGHT SIGNAL CONNECTION D-END | 6512 | TEM | 1 | MC | 83 | 1
1PH81071DF221BA1 | SIMOTICS M COMPACT ASYNCHRONOUS MOTOR 1500RPM, 14KW,89NM, 43,4A, 277V 1750RPM, 15,5KW,85NM, 42A, 314V 2000RPM, 18KW,86NM, 42,6A, 363V WATER COOLING DEGREE OF PROTECTION IP65 INCREMENTAL ENCODER 22 BIT WITH COMMUTATING POSITION (ENCODER IC22DQ) WITH DRIVE-CLIQ INTERFACE DESIGN IM B5 (IMV 1,IM V3) SHAFT WITH FITTED KEY FULL-KEY BALANCING BEARING: STANDARD WITH FIXED BEARING, VIBRATION SEVERITY GRADE: R/A, SHAFT AND FLANGE ACCURACY: R TERMINAL BOX (ABOVE) CABLE ENTRY ON THE RIGHT SIGNAL CONNECTION D-END | 6159 | TEM | 1 | MC | 83 | 1
1PH81071DF221CA1 | SIMOTICS M COMPACT ASYNCHRONOUS MOTOR 1500RPM, 14KW,89NM, 43,4A, 277V 1750RPM, 15,5KW,85NM, 42A, 314V 2000RPM, 18KW,86NM, 42,6A, 363V WATER COOLING DEGREE OF PROTECTION IP65 INCREMENTAL ENCODER 22 BIT WITH COMMUTATING POSITION (ENCODER IC22DQ) WITH DRIVE-CLIQ INTERFACE DESIGN IM B5 (IMV 1,IM V3) SHAFT WITH FITTED KEY FULL-KEY BALANCING BEARING: STANDARD WITH FIXED BEARING, VIBRATION SEVERITY GRADE: S/A, SHAFT AND FLANGE ACCURACY: R TERMINAL BOX (ABOVE) CABLE ENTRY ON THE RIGHT SIGNAL CONNECTION D-END | 6354 | TEM | 1 | MC | 83 | 1
1PH81071DF221CE1 | SIMOTICS M COMPACT ASYNCHRONOUS MOTOR 1500RPM, 14KW,89NM, 43,4A, 277V 1750RPM, 15,5KW,85NM, 42A, 314V 2000RPM, 18KW,86NM, 42,6A, 363V WATER COOLING DEGREE OF PROTECTION IP65 INCREMENTAL ENCODER 22 BIT WITH COMMUTATING POSITION (ENCODER IC22DQ) WITH DRIVE-CLIQ INTERFACE DESIGN IM B5 (IMV 1,IM V3) SHAFT WITH FITTED KEY FULL-KEY BALANCING BEARING: STANDARD WITH FIXED BEARING, VIBRATION SEVERITY GRADE: S/A, SHAFT AND FLANGE ACCURACY: R POWER CONNECTOR (ABOVE) CABLE ENTRY ON THE RIGHT SIGNAL CONNECTION D-END | 6354 | TEM | 1 | MC | 83 | 1
1PH81071DF222BA1 | SIMOTICS M COMPACT ASYNCHRONOUS MOTOR 1500RPM, 14KW,89NM, 43,4A, 277V 1750RPM, 15,5KW,85NM, 42A, 314V 2000RPM, 18KW,86NM, 42,6A, 363V WATER COOLING DEGREE OF PROTECTION IP65 INCREMENTAL ENCODER 22 BIT WITH COMMUTATING POSITION (ENCODER IC22DQ) WITH DRIVE-CLIQ INTERFACE DESIGN IM B5 (IMV 1,IM V3) SHAFT WITH FITTED KEY HALF-KEY BALANCING BEARING: STANDARD WITH FIXED BEARING, VIBRATION SEVERITY GRADE: R/A, SHAFT AND FLANGE ACCURACY: R TERMINAL BOX (ABOVE) CABLE ENTRY ON THE RIGHT SIGNAL CONNECTION D-END | 6159 | TEM | 1 | MC | 83 | 1
1PH81071DF230BA1 | SIMOTICS M COMPACT ASYNCHRONOUS MOTOR 1500RPM, 14KW,89NM, 43,4A, 277V 1750RPM, 15,5KW,85NM, 42A, 314V 2000RPM, 18KW,86NM, 42,6A, 363V WATER COOLING DEGREE OF PROTECTION IP65 INCREMENTAL ENCODER 22 BIT WITH COMMUTATING POSITION (ENCODER IC22DQ) WITH DRIVE-CLIQ INTERFACE DESIGN IM B35 (IM V15, IM V35) PLAIN SHAFT WITHOUT FITTED KEY; BEARING: STANDARD WITH FIXED BEARING, VIBRATION SEVERITY GRADE: R/A, SHAFT AND FLANGE ACCURACY: R TERMINAL BOX (ABOVE) CABLE ENTRY ON THE RIGHT SIGNAL CONNECTION D-END | 6398 | TEM | 1 | MC | 83 | 1
1PH81071DF230BC1 | SIMOTICS M COMPACT ASYNCHRONOUS MOTOR 1500RPM, 14KW,89NM, 43,4A, 277V 1750RPM, 15,5KW,85NM, 42A, 314V 2000RPM, 18KW,86NM, 42,6A, 363V WATER COOLING DEGREE OF PROTECTION IP65 INCREMENTAL ENCODER 22 BIT WITH COMMUTATING POSITION (ENCODER IC22DQ) WITH DRIVE-CLIQ INTERFACE DESIGN IM B35 (IM V15, IM V35) PLAIN SHAFT WITHOUT FITTED KEY; BEARING: STANDARD WITH FIXED BEARING, VIBRATION SEVERITY GRADE: R/A, SHAFT AND FLANGE ACCURACY: R TERMINAL BOX (ABOVE) CABLE ENTRY ON THE ND-END SIGNAL CONNECTION LEFT | 6398 | TEM | 1 | MC | 83 | 1
1PH81071DF230CC1 | SIMOTICS M COMPACT ASYNCHRONOUS MOTOR 1500RPM, 14KW,89NM, 43,4A, 277V 1750RPM, 15,5KW,85NM, 42A, 314V 2000RPM, 18KW,86NM, 42,6A, 363V WATER COOLING DEGREE OF PROTECTION IP65 INCREMENTAL ENCODER 22 BIT WITH COMMUTATING POSITION (ENCODER IC22DQ) WITH DRIVE-CLIQ INTERFACE DESIGN IM B35 (IM V15, IM V35) PLAIN SHAFT WITHOUT FITTED KEY; BEARING: STANDARD WITH FIXED BEARING, VIBRATION SEVERITY GRADE: S/A, SHAFT AND FLANGE ACCURACY: R TERMINAL BOX (ABOVE) CABLE ENTRY ON THE ND-END SIGNAL CONNECTION LEFT | 6593 | TEM | 1 | MC | 83 | 1
1PH81071DF231BA1 | SIMOTICS M COMPACT ASYNCHRONOUS MOTOR 1500RPM, 14KW,89NM, 43,4A, 277V 1750RPM, 15,5KW,85NM, 42A, 314V 2000RPM, 18KW,86NM, 42,6A, 363V WATER COOLING DEGREE OF PROTECTION IP65 INCREMENTAL ENCODER 22 BIT WITH COMMUTATING POSITION (ENCODER IC22DQ) WITH DRIVE-CLIQ INTERFACE DESIGN IM B35 (IM V15, IM V35) SHAFT WITH FITTED KEY FULL-KEY BALANCING BEARING: STANDARD WITH FIXED BEARING, VIBRATION SEVERITY GRADE: R/A, SHAFT AND FLANGE ACCURACY: R TERMINAL BOX (ABOVE) CABLE ENTRY ON THE RIGHT SIGNAL CONNECTION D-END | 6398 | TEM | 1 | MC | 83 | 1
1PH81071DF231CC1 | SIMOTICS M COMPACT ASYNCHRONOUS MOTOR 1500RPM, 14KW,89NM, 43,4A, 277V 1750RPM, 15,5KW,85NM, 42A, 314V 2000RPM, 18KW,86NM, 42,6A, 363V WATER COOLING DEGREE OF PROTECTION IP65 INCREMENTAL ENCODER 22 BIT WITH COMMUTATING POSITION (ENCODER IC22DQ) WITH DRIVE-CLIQ INTERFACE DESIGN IM B35 (IM V15, IM V35) SHAFT WITH FITTED KEY FULL-KEY BALANCING BEARING: STANDARD WITH FIXED BEARING, VIBRATION SEVERITY GRADE: S/A, SHAFT AND FLANGE ACCURACY: R TERMINAL BOX (ABOVE) CABLE ENTRY ON THE ND-END SIGNAL CONNECTION LEFT | 6593 | TEM | 1 | MC | 83 | 1
1PH81071DF231DA1 | SIMOTICS M COMPACT ASYNCHRONOUS MOTOR 1500RPM, 14KW,89NM, 43,4A, 277V 1750RPM, 15,5KW,85NM, 42A, 314V 2000RPM, 18KW,86NM, 42,6A, 363V WATER COOLING DEGREE OF PROTECTION IP65 INCREMENTAL ENCODER 22 BIT WITH COMMUTATING POSITION (ENCODER IC22DQ) WITH DRIVE-CLIQ INTERFACE DESIGN IM B35 (IM V15, IM V35) SHAFT WITH FITTED KEY FULL-KEY BALANCING BEARING: STANDARD WITH FIXED BEARING, VIBRATION SEVERITY GRADE: SR/A, SHAFT AND FLANGE ACCURACY: R TERMINAL BOX (ABOVE) CABLE ENTRY ON THE RIGHT SIGNAL CONNECTION D-END | 6663 | TEM | 1 | MC | 83 | 1
1PH81071DF231QC1 | SIMOTICS M COMPACT ASYNCHRONOUS MOTOR 1500RPM, 14KW,89NM, 43,4A, 277V 1750RPM, 15,5KW,85NM, 42A, 314V 2000RPM, 18KW,86NM, 42,6A, 363V WATER COOLING DEGREE OF PROTECTION IP65 INCREMENTAL ENCODER 22 BIT WITH COMMUTATING POSITION (ENCODER IC22DQ) WITH DRIVE-CLIQ INTERFACE DESIGN IM B35 (IM V15, IM V35) SHAFT WITH FITTED KEY FULL-KEY BALANCING BEARING: ADVANCED LIFETIME VIBRATION SEVERITY S/A SHAFT A. FLANGE ACCURACY GR. R TERMINAL BOX (ABOVE) CABLE ENTRY ON THE ND-END SIGNAL CONNECTION LEFT | 6750 | TEM | 1 | MC | 83 | 1
1PH81071DG000BA1 | SIMOTICS M COMPACT ASYNCHRONOUS MOTOR 2000RPM, 10,5KW,50NM, 26A, 355V 2300RPM, 12KW,50NM,26A, 406V 2650RPM, 13KW, 47NM, 24A, 460V FORCED VENTILATION; DIRECTION OF AIR FLOW DE --> NDE; DEGREE OF PROTECTION IP55 INCREMENTAL ENCODER 22 BIT WITH COMMUTATING POSITION (ENCODER IC22DQ) WITH DRIVE-CLIQ INTERFACE DESIGN IM B3 (IM V5, IM V6) PLAIN SHAFT WITHOUT FITTED KEY; BEARING: STANDARD WITH FIXED BEARING, VIBRATION SEVERITY GRADE: R/A, SHAFT AND FLANGE ACCURACY: R TERMINAL BOX (ABOVE) CABLE ENTRY ON THE RIGHT SIGNAL CONNECTION D-END | 5232 | TEM | 1 | MC | 73 | 1
1PH81071DG000BG1 | SIMOTICS M COMPACT ASYNCHRONOUS MOTOR 2000RPM, 10,5KW,50NM, 26A, 355V 2300RPM, 12KW,50NM,26A, 406V 2650RPM, 13KW, 47NM, 24A, 460V FORCED VENTILATION; DIRECTION OF AIR FLOW DE --> NDE; DEGREE OF PROTECTION IP55 INCREMENTAL ENCODER 22 BIT WITH COMMUTATING POSITION (ENCODER IC22DQ) WITH DRIVE-CLIQ INTERFACE DESIGN IM B3 (IM V5, IM V6) PLAIN SHAFT WITHOUT FITTED KEY; BEARING: STANDARD WITH FIXED BEARING, VIBRATION SEVERITY GRADE: R/A, SHAFT AND FLANGE ACCURACY: R POWER CONNECTOR (ABOVE) CABLE ENTRY ON THE ND-END SIGNAL CONNECTION LEFT | 5232 | TEM | 1 | MC | 73 | 1
1PH81071DG000CA1 | SIMOTICS M COMPACT ASYNCHRONOUS MOTOR 2000RPM, 10,5KW,50NM, 26A, 355V 2300RPM, 12KW,50NM,26A, 406V 2650RPM, 13KW, 47NM, 24A, 460V FORCED VENTILATION; DIRECTION OF AIR FLOW DE --> NDE; DEGREE OF PROTECTION IP55 INCREMENTAL ENCODER 22 BIT WITH COMMUTATING POSITION (ENCODER IC22DQ) WITH DRIVE-CLIQ INTERFACE DESIGN IM B3 (IM V5, IM V6) PLAIN SHAFT WITHOUT FITTED KEY; BEARING: STANDARD WITH FIXED BEARING, VIBRATION SEVERITY GRADE: S/A, SHAFT AND FLANGE ACCURACY: R TERMINAL BOX (ABOVE) CABLE ENTRY ON THE RIGHT SIGNAL CONNECTION D-END | 5427 | TEM | 1 | MC | 73 | 1
1PH81071DG000CC1 | SIMOTICS M COMPACT ASYNCHRONOUS MOTOR 2000RPM, 10,5KW,50NM, 26A, 355V 2300RPM, 12KW,50NM,26A, 406V 2650RPM, 13KW, 47NM, 24A, 460V FORCED VENTILATION; DIRECTION OF AIR FLOW DE --> NDE; DEGREE OF PROTECTION IP55 INCREMENTAL ENCODER 22 BIT WITH COMMUTATING POSITION (ENCODER IC22DQ) WITH DRIVE-CLIQ INTERFACE DESIGN IM B3 (IM V5, IM V6) PLAIN SHAFT WITHOUT FITTED KEY; BEARING: STANDARD WITH FIXED BEARING, VIBRATION SEVERITY GRADE: S/A, SHAFT AND FLANGE ACCURACY: R TERMINAL BOX (ABOVE) CABLE ENTRY ON THE ND-END SIGNAL CONNECTION LEFT | 5427 | TEM | 1 | MC | 73 | 1
1PH81071DG000DA1 | SIMOTICS M COMPACT ASYNCHRONOUS MOTOR 2000RPM, 10,5KW,50NM, 26A, 355V 2300RPM, 12KW,50NM,26A, 406V 2650RPM, 13KW, 47NM, 24A, 460V FORCED VENTILATION; DIRECTION OF AIR FLOW DE --> NDE; DEGREE OF PROTECTION IP55 INCREMENTAL ENCODER 22 BIT WITH COMMUTATING POSITION (ENCODER IC22DQ) WITH DRIVE-CLIQ INTERFACE DESIGN IM B3 (IM V5, IM V6) PLAIN SHAFT WITHOUT FITTED KEY; BEARING: STANDARD WITH FIXED BEARING, VIBRATION SEVERITY GRADE: SR/A, SHAFT AND FLANGE ACCURACY: R TERMINAL BOX (ABOVE) CABLE ENTRY ON THE RIGHT SIGNAL CONNECTION D-END | 5497 | TEM | 1 | MC | 73 | 1
1PH81071DG000GB1 | SIMOTICS M COMPACT ASYNCHRONOUS MOTOR 2000RPM, 10,5KW,50NM, 26A, 355V 2300RPM, 12KW,50NM,26A, 406V 2650RPM, 13KW, 47NM, 24A, 460V FORCED VENTILATION; DIRECTION OF AIR FLOW DE --> NDE; DEGREE OF PROTECTION IP55 INCREMENTAL ENCODER 22 BIT WITH COMMUTATING POSITION (ENCODER IC22DQ) WITH DRIVE-CLIQ INTERFACE DESIGN IM B3 (IM V5, IM V6) PLAIN SHAFT WITHOUT FITTED KEY; BEARING: STANDARD, VIBRATION SEVERITY GRADE: R/A, SHAFT AND FLANGE ACCURACY: R TERMINAL BOX (ABOVE) CABLE ENTRY ON THE LEFT SIGNAL CONNECTION D-END | 4947 | TEM | 1 | MC | 73 | 1
1PH81071DG001BA1 | SIMOTICS M COMPACT ASYNCHRONOUS MOTOR 2000RPM, 10,5KW,50NM, 26A, 355V 2300RPM, 12KW,50NM,26A, 406V 2650RPM, 13KW, 47NM, 24A, 460V FORCED VENTILATION; DIRECTION OF AIR FLOW DE --> NDE; DEGREE OF PROTECTION IP55 INCREMENTAL ENCODER 22 BIT WITH COMMUTATING POSITION (ENCODER IC22DQ) WITH DRIVE-CLIQ INTERFACE DESIGN IM B3 (IM V5, IM V6) SHAFT WITH FITTED KEY FULL-KEY BALANCING BEARING: STANDARD WITH FIXED BEARING, VIBRATION SEVERITY GRADE: R/A, SHAFT AND FLANGE ACCURACY: R TERMINAL BOX (ABOVE) CABLE ENTRY ON THE RIGHT SIGNAL CONNECTION D-END | 5232 | TEM | 1 | MC | 73 | 1
1PH81071DG001BB1 | SIMOTICS M COMPACT ASYNCHRONOUS MOTOR 2000RPM, 10,5KW,50NM, 26A, 355V 2300RPM, 12KW,50NM,26A, 406V 2650RPM, 13KW, 47NM, 24A, 460V FORCED VENTILATION; DIRECTION OF AIR FLOW DE --> NDE; DEGREE OF PROTECTION IP55 INCREMENTAL ENCODER 22 BIT WITH COMMUTATING POSITION (ENCODER IC22DQ) WITH DRIVE-CLIQ INTERFACE DESIGN IM B3 (IM V5, IM V6) SHAFT WITH FITTED KEY FULL-KEY BALANCING BEARING: STANDARD WITH FIXED BEARING, VIBRATION SEVERITY GRADE: R/A, SHAFT AND FLANGE ACCURACY: R TERMINAL BOX (ABOVE) CABLE ENTRY ON THE LEFT SIGNAL CONNECTION D-END | 5232 | TEM | 1 | MC | 73 | 1
1PH81071DG001BE1 | SIMOTICS M COMPACT ASYNCHRONOUS MOTOR 2000RPM, 10,5KW,50NM, 26A, 355V 2300RPM, 12KW,50NM,26A, 406V 2650RPM, 13KW, 47NM, 24A, 460V FORCED VENTILATION; DIRECTION OF AIR FLOW DE --> NDE; DEGREE OF PROTECTION IP55 INCREMENTAL ENCODER 22 BIT WITH COMMUTATING POSITION (ENCODER IC22DQ) WITH DRIVE-CLIQ INTERFACE DESIGN IM B3 (IM V5, IM V6) SHAFT WITH FITTED KEY FULL-KEY BALANCING BEARING: STANDARD WITH FIXED BEARING, VIBRATION SEVERITY GRADE: R/A, SHAFT AND FLANGE ACCURACY: R POWER CONNECTOR (ABOVE) CABLE ENTRY ON THE RIGHT SIGNAL CONNECTION D-END | 5232 | TEM | 1 | MC | 73 | 1
1PH81071DG002BA1 | SIMOTICS M COMPACT ASYNCHRONOUS MOTOR 2000RPM, 10,5KW,50NM, 26A, 355V 2300RPM, 12KW,50NM,26A, 406V 2650RPM, 13KW, 47NM, 24A, 460V FORCED VENTILATION; DIRECTION OF AIR FLOW DE --> NDE; DEGREE OF PROTECTION IP55 INCREMENTAL ENCODER 22 BIT WITH COMMUTATING POSITION (ENCODER IC22DQ) WITH DRIVE-CLIQ INTERFACE DESIGN IM B3 (IM V5, IM V6) SHAFT WITH FITTED KEY HALF-KEY BALANCING BEARING: STANDARD WITH FIXED BEARING, VIBRATION SEVERITY GRADE: R/A, SHAFT AND FLANGE ACCURACY: R TERMINAL BOX (ABOVE) CABLE ENTRY ON THE RIGHT SIGNAL CONNECTION D-END | 5232 | TEM | 1 | MC | 73 | 1
1PH81071DG002DA1 | SIMOTICS M COMPACT ASYNCHRONOUS MOTOR 2000RPM, 10,5KW,50NM, 26A, 355V 2300RPM, 12KW,50NM,26A, 406V 2650RPM, 13KW, 47NM, 24A, 460V FORCED VENTILATION; DIRECTION OF AIR FLOW DE --> NDE; DEGREE OF PROTECTION IP55 INCREMENTAL ENCODER 22 BIT WITH COMMUTATING POSITION (ENCODER IC22DQ) WITH DRIVE-CLIQ INTERFACE DESIGN IM B3 (IM V5, IM V6) SHAFT WITH FITTED KEY HALF-KEY BALANCING BEARING: STANDARD WITH FIXED BEARING, VIBRATION SEVERITY GRADE: SR/A, SHAFT AND FLANGE ACCURACY: R TERMINAL BOX (ABOVE) CABLE ENTRY ON THE RIGHT SIGNAL CONNECTION D-END | 5497 | TEM | 1 | MC | 73 | 1
1PH81071DG002GA1 | SIMOTICS M COMPACT ASYNCHRONOUS MOTOR 2000RPM, 10,5KW,50NM, 26A, 355V 2300RPM, 12KW,50NM,26A, 406V 2650RPM, 13KW, 47NM, 24A, 460V FORCED VENTILATION; DIRECTION OF AIR FLOW DE --> NDE; DEGREE OF PROTECTION IP55 INCREMENTAL ENCODER 22 BIT WITH COMMUTATING POSITION (ENCODER IC22DQ) WITH DRIVE-CLIQ INTERFACE DESIGN IM B3 (IM V5, IM V6) SHAFT WITH FITTED KEY HALF-KEY BALANCING BEARING: STANDARD, VIBRATION SEVERITY GRADE: R/A, SHAFT AND FLANGE ACCURACY: R TERMINAL BOX (ABOVE) CABLE ENTRY ON THE RIGHT SIGNAL CONNECTION D-END | 4947 | TEM | 1 | MC | 73 | 1
1PH81071DG020BA1 | SIMOTICS M COMPACT ASYNCHRONOUS MOTOR 2000RPM, 10,5KW,50NM, 26A, 355V 2300RPM, 12KW,50NM,26A, 406V 2650RPM, 13KW, 47NM, 24A, 460V FORCED VENTILATION; DIRECTION OF AIR FLOW DE --> NDE; DEGREE OF PROTECTION IP55 INCREMENTAL ENCODER 22 BIT WITH COMMUTATING POSITION (ENCODER IC22DQ) WITH DRIVE-CLIQ INTERFACE DESIGN IM B5 (IMV 1,IM V3) PLAIN SHAFT WITHOUT FITTED KEY; BEARING: STANDARD WITH FIXED BEARING, VIBRATION SEVERITY GRADE: R/A, SHAFT AND FLANGE ACCURACY: R TERMINAL BOX (ABOVE) CABLE ENTRY ON THE RIGHT SIGNAL CONNECTION D-END | 5427 | TEM | 1 | MC | 73 | 1
1PH81071DG020BE1 | SIMOTICS M COMPACT ASYNCHRONOUS MOTOR 2000RPM, 10,5KW,50NM, 26A, 355V 2300RPM, 12KW,50NM,26A, 406V 2650RPM, 13KW, 47NM, 24A, 460V FORCED VENTILATION; DIRECTION OF AIR FLOW DE --> NDE; DEGREE OF PROTECTION IP55 INCREMENTAL ENCODER 22 BIT WITH COMMUTATING POSITION (ENCODER IC22DQ) WITH DRIVE-CLIQ INTERFACE DESIGN IM B5 (IMV 1,IM V3) PLAIN SHAFT WITHOUT FITTED KEY; BEARING: STANDARD WITH FIXED BEARING, VIBRATION SEVERITY GRADE: R/A, SHAFT AND FLANGE ACCURACY: R POWER CONNECTOR (ABOVE) CABLE ENTRY ON THE RIGHT SIGNAL CONNECTION D-END | 5427 | TEM | 1 | MC | 73 | 1
1PH81071DG020CA1 | SIMOTICS M COMPACT ASYNCHRONOUS MOTOR 2000RPM, 10,5KW,50NM, 26A, 355V 2300RPM, 12KW,50NM,26A, 406V 2650RPM, 13KW, 47NM, 24A, 460V FORCED VENTILATION; DIRECTION OF AIR FLOW DE --> NDE; DEGREE OF PROTECTION IP55 INCREMENTAL ENCODER 22 BIT WITH COMMUTATING POSITION (ENCODER IC22DQ) WITH DRIVE-CLIQ INTERFACE DESIGN IM B5 (IMV 1,IM V3) PLAIN SHAFT WITHOUT FITTED KEY; BEARING: STANDARD WITH FIXED BEARING, VIBRATION SEVERITY GRADE: S/A, SHAFT AND FLANGE ACCURACY: R TERMINAL BOX (ABOVE) CABLE ENTRY ON THE RIGHT SIGNAL CONNECTION D-END | 5622 | TEM | 1 | MC | 73 | 1
1PH81071DG020CB1 | SIMOTICS M COMPACT ASYNCHRONOUS MOTOR 2000RPM, 10,5KW,50NM, 26A, 355V 2300RPM, 12KW,50NM,26A, 406V 2650RPM, 13KW, 47NM, 24A, 460V FORCED VENTILATION; DIRECTION OF AIR FLOW DE --> NDE; DEGREE OF PROTECTION IP55 INCREMENTAL ENCODER 22 BIT WITH COMMUTATING POSITION (ENCODER IC22DQ) WITH DRIVE-CLIQ INTERFACE DESIGN IM B5 (IMV 1,IM V3) PLAIN SHAFT WITHOUT FITTED KEY; BEARING: STANDARD WITH FIXED BEARING, VIBRATION SEVERITY GRADE: S/A, SHAFT AND FLANGE ACCURACY: R TERMINAL BOX (ABOVE) CABLE ENTRY ON THE LEFT SIGNAL CONNECTION D-END | 5622 | TEM | 1 | MC | 73 | 1
1PH81071DG020CE1 | SIMOTICS M COMPACT ASYNCHRONOUS MOTOR 2000RPM, 10,5KW,50NM, 26A, 355V 2300RPM, 12KW,50NM,26A, 406V 2650RPM, 13KW, 47NM, 24A, 460V FORCED VENTILATION; DIRECTION OF AIR FLOW DE --> NDE; DEGREE OF PROTECTION IP55 INCREMENTAL ENCODER 22 BIT WITH COMMUTATING POSITION (ENCODER IC22DQ) WITH DRIVE-CLIQ INTERFACE DESIGN IM B5 (IMV 1,IM V3) PLAIN SHAFT WITHOUT FITTED KEY; BEARING: STANDARD WITH FIXED BEARING, VIBRATION SEVERITY GRADE: S/A, SHAFT AND FLANGE ACCURACY: R POWER CONNECTOR (ABOVE) CABLE ENTRY ON THE RIGHT SIGNAL CONNECTION D-END | 5622 | TEM | 1 | MC | 73 | 1
1PH81071DG020DA1 | SIMOTICS M COMPACT ASYNCHRONOUS MOTOR 2000RPM, 10,5KW,50NM, 26A, 355V 2300RPM, 12KW,50NM,26A, 406V 2650RPM, 13KW, 47NM, 24A, 460V FORCED VENTILATION; DIRECTION OF AIR FLOW DE --> NDE; DEGREE OF PROTECTION IP55 INCREMENTAL ENCODER 22 BIT WITH COMMUTATING POSITION (ENCODER IC22DQ) WITH DRIVE-CLIQ INTERFACE DESIGN IM B5 (IMV 1,IM V3) PLAIN SHAFT WITHOUT FITTED KEY; BEARING: STANDARD WITH FIXED BEARING, VIBRATION SEVERITY GRADE: SR/A, SHAFT AND FLANGE ACCURACY: R TERMINAL BOX (ABOVE) CABLE ENTRY ON THE RIGHT SIGNAL CONNECTION D-END | 5692 | TEM | 1 | MC | 73 | 1
1PH81071DG020DE1 | SIMOTICS M COMPACT ASYNCHRONOUS MOTOR 2000RPM, 10,5KW,50NM, 26A, 355V 2300RPM, 12KW,50NM,26A, 406V 2650RPM, 13KW, 47NM, 24A, 460V FORCED VENTILATION; DIRECTION OF AIR FLOW DE --> NDE; DEGREE OF PROTECTION IP55 INCREMENTAL ENCODER 22 BIT WITH COMMUTATING POSITION (ENCODER IC22DQ) WITH DRIVE-CLIQ INTERFACE DESIGN IM B5 (IMV 1,IM V3) PLAIN SHAFT WITHOUT FITTED KEY; BEARING: STANDARD WITH FIXED BEARING, VIBRATION SEVERITY GRADE: SR/A, SHAFT AND FLANGE ACCURACY: R POWER CONNECTOR (ABOVE) CABLE ENTRY ON THE RIGHT SIGNAL CONNECTION D-END | 5692 | TEM | 1 | MC | 73 | 1
1PH81071DG020LA1 | SIMOTICS M COMPACT ASYNCHRONOUS MOTOR 2000RPM, 10,5KW,50NM, 26A, 355V 2300RPM, 12KW,50NM,26A, 406V 2650RPM, 13KW, 47NM, 24A, 460V FORCED VENTILATION; DIRECTION OF AIR FLOW DE --> NDE; DEGREE OF PROTECTION IP55 INCREMENTAL ENCODER 22 BIT WITH COMMUTATING POSITION (ENCODER IC22DQ) WITH DRIVE-CLIQ INTERFACE DESIGN IM B5 (IMV 1,IM V3) PLAIN SHAFT WITHOUT FITTED KEY; BEARING: PERFORMANCE, VIBRATION SEVERITY GRADE SPECIAL/B; SHAFT A. FLANGE ACCURACY GR. SPECIAL TERMINAL BOX (ABOVE) CABLE ENTRY ON THE RIGHT SIGNAL CONNECTION D-END | 5940 | TEM | 1 | MC | 73 | 1
1PH81071DG021BA1 | SIMOTICS M COMPACT ASYNCHRONOUS MOTOR 2000RPM, 10,5KW,50NM, 26A, 355V 2300RPM, 12KW,50NM,26A, 406V 2650RPM, 13KW, 47NM, 24A, 460V FORCED VENTILATION; DIRECTION OF AIR FLOW DE --> NDE; DEGREE OF PROTECTION IP55 INCREMENTAL ENCODER 22 BIT WITH COMMUTATING POSITION (ENCODER IC22DQ) WITH DRIVE-CLIQ INTERFACE DESIGN IM B5 (IMV 1,IM V3) SHAFT WITH FITTED KEY FULL-KEY BALANCING BEARING: STANDARD WITH FIXED BEARING, VIBRATION SEVERITY GRADE: R/A, SHAFT AND FLANGE ACCURACY: R TERMINAL BOX (ABOVE) CABLE ENTRY ON THE RIGHT SIGNAL CONNECTION D-END | 5427 | TEM | 1 | MC | 73 | 1
1PH81071DG021BB1 | SIMOTICS M COMPACT ASYNCHRONOUS MOTOR 2000RPM, 10,5KW,50NM, 26A, 355V 2300RPM, 12KW,50NM,26A, 406V 2650RPM, 13KW, 47NM, 24A, 460V FORCED VENTILATION; DIRECTION OF AIR FLOW DE --> NDE; DEGREE OF PROTECTION IP55 INCREMENTAL ENCODER 22 BIT WITH COMMUTATING POSITION (ENCODER IC22DQ) WITH DRIVE-CLIQ INTERFACE DESIGN IM B5 (IMV 1,IM V3) SHAFT WITH FITTED KEY FULL-KEY BALANCING BEARING: STANDARD WITH FIXED BEARING, VIBRATION SEVERITY GRADE: R/A, SHAFT AND FLANGE ACCURACY: R TERMINAL BOX (ABOVE) CABLE ENTRY ON THE LEFT SIGNAL CONNECTION D-END | 5427 | TEM | 1 | MC | 73 | 1
1PH81071DG021BC1 | SIMOTICS M COMPACT ASYNCHRONOUS MOTOR 2000RPM, 10,5KW,50NM, 26A, 355V 2300RPM, 12KW,50NM,26A, 406V 2650RPM, 13KW, 47NM, 24A, 460V FORCED VENTILATION; DIRECTION OF AIR FLOW DE --> NDE; DEGREE OF PROTECTION IP55 INCREMENTAL ENCODER 22 BIT WITH COMMUTATING POSITION (ENCODER IC22DQ) WITH DRIVE-CLIQ INTERFACE DESIGN IM B5 (IMV 1,IM V3) SHAFT WITH FITTED KEY FULL-KEY BALANCING BEARING: STANDARD WITH FIXED BEARING, VIBRATION SEVERITY GRADE: R/A, SHAFT AND FLANGE ACCURACY: R TERMINAL BOX (ABOVE) CABLE ENTRY ON THE ND-END SIGNAL CONNECTION LEFT | 5427 | TEM | 1 | MC | 73 | 1
1PH81071DG021CA1 | SIMOTICS M COMPACT ASYNCHRONOUS MOTOR 2000RPM, 10,5KW,50NM, 26A, 355V 2300RPM, 12KW,50NM,26A, 406V 2650RPM, 13KW, 47NM, 24A, 460V FORCED VENTILATION; DIRECTION OF AIR FLOW DE --> NDE; DEGREE OF PROTECTION IP55 INCREMENTAL ENCODER 22 BIT WITH COMMUTATING POSITION (ENCODER IC22DQ) WITH DRIVE-CLIQ INTERFACE DESIGN IM B5 (IMV 1,IM V3) SHAFT WITH FITTED KEY FULL-KEY BALANCING BEARING: STANDARD WITH FIXED BEARING, VIBRATION SEVERITY GRADE: S/A, SHAFT AND FLANGE ACCURACY: R TERMINAL BOX (ABOVE) CABLE ENTRY ON THE RIGHT SIGNAL CONNECTION D-END | 5622 | TEM | 1 | MC | 73 | 1
1PH81071DG021LA1 | SIMOTICS M COMPACT ASYNCHRONOUS MOTOR 2000RPM, 10,5KW,50NM, 26A, 355V 2300RPM, 12KW,50NM,26A, 406V 2650RPM, 13KW, 47NM, 24A, 460V FORCED VENTILATION; DIRECTION OF AIR FLOW DE --> NDE; DEGREE OF PROTECTION IP55 INCREMENTAL ENCODER 22 BIT WITH COMMUTATING POSITION (ENCODER IC22DQ) WITH DRIVE-CLIQ INTERFACE DESIGN IM B5 (IMV 1,IM V3) SHAFT WITH FITTED KEY FULL-KEY BALANCING BEARING: PERFORMANCE, VIBRATION SEVERITY GRADE SPECIAL/B; SHAFT A. FLANGE ACCURACY GR. SPECIAL TERMINAL BOX (ABOVE) CABLE ENTRY ON THE RIGHT SIGNAL CONNECTION D-END | 5940 | TEM | 1 | MC | 73 | 1
1PH81071DG022BA1 | SIMOTICS M COMPACT ASYNCHRONOUS MOTOR 2000RPM, 10,5KW,50NM, 26A, 355V 2300RPM, 12KW,50NM,26A, 406V 2650RPM, 13KW, 47NM, 24A, 460V FORCED VENTILATION; DIRECTION OF AIR FLOW DE --> NDE; DEGREE OF PROTECTION IP55 INCREMENTAL ENCODER 22 BIT WITH COMMUTATING POSITION (ENCODER IC22DQ) WITH DRIVE-CLIQ INTERFACE DESIGN IM B5 (IMV 1,IM V3) SHAFT WITH FITTED KEY HALF-KEY BALANCING BEARING: STANDARD WITH FIXED BEARING, VIBRATION SEVERITY GRADE: R/A, SHAFT AND FLANGE ACCURACY: R TERMINAL BOX (ABOVE) CABLE ENTRY ON THE RIGHT SIGNAL CONNECTION D-END | 5427 | TEM | 1 | MC | 73 | 1
1PH81071DG022BB1 | SIMOTICS M COMPACT ASYNCHRONOUS MOTOR 2000RPM, 10,5KW,50NM, 26A, 355V 2300RPM, 12KW,50NM,26A, 406V 2650RPM, 13KW, 47NM, 24A, 460V FORCED VENTILATION; DIRECTION OF AIR FLOW DE --> NDE; DEGREE OF PROTECTION IP55 INCREMENTAL ENCODER 22 BIT WITH COMMUTATING POSITION (ENCODER IC22DQ) WITH DRIVE-CLIQ INTERFACE DESIGN IM B5 (IMV 1,IM V3) SHAFT WITH FITTED KEY HALF-KEY BALANCING BEARING: STANDARD WITH FIXED BEARING, VIBRATION SEVERITY GRADE: R/A, SHAFT AND FLANGE ACCURACY: R TERMINAL BOX (ABOVE) CABLE ENTRY ON THE LEFT SIGNAL CONNECTION D-END | 5427 | TEM | 1 | MC | 73 | 1
1PH81071DG022GA1 | SIMOTICS M COMPACT ASYNCHRONOUS MOTOR 2000RPM, 10,5KW,50NM, 26A, 355V 2300RPM, 12KW,50NM,26A, 406V 2650RPM, 13KW, 47NM, 24A, 460V FORCED VENTILATION; DIRECTION OF AIR FLOW DE --> NDE; DEGREE OF PROTECTION IP55 INCREMENTAL ENCODER 22 BIT WITH COMMUTATING POSITION (ENCODER IC22DQ) WITH DRIVE-CLIQ INTERFACE DESIGN IM B5 (IMV 1,IM V3) SHAFT WITH FITTED KEY HALF-KEY BALANCING BEARING: STANDARD, VIBRATION SEVERITY GRADE: R/A, SHAFT AND FLANGE ACCURACY: R TERMINAL BOX (ABOVE) CABLE ENTRY ON THE RIGHT SIGNAL CONNECTION D-END | 5142 | TEM | 1 | MC | 73 | 1
1PH81071DG022LA1 | SIMOTICS M COMPACT ASYNCHRONOUS MOTOR 2000RPM, 10,5KW,50NM, 26A, 355V 2300RPM, 12KW,50NM,26A, 406V 2650RPM, 13KW, 47NM, 24A, 460V FORCED VENTILATION; DIRECTION OF AIR FLOW DE --> NDE; DEGREE OF PROTECTION IP55 INCREMENTAL ENCODER 22 BIT WITH COMMUTATING POSITION (ENCODER IC22DQ) WITH DRIVE-CLIQ INTERFACE DESIGN IM B5 (IMV 1,IM V3) SHAFT WITH FITTED KEY HALF-KEY BALANCING BEARING: PERFORMANCE, VIBRATION SEVERITY GRADE SPECIAL/B; SHAFT A. FLANGE ACCURACY GR. SPECIAL TERMINAL BOX (ABOVE) CABLE ENTRY ON THE RIGHT SIGNAL CONNECTION D-END | 5940 | TEM | 1 | MC | 73 | 1
1PH81071DG030BA1 | SIMOTICS M COMPACT ASYNCHRONOUS MOTOR 2000RPM, 10,5KW,50NM, 26A, 355V 2300RPM, 12KW,50NM,26A, 406V 2650RPM, 13KW, 47NM, 24A, 460V FORCED VENTILATION; DIRECTION OF AIR FLOW DE --> NDE; DEGREE OF PROTECTION IP55 INCREMENTAL ENCODER 22 BIT WITH COMMUTATING POSITION (ENCODER IC22DQ) WITH DRIVE-CLIQ INTERFACE DESIGN IM B35 (IM V15, IM V35) PLAIN SHAFT WITHOUT FITTED KEY; BEARING: STANDARD WITH FIXED BEARING, VIBRATION SEVERITY GRADE: R/A, SHAFT AND FLANGE ACCURACY: R TERMINAL BOX (ABOVE) CABLE ENTRY ON THE RIGHT SIGNAL CONNECTION D-END | 5665 | TEM | 1 | MC | 73 | 1
1PH81071DG030CA1 | SIMOTICS M COMPACT ASYNCHRONOUS MOTOR 2000RPM, 10,5KW,50NM, 26A, 355V 2300RPM, 12KW,50NM,26A, 406V 2650RPM, 13KW, 47NM, 24A, 460V FORCED VENTILATION; DIRECTION OF AIR FLOW DE --> NDE; DEGREE OF PROTECTION IP55 INCREMENTAL ENCODER 22 BIT WITH COMMUTATING POSITION (ENCODER IC22DQ) WITH DRIVE-CLIQ INTERFACE DESIGN IM B35 (IM V15, IM V35) PLAIN SHAFT WITHOUT FITTED KEY; BEARING: STANDARD WITH FIXED BEARING, VIBRATION SEVERITY GRADE: S/A, SHAFT AND FLANGE ACCURACY: R TERMINAL BOX (ABOVE) CABLE ENTRY ON THE RIGHT SIGNAL CONNECTION D-END | 5860 | TEM | 1 | MC | 73 | 1
1PH81071DG030CE1 | SIMOTICS M COMPACT ASYNCHRONOUS MOTOR 2000RPM, 10,5KW,50NM, 26A, 355V 2300RPM, 12KW,50NM,26A, 406V 2650RPM, 13KW, 47NM, 24A, 460V FORCED VENTILATION; DIRECTION OF AIR FLOW DE --> NDE; DEGREE OF PROTECTION IP55 INCREMENTAL ENCODER 22 BIT WITH COMMUTATING POSITION (ENCODER IC22DQ) WITH DRIVE-CLIQ INTERFACE DESIGN IM B35 (IM V15, IM V35) PLAIN SHAFT WITHOUT FITTED KEY; BEARING: STANDARD WITH FIXED BEARING, VIBRATION SEVERITY GRADE: S/A, SHAFT AND FLANGE ACCURACY: R POWER CONNECTOR (ABOVE) CABLE ENTRY ON THE RIGHT SIGNAL CONNECTION D-END | 5860 | TEM | 1 | MC | 73 | 1
1PH81071DG030DA1 | SIMOTICS M COMPACT ASYNCHRONOUS MOTOR 2000RPM, 10,5KW,50NM, 26A, 355V 2300RPM, 12KW,50NM,26A, 406V 2650RPM, 13KW, 47NM, 24A, 460V FORCED VENTILATION; DIRECTION OF AIR FLOW DE --> NDE; DEGREE OF PROTECTION IP55 INCREMENTAL ENCODER 22 BIT WITH COMMUTATING POSITION (ENCODER IC22DQ) WITH DRIVE-CLIQ INTERFACE DESIGN IM B35 (IM V15, IM V35) PLAIN SHAFT WITHOUT FITTED KEY; BEARING: STANDARD WITH FIXED BEARING, VIBRATION SEVERITY GRADE: SR/A, SHAFT AND FLANGE ACCURACY: R TERMINAL BOX (ABOVE) CABLE ENTRY ON THE RIGHT SIGNAL CONNECTION D-END | 5931 | TEM | 1 | MC | 73 | 1
1PH81071DG031BA1 | SIMOTICS M COMPACT ASYNCHRONOUS MOTOR 2000RPM, 10,5KW,50NM, 26A, 355V 2300RPM, 12KW,50NM,26A, 406V 2650RPM, 13KW, 47NM, 24A, 460V FORCED VENTILATION; DIRECTION OF AIR FLOW DE --> NDE; DEGREE OF PROTECTION IP55 INCREMENTAL ENCODER 22 BIT WITH COMMUTATING POSITION (ENCODER IC22DQ) WITH DRIVE-CLIQ INTERFACE DESIGN IM B35 (IM V15, IM V35) SHAFT WITH FITTED KEY FULL-KEY BALANCING BEARING: STANDARD WITH FIXED BEARING, VIBRATION SEVERITY GRADE: R/A, SHAFT AND FLANGE ACCURACY: R TERMINAL BOX (ABOVE) CABLE ENTRY ON THE RIGHT SIGNAL CONNECTION D-END | 5665 | TEM | 1 | MC | 73 | 1
1PH81071DG031BB1 | SIMOTICS M COMPACT ASYNCHRONOUS MOTOR 2000RPM, 10,5KW,50NM, 26A, 355V 2300RPM, 12KW,50NM,26A, 406V 2650RPM, 13KW, 47NM, 24A, 460V FORCED VENTILATION; DIRECTION OF AIR FLOW DE --> NDE; DEGREE OF PROTECTION IP55 INCREMENTAL ENCODER 22 BIT WITH COMMUTATING POSITION (ENCODER IC22DQ) WITH DRIVE-CLIQ INTERFACE DESIGN IM B35 (IM V15, IM V35) SHAFT WITH FITTED KEY FULL-KEY BALANCING BEARING: STANDARD WITH FIXED BEARING, VIBRATION SEVERITY GRADE: R/A, SHAFT AND FLANGE ACCURACY: R TERMINAL BOX (ABOVE) CABLE ENTRY ON THE LEFT SIGNAL CONNECTION D-END | 5665 | TEM | 1 | MC | 73 | 1
1PH81071DG031BE1 | SIMOTICS M COMPACT ASYNCHRONOUS MOTOR 2000RPM, 10,5KW,50NM, 26A, 355V 2300RPM, 12KW,50NM,26A, 406V 2650RPM, 13KW, 47NM, 24A, 460V FORCED VENTILATION; DIRECTION OF AIR FLOW DE --> NDE; DEGREE OF PROTECTION IP55 INCREMENTAL ENCODER 22 BIT WITH COMMUTATING POSITION (ENCODER IC22DQ) WITH DRIVE-CLIQ INTERFACE DESIGN IM B35 (IM V15, IM V35) SHAFT WITH FITTED KEY FULL-KEY BALANCING BEARING: STANDARD WITH FIXED BEARING, VIBRATION SEVERITY GRADE: R/A, SHAFT AND FLANGE ACCURACY: R POWER CONNECTOR (ABOVE) CABLE ENTRY ON THE RIGHT SIGNAL CONNECTION D-END | 5665 | TEM | 1 | MC | 73 | 1
1PH81071DG031LA1 | SIMOTICS M COMPACT ASYNCHRONOUS MOTOR 2000RPM, 10,5KW,50NM, 26A, 355V 2300RPM, 12KW,50NM,26A, 406V 2650RPM, 13KW, 47NM, 24A, 460V FORCED VENTILATION; DIRECTION OF AIR FLOW DE --> NDE; DEGREE OF PROTECTION IP55 INCREMENTAL ENCODER 22 BIT WITH COMMUTATING POSITION (ENCODER IC22DQ) WITH DRIVE-CLIQ INTERFACE DESIGN IM B35 (IM V15, IM V35) SHAFT WITH FITTED KEY FULL-KEY BALANCING BEARING: PERFORMANCE, VIBRATION SEVERITY GRADE SPECIAL/B; SHAFT A. FLANGE ACCURACY GR. SPECIAL TERMINAL BOX (ABOVE) CABLE ENTRY ON THE RIGHT SIGNAL CONNECTION D-END | 6178 | TEM | 1 | MC | 73 | 1
1PH81071DG032BA1 | SIMOTICS M COMPACT ASYNCHRONOUS MOTOR 2000RPM, 10,5KW,50NM, 26A, 355V 2300RPM, 12KW,50NM,26A, 406V 2650RPM, 13KW, 47NM, 24A, 460V FORCED VENTILATION; DIRECTION OF AIR FLOW DE --> NDE; DEGREE OF PROTECTION IP55 INCREMENTAL ENCODER 22 BIT WITH COMMUTATING POSITION (ENCODER IC22DQ) WITH DRIVE-CLIQ INTERFACE DESIGN IM B35 (IM V15, IM V35) SHAFT WITH FITTED KEY HALF-KEY BALANCING BEARING: STANDARD WITH FIXED BEARING, VIBRATION SEVERITY GRADE: R/A, SHAFT AND FLANGE ACCURACY: R TERMINAL BOX (ABOVE) CABLE ENTRY ON THE RIGHT SIGNAL CONNECTION D-END | 5665 | TEM | 1 | MC | 73 | 1
1PH81071DG101BA1 | SIMOTICS M COMPACT ASYNCHRONOUS MOTOR 2000RPM, 10,5KW,50NM, 26A, 355V 2300RPM, 12,5KW,50NM, 26A, 406V 2650RPM, 13KW, 47NM, 24A, 460V FORCED VENTILATION; DIRECTION OF AIR FLOW NDE --> DE; DEGREE OF PROTECTION IP55 INCREMENTAL ENCODER 22 BIT WITH COMMUTATING POSITION (ENCODER IC22DQ) WITH DRIVE-CLIQ INTERFACE DESIGN IM B3 (IM V5, IM V6) SHAFT WITH FITTED KEY FULL-KEY BALANCING BEARING: STANDARD WITH FIXED BEARING, VIBRATION SEVERITY GRADE: R/A, SHAFT AND FLANGE ACCURACY: R TERMINAL BOX (ABOVE) CABLE ENTRY ON THE RIGHT SIGNAL CONNECTION D-END | 5232 | TEM | 1 | MC | 73 | 1
1PH81071DG102BA1 | SIMOTICS M COMPACT ASYNCHRONOUS MOTOR 2000RPM, 10,5KW,50NM, 26A, 355V 2300RPM, 12,5KW,50NM, 26A, 406V 2650RPM, 13KW, 47NM, 24A, 460V FORCED VENTILATION; DIRECTION OF AIR FLOW NDE --> DE; DEGREE OF PROTECTION IP55 INCREMENTAL ENCODER 22 BIT WITH COMMUTATING POSITION (ENCODER IC22DQ) WITH DRIVE-CLIQ INTERFACE DESIGN IM B3 (IM V5, IM V6) SHAFT WITH FITTED KEY HALF-KEY BALANCING BEARING: STANDARD WITH FIXED BEARING, VIBRATION SEVERITY GRADE: R/A, SHAFT AND FLANGE ACCURACY: R TERMINAL BOX (ABOVE) CABLE ENTRY ON THE RIGHT SIGNAL CONNECTION D-END | 5232 | TEM | 1 | MC | 73 | 1
1PH81071DG102BC1 | SIMOTICS M COMPACT ASYNCHRONOUS MOTOR 2000RPM, 10,5KW,50NM, 26A, 355V 2300RPM, 12,5KW,50NM, 26A, 406V 2650RPM, 13KW, 47NM, 24A, 460V FORCED VENTILATION; DIRECTION OF AIR FLOW NDE --> DE; DEGREE OF PROTECTION IP55 INCREMENTAL ENCODER 22 BIT WITH COMMUTATING POSITION (ENCODER IC22DQ) WITH DRIVE-CLIQ INTERFACE DESIGN IM B3 (IM V5, IM V6) SHAFT WITH FITTED KEY HALF-KEY BALANCING BEARING: STANDARD WITH FIXED BEARING, VIBRATION SEVERITY GRADE: R/A, SHAFT AND FLANGE ACCURACY: R TERMINAL BOX (ABOVE) CABLE ENTRY ON THE ND-END SIGNAL CONNECTION LEFT | 5232 | TEM | 1 | MC | 73 | 1
1PH81071DG120BA1 | SIMOTICS M COMPACT ASYNCHRONOUS MOTOR 2000RPM, 10,5KW,50NM, 26A, 355V 2300RPM, 12,5KW,50NM, 26A, 406V 2650RPM, 13KW, 47NM, 24A, 460V FORCED VENTILATION; DIRECTION OF AIR FLOW NDE --> DE; DEGREE OF PROTECTION IP55 INCREMENTAL ENCODER 22 BIT WITH COMMUTATING POSITION (ENCODER IC22DQ) WITH DRIVE-CLIQ INTERFACE DESIGN IM B5 (IMV 1,IM V3) PLAIN SHAFT WITHOUT FITTED KEY; BEARING: STANDARD WITH FIXED BEARING, VIBRATION SEVERITY GRADE: R/A, SHAFT AND FLANGE ACCURACY: R TERMINAL BOX (ABOVE) CABLE ENTRY ON THE RIGHT SIGNAL CONNECTION D-END | 5427 | TEM | 1 | MC | 73 | 1
1PH81071DG120BB1 | SIMOTICS M COMPACT ASYNCHRONOUS MOTOR 2000RPM, 10,5KW,50NM, 26A, 355V 2300RPM, 12,5KW,50NM, 26A, 406V 2650RPM, 13KW, 47NM, 24A, 460V FORCED VENTILATION; DIRECTION OF AIR FLOW NDE --> DE; DEGREE OF PROTECTION IP55 INCREMENTAL ENCODER 22 BIT WITH COMMUTATING POSITION (ENCODER IC22DQ) WITH DRIVE-CLIQ INTERFACE DESIGN IM B5 (IMV 1,IM V3) PLAIN SHAFT WITHOUT FITTED KEY; BEARING: STANDARD WITH FIXED BEARING, VIBRATION SEVERITY GRADE: R/A, SHAFT AND FLANGE ACCURACY: R TERMINAL BOX (ABOVE) CABLE ENTRY ON THE LEFT SIGNAL CONNECTION D-END | 5427 | TEM | 1 | MC | 73 | 1
1PH81071DG120GA1 | SIMOTICS M COMPACT ASYNCHRONOUS MOTOR 2000RPM, 10,5KW,50NM, 26A, 355V 2300RPM, 12,5KW,50NM, 26A, 406V 2650RPM, 13KW, 47NM, 24A, 460V FORCED VENTILATION; DIRECTION OF AIR FLOW NDE --> DE; DEGREE OF PROTECTION IP55 INCREMENTAL ENCODER 22 BIT WITH COMMUTATING POSITION (ENCODER IC22DQ) WITH DRIVE-CLIQ INTERFACE DESIGN IM B5 (IMV 1,IM V3) PLAIN SHAFT WITHOUT FITTED KEY; BEARING: STANDARD, VIBRATION SEVERITY GRADE: R/A, SHAFT AND FLANGE ACCURACY: R TERMINAL BOX (ABOVE) CABLE ENTRY ON THE RIGHT SIGNAL CONNECTION D-END | 5142 | TEM | 1 | MC | 73 | 1
1PH81071DG120LA1 | SIMOTICS M COMPACT ASYNCHRONOUS MOTOR 2000RPM, 10,5KW,50NM, 26A, 355V 2300RPM, 12,5KW,50NM, 26A, 406V 2650RPM, 13KW, 47NM, 24A, 460V FORCED VENTILATION; DIRECTION OF AIR FLOW NDE --> DE; DEGREE OF PROTECTION IP55 INCREMENTAL ENCODER 22 BIT WITH COMMUTATING POSITION (ENCODER IC22DQ) WITH DRIVE-CLIQ INTERFACE DESIGN IM B5 (IMV 1,IM V3) PLAIN SHAFT WITHOUT FITTED KEY; BEARING: PERFORMANCE, VIBRATION SEVERITY GRADE SPECIAL/B; SHAFT A. FLANGE ACCURACY GR. SPECIAL TERMINAL BOX (ABOVE) CABLE ENTRY ON THE RIGHT SIGNAL CONNECTION D-END | 5940 | TEM | 1 | MC | 73 | 1
1PH81071DG121BA1 | SIMOTICS M COMPACT ASYNCHRONOUS MOTOR 2000RPM, 10,5KW,50NM, 26A, 355V 2300RPM, 12,5KW,50NM, 26A, 406V 2650RPM, 13KW, 47NM, 24A, 460V FORCED VENTILATION; DIRECTION OF AIR FLOW NDE --> DE; DEGREE OF PROTECTION IP55 INCREMENTAL ENCODER 22 BIT WITH COMMUTATING POSITION (ENCODER IC22DQ) WITH DRIVE-CLIQ INTERFACE DESIGN IM B5 (IMV 1,IM V3) SHAFT WITH FITTED KEY FULL-KEY BALANCING BEARING: STANDARD WITH FIXED BEARING, VIBRATION SEVERITY GRADE: R/A, SHAFT AND FLANGE ACCURACY: R TERMINAL BOX (ABOVE) CABLE ENTRY ON THE RIGHT SIGNAL CONNECTION D-END | 5427 | TEM | 1 | MC | 73 | 1
1PH81071DG122BA1 | SIMOTICS M COMPACT ASYNCHRONOUS MOTOR 2000RPM, 10,5KW,50NM, 26A, 355V 2300RPM, 12,5KW,50NM, 26A, 406V 2650RPM, 13KW, 47NM, 24A, 460V FORCED VENTILATION; DIRECTION OF AIR FLOW NDE --> DE; DEGREE OF PROTECTION IP55 INCREMENTAL ENCODER 22 BIT WITH COMMUTATING POSITION (ENCODER IC22DQ) WITH DRIVE-CLIQ INTERFACE DESIGN IM B5 (IMV 1,IM V3) SHAFT WITH FITTED KEY HALF-KEY BALANCING BEARING: STANDARD WITH FIXED BEARING, VIBRATION SEVERITY GRADE: R/A, SHAFT AND FLANGE ACCURACY: R TERMINAL BOX (ABOVE) CABLE ENTRY ON THE RIGHT SIGNAL CONNECTION D-END | 5427 | TEM | 1 | MC | 73 | 1
1PH81071DG122BB1 | SIMOTICS M COMPACT ASYNCHRONOUS MOTOR 2000RPM, 10,5KW,50NM, 26A, 355V 2300RPM, 12,5KW,50NM, 26A, 406V 2650RPM, 13KW, 47NM, 24A, 460V FORCED VENTILATION; DIRECTION OF AIR FLOW NDE --> DE; DEGREE OF PROTECTION IP55 INCREMENTAL ENCODER 22 BIT WITH COMMUTATING POSITION (ENCODER IC22DQ) WITH DRIVE-CLIQ INTERFACE DESIGN IM B5 (IMV 1,IM V3) SHAFT WITH FITTED KEY HALF-KEY BALANCING BEARING: STANDARD WITH FIXED BEARING, VIBRATION SEVERITY GRADE: R/A, SHAFT AND FLANGE ACCURACY: R TERMINAL BOX (ABOVE) CABLE ENTRY ON THE LEFT SIGNAL CONNECTION D-END | 5427 | TEM | 1 | MC | 73 | 1
1PH81071DG122BC1 | SIMOTICS M COMPACT ASYNCHRONOUS MOTOR 2000RPM, 10,5KW,50NM, 26A, 355V 2300RPM, 12,5KW,50NM, 26A, 406V 2650RPM, 13KW, 47NM, 24A, 460V FORCED VENTILATION; DIRECTION OF AIR FLOW NDE --> DE; DEGREE OF PROTECTION IP55 INCREMENTAL ENCODER 22 BIT WITH COMMUTATING POSITION (ENCODER IC22DQ) WITH DRIVE-CLIQ INTERFACE DESIGN IM B5 (IMV 1,IM V3) SHAFT WITH FITTED KEY HALF-KEY BALANCING BEARING: STANDARD WITH FIXED BEARING, VIBRATION SEVERITY GRADE: R/A, SHAFT AND FLANGE ACCURACY: R TERMINAL BOX (ABOVE) CABLE ENTRY ON THE ND-END SIGNAL CONNECTION LEFT | 5427 | TEM | 1 | MC | 73 | 1
1PH81071DG122BG1 | SIMOTICS M COMPACT ASYNCHRONOUS MOTOR 2000RPM, 10,5KW,50NM, 26A, 355V 2300RPM, 12,5KW,50NM, 26A, 406V 2650RPM, 13KW, 47NM, 24A, 460V FORCED VENTILATION; DIRECTION OF AIR FLOW NDE --> DE; DEGREE OF PROTECTION IP55 INCREMENTAL ENCODER 22 BIT WITH COMMUTATING POSITION (ENCODER IC22DQ) WITH DRIVE-CLIQ INTERFACE DESIGN IM B5 (IMV 1,IM V3) SHAFT WITH FITTED KEY HALF-KEY BALANCING BEARING: STANDARD WITH FIXED BEARING, VIBRATION SEVERITY GRADE: R/A, SHAFT AND FLANGE ACCURACY: R POWER CONNECTOR (ABOVE) CABLE ENTRY ON THE ND-END SIGNAL CONNECTION LEFT | 5427 | TEM | 1 | MC | 73 | 1
1PH81071DG130BE1 | SIMOTICS M COMPACT ASYNCHRONOUS MOTOR 2000RPM, 10,5KW,50NM, 26A, 355V 2300RPM, 12,5KW,50NM, 26A, 406V 2650RPM, 13KW, 47NM, 24A, 460V FORCED VENTILATION; DIRECTION OF AIR FLOW NDE --> DE; DEGREE OF PROTECTION IP55 INCREMENTAL ENCODER 22 BIT WITH COMMUTATING POSITION (ENCODER IC22DQ) WITH DRIVE-CLIQ INTERFACE DESIGN IM B35 (IM V15, IM V35) PLAIN SHAFT WITHOUT FITTED KEY; BEARING: STANDARD WITH FIXED BEARING, VIBRATION SEVERITY GRADE: R/A, SHAFT AND FLANGE ACCURACY: R POWER CONNECTOR (ABOVE) CABLE ENTRY ON THE RIGHT SIGNAL CONNECTION D-END | 5665 | TEM | 1 | MC | 73 | 1
1PH81071DG130CA1 | SIMOTICS M COMPACT ASYNCHRONOUS MOTOR 2000RPM, 10,5KW,50NM, 26A, 355V 2300RPM, 12,5KW,50NM, 26A, 406V 2650RPM, 13KW, 47NM, 24A, 460V FORCED VENTILATION; DIRECTION OF AIR FLOW NDE --> DE; DEGREE OF PROTECTION IP55 INCREMENTAL ENCODER 22 BIT WITH COMMUTATING POSITION (ENCODER IC22DQ) WITH DRIVE-CLIQ INTERFACE DESIGN IM B35 (IM V15, IM V35) PLAIN SHAFT WITHOUT FITTED KEY; BEARING: STANDARD WITH FIXED BEARING, VIBRATION SEVERITY GRADE: S/A, SHAFT AND FLANGE ACCURACY: R TERMINAL BOX (ABOVE) CABLE ENTRY ON THE RIGHT SIGNAL CONNECTION D-END | 5860 | TEM | 1 | MC | 73 | 1
1PH81071DG130CC1 | SIMOTICS M COMPACT ASYNCHRONOUS MOTOR 2000RPM, 10,5KW,50NM, 26A, 355V 2300RPM, 12,5KW,50NM, 26A, 406V 2650RPM, 13KW, 47NM, 24A, 460V FORCED VENTILATION; DIRECTION OF AIR FLOW NDE --> DE; DEGREE OF PROTECTION IP55 INCREMENTAL ENCODER 22 BIT WITH COMMUTATING POSITION (ENCODER IC22DQ) WITH DRIVE-CLIQ INTERFACE DESIGN IM B35 (IM V15, IM V35) PLAIN SHAFT WITHOUT FITTED KEY; BEARING: STANDARD WITH FIXED BEARING, VIBRATION SEVERITY GRADE: S/A, SHAFT AND FLANGE ACCURACY: R TERMINAL BOX (ABOVE) CABLE ENTRY ON THE ND-END SIGNAL CONNECTION LEFT | 5860 | TEM | 1 | MC | 73 | 1
1PH81071DG130LC1 | SIMOTICS M COMPACT ASYNCHRONOUS MOTOR 2000RPM, 10,5KW,50NM, 26A, 355V 2300RPM, 12,5KW,50NM, 26A, 406V 2650RPM, 13KW, 47NM, 24A, 460V FORCED VENTILATION; DIRECTION OF AIR FLOW NDE --> DE; DEGREE OF PROTECTION IP55 INCREMENTAL ENCODER 22 BIT WITH COMMUTATING POSITION (ENCODER IC22DQ) WITH DRIVE-CLIQ INTERFACE DESIGN IM B35 (IM V15, IM V35) PLAIN SHAFT WITHOUT FITTED KEY; BEARING: PERFORMANCE, VIBRATION SEVERITY GRADE SPECIAL/B; SHAFT A. FLANGE ACCURACY GR. SPECIAL TERMINAL BOX (ABOVE) CABLE ENTRY ON THE ND-END SIGNAL CONNECTION LEFT | 6178 | TEM | 1 | MC | 73 | 1
1PH81071DG131BC1 | SIMOTICS M COMPACT ASYNCHRONOUS MOTOR 2000RPM, 10,5KW,50NM, 26A, 355V 2300RPM, 12,5KW,50NM, 26A, 406V 2650RPM, 13KW, 47NM, 24A, 460V FORCED VENTILATION; DIRECTION OF AIR FLOW NDE --> DE; DEGREE OF PROTECTION IP55 INCREMENTAL ENCODER 22 BIT WITH COMMUTATING POSITION (ENCODER IC22DQ) WITH DRIVE-CLIQ INTERFACE DESIGN IM B35 (IM V15, IM V35) SHAFT WITH FITTED KEY FULL-KEY BALANCING BEARING: STANDARD WITH FIXED BEARING, VIBRATION SEVERITY GRADE: R/A, SHAFT AND FLANGE ACCURACY: R TERMINAL BOX (ABOVE) CABLE ENTRY ON THE ND-END SIGNAL CONNECTION LEFT | 5665 | TEM | 1 | MC | 73 | 1
1PH81071DG131CA1 | SIMOTICS M COMPACT ASYNCHRONOUS MOTOR 2000RPM, 10,5KW,50NM, 26A, 355V 2300RPM, 12,5KW,50NM, 26A, 406V 2650RPM, 13KW, 47NM, 24A, 460V FORCED VENTILATION; DIRECTION OF AIR FLOW NDE --> DE; DEGREE OF PROTECTION IP55 INCREMENTAL ENCODER 22 BIT WITH COMMUTATING POSITION (ENCODER IC22DQ) WITH DRIVE-CLIQ INTERFACE DESIGN IM B35 (IM V15, IM V35) SHAFT WITH FITTED KEY FULL-KEY BALANCING BEARING: STANDARD WITH FIXED BEARING, VIBRATION SEVERITY GRADE: S/A, SHAFT AND FLANGE ACCURACY: R TERMINAL BOX (ABOVE) CABLE ENTRY ON THE RIGHT SIGNAL CONNECTION D-END | 5860 | TEM | 1 | MC | 73 | 1
1PH81071DG132BA1 | SIMOTICS M COMPACT ASYNCHRONOUS MOTOR 2000RPM, 10,5KW,50NM, 26A, 355V 2300RPM, 12,5KW,50NM, 26A, 406V 2650RPM, 13KW, 47NM, 24A, 460V FORCED VENTILATION; DIRECTION OF AIR FLOW NDE --> DE; DEGREE OF PROTECTION IP55 INCREMENTAL ENCODER 22 BIT WITH COMMUTATING POSITION (ENCODER IC22DQ) WITH DRIVE-CLIQ INTERFACE DESIGN IM B35 (IM V15, IM V35) SHAFT WITH FITTED KEY HALF-KEY BALANCING BEARING: STANDARD WITH FIXED BEARING, VIBRATION SEVERITY GRADE: R/A, SHAFT AND FLANGE ACCURACY: R TERMINAL BOX (ABOVE) CABLE ENTRY ON THE RIGHT SIGNAL CONNECTION D-END | 5665 | TEM | 1 | MC | 73 | 1
1PH81071DG132BB1 | SIMOTICS M COMPACT ASYNCHRONOUS MOTOR 2000RPM, 10,5KW,50NM, 26A, 355V 2300RPM, 12,5KW,50NM, 26A, 406V 2650RPM, 13KW, 47NM, 24A, 460V FORCED VENTILATION; DIRECTION OF AIR FLOW NDE --> DE; DEGREE OF PROTECTION IP55 INCREMENTAL ENCODER 22 BIT WITH COMMUTATING POSITION (ENCODER IC22DQ) WITH DRIVE-CLIQ INTERFACE DESIGN IM B35 (IM V15, IM V35) SHAFT WITH FITTED KEY HALF-KEY BALANCING BEARING: STANDARD WITH FIXED BEARING, VIBRATION SEVERITY GRADE: R/A, SHAFT AND FLANGE ACCURACY: R TERMINAL BOX (ABOVE) CABLE ENTRY ON THE LEFT SIGNAL CONNECTION D-END | 5665 | TEM | 1 | MC | 73 | 1
1PH81071DG132BG1 | SIMOTICS M COMPACT ASYNCHRONOUS MOTOR 2000RPM, 10,5KW,50NM, 26A, 355V 2300RPM, 12,5KW,50NM, 26A, 406V 2650RPM, 13KW, 47NM, 24A, 460V FORCED VENTILATION; DIRECTION OF AIR FLOW NDE --> DE; DEGREE OF PROTECTION IP55 INCREMENTAL ENCODER 22 BIT WITH COMMUTATING POSITION (ENCODER IC22DQ) WITH DRIVE-CLIQ INTERFACE DESIGN IM B35 (IM V15, IM V35) SHAFT WITH FITTED KEY HALF-KEY BALANCING BEARING: STANDARD WITH FIXED BEARING, VIBRATION SEVERITY GRADE: R/A, SHAFT AND FLANGE ACCURACY: R POWER CONNECTOR (ABOVE) CABLE ENTRY ON THE ND-END SIGNAL CONNECTION LEFT | 5665 | TEM | 1 | MC | 73 | 1
1PH81071DM000BA1 | SIMOTICS M COMPACT ASYNCHRONOUS MOTOR 3000RPM, 12KW, 38NM, 38A, 294V 3300RPM, 13KW, 38NM, 38A, 326V 3600RPM, 14KW,37NM, 37,5A, 355V FORCED VENTILATION; DIRECTION OF AIR FLOW DE --> NDE; DEGREE OF PROTECTION IP55 INCREMENTAL ENCODER 22 BIT WITH COMMUTATING POSITION (ENCODER IC22DQ) WITH DRIVE-CLIQ INTERFACE DESIGN IM B3 (IM V5, IM V6) PLAIN SHAFT WITHOUT FITTED KEY; BEARING: STANDARD WITH FIXED BEARING, VIBRATION SEVERITY GRADE: R/A, SHAFT AND FLANGE ACCURACY: R TERMINAL BOX (ABOVE) CABLE ENTRY ON THE RIGHT SIGNAL CONNECTION D-END | 5232 | TEM | 1 | MC | 73 | 1
1PH81071DM000CA1 | SIMOTICS M COMPACT ASYNCHRONOUS MOTOR 3000RPM, 12KW, 38NM, 38A, 294V 3300RPM, 13KW, 38NM, 38A, 326V 3600RPM, 14KW,37NM, 37,5A, 355V FORCED VENTILATION; DIRECTION OF AIR FLOW DE --> NDE; DEGREE OF PROTECTION IP55 INCREMENTAL ENCODER 22 BIT WITH COMMUTATING POSITION (ENCODER IC22DQ) WITH DRIVE-CLIQ INTERFACE DESIGN IM B3 (IM V5, IM V6) PLAIN SHAFT WITHOUT FITTED KEY; BEARING: STANDARD WITH FIXED BEARING, VIBRATION SEVERITY GRADE: S/A, SHAFT AND FLANGE ACCURACY: R TERMINAL BOX (ABOVE) CABLE ENTRY ON THE RIGHT SIGNAL CONNECTION D-END | 5427 | TEM | 1 | MC | 73 | 1
1PH81071DM000LA1 | SIMOTICS M COMPACT ASYNCHRONOUS MOTOR 3000RPM, 12KW, 38NM, 38A, 294V 3300RPM, 13KW, 38NM, 38A, 326V 3600RPM, 14KW,37NM, 37,5A, 355V FORCED VENTILATION; DIRECTION OF AIR FLOW DE --> NDE; DEGREE OF PROTECTION IP55 INCREMENTAL ENCODER 22 BIT WITH COMMUTATING POSITION (ENCODER IC22DQ) WITH DRIVE-CLIQ INTERFACE DESIGN IM B3 (IM V5, IM V6) PLAIN SHAFT WITHOUT FITTED KEY; BEARING: PERFORMANCE, VIBRATION SEVERITY GRADE SPECIAL/B; SHAFT A. FLANGE ACCURACY GR. SPECIAL TERMINAL BOX (ABOVE) CABLE ENTRY ON THE RIGHT SIGNAL CONNECTION D-END | 5745 | TEM | 1 | MC | 73 | 1
1PH81071DM001BA1 | SIMOTICS M COMPACT ASYNCHRONOUS MOTOR 3000RPM, 12KW, 38NM, 38A, 294V 3300RPM, 13KW, 38NM, 38A, 326V 3600RPM, 14KW,37NM, 37,5A, 355V FORCED VENTILATION; DIRECTION OF AIR FLOW DE --> NDE; DEGREE OF PROTECTION IP55 INCREMENTAL ENCODER 22 BIT WITH COMMUTATING POSITION (ENCODER IC22DQ) WITH DRIVE-CLIQ INTERFACE DESIGN IM B3 (IM V5, IM V6) SHAFT WITH FITTED KEY FULL-KEY BALANCING BEARING: STANDARD WITH FIXED BEARING, VIBRATION SEVERITY GRADE: R/A, SHAFT AND FLANGE ACCURACY: R TERMINAL BOX (ABOVE) CABLE ENTRY ON THE RIGHT SIGNAL CONNECTION D-END | 5232 | TEM | 1 | MC | 73 | 1
1PH81071DM001BB1 | SIMOTICS M COMPACT ASYNCHRONOUS MOTOR 3000RPM, 12KW, 38NM, 38A, 294V 3300RPM, 13KW, 38NM, 38A, 326V 3600RPM, 14KW,37NM, 37,5A, 355V FORCED VENTILATION; DIRECTION OF AIR FLOW DE --> NDE; DEGREE OF PROTECTION IP55 INCREMENTAL ENCODER 22 BIT WITH COMMUTATING POSITION (ENCODER IC22DQ) WITH DRIVE-CLIQ INTERFACE DESIGN IM B3 (IM V5, IM V6) SHAFT WITH FITTED KEY FULL-KEY BALANCING BEARING: STANDARD WITH FIXED BEARING, VIBRATION SEVERITY GRADE: R/A, SHAFT AND FLANGE ACCURACY: R TERMINAL BOX (ABOVE) CABLE ENTRY ON THE LEFT SIGNAL CONNECTION D-END | 5232 | TEM | 1 | MC | 73 | 1
1PH81071DM001BC1 | SIMOTICS M COMPACT ASYNCHRONOUS MOTOR 3000RPM, 12KW, 38NM, 38A, 294V 3300RPM, 13KW, 38NM, 38A, 326V 3600RPM, 14KW,37NM, 37,5A, 355V FORCED VENTILATION; DIRECTION OF AIR FLOW DE --> NDE; DEGREE OF PROTECTION IP55 INCREMENTAL ENCODER 22 BIT WITH COMMUTATING POSITION (ENCODER IC22DQ) WITH DRIVE-CLIQ INTERFACE DESIGN IM B3 (IM V5, IM V6) SHAFT WITH FITTED KEY FULL-KEY BALANCING BEARING: STANDARD WITH FIXED BEARING, VIBRATION SEVERITY GRADE: R/A, SHAFT AND FLANGE ACCURACY: R TERMINAL BOX (ABOVE) CABLE ENTRY ON THE ND-END SIGNAL CONNECTION LEFT | 5232 | TEM | 1 | MC | 73 | 1
1PH81071DM001CA1 | SIMOTICS M COMPACT ASYNCHRONOUS MOTOR 3000RPM, 12KW, 38NM, 38A, 294V 3300RPM, 13KW, 38NM, 38A, 326V 3600RPM, 14KW,37NM, 37,5A, 355V FORCED VENTILATION; DIRECTION OF AIR FLOW DE --> NDE; DEGREE OF PROTECTION IP55 INCREMENTAL ENCODER 22 BIT WITH COMMUTATING POSITION (ENCODER IC22DQ) WITH DRIVE-CLIQ INTERFACE DESIGN IM B3 (IM V5, IM V6) SHAFT WITH FITTED KEY FULL-KEY BALANCING BEARING: STANDARD WITH FIXED BEARING, VIBRATION SEVERITY GRADE: S/A, SHAFT AND FLANGE ACCURACY: R TERMINAL BOX (ABOVE) CABLE ENTRY ON THE RIGHT SIGNAL CONNECTION D-END | 5427 | TEM | 1 | MC | 73 | 1
1PH81071DM020BA1 | SIMOTICS M COMPACT ASYNCHRONOUS MOTOR 3000RPM, 12KW, 38NM, 38A, 294V 3300RPM, 13KW, 38NM, 38A, 326V 3600RPM, 14KW,37NM, 37,5A, 355V FORCED VENTILATION; DIRECTION OF AIR FLOW DE --> NDE; DEGREE OF PROTECTION IP55 INCREMENTAL ENCODER 22 BIT WITH COMMUTATING POSITION (ENCODER IC22DQ) WITH DRIVE-CLIQ INTERFACE DESIGN IM B5 (IMV 1,IM V3) PLAIN SHAFT WITHOUT FITTED KEY; BEARING: STANDARD WITH FIXED BEARING, VIBRATION SEVERITY GRADE: R/A, SHAFT AND FLANGE ACCURACY: R TERMINAL BOX (ABOVE) CABLE ENTRY ON THE RIGHT SIGNAL CONNECTION D-END | 5427 | TEM | 1 | MC | 73 | 1
1PH81071DM020CA1 | SIMOTICS M COMPACT ASYNCHRONOUS MOTOR 3000RPM, 12KW, 38NM, 38A, 294V 3300RPM, 13KW, 38NM, 38A, 326V 3600RPM, 14KW,37NM, 37,5A, 355V FORCED VENTILATION; DIRECTION OF AIR FLOW DE --> NDE; DEGREE OF PROTECTION IP55 INCREMENTAL ENCODER 22 BIT WITH COMMUTATING POSITION (ENCODER IC22DQ) WITH DRIVE-CLIQ INTERFACE DESIGN IM B5 (IMV 1,IM V3) PLAIN SHAFT WITHOUT FITTED KEY; BEARING: STANDARD WITH FIXED BEARING, VIBRATION SEVERITY GRADE: S/A, SHAFT AND FLANGE ACCURACY: R TERMINAL BOX (ABOVE) CABLE ENTRY ON THE RIGHT SIGNAL CONNECTION D-END | 5622 | TEM | 1 | MC | 73 | 1
1PH81071DM020DA1 | SIMOTICS M COMPACT ASYNCHRONOUS MOTOR 3000RPM, 12KW, 38NM, 38A, 294V 3300RPM, 13KW, 38NM, 38A, 326V 3600RPM, 14KW,37NM, 37,5A, 355V FORCED VENTILATION; DIRECTION OF AIR FLOW DE --> NDE; DEGREE OF PROTECTION IP55 INCREMENTAL ENCODER 22 BIT WITH COMMUTATING POSITION (ENCODER IC22DQ) WITH DRIVE-CLIQ INTERFACE DESIGN IM B5 (IMV 1,IM V3) PLAIN SHAFT WITHOUT FITTED KEY; BEARING: STANDARD WITH FIXED BEARING, VIBRATION SEVERITY GRADE: SR/A, SHAFT AND FLANGE ACCURACY: R TERMINAL BOX (ABOVE) CABLE ENTRY ON THE RIGHT SIGNAL CONNECTION D-END | 5692 | TEM | 1 | MC | 73 | 1
1PH81071DM020GA1 | SIMOTICS M COMPACT ASYNCHRONOUS MOTOR 3000RPM, 12KW, 38NM, 38A, 294V 3300RPM, 13KW, 38NM, 38A, 326V 3600RPM, 14KW,37NM, 37,5A, 355V FORCED VENTILATION; DIRECTION OF AIR FLOW DE --> NDE; DEGREE OF PROTECTION IP55 INCREMENTAL ENCODER 22 BIT WITH COMMUTATING POSITION (ENCODER IC22DQ) WITH DRIVE-CLIQ INTERFACE DESIGN IM B5 (IMV 1,IM V3) PLAIN SHAFT WITHOUT FITTED KEY; BEARING: STANDARD, VIBRATION SEVERITY GRADE: R/A, SHAFT AND FLANGE ACCURACY: R TERMINAL BOX (ABOVE) CABLE ENTRY ON THE RIGHT SIGNAL CONNECTION D-END | 5142 | TEM | 1 | MC | 73 | 1
1PH81071DM020LA1 | SIMOTICS M COMPACT ASYNCHRONOUS MOTOR 3000RPM, 12KW, 38NM, 38A, 294V 3300RPM, 13KW, 38NM, 38A, 326V 3600RPM, 14KW,37NM, 37,5A, 355V FORCED VENTILATION; DIRECTION OF AIR FLOW DE --> NDE; DEGREE OF PROTECTION IP55 INCREMENTAL ENCODER 22 BIT WITH COMMUTATING POSITION (ENCODER IC22DQ) WITH DRIVE-CLIQ INTERFACE DESIGN IM B5 (IMV 1,IM V3) PLAIN SHAFT WITHOUT FITTED KEY; BEARING: PERFORMANCE, VIBRATION SEVERITY GRADE SPECIAL/B; SHAFT A. FLANGE ACCURACY GR. SPECIAL TERMINAL BOX (ABOVE) CABLE ENTRY ON THE RIGHT SIGNAL CONNECTION D-END | 5940 | TEM | 1 | MC | 73 | 1
1PH81071DM021BA1 | SIMOTICS M COMPACT ASYNCHRONOUS MOTOR 3000RPM, 12KW, 38NM, 38A, 294V 3300RPM, 13KW, 38NM, 38A, 326V 3600RPM, 14KW,37NM, 37,5A, 355V FORCED VENTILATION; DIRECTION OF AIR FLOW DE --> NDE; DEGREE OF PROTECTION IP55 INCREMENTAL ENCODER 22 BIT WITH COMMUTATING POSITION (ENCODER IC22DQ) WITH DRIVE-CLIQ INTERFACE DESIGN IM B5 (IMV 1,IM V3) SHAFT WITH FITTED KEY FULL-KEY BALANCING BEARING: STANDARD WITH FIXED BEARING, VIBRATION SEVERITY GRADE: R/A, SHAFT AND FLANGE ACCURACY: R TERMINAL BOX (ABOVE) CABLE ENTRY ON THE RIGHT SIGNAL CONNECTION D-END | 5427 | TEM | 1 | MC | 73 | 1
1PH81071DM021CA1 | SIMOTICS M COMPACT ASYNCHRONOUS MOTOR 3000RPM, 12KW, 38NM, 38A, 294V 3300RPM, 13KW, 38NM, 38A, 326V 3600RPM, 14KW,37NM, 37,5A, 355V FORCED VENTILATION; DIRECTION OF AIR FLOW DE --> NDE; DEGREE OF PROTECTION IP55 INCREMENTAL ENCODER 22 BIT WITH COMMUTATING POSITION (ENCODER IC22DQ) WITH DRIVE-CLIQ INTERFACE DESIGN IM B5 (IMV 1,IM V3) SHAFT WITH FITTED KEY FULL-KEY BALANCING BEARING: STANDARD WITH FIXED BEARING, VIBRATION SEVERITY GRADE: S/A, SHAFT AND FLANGE ACCURACY: R TERMINAL BOX (ABOVE) CABLE ENTRY ON THE RIGHT SIGNAL CONNECTION D-END | 5622 | TEM | 1 | MC | 73 | 1
1PH81071DM021LA1 | SIMOTICS M COMPACT ASYNCHRONOUS MOTOR 3000RPM, 12KW, 38NM, 38A, 294V 3300RPM, 13KW, 38NM, 38A, 326V 3600RPM, 14KW,37NM, 37,5A, 355V FORCED VENTILATION; DIRECTION OF AIR FLOW DE --> NDE; DEGREE OF PROTECTION IP55 INCREMENTAL ENCODER 22 BIT WITH COMMUTATING POSITION (ENCODER IC22DQ) WITH DRIVE-CLIQ INTERFACE DESIGN IM B5 (IMV 1,IM V3) SHAFT WITH FITTED KEY FULL-KEY BALANCING BEARING: PERFORMANCE, VIBRATION SEVERITY GRADE SPECIAL/B; SHAFT A. FLANGE ACCURACY GR. SPECIAL TERMINAL BOX (ABOVE) CABLE ENTRY ON THE RIGHT SIGNAL CONNECTION D-END | 5940 | TEM | 1 | MC | 73 | 1
1PH81071DM022BC1 | SIMOTICS M COMPACT ASYNCHRONOUS MOTOR 3000RPM, 12KW, 38NM, 38A, 294V 3300RPM, 13KW, 38NM, 38A, 326V 3600RPM, 14KW,37NM, 37,5A, 355V FORCED VENTILATION; DIRECTION OF AIR FLOW DE --> NDE; DEGREE OF PROTECTION IP55 INCREMENTAL ENCODER 22 BIT WITH COMMUTATING POSITION (ENCODER IC22DQ) WITH DRIVE-CLIQ INTERFACE DESIGN IM B5 (IMV 1,IM V3) SHAFT WITH FITTED KEY HALF-KEY BALANCING BEARING: STANDARD WITH FIXED BEARING, VIBRATION SEVERITY GRADE: R/A, SHAFT AND FLANGE ACCURACY: R TERMINAL BOX (ABOVE) CABLE ENTRY ON THE ND-END SIGNAL CONNECTION LEFT | 5427 | TEM | 1 | MC | 73 | 1
1PH81071DM030BA1 | SIMOTICS M COMPACT ASYNCHRONOUS MOTOR 3000RPM, 12KW, 38NM, 38A, 294V 3300RPM, 13KW, 38NM, 38A, 326V 3600RPM, 14KW,37NM, 37,5A, 355V FORCED VENTILATION; DIRECTION OF AIR FLOW DE --> NDE; DEGREE OF PROTECTION IP55 INCREMENTAL ENCODER 22 BIT WITH COMMUTATING POSITION (ENCODER IC22DQ) WITH DRIVE-CLIQ INTERFACE DESIGN IM B35 (IM V15, IM V35) PLAIN SHAFT WITHOUT FITTED KEY; BEARING: STANDARD WITH FIXED BEARING, VIBRATION SEVERITY GRADE: R/A, SHAFT AND FLANGE ACCURACY: R TERMINAL BOX (ABOVE) CABLE ENTRY ON THE RIGHT SIGNAL CONNECTION D-END | 5665 | TEM | 1 | MC | 73 | 1
1PH81071DM030CA1 | SIMOTICS M COMPACT ASYNCHRONOUS MOTOR 3000RPM, 12KW, 38NM, 38A, 294V 3300RPM, 13KW, 38NM, 38A, 326V 3600RPM, 14KW,37NM, 37,5A, 355V FORCED VENTILATION; DIRECTION OF AIR FLOW DE --> NDE; DEGREE OF PROTECTION IP55 INCREMENTAL ENCODER 22 BIT WITH COMMUTATING POSITION (ENCODER IC22DQ) WITH DRIVE-CLIQ INTERFACE DESIGN IM B35 (IM V15, IM V35) PLAIN SHAFT WITHOUT FITTED KEY; BEARING: STANDARD WITH FIXED BEARING, VIBRATION SEVERITY GRADE: S/A, SHAFT AND FLANGE ACCURACY: R TERMINAL BOX (ABOVE) CABLE ENTRY ON THE RIGHT SIGNAL CONNECTION D-END | 5860 | TEM | 1 | MC | 73 | 1
1PH81071DM030LA1 | SIMOTICS M COMPACT ASYNCHRONOUS MOTOR 3000RPM, 12KW, 38NM, 38A, 294V 3300RPM, 13KW, 38NM, 38A, 326V 3600RPM, 14KW,37NM, 37,5A, 355V FORCED VENTILATION; DIRECTION OF AIR FLOW DE --> NDE; DEGREE OF PROTECTION IP55 INCREMENTAL ENCODER 22 BIT WITH COMMUTATING POSITION (ENCODER IC22DQ) WITH DRIVE-CLIQ INTERFACE DESIGN IM B35 (IM V15, IM V35) PLAIN SHAFT WITHOUT FITTED KEY; BEARING: PERFORMANCE, VIBRATION SEVERITY GRADE SPECIAL/B; SHAFT A. FLANGE ACCURACY GR. SPECIAL TERMINAL BOX (ABOVE) CABLE ENTRY ON THE RIGHT SIGNAL CONNECTION D-END | 6178 | TEM | 1 | MC | 73 | 1
1PH81071DM032BA1 | SIMOTICS M COMPACT ASYNCHRONOUS MOTOR 3000RPM, 12KW, 38NM, 38A, 294V 3300RPM, 13KW, 38NM, 38A, 326V 3600RPM, 14KW,37NM, 37,5A, 355V FORCED VENTILATION; DIRECTION OF AIR FLOW DE --> NDE; DEGREE OF PROTECTION IP55 INCREMENTAL ENCODER 22 BIT WITH COMMUTATING POSITION (ENCODER IC22DQ) WITH DRIVE-CLIQ INTERFACE DESIGN IM B35 (IM V15, IM V35) SHAFT WITH FITTED KEY HALF-KEY BALANCING BEARING: STANDARD WITH FIXED BEARING, VIBRATION SEVERITY GRADE: R/A, SHAFT AND FLANGE ACCURACY: R TERMINAL BOX (ABOVE) CABLE ENTRY ON THE RIGHT SIGNAL CONNECTION D-END | 5665 | TEM | 1 | MC | 73 | 1
1PH81071DM100BA1 | SIMOTICS M COMPACT ASYNCHRONOUS MOTOR 3000RPM, 12KW,38NM, 38A, 294V 3300RPM, 13KW,38NM, 38A, 326V 3600RPM, 14KW, 37NM, 37,5A,355V FORCED VENTILATION; DIRECTION OF AIR FLOW NDE --> DE; DEGREE OF PROTECTION IP55 INCREMENTAL ENCODER 22 BIT WITH COMMUTATING POSITION (ENCODER IC22DQ) WITH DRIVE-CLIQ INTERFACE DESIGN IM B3 (IM V5, IM V6) PLAIN SHAFT WITHOUT FITTED KEY; BEARING: STANDARD WITH FIXED BEARING, VIBRATION SEVERITY GRADE: R/A, SHAFT AND FLANGE ACCURACY: R TERMINAL BOX (ABOVE) CABLE ENTRY ON THE RIGHT SIGNAL CONNECTION D-END | 5232 | TEM | 1 | MC | 73 | 1
1PH81071DM120BA1 | SIMOTICS M COMPACT ASYNCHRONOUS MOTOR 3000RPM, 12KW,38NM, 38A, 294V 3300RPM, 13KW,38NM, 38A, 326V 3600RPM, 14KW, 37NM, 37,5A,355V FORCED VENTILATION; DIRECTION OF AIR FLOW NDE --> DE; DEGREE OF PROTECTION IP55 INCREMENTAL ENCODER 22 BIT WITH COMMUTATING POSITION (ENCODER IC22DQ) WITH DRIVE-CLIQ INTERFACE DESIGN IM B5 (IMV 1,IM V3) PLAIN SHAFT WITHOUT FITTED KEY; BEARING: STANDARD WITH FIXED BEARING, VIBRATION SEVERITY GRADE: R/A, SHAFT AND FLANGE ACCURACY: R TERMINAL BOX (ABOVE) CABLE ENTRY ON THE RIGHT SIGNAL CONNECTION D-END | 5427 | TEM | 1 | MC | 73 | 1
1PH81071DM120BC1 | SIMOTICS M COMPACT ASYNCHRONOUS MOTOR 3000RPM, 12KW,38NM, 38A, 294V 3300RPM, 13KW,38NM, 38A, 326V 3600RPM, 14KW, 37NM, 37,5A,355V FORCED VENTILATION; DIRECTION OF AIR FLOW NDE --> DE; DEGREE OF PROTECTION IP55 INCREMENTAL ENCODER 22 BIT WITH COMMUTATING POSITION (ENCODER IC22DQ) WITH DRIVE-CLIQ INTERFACE DESIGN IM B5 (IMV 1,IM V3) PLAIN SHAFT WITHOUT FITTED KEY; BEARING: STANDARD WITH FIXED BEARING, VIBRATION SEVERITY GRADE: R/A, SHAFT AND FLANGE ACCURACY: R TERMINAL BOX (ABOVE) CABLE ENTRY ON THE ND-END SIGNAL CONNECTION LEFT | 5427 | TEM | 1 | MC | 73 | 1
1PH81071DM121BA1 | SIMOTICS M COMPACT ASYNCHRONOUS MOTOR 3000RPM, 12KW,38NM, 38A, 294V 3300RPM, 13KW,38NM, 38A, 326V 3600RPM, 14KW, 37NM, 37,5A,355V FORCED VENTILATION; DIRECTION OF AIR FLOW NDE --> DE; DEGREE OF PROTECTION IP55 INCREMENTAL ENCODER 22 BIT WITH COMMUTATING POSITION (ENCODER IC22DQ) WITH DRIVE-CLIQ INTERFACE DESIGN IM B5 (IMV 1,IM V3) SHAFT WITH FITTED KEY FULL-KEY BALANCING BEARING: STANDARD WITH FIXED BEARING, VIBRATION SEVERITY GRADE: R/A, SHAFT AND FLANGE ACCURACY: R TERMINAL BOX (ABOVE) CABLE ENTRY ON THE RIGHT SIGNAL CONNECTION D-END | 5427 | TEM | 1 | MC | 73 | 1
1PH81071DM122BA1 | SIMOTICS M COMPACT ASYNCHRONOUS MOTOR 3000RPM, 12KW,38NM, 38A, 294V 3300RPM, 13KW,38NM, 38A, 326V 3600RPM, 14KW, 37NM, 37,5A,355V FORCED VENTILATION; DIRECTION OF AIR FLOW NDE --> DE; DEGREE OF PROTECTION IP55 INCREMENTAL ENCODER 22 BIT WITH COMMUTATING POSITION (ENCODER IC22DQ) WITH DRIVE-CLIQ INTERFACE DESIGN IM B5 (IMV 1,IM V3) SHAFT WITH FITTED KEY HALF-KEY BALANCING BEARING: STANDARD WITH FIXED BEARING, VIBRATION SEVERITY GRADE: R/A, SHAFT AND FLANGE ACCURACY: R TERMINAL BOX (ABOVE) CABLE ENTRY ON THE RIGHT SIGNAL CONNECTION D-END | 5427 | TEM | 1 | MC | 73 | 1
1PH81071DM130CA1 | SIMOTICS M COMPACT ASYNCHRONOUS MOTOR 3000RPM, 12KW,38NM, 38A, 294V 3300RPM, 13KW,38NM, 38A, 326V 3600RPM, 14KW, 37NM, 37,5A,355V FORCED VENTILATION; DIRECTION OF AIR FLOW NDE --> DE; DEGREE OF PROTECTION IP55 INCREMENTAL ENCODER 22 BIT WITH COMMUTATING POSITION (ENCODER IC22DQ) WITH DRIVE-CLIQ INTERFACE DESIGN IM B35 (IM V15, IM V35) PLAIN SHAFT WITHOUT FITTED KEY; BEARING: STANDARD WITH FIXED BEARING, VIBRATION SEVERITY GRADE: S/A, SHAFT AND FLANGE ACCURACY: R TERMINAL BOX (ABOVE) CABLE ENTRY ON THE RIGHT SIGNAL CONNECTION D-END | 5860 | TEM | 1 | MC | 73 | 1
1PH81071DM130LC1 | SIMOTICS M COMPACT ASYNCHRONOUS MOTOR 3000RPM, 12KW,38NM, 38A, 294V 3300RPM, 13KW,38NM, 38A, 326V 3600RPM, 14KW, 37NM, 37,5A,355V FORCED VENTILATION; DIRECTION OF AIR FLOW NDE --> DE; DEGREE OF PROTECTION IP55 INCREMENTAL ENCODER 22 BIT WITH COMMUTATING POSITION (ENCODER IC22DQ) WITH DRIVE-CLIQ INTERFACE DESIGN IM B35 (IM V15, IM V35) PLAIN SHAFT WITHOUT FITTED KEY; BEARING: PERFORMANCE, VIBRATION SEVERITY GRADE SPECIAL/B; SHAFT A. FLANGE ACCURACY GR. SPECIAL TERMINAL BOX (ABOVE) CABLE ENTRY ON THE ND-END SIGNAL CONNECTION LEFT | 6178 | TEM | 1 | MC | 73 | 1
1PH81071DM132GA1 | SIMOTICS M COMPACT ASYNCHRONOUS MOTOR 3000RPM, 12KW,38NM, 38A, 294V 3300RPM, 13KW,38NM, 38A, 326V 3600RPM, 14KW, 37NM, 37,5A,355V FORCED VENTILATION; DIRECTION OF AIR FLOW NDE --> DE; DEGREE OF PROTECTION IP55 INCREMENTAL ENCODER 22 BIT WITH COMMUTATING POSITION (ENCODER IC22DQ) WITH DRIVE-CLIQ INTERFACE DESIGN IM B35 (IM V15, IM V35) SHAFT WITH FITTED KEY HALF-KEY BALANCING BEARING: STANDARD, VIBRATION SEVERITY GRADE: R/A, SHAFT AND FLANGE ACCURACY: R TERMINAL BOX (ABOVE) CABLE ENTRY ON THE RIGHT SIGNAL CONNECTION D-END | 5381 | TEM | 1 | MC | 73 | 1
1PH81071DM200BA1 | SIMOTICS M COMPACT ASYNCHRONOUS MOTOR 3000RPM, 18KW, 57NM, 60A, 294V 3300RPM, 20KW, 58NM, 60A, 326V 3600RPM, 21KW, 56NM, 59A, 355V WATER COOLING DEGREE OF PROTECTION IP65 INCREMENTAL ENCODER 22 BIT WITH COMMUTATING POSITION (ENCODER IC22DQ) WITH DRIVE-CLIQ INTERFACE DESIGN IM B3 (IM V5, IM V6) PLAIN SHAFT WITHOUT FITTED KEY; BEARING: STANDARD WITH FIXED BEARING, VIBRATION SEVERITY GRADE: R/A, SHAFT AND FLANGE ACCURACY: R TERMINAL BOX (ABOVE) CABLE ENTRY ON THE RIGHT SIGNAL CONNECTION D-END | 5964 | TEM | 1 | MC | 83 | 1
1PH81071DM200DC1 | SIMOTICS M COMPACT ASYNCHRONOUS MOTOR 3000RPM, 18KW, 57NM, 60A, 294V 3300RPM, 20KW, 58NM, 60A, 326V 3600RPM, 21KW, 56NM, 59A, 355V WATER COOLING DEGREE OF PROTECTION IP65 INCREMENTAL ENCODER 22 BIT WITH COMMUTATING POSITION (ENCODER IC22DQ) WITH DRIVE-CLIQ INTERFACE DESIGN IM B3 (IM V5, IM V6) PLAIN SHAFT WITHOUT FITTED KEY; BEARING: STANDARD WITH FIXED BEARING, VIBRATION SEVERITY GRADE: SR/A, SHAFT AND FLANGE ACCURACY: R TERMINAL BOX (ABOVE) CABLE ENTRY ON THE ND-END SIGNAL CONNECTION LEFT | 6229 | TEM | 1 | MC | 83 | 1
1PH81071DM200MA1 | SIMOTICS M COMPACT ASYNCHRONOUS MOTOR 3000RPM, 18KW, 57NM, 60A, 294V 3300RPM, 20KW, 58NM, 60A, 326V 3600RPM, 21KW, 56NM, 59A, 355V WATER COOLING DEGREE OF PROTECTION IP65 INCREMENTAL ENCODER 22 BIT WITH COMMUTATING POSITION (ENCODER IC22DQ) WITH DRIVE-CLIQ INTERFACE DESIGN IM B3 (IM V5, IM V6) PLAIN SHAFT WITHOUT FITTED KEY; BEARING: HIGH PERFORMANCE VIBRATION SEVERITY GRADE SPECIAL/B SHAFT AND FLANGE ACCURACY GR. SPECIAL TERMINAL BOX (ABOVE) CABLE ENTRY ON THE RIGHT SIGNAL CONNECTION D-END | 7011 | TEM | 1 | MC | 83 | 1
1PH81071DM220BA1 | SIMOTICS M COMPACT ASYNCHRONOUS MOTOR 3000RPM, 18KW, 57NM, 60A, 294V 3300RPM, 20KW, 58NM, 60A, 326V 3600RPM, 21KW, 56NM, 59A, 355V WATER COOLING DEGREE OF PROTECTION IP65 INCREMENTAL ENCODER 22 BIT WITH COMMUTATING POSITION (ENCODER IC22DQ) WITH DRIVE-CLIQ INTERFACE DESIGN IM B5 (IMV 1,IM V3) PLAIN SHAFT WITHOUT FITTED KEY; BEARING: STANDARD WITH FIXED BEARING, VIBRATION SEVERITY GRADE: R/A, SHAFT AND FLANGE ACCURACY: R TERMINAL BOX (ABOVE) CABLE ENTRY ON THE RIGHT SIGNAL CONNECTION D-END | 6159 | TEM | 1 | MC | 83 | 1
1PH81071DM220LA1 | SIMOTICS M COMPACT ASYNCHRONOUS MOTOR 3000RPM, 18KW, 57NM, 60A, 294V 3300RPM, 20KW, 58NM, 60A, 326V 3600RPM, 21KW, 56NM, 59A, 355V WATER COOLING DEGREE OF PROTECTION IP65 INCREMENTAL ENCODER 22 BIT WITH COMMUTATING POSITION (ENCODER IC22DQ) WITH DRIVE-CLIQ INTERFACE DESIGN IM B5 (IMV 1,IM V3) PLAIN SHAFT WITHOUT FITTED KEY; BEARING: PERFORMANCE, VIBRATION SEVERITY GRADE SPECIAL/B; SHAFT A. FLANGE ACCURACY GR. SPECIAL TERMINAL BOX (ABOVE) CABLE ENTRY ON THE RIGHT SIGNAL CONNECTION D-END | 6672 | TEM | 1 | MC | 83 | 1
1PH81071DM221CA1 | SIMOTICS M COMPACT ASYNCHRONOUS MOTOR 3000RPM, 18KW, 57NM, 60A, 294V 3300RPM, 20KW, 58NM, 60A, 326V 3600RPM, 21KW, 56NM, 59A, 355V WATER COOLING DEGREE OF PROTECTION IP65 INCREMENTAL ENCODER 22 BIT WITH COMMUTATING POSITION (ENCODER IC22DQ) WITH DRIVE-CLIQ INTERFACE DESIGN IM B5 (IMV 1,IM V3) SHAFT WITH FITTED KEY FULL-KEY BALANCING BEARING: STANDARD WITH FIXED BEARING, VIBRATION SEVERITY GRADE: S/A, SHAFT AND FLANGE ACCURACY: R TERMINAL BOX (ABOVE) CABLE ENTRY ON THE RIGHT SIGNAL CONNECTION D-END | 6354 | TEM | 1 | MC | 83 | 1
1PH81071DM222BC1 | SIMOTICS M COMPACT ASYNCHRONOUS MOTOR 3000RPM, 18KW, 57NM, 60A, 294V 3300RPM, 20KW, 58NM, 60A, 326V 3600RPM, 21KW, 56NM, 59A, 355V WATER COOLING DEGREE OF PROTECTION IP65 INCREMENTAL ENCODER 22 BIT WITH COMMUTATING POSITION (ENCODER IC22DQ) WITH DRIVE-CLIQ INTERFACE DESIGN IM B5 (IMV 1,IM V3) SHAFT WITH FITTED KEY HALF-KEY BALANCING BEARING: STANDARD WITH FIXED BEARING, VIBRATION SEVERITY GRADE: R/A, SHAFT AND FLANGE ACCURACY: R TERMINAL BOX (ABOVE) CABLE ENTRY ON THE ND-END SIGNAL CONNECTION LEFT | 6159 | TEM | 1 | MC | 83 | 1
1PH81071DM230LA1 | SIMOTICS M COMPACT ASYNCHRONOUS MOTOR 3000RPM, 18KW, 57NM, 60A, 294V 3300RPM, 20KW, 58NM, 60A, 326V 3600RPM, 21KW, 56NM, 59A, 355V WATER COOLING DEGREE OF PROTECTION IP65 INCREMENTAL ENCODER 22 BIT WITH COMMUTATING POSITION (ENCODER IC22DQ) WITH DRIVE-CLIQ INTERFACE DESIGN IM B35 (IM V15, IM V35) PLAIN SHAFT WITHOUT FITTED KEY; BEARING: PERFORMANCE, VIBRATION SEVERITY GRADE SPECIAL/B; SHAFT A. FLANGE ACCURACY GR. SPECIAL TERMINAL BOX (ABOVE) CABLE ENTRY ON THE RIGHT SIGNAL CONNECTION D-END | 6910 | TEM | 1 | MC | 83 | 1
1PH81071DS000BA1 | SIMOTICS M COMPACT ASYNCHRONOUS MOTOR Y2000RPM, 11KW,53NM,26,7A, 368V D5000RPM, 11KW, 21NM, 28A, 410V Y1500RPM, 8,5KW, 54NM,27A, 275V FORCED VENTILATION; DIRECTION OF AIR FLOW DE --> NDE; DEGREE OF PROTECTION IP55 INCREMENTAL ENCODER 22 BIT WITH COMMUTATING POSITION (ENCODER IC22DQ) WITH DRIVE-CLIQ INTERFACE DESIGN IM B3 (IM V5, IM V6) PLAIN SHAFT WITHOUT FITTED KEY; BEARING: STANDARD WITH FIXED BEARING, VIBRATION SEVERITY GRADE: R/A, SHAFT AND FLANGE ACCURACY: R TERMINAL BOX (ABOVE) CABLE ENTRY ON THE RIGHT SIGNAL CONNECTION D-END | 5232 | TEM | 1 | MC | 73 | 1
1PH81071DS020BA1 | SIMOTICS M COMPACT ASYNCHRONOUS MOTOR Y2000RPM, 11KW,53NM,26,7A, 368V D5000RPM, 11KW, 21NM, 28A, 410V Y1500RPM, 8,5KW, 54NM,27A, 275V FORCED VENTILATION; DIRECTION OF AIR FLOW DE --> NDE; DEGREE OF PROTECTION IP55 INCREMENTAL ENCODER 22 BIT WITH COMMUTATING POSITION (ENCODER IC22DQ) WITH DRIVE-CLIQ INTERFACE DESIGN IM B5 (IMV 1,IM V3) PLAIN SHAFT WITHOUT FITTED KEY; BEARING: STANDARD WITH FIXED BEARING, VIBRATION SEVERITY GRADE: R/A, SHAFT AND FLANGE ACCURACY: R TERMINAL BOX (ABOVE) CABLE ENTRY ON THE RIGHT SIGNAL CONNECTION D-END | 5427 | TEM | 1 | MC | 73 | 1
1PH81071DS020DA1 | SIMOTICS M COMPACT ASYNCHRONOUS MOTOR Y2000RPM, 11KW,53NM,26,7A, 368V D5000RPM, 11KW, 21NM, 28A, 410V Y1500RPM, 8,5KW, 54NM,27A, 275V FORCED VENTILATION; DIRECTION OF AIR FLOW DE --> NDE; DEGREE OF PROTECTION IP55 INCREMENTAL ENCODER 22 BIT WITH COMMUTATING POSITION (ENCODER IC22DQ) WITH DRIVE-CLIQ INTERFACE DESIGN IM B5 (IMV 1,IM V3) PLAIN SHAFT WITHOUT FITTED KEY; BEARING: STANDARD WITH FIXED BEARING, VIBRATION SEVERITY GRADE: SR/A, SHAFT AND FLANGE ACCURACY: R TERMINAL BOX (ABOVE) CABLE ENTRY ON THE RIGHT SIGNAL CONNECTION D-END | 5692 | TEM | 1 | MC | 73 | 1
1PH81071DS020DB1 | SIMOTICS M COMPACT ASYNCHRONOUS MOTOR Y2000RPM, 11KW,53NM,26,7A, 368V D5000RPM, 11KW, 21NM, 28A, 410V Y1500RPM, 8,5KW, 54NM,27A, 275V FORCED VENTILATION; DIRECTION OF AIR FLOW DE --> NDE; DEGREE OF PROTECTION IP55 INCREMENTAL ENCODER 22 BIT WITH COMMUTATING POSITION (ENCODER IC22DQ) WITH DRIVE-CLIQ INTERFACE DESIGN IM B5 (IMV 1,IM V3) PLAIN SHAFT WITHOUT FITTED KEY; BEARING: STANDARD WITH FIXED BEARING, VIBRATION SEVERITY GRADE: SR/A, SHAFT AND FLANGE ACCURACY: R TERMINAL BOX (ABOVE) CABLE ENTRY ON THE LEFT SIGNAL CONNECTION D-END | 5692 | TEM | 1 | MC | 73 | 1
1PH81071ED102BA1 | SIMOTICS M COMPACT ASYNCHRONOUS MOTOR 1000RPM, 6,3KW,60NM, 17,5A,307V 1150RPM, 7,2KW,60NM, 17,5A,348V 1350RPM, 8KW, 57NM, 17A, 400V FORCED VENTILATION; DIRECTION OF AIR FLOW NDE --> DE; DEGREE OF PROTECTION IP55 ABSOLUTE ENCODER ENDAT 2048 S/R (ENCODER AM2048S/R) with TEMPERAT. SENSOR KTY84-130 DESIGN IM B3 (IM V5, IM V6) SHAFT WITH FITTED KEY HALF-KEY BALANCING BEARING: STANDARD WITH FIXED BEARING, VIBRATION SEVERITY GRADE: R/A, SHAFT AND FLANGE ACCURACY: R TERMINAL BOX (ABOVE) CABLE ENTRY ON THE RIGHT SIGNAL CONNECTION D-END | 5449 | TEM | 1 | MC | 73 | 1
1PH81071ED120CC1 | SIMOTICS M COMPACT ASYNCHRONOUS MOTOR 1000RPM, 6,3KW,60NM, 17,5A,307V 1150RPM, 7,2KW,60NM, 17,5A,348V 1350RPM, 8KW, 57NM, 17A, 400V FORCED VENTILATION; DIRECTION OF AIR FLOW NDE --> DE; DEGREE OF PROTECTION IP55 ABSOLUTE ENCODER ENDAT 2048 S/R (ENCODER AM2048S/R) with TEMPERAT. SENSOR KTY84-130 DESIGN IM B5 (IMV 1,IM V3) PLAIN SHAFT WITHOUT FITTED KEY; BEARING: STANDARD WITH FIXED BEARING, VIBRATION SEVERITY GRADE: S/A, SHAFT AND FLANGE ACCURACY: R TERMINAL BOX (ABOVE) CABLE ENTRY ON THE ND-END SIGNAL CONNECTION LEFT | 5839 | TEM | 1 | MC | 73 | 1
1PH81071EG020QA1 | SIMOTICS M COMPACT ASYNCHRONOUS MOTOR 2000RPM, 10,5KW,50NM, 26A, 355V 2300RPM, 12KW,50NM,26A, 406V 2650RPM, 13KW, 47NM, 24A, 460V FORCED VENTILATION; DIRECTION OF AIR FLOW DE --> NDE; DEGREE OF PROTECTION IP55 ABSOLUTE ENCODER ENDAT 2048 S/R (ENCODER AM2048S/R) with TEMPERAT. SENSOR KTY84-130 DESIGN IM B5 (IMV 1,IM V3) PLAIN SHAFT WITHOUT FITTED KEY; BEARING: ADVANCED LIFETIME VIBRATION SEVERITY S/A SHAFT A. FLANGE ACCURACY GR. R TERMINAL BOX (ABOVE) CABLE ENTRY ON THE RIGHT SIGNAL CONNECTION D-END | 5996 | TEM | 1 | MC | 73 | 1
1PH81071EG030LA1 | SIMOTICS M COMPACT ASYNCHRONOUS MOTOR 2000RPM, 10,5KW,50NM, 26A, 355V 2300RPM, 12KW,50NM,26A, 406V 2650RPM, 13KW, 47NM, 24A, 460V FORCED VENTILATION; DIRECTION OF AIR FLOW DE --> NDE; DEGREE OF PROTECTION IP55 ABSOLUTE ENCODER ENDAT 2048 S/R (ENCODER AM2048S/R) with TEMPERAT. SENSOR KTY84-130 DESIGN IM B35 (IM V15, IM V35) PLAIN SHAFT WITHOUT FITTED KEY; BEARING: PERFORMANCE, VIBRATION SEVERITY GRADE SPECIAL/B; SHAFT A. FLANGE ACCURACY GR. SPECIAL TERMINAL BOX (ABOVE) CABLE ENTRY ON THE RIGHT SIGNAL CONNECTION D-END | 6395 | TEM | 1 | MC | 73 | 1
1PH81071EG122BC1 | SIMOTICS M COMPACT ASYNCHRONOUS MOTOR 2000RPM, 10,5KW,50NM, 26A, 355V 2300RPM, 12,5KW,50NM, 26A, 406V 2650RPM, 13KW, 47NM, 24A, 460V FORCED VENTILATION; DIRECTION OF AIR FLOW NDE --> DE; DEGREE OF PROTECTION IP55 ABSOLUTE ENCODER ENDAT 2048 S/R (ENCODER AM2048S/R) with TEMPERAT. SENSOR KTY84-130 DESIGN IM B5 (IMV 1,IM V3) SHAFT WITH FITTED KEY HALF-KEY BALANCING BEARING: STANDARD WITH FIXED BEARING, VIBRATION SEVERITY GRADE: R/A, SHAFT AND FLANGE ACCURACY: R TERMINAL BOX (ABOVE) CABLE ENTRY ON THE ND-END SIGNAL CONNECTION LEFT | 5644 | TEM | 1 | MC | 73 | 1
1PH81071EM020BA1 | SIMOTICS M COMPACT ASYNCHRONOUS MOTOR 3000RPM, 12KW, 38NM, 38A, 294V 3300RPM, 13KW, 38NM, 38A, 326V 3600RPM, 14KW,37NM, 37,5A, 355V FORCED VENTILATION; DIRECTION OF AIR FLOW DE --> NDE; DEGREE OF PROTECTION IP55 ABSOLUTE ENCODER ENDAT 2048 S/R (ENCODER AM2048S/R) with TEMPERAT. SENSOR KTY84-130 DESIGN IM B5 (IMV 1,IM V3) PLAIN SHAFT WITHOUT FITTED KEY; BEARING: STANDARD WITH FIXED BEARING, VIBRATION SEVERITY GRADE: R/A, SHAFT AND FLANGE ACCURACY: R TERMINAL BOX (ABOVE) CABLE ENTRY ON THE RIGHT SIGNAL CONNECTION D-END | 5644 | TEM | 1 | MC | 73 | 1
1PH81071FD000BA1 | SIMOTICS M COMPACT ASYNCHRONOUS MOTOR 1000RPM, 6,3KW,60NM,17,5A, 307V 1150RPM, 7,2KW,60NM,17,5A, 348V 1350RPM, 8,0KW, 57NM, 17A, 400V FORCED VENTILATION; DIRECTION OF AIR FLOW DE --> NDE; DEGREE OF PROTECTION IP55 ABSOLUTE ENCODER 22 BIT SINGLETURN AND 12 BIT MULTITURN (ENCODER AM22DQ) WITH DRIVE-CLIQ INTERFACE DESIGN IM B3 (IM V5, IM V6) PLAIN SHAFT WITHOUT FITTED KEY; BEARING: STANDARD WITH FIXED BEARING, VIBRATION SEVERITY GRADE: R/A, SHAFT AND FLANGE ACCURACY: R TERMINAL BOX (ABOVE) CABLE ENTRY ON THE RIGHT SIGNAL CONNECTION D-END | 6142 | TEM | 1 | MC | 73 | 1
1PH81071FD001BA1 | SIMOTICS M COMPACT ASYNCHRONOUS MOTOR 1000RPM, 6,3KW,60NM,17,5A, 307V 1150RPM, 7,2KW,60NM,17,5A, 348V 1350RPM, 8,0KW, 57NM, 17A, 400V FORCED VENTILATION; DIRECTION OF AIR FLOW DE --> NDE; DEGREE OF PROTECTION IP55 ABSOLUTE ENCODER 22 BIT SINGLETURN AND 12 BIT MULTITURN (ENCODER AM22DQ) WITH DRIVE-CLIQ INTERFACE DESIGN IM B3 (IM V5, IM V6) SHAFT WITH FITTED KEY FULL-KEY BALANCING BEARING: STANDARD WITH FIXED BEARING, VIBRATION SEVERITY GRADE: R/A, SHAFT AND FLANGE ACCURACY: R TERMINAL BOX (ABOVE) CABLE ENTRY ON THE RIGHT SIGNAL CONNECTION D-END | 6142 | TEM | 1 | MC | 73 | 1
1PH81071FD002BA1 | SIMOTICS M COMPACT ASYNCHRONOUS MOTOR 1000RPM, 6,3KW,60NM,17,5A, 307V 1150RPM, 7,2KW,60NM,17,5A, 348V 1350RPM, 8,0KW, 57NM, 17A, 400V FORCED VENTILATION; DIRECTION OF AIR FLOW DE --> NDE; DEGREE OF PROTECTION IP55 ABSOLUTE ENCODER 22 BIT SINGLETURN AND 12 BIT MULTITURN (ENCODER AM22DQ) WITH DRIVE-CLIQ INTERFACE DESIGN IM B3 (IM V5, IM V6) SHAFT WITH FITTED KEY HALF-KEY BALANCING BEARING: STANDARD WITH FIXED BEARING, VIBRATION SEVERITY GRADE: R/A, SHAFT AND FLANGE ACCURACY: R TERMINAL BOX (ABOVE) CABLE ENTRY ON THE RIGHT SIGNAL CONNECTION D-END | 6142 | TEM | 1 | MC | 73 | 1
1PH81071FD020BA1 | SIMOTICS M COMPACT ASYNCHRONOUS MOTOR 1000RPM, 6,3KW,60NM,17,5A, 307V 1150RPM, 7,2KW,60NM,17,5A, 348V 1350RPM, 8,0KW, 57NM, 17A, 400V FORCED VENTILATION; DIRECTION OF AIR FLOW DE --> NDE; DEGREE OF PROTECTION IP55 ABSOLUTE ENCODER 22 BIT SINGLETURN AND 12 BIT MULTITURN (ENCODER AM22DQ) WITH DRIVE-CLIQ INTERFACE DESIGN IM B5 (IMV 1,IM V3) PLAIN SHAFT WITHOUT FITTED KEY; BEARING: STANDARD WITH FIXED BEARING, VIBRATION SEVERITY GRADE: R/A, SHAFT AND FLANGE ACCURACY: R TERMINAL BOX (ABOVE) CABLE ENTRY ON THE RIGHT SIGNAL CONNECTION D-END | 6337 | TEM | 1 | MC | 73 | 1
1PH81071FD020CA1 | SIMOTICS M COMPACT ASYNCHRONOUS MOTOR 1000RPM, 6,3KW,60NM,17,5A, 307V 1150RPM, 7,2KW,60NM,17,5A, 348V 1350RPM, 8,0KW, 57NM, 17A, 400V FORCED VENTILATION; DIRECTION OF AIR FLOW DE --> NDE; DEGREE OF PROTECTION IP55 ABSOLUTE ENCODER 22 BIT SINGLETURN AND 12 BIT MULTITURN (ENCODER AM22DQ) WITH DRIVE-CLIQ INTERFACE DESIGN IM B5 (IMV 1,IM V3) PLAIN SHAFT WITHOUT FITTED KEY; BEARING: STANDARD WITH FIXED BEARING, VIBRATION SEVERITY GRADE: S/A, SHAFT AND FLANGE ACCURACY: R TERMINAL BOX (ABOVE) CABLE ENTRY ON THE RIGHT SIGNAL CONNECTION D-END | 6532 | TEM | 1 | MC | 73 | 1
1PH81071FD022BA1 | SIMOTICS M COMPACT ASYNCHRONOUS MOTOR 1000RPM, 6,3KW,60NM,17,5A, 307V 1150RPM, 7,2KW,60NM,17,5A, 348V 1350RPM, 8,0KW, 57NM, 17A, 400V FORCED VENTILATION; DIRECTION OF AIR FLOW DE --> NDE; DEGREE OF PROTECTION IP55 ABSOLUTE ENCODER 22 BIT SINGLETURN AND 12 BIT MULTITURN (ENCODER AM22DQ) WITH DRIVE-CLIQ INTERFACE DESIGN IM B5 (IMV 1,IM V3) SHAFT WITH FITTED KEY HALF-KEY BALANCING BEARING: STANDARD WITH FIXED BEARING, VIBRATION SEVERITY GRADE: R/A, SHAFT AND FLANGE ACCURACY: R TERMINAL BOX (ABOVE) CABLE ENTRY ON THE RIGHT SIGNAL CONNECTION D-END | 6337 | TEM | 1 | MC | 73 | 1
1PH81071FD030CA1 | SIMOTICS M COMPACT ASYNCHRONOUS MOTOR 1000RPM, 6,3KW,60NM,17,5A, 307V 1150RPM, 7,2KW,60NM,17,5A, 348V 1350RPM, 8,0KW, 57NM, 17A, 400V FORCED VENTILATION; DIRECTION OF AIR FLOW DE --> NDE; DEGREE OF PROTECTION IP55 ABSOLUTE ENCODER 22 BIT SINGLETURN AND 12 BIT MULTITURN (ENCODER AM22DQ) WITH DRIVE-CLIQ INTERFACE DESIGN IM B35 (IM V15, IM V35) PLAIN SHAFT WITHOUT FITTED KEY; BEARING: STANDARD WITH FIXED BEARING, VIBRATION SEVERITY GRADE: S/A, SHAFT AND FLANGE ACCURACY: R TERMINAL BOX (ABOVE) CABLE ENTRY ON THE RIGHT SIGNAL CONNECTION D-END | 6771 | TEM | 1 | MC | 73 | 1
1PH81071FD031BH1 | SIMOTICS M COMPACT ASYNCHRONOUS MOTOR 1000RPM, 6,3KW,60NM,17,5A, 307V 1150RPM, 7,2KW,60NM,17,5A, 348V 1350RPM, 8,0KW, 57NM, 17A, 400V FORCED VENTILATION; DIRECTION OF AIR FLOW DE --> NDE; DEGREE OF PROTECTION IP55 ABSOLUTE ENCODER 22 BIT SINGLETURN AND 12 BIT MULTITURN (ENCODER AM22DQ) WITH DRIVE-CLIQ INTERFACE DESIGN IM B35 (IM V15, IM V35) SHAFT WITH FITTED KEY FULL-KEY BALANCING BEARING: STANDARD WITH FIXED BEARING, VIBRATION SEVERITY GRADE: R/A, SHAFT AND FLANGE ACCURACY: R POWER CONNECTOR (ABOVE) CABLE ENTRY ON THE ND-END SIGNAL CONNECTION LEFT | 6576 | TEM | 1 | MC | 73 | 1
1PH81071FD032BA1 | SIMOTICS M COMPACT ASYNCHRONOUS MOTOR 1000RPM, 6,3KW,60NM,17,5A, 307V 1150RPM, 7,2KW,60NM,17,5A, 348V 1350RPM, 8,0KW, 57NM, 17A, 400V FORCED VENTILATION; DIRECTION OF AIR FLOW DE --> NDE; DEGREE OF PROTECTION IP55 ABSOLUTE ENCODER 22 BIT SINGLETURN AND 12 BIT MULTITURN (ENCODER AM22DQ) WITH DRIVE-CLIQ INTERFACE DESIGN IM B35 (IM V15, IM V35) SHAFT WITH FITTED KEY HALF-KEY BALANCING BEARING: STANDARD WITH FIXED BEARING, VIBRATION SEVERITY GRADE: R/A, SHAFT AND FLANGE ACCURACY: R TERMINAL BOX (ABOVE) CABLE ENTRY ON THE RIGHT SIGNAL CONNECTION D-END | 6576 | TEM | 1 | MC | 73 | 1
1PH81071FD032BE1 | SIMOTICS M COMPACT ASYNCHRONOUS MOTOR 1000RPM, 6,3KW,60NM,17,5A, 307V 1150RPM, 7,2KW,60NM,17,5A, 348V 1350RPM, 8,0KW, 57NM, 17A, 400V FORCED VENTILATION; DIRECTION OF AIR FLOW DE --> NDE; DEGREE OF PROTECTION IP55 ABSOLUTE ENCODER 22 BIT SINGLETURN AND 12 BIT MULTITURN (ENCODER AM22DQ) WITH DRIVE-CLIQ INTERFACE DESIGN IM B35 (IM V15, IM V35) SHAFT WITH FITTED KEY HALF-KEY BALANCING BEARING: STANDARD WITH FIXED BEARING, VIBRATION SEVERITY GRADE: R/A, SHAFT AND FLANGE ACCURACY: R POWER CONNECTOR (ABOVE) CABLE ENTRY ON THE RIGHT SIGNAL CONNECTION D-END | 6576 | TEM | 1 | MC | 73 | 1
1PH81071FD100BA1 | SIMOTICS M COMPACT ASYNCHRONOUS MOTOR 1000RPM, 6,3KW,60NM, 17,5A,307V 1150RPM, 7,2KW,60NM, 17,5A,348V 1350RPM, 8KW, 57NM, 17A, 400V FORCED VENTILATION; DIRECTION OF AIR FLOW NDE --> DE; DEGREE OF PROTECTION IP55 ABSOLUTE ENCODER 22 BIT SINGLETURN AND 12 BIT MULTITURN (ENCODER AM22DQ) WITH DRIVE-CLIQ INTERFACE DESIGN IM B3 (IM V5, IM V6) PLAIN SHAFT WITHOUT FITTED KEY; BEARING: STANDARD WITH FIXED BEARING, VIBRATION SEVERITY GRADE: R/A, SHAFT AND FLANGE ACCURACY: R TERMINAL BOX (ABOVE) CABLE ENTRY ON THE RIGHT SIGNAL CONNECTION D-END | 6142 | TEM | 1 | MC | 73 | 1
1PH81071FD121BB1 | SIMOTICS M COMPACT ASYNCHRONOUS MOTOR 1000RPM, 6,3KW,60NM, 17,5A,307V 1150RPM, 7,2KW,60NM, 17,5A,348V 1350RPM, 8KW, 57NM, 17A, 400V FORCED VENTILATION; DIRECTION OF AIR FLOW NDE --> DE; DEGREE OF PROTECTION IP55 ABSOLUTE ENCODER 22 BIT SINGLETURN AND 12 BIT MULTITURN (ENCODER AM22DQ) WITH DRIVE-CLIQ INTERFACE DESIGN IM B5 (IMV 1,IM V3) SHAFT WITH FITTED KEY FULL-KEY BALANCING BEARING: STANDARD WITH FIXED BEARING, VIBRATION SEVERITY GRADE: R/A, SHAFT AND FLANGE ACCURACY: R TERMINAL BOX (ABOVE) CABLE ENTRY ON THE LEFT SIGNAL CONNECTION D-END | 6337 | TEM | 1 | MC | 73 | 1
1PH81071FD121BC1 | SIMOTICS M COMPACT ASYNCHRONOUS MOTOR 1000RPM, 6,3KW,60NM, 17,5A,307V 1150RPM, 7,2KW,60NM, 17,5A,348V 1350RPM, 8KW, 57NM, 17A, 400V FORCED VENTILATION; DIRECTION OF AIR FLOW NDE --> DE; DEGREE OF PROTECTION IP55 ABSOLUTE ENCODER 22 BIT SINGLETURN AND 12 BIT MULTITURN (ENCODER AM22DQ) WITH DRIVE-CLIQ INTERFACE DESIGN IM B5 (IMV 1,IM V3) SHAFT WITH FITTED KEY FULL-KEY BALANCING BEARING: STANDARD WITH FIXED BEARING, VIBRATION SEVERITY GRADE: R/A, SHAFT AND FLANGE ACCURACY: R TERMINAL BOX (ABOVE) CABLE ENTRY ON THE ND-END SIGNAL CONNECTION LEFT | 6337 | TEM | 1 | MC | 73 | 1
1PH81071FD122GA1 | SIMOTICS M COMPACT ASYNCHRONOUS MOTOR 1000RPM, 6,3KW,60NM, 17,5A,307V 1150RPM, 7,2KW,60NM, 17,5A,348V 1350RPM, 8KW, 57NM, 17A, 400V FORCED VENTILATION; DIRECTION OF AIR FLOW NDE --> DE; DEGREE OF PROTECTION IP55 ABSOLUTE ENCODER 22 BIT SINGLETURN AND 12 BIT MULTITURN (ENCODER AM22DQ) WITH DRIVE-CLIQ INTERFACE DESIGN IM B5 (IMV 1,IM V3) SHAFT WITH FITTED KEY HALF-KEY BALANCING BEARING: STANDARD, VIBRATION SEVERITY GRADE: R/A, SHAFT AND FLANGE ACCURACY: R TERMINAL BOX (ABOVE) CABLE ENTRY ON THE RIGHT SIGNAL CONNECTION D-END | 6052 | TEM | 1 | MC | 73 | 1
1PH81071FD130BH1 | SIMOTICS M COMPACT ASYNCHRONOUS MOTOR 1000RPM, 6,3KW,60NM, 17,5A,307V 1150RPM, 7,2KW,60NM, 17,5A,348V 1350RPM, 8KW, 57NM, 17A, 400V FORCED VENTILATION; DIRECTION OF AIR FLOW NDE --> DE; DEGREE OF PROTECTION IP55 ABSOLUTE ENCODER 22 BIT SINGLETURN AND 12 BIT MULTITURN (ENCODER AM22DQ) WITH DRIVE-CLIQ INTERFACE DESIGN IM B35 (IM V15, IM V35) PLAIN SHAFT WITHOUT FITTED KEY; BEARING: STANDARD WITH FIXED BEARING, VIBRATION SEVERITY GRADE: R/A, SHAFT AND FLANGE ACCURACY: R POWER CONNECTOR (ABOVE) CABLE ENTRY ON THE ND-END SIGNAL CONNECTION LEFT | 6576 | TEM | 1 | MC | 73 | 1
1PH81071FF000BA1 | SIMOTICS M COMPACT ASYNCHRONOUS MOTOR 1500RPM, 9,0KW,57NM,23,5A, 330V 1750RPM, 10,0KW,55NM, 22A, 380V 2000RPM, 11KW,53NM, 21,5A, 428V FORCED VENTILATION; DIRECTION OF AIR FLOW DE --> NDE; DEGREE OF PROTECTION IP55 ABSOLUTE ENCODER 22 BIT SINGLETURN AND 12 BIT MULTITURN (ENCODER AM22DQ) WITH DRIVE-CLIQ INTERFACE DESIGN IM B3 (IM V5, IM V6) PLAIN SHAFT WITHOUT FITTED KEY; BEARING: STANDARD WITH FIXED BEARING, VIBRATION SEVERITY GRADE: R/A, SHAFT AND FLANGE ACCURACY: R TERMINAL BOX (ABOVE) CABLE ENTRY ON THE RIGHT SIGNAL CONNECTION D-END | 6142 | TEM | 1 | MC | 73 | 1
1PH81071FF000CE1 | SIMOTICS M COMPACT ASYNCHRONOUS MOTOR 1500RPM, 9,0KW,57NM,23,5A, 330V 1750RPM, 10,0KW,55NM, 22A, 380V 2000RPM, 11KW,53NM, 21,5A, 428V FORCED VENTILATION; DIRECTION OF AIR FLOW DE --> NDE; DEGREE OF PROTECTION IP55 ABSOLUTE ENCODER 22 BIT SINGLETURN AND 12 BIT MULTITURN (ENCODER AM22DQ) WITH DRIVE-CLIQ INTERFACE DESIGN IM B3 (IM V5, IM V6) PLAIN SHAFT WITHOUT FITTED KEY; BEARING: STANDARD WITH FIXED BEARING, VIBRATION SEVERITY GRADE: S/A, SHAFT AND FLANGE ACCURACY: R POWER CONNECTOR (ABOVE) CABLE ENTRY ON THE RIGHT SIGNAL CONNECTION D-END | 6337 | TEM | 1 | MC | 73 | 1
1PH81071FF002BA1 | SIMOTICS M COMPACT ASYNCHRONOUS MOTOR 1500RPM, 9,0KW,57NM,23,5A, 330V 1750RPM, 10,0KW,55NM, 22A, 380V 2000RPM, 11KW,53NM, 21,5A, 428V FORCED VENTILATION; DIRECTION OF AIR FLOW DE --> NDE; DEGREE OF PROTECTION IP55 ABSOLUTE ENCODER 22 BIT SINGLETURN AND 12 BIT MULTITURN (ENCODER AM22DQ) WITH DRIVE-CLIQ INTERFACE DESIGN IM B3 (IM V5, IM V6) SHAFT WITH FITTED KEY HALF-KEY BALANCING BEARING: STANDARD WITH FIXED BEARING, VIBRATION SEVERITY GRADE: R/A, SHAFT AND FLANGE ACCURACY: R TERMINAL BOX (ABOVE) CABLE ENTRY ON THE RIGHT SIGNAL CONNECTION D-END | 6142 | TEM | 1 | MC | 73 | 1
1PH81071FF020BA1 | SIMOTICS M COMPACT ASYNCHRONOUS MOTOR 1500RPM, 9,0KW,57NM,23,5A, 330V 1750RPM, 10,0KW,55NM, 22A, 380V 2000RPM, 11KW,53NM, 21,5A, 428V FORCED VENTILATION; DIRECTION OF AIR FLOW DE --> NDE; DEGREE OF PROTECTION IP55 ABSOLUTE ENCODER 22 BIT SINGLETURN AND 12 BIT MULTITURN (ENCODER AM22DQ) WITH DRIVE-CLIQ INTERFACE DESIGN IM B5 (IMV 1,IM V3) PLAIN SHAFT WITHOUT FITTED KEY; BEARING: STANDARD WITH FIXED BEARING, VIBRATION SEVERITY GRADE: R/A, SHAFT AND FLANGE ACCURACY: R TERMINAL BOX (ABOVE) CABLE ENTRY ON THE RIGHT SIGNAL CONNECTION D-END | 6337 | TEM | 1 | MC | 73 | 1
1PH81071FF020CA1 | SIMOTICS M COMPACT ASYNCHRONOUS MOTOR 1500RPM, 9,0KW,57NM,23,5A, 330V 1750RPM, 10,0KW,55NM, 22A, 380V 2000RPM, 11KW,53NM, 21,5A, 428V FORCED VENTILATION; DIRECTION OF AIR FLOW DE --> NDE; DEGREE OF PROTECTION IP55 ABSOLUTE ENCODER 22 BIT SINGLETURN AND 12 BIT MULTITURN (ENCODER AM22DQ) WITH DRIVE-CLIQ INTERFACE DESIGN IM B5 (IMV 1,IM V3) PLAIN SHAFT WITHOUT FITTED KEY; BEARING: STANDARD WITH FIXED BEARING, VIBRATION SEVERITY GRADE: S/A, SHAFT AND FLANGE ACCURACY: R TERMINAL BOX (ABOVE) CABLE ENTRY ON THE RIGHT SIGNAL CONNECTION D-END | 6532 | TEM | 1 | MC | 73 | 1
1PH81071FF020CC1 | SIMOTICS M COMPACT ASYNCHRONOUS MOTOR 1500RPM, 9,0KW,57NM,23,5A, 330V 1750RPM, 10,0KW,55NM, 22A, 380V 2000RPM, 11KW,53NM, 21,5A, 428V FORCED VENTILATION; DIRECTION OF AIR FLOW DE --> NDE; DEGREE OF PROTECTION IP55 ABSOLUTE ENCODER 22 BIT SINGLETURN AND 12 BIT MULTITURN (ENCODER AM22DQ) WITH DRIVE-CLIQ INTERFACE DESIGN IM B5 (IMV 1,IM V3) PLAIN SHAFT WITHOUT FITTED KEY; BEARING: STANDARD WITH FIXED BEARING, VIBRATION SEVERITY GRADE: S/A, SHAFT AND FLANGE ACCURACY: R TERMINAL BOX (ABOVE) CABLE ENTRY ON THE ND-END SIGNAL CONNECTION LEFT | 6532 | TEM | 1 | MC | 73 | 1
1PH81071FF020CE1 | SIMOTICS M COMPACT ASYNCHRONOUS MOTOR 1500RPM, 9,0KW,57NM,23,5A, 330V 1750RPM, 10,0KW,55NM, 22A, 380V 2000RPM, 11KW,53NM, 21,5A, 428V FORCED VENTILATION; DIRECTION OF AIR FLOW DE --> NDE; DEGREE OF PROTECTION IP55 ABSOLUTE ENCODER 22 BIT SINGLETURN AND 12 BIT MULTITURN (ENCODER AM22DQ) WITH DRIVE-CLIQ INTERFACE DESIGN IM B5 (IMV 1,IM V3) PLAIN SHAFT WITHOUT FITTED KEY; BEARING: STANDARD WITH FIXED BEARING, VIBRATION SEVERITY GRADE: S/A, SHAFT AND FLANGE ACCURACY: R POWER CONNECTOR (ABOVE) CABLE ENTRY ON THE RIGHT SIGNAL CONNECTION D-END | 6532 | TEM | 1 | MC | 73 | 1
1PH81071FF020GA1 | SIMOTICS M COMPACT ASYNCHRONOUS MOTOR 1500RPM, 9,0KW,57NM,23,5A, 330V 1750RPM, 10,0KW,55NM, 22A, 380V 2000RPM, 11KW,53NM, 21,5A, 428V FORCED VENTILATION; DIRECTION OF AIR FLOW DE --> NDE; DEGREE OF PROTECTION IP55 ABSOLUTE ENCODER 22 BIT SINGLETURN AND 12 BIT MULTITURN (ENCODER AM22DQ) WITH DRIVE-CLIQ INTERFACE DESIGN IM B5 (IMV 1,IM V3) PLAIN SHAFT WITHOUT FITTED KEY; BEARING: STANDARD, VIBRATION SEVERITY GRADE: R/A, SHAFT AND FLANGE ACCURACY: R TERMINAL BOX (ABOVE) CABLE ENTRY ON THE RIGHT SIGNAL CONNECTION D-END | 6052 | TEM | 1 | MC | 73 | 1
1PH81071FF021BA1 | SIMOTICS M COMPACT ASYNCHRONOUS MOTOR 1500RPM, 9,0KW,57NM,23,5A, 330V 1750RPM, 10,0KW,55NM, 22A, 380V 2000RPM, 11KW,53NM, 21,5A, 428V FORCED VENTILATION; DIRECTION OF AIR FLOW DE --> NDE; DEGREE OF PROTECTION IP55 ABSOLUTE ENCODER 22 BIT SINGLETURN AND 12 BIT MULTITURN (ENCODER AM22DQ) WITH DRIVE-CLIQ INTERFACE DESIGN IM B5 (IMV 1,IM V3) SHAFT WITH FITTED KEY FULL-KEY BALANCING BEARING: STANDARD WITH FIXED BEARING, VIBRATION SEVERITY GRADE: R/A, SHAFT AND FLANGE ACCURACY: R TERMINAL BOX (ABOVE) CABLE ENTRY ON THE RIGHT SIGNAL CONNECTION D-END | 6337 | TEM | 1 | MC | 73 | 1
1PH81071FF022BA1 | SIMOTICS M COMPACT ASYNCHRONOUS MOTOR 1500RPM, 9,0KW,57NM,23,5A, 330V 1750RPM, 10,0KW,55NM, 22A, 380V 2000RPM, 11KW,53NM, 21,5A, 428V FORCED VENTILATION; DIRECTION OF AIR FLOW DE --> NDE; DEGREE OF PROTECTION IP55 ABSOLUTE ENCODER 22 BIT SINGLETURN AND 12 BIT MULTITURN (ENCODER AM22DQ) WITH DRIVE-CLIQ INTERFACE DESIGN IM B5 (IMV 1,IM V3) SHAFT WITH FITTED KEY HALF-KEY BALANCING BEARING: STANDARD WITH FIXED BEARING, VIBRATION SEVERITY GRADE: R/A, SHAFT AND FLANGE ACCURACY: R TERMINAL BOX (ABOVE) CABLE ENTRY ON THE RIGHT SIGNAL CONNECTION D-END | 6337 | TEM | 1 | MC | 73 | 1
1PH81071FF022CE1 | SIMOTICS M COMPACT ASYNCHRONOUS MOTOR 1500RPM, 9,0KW,57NM,23,5A, 330V 1750RPM, 10,0KW,55NM, 22A, 380V 2000RPM, 11KW,53NM, 21,5A, 428V FORCED VENTILATION; DIRECTION OF AIR FLOW DE --> NDE; DEGREE OF PROTECTION IP55 ABSOLUTE ENCODER 22 BIT SINGLETURN AND 12 BIT MULTITURN (ENCODER AM22DQ) WITH DRIVE-CLIQ INTERFACE DESIGN IM B5 (IMV 1,IM V3) SHAFT WITH FITTED KEY HALF-KEY BALANCING BEARING: STANDARD WITH FIXED BEARING, VIBRATION SEVERITY GRADE: S/A, SHAFT AND FLANGE ACCURACY: R POWER CONNECTOR (ABOVE) CABLE ENTRY ON THE RIGHT SIGNAL CONNECTION D-END | 6532 | TEM | 1 | MC | 73 | 1
1PH81071FF022GA1 | SIMOTICS M COMPACT ASYNCHRONOUS MOTOR 1500RPM, 9,0KW,57NM,23,5A, 330V 1750RPM, 10,0KW,55NM, 22A, 380V 2000RPM, 11KW,53NM, 21,5A, 428V FORCED VENTILATION; DIRECTION OF AIR FLOW DE --> NDE; DEGREE OF PROTECTION IP55 ABSOLUTE ENCODER 22 BIT SINGLETURN AND 12 BIT MULTITURN (ENCODER AM22DQ) WITH DRIVE-CLIQ INTERFACE DESIGN IM B5 (IMV 1,IM V3) SHAFT WITH FITTED KEY HALF-KEY BALANCING BEARING: STANDARD, VIBRATION SEVERITY GRADE: R/A, SHAFT AND FLANGE ACCURACY: R TERMINAL BOX (ABOVE) CABLE ENTRY ON THE RIGHT SIGNAL CONNECTION D-END | 6052 | TEM | 1 | MC | 73 | 1
1PH81071FF030GA1 | SIMOTICS M COMPACT ASYNCHRONOUS MOTOR 1500RPM, 9,0KW,57NM,23,5A, 330V 1750RPM, 10,0KW,55NM, 22A, 380V 2000RPM, 11KW,53NM, 21,5A, 428V FORCED VENTILATION; DIRECTION OF AIR FLOW DE --> NDE; DEGREE OF PROTECTION IP55 ABSOLUTE ENCODER 22 BIT SINGLETURN AND 12 BIT MULTITURN (ENCODER AM22DQ) WITH DRIVE-CLIQ INTERFACE DESIGN IM B35 (IM V15, IM V35) PLAIN SHAFT WITHOUT FITTED KEY; BEARING: STANDARD, VIBRATION SEVERITY GRADE: R/A, SHAFT AND FLANGE ACCURACY: R TERMINAL BOX (ABOVE) CABLE ENTRY ON THE RIGHT SIGNAL CONNECTION D-END | 6291 | TEM | 1 | MC | 73 | 1
1PH81071FF101BA1 | SIMOTICS M COMPACT ASYNCHRONOUS MOTOR 1500RPM, 9KW, 57NM, 23,5A, 330V 1750RPM, 10KW, 55NM, 22A, 380V 2000RPM, 11KW,53NM, 21,5A, 428V FORCED VENTILATION; DIRECTION OF AIR FLOW NDE --> DE; DEGREE OF PROTECTION IP55 ABSOLUTE ENCODER 22 BIT SINGLETURN AND 12 BIT MULTITURN (ENCODER AM22DQ) WITH DRIVE-CLIQ INTERFACE DESIGN IM B3 (IM V5, IM V6) SHAFT WITH FITTED KEY FULL-KEY BALANCING BEARING: STANDARD WITH FIXED BEARING, VIBRATION SEVERITY GRADE: R/A, SHAFT AND FLANGE ACCURACY: R TERMINAL BOX (ABOVE) CABLE ENTRY ON THE RIGHT SIGNAL CONNECTION D-END | 6142 | TEM | 1 | MC | 73 | 1
1PH81071FF120QA1 | SIMOTICS M COMPACT ASYNCHRONOUS MOTOR 1500RPM, 9KW, 57NM, 23,5A, 330V 1750RPM, 10KW, 55NM, 22A, 380V 2000RPM, 11KW,53NM, 21,5A, 428V FORCED VENTILATION; DIRECTION OF AIR FLOW NDE --> DE; DEGREE OF PROTECTION IP55 ABSOLUTE ENCODER 22 BIT SINGLETURN AND 12 BIT MULTITURN (ENCODER AM22DQ) WITH DRIVE-CLIQ INTERFACE DESIGN IM B5 (IMV 1,IM V3) PLAIN SHAFT WITHOUT FITTED KEY; BEARING: ADVANCED LIFETIME VIBRATION SEVERITY S/A SHAFT A. FLANGE ACCURACY GR. R TERMINAL BOX (ABOVE) CABLE ENTRY ON THE RIGHT SIGNAL CONNECTION D-END | 6690 | TEM | 1 | MC | 73 | 1
1PH81071FF121BA1 | SIMOTICS M COMPACT ASYNCHRONOUS MOTOR 1500RPM, 9KW, 57NM, 23,5A, 330V 1750RPM, 10KW, 55NM, 22A, 380V 2000RPM, 11KW,53NM, 21,5A, 428V FORCED VENTILATION; DIRECTION OF AIR FLOW NDE --> DE; DEGREE OF PROTECTION IP55 ABSOLUTE ENCODER 22 BIT SINGLETURN AND 12 BIT MULTITURN (ENCODER AM22DQ) WITH DRIVE-CLIQ INTERFACE DESIGN IM B5 (IMV 1,IM V3) SHAFT WITH FITTED KEY FULL-KEY BALANCING BEARING: STANDARD WITH FIXED BEARING, VIBRATION SEVERITY GRADE: R/A, SHAFT AND FLANGE ACCURACY: R TERMINAL BOX (ABOVE) CABLE ENTRY ON THE RIGHT SIGNAL CONNECTION D-END | 6337 | TEM | 1 | MC | 73 | 1
1PH81071FF122BA1 | SIMOTICS M COMPACT ASYNCHRONOUS MOTOR 1500RPM, 9KW, 57NM, 23,5A, 330V 1750RPM, 10KW, 55NM, 22A, 380V 2000RPM, 11KW,53NM, 21,5A, 428V FORCED VENTILATION; DIRECTION OF AIR FLOW NDE --> DE; DEGREE OF PROTECTION IP55 ABSOLUTE ENCODER 22 BIT SINGLETURN AND 12 BIT MULTITURN (ENCODER AM22DQ) WITH DRIVE-CLIQ INTERFACE DESIGN IM B5 (IMV 1,IM V3) SHAFT WITH FITTED KEY HALF-KEY BALANCING BEARING: STANDARD WITH FIXED BEARING, VIBRATION SEVERITY GRADE: R/A, SHAFT AND FLANGE ACCURACY: R TERMINAL BOX (ABOVE) CABLE ENTRY ON THE RIGHT SIGNAL CONNECTION D-END | 6337 | TEM | 1 | MC | 73 | 1
1PH81071FF131BB1 | SIMOTICS M COMPACT ASYNCHRONOUS MOTOR 1500RPM, 9KW, 57NM, 23,5A, 330V 1750RPM, 10KW, 55NM, 22A, 380V 2000RPM, 11KW,53NM, 21,5A, 428V FORCED VENTILATION; DIRECTION OF AIR FLOW NDE --> DE; DEGREE OF PROTECTION IP55 ABSOLUTE ENCODER 22 BIT SINGLETURN AND 12 BIT MULTITURN (ENCODER AM22DQ) WITH DRIVE-CLIQ INTERFACE DESIGN IM B35 (IM V15, IM V35) SHAFT WITH FITTED KEY FULL-KEY BALANCING BEARING: STANDARD WITH FIXED BEARING, VIBRATION SEVERITY GRADE: R/A, SHAFT AND FLANGE ACCURACY: R TERMINAL BOX (ABOVE) CABLE ENTRY ON THE LEFT SIGNAL CONNECTION D-END | 6576 | TEM | 1 | MC | 73 | 1
1PH81071FF131BC1 | SIMOTICS M COMPACT ASYNCHRONOUS MOTOR 1500RPM, 9KW, 57NM, 23,5A, 330V 1750RPM, 10KW, 55NM, 22A, 380V 2000RPM, 11KW,53NM, 21,5A, 428V FORCED VENTILATION; DIRECTION OF AIR FLOW NDE --> DE; DEGREE OF PROTECTION IP55 ABSOLUTE ENCODER 22 BIT SINGLETURN AND 12 BIT MULTITURN (ENCODER AM22DQ) WITH DRIVE-CLIQ INTERFACE DESIGN IM B35 (IM V15, IM V35) SHAFT WITH FITTED KEY FULL-KEY BALANCING BEARING: STANDARD WITH FIXED BEARING, VIBRATION SEVERITY GRADE: R/A, SHAFT AND FLANGE ACCURACY: R TERMINAL BOX (ABOVE) CABLE ENTRY ON THE ND-END SIGNAL CONNECTION LEFT | 6576 | TEM | 1 | MC | 73 | 1
1PH81071FF132BA1 | SIMOTICS M COMPACT ASYNCHRONOUS MOTOR 1500RPM, 9KW, 57NM, 23,5A, 330V 1750RPM, 10KW, 55NM, 22A, 380V 2000RPM, 11KW,53NM, 21,5A, 428V FORCED VENTILATION; DIRECTION OF AIR FLOW NDE --> DE; DEGREE OF PROTECTION IP55 ABSOLUTE ENCODER 22 BIT SINGLETURN AND 12 BIT MULTITURN (ENCODER AM22DQ) WITH DRIVE-CLIQ INTERFACE DESIGN IM B35 (IM V15, IM V35) SHAFT WITH FITTED KEY HALF-KEY BALANCING BEARING: STANDARD WITH FIXED BEARING, VIBRATION SEVERITY GRADE: R/A, SHAFT AND FLANGE ACCURACY: R TERMINAL BOX (ABOVE) CABLE ENTRY ON THE RIGHT SIGNAL CONNECTION D-END | 6576 | TEM | 1 | MC | 73 | 1
1PH81071FF220BA1 | SIMOTICS M COMPACT ASYNCHRONOUS MOTOR 1500RPM, 14KW,89NM, 43,4A, 277V 1750RPM, 15,5KW,85NM, 42A, 314V 2000RPM, 18KW,86NM, 42,6A, 363V WATER COOLING DEGREE OF PROTECTION IP65 ABSOLUTE ENCODER 22 BIT SINGLETURN AND 12 BIT MULTITURN (ENCODER AM22DQ) WITH DRIVE-CLIQ INTERFACE DESIGN IM B5 (IMV 1,IM V3) PLAIN SHAFT WITHOUT FITTED KEY; BEARING: STANDARD WITH FIXED BEARING, VIBRATION SEVERITY GRADE: R/A, SHAFT AND FLANGE ACCURACY: R TERMINAL BOX (ABOVE) CABLE ENTRY ON THE RIGHT SIGNAL CONNECTION D-END | 7070 | TEM | 1 | MC | 83 | 1
1PH81071FF220CA1 | SIMOTICS M COMPACT ASYNCHRONOUS MOTOR 1500RPM, 14KW,89NM, 43,4A, 277V 1750RPM, 15,5KW,85NM, 42A, 314V 2000RPM, 18KW,86NM, 42,6A, 363V WATER COOLING DEGREE OF PROTECTION IP65 ABSOLUTE ENCODER 22 BIT SINGLETURN AND 12 BIT MULTITURN (ENCODER AM22DQ) WITH DRIVE-CLIQ INTERFACE DESIGN IM B5 (IMV 1,IM V3) PLAIN SHAFT WITHOUT FITTED KEY; BEARING: STANDARD WITH FIXED BEARING, VIBRATION SEVERITY GRADE: S/A, SHAFT AND FLANGE ACCURACY: R TERMINAL BOX (ABOVE) CABLE ENTRY ON THE RIGHT SIGNAL CONNECTION D-END | 7265 | TEM | 1 | MC | 83 | 1
1PH81071FF230BA1 | SIMOTICS M COMPACT ASYNCHRONOUS MOTOR 1500RPM, 14KW,89NM, 43,4A, 277V 1750RPM, 15,5KW,85NM, 42A, 314V 2000RPM, 18KW,86NM, 42,6A, 363V WATER COOLING DEGREE OF PROTECTION IP65 ABSOLUTE ENCODER 22 BIT SINGLETURN AND 12 BIT MULTITURN (ENCODER AM22DQ) WITH DRIVE-CLIQ INTERFACE DESIGN IM B35 (IM V15, IM V35) PLAIN SHAFT WITHOUT FITTED KEY; BEARING: STANDARD WITH FIXED BEARING, VIBRATION SEVERITY GRADE: R/A, SHAFT AND FLANGE ACCURACY: R TERMINAL BOX (ABOVE) CABLE ENTRY ON THE RIGHT SIGNAL CONNECTION D-END | 7308 | TEM | 1 | MC | 83 | 1
1PH81071FF230LC1 | SIMOTICS M COMPACT ASYNCHRONOUS MOTOR 1500RPM, 14KW,89NM, 43,4A, 277V 1750RPM, 15,5KW,85NM, 42A, 314V 2000RPM, 18KW,86NM, 42,6A, 363V WATER COOLING DEGREE OF PROTECTION IP65 ABSOLUTE ENCODER 22 BIT SINGLETURN AND 12 BIT MULTITURN (ENCODER AM22DQ) WITH DRIVE-CLIQ INTERFACE DESIGN IM B35 (IM V15, IM V35) PLAIN SHAFT WITHOUT FITTED KEY; BEARING: PERFORMANCE, VIBRATION SEVERITY GRADE SPECIAL/B; SHAFT A. FLANGE ACCURACY GR. SPECIAL TERMINAL BOX (ABOVE) CABLE ENTRY ON THE ND-END SIGNAL CONNECTION LEFT | 7821 | TEM | 1 | MC | 83 | 1
1PH81071FF232CA1 | SIMOTICS M COMPACT ASYNCHRONOUS MOTOR 1500RPM, 14KW,89NM, 43,4A, 277V 1750RPM, 15,5KW,85NM, 42A, 314V 2000RPM, 18KW,86NM, 42,6A, 363V WATER COOLING DEGREE OF PROTECTION IP65 ABSOLUTE ENCODER 22 BIT SINGLETURN AND 12 BIT MULTITURN (ENCODER AM22DQ) WITH DRIVE-CLIQ INTERFACE DESIGN IM B35 (IM V15, IM V35) SHAFT WITH FITTED KEY HALF-KEY BALANCING BEARING: STANDARD WITH FIXED BEARING, VIBRATION SEVERITY GRADE: S/A, SHAFT AND FLANGE ACCURACY: R TERMINAL BOX (ABOVE) CABLE ENTRY ON THE RIGHT SIGNAL CONNECTION D-END | 7503 | TEM | 1 | MC | 83 | 1
1PH81071FG000BA1 | SIMOTICS M COMPACT ASYNCHRONOUS MOTOR 2000RPM, 10,5KW,50NM, 26A, 355V 2300RPM, 12KW,50NM,26A, 406V 2650RPM, 13KW, 47NM, 24A, 460V FORCED VENTILATION; DIRECTION OF AIR FLOW DE --> NDE; DEGREE OF PROTECTION IP55 ABSOLUTE ENCODER 22 BIT SINGLETURN AND 12 BIT MULTITURN (ENCODER AM22DQ) WITH DRIVE-CLIQ INTERFACE DESIGN IM B3 (IM V5, IM V6) PLAIN SHAFT WITHOUT FITTED KEY; BEARING: STANDARD WITH FIXED BEARING, VIBRATION SEVERITY GRADE: R/A, SHAFT AND FLANGE ACCURACY: R TERMINAL BOX (ABOVE) CABLE ENTRY ON THE RIGHT SIGNAL CONNECTION D-END | 6142 | TEM | 1 | MC | 73 | 1
1PH81071FG001BB1 | SIMOTICS M COMPACT ASYNCHRONOUS MOTOR 2000RPM, 10,5KW,50NM, 26A, 355V 2300RPM, 12KW,50NM,26A, 406V 2650RPM, 13KW, 47NM, 24A, 460V FORCED VENTILATION; DIRECTION OF AIR FLOW DE --> NDE; DEGREE OF PROTECTION IP55 ABSOLUTE ENCODER 22 BIT SINGLETURN AND 12 BIT MULTITURN (ENCODER AM22DQ) WITH DRIVE-CLIQ INTERFACE DESIGN IM B3 (IM V5, IM V6) SHAFT WITH FITTED KEY FULL-KEY BALANCING BEARING: STANDARD WITH FIXED BEARING, VIBRATION SEVERITY GRADE: R/A, SHAFT AND FLANGE ACCURACY: R TERMINAL BOX (ABOVE) CABLE ENTRY ON THE LEFT SIGNAL CONNECTION D-END | 6142 | TEM | 1 | MC | 73 | 1
1PH81071FG020BA1 | SIMOTICS M COMPACT ASYNCHRONOUS MOTOR 2000RPM, 10,5KW,50NM, 26A, 355V 2300RPM, 12KW,50NM,26A, 406V 2650RPM, 13KW, 47NM, 24A, 460V FORCED VENTILATION; DIRECTION OF AIR FLOW DE --> NDE; DEGREE OF PROTECTION IP55 ABSOLUTE ENCODER 22 BIT SINGLETURN AND 12 BIT MULTITURN (ENCODER AM22DQ) WITH DRIVE-CLIQ INTERFACE DESIGN IM B5 (IMV 1,IM V3) PLAIN SHAFT WITHOUT FITTED KEY; BEARING: STANDARD WITH FIXED BEARING, VIBRATION SEVERITY GRADE: R/A, SHAFT AND FLANGE ACCURACY: R TERMINAL BOX (ABOVE) CABLE ENTRY ON THE RIGHT SIGNAL CONNECTION D-END | 6337 | TEM | 1 | MC | 73 | 1
1PH81071FG020BE1 | SIMOTICS M COMPACT ASYNCHRONOUS MOTOR 2000RPM, 10,5KW,50NM, 26A, 355V 2300RPM, 12KW,50NM,26A, 406V 2650RPM, 13KW, 47NM, 24A, 460V FORCED VENTILATION; DIRECTION OF AIR FLOW DE --> NDE; DEGREE OF PROTECTION IP55 ABSOLUTE ENCODER 22 BIT SINGLETURN AND 12 BIT MULTITURN (ENCODER AM22DQ) WITH DRIVE-CLIQ INTERFACE DESIGN IM B5 (IMV 1,IM V3) PLAIN SHAFT WITHOUT FITTED KEY; BEARING: STANDARD WITH FIXED BEARING, VIBRATION SEVERITY GRADE: R/A, SHAFT AND FLANGE ACCURACY: R POWER CONNECTOR (ABOVE) CABLE ENTRY ON THE RIGHT SIGNAL CONNECTION D-END | 6337 | TEM | 1 | MC | 73 | 1
1PH81071FG020LG1 | SIMOTICS M COMPACT ASYNCHRONOUS MOTOR 2000RPM, 10,5KW,50NM, 26A, 355V 2300RPM, 12KW,50NM,26A, 406V 2650RPM, 13KW, 47NM, 24A, 460V FORCED VENTILATION; DIRECTION OF AIR FLOW DE --> NDE; DEGREE OF PROTECTION IP55 ABSOLUTE ENCODER 22 BIT SINGLETURN AND 12 BIT MULTITURN (ENCODER AM22DQ) WITH DRIVE-CLIQ INTERFACE DESIGN IM B5 (IMV 1,IM V3) PLAIN SHAFT WITHOUT FITTED KEY; BEARING: PERFORMANCE, VIBRATION SEVERITY GRADE SPECIAL/B; SHAFT A. FLANGE ACCURACY GR. SPECIAL POWER CONNECTOR (ABOVE) CABLE ENTRY ON THE ND-END SIGNAL CONNECTION LEFT | 6850 | TEM | 1 | MC | 73 | 1
1PH81071FG020LH1 | SIMOTICS M COMPACT ASYNCHRONOUS MOTOR 2000RPM, 10,5KW,50NM, 26A, 355V 2300RPM, 12KW,50NM,26A, 406V 2650RPM, 13KW, 47NM, 24A, 460V FORCED VENTILATION; DIRECTION OF AIR FLOW DE --> NDE; DEGREE OF PROTECTION IP55 ABSOLUTE ENCODER 22 BIT SINGLETURN AND 12 BIT MULTITURN (ENCODER AM22DQ) WITH DRIVE-CLIQ INTERFACE DESIGN IM B5 (IMV 1,IM V3) PLAIN SHAFT WITHOUT FITTED KEY; BEARING: PERFORMANCE, VIBRATION SEVERITY GRADE SPECIAL/B; SHAFT A. FLANGE ACCURACY GR. SPECIAL POWER CONNECTOR (ABOVE) CABLE ENTRY ON THE ND-END SIGNAL CONNECTION LEFT | 6850 | TEM | 1 | MC | 73 | 1
1PH81071FG021BA1 | SIMOTICS M COMPACT ASYNCHRONOUS MOTOR 2000RPM, 10,5KW,50NM, 26A, 355V 2300RPM, 12KW,50NM,26A, 406V 2650RPM, 13KW, 47NM, 24A, 460V FORCED VENTILATION; DIRECTION OF AIR FLOW DE --> NDE; DEGREE OF PROTECTION IP55 ABSOLUTE ENCODER 22 BIT SINGLETURN AND 12 BIT MULTITURN (ENCODER AM22DQ) WITH DRIVE-CLIQ INTERFACE DESIGN IM B5 (IMV 1,IM V3) SHAFT WITH FITTED KEY FULL-KEY BALANCING BEARING: STANDARD WITH FIXED BEARING, VIBRATION SEVERITY GRADE: R/A, SHAFT AND FLANGE ACCURACY: R TERMINAL BOX (ABOVE) CABLE ENTRY ON THE RIGHT SIGNAL CONNECTION D-END | 6337 | TEM | 1 | MC | 73 | 1
1PH81071FG021BE1 | SIMOTICS M COMPACT ASYNCHRONOUS MOTOR 2000RPM, 10,5KW,50NM, 26A, 355V 2300RPM, 12KW,50NM,26A, 406V 2650RPM, 13KW, 47NM, 24A, 460V FORCED VENTILATION; DIRECTION OF AIR FLOW DE --> NDE; DEGREE OF PROTECTION IP55 ABSOLUTE ENCODER 22 BIT SINGLETURN AND 12 BIT MULTITURN (ENCODER AM22DQ) WITH DRIVE-CLIQ INTERFACE DESIGN IM B5 (IMV 1,IM V3) SHAFT WITH FITTED KEY FULL-KEY BALANCING BEARING: STANDARD WITH FIXED BEARING, VIBRATION SEVERITY GRADE: R/A, SHAFT AND FLANGE ACCURACY: R POWER CONNECTOR (ABOVE) CABLE ENTRY ON THE RIGHT SIGNAL CONNECTION D-END | 6337 | TEM | 1 | MC | 73 | 1
1PH81071FG022BA1 | SIMOTICS M COMPACT ASYNCHRONOUS MOTOR 2000RPM, 10,5KW,50NM, 26A, 355V 2300RPM, 12KW,50NM,26A, 406V 2650RPM, 13KW, 47NM, 24A, 460V FORCED VENTILATION; DIRECTION OF AIR FLOW DE --> NDE; DEGREE OF PROTECTION IP55 ABSOLUTE ENCODER 22 BIT SINGLETURN AND 12 BIT MULTITURN (ENCODER AM22DQ) WITH DRIVE-CLIQ INTERFACE DESIGN IM B5 (IMV 1,IM V3) SHAFT WITH FITTED KEY HALF-KEY BALANCING BEARING: STANDARD WITH FIXED BEARING, VIBRATION SEVERITY GRADE: R/A, SHAFT AND FLANGE ACCURACY: R TERMINAL BOX (ABOVE) CABLE ENTRY ON THE RIGHT SIGNAL CONNECTION D-END | 6337 | TEM | 1 | MC | 73 | 1
1PH81071FG022GA1 | SIMOTICS M COMPACT ASYNCHRONOUS MOTOR 2000RPM, 10,5KW,50NM, 26A, 355V 2300RPM, 12KW,50NM,26A, 406V 2650RPM, 13KW, 47NM, 24A, 460V FORCED VENTILATION; DIRECTION OF AIR FLOW DE --> NDE; DEGREE OF PROTECTION IP55 ABSOLUTE ENCODER 22 BIT SINGLETURN AND 12 BIT MULTITURN (ENCODER AM22DQ) WITH DRIVE-CLIQ INTERFACE DESIGN IM B5 (IMV 1,IM V3) SHAFT WITH FITTED KEY HALF-KEY BALANCING BEARING: STANDARD, VIBRATION SEVERITY GRADE: R/A, SHAFT AND FLANGE ACCURACY: R TERMINAL BOX (ABOVE) CABLE ENTRY ON THE RIGHT SIGNAL CONNECTION D-END | 6052 | TEM | 1 | MC | 73 | 1
1PH81071FG030CA1 | SIMOTICS M COMPACT ASYNCHRONOUS MOTOR 2000RPM, 10,5KW,50NM, 26A, 355V 2300RPM, 12KW,50NM,26A, 406V 2650RPM, 13KW, 47NM, 24A, 460V FORCED VENTILATION; DIRECTION OF AIR FLOW DE --> NDE; DEGREE OF PROTECTION IP55 ABSOLUTE ENCODER 22 BIT SINGLETURN AND 12 BIT MULTITURN (ENCODER AM22DQ) WITH DRIVE-CLIQ INTERFACE DESIGN IM B35 (IM V15, IM V35) PLAIN SHAFT WITHOUT FITTED KEY; BEARING: STANDARD WITH FIXED BEARING, VIBRATION SEVERITY GRADE: S/A, SHAFT AND FLANGE ACCURACY: R TERMINAL BOX (ABOVE) CABLE ENTRY ON THE RIGHT SIGNAL CONNECTION D-END | 6771 | TEM | 1 | MC | 73 | 1
1PH81071FG031BH1 | SIMOTICS M COMPACT ASYNCHRONOUS MOTOR 2000RPM, 10,5KW,50NM, 26A, 355V 2300RPM, 12KW,50NM,26A, 406V 2650RPM, 13KW, 47NM, 24A, 460V FORCED VENTILATION; DIRECTION OF AIR FLOW DE --> NDE; DEGREE OF PROTECTION IP55 ABSOLUTE ENCODER 22 BIT SINGLETURN AND 12 BIT MULTITURN (ENCODER AM22DQ) WITH DRIVE-CLIQ INTERFACE DESIGN IM B35 (IM V15, IM V35) SHAFT WITH FITTED KEY FULL-KEY BALANCING BEARING: STANDARD WITH FIXED BEARING, VIBRATION SEVERITY GRADE: R/A, SHAFT AND FLANGE ACCURACY: R POWER CONNECTOR (ABOVE) CABLE ENTRY ON THE ND-END SIGNAL CONNECTION LEFT | 6576 | TEM | 1 | MC | 73 | 1
1PH81071FG120BA1 | SIMOTICS M COMPACT ASYNCHRONOUS MOTOR 2000RPM, 10,5KW,50NM, 26A, 355V 2300RPM, 12,5KW,50NM, 26A, 406V 2650RPM, 13KW, 47NM, 24A, 460V FORCED VENTILATION; DIRECTION OF AIR FLOW NDE --> DE; DEGREE OF PROTECTION IP55 ABSOLUTE ENCODER 22 BIT SINGLETURN AND 12 BIT MULTITURN (ENCODER AM22DQ) WITH DRIVE-CLIQ INTERFACE DESIGN IM B5 (IMV 1,IM V3) PLAIN SHAFT WITHOUT FITTED KEY; BEARING: STANDARD WITH FIXED BEARING, VIBRATION SEVERITY GRADE: R/A, SHAFT AND FLANGE ACCURACY: R TERMINAL BOX (ABOVE) CABLE ENTRY ON THE RIGHT SIGNAL CONNECTION D-END | 6337 | TEM | 1 | MC | 73 | 1
1PH81071FG120BB1 | SIMOTICS M COMPACT ASYNCHRONOUS MOTOR 2000RPM, 10,5KW,50NM, 26A, 355V 2300RPM, 12,5KW,50NM, 26A, 406V 2650RPM, 13KW, 47NM, 24A, 460V FORCED VENTILATION; DIRECTION OF AIR FLOW NDE --> DE; DEGREE OF PROTECTION IP55 ABSOLUTE ENCODER 22 BIT SINGLETURN AND 12 BIT MULTITURN (ENCODER AM22DQ) WITH DRIVE-CLIQ INTERFACE DESIGN IM B5 (IMV 1,IM V3) PLAIN SHAFT WITHOUT FITTED KEY; BEARING: STANDARD WITH FIXED BEARING, VIBRATION SEVERITY GRADE: R/A, SHAFT AND FLANGE ACCURACY: R TERMINAL BOX (ABOVE) CABLE ENTRY ON THE LEFT SIGNAL CONNECTION D-END | 6337 | TEM | 1 | MC | 73 | 1
1PH81071FG120QA1 | SIMOTICS M COMPACT ASYNCHRONOUS MOTOR 2000RPM, 10,5KW,50NM, 26A, 355V 2300RPM, 12,5KW,50NM, 26A, 406V 2650RPM, 13KW, 47NM, 24A, 460V FORCED VENTILATION; DIRECTION OF AIR FLOW NDE --> DE; DEGREE OF PROTECTION IP55 ABSOLUTE ENCODER 22 BIT SINGLETURN AND 12 BIT MULTITURN (ENCODER AM22DQ) WITH DRIVE-CLIQ INTERFACE DESIGN IM B5 (IMV 1,IM V3) PLAIN SHAFT WITHOUT FITTED KEY; BEARING: ADVANCED LIFETIME VIBRATION SEVERITY S/A SHAFT A. FLANGE ACCURACY GR. R TERMINAL BOX (ABOVE) CABLE ENTRY ON THE RIGHT SIGNAL CONNECTION D-END | 6690 | TEM | 1 | MC | 73 | 1
1PH81071FG121BA1 | SIMOTICS M COMPACT ASYNCHRONOUS MOTOR 2000RPM, 10,5KW,50NM, 26A, 355V 2300RPM, 12,5KW,50NM, 26A, 406V 2650RPM, 13KW, 47NM, 24A, 460V FORCED VENTILATION; DIRECTION OF AIR FLOW NDE --> DE; DEGREE OF PROTECTION IP55 ABSOLUTE ENCODER 22 BIT SINGLETURN AND 12 BIT MULTITURN (ENCODER AM22DQ) WITH DRIVE-CLIQ INTERFACE DESIGN IM B5 (IMV 1,IM V3) SHAFT WITH FITTED KEY FULL-KEY BALANCING BEARING: STANDARD WITH FIXED BEARING, VIBRATION SEVERITY GRADE: R/A, SHAFT AND FLANGE ACCURACY: R TERMINAL BOX (ABOVE) CABLE ENTRY ON THE RIGHT SIGNAL CONNECTION D-END | 6337 | TEM | 1 | MC | 73 | 1
1PH81071FG122BA1 | SIMOTICS M COMPACT ASYNCHRONOUS MOTOR 2000RPM, 10,5KW,50NM, 26A, 355V 2300RPM, 12,5KW,50NM, 26A, 406V 2650RPM, 13KW, 47NM, 24A, 460V FORCED VENTILATION; DIRECTION OF AIR FLOW NDE --> DE; DEGREE OF PROTECTION IP55 ABSOLUTE ENCODER 22 BIT SINGLETURN AND 12 BIT MULTITURN (ENCODER AM22DQ) WITH DRIVE-CLIQ INTERFACE DESIGN IM B5 (IMV 1,IM V3) SHAFT WITH FITTED KEY HALF-KEY BALANCING BEARING: STANDARD WITH FIXED BEARING, VIBRATION SEVERITY GRADE: R/A, SHAFT AND FLANGE ACCURACY: R TERMINAL BOX (ABOVE) CABLE ENTRY ON THE RIGHT SIGNAL CONNECTION D-END | 6337 | TEM | 1 | MC | 73 | 1
1PH81071FG132BA1 | SIMOTICS M COMPACT ASYNCHRONOUS MOTOR 2000RPM, 10,5KW,50NM, 26A, 355V 2300RPM, 12,5KW,50NM, 26A, 406V 2650RPM, 13KW, 47NM, 24A, 460V FORCED VENTILATION; DIRECTION OF AIR FLOW NDE --> DE; DEGREE OF PROTECTION IP55 ABSOLUTE ENCODER 22 BIT SINGLETURN AND 12 BIT MULTITURN (ENCODER AM22DQ) WITH DRIVE-CLIQ INTERFACE DESIGN IM B35 (IM V15, IM V35) SHAFT WITH FITTED KEY HALF-KEY BALANCING BEARING: STANDARD WITH FIXED BEARING, VIBRATION SEVERITY GRADE: R/A, SHAFT AND FLANGE ACCURACY: R TERMINAL BOX (ABOVE) CABLE ENTRY ON THE RIGHT SIGNAL CONNECTION D-END | 6576 | TEM | 1 | MC | 73 | 1
1PH81071FG132BC1 | SIMOTICS M COMPACT ASYNCHRONOUS MOTOR 2000RPM, 10,5KW,50NM, 26A, 355V 2300RPM, 12,5KW,50NM, 26A, 406V 2650RPM, 13KW, 47NM, 24A, 460V FORCED VENTILATION; DIRECTION OF AIR FLOW NDE --> DE; DEGREE OF PROTECTION IP55 ABSOLUTE ENCODER 22 BIT SINGLETURN AND 12 BIT MULTITURN (ENCODER AM22DQ) WITH DRIVE-CLIQ INTERFACE DESIGN IM B35 (IM V15, IM V35) SHAFT WITH FITTED KEY HALF-KEY BALANCING BEARING: STANDARD WITH FIXED BEARING, VIBRATION SEVERITY GRADE: R/A, SHAFT AND FLANGE ACCURACY: R TERMINAL BOX (ABOVE) CABLE ENTRY ON THE ND-END SIGNAL CONNECTION LEFT | 6576 | TEM | 1 | MC | 73 | 1
1PH81071FM020BA1 | SIMOTICS M COMPACT ASYNCHRONOUS MOTOR 3000RPM, 12KW, 38NM, 38A, 294V 3300RPM, 13KW, 38NM, 38A, 326V 3600RPM, 14KW,37NM, 37,5A, 355V FORCED VENTILATION; DIRECTION OF AIR FLOW DE --> NDE; DEGREE OF PROTECTION IP55 ABSOLUTE ENCODER 22 BIT SINGLETURN AND 12 BIT MULTITURN (ENCODER AM22DQ) WITH DRIVE-CLIQ INTERFACE DESIGN IM B5 (IMV 1,IM V3) PLAIN SHAFT WITHOUT FITTED KEY; BEARING: STANDARD WITH FIXED BEARING, VIBRATION SEVERITY GRADE: R/A, SHAFT AND FLANGE ACCURACY: R TERMINAL BOX (ABOVE) CABLE ENTRY ON THE RIGHT SIGNAL CONNECTION D-END | 6337 | TEM | 1 | MC | 73 | 1
1PH81071FM020CA1 | SIMOTICS M COMPACT ASYNCHRONOUS MOTOR 3000RPM, 12KW, 38NM, 38A, 294V 3300RPM, 13KW, 38NM, 38A, 326V 3600RPM, 14KW,37NM, 37,5A, 355V FORCED VENTILATION; DIRECTION OF AIR FLOW DE --> NDE; DEGREE OF PROTECTION IP55 ABSOLUTE ENCODER 22 BIT SINGLETURN AND 12 BIT MULTITURN (ENCODER AM22DQ) WITH DRIVE-CLIQ INTERFACE DESIGN IM B5 (IMV 1,IM V3) PLAIN SHAFT WITHOUT FITTED KEY; BEARING: STANDARD WITH FIXED BEARING, VIBRATION SEVERITY GRADE: S/A, SHAFT AND FLANGE ACCURACY: R TERMINAL BOX (ABOVE) CABLE ENTRY ON THE RIGHT SIGNAL CONNECTION D-END | 6532 | TEM | 1 | MC | 73 | 1
1PH81071FM020CE1 | SIMOTICS M COMPACT ASYNCHRONOUS MOTOR 3000RPM, 12KW, 38NM, 38A, 294V 3300RPM, 13KW, 38NM, 38A, 326V 3600RPM, 14KW,37NM, 37,5A, 355V FORCED VENTILATION; DIRECTION OF AIR FLOW DE --> NDE; DEGREE OF PROTECTION IP55 ABSOLUTE ENCODER 22 BIT SINGLETURN AND 12 BIT MULTITURN (ENCODER AM22DQ) WITH DRIVE-CLIQ INTERFACE DESIGN IM B5 (IMV 1,IM V3) PLAIN SHAFT WITHOUT FITTED KEY; BEARING: STANDARD WITH FIXED BEARING, VIBRATION SEVERITY GRADE: S/A, SHAFT AND FLANGE ACCURACY: R POWER CONNECTOR (ABOVE) CABLE ENTRY ON THE RIGHT SIGNAL CONNECTION D-END | 6532 | TEM | 1 | MC | 73 | 1
1PH81071FM020GA1 | SIMOTICS M COMPACT ASYNCHRONOUS MOTOR 3000RPM, 12KW, 38NM, 38A, 294V 3300RPM, 13KW, 38NM, 38A, 326V 3600RPM, 14KW,37NM, 37,5A, 355V FORCED VENTILATION; DIRECTION OF AIR FLOW DE --> NDE; DEGREE OF PROTECTION IP55 ABSOLUTE ENCODER 22 BIT SINGLETURN AND 12 BIT MULTITURN (ENCODER AM22DQ) WITH DRIVE-CLIQ INTERFACE DESIGN IM B5 (IMV 1,IM V3) PLAIN SHAFT WITHOUT FITTED KEY; BEARING: STANDARD, VIBRATION SEVERITY GRADE: R/A, SHAFT AND FLANGE ACCURACY: R TERMINAL BOX (ABOVE) CABLE ENTRY ON THE RIGHT SIGNAL CONNECTION D-END | 6052 | TEM | 1 | MC | 73 | 1
1PH81071FM021BA1 | SIMOTICS M COMPACT ASYNCHRONOUS MOTOR 3000RPM, 12KW, 38NM, 38A, 294V 3300RPM, 13KW, 38NM, 38A, 326V 3600RPM, 14KW,37NM, 37,5A, 355V FORCED VENTILATION; DIRECTION OF AIR FLOW DE --> NDE; DEGREE OF PROTECTION IP55 ABSOLUTE ENCODER 22 BIT SINGLETURN AND 12 BIT MULTITURN (ENCODER AM22DQ) WITH DRIVE-CLIQ INTERFACE DESIGN IM B5 (IMV 1,IM V3) SHAFT WITH FITTED KEY FULL-KEY BALANCING BEARING: STANDARD WITH FIXED BEARING, VIBRATION SEVERITY GRADE: R/A, SHAFT AND FLANGE ACCURACY: R TERMINAL BOX (ABOVE) CABLE ENTRY ON THE RIGHT SIGNAL CONNECTION D-END | 6337 | TEM | 1 | MC | 73 | 1
1PH81071FM030BA1 | SIMOTICS M COMPACT ASYNCHRONOUS MOTOR 3000RPM, 12KW, 38NM, 38A, 294V 3300RPM, 13KW, 38NM, 38A, 326V 3600RPM, 14KW,37NM, 37,5A, 355V FORCED VENTILATION; DIRECTION OF AIR FLOW DE --> NDE; DEGREE OF PROTECTION IP55 ABSOLUTE ENCODER 22 BIT SINGLETURN AND 12 BIT MULTITURN (ENCODER AM22DQ) WITH DRIVE-CLIQ INTERFACE DESIGN IM B35 (IM V15, IM V35) PLAIN SHAFT WITHOUT FITTED KEY; BEARING: STANDARD WITH FIXED BEARING, VIBRATION SEVERITY GRADE: R/A, SHAFT AND FLANGE ACCURACY: R TERMINAL BOX (ABOVE) CABLE ENTRY ON THE RIGHT SIGNAL CONNECTION D-END | 6576 | TEM | 1 | MC | 73 | 1
1PH81071FM030BH1 | SIMOTICS M COMPACT ASYNCHRONOUS MOTOR 3000RPM, 12KW, 38NM, 38A, 294V 3300RPM, 13KW, 38NM, 38A, 326V 3600RPM, 14KW,37NM, 37,5A, 355V FORCED VENTILATION; DIRECTION OF AIR FLOW DE --> NDE; DEGREE OF PROTECTION IP55 ABSOLUTE ENCODER 22 BIT SINGLETURN AND 12 BIT MULTITURN (ENCODER AM22DQ) WITH DRIVE-CLIQ INTERFACE DESIGN IM B35 (IM V15, IM V35) PLAIN SHAFT WITHOUT FITTED KEY; BEARING: STANDARD WITH FIXED BEARING, VIBRATION SEVERITY GRADE: R/A, SHAFT AND FLANGE ACCURACY: R POWER CONNECTOR (ABOVE) CABLE ENTRY ON THE ND-END SIGNAL CONNECTION LEFT | 6576 | TEM | 1 | MC | 73 | 1
1PH81071FM030LA1 | SIMOTICS M COMPACT ASYNCHRONOUS MOTOR 3000RPM, 12KW, 38NM, 38A, 294V 3300RPM, 13KW, 38NM, 38A, 326V 3600RPM, 14KW,37NM, 37,5A, 355V FORCED VENTILATION; DIRECTION OF AIR FLOW DE --> NDE; DEGREE OF PROTECTION IP55 ABSOLUTE ENCODER 22 BIT SINGLETURN AND 12 BIT MULTITURN (ENCODER AM22DQ) WITH DRIVE-CLIQ INTERFACE DESIGN IM B35 (IM V15, IM V35) PLAIN SHAFT WITHOUT FITTED KEY; BEARING: PERFORMANCE, VIBRATION SEVERITY GRADE SPECIAL/B; SHAFT A. FLANGE ACCURACY GR. SPECIAL TERMINAL BOX (ABOVE) CABLE ENTRY ON THE RIGHT SIGNAL CONNECTION D-END | 7088 | TEM | 1 | MC | 73 | 1
1PH81071FM120BA1 | SIMOTICS M COMPACT ASYNCHRONOUS MOTOR 3000RPM, 12KW,38NM, 38A, 294V 3300RPM, 13KW,38NM, 38A, 326V 3600RPM, 14KW, 37NM, 37,5A,355V FORCED VENTILATION; DIRECTION OF AIR FLOW NDE --> DE; DEGREE OF PROTECTION IP55 ABSOLUTE ENCODER 22 BIT SINGLETURN AND 12 BIT MULTITURN (ENCODER AM22DQ) WITH DRIVE-CLIQ INTERFACE DESIGN IM B5 (IMV 1,IM V3) PLAIN SHAFT WITHOUT FITTED KEY; BEARING: STANDARD WITH FIXED BEARING, VIBRATION SEVERITY GRADE: R/A, SHAFT AND FLANGE ACCURACY: R TERMINAL BOX (ABOVE) CABLE ENTRY ON THE RIGHT SIGNAL CONNECTION D-END | 6337 | TEM | 1 | MC | 73 | 1
1PH81071FM220BA1 | SIMOTICS M COMPACT ASYNCHRONOUS MOTOR 3000RPM, 18KW, 57NM, 60A, 294V 3300RPM, 20KW, 58NM, 60A, 326V 3600RPM, 21KW, 56NM, 59A, 355V WATER COOLING DEGREE OF PROTECTION IP65 ABSOLUTE ENCODER 22 BIT SINGLETURN AND 12 BIT MULTITURN (ENCODER AM22DQ) WITH DRIVE-CLIQ INTERFACE DESIGN IM B5 (IMV 1,IM V3) PLAIN SHAFT WITHOUT FITTED KEY; BEARING: STANDARD WITH FIXED BEARING, VIBRATION SEVERITY GRADE: R/A, SHAFT AND FLANGE ACCURACY: R TERMINAL BOX (ABOVE) CABLE ENTRY ON THE RIGHT SIGNAL CONNECTION D-END | 7070 | TEM | 1 | MC | 83 | 1
1PH81071HD001BA1 | SIMOTICS M COMPACT ASYNCHRONOUS MOTOR 1000RPM, 6,3KW,60NM,17,5A, 307V 1150RPM, 7,2KW,60NM,17,5A, 348V 1350RPM, 8,0KW, 57NM, 17A, 400V FORCED VENTILATION; DIRECTION OF AIR FLOW DE --> NDE; DEGREE OF PROTECTION IP55 INCREMENT. ENCODER HTL 1024 S/R (ENCODER HTL1024S/R) with TEMPERAT. SENSOR KTY84-130 DESIGN IM B3 (IM V5, IM V6) SHAFT WITH FITTED KEY FULL-KEY BALANCING BEARING: STANDARD WITH FIXED BEARING, VIBRATION SEVERITY GRADE: R/A, SHAFT AND FLANGE ACCURACY: R TERMINAL BOX (ABOVE) CABLE ENTRY ON THE RIGHT SIGNAL CONNECTION D-END | 4213 | TEM | 1 | MC | 73 | 1
1PH81071HD002BA1 | SIMOTICS M COMPACT ASYNCHRONOUS MOTOR 1000RPM, 6,3KW,60NM,17,5A, 307V 1150RPM, 7,2KW,60NM,17,5A, 348V 1350RPM, 8,0KW, 57NM, 17A, 400V FORCED VENTILATION; DIRECTION OF AIR FLOW DE --> NDE; DEGREE OF PROTECTION IP55 INCREMENT. ENCODER HTL 1024 S/R (ENCODER HTL1024S/R) with TEMPERAT. SENSOR KTY84-130 DESIGN IM B3 (IM V5, IM V6) SHAFT WITH FITTED KEY HALF-KEY BALANCING BEARING: STANDARD WITH FIXED BEARING, VIBRATION SEVERITY GRADE: R/A, SHAFT AND FLANGE ACCURACY: R TERMINAL BOX (ABOVE) CABLE ENTRY ON THE RIGHT SIGNAL CONNECTION D-END | 4213 | TEM | 1 | MC | 73 | 1
1PH81071HD002BC1 | SIMOTICS M COMPACT ASYNCHRONOUS MOTOR 1000RPM, 6,3KW,60NM,17,5A, 307V 1150RPM, 7,2KW,60NM,17,5A, 348V 1350RPM, 8,0KW, 57NM, 17A, 400V FORCED VENTILATION; DIRECTION OF AIR FLOW DE --> NDE; DEGREE OF PROTECTION IP55 INCREMENT. ENCODER HTL 1024 S/R (ENCODER HTL1024S/R) with TEMPERAT. SENSOR KTY84-130 DESIGN IM B3 (IM V5, IM V6) SHAFT WITH FITTED KEY HALF-KEY BALANCING BEARING: STANDARD WITH FIXED BEARING, VIBRATION SEVERITY GRADE: R/A, SHAFT AND FLANGE ACCURACY: R TERMINAL BOX (ABOVE) CABLE ENTRY ON THE ND-END SIGNAL CONNECTION LEFT | 4213 | TEM | 1 | MC | 73 | 1
1PH81071HD021BA1 | SIMOTICS M COMPACT ASYNCHRONOUS MOTOR 1000RPM, 6,3KW,60NM,17,5A, 307V 1150RPM, 7,2KW,60NM,17,5A, 348V 1350RPM, 8,0KW, 57NM, 17A, 400V FORCED VENTILATION; DIRECTION OF AIR FLOW DE --> NDE; DEGREE OF PROTECTION IP55 INCREMENT. ENCODER HTL 1024 S/R (ENCODER HTL1024S/R) with TEMPERAT. SENSOR KTY84-130 DESIGN IM B5 (IMV 1,IM V3) SHAFT WITH FITTED KEY FULL-KEY BALANCING BEARING: STANDARD WITH FIXED BEARING, VIBRATION SEVERITY GRADE: R/A, SHAFT AND FLANGE ACCURACY: R TERMINAL BOX (ABOVE) CABLE ENTRY ON THE RIGHT SIGNAL CONNECTION D-END | 4408 | TEM | 1 | MC | 73 | 1
1PH81071HD021BB1 | SIMOTICS M COMPACT ASYNCHRONOUS MOTOR 1000RPM, 6,3KW,60NM,17,5A, 307V 1150RPM, 7,2KW,60NM,17,5A, 348V 1350RPM, 8,0KW, 57NM, 17A, 400V FORCED VENTILATION; DIRECTION OF AIR FLOW DE --> NDE; DEGREE OF PROTECTION IP55 INCREMENT. ENCODER HTL 1024 S/R (ENCODER HTL1024S/R) with TEMPERAT. SENSOR KTY84-130 DESIGN IM B5 (IMV 1,IM V3) SHAFT WITH FITTED KEY FULL-KEY BALANCING BEARING: STANDARD WITH FIXED BEARING, VIBRATION SEVERITY GRADE: R/A, SHAFT AND FLANGE ACCURACY: R TERMINAL BOX (ABOVE) CABLE ENTRY ON THE LEFT SIGNAL CONNECTION D-END | 4408 | TEM | 1 | MC | 73 | 1
1PH81071HD021BH1 | SIMOTICS M COMPACT ASYNCHRONOUS MOTOR 1000RPM, 6,3KW,60NM,17,5A, 307V 1150RPM, 7,2KW,60NM,17,5A, 348V 1350RPM, 8,0KW, 57NM, 17A, 400V FORCED VENTILATION; DIRECTION OF AIR FLOW DE --> NDE; DEGREE OF PROTECTION IP55 INCREMENT. ENCODER HTL 1024 S/R (ENCODER HTL1024S/R) with TEMPERAT. SENSOR KTY84-130 DESIGN IM B5 (IMV 1,IM V3) SHAFT WITH FITTED KEY FULL-KEY BALANCING BEARING: STANDARD WITH FIXED BEARING, VIBRATION SEVERITY GRADE: R/A, SHAFT AND FLANGE ACCURACY: R POWER CONNECTOR (ABOVE) CABLE ENTRY ON THE ND-END SIGNAL CONNECTION LEFT | 4408 | TEM | 1 | MC | 73 | 1
1PH81071HD022BA1 | SIMOTICS M COMPACT ASYNCHRONOUS MOTOR 1000RPM, 6,3KW,60NM,17,5A, 307V 1150RPM, 7,2KW,60NM,17,5A, 348V 1350RPM, 8,0KW, 57NM, 17A, 400V FORCED VENTILATION; DIRECTION OF AIR FLOW DE --> NDE; DEGREE OF PROTECTION IP55 INCREMENT. ENCODER HTL 1024 S/R (ENCODER HTL1024S/R) with TEMPERAT. SENSOR KTY84-130 DESIGN IM B5 (IMV 1,IM V3) SHAFT WITH FITTED KEY HALF-KEY BALANCING BEARING: STANDARD WITH FIXED BEARING, VIBRATION SEVERITY GRADE: R/A, SHAFT AND FLANGE ACCURACY: R TERMINAL BOX (ABOVE) CABLE ENTRY ON THE RIGHT SIGNAL CONNECTION D-END | 4408 | TEM | 1 | MC | 73 | 1
1PH81071HD022BB1 | SIMOTICS M COMPACT ASYNCHRONOUS MOTOR 1000RPM, 6,3KW,60NM,17,5A, 307V 1150RPM, 7,2KW,60NM,17,5A, 348V 1350RPM, 8,0KW, 57NM, 17A, 400V FORCED VENTILATION; DIRECTION OF AIR FLOW DE --> NDE; DEGREE OF PROTECTION IP55 INCREMENT. ENCODER HTL 1024 S/R (ENCODER HTL1024S/R) with TEMPERAT. SENSOR KTY84-130 DESIGN IM B5 (IMV 1,IM V3) SHAFT WITH FITTED KEY HALF-KEY BALANCING BEARING: STANDARD WITH FIXED BEARING, VIBRATION SEVERITY GRADE: R/A, SHAFT AND FLANGE ACCURACY: R TERMINAL BOX (ABOVE) CABLE ENTRY ON THE LEFT SIGNAL CONNECTION D-END | 4408 | TEM | 1 | MC | 73 | 1
1PH81071HD031BA1 | SIMOTICS M COMPACT ASYNCHRONOUS MOTOR 1000RPM, 6,3KW,60NM,17,5A, 307V 1150RPM, 7,2KW,60NM,17,5A, 348V 1350RPM, 8,0KW, 57NM, 17A, 400V FORCED VENTILATION; DIRECTION OF AIR FLOW DE --> NDE; DEGREE OF PROTECTION IP55 INCREMENT. ENCODER HTL 1024 S/R (ENCODER HTL1024S/R) with TEMPERAT. SENSOR KTY84-130 DESIGN IM B35 (IM V15, IM V35) SHAFT WITH FITTED KEY FULL-KEY BALANCING BEARING: STANDARD WITH FIXED BEARING, VIBRATION SEVERITY GRADE: R/A, SHAFT AND FLANGE ACCURACY: R TERMINAL BOX (ABOVE) CABLE ENTRY ON THE RIGHT SIGNAL CONNECTION D-END | 4647 | TEM | 1 | MC | 73 | 1
1PH81071HD032BA1 | SIMOTICS M COMPACT ASYNCHRONOUS MOTOR 1000RPM, 6,3KW,60NM,17,5A, 307V 1150RPM, 7,2KW,60NM,17,5A, 348V 1350RPM, 8,0KW, 57NM, 17A, 400V FORCED VENTILATION; DIRECTION OF AIR FLOW DE --> NDE; DEGREE OF PROTECTION IP55 INCREMENT. ENCODER HTL 1024 S/R (ENCODER HTL1024S/R) with TEMPERAT. SENSOR KTY84-130 DESIGN IM B35 (IM V15, IM V35) SHAFT WITH FITTED KEY HALF-KEY BALANCING BEARING: STANDARD WITH FIXED BEARING, VIBRATION SEVERITY GRADE: R/A, SHAFT AND FLANGE ACCURACY: R TERMINAL BOX (ABOVE) CABLE ENTRY ON THE RIGHT SIGNAL CONNECTION D-END | 4647 | TEM | 1 | MC | 73 | 1
1PH81071HD100BA1 | SIMOTICS M COMPACT ASYNCHRONOUS MOTOR 1000RPM, 6,3KW,60NM, 17,5A,307V 1150RPM, 7,2KW,60NM, 17,5A,348V 1350RPM, 8KW, 57NM, 17A, 400V FORCED VENTILATION; DIRECTION OF AIR FLOW NDE --> DE; DEGREE OF PROTECTION IP55 INCREMENT. ENCODER HTL 1024 S/R (ENCODER HTL1024S/R) with TEMPERAT. SENSOR KTY84-130 DESIGN IM B3 (IM V5, IM V6) PLAIN SHAFT WITHOUT FITTED KEY; BEARING: STANDARD WITH FIXED BEARING, VIBRATION SEVERITY GRADE: R/A, SHAFT AND FLANGE ACCURACY: R TERMINAL BOX (ABOVE) CABLE ENTRY ON THE RIGHT SIGNAL CONNECTION D-END | 4213 | TEM | 1 | MC | 73 | 1
1PH81071HD100BB1 | SIMOTICS M COMPACT ASYNCHRONOUS MOTOR 1000RPM, 6,3KW,60NM, 17,5A,307V 1150RPM, 7,2KW,60NM, 17,5A,348V 1350RPM, 8KW, 57NM, 17A, 400V FORCED VENTILATION; DIRECTION OF AIR FLOW NDE --> DE; DEGREE OF PROTECTION IP55 INCREMENT. ENCODER HTL 1024 S/R (ENCODER HTL1024S/R) with TEMPERAT. SENSOR KTY84-130 DESIGN IM B3 (IM V5, IM V6) PLAIN SHAFT WITHOUT FITTED KEY; BEARING: STANDARD WITH FIXED BEARING, VIBRATION SEVERITY GRADE: R/A, SHAFT AND FLANGE ACCURACY: R TERMINAL BOX (ABOVE) CABLE ENTRY ON THE LEFT SIGNAL CONNECTION D-END | 4213 | TEM | 1 | MC | 73 | 1
1PH81071HD100BC1 | SIMOTICS M COMPACT ASYNCHRONOUS MOTOR 1000RPM, 6,3KW,60NM, 17,5A,307V 1150RPM, 7,2KW,60NM, 17,5A,348V 1350RPM, 8KW, 57NM, 17A, 400V FORCED VENTILATION; DIRECTION OF AIR FLOW NDE --> DE; DEGREE OF PROTECTION IP55 INCREMENT. ENCODER HTL 1024 S/R (ENCODER HTL1024S/R) with TEMPERAT. SENSOR KTY84-130 DESIGN IM B3 (IM V5, IM V6) PLAIN SHAFT WITHOUT FITTED KEY; BEARING: STANDARD WITH FIXED BEARING, VIBRATION SEVERITY GRADE: R/A, SHAFT AND FLANGE ACCURACY: R TERMINAL BOX (ABOVE) CABLE ENTRY ON THE ND-END SIGNAL CONNECTION LEFT | 4213 | TEM | 1 | MC | 73 | 1
1PH81071HD100CA1 | SIMOTICS M COMPACT ASYNCHRONOUS MOTOR 1000RPM, 6,3KW,60NM, 17,5A,307V 1150RPM, 7,2KW,60NM, 17,5A,348V 1350RPM, 8KW, 57NM, 17A, 400V FORCED VENTILATION; DIRECTION OF AIR FLOW NDE --> DE; DEGREE OF PROTECTION IP55 INCREMENT. ENCODER HTL 1024 S/R (ENCODER HTL1024S/R) with TEMPERAT. SENSOR KTY84-130 DESIGN IM B3 (IM V5, IM V6) PLAIN SHAFT WITHOUT FITTED KEY; BEARING: STANDARD WITH FIXED BEARING, VIBRATION SEVERITY GRADE: S/A, SHAFT AND FLANGE ACCURACY: R TERMINAL BOX (ABOVE) CABLE ENTRY ON THE RIGHT SIGNAL CONNECTION D-END | 4408 | TEM | 1 | MC | 73 | 1
1PH81071HD100CB1 | SIMOTICS M COMPACT ASYNCHRONOUS MOTOR 1000RPM, 6,3KW,60NM, 17,5A,307V 1150RPM, 7,2KW,60NM, 17,5A,348V 1350RPM, 8KW, 57NM, 17A, 400V FORCED VENTILATION; DIRECTION OF AIR FLOW NDE --> DE; DEGREE OF PROTECTION IP55 INCREMENT. ENCODER HTL 1024 S/R (ENCODER HTL1024S/R) with TEMPERAT. SENSOR KTY84-130 DESIGN IM B3 (IM V5, IM V6) PLAIN SHAFT WITHOUT FITTED KEY; BEARING: STANDARD WITH FIXED BEARING, VIBRATION SEVERITY GRADE: S/A, SHAFT AND FLANGE ACCURACY: R TERMINAL BOX (ABOVE) CABLE ENTRY ON THE LEFT SIGNAL CONNECTION D-END | 4408 | TEM | 1 | MC | 73 | 1
1PH81071HD100CC1 | SIMOTICS M COMPACT ASYNCHRONOUS MOTOR 1000RPM, 6,3KW,60NM, 17,5A,307V 1150RPM, 7,2KW,60NM, 17,5A,348V 1350RPM, 8KW, 57NM, 17A, 400V FORCED VENTILATION; DIRECTION OF AIR FLOW NDE --> DE; DEGREE OF PROTECTION IP55 INCREMENT. ENCODER HTL 1024 S/R (ENCODER HTL1024S/R) with TEMPERAT. SENSOR KTY84-130 DESIGN IM B3 (IM V5, IM V6) PLAIN SHAFT WITHOUT FITTED KEY; BEARING: STANDARD WITH FIXED BEARING, VIBRATION SEVERITY GRADE: S/A, SHAFT AND FLANGE ACCURACY: R TERMINAL BOX (ABOVE) CABLE ENTRY ON THE ND-END SIGNAL CONNECTION LEFT | 4408 | TEM | 1 | MC | 73 | 1
1PH81071HD101BA1 | SIMOTICS M COMPACT ASYNCHRONOUS MOTOR 1000RPM, 6,3KW,60NM, 17,5A,307V 1150RPM, 7,2KW,60NM, 17,5A,348V 1350RPM, 8KW, 57NM, 17A, 400V FORCED VENTILATION; DIRECTION OF AIR FLOW NDE --> DE; DEGREE OF PROTECTION IP55 INCREMENT. ENCODER HTL 1024 S/R (ENCODER HTL1024S/R) with TEMPERAT. SENSOR KTY84-130 DESIGN IM B3 (IM V5, IM V6) SHAFT WITH FITTED KEY FULL-KEY BALANCING BEARING: STANDARD WITH FIXED BEARING, VIBRATION SEVERITY GRADE: R/A, SHAFT AND FLANGE ACCURACY: R TERMINAL BOX (ABOVE) CABLE ENTRY ON THE RIGHT SIGNAL CONNECTION D-END | 4213 | TEM | 1 | MC | 73 | 1
1PH81071HD102BA1 | SIMOTICS M COMPACT ASYNCHRONOUS MOTOR 1000RPM, 6,3KW,60NM, 17,5A,307V 1150RPM, 7,2KW,60NM, 17,5A,348V 1350RPM, 8KW, 57NM, 17A, 400V FORCED VENTILATION; DIRECTION OF AIR FLOW NDE --> DE; DEGREE OF PROTECTION IP55 INCREMENT. ENCODER HTL 1024 S/R (ENCODER HTL1024S/R) with TEMPERAT. SENSOR KTY84-130 DESIGN IM B3 (IM V5, IM V6) SHAFT WITH FITTED KEY HALF-KEY BALANCING BEARING: STANDARD WITH FIXED BEARING, VIBRATION SEVERITY GRADE: R/A, SHAFT AND FLANGE ACCURACY: R TERMINAL BOX (ABOVE) CABLE ENTRY ON THE RIGHT SIGNAL CONNECTION D-END | 4213 | TEM | 1 | MC | 73 | 1
1PH81071HD102BB1 | SIMOTICS M COMPACT ASYNCHRONOUS MOTOR 1000RPM, 6,3KW,60NM, 17,5A,307V 1150RPM, 7,2KW,60NM, 17,5A,348V 1350RPM, 8KW, 57NM, 17A, 400V FORCED VENTILATION; DIRECTION OF AIR FLOW NDE --> DE; DEGREE OF PROTECTION IP55 INCREMENT. ENCODER HTL 1024 S/R (ENCODER HTL1024S/R) with TEMPERAT. SENSOR KTY84-130 DESIGN IM B3 (IM V5, IM V6) SHAFT WITH FITTED KEY HALF-KEY BALANCING BEARING: STANDARD WITH FIXED BEARING, VIBRATION SEVERITY GRADE: R/A, SHAFT AND FLANGE ACCURACY: R TERMINAL BOX (ABOVE) CABLE ENTRY ON THE LEFT SIGNAL CONNECTION D-END | 4213 | TEM | 1 | MC | 73 | 1
1PH81071HD102BC1 | SIMOTICS M COMPACT ASYNCHRONOUS MOTOR 1000RPM, 6,3KW,60NM, 17,5A,307V 1150RPM, 7,2KW,60NM, 17,5A,348V 1350RPM, 8KW, 57NM, 17A, 400V FORCED VENTILATION; DIRECTION OF AIR FLOW NDE --> DE; DEGREE OF PROTECTION IP55 INCREMENT. ENCODER HTL 1024 S/R (ENCODER HTL1024S/R) with TEMPERAT. SENSOR KTY84-130 DESIGN IM B3 (IM V5, IM V6) SHAFT WITH FITTED KEY HALF-KEY BALANCING BEARING: STANDARD WITH FIXED BEARING, VIBRATION SEVERITY GRADE: R/A, SHAFT AND FLANGE ACCURACY: R TERMINAL BOX (ABOVE) CABLE ENTRY ON THE ND-END SIGNAL CONNECTION LEFT | 4213 | TEM | 1 | MC | 73 | 1
1PH81071HD102CA1 | SIMOTICS M COMPACT ASYNCHRONOUS MOTOR 1000RPM, 6,3KW,60NM, 17,5A,307V 1150RPM, 7,2KW,60NM, 17,5A,348V 1350RPM, 8KW, 57NM, 17A, 400V FORCED VENTILATION; DIRECTION OF AIR FLOW NDE --> DE; DEGREE OF PROTECTION IP55 INCREMENT. ENCODER HTL 1024 S/R (ENCODER HTL1024S/R) with TEMPERAT. SENSOR KTY84-130 DESIGN IM B3 (IM V5, IM V6) SHAFT WITH FITTED KEY HALF-KEY BALANCING BEARING: STANDARD WITH FIXED BEARING, VIBRATION SEVERITY GRADE: S/A, SHAFT AND FLANGE ACCURACY: R TERMINAL BOX (ABOVE) CABLE ENTRY ON THE RIGHT SIGNAL CONNECTION D-END | 4408 | TEM | 1 | MC | 73 | 1
1PH81071HD102CB1 | SIMOTICS M COMPACT ASYNCHRONOUS MOTOR 1000RPM, 6,3KW,60NM, 17,5A,307V 1150RPM, 7,2KW,60NM, 17,5A,348V 1350RPM, 8KW, 57NM, 17A, 400V FORCED VENTILATION; DIRECTION OF AIR FLOW NDE --> DE; DEGREE OF PROTECTION IP55 INCREMENT. ENCODER HTL 1024 S/R (ENCODER HTL1024S/R) with TEMPERAT. SENSOR KTY84-130 DESIGN IM B3 (IM V5, IM V6) SHAFT WITH FITTED KEY HALF-KEY BALANCING BEARING: STANDARD WITH FIXED BEARING, VIBRATION SEVERITY GRADE: S/A, SHAFT AND FLANGE ACCURACY: R TERMINAL BOX (ABOVE) CABLE ENTRY ON THE LEFT SIGNAL CONNECTION D-END | 4408 | TEM | 1 | MC | 73 | 1
1PH81071HD102CC1 | SIMOTICS M COMPACT ASYNCHRONOUS MOTOR 1000RPM, 6,3KW,60NM, 17,5A,307V 1150RPM, 7,2KW,60NM, 17,5A,348V 1350RPM, 8KW, 57NM, 17A, 400V FORCED VENTILATION; DIRECTION OF AIR FLOW NDE --> DE; DEGREE OF PROTECTION IP55 INCREMENT. ENCODER HTL 1024 S/R (ENCODER HTL1024S/R) with TEMPERAT. SENSOR KTY84-130 DESIGN IM B3 (IM V5, IM V6) SHAFT WITH FITTED KEY HALF-KEY BALANCING BEARING: STANDARD WITH FIXED BEARING, VIBRATION SEVERITY GRADE: S/A, SHAFT AND FLANGE ACCURACY: R TERMINAL BOX (ABOVE) CABLE ENTRY ON THE ND-END SIGNAL CONNECTION LEFT | 4408 | TEM | 1 | MC | 73 | 1
1PH81071HD102GA1 | SIMOTICS M COMPACT ASYNCHRONOUS MOTOR 1000RPM, 6,3KW,60NM, 17,5A,307V 1150RPM, 7,2KW,60NM, 17,5A,348V 1350RPM, 8KW, 57NM, 17A, 400V FORCED VENTILATION; DIRECTION OF AIR FLOW NDE --> DE; DEGREE OF PROTECTION IP55 INCREMENT. ENCODER HTL 1024 S/R (ENCODER HTL1024S/R) with TEMPERAT. SENSOR KTY84-130 DESIGN IM B3 (IM V5, IM V6) SHAFT WITH FITTED KEY HALF-KEY BALANCING BEARING: STANDARD, VIBRATION SEVERITY GRADE: R/A, SHAFT AND FLANGE ACCURACY: R TERMINAL BOX (ABOVE) CABLE ENTRY ON THE RIGHT SIGNAL CONNECTION D-END | 3928 | TEM | 1 | MC | 73 | 1
1PH81071HD120BA1 | SIMOTICS M COMPACT ASYNCHRONOUS MOTOR 1000RPM, 6,3KW,60NM, 17,5A,307V 1150RPM, 7,2KW,60NM, 17,5A,348V 1350RPM, 8KW, 57NM, 17A, 400V FORCED VENTILATION; DIRECTION OF AIR FLOW NDE --> DE; DEGREE OF PROTECTION IP55 INCREMENT. ENCODER HTL 1024 S/R (ENCODER HTL1024S/R) with TEMPERAT. SENSOR KTY84-130 DESIGN IM B5 (IMV 1,IM V3) PLAIN SHAFT WITHOUT FITTED KEY; BEARING: STANDARD WITH FIXED BEARING, VIBRATION SEVERITY GRADE: R/A, SHAFT AND FLANGE ACCURACY: R TERMINAL BOX (ABOVE) CABLE ENTRY ON THE RIGHT SIGNAL CONNECTION D-END | 4408 | TEM | 1 | MC | 73 | 1
1PH81071HD120BB1 | SIMOTICS M COMPACT ASYNCHRONOUS MOTOR 1000RPM, 6,3KW,60NM, 17,5A,307V 1150RPM, 7,2KW,60NM, 17,5A,348V 1350RPM, 8KW, 57NM, 17A, 400V FORCED VENTILATION; DIRECTION OF AIR FLOW NDE --> DE; DEGREE OF PROTECTION IP55 INCREMENT. ENCODER HTL 1024 S/R (ENCODER HTL1024S/R) with TEMPERAT. SENSOR KTY84-130 DESIGN IM B5 (IMV 1,IM V3) PLAIN SHAFT WITHOUT FITTED KEY; BEARING: STANDARD WITH FIXED BEARING, VIBRATION SEVERITY GRADE: R/A, SHAFT AND FLANGE ACCURACY: R TERMINAL BOX (ABOVE) CABLE ENTRY ON THE LEFT SIGNAL CONNECTION D-END | 4408 | TEM | 1 | MC | 73 | 1
1PH81071HD120BC1 | SIMOTICS M COMPACT ASYNCHRONOUS MOTOR 1000RPM, 6,3KW,60NM, 17,5A,307V 1150RPM, 7,2KW,60NM, 17,5A,348V 1350RPM, 8KW, 57NM, 17A, 400V FORCED VENTILATION; DIRECTION OF AIR FLOW NDE --> DE; DEGREE OF PROTECTION IP55 INCREMENT. ENCODER HTL 1024 S/R (ENCODER HTL1024S/R) with TEMPERAT. SENSOR KTY84-130 DESIGN IM B5 (IMV 1,IM V3) PLAIN SHAFT WITHOUT FITTED KEY; BEARING: STANDARD WITH FIXED BEARING, VIBRATION SEVERITY GRADE: R/A, SHAFT AND FLANGE ACCURACY: R TERMINAL BOX (ABOVE) CABLE ENTRY ON THE ND-END SIGNAL CONNECTION LEFT | 4408 | TEM | 1 | MC | 73 | 1
1PH81071HD120CA1 | SIMOTICS M COMPACT ASYNCHRONOUS MOTOR 1000RPM, 6,3KW,60NM, 17,5A,307V 1150RPM, 7,2KW,60NM, 17,5A,348V 1350RPM, 8KW, 57NM, 17A, 400V FORCED VENTILATION; DIRECTION OF AIR FLOW NDE --> DE; DEGREE OF PROTECTION IP55 INCREMENT. ENCODER HTL 1024 S/R (ENCODER HTL1024S/R) with TEMPERAT. SENSOR KTY84-130 DESIGN IM B5 (IMV 1,IM V3) PLAIN SHAFT WITHOUT FITTED KEY; BEARING: STANDARD WITH FIXED BEARING, VIBRATION SEVERITY GRADE: S/A, SHAFT AND FLANGE ACCURACY: R TERMINAL BOX (ABOVE) CABLE ENTRY ON THE RIGHT SIGNAL CONNECTION D-END | 4603 | TEM | 1 | MC | 73 | 1
1PH81071HD120CB1 | SIMOTICS M COMPACT ASYNCHRONOUS MOTOR 1000RPM, 6,3KW,60NM, 17,5A,307V 1150RPM, 7,2KW,60NM, 17,5A,348V 1350RPM, 8KW, 57NM, 17A, 400V FORCED VENTILATION; DIRECTION OF AIR FLOW NDE --> DE; DEGREE OF PROTECTION IP55 INCREMENT. ENCODER HTL 1024 S/R (ENCODER HTL1024S/R) with TEMPERAT. SENSOR KTY84-130 DESIGN IM B5 (IMV 1,IM V3) PLAIN SHAFT WITHOUT FITTED KEY; BEARING: STANDARD WITH FIXED BEARING, VIBRATION SEVERITY GRADE: S/A, SHAFT AND FLANGE ACCURACY: R TERMINAL BOX (ABOVE) CABLE ENTRY ON THE LEFT SIGNAL CONNECTION D-END | 4603 | TEM | 1 | MC | 73 | 1
1PH81071HD120CC1 | SIMOTICS M COMPACT ASYNCHRONOUS MOTOR 1000RPM, 6,3KW,60NM, 17,5A,307V 1150RPM, 7,2KW,60NM, 17,5A,348V 1350RPM, 8KW, 57NM, 17A, 400V FORCED VENTILATION; DIRECTION OF AIR FLOW NDE --> DE; DEGREE OF PROTECTION IP55 INCREMENT. ENCODER HTL 1024 S/R (ENCODER HTL1024S/R) with TEMPERAT. SENSOR KTY84-130 DESIGN IM B5 (IMV 1,IM V3) PLAIN SHAFT WITHOUT FITTED KEY; BEARING: STANDARD WITH FIXED BEARING, VIBRATION SEVERITY GRADE: S/A, SHAFT AND FLANGE ACCURACY: R TERMINAL BOX (ABOVE) CABLE ENTRY ON THE ND-END SIGNAL CONNECTION LEFT | 4603 | TEM | 1 | MC | 73 | 1
1PH81071HD121BA1 | SIMOTICS M COMPACT ASYNCHRONOUS MOTOR 1000RPM, 6,3KW,60NM, 17,5A,307V 1150RPM, 7,2KW,60NM, 17,5A,348V 1350RPM, 8KW, 57NM, 17A, 400V FORCED VENTILATION; DIRECTION OF AIR FLOW NDE --> DE; DEGREE OF PROTECTION IP55 INCREMENT. ENCODER HTL 1024 S/R (ENCODER HTL1024S/R) with TEMPERAT. SENSOR KTY84-130 DESIGN IM B5 (IMV 1,IM V3) SHAFT WITH FITTED KEY FULL-KEY BALANCING BEARING: STANDARD WITH FIXED BEARING, VIBRATION SEVERITY GRADE: R/A, SHAFT AND FLANGE ACCURACY: R TERMINAL BOX (ABOVE) CABLE ENTRY ON THE RIGHT SIGNAL CONNECTION D-END | 4408 | TEM | 1 | MC | 73 | 1
1PH81071HD122BA1 | SIMOTICS M COMPACT ASYNCHRONOUS MOTOR 1000RPM, 6,3KW,60NM, 17,5A,307V 1150RPM, 7,2KW,60NM, 17,5A,348V 1350RPM, 8KW, 57NM, 17A, 400V FORCED VENTILATION; DIRECTION OF AIR FLOW NDE --> DE; DEGREE OF PROTECTION IP55 INCREMENT. ENCODER HTL 1024 S/R (ENCODER HTL1024S/R) with TEMPERAT. SENSOR KTY84-130 DESIGN IM B5 (IMV 1,IM V3) SHAFT WITH FITTED KEY HALF-KEY BALANCING BEARING: STANDARD WITH FIXED BEARING, VIBRATION SEVERITY GRADE: R/A, SHAFT AND FLANGE ACCURACY: R TERMINAL BOX (ABOVE) CABLE ENTRY ON THE RIGHT SIGNAL CONNECTION D-END | 4408 | TEM | 1 | MC | 73 | 1
1PH81071HD122BB1 | SIMOTICS M COMPACT ASYNCHRONOUS MOTOR 1000RPM, 6,3KW,60NM, 17,5A,307V 1150RPM, 7,2KW,60NM, 17,5A,348V 1350RPM, 8KW, 57NM, 17A, 400V FORCED VENTILATION; DIRECTION OF AIR FLOW NDE --> DE; DEGREE OF PROTECTION IP55 INCREMENT. ENCODER HTL 1024 S/R (ENCODER HTL1024S/R) with TEMPERAT. SENSOR KTY84-130 DESIGN IM B5 (IMV 1,IM V3) SHAFT WITH FITTED KEY HALF-KEY BALANCING BEARING: STANDARD WITH FIXED BEARING, VIBRATION SEVERITY GRADE: R/A, SHAFT AND FLANGE ACCURACY: R TERMINAL BOX (ABOVE) CABLE ENTRY ON THE LEFT SIGNAL CONNECTION D-END | 4408 | TEM | 1 | MC | 73 | 1
1PH81071HD122BC1 | SIMOTICS M COMPACT ASYNCHRONOUS MOTOR 1000RPM, 6,3KW,60NM, 17,5A,307V 1150RPM, 7,2KW,60NM, 17,5A,348V 1350RPM, 8KW, 57NM, 17A, 400V FORCED VENTILATION; DIRECTION OF AIR FLOW NDE --> DE; DEGREE OF PROTECTION IP55 INCREMENT. ENCODER HTL 1024 S/R (ENCODER HTL1024S/R) with TEMPERAT. SENSOR KTY84-130 DESIGN IM B5 (IMV 1,IM V3) SHAFT WITH FITTED KEY HALF-KEY BALANCING BEARING: STANDARD WITH FIXED BEARING, VIBRATION SEVERITY GRADE: R/A, SHAFT AND FLANGE ACCURACY: R TERMINAL BOX (ABOVE) CABLE ENTRY ON THE ND-END SIGNAL CONNECTION LEFT | 4408 | TEM | 1 | MC | 73 | 1
1PH81071HD122CA1 | SIMOTICS M COMPACT ASYNCHRONOUS MOTOR 1000RPM, 6,3KW,60NM, 17,5A,307V 1150RPM, 7,2KW,60NM, 17,5A,348V 1350RPM, 8KW, 57NM, 17A, 400V FORCED VENTILATION; DIRECTION OF AIR FLOW NDE --> DE; DEGREE OF PROTECTION IP55 INCREMENT. ENCODER HTL 1024 S/R (ENCODER HTL1024S/R) with TEMPERAT. SENSOR KTY84-130 DESIGN IM B5 (IMV 1,IM V3) SHAFT WITH FITTED KEY HALF-KEY BALANCING BEARING: STANDARD WITH FIXED BEARING, VIBRATION SEVERITY GRADE: S/A, SHAFT AND FLANGE ACCURACY: R TERMINAL BOX (ABOVE) CABLE ENTRY ON THE RIGHT SIGNAL CONNECTION D-END | 4603 | TEM | 1 | MC | 73 | 1
1PH81071HD122CB1 | SIMOTICS M COMPACT ASYNCHRONOUS MOTOR 1000RPM, 6,3KW,60NM, 17,5A,307V 1150RPM, 7,2KW,60NM, 17,5A,348V 1350RPM, 8KW, 57NM, 17A, 400V FORCED VENTILATION; DIRECTION OF AIR FLOW NDE --> DE; DEGREE OF PROTECTION IP55 INCREMENT. ENCODER HTL 1024 S/R (ENCODER HTL1024S/R) with TEMPERAT. SENSOR KTY84-130 DESIGN IM B5 (IMV 1,IM V3) SHAFT WITH FITTED KEY HALF-KEY BALANCING BEARING: STANDARD WITH FIXED BEARING, VIBRATION SEVERITY GRADE: S/A, SHAFT AND FLANGE ACCURACY: R TERMINAL BOX (ABOVE) CABLE ENTRY ON THE LEFT SIGNAL CONNECTION D-END | 4603 | TEM | 1 | MC | 73 | 1
1PH81071HD122CC1 | SIMOTICS M COMPACT ASYNCHRONOUS MOTOR 1000RPM, 6,3KW,60NM, 17,5A,307V 1150RPM, 7,2KW,60NM, 17,5A,348V 1350RPM, 8KW, 57NM, 17A, 400V FORCED VENTILATION; DIRECTION OF AIR FLOW NDE --> DE; DEGREE OF PROTECTION IP55 INCREMENT. ENCODER HTL 1024 S/R (ENCODER HTL1024S/R) with TEMPERAT. SENSOR KTY84-130 DESIGN IM B5 (IMV 1,IM V3) SHAFT WITH FITTED KEY HALF-KEY BALANCING BEARING: STANDARD WITH FIXED BEARING, VIBRATION SEVERITY GRADE: S/A, SHAFT AND FLANGE ACCURACY: R TERMINAL BOX (ABOVE) CABLE ENTRY ON THE ND-END SIGNAL CONNECTION LEFT | 4603 | TEM | 1 | MC | 73 | 1
1PH81071HD122GA1 | SIMOTICS M COMPACT ASYNCHRONOUS MOTOR 1000RPM, 6,3KW,60NM, 17,5A,307V 1150RPM, 7,2KW,60NM, 17,5A,348V 1350RPM, 8KW, 57NM, 17A, 400V FORCED VENTILATION; DIRECTION OF AIR FLOW NDE --> DE; DEGREE OF PROTECTION IP55 INCREMENT. ENCODER HTL 1024 S/R (ENCODER HTL1024S/R) with TEMPERAT. SENSOR KTY84-130 DESIGN IM B5 (IMV 1,IM V3) SHAFT WITH FITTED KEY HALF-KEY BALANCING BEARING: STANDARD, VIBRATION SEVERITY GRADE: R/A, SHAFT AND FLANGE ACCURACY: R TERMINAL BOX (ABOVE) CABLE ENTRY ON THE RIGHT SIGNAL CONNECTION D-END | 4123 | TEM | 1 | MC | 73 | 1
1PH81071HD122GB1 | SIMOTICS M COMPACT ASYNCHRONOUS MOTOR 1000RPM, 6,3KW,60NM, 17,5A,307V 1150RPM, 7,2KW,60NM, 17,5A,348V 1350RPM, 8KW, 57NM, 17A, 400V FORCED VENTILATION; DIRECTION OF AIR FLOW NDE --> DE; DEGREE OF PROTECTION IP55 INCREMENT. ENCODER HTL 1024 S/R (ENCODER HTL1024S/R) with TEMPERAT. SENSOR KTY84-130 DESIGN IM B5 (IMV 1,IM V3) SHAFT WITH FITTED KEY HALF-KEY BALANCING BEARING: STANDARD, VIBRATION SEVERITY GRADE: R/A, SHAFT AND FLANGE ACCURACY: R TERMINAL BOX (ABOVE) CABLE ENTRY ON THE LEFT SIGNAL CONNECTION D-END | 4123 | TEM | 1 | MC | 73 | 1
1PH81071HD130BA1 | SIMOTICS M COMPACT ASYNCHRONOUS MOTOR 1000RPM, 6,3KW,60NM, 17,5A,307V 1150RPM, 7,2KW,60NM, 17,5A,348V 1350RPM, 8KW, 57NM, 17A, 400V FORCED VENTILATION; DIRECTION OF AIR FLOW NDE --> DE; DEGREE OF PROTECTION IP55 INCREMENT. ENCODER HTL 1024 S/R (ENCODER HTL1024S/R) with TEMPERAT. SENSOR KTY84-130 DESIGN IM B35 (IM V15, IM V35) PLAIN SHAFT WITHOUT FITTED KEY; BEARING: STANDARD WITH FIXED BEARING, VIBRATION SEVERITY GRADE: R/A, SHAFT AND FLANGE ACCURACY: R TERMINAL BOX (ABOVE) CABLE ENTRY ON THE RIGHT SIGNAL CONNECTION D-END | 4647 | TEM | 1 | MC | 73 | 1
1PH81071HD130BB1 | SIMOTICS M COMPACT ASYNCHRONOUS MOTOR 1000RPM, 6,3KW,60NM, 17,5A,307V 1150RPM, 7,2KW,60NM, 17,5A,348V 1350RPM, 8KW, 57NM, 17A, 400V FORCED VENTILATION; DIRECTION OF AIR FLOW NDE --> DE; DEGREE OF PROTECTION IP55 INCREMENT. ENCODER HTL 1024 S/R (ENCODER HTL1024S/R) with TEMPERAT. SENSOR KTY84-130 DESIGN IM B35 (IM V15, IM V35) PLAIN SHAFT WITHOUT FITTED KEY; BEARING: STANDARD WITH FIXED BEARING, VIBRATION SEVERITY GRADE: R/A, SHAFT AND FLANGE ACCURACY: R TERMINAL BOX (ABOVE) CABLE ENTRY ON THE LEFT SIGNAL CONNECTION D-END | 4647 | TEM | 1 | MC | 73 | 1
1PH81071HD130BC1 | SIMOTICS M COMPACT ASYNCHRONOUS MOTOR 1000RPM, 6,3KW,60NM, 17,5A,307V 1150RPM, 7,2KW,60NM, 17,5A,348V 1350RPM, 8KW, 57NM, 17A, 400V FORCED VENTILATION; DIRECTION OF AIR FLOW NDE --> DE; DEGREE OF PROTECTION IP55 INCREMENT. ENCODER HTL 1024 S/R (ENCODER HTL1024S/R) with TEMPERAT. SENSOR KTY84-130 DESIGN IM B35 (IM V15, IM V35) PLAIN SHAFT WITHOUT FITTED KEY; BEARING: STANDARD WITH FIXED BEARING, VIBRATION SEVERITY GRADE: R/A, SHAFT AND FLANGE ACCURACY: R TERMINAL BOX (ABOVE) CABLE ENTRY ON THE ND-END SIGNAL CONNECTION LEFT | 4647 | TEM | 1 | MC | 73 | 1
1PH81071HD130CA1 | SIMOTICS M COMPACT ASYNCHRONOUS MOTOR 1000RPM, 6,3KW,60NM, 17,5A,307V 1150RPM, 7,2KW,60NM, 17,5A,348V 1350RPM, 8KW, 57NM, 17A, 400V FORCED VENTILATION; DIRECTION OF AIR FLOW NDE --> DE; DEGREE OF PROTECTION IP55 INCREMENT. ENCODER HTL 1024 S/R (ENCODER HTL1024S/R) with TEMPERAT. SENSOR KTY84-130 DESIGN IM B35 (IM V15, IM V35) PLAIN SHAFT WITHOUT FITTED KEY; BEARING: STANDARD WITH FIXED BEARING, VIBRATION SEVERITY GRADE: S/A, SHAFT AND FLANGE ACCURACY: R TERMINAL BOX (ABOVE) CABLE ENTRY ON THE RIGHT SIGNAL CONNECTION D-END | 4842 | TEM | 1 | MC | 73 | 1
1PH81071HD130CB1 | SIMOTICS M COMPACT ASYNCHRONOUS MOTOR 1000RPM, 6,3KW,60NM, 17,5A,307V 1150RPM, 7,2KW,60NM, 17,5A,348V 1350RPM, 8KW, 57NM, 17A, 400V FORCED VENTILATION; DIRECTION OF AIR FLOW NDE --> DE; DEGREE OF PROTECTION IP55 INCREMENT. ENCODER HTL 1024 S/R (ENCODER HTL1024S/R) with TEMPERAT. SENSOR KTY84-130 DESIGN IM B35 (IM V15, IM V35) PLAIN SHAFT WITHOUT FITTED KEY; BEARING: STANDARD WITH FIXED BEARING, VIBRATION SEVERITY GRADE: S/A, SHAFT AND FLANGE ACCURACY: R TERMINAL BOX (ABOVE) CABLE ENTRY ON THE LEFT SIGNAL CONNECTION D-END | 4842 | TEM | 1 | MC | 73 | 1
1PH81071HD130CC1 | SIMOTICS M COMPACT ASYNCHRONOUS MOTOR 1000RPM, 6,3KW,60NM, 17,5A,307V 1150RPM, 7,2KW,60NM, 17,5A,348V 1350RPM, 8KW, 57NM, 17A, 400V FORCED VENTILATION; DIRECTION OF AIR FLOW NDE --> DE; DEGREE OF PROTECTION IP55 INCREMENT. ENCODER HTL 1024 S/R (ENCODER HTL1024S/R) with TEMPERAT. SENSOR KTY84-130 DESIGN IM B35 (IM V15, IM V35) PLAIN SHAFT WITHOUT FITTED KEY; BEARING: STANDARD WITH FIXED BEARING, VIBRATION SEVERITY GRADE: S/A, SHAFT AND FLANGE ACCURACY: R TERMINAL BOX (ABOVE) CABLE ENTRY ON THE ND-END SIGNAL CONNECTION LEFT | 4842 | TEM | 1 | MC | 73 | 1
1PH81071HD132BA1 | SIMOTICS M COMPACT ASYNCHRONOUS MOTOR 1000RPM, 6,3KW,60NM, 17,5A,307V 1150RPM, 7,2KW,60NM, 17,5A,348V 1350RPM, 8KW, 57NM, 17A, 400V FORCED VENTILATION; DIRECTION OF AIR FLOW NDE --> DE; DEGREE OF PROTECTION IP55 INCREMENT. ENCODER HTL 1024 S/R (ENCODER HTL1024S/R) with TEMPERAT. SENSOR KTY84-130 DESIGN IM B35 (IM V15, IM V35) SHAFT WITH FITTED KEY HALF-KEY BALANCING BEARING: STANDARD WITH FIXED BEARING, VIBRATION SEVERITY GRADE: R/A, SHAFT AND FLANGE ACCURACY: R TERMINAL BOX (ABOVE) CABLE ENTRY ON THE RIGHT SIGNAL CONNECTION D-END | 4647 | TEM | 1 | MC | 73 | 1
1PH81071HD132BB1 | SIMOTICS M COMPACT ASYNCHRONOUS MOTOR 1000RPM, 6,3KW,60NM, 17,5A,307V 1150RPM, 7,2KW,60NM, 17,5A,348V 1350RPM, 8KW, 57NM, 17A, 400V FORCED VENTILATION; DIRECTION OF AIR FLOW NDE --> DE; DEGREE OF PROTECTION IP55 INCREMENT. ENCODER HTL 1024 S/R (ENCODER HTL1024S/R) with TEMPERAT. SENSOR KTY84-130 DESIGN IM B35 (IM V15, IM V35) SHAFT WITH FITTED KEY HALF-KEY BALANCING BEARING: STANDARD WITH FIXED BEARING, VIBRATION SEVERITY GRADE: R/A, SHAFT AND FLANGE ACCURACY: R TERMINAL BOX (ABOVE) CABLE ENTRY ON THE LEFT SIGNAL CONNECTION D-END | 4647 | TEM | 1 | MC | 73 | 1
1PH81071HD132BC1 | SIMOTICS M COMPACT ASYNCHRONOUS MOTOR 1000RPM, 6,3KW,60NM, 17,5A,307V 1150RPM, 7,2KW,60NM, 17,5A,348V 1350RPM, 8KW, 57NM, 17A, 400V FORCED VENTILATION; DIRECTION OF AIR FLOW NDE --> DE; DEGREE OF PROTECTION IP55 INCREMENT. ENCODER HTL 1024 S/R (ENCODER HTL1024S/R) with TEMPERAT. SENSOR KTY84-130 DESIGN IM B35 (IM V15, IM V35) SHAFT WITH FITTED KEY HALF-KEY BALANCING BEARING: STANDARD WITH FIXED BEARING, VIBRATION SEVERITY GRADE: R/A, SHAFT AND FLANGE ACCURACY: R TERMINAL BOX (ABOVE) CABLE ENTRY ON THE ND-END SIGNAL CONNECTION LEFT | 4647 | TEM | 1 | MC | 73 | 1
1PH81071HD132CA1 | SIMOTICS M COMPACT ASYNCHRONOUS MOTOR 1000RPM, 6,3KW,60NM, 17,5A,307V 1150RPM, 7,2KW,60NM, 17,5A,348V 1350RPM, 8KW, 57NM, 17A, 400V FORCED VENTILATION; DIRECTION OF AIR FLOW NDE --> DE; DEGREE OF PROTECTION IP55 INCREMENT. ENCODER HTL 1024 S/R (ENCODER HTL1024S/R) with TEMPERAT. SENSOR KTY84-130 DESIGN IM B35 (IM V15, IM V35) SHAFT WITH FITTED KEY HALF-KEY BALANCING BEARING: STANDARD WITH FIXED BEARING, VIBRATION SEVERITY GRADE: S/A, SHAFT AND FLANGE ACCURACY: R TERMINAL BOX (ABOVE) CABLE ENTRY ON THE RIGHT SIGNAL CONNECTION D-END | 4842 | TEM | 1 | MC | 73 | 1
1PH81071HD132CB1 | SIMOTICS M COMPACT ASYNCHRONOUS MOTOR 1000RPM, 6,3KW,60NM, 17,5A,307V 1150RPM, 7,2KW,60NM, 17,5A,348V 1350RPM, 8KW, 57NM, 17A, 400V FORCED VENTILATION; DIRECTION OF AIR FLOW NDE --> DE; DEGREE OF PROTECTION IP55 INCREMENT. ENCODER HTL 1024 S/R (ENCODER HTL1024S/R) with TEMPERAT. SENSOR KTY84-130 DESIGN IM B35 (IM V15, IM V35) SHAFT WITH FITTED KEY HALF-KEY BALANCING BEARING: STANDARD WITH FIXED BEARING, VIBRATION SEVERITY GRADE: S/A, SHAFT AND FLANGE ACCURACY: R TERMINAL BOX (ABOVE) CABLE ENTRY ON THE LEFT SIGNAL CONNECTION D-END | 4842 | TEM | 1 | MC | 73 | 1
1PH81071HD132CC1 | SIMOTICS M COMPACT ASYNCHRONOUS MOTOR 1000RPM, 6,3KW,60NM, 17,5A,307V 1150RPM, 7,2KW,60NM, 17,5A,348V 1350RPM, 8KW, 57NM, 17A, 400V FORCED VENTILATION; DIRECTION OF AIR FLOW NDE --> DE; DEGREE OF PROTECTION IP55 INCREMENT. ENCODER HTL 1024 S/R (ENCODER HTL1024S/R) with TEMPERAT. SENSOR KTY84-130 DESIGN IM B35 (IM V15, IM V35) SHAFT WITH FITTED KEY HALF-KEY BALANCING BEARING: STANDARD WITH FIXED BEARING, VIBRATION SEVERITY GRADE: S/A, SHAFT AND FLANGE ACCURACY: R TERMINAL BOX (ABOVE) CABLE ENTRY ON THE ND-END SIGNAL CONNECTION LEFT | 4842 | TEM | 1 | MC | 73 | 1
1PH81071HD132GA1 | SIMOTICS M COMPACT ASYNCHRONOUS MOTOR 1000RPM, 6,3KW,60NM, 17,5A,307V 1150RPM, 7,2KW,60NM, 17,5A,348V 1350RPM, 8KW, 57NM, 17A, 400V FORCED VENTILATION; DIRECTION OF AIR FLOW NDE --> DE; DEGREE OF PROTECTION IP55 INCREMENT. ENCODER HTL 1024 S/R (ENCODER HTL1024S/R) with TEMPERAT. SENSOR KTY84-130 DESIGN IM B35 (IM V15, IM V35) SHAFT WITH FITTED KEY HALF-KEY BALANCING BEARING: STANDARD, VIBRATION SEVERITY GRADE: R/A, SHAFT AND FLANGE ACCURACY: R TERMINAL BOX (ABOVE) CABLE ENTRY ON THE RIGHT SIGNAL CONNECTION D-END | 4362 | TEM | 1 | MC | 73 | 1
1PH81071HF000BA1 | SIMOTICS M COMPACT ASYNCHRONOUS MOTOR 1500RPM, 9,0KW,57NM,23,5A, 330V 1750RPM, 10,0KW,55NM, 22A, 380V 2000RPM, 11KW,53NM, 21,5A, 428V FORCED VENTILATION; DIRECTION OF AIR FLOW DE --> NDE; DEGREE OF PROTECTION IP55 INCREMENT. ENCODER HTL 1024 S/R (ENCODER HTL1024S/R) with TEMPERAT. SENSOR KTY84-130 DESIGN IM B3 (IM V5, IM V6) PLAIN SHAFT WITHOUT FITTED KEY; BEARING: STANDARD WITH FIXED BEARING, VIBRATION SEVERITY GRADE: R/A, SHAFT AND FLANGE ACCURACY: R TERMINAL BOX (ABOVE) CABLE ENTRY ON THE RIGHT SIGNAL CONNECTION D-END | 4213 | TEM | 1 | MC | 73 | 1
1PH81071HF001BA1 | SIMOTICS M COMPACT ASYNCHRONOUS MOTOR 1500RPM, 9,0KW,57NM,23,5A, 330V 1750RPM, 10,0KW,55NM, 22A, 380V 2000RPM, 11KW,53NM, 21,5A, 428V FORCED VENTILATION; DIRECTION OF AIR FLOW DE --> NDE; DEGREE OF PROTECTION IP55 INCREMENT. ENCODER HTL 1024 S/R (ENCODER HTL1024S/R) with TEMPERAT. SENSOR KTY84-130 DESIGN IM B3 (IM V5, IM V6) SHAFT WITH FITTED KEY FULL-KEY BALANCING BEARING: STANDARD WITH FIXED BEARING, VIBRATION SEVERITY GRADE: R/A, SHAFT AND FLANGE ACCURACY: R TERMINAL BOX (ABOVE) CABLE ENTRY ON THE RIGHT SIGNAL CONNECTION D-END | 4213 | TEM | 1 | MC | 73 | 1
1PH81071HF001BB1 | SIMOTICS M COMPACT ASYNCHRONOUS MOTOR 1500RPM, 9,0KW,57NM,23,5A, 330V 1750RPM, 10,0KW,55NM, 22A, 380V 2000RPM, 11KW,53NM, 21,5A, 428V FORCED VENTILATION; DIRECTION OF AIR FLOW DE --> NDE; DEGREE OF PROTECTION IP55 INCREMENT. ENCODER HTL 1024 S/R (ENCODER HTL1024S/R) with TEMPERAT. SENSOR KTY84-130 DESIGN IM B3 (IM V5, IM V6) SHAFT WITH FITTED KEY FULL-KEY BALANCING BEARING: STANDARD WITH FIXED BEARING, VIBRATION SEVERITY GRADE: R/A, SHAFT AND FLANGE ACCURACY: R TERMINAL BOX (ABOVE) CABLE ENTRY ON THE LEFT SIGNAL CONNECTION D-END | 4213 | TEM | 1 | MC | 73 | 1
1PH81071HF002BA1 | SIMOTICS M COMPACT ASYNCHRONOUS MOTOR 1500RPM, 9,0KW,57NM,23,5A, 330V 1750RPM, 10,0KW,55NM, 22A, 380V 2000RPM, 11KW,53NM, 21,5A, 428V FORCED VENTILATION; DIRECTION OF AIR FLOW DE --> NDE; DEGREE OF PROTECTION IP55 INCREMENT. ENCODER HTL 1024 S/R (ENCODER HTL1024S/R) with TEMPERAT. SENSOR KTY84-130 DESIGN IM B3 (IM V5, IM V6) SHAFT WITH FITTED KEY HALF-KEY BALANCING BEARING: STANDARD WITH FIXED BEARING, VIBRATION SEVERITY GRADE: R/A, SHAFT AND FLANGE ACCURACY: R TERMINAL BOX (ABOVE) CABLE ENTRY ON THE RIGHT SIGNAL CONNECTION D-END | 4213 | TEM | 1 | MC | 73 | 1
1PH81071HF020BA1 | SIMOTICS M COMPACT ASYNCHRONOUS MOTOR 1500RPM, 9,0KW,57NM,23,5A, 330V 1750RPM, 10,0KW,55NM, 22A, 380V 2000RPM, 11KW,53NM, 21,5A, 428V FORCED VENTILATION; DIRECTION OF AIR FLOW DE --> NDE; DEGREE OF PROTECTION IP55 INCREMENT. ENCODER HTL 1024 S/R (ENCODER HTL1024S/R) with TEMPERAT. SENSOR KTY84-130 DESIGN IM B5 (IMV 1,IM V3) PLAIN SHAFT WITHOUT FITTED KEY; BEARING: STANDARD WITH FIXED BEARING, VIBRATION SEVERITY GRADE: R/A, SHAFT AND FLANGE ACCURACY: R TERMINAL BOX (ABOVE) CABLE ENTRY ON THE RIGHT SIGNAL CONNECTION D-END | 4408 | TEM | 1 | MC | 73 | 1
1PH81071HF021BA1 | SIMOTICS M COMPACT ASYNCHRONOUS MOTOR 1500RPM, 9,0KW,57NM,23,5A, 330V 1750RPM, 10,0KW,55NM, 22A, 380V 2000RPM, 11KW,53NM, 21,5A, 428V FORCED VENTILATION; DIRECTION OF AIR FLOW DE --> NDE; DEGREE OF PROTECTION IP55 INCREMENT. ENCODER HTL 1024 S/R (ENCODER HTL1024S/R) with TEMPERAT. SENSOR KTY84-130 DESIGN IM B5 (IMV 1,IM V3) SHAFT WITH FITTED KEY FULL-KEY BALANCING BEARING: STANDARD WITH FIXED BEARING, VIBRATION SEVERITY GRADE: R/A, SHAFT AND FLANGE ACCURACY: R TERMINAL BOX (ABOVE) CABLE ENTRY ON THE RIGHT SIGNAL CONNECTION D-END | 4408 | TEM | 1 | MC | 73 | 1
1PH81071HF021BC1 | SIMOTICS M COMPACT ASYNCHRONOUS MOTOR 1500RPM, 9,0KW,57NM,23,5A, 330V 1750RPM, 10,0KW,55NM, 22A, 380V 2000RPM, 11KW,53NM, 21,5A, 428V FORCED VENTILATION; DIRECTION OF AIR FLOW DE --> NDE; DEGREE OF PROTECTION IP55 INCREMENT. ENCODER HTL 1024 S/R (ENCODER HTL1024S/R) with TEMPERAT. SENSOR KTY84-130 DESIGN IM B5 (IMV 1,IM V3) SHAFT WITH FITTED KEY FULL-KEY BALANCING BEARING: STANDARD WITH FIXED BEARING, VIBRATION SEVERITY GRADE: R/A, SHAFT AND FLANGE ACCURACY: R TERMINAL BOX (ABOVE) CABLE ENTRY ON THE ND-END SIGNAL CONNECTION LEFT | 4408 | TEM | 1 | MC | 73 | 1
1PH81071HF022BA1 | SIMOTICS M COMPACT ASYNCHRONOUS MOTOR 1500RPM, 9,0KW,57NM,23,5A, 330V 1750RPM, 10,0KW,55NM, 22A, 380V 2000RPM, 11KW,53NM, 21,5A, 428V FORCED VENTILATION; DIRECTION OF AIR FLOW DE --> NDE; DEGREE OF PROTECTION IP55 INCREMENT. ENCODER HTL 1024 S/R (ENCODER HTL1024S/R) with TEMPERAT. SENSOR KTY84-130 DESIGN IM B5 (IMV 1,IM V3) SHAFT WITH FITTED KEY HALF-KEY BALANCING BEARING: STANDARD WITH FIXED BEARING, VIBRATION SEVERITY GRADE: R/A, SHAFT AND FLANGE ACCURACY: R TERMINAL BOX (ABOVE) CABLE ENTRY ON THE RIGHT SIGNAL CONNECTION D-END | 4408 | TEM | 1 | MC | 73 | 1
1PH81071HF022BB1 | SIMOTICS M COMPACT ASYNCHRONOUS MOTOR 1500RPM, 9,0KW,57NM,23,5A, 330V 1750RPM, 10,0KW,55NM, 22A, 380V 2000RPM, 11KW,53NM, 21,5A, 428V FORCED VENTILATION; DIRECTION OF AIR FLOW DE --> NDE; DEGREE OF PROTECTION IP55 INCREMENT. ENCODER HTL 1024 S/R (ENCODER HTL1024S/R) with TEMPERAT. SENSOR KTY84-130 DESIGN IM B5 (IMV 1,IM V3) SHAFT WITH FITTED KEY HALF-KEY BALANCING BEARING: STANDARD WITH FIXED BEARING, VIBRATION SEVERITY GRADE: R/A, SHAFT AND FLANGE ACCURACY: R TERMINAL BOX (ABOVE) CABLE ENTRY ON THE LEFT SIGNAL CONNECTION D-END | 4408 | TEM | 1 | MC | 73 | 1
1PH81071HF022BE1 | SIMOTICS M COMPACT ASYNCHRONOUS MOTOR 1500RPM, 9,0KW,57NM,23,5A, 330V 1750RPM, 10,0KW,55NM, 22A, 380V 2000RPM, 11KW,53NM, 21,5A, 428V FORCED VENTILATION; DIRECTION OF AIR FLOW DE --> NDE; DEGREE OF PROTECTION IP55 INCREMENT. ENCODER HTL 1024 S/R (ENCODER HTL1024S/R) with TEMPERAT. SENSOR KTY84-130 DESIGN IM B5 (IMV 1,IM V3) SHAFT WITH FITTED KEY HALF-KEY BALANCING BEARING: STANDARD WITH FIXED BEARING, VIBRATION SEVERITY GRADE: R/A, SHAFT AND FLANGE ACCURACY: R POWER CONNECTOR (ABOVE) CABLE ENTRY ON THE RIGHT SIGNAL CONNECTION D-END | 4408 | TEM | 1 | MC | 73 | 1
1PH81071HF031BB1 | SIMOTICS M COMPACT ASYNCHRONOUS MOTOR 1500RPM, 9,0KW,57NM,23,5A, 330V 1750RPM, 10,0KW,55NM, 22A, 380V 2000RPM, 11KW,53NM, 21,5A, 428V FORCED VENTILATION; DIRECTION OF AIR FLOW DE --> NDE; DEGREE OF PROTECTION IP55 INCREMENT. ENCODER HTL 1024 S/R (ENCODER HTL1024S/R) with TEMPERAT. SENSOR KTY84-130 DESIGN IM B35 (IM V15, IM V35) SHAFT WITH FITTED KEY FULL-KEY BALANCING BEARING: STANDARD WITH FIXED BEARING, VIBRATION SEVERITY GRADE: R/A, SHAFT AND FLANGE ACCURACY: R TERMINAL BOX (ABOVE) CABLE ENTRY ON THE LEFT SIGNAL CONNECTION D-END | 4647 | TEM | 1 | MC | 73 | 1
1PH81071HF032BA1 | SIMOTICS M COMPACT ASYNCHRONOUS MOTOR 1500RPM, 9,0KW,57NM,23,5A, 330V 1750RPM, 10,0KW,55NM, 22A, 380V 2000RPM, 11KW,53NM, 21,5A, 428V FORCED VENTILATION; DIRECTION OF AIR FLOW DE --> NDE; DEGREE OF PROTECTION IP55 INCREMENT. ENCODER HTL 1024 S/R (ENCODER HTL1024S/R) with TEMPERAT. SENSOR KTY84-130 DESIGN IM B35 (IM V15, IM V35) SHAFT WITH FITTED KEY HALF-KEY BALANCING BEARING: STANDARD WITH FIXED BEARING, VIBRATION SEVERITY GRADE: R/A, SHAFT AND FLANGE ACCURACY: R TERMINAL BOX (ABOVE) CABLE ENTRY ON THE RIGHT SIGNAL CONNECTION D-END | 4647 | TEM | 1 | MC | 73 | 1
1PH81071HF100BA1 | SIMOTICS M COMPACT ASYNCHRONOUS MOTOR 1500RPM, 9KW, 57NM, 23,5A, 330V 1750RPM, 10KW, 55NM, 22A, 380V 2000RPM, 11KW,53NM, 21,5A, 428V FORCED VENTILATION; DIRECTION OF AIR FLOW NDE --> DE; DEGREE OF PROTECTION IP55 INCREMENT. ENCODER HTL 1024 S/R (ENCODER HTL1024S/R) with TEMPERAT. SENSOR KTY84-130 DESIGN IM B3 (IM V5, IM V6) PLAIN SHAFT WITHOUT FITTED KEY; BEARING: STANDARD WITH FIXED BEARING, VIBRATION SEVERITY GRADE: R/A, SHAFT AND FLANGE ACCURACY: R TERMINAL BOX (ABOVE) CABLE ENTRY ON THE RIGHT SIGNAL CONNECTION D-END | 4213 | TEM | 1 | MC | 73 | 1
1PH81071HF100BB1 | SIMOTICS M COMPACT ASYNCHRONOUS MOTOR 1500RPM, 9KW, 57NM, 23,5A, 330V 1750RPM, 10KW, 55NM, 22A, 380V 2000RPM, 11KW,53NM, 21,5A, 428V FORCED VENTILATION; DIRECTION OF AIR FLOW NDE --> DE; DEGREE OF PROTECTION IP55 INCREMENT. ENCODER HTL 1024 S/R (ENCODER HTL1024S/R) with TEMPERAT. SENSOR KTY84-130 DESIGN IM B3 (IM V5, IM V6) PLAIN SHAFT WITHOUT FITTED KEY; BEARING: STANDARD WITH FIXED BEARING, VIBRATION SEVERITY GRADE: R/A, SHAFT AND FLANGE ACCURACY: R TERMINAL BOX (ABOVE) CABLE ENTRY ON THE LEFT SIGNAL CONNECTION D-END | 4213 | TEM | 1 | MC | 73 | 1
1PH81071HF100BC1 | SIMOTICS M COMPACT ASYNCHRONOUS MOTOR 1500RPM, 9KW, 57NM, 23,5A, 330V 1750RPM, 10KW, 55NM, 22A, 380V 2000RPM, 11KW,53NM, 21,5A, 428V FORCED VENTILATION; DIRECTION OF AIR FLOW NDE --> DE; DEGREE OF PROTECTION IP55 INCREMENT. ENCODER HTL 1024 S/R (ENCODER HTL1024S/R) with TEMPERAT. SENSOR KTY84-130 DESIGN IM B3 (IM V5, IM V6) PLAIN SHAFT WITHOUT FITTED KEY; BEARING: STANDARD WITH FIXED BEARING, VIBRATION SEVERITY GRADE: R/A, SHAFT AND FLANGE ACCURACY: R TERMINAL BOX (ABOVE) CABLE ENTRY ON THE ND-END SIGNAL CONNECTION LEFT | 4213 | TEM | 1 | MC | 73 | 1
1PH81071HF100CA1 | SIMOTICS M COMPACT ASYNCHRONOUS MOTOR 1500RPM, 9KW, 57NM, 23,5A, 330V 1750RPM, 10KW, 55NM, 22A, 380V 2000RPM, 11KW,53NM, 21,5A, 428V FORCED VENTILATION; DIRECTION OF AIR FLOW NDE --> DE; DEGREE OF PROTECTION IP55 INCREMENT. ENCODER HTL 1024 S/R (ENCODER HTL1024S/R) with TEMPERAT. SENSOR KTY84-130 DESIGN IM B3 (IM V5, IM V6) PLAIN SHAFT WITHOUT FITTED KEY; BEARING: STANDARD WITH FIXED BEARING, VIBRATION SEVERITY GRADE: S/A, SHAFT AND FLANGE ACCURACY: R TERMINAL BOX (ABOVE) CABLE ENTRY ON THE RIGHT SIGNAL CONNECTION D-END | 4408 | TEM | 1 | MC | 73 | 1
1PH81071HF100CB1 | SIMOTICS M COMPACT ASYNCHRONOUS MOTOR 1500RPM, 9KW, 57NM, 23,5A, 330V 1750RPM, 10KW, 55NM, 22A, 380V 2000RPM, 11KW,53NM, 21,5A, 428V FORCED VENTILATION; DIRECTION OF AIR FLOW NDE --> DE; DEGREE OF PROTECTION IP55 INCREMENT. ENCODER HTL 1024 S/R (ENCODER HTL1024S/R) with TEMPERAT. SENSOR KTY84-130 DESIGN IM B3 (IM V5, IM V6) PLAIN SHAFT WITHOUT FITTED KEY; BEARING: STANDARD WITH FIXED BEARING, VIBRATION SEVERITY GRADE: S/A, SHAFT AND FLANGE ACCURACY: R TERMINAL BOX (ABOVE) CABLE ENTRY ON THE LEFT SIGNAL CONNECTION D-END | 4408 | TEM | 1 | MC | 73 | 1
1PH81071HF100CC1 | SIMOTICS M COMPACT ASYNCHRONOUS MOTOR 1500RPM, 9KW, 57NM, 23,5A, 330V 1750RPM, 10KW, 55NM, 22A, 380V 2000RPM, 11KW,53NM, 21,5A, 428V FORCED VENTILATION; DIRECTION OF AIR FLOW NDE --> DE; DEGREE OF PROTECTION IP55 INCREMENT. ENCODER HTL 1024 S/R (ENCODER HTL1024S/R) with TEMPERAT. SENSOR KTY84-130 DESIGN IM B3 (IM V5, IM V6) PLAIN SHAFT WITHOUT FITTED KEY; BEARING: STANDARD WITH FIXED BEARING, VIBRATION SEVERITY GRADE: S/A, SHAFT AND FLANGE ACCURACY: R TERMINAL BOX (ABOVE) CABLE ENTRY ON THE ND-END SIGNAL CONNECTION LEFT | 4408 | TEM | 1 | MC | 73 | 1
1PH81071HF101DH1 | SIMOTICS M COMPACT ASYNCHRONOUS MOTOR 1500RPM, 9KW, 57NM, 23,5A, 330V 1750RPM, 10KW, 55NM, 22A, 380V 2000RPM, 11KW,53NM, 21,5A, 428V FORCED VENTILATION; DIRECTION OF AIR FLOW NDE --> DE; DEGREE OF PROTECTION IP55 INCREMENT. ENCODER HTL 1024 S/R (ENCODER HTL1024S/R) with TEMPERAT. SENSOR KTY84-130 DESIGN IM B3 (IM V5, IM V6) SHAFT WITH FITTED KEY FULL-KEY BALANCING BEARING: STANDARD WITH FIXED BEARING, VIBRATION SEVERITY GRADE: SR/A, SHAFT AND FLANGE ACCURACY: R POWER CONNECTOR (ABOVE) CABLE ENTRY ON THE ND-END SIGNAL CONNECTION LEFT | 4478 | TEM | 1 | MC | 73 | 1
1PH81071HF102BA1 | SIMOTICS M COMPACT ASYNCHRONOUS MOTOR 1500RPM, 9KW, 57NM, 23,5A, 330V 1750RPM, 10KW, 55NM, 22A, 380V 2000RPM, 11KW,53NM, 21,5A, 428V FORCED VENTILATION; DIRECTION OF AIR FLOW NDE --> DE; DEGREE OF PROTECTION IP55 INCREMENT. ENCODER HTL 1024 S/R (ENCODER HTL1024S/R) with TEMPERAT. SENSOR KTY84-130 DESIGN IM B3 (IM V5, IM V6) SHAFT WITH FITTED KEY HALF-KEY BALANCING BEARING: STANDARD WITH FIXED BEARING, VIBRATION SEVERITY GRADE: R/A, SHAFT AND FLANGE ACCURACY: R TERMINAL BOX (ABOVE) CABLE ENTRY ON THE RIGHT SIGNAL CONNECTION D-END | 4213 | TEM | 1 | MC | 73 | 1
1PH81071HF102BB1 | SIMOTICS M COMPACT ASYNCHRONOUS MOTOR 1500RPM, 9KW, 57NM, 23,5A, 330V 1750RPM, 10KW, 55NM, 22A, 380V 2000RPM, 11KW,53NM, 21,5A, 428V FORCED VENTILATION; DIRECTION OF AIR FLOW NDE --> DE; DEGREE OF PROTECTION IP55 INCREMENT. ENCODER HTL 1024 S/R (ENCODER HTL1024S/R) with TEMPERAT. SENSOR KTY84-130 DESIGN IM B3 (IM V5, IM V6) SHAFT WITH FITTED KEY HALF-KEY BALANCING BEARING: STANDARD WITH FIXED BEARING, VIBRATION SEVERITY GRADE: R/A, SHAFT AND FLANGE ACCURACY: R TERMINAL BOX (ABOVE) CABLE ENTRY ON THE LEFT SIGNAL CONNECTION D-END | 4213 | TEM | 1 | MC | 73 | 1
1PH81071HF102BC1 | SIMOTICS M COMPACT ASYNCHRONOUS MOTOR 1500RPM, 9KW, 57NM, 23,5A, 330V 1750RPM, 10KW, 55NM, 22A, 380V 2000RPM, 11KW,53NM, 21,5A, 428V FORCED VENTILATION; DIRECTION OF AIR FLOW NDE --> DE; DEGREE OF PROTECTION IP55 INCREMENT. ENCODER HTL 1024 S/R (ENCODER HTL1024S/R) with TEMPERAT. SENSOR KTY84-130 DESIGN IM B3 (IM V5, IM V6) SHAFT WITH FITTED KEY HALF-KEY BALANCING BEARING: STANDARD WITH FIXED BEARING, VIBRATION SEVERITY GRADE: R/A, SHAFT AND FLANGE ACCURACY: R TERMINAL BOX (ABOVE) CABLE ENTRY ON THE ND-END SIGNAL CONNECTION LEFT | 4213 | TEM | 1 | MC | 73 | 1
1PH81071HF102CA1 | SIMOTICS M COMPACT ASYNCHRONOUS MOTOR 1500RPM, 9KW, 57NM, 23,5A, 330V 1750RPM, 10KW, 55NM, 22A, 380V 2000RPM, 11KW,53NM, 21,5A, 428V FORCED VENTILATION; DIRECTION OF AIR FLOW NDE --> DE; DEGREE OF PROTECTION IP55 INCREMENT. ENCODER HTL 1024 S/R (ENCODER HTL1024S/R) with TEMPERAT. SENSOR KTY84-130 DESIGN IM B3 (IM V5, IM V6) SHAFT WITH FITTED KEY HALF-KEY BALANCING BEARING: STANDARD WITH FIXED BEARING, VIBRATION SEVERITY GRADE: S/A, SHAFT AND FLANGE ACCURACY: R TERMINAL BOX (ABOVE) CABLE ENTRY ON THE RIGHT SIGNAL CONNECTION D-END | 4408 | TEM | 1 | MC | 73 | 1
1PH81071HF102CB1 | SIMOTICS M COMPACT ASYNCHRONOUS MOTOR 1500RPM, 9KW, 57NM, 23,5A, 330V 1750RPM, 10KW, 55NM, 22A, 380V 2000RPM, 11KW,53NM, 21,5A, 428V FORCED VENTILATION; DIRECTION OF AIR FLOW NDE --> DE; DEGREE OF PROTECTION IP55 INCREMENT. ENCODER HTL 1024 S/R (ENCODER HTL1024S/R) with TEMPERAT. SENSOR KTY84-130 DESIGN IM B3 (IM V5, IM V6) SHAFT WITH FITTED KEY HALF-KEY BALANCING BEARING: STANDARD WITH FIXED BEARING, VIBRATION SEVERITY GRADE: S/A, SHAFT AND FLANGE ACCURACY: R TERMINAL BOX (ABOVE) CABLE ENTRY ON THE LEFT SIGNAL CONNECTION D-END | 4408 | TEM | 1 | MC | 73 | 1
1PH81071HF102CC1 | SIMOTICS M COMPACT ASYNCHRONOUS MOTOR 1500RPM, 9KW, 57NM, 23,5A, 330V 1750RPM, 10KW, 55NM, 22A, 380V 2000RPM, 11KW,53NM, 21,5A, 428V FORCED VENTILATION; DIRECTION OF AIR FLOW NDE --> DE; DEGREE OF PROTECTION IP55 INCREMENT. ENCODER HTL 1024 S/R (ENCODER HTL1024S/R) with TEMPERAT. SENSOR KTY84-130 DESIGN IM B3 (IM V5, IM V6) SHAFT WITH FITTED KEY HALF-KEY BALANCING BEARING: STANDARD WITH FIXED BEARING, VIBRATION SEVERITY GRADE: S/A, SHAFT AND FLANGE ACCURACY: R TERMINAL BOX (ABOVE) CABLE ENTRY ON THE ND-END SIGNAL CONNECTION LEFT | 4408 | TEM | 1 | MC | 73 | 1
1PH81071HF102GA1 | SIMOTICS M COMPACT ASYNCHRONOUS MOTOR 1500RPM, 9KW, 57NM, 23,5A, 330V 1750RPM, 10KW, 55NM, 22A, 380V 2000RPM, 11KW,53NM, 21,5A, 428V FORCED VENTILATION; DIRECTION OF AIR FLOW NDE --> DE; DEGREE OF PROTECTION IP55 INCREMENT. ENCODER HTL 1024 S/R (ENCODER HTL1024S/R) with TEMPERAT. SENSOR KTY84-130 DESIGN IM B3 (IM V5, IM V6) SHAFT WITH FITTED KEY HALF-KEY BALANCING BEARING: STANDARD, VIBRATION SEVERITY GRADE: R/A, SHAFT AND FLANGE ACCURACY: R TERMINAL BOX (ABOVE) CABLE ENTRY ON THE RIGHT SIGNAL CONNECTION D-END | 3928 | TEM | 1 | MC | 73 | 1
1PH81071HF120BA1 | SIMOTICS M COMPACT ASYNCHRONOUS MOTOR 1500RPM, 9KW, 57NM, 23,5A, 330V 1750RPM, 10KW, 55NM, 22A, 380V 2000RPM, 11KW,53NM, 21,5A, 428V FORCED VENTILATION; DIRECTION OF AIR FLOW NDE --> DE; DEGREE OF PROTECTION IP55 INCREMENT. ENCODER HTL 1024 S/R (ENCODER HTL1024S/R) with TEMPERAT. SENSOR KTY84-130 DESIGN IM B5 (IMV 1,IM V3) PLAIN SHAFT WITHOUT FITTED KEY; BEARING: STANDARD WITH FIXED BEARING, VIBRATION SEVERITY GRADE: R/A, SHAFT AND FLANGE ACCURACY: R TERMINAL BOX (ABOVE) CABLE ENTRY ON THE RIGHT SIGNAL CONNECTION D-END | 4408 | TEM | 1 | MC | 73 | 1
1PH81071HF120BB1 | SIMOTICS M COMPACT ASYNCHRONOUS MOTOR 1500RPM, 9KW, 57NM, 23,5A, 330V 1750RPM, 10KW, 55NM, 22A, 380V 2000RPM, 11KW,53NM, 21,5A, 428V FORCED VENTILATION; DIRECTION OF AIR FLOW NDE --> DE; DEGREE OF PROTECTION IP55 INCREMENT. ENCODER HTL 1024 S/R (ENCODER HTL1024S/R) with TEMPERAT. SENSOR KTY84-130 DESIGN IM B5 (IMV 1,IM V3) PLAIN SHAFT WITHOUT FITTED KEY; BEARING: STANDARD WITH FIXED BEARING, VIBRATION SEVERITY GRADE: R/A, SHAFT AND FLANGE ACCURACY: R TERMINAL BOX (ABOVE) CABLE ENTRY ON THE LEFT SIGNAL CONNECTION D-END | 4408 | TEM | 1 | MC | 73 | 1
1PH81071HF120BC1 | SIMOTICS M COMPACT ASYNCHRONOUS MOTOR 1500RPM, 9KW, 57NM, 23,5A, 330V 1750RPM, 10KW, 55NM, 22A, 380V 2000RPM, 11KW,53NM, 21,5A, 428V FORCED VENTILATION; DIRECTION OF AIR FLOW NDE --> DE; DEGREE OF PROTECTION IP55 INCREMENT. ENCODER HTL 1024 S/R (ENCODER HTL1024S/R) with TEMPERAT. SENSOR KTY84-130 DESIGN IM B5 (IMV 1,IM V3) PLAIN SHAFT WITHOUT FITTED KEY; BEARING: STANDARD WITH FIXED BEARING, VIBRATION SEVERITY GRADE: R/A, SHAFT AND FLANGE ACCURACY: R TERMINAL BOX (ABOVE) CABLE ENTRY ON THE ND-END SIGNAL CONNECTION LEFT | 4408 | TEM | 1 | MC | 73 | 1
1PH81071HF120CA1 | SIMOTICS M COMPACT ASYNCHRONOUS MOTOR 1500RPM, 9KW, 57NM, 23,5A, 330V 1750RPM, 10KW, 55NM, 22A, 380V 2000RPM, 11KW,53NM, 21,5A, 428V FORCED VENTILATION; DIRECTION OF AIR FLOW NDE --> DE; DEGREE OF PROTECTION IP55 INCREMENT. ENCODER HTL 1024 S/R (ENCODER HTL1024S/R) with TEMPERAT. SENSOR KTY84-130 DESIGN IM B5 (IMV 1,IM V3) PLAIN SHAFT WITHOUT FITTED KEY; BEARING: STANDARD WITH FIXED BEARING, VIBRATION SEVERITY GRADE: S/A, SHAFT AND FLANGE ACCURACY: R TERMINAL BOX (ABOVE) CABLE ENTRY ON THE RIGHT SIGNAL CONNECTION D-END | 4603 | TEM | 1 | MC | 73 | 1
1PH81071HF120CB1 | SIMOTICS M COMPACT ASYNCHRONOUS MOTOR 1500RPM, 9KW, 57NM, 23,5A, 330V 1750RPM, 10KW, 55NM, 22A, 380V 2000RPM, 11KW,53NM, 21,5A, 428V FORCED VENTILATION; DIRECTION OF AIR FLOW NDE --> DE; DEGREE OF PROTECTION IP55 INCREMENT. ENCODER HTL 1024 S/R (ENCODER HTL1024S/R) with TEMPERAT. SENSOR KTY84-130 DESIGN IM B5 (IMV 1,IM V3) PLAIN SHAFT WITHOUT FITTED KEY; BEARING: STANDARD WITH FIXED BEARING, VIBRATION SEVERITY GRADE: S/A, SHAFT AND FLANGE ACCURACY: R TERMINAL BOX (ABOVE) CABLE ENTRY ON THE LEFT SIGNAL CONNECTION D-END | 4603 | TEM | 1 | MC | 73 | 1
1PH81071HF120CC1 | SIMOTICS M COMPACT ASYNCHRONOUS MOTOR 1500RPM, 9KW, 57NM, 23,5A, 330V 1750RPM, 10KW, 55NM, 22A, 380V 2000RPM, 11KW,53NM, 21,5A, 428V FORCED VENTILATION; DIRECTION OF AIR FLOW NDE --> DE; DEGREE OF PROTECTION IP55 INCREMENT. ENCODER HTL 1024 S/R (ENCODER HTL1024S/R) with TEMPERAT. SENSOR KTY84-130 DESIGN IM B5 (IMV 1,IM V3) PLAIN SHAFT WITHOUT FITTED KEY; BEARING: STANDARD WITH FIXED BEARING, VIBRATION SEVERITY GRADE: S/A, SHAFT AND FLANGE ACCURACY: R TERMINAL BOX (ABOVE) CABLE ENTRY ON THE ND-END SIGNAL CONNECTION LEFT | 4603 | TEM | 1 | MC | 73 | 1
1PH81071HF121BA1 | SIMOTICS M COMPACT ASYNCHRONOUS MOTOR 1500RPM, 9KW, 57NM, 23,5A, 330V 1750RPM, 10KW, 55NM, 22A, 380V 2000RPM, 11KW,53NM, 21,5A, 428V FORCED VENTILATION; DIRECTION OF AIR FLOW NDE --> DE; DEGREE OF PROTECTION IP55 INCREMENT. ENCODER HTL 1024 S/R (ENCODER HTL1024S/R) with TEMPERAT. SENSOR KTY84-130 DESIGN IM B5 (IMV 1,IM V3) SHAFT WITH FITTED KEY FULL-KEY BALANCING BEARING: STANDARD WITH FIXED BEARING, VIBRATION SEVERITY GRADE: R/A, SHAFT AND FLANGE ACCURACY: R TERMINAL BOX (ABOVE) CABLE ENTRY ON THE RIGHT SIGNAL CONNECTION D-END | 4408 | TEM | 1 | MC | 73 | 1
1PH81071HF121BB1 | SIMOTICS M COMPACT ASYNCHRONOUS MOTOR 1500RPM, 9KW, 57NM, 23,5A, 330V 1750RPM, 10KW, 55NM, 22A, 380V 2000RPM, 11KW,53NM, 21,5A, 428V FORCED VENTILATION; DIRECTION OF AIR FLOW NDE --> DE; DEGREE OF PROTECTION IP55 INCREMENT. ENCODER HTL 1024 S/R (ENCODER HTL1024S/R) with TEMPERAT. SENSOR KTY84-130 DESIGN IM B5 (IMV 1,IM V3) SHAFT WITH FITTED KEY FULL-KEY BALANCING BEARING: STANDARD WITH FIXED BEARING, VIBRATION SEVERITY GRADE: R/A, SHAFT AND FLANGE ACCURACY: R TERMINAL BOX (ABOVE) CABLE ENTRY ON THE LEFT SIGNAL CONNECTION D-END | 4408 | TEM | 1 | MC | 73 | 1
1PH81071HF121BC1 | SIMOTICS M COMPACT ASYNCHRONOUS MOTOR 1500RPM, 9KW, 57NM, 23,5A, 330V 1750RPM, 10KW, 55NM, 22A, 380V 2000RPM, 11KW,53NM, 21,5A, 428V FORCED VENTILATION; DIRECTION OF AIR FLOW NDE --> DE; DEGREE OF PROTECTION IP55 INCREMENT. ENCODER HTL 1024 S/R (ENCODER HTL1024S/R) with TEMPERAT. SENSOR KTY84-130 DESIGN IM B5 (IMV 1,IM V3) SHAFT WITH FITTED KEY FULL-KEY BALANCING BEARING: STANDARD WITH FIXED BEARING, VIBRATION SEVERITY GRADE: R/A, SHAFT AND FLANGE ACCURACY: R TERMINAL BOX (ABOVE) CABLE ENTRY ON THE ND-END SIGNAL CONNECTION LEFT | 4408 | TEM | 1 | MC | 73 | 1
1PH81071HF122BA1 | SIMOTICS M COMPACT ASYNCHRONOUS MOTOR 1500RPM, 9KW, 57NM, 23,5A, 330V 1750RPM, 10KW, 55NM, 22A, 380V 2000RPM, 11KW,53NM, 21,5A, 428V FORCED VENTILATION; DIRECTION OF AIR FLOW NDE --> DE; DEGREE OF PROTECTION IP55 INCREMENT. ENCODER HTL 1024 S/R (ENCODER HTL1024S/R) with TEMPERAT. SENSOR KTY84-130 DESIGN IM B5 (IMV 1,IM V3) SHAFT WITH FITTED KEY HALF-KEY BALANCING BEARING: STANDARD WITH FIXED BEARING, VIBRATION SEVERITY GRADE: R/A, SHAFT AND FLANGE ACCURACY: R TERMINAL BOX (ABOVE) CABLE ENTRY ON THE RIGHT SIGNAL CONNECTION D-END | 4408 | TEM | 1 | MC | 73 | 1
1PH81071HF122BB1 | SIMOTICS M COMPACT ASYNCHRONOUS MOTOR 1500RPM, 9KW, 57NM, 23,5A, 330V 1750RPM, 10KW, 55NM, 22A, 380V 2000RPM, 11KW,53NM, 21,5A, 428V FORCED VENTILATION; DIRECTION OF AIR FLOW NDE --> DE; DEGREE OF PROTECTION IP55 INCREMENT. ENCODER HTL 1024 S/R (ENCODER HTL1024S/R) with TEMPERAT. SENSOR KTY84-130 DESIGN IM B5 (IMV 1,IM V3) SHAFT WITH FITTED KEY HALF-KEY BALANCING BEARING: STANDARD WITH FIXED BEARING, VIBRATION SEVERITY GRADE: R/A, SHAFT AND FLANGE ACCURACY: R TERMINAL BOX (ABOVE) CABLE ENTRY ON THE LEFT SIGNAL CONNECTION D-END | 4408 | TEM | 1 | MC | 73 | 1
1PH81071HF122BC1 | SIMOTICS M COMPACT ASYNCHRONOUS MOTOR 1500RPM, 9KW, 57NM, 23,5A, 330V 1750RPM, 10KW, 55NM, 22A, 380V 2000RPM, 11KW,53NM, 21,5A, 428V FORCED VENTILATION; DIRECTION OF AIR FLOW NDE --> DE; DEGREE OF PROTECTION IP55 INCREMENT. ENCODER HTL 1024 S/R (ENCODER HTL1024S/R) with TEMPERAT. SENSOR KTY84-130 DESIGN IM B5 (IMV 1,IM V3) SHAFT WITH FITTED KEY HALF-KEY BALANCING BEARING: STANDARD WITH FIXED BEARING, VIBRATION SEVERITY GRADE: R/A, SHAFT AND FLANGE ACCURACY: R TERMINAL BOX (ABOVE) CABLE ENTRY ON THE ND-END SIGNAL CONNECTION LEFT | 4408 | TEM | 1 | MC | 73 | 1
1PH81071HF122CA1 | SIMOTICS M COMPACT ASYNCHRONOUS MOTOR 1500RPM, 9KW, 57NM, 23,5A, 330V 1750RPM, 10KW, 55NM, 22A, 380V 2000RPM, 11KW,53NM, 21,5A, 428V FORCED VENTILATION; DIRECTION OF AIR FLOW NDE --> DE; DEGREE OF PROTECTION IP55 INCREMENT. ENCODER HTL 1024 S/R (ENCODER HTL1024S/R) with TEMPERAT. SENSOR KTY84-130 DESIGN IM B5 (IMV 1,IM V3) SHAFT WITH FITTED KEY HALF-KEY BALANCING BEARING: STANDARD WITH FIXED BEARING, VIBRATION SEVERITY GRADE: S/A, SHAFT AND FLANGE ACCURACY: R TERMINAL BOX (ABOVE) CABLE ENTRY ON THE RIGHT SIGNAL CONNECTION D-END | 4603 | TEM | 1 | MC | 73 | 1
1PH81071HF122CB1 | SIMOTICS M COMPACT ASYNCHRONOUS MOTOR 1500RPM, 9KW, 57NM, 23,5A, 330V 1750RPM, 10KW, 55NM, 22A, 380V 2000RPM, 11KW,53NM, 21,5A, 428V FORCED VENTILATION; DIRECTION OF AIR FLOW NDE --> DE; DEGREE OF PROTECTION IP55 INCREMENT. ENCODER HTL 1024 S/R (ENCODER HTL1024S/R) with TEMPERAT. SENSOR KTY84-130 DESIGN IM B5 (IMV 1,IM V3) SHAFT WITH FITTED KEY HALF-KEY BALANCING BEARING: STANDARD WITH FIXED BEARING, VIBRATION SEVERITY GRADE: S/A, SHAFT AND FLANGE ACCURACY: R TERMINAL BOX (ABOVE) CABLE ENTRY ON THE LEFT SIGNAL CONNECTION D-END | 4603 | TEM | 1 | MC | 73 | 1
1PH81071HF122CC1 | SIMOTICS M COMPACT ASYNCHRONOUS MOTOR 1500RPM, 9KW, 57NM, 23,5A, 330V 1750RPM, 10KW, 55NM, 22A, 380V 2000RPM, 11KW,53NM, 21,5A, 428V FORCED VENTILATION; DIRECTION OF AIR FLOW NDE --> DE; DEGREE OF PROTECTION IP55 INCREMENT. ENCODER HTL 1024 S/R (ENCODER HTL1024S/R) with TEMPERAT. SENSOR KTY84-130 DESIGN IM B5 (IMV 1,IM V3) SHAFT WITH FITTED KEY HALF-KEY BALANCING BEARING: STANDARD WITH FIXED BEARING, VIBRATION SEVERITY GRADE: S/A, SHAFT AND FLANGE ACCURACY: R TERMINAL BOX (ABOVE) CABLE ENTRY ON THE ND-END SIGNAL CONNECTION LEFT | 4603 | TEM | 1 | MC | 73 | 1
1PH81071HF122GA1 | SIMOTICS M COMPACT ASYNCHRONOUS MOTOR 1500RPM, 9KW, 57NM, 23,5A, 330V 1750RPM, 10KW, 55NM, 22A, 380V 2000RPM, 11KW,53NM, 21,5A, 428V FORCED VENTILATION; DIRECTION OF AIR FLOW NDE --> DE; DEGREE OF PROTECTION IP55 INCREMENT. ENCODER HTL 1024 S/R (ENCODER HTL1024S/R) with TEMPERAT. SENSOR KTY84-130 DESIGN IM B5 (IMV 1,IM V3) SHAFT WITH FITTED KEY HALF-KEY BALANCING BEARING: STANDARD, VIBRATION SEVERITY GRADE: R/A, SHAFT AND FLANGE ACCURACY: R TERMINAL BOX (ABOVE) CABLE ENTRY ON THE RIGHT SIGNAL CONNECTION D-END | 4123 | TEM | 1 | MC | 73 | 1
1PH81071HF130BA1 | SIMOTICS M COMPACT ASYNCHRONOUS MOTOR 1500RPM, 9KW, 57NM, 23,5A, 330V 1750RPM, 10KW, 55NM, 22A, 380V 2000RPM, 11KW,53NM, 21,5A, 428V FORCED VENTILATION; DIRECTION OF AIR FLOW NDE --> DE; DEGREE OF PROTECTION IP55 INCREMENT. ENCODER HTL 1024 S/R (ENCODER HTL1024S/R) with TEMPERAT. SENSOR KTY84-130 DESIGN IM B35 (IM V15, IM V35) PLAIN SHAFT WITHOUT FITTED KEY; BEARING: STANDARD WITH FIXED BEARING, VIBRATION SEVERITY GRADE: R/A, SHAFT AND FLANGE ACCURACY: R TERMINAL BOX (ABOVE) CABLE ENTRY ON THE RIGHT SIGNAL CONNECTION D-END | 4647 | TEM | 1 | MC | 73 | 1
1PH81071HF130BB1 | SIMOTICS M COMPACT ASYNCHRONOUS MOTOR 1500RPM, 9KW, 57NM, 23,5A, 330V 1750RPM, 10KW, 55NM, 22A, 380V 2000RPM, 11KW,53NM, 21,5A, 428V FORCED VENTILATION; DIRECTION OF AIR FLOW NDE --> DE; DEGREE OF PROTECTION IP55 INCREMENT. ENCODER HTL 1024 S/R (ENCODER HTL1024S/R) with TEMPERAT. SENSOR KTY84-130 DESIGN IM B35 (IM V15, IM V35) PLAIN SHAFT WITHOUT FITTED KEY; BEARING: STANDARD WITH FIXED BEARING, VIBRATION SEVERITY GRADE: R/A, SHAFT AND FLANGE ACCURACY: R TERMINAL BOX (ABOVE) CABLE ENTRY ON THE LEFT SIGNAL CONNECTION D-END | 4647 | TEM | 1 | MC | 73 | 1
1PH81071HF130BC1 | SIMOTICS M COMPACT ASYNCHRONOUS MOTOR 1500RPM, 9KW, 57NM, 23,5A, 330V 1750RPM, 10KW, 55NM, 22A, 380V 2000RPM, 11KW,53NM, 21,5A, 428V FORCED VENTILATION; DIRECTION OF AIR FLOW NDE --> DE; DEGREE OF PROTECTION IP55 INCREMENT. ENCODER HTL 1024 S/R (ENCODER HTL1024S/R) with TEMPERAT. SENSOR KTY84-130 DESIGN IM B35 (IM V15, IM V35) PLAIN SHAFT WITHOUT FITTED KEY; BEARING: STANDARD WITH FIXED BEARING, VIBRATION SEVERITY GRADE: R/A, SHAFT AND FLANGE ACCURACY: R TERMINAL BOX (ABOVE) CABLE ENTRY ON THE ND-END SIGNAL CONNECTION LEFT | 4647 | TEM | 1 | MC | 73 | 1
1PH81071HF130CA1 | SIMOTICS M COMPACT ASYNCHRONOUS MOTOR 1500RPM, 9KW, 57NM, 23,5A, 330V 1750RPM, 10KW, 55NM, 22A, 380V 2000RPM, 11KW,53NM, 21,5A, 428V FORCED VENTILATION; DIRECTION OF AIR FLOW NDE --> DE; DEGREE OF PROTECTION IP55 INCREMENT. ENCODER HTL 1024 S/R (ENCODER HTL1024S/R) with TEMPERAT. SENSOR KTY84-130 DESIGN IM B35 (IM V15, IM V35) PLAIN SHAFT WITHOUT FITTED KEY; BEARING: STANDARD WITH FIXED BEARING, VIBRATION SEVERITY GRADE: S/A, SHAFT AND FLANGE ACCURACY: R TERMINAL BOX (ABOVE) CABLE ENTRY ON THE RIGHT SIGNAL CONNECTION D-END | 4842 | TEM | 1 | MC | 73 | 1
1PH81071HF130CB1 | SIMOTICS M COMPACT ASYNCHRONOUS MOTOR 1500RPM, 9KW, 57NM, 23,5A, 330V 1750RPM, 10KW, 55NM, 22A, 380V 2000RPM, 11KW,53NM, 21,5A, 428V FORCED VENTILATION; DIRECTION OF AIR FLOW NDE --> DE; DEGREE OF PROTECTION IP55 INCREMENT. ENCODER HTL 1024 S/R (ENCODER HTL1024S/R) with TEMPERAT. SENSOR KTY84-130 DESIGN IM B35 (IM V15, IM V35) PLAIN SHAFT WITHOUT FITTED KEY; BEARING: STANDARD WITH FIXED BEARING, VIBRATION SEVERITY GRADE: S/A, SHAFT AND FLANGE ACCURACY: R TERMINAL BOX (ABOVE) CABLE ENTRY ON THE LEFT SIGNAL CONNECTION D-END | 4842 | TEM | 1 | MC | 73 | 1
1PH81071HF130CC1 | SIMOTICS M COMPACT ASYNCHRONOUS MOTOR 1500RPM, 9KW, 57NM, 23,5A, 330V 1750RPM, 10KW, 55NM, 22A, 380V 2000RPM, 11KW,53NM, 21,5A, 428V FORCED VENTILATION; DIRECTION OF AIR FLOW NDE --> DE; DEGREE OF PROTECTION IP55 INCREMENT. ENCODER HTL 1024 S/R (ENCODER HTL1024S/R) with TEMPERAT. SENSOR KTY84-130 DESIGN IM B35 (IM V15, IM V35) PLAIN SHAFT WITHOUT FITTED KEY; BEARING: STANDARD WITH FIXED BEARING, VIBRATION SEVERITY GRADE: S/A, SHAFT AND FLANGE ACCURACY: R TERMINAL BOX (ABOVE) CABLE ENTRY ON THE ND-END SIGNAL CONNECTION LEFT | 4842 | TEM | 1 | MC | 73 | 1
1PH81071HF131BB1 | SIMOTICS M COMPACT ASYNCHRONOUS MOTOR 1500RPM, 9KW, 57NM, 23,5A, 330V 1750RPM, 10KW, 55NM, 22A, 380V 2000RPM, 11KW,53NM, 21,5A, 428V FORCED VENTILATION; DIRECTION OF AIR FLOW NDE --> DE; DEGREE OF PROTECTION IP55 INCREMENT. ENCODER HTL 1024 S/R (ENCODER HTL1024S/R) with TEMPERAT. SENSOR KTY84-130 DESIGN IM B35 (IM V15, IM V35) SHAFT WITH FITTED KEY FULL-KEY BALANCING BEARING: STANDARD WITH FIXED BEARING, VIBRATION SEVERITY GRADE: R/A, SHAFT AND FLANGE ACCURACY: R TERMINAL BOX (ABOVE) CABLE ENTRY ON THE LEFT SIGNAL CONNECTION D-END | 4647 | TEM | 1 | MC | 73 | 1
1PH81071HF131CA1 | SIMOTICS M COMPACT ASYNCHRONOUS MOTOR 1500RPM, 9KW, 57NM, 23,5A, 330V 1750RPM, 10KW, 55NM, 22A, 380V 2000RPM, 11KW,53NM, 21,5A, 428V FORCED VENTILATION; DIRECTION OF AIR FLOW NDE --> DE; DEGREE OF PROTECTION IP55 INCREMENT. ENCODER HTL 1024 S/R (ENCODER HTL1024S/R) with TEMPERAT. SENSOR KTY84-130 DESIGN IM B35 (IM V15, IM V35) SHAFT WITH FITTED KEY FULL-KEY BALANCING BEARING: STANDARD WITH FIXED BEARING, VIBRATION SEVERITY GRADE: S/A, SHAFT AND FLANGE ACCURACY: R TERMINAL BOX (ABOVE) CABLE ENTRY ON THE RIGHT SIGNAL CONNECTION D-END | 4842 | TEM | 1 | MC | 73 | 1
1PH81071HF132BA1 | SIMOTICS M COMPACT ASYNCHRONOUS MOTOR 1500RPM, 9KW, 57NM, 23,5A, 330V 1750RPM, 10KW, 55NM, 22A, 380V 2000RPM, 11KW,53NM, 21,5A, 428V FORCED VENTILATION; DIRECTION OF AIR FLOW NDE --> DE; DEGREE OF PROTECTION IP55 INCREMENT. ENCODER HTL 1024 S/R (ENCODER HTL1024S/R) with TEMPERAT. SENSOR KTY84-130 DESIGN IM B35 (IM V15, IM V35) SHAFT WITH FITTED KEY HALF-KEY BALANCING BEARING: STANDARD WITH FIXED BEARING, VIBRATION SEVERITY GRADE: R/A, SHAFT AND FLANGE ACCURACY: R TERMINAL BOX (ABOVE) CABLE ENTRY ON THE RIGHT SIGNAL CONNECTION D-END | 4647 | TEM | 1 | MC | 73 | 1
1PH81071HF132BB1 | SIMOTICS M COMPACT ASYNCHRONOUS MOTOR 1500RPM, 9KW, 57NM, 23,5A, 330V 1750RPM, 10KW, 55NM, 22A, 380V 2000RPM, 11KW,53NM, 21,5A, 428V FORCED VENTILATION; DIRECTION OF AIR FLOW NDE --> DE; DEGREE OF PROTECTION IP55 INCREMENT. ENCODER HTL 1024 S/R (ENCODER HTL1024S/R) with TEMPERAT. SENSOR KTY84-130 DESIGN IM B35 (IM V15, IM V35) SHAFT WITH FITTED KEY HALF-KEY BALANCING BEARING: STANDARD WITH FIXED BEARING, VIBRATION SEVERITY GRADE: R/A, SHAFT AND FLANGE ACCURACY: R TERMINAL BOX (ABOVE) CABLE ENTRY ON THE LEFT SIGNAL CONNECTION D-END | 4647 | TEM | 1 | MC | 73 | 1
1PH81071HF132BC1 | SIMOTICS M COMPACT ASYNCHRONOUS MOTOR 1500RPM, 9KW, 57NM, 23,5A, 330V 1750RPM, 10KW, 55NM, 22A, 380V 2000RPM, 11KW,53NM, 21,5A, 428V FORCED VENTILATION; DIRECTION OF AIR FLOW NDE --> DE; DEGREE OF PROTECTION IP55 INCREMENT. ENCODER HTL 1024 S/R (ENCODER HTL1024S/R) with TEMPERAT. SENSOR KTY84-130 DESIGN IM B35 (IM V15, IM V35) SHAFT WITH FITTED KEY HALF-KEY BALANCING BEARING: STANDARD WITH FIXED BEARING, VIBRATION SEVERITY GRADE: R/A, SHAFT AND FLANGE ACCURACY: R TERMINAL BOX (ABOVE) CABLE ENTRY ON THE ND-END SIGNAL CONNECTION LEFT | 4647 | TEM | 1 | MC | 73 | 1
1PH81071HF132CA1 | SIMOTICS M COMPACT ASYNCHRONOUS MOTOR 1500RPM, 9KW, 57NM, 23,5A, 330V 1750RPM, 10KW, 55NM, 22A, 380V 2000RPM, 11KW,53NM, 21,5A, 428V FORCED VENTILATION; DIRECTION OF AIR FLOW NDE --> DE; DEGREE OF PROTECTION IP55 INCREMENT. ENCODER HTL 1024 S/R (ENCODER HTL1024S/R) with TEMPERAT. SENSOR KTY84-130 DESIGN IM B35 (IM V15, IM V35) SHAFT WITH FITTED KEY HALF-KEY BALANCING BEARING: STANDARD WITH FIXED BEARING, VIBRATION SEVERITY GRADE: S/A, SHAFT AND FLANGE ACCURACY: R TERMINAL BOX (ABOVE) CABLE ENTRY ON THE RIGHT SIGNAL CONNECTION D-END | 4842 | TEM | 1 | MC | 73 | 1
1PH81071HF132CB1 | SIMOTICS M COMPACT ASYNCHRONOUS MOTOR 1500RPM, 9KW, 57NM, 23,5A, 330V 1750RPM, 10KW, 55NM, 22A, 380V 2000RPM, 11KW,53NM, 21,5A, 428V FORCED VENTILATION; DIRECTION OF AIR FLOW NDE --> DE; DEGREE OF PROTECTION IP55 INCREMENT. ENCODER HTL 1024 S/R (ENCODER HTL1024S/R) with TEMPERAT. SENSOR KTY84-130 DESIGN IM B35 (IM V15, IM V35) SHAFT WITH FITTED KEY HALF-KEY BALANCING BEARING: STANDARD WITH FIXED BEARING, VIBRATION SEVERITY GRADE: S/A, SHAFT AND FLANGE ACCURACY: R TERMINAL BOX (ABOVE) CABLE ENTRY ON THE LEFT SIGNAL CONNECTION D-END | 4842 | TEM | 1 | MC | 73 | 1
1PH81071HF132CC1 | SIMOTICS M COMPACT ASYNCHRONOUS MOTOR 1500RPM, 9KW, 57NM, 23,5A, 330V 1750RPM, 10KW, 55NM, 22A, 380V 2000RPM, 11KW,53NM, 21,5A, 428V FORCED VENTILATION; DIRECTION OF AIR FLOW NDE --> DE; DEGREE OF PROTECTION IP55 INCREMENT. ENCODER HTL 1024 S/R (ENCODER HTL1024S/R) with TEMPERAT. SENSOR KTY84-130 DESIGN IM B35 (IM V15, IM V35) SHAFT WITH FITTED KEY HALF-KEY BALANCING BEARING: STANDARD WITH FIXED BEARING, VIBRATION SEVERITY GRADE: S/A, SHAFT AND FLANGE ACCURACY: R TERMINAL BOX (ABOVE) CABLE ENTRY ON THE ND-END SIGNAL CONNECTION LEFT | 4842 | TEM | 1 | MC | 73 | 1
1PH81071HF200BA1 | SIMOTICS M COMPACT ASYNCHRONOUS MOTOR 1500RPM, 14KW,89NM, 43,4A, 277V 1750RPM, 15,5KW,85NM, 42A, 314V 2000RPM, 18KW,86NM, 42,6A, 363V WATER COOLING DEGREE OF PROTECTION IP65 INCREMENT. ENCODER HTL 1024 S/R (ENCODER HTL1024S/R) with TEMPERAT. SENSOR KTY84-130 DESIGN IM B3 (IM V5, IM V6) PLAIN SHAFT WITHOUT FITTED KEY; BEARING: STANDARD WITH FIXED BEARING, VIBRATION SEVERITY GRADE: R/A, SHAFT AND FLANGE ACCURACY: R TERMINAL BOX (ABOVE) CABLE ENTRY ON THE RIGHT SIGNAL CONNECTION D-END | 4945 | TEM | 1 | MC | 83 | 1
1PH81071HF200BB1 | SIMOTICS M COMPACT ASYNCHRONOUS MOTOR 1500RPM, 14KW,89NM, 43,4A, 277V 1750RPM, 15,5KW,85NM, 42A, 314V 2000RPM, 18KW,86NM, 42,6A, 363V WATER COOLING DEGREE OF PROTECTION IP65 INCREMENT. ENCODER HTL 1024 S/R (ENCODER HTL1024S/R) with TEMPERAT. SENSOR KTY84-130 DESIGN IM B3 (IM V5, IM V6) PLAIN SHAFT WITHOUT FITTED KEY; BEARING: STANDARD WITH FIXED BEARING, VIBRATION SEVERITY GRADE: R/A, SHAFT AND FLANGE ACCURACY: R TERMINAL BOX (ABOVE) CABLE ENTRY ON THE LEFT SIGNAL CONNECTION D-END | 4945 | TEM | 1 | MC | 83 | 1
1PH81071HF200BC1 | SIMOTICS M COMPACT ASYNCHRONOUS MOTOR 1500RPM, 14KW,89NM, 43,4A, 277V 1750RPM, 15,5KW,85NM, 42A, 314V 2000RPM, 18KW,86NM, 42,6A, 363V WATER COOLING DEGREE OF PROTECTION IP65 INCREMENT. ENCODER HTL 1024 S/R (ENCODER HTL1024S/R) with TEMPERAT. SENSOR KTY84-130 DESIGN IM B3 (IM V5, IM V6) PLAIN SHAFT WITHOUT FITTED KEY; BEARING: STANDARD WITH FIXED BEARING, VIBRATION SEVERITY GRADE: R/A, SHAFT AND FLANGE ACCURACY: R TERMINAL BOX (ABOVE) CABLE ENTRY ON THE ND-END SIGNAL CONNECTION LEFT | 4945 | TEM | 1 | MC | 83 | 1
1PH81071HF200CA1 | SIMOTICS M COMPACT ASYNCHRONOUS MOTOR 1500RPM, 14KW,89NM, 43,4A, 277V 1750RPM, 15,5KW,85NM, 42A, 314V 2000RPM, 18KW,86NM, 42,6A, 363V WATER COOLING DEGREE OF PROTECTION IP65 INCREMENT. ENCODER HTL 1024 S/R (ENCODER HTL1024S/R) with TEMPERAT. SENSOR KTY84-130 DESIGN IM B3 (IM V5, IM V6) PLAIN SHAFT WITHOUT FITTED KEY; BEARING: STANDARD WITH FIXED BEARING, VIBRATION SEVERITY GRADE: S/A, SHAFT AND FLANGE ACCURACY: R TERMINAL BOX (ABOVE) CABLE ENTRY ON THE RIGHT SIGNAL CONNECTION D-END | 5140 | TEM | 1 | MC | 83 | 1
1PH81071HF200CB1 | SIMOTICS M COMPACT ASYNCHRONOUS MOTOR 1500RPM, 14KW,89NM, 43,4A, 277V 1750RPM, 15,5KW,85NM, 42A, 314V 2000RPM, 18KW,86NM, 42,6A, 363V WATER COOLING DEGREE OF PROTECTION IP65 INCREMENT. ENCODER HTL 1024 S/R (ENCODER HTL1024S/R) with TEMPERAT. SENSOR KTY84-130 DESIGN IM B3 (IM V5, IM V6) PLAIN SHAFT WITHOUT FITTED KEY; BEARING: STANDARD WITH FIXED BEARING, VIBRATION SEVERITY GRADE: S/A, SHAFT AND FLANGE ACCURACY: R TERMINAL BOX (ABOVE) CABLE ENTRY ON THE LEFT SIGNAL CONNECTION D-END | 5140 | TEM | 1 | MC | 83 | 1
1PH81071HF200CC1 | SIMOTICS M COMPACT ASYNCHRONOUS MOTOR 1500RPM, 14KW,89NM, 43,4A, 277V 1750RPM, 15,5KW,85NM, 42A, 314V 2000RPM, 18KW,86NM, 42,6A, 363V WATER COOLING DEGREE OF PROTECTION IP65 INCREMENT. ENCODER HTL 1024 S/R (ENCODER HTL1024S/R) with TEMPERAT. SENSOR KTY84-130 DESIGN IM B3 (IM V5, IM V6) PLAIN SHAFT WITHOUT FITTED KEY; BEARING: STANDARD WITH FIXED BEARING, VIBRATION SEVERITY GRADE: S/A, SHAFT AND FLANGE ACCURACY: R TERMINAL BOX (ABOVE) CABLE ENTRY ON THE ND-END SIGNAL CONNECTION LEFT | 5140 | TEM | 1 | MC | 83 | 1
1PH81071HF202BA1 | SIMOTICS M COMPACT ASYNCHRONOUS MOTOR 1500RPM, 14KW,89NM, 43,4A, 277V 1750RPM, 15,5KW,85NM, 42A, 314V 2000RPM, 18KW,86NM, 42,6A, 363V WATER COOLING DEGREE OF PROTECTION IP65 INCREMENT. ENCODER HTL 1024 S/R (ENCODER HTL1024S/R) with TEMPERAT. SENSOR KTY84-130 DESIGN IM B3 (IM V5, IM V6) SHAFT WITH FITTED KEY HALF-KEY BALANCING BEARING: STANDARD WITH FIXED BEARING, VIBRATION SEVERITY GRADE: R/A, SHAFT AND FLANGE ACCURACY: R TERMINAL BOX (ABOVE) CABLE ENTRY ON THE RIGHT SIGNAL CONNECTION D-END | 4945 | TEM | 1 | MC | 83 | 1
1PH81071HF202BB1 | SIMOTICS M COMPACT ASYNCHRONOUS MOTOR 1500RPM, 14KW,89NM, 43,4A, 277V 1750RPM, 15,5KW,85NM, 42A, 314V 2000RPM, 18KW,86NM, 42,6A, 363V WATER COOLING DEGREE OF PROTECTION IP65 INCREMENT. ENCODER HTL 1024 S/R (ENCODER HTL1024S/R) with TEMPERAT. SENSOR KTY84-130 DESIGN IM B3 (IM V5, IM V6) SHAFT WITH FITTED KEY HALF-KEY BALANCING BEARING: STANDARD WITH FIXED BEARING, VIBRATION SEVERITY GRADE: R/A, SHAFT AND FLANGE ACCURACY: R TERMINAL BOX (ABOVE) CABLE ENTRY ON THE LEFT SIGNAL CONNECTION D-END | 4945 | TEM | 1 | MC | 83 | 1
1PH81071HF202BC1 | SIMOTICS M COMPACT ASYNCHRONOUS MOTOR 1500RPM, 14KW,89NM, 43,4A, 277V 1750RPM, 15,5KW,85NM, 42A, 314V 2000RPM, 18KW,86NM, 42,6A, 363V WATER COOLING DEGREE OF PROTECTION IP65 INCREMENT. ENCODER HTL 1024 S/R (ENCODER HTL1024S/R) with TEMPERAT. SENSOR KTY84-130 DESIGN IM B3 (IM V5, IM V6) SHAFT WITH FITTED KEY HALF-KEY BALANCING BEARING: STANDARD WITH FIXED BEARING, VIBRATION SEVERITY GRADE: R/A, SHAFT AND FLANGE ACCURACY: R TERMINAL BOX (ABOVE) CABLE ENTRY ON THE ND-END SIGNAL CONNECTION LEFT | 4945 | TEM | 1 | MC | 83 | 1
1PH81071HF202CA1 | SIMOTICS M COMPACT ASYNCHRONOUS MOTOR 1500RPM, 14KW,89NM, 43,4A, 277V 1750RPM, 15,5KW,85NM, 42A, 314V 2000RPM, 18KW,86NM, 42,6A, 363V WATER COOLING DEGREE OF PROTECTION IP65 INCREMENT. ENCODER HTL 1024 S/R (ENCODER HTL1024S/R) with TEMPERAT. SENSOR KTY84-130 DESIGN IM B3 (IM V5, IM V6) SHAFT WITH FITTED KEY HALF-KEY BALANCING BEARING: STANDARD WITH FIXED BEARING, VIBRATION SEVERITY GRADE: S/A, SHAFT AND FLANGE ACCURACY: R TERMINAL BOX (ABOVE) CABLE ENTRY ON THE RIGHT SIGNAL CONNECTION D-END | 5140 | TEM | 1 | MC | 83 | 1
1PH81071HF202CB1 | SIMOTICS M COMPACT ASYNCHRONOUS MOTOR 1500RPM, 14KW,89NM, 43,4A, 277V 1750RPM, 15,5KW,85NM, 42A, 314V 2000RPM, 18KW,86NM, 42,6A, 363V WATER COOLING DEGREE OF PROTECTION IP65 INCREMENT. ENCODER HTL 1024 S/R (ENCODER HTL1024S/R) with TEMPERAT. SENSOR KTY84-130 DESIGN IM B3 (IM V5, IM V6) SHAFT WITH FITTED KEY HALF-KEY BALANCING BEARING: STANDARD WITH FIXED BEARING, VIBRATION SEVERITY GRADE: S/A, SHAFT AND FLANGE ACCURACY: R TERMINAL BOX (ABOVE) CABLE ENTRY ON THE LEFT SIGNAL CONNECTION D-END | 5140 | TEM | 1 | MC | 83 | 1
1PH81071HF202CC1 | SIMOTICS M COMPACT ASYNCHRONOUS MOTOR 1500RPM, 14KW,89NM, 43,4A, 277V 1750RPM, 15,5KW,85NM, 42A, 314V 2000RPM, 18KW,86NM, 42,6A, 363V WATER COOLING DEGREE OF PROTECTION IP65 INCREMENT. ENCODER HTL 1024 S/R (ENCODER HTL1024S/R) with TEMPERAT. SENSOR KTY84-130 DESIGN IM B3 (IM V5, IM V6) SHAFT WITH FITTED KEY HALF-KEY BALANCING BEARING: STANDARD WITH FIXED BEARING, VIBRATION SEVERITY GRADE: S/A, SHAFT AND FLANGE ACCURACY: R TERMINAL BOX (ABOVE) CABLE ENTRY ON THE ND-END SIGNAL CONNECTION LEFT | 5140 | TEM | 1 | MC | 83 | 1
1PH81071HF220BA1 | SIMOTICS M COMPACT ASYNCHRONOUS MOTOR 1500RPM, 14KW,89NM, 43,4A, 277V 1750RPM, 15,5KW,85NM, 42A, 314V 2000RPM, 18KW,86NM, 42,6A, 363V WATER COOLING DEGREE OF PROTECTION IP65 INCREMENT. ENCODER HTL 1024 S/R (ENCODER HTL1024S/R) with TEMPERAT. SENSOR KTY84-130 DESIGN IM B5 (IMV 1,IM V3) PLAIN SHAFT WITHOUT FITTED KEY; BEARING: STANDARD WITH FIXED BEARING, VIBRATION SEVERITY GRADE: R/A, SHAFT AND FLANGE ACCURACY: R TERMINAL BOX (ABOVE) CABLE ENTRY ON THE RIGHT SIGNAL CONNECTION D-END | 5141 | TEM | 1 | MC | 83 | 1
1PH81071HF220BB1 | SIMOTICS M COMPACT ASYNCHRONOUS MOTOR 1500RPM, 14KW,89NM, 43,4A, 277V 1750RPM, 15,5KW,85NM, 42A, 314V 2000RPM, 18KW,86NM, 42,6A, 363V WATER COOLING DEGREE OF PROTECTION IP65 INCREMENT. ENCODER HTL 1024 S/R (ENCODER HTL1024S/R) with TEMPERAT. SENSOR KTY84-130 DESIGN IM B5 (IMV 1,IM V3) PLAIN SHAFT WITHOUT FITTED KEY; BEARING: STANDARD WITH FIXED BEARING, VIBRATION SEVERITY GRADE: R/A, SHAFT AND FLANGE ACCURACY: R TERMINAL BOX (ABOVE) CABLE ENTRY ON THE LEFT SIGNAL CONNECTION D-END | 5141 | TEM | 1 | MC | 83 | 1
1PH81071HF220BC1 | SIMOTICS M COMPACT ASYNCHRONOUS MOTOR 1500RPM, 14KW,89NM, 43,4A, 277V 1750RPM, 15,5KW,85NM, 42A, 314V 2000RPM, 18KW,86NM, 42,6A, 363V WATER COOLING DEGREE OF PROTECTION IP65 INCREMENT. ENCODER HTL 1024 S/R (ENCODER HTL1024S/R) with TEMPERAT. SENSOR KTY84-130 DESIGN IM B5 (IMV 1,IM V3) PLAIN SHAFT WITHOUT FITTED KEY; BEARING: STANDARD WITH FIXED BEARING, VIBRATION SEVERITY GRADE: R/A, SHAFT AND FLANGE ACCURACY: R TERMINAL BOX (ABOVE) CABLE ENTRY ON THE ND-END SIGNAL CONNECTION LEFT | 5141 | TEM | 1 | MC | 83 | 1
1PH81071HF220CA1 | SIMOTICS M COMPACT ASYNCHRONOUS MOTOR 1500RPM, 14KW,89NM, 43,4A, 277V 1750RPM, 15,5KW,85NM, 42A, 314V 2000RPM, 18KW,86NM, 42,6A, 363V WATER COOLING DEGREE OF PROTECTION IP65 INCREMENT. ENCODER HTL 1024 S/R (ENCODER HTL1024S/R) with TEMPERAT. SENSOR KTY84-130 DESIGN IM B5 (IMV 1,IM V3) PLAIN SHAFT WITHOUT FITTED KEY; BEARING: STANDARD WITH FIXED BEARING, VIBRATION SEVERITY GRADE: S/A, SHAFT AND FLANGE ACCURACY: R TERMINAL BOX (ABOVE) CABLE ENTRY ON THE RIGHT SIGNAL CONNECTION D-END | 5336 | TEM | 1 | MC | 83 | 1
1PH81071HF220CB1 | SIMOTICS M COMPACT ASYNCHRONOUS MOTOR 1500RPM, 14KW,89NM, 43,4A, 277V 1750RPM, 15,5KW,85NM, 42A, 314V 2000RPM, 18KW,86NM, 42,6A, 363V WATER COOLING DEGREE OF PROTECTION IP65 INCREMENT. ENCODER HTL 1024 S/R (ENCODER HTL1024S/R) with TEMPERAT. SENSOR KTY84-130 DESIGN IM B5 (IMV 1,IM V3) PLAIN SHAFT WITHOUT FITTED KEY; BEARING: STANDARD WITH FIXED BEARING, VIBRATION SEVERITY GRADE: S/A, SHAFT AND FLANGE ACCURACY: R TERMINAL BOX (ABOVE) CABLE ENTRY ON THE LEFT SIGNAL CONNECTION D-END | 5336 | TEM | 1 | MC | 83 | 1
1PH81071HF220CC1 | SIMOTICS M COMPACT ASYNCHRONOUS MOTOR 1500RPM, 14KW,89NM, 43,4A, 277V 1750RPM, 15,5KW,85NM, 42A, 314V 2000RPM, 18KW,86NM, 42,6A, 363V WATER COOLING DEGREE OF PROTECTION IP65 INCREMENT. ENCODER HTL 1024 S/R (ENCODER HTL1024S/R) with TEMPERAT. SENSOR KTY84-130 DESIGN IM B5 (IMV 1,IM V3) PLAIN SHAFT WITHOUT FITTED KEY; BEARING: STANDARD WITH FIXED BEARING, VIBRATION SEVERITY GRADE: S/A, SHAFT AND FLANGE ACCURACY: R TERMINAL BOX (ABOVE) CABLE ENTRY ON THE ND-END SIGNAL CONNECTION LEFT | 5336 | TEM | 1 | MC | 83 | 1
1PH81071HF222BA1 | SIMOTICS M COMPACT ASYNCHRONOUS MOTOR 1500RPM, 14KW,89NM, 43,4A, 277V 1750RPM, 15,5KW,85NM, 42A, 314V 2000RPM, 18KW,86NM, 42,6A, 363V WATER COOLING DEGREE OF PROTECTION IP65 INCREMENT. ENCODER HTL 1024 S/R (ENCODER HTL1024S/R) with TEMPERAT. SENSOR KTY84-130 DESIGN IM B5 (IMV 1,IM V3) SHAFT WITH FITTED KEY HALF-KEY BALANCING BEARING: STANDARD WITH FIXED BEARING, VIBRATION SEVERITY GRADE: R/A, SHAFT AND FLANGE ACCURACY: R TERMINAL BOX (ABOVE) CABLE ENTRY ON THE RIGHT SIGNAL CONNECTION D-END | 5141 | TEM | 1 | MC | 83 | 1
1PH81071HF222BB1 | SIMOTICS M COMPACT ASYNCHRONOUS MOTOR 1500RPM, 14KW,89NM, 43,4A, 277V 1750RPM, 15,5KW,85NM, 42A, 314V 2000RPM, 18KW,86NM, 42,6A, 363V WATER COOLING DEGREE OF PROTECTION IP65 INCREMENT. ENCODER HTL 1024 S/R (ENCODER HTL1024S/R) with TEMPERAT. SENSOR KTY84-130 DESIGN IM B5 (IMV 1,IM V3) SHAFT WITH FITTED KEY HALF-KEY BALANCING BEARING: STANDARD WITH FIXED BEARING, VIBRATION SEVERITY GRADE: R/A, SHAFT AND FLANGE ACCURACY: R TERMINAL BOX (ABOVE) CABLE ENTRY ON THE LEFT SIGNAL CONNECTION D-END | 5141 | TEM | 1 | MC | 83 | 1
1PH81071HF222BC1 | SIMOTICS M COMPACT ASYNCHRONOUS MOTOR 1500RPM, 14KW,89NM, 43,4A, 277V 1750RPM, 15,5KW,85NM, 42A, 314V 2000RPM, 18KW,86NM, 42,6A, 363V WATER COOLING DEGREE OF PROTECTION IP65 INCREMENT. ENCODER HTL 1024 S/R (ENCODER HTL1024S/R) with TEMPERAT. SENSOR KTY84-130 DESIGN IM B5 (IMV 1,IM V3) SHAFT WITH FITTED KEY HALF-KEY BALANCING BEARING: STANDARD WITH FIXED BEARING, VIBRATION SEVERITY GRADE: R/A, SHAFT AND FLANGE ACCURACY: R TERMINAL BOX (ABOVE) CABLE ENTRY ON THE ND-END SIGNAL CONNECTION LEFT | 5141 | TEM | 1 | MC | 83 | 1
1PH81071HF222CA1 | SIMOTICS M COMPACT ASYNCHRONOUS MOTOR 1500RPM, 14KW,89NM, 43,4A, 277V 1750RPM, 15,5KW,85NM, 42A, 314V 2000RPM, 18KW,86NM, 42,6A, 363V WATER COOLING DEGREE OF PROTECTION IP65 INCREMENT. ENCODER HTL 1024 S/R (ENCODER HTL1024S/R) with TEMPERAT. SENSOR KTY84-130 DESIGN IM B5 (IMV 1,IM V3) SHAFT WITH FITTED KEY HALF-KEY BALANCING BEARING: STANDARD WITH FIXED BEARING, VIBRATION SEVERITY GRADE: S/A, SHAFT AND FLANGE ACCURACY: R TERMINAL BOX (ABOVE) CABLE ENTRY ON THE RIGHT SIGNAL CONNECTION D-END | 5336 | TEM | 1 | MC | 83 | 1
1PH81071HF222CB1 | SIMOTICS M COMPACT ASYNCHRONOUS MOTOR 1500RPM, 14KW,89NM, 43,4A, 277V 1750RPM, 15,5KW,85NM, 42A, 314V 2000RPM, 18KW,86NM, 42,6A, 363V WATER COOLING DEGREE OF PROTECTION IP65 INCREMENT. ENCODER HTL 1024 S/R (ENCODER HTL1024S/R) with TEMPERAT. SENSOR KTY84-130 DESIGN IM B5 (IMV 1,IM V3) SHAFT WITH FITTED KEY HALF-KEY BALANCING BEARING: STANDARD WITH FIXED BEARING, VIBRATION SEVERITY GRADE: S/A, SHAFT AND FLANGE ACCURACY: R TERMINAL BOX (ABOVE) CABLE ENTRY ON THE LEFT SIGNAL CONNECTION D-END | 5336 | TEM | 1 | MC | 83 | 1
1PH81071HF222CC1 | SIMOTICS M COMPACT ASYNCHRONOUS MOTOR 1500RPM, 14KW,89NM, 43,4A, 277V 1750RPM, 15,5KW,85NM, 42A, 314V 2000RPM, 18KW,86NM, 42,6A, 363V WATER COOLING DEGREE OF PROTECTION IP65 INCREMENT. ENCODER HTL 1024 S/R (ENCODER HTL1024S/R) with TEMPERAT. SENSOR KTY84-130 DESIGN IM B5 (IMV 1,IM V3) SHAFT WITH FITTED KEY HALF-KEY BALANCING BEARING: STANDARD WITH FIXED BEARING, VIBRATION SEVERITY GRADE: S/A, SHAFT AND FLANGE ACCURACY: R TERMINAL BOX (ABOVE) CABLE ENTRY ON THE ND-END SIGNAL CONNECTION LEFT | 5336 | TEM | 1 | MC | 83 | 1
1PH81071HF230BA1 | SIMOTICS M COMPACT ASYNCHRONOUS MOTOR 1500RPM, 14KW,89NM, 43,4A, 277V 1750RPM, 15,5KW,85NM, 42A, 314V 2000RPM, 18KW,86NM, 42,6A, 363V WATER COOLING DEGREE OF PROTECTION IP65 INCREMENT. ENCODER HTL 1024 S/R (ENCODER HTL1024S/R) with TEMPERAT. SENSOR KTY84-130 DESIGN IM B35 (IM V15, IM V35) PLAIN SHAFT WITHOUT FITTED KEY; BEARING: STANDARD WITH FIXED BEARING, VIBRATION SEVERITY GRADE: R/A, SHAFT AND FLANGE ACCURACY: R TERMINAL BOX (ABOVE) CABLE ENTRY ON THE RIGHT SIGNAL CONNECTION D-END | 5379 | TEM | 1 | MC | 83 | 1
1PH81071HF230BB1 | SIMOTICS M COMPACT ASYNCHRONOUS MOTOR 1500RPM, 14KW,89NM, 43,4A, 277V 1750RPM, 15,5KW,85NM, 42A, 314V 2000RPM, 18KW,86NM, 42,6A, 363V WATER COOLING DEGREE OF PROTECTION IP65 INCREMENT. ENCODER HTL 1024 S/R (ENCODER HTL1024S/R) with TEMPERAT. SENSOR KTY84-130 DESIGN IM B35 (IM V15, IM V35) PLAIN SHAFT WITHOUT FITTED KEY; BEARING: STANDARD WITH FIXED BEARING, VIBRATION SEVERITY GRADE: R/A, SHAFT AND FLANGE ACCURACY: R TERMINAL BOX (ABOVE) CABLE ENTRY ON THE LEFT SIGNAL CONNECTION D-END | 5379 | TEM | 1 | MC | 83 | 1
1PH81071HF230BC1 | SIMOTICS M COMPACT ASYNCHRONOUS MOTOR 1500RPM, 14KW,89NM, 43,4A, 277V 1750RPM, 15,5KW,85NM, 42A, 314V 2000RPM, 18KW,86NM, 42,6A, 363V WATER COOLING DEGREE OF PROTECTION IP65 INCREMENT. ENCODER HTL 1024 S/R (ENCODER HTL1024S/R) with TEMPERAT. SENSOR KTY84-130 DESIGN IM B35 (IM V15, IM V35) PLAIN SHAFT WITHOUT FITTED KEY; BEARING: STANDARD WITH FIXED BEARING, VIBRATION SEVERITY GRADE: R/A, SHAFT AND FLANGE ACCURACY: R TERMINAL BOX (ABOVE) CABLE ENTRY ON THE ND-END SIGNAL CONNECTION LEFT | 5379 | TEM | 1 | MC | 83 | 1
1PH81071HF230CA1 | SIMOTICS M COMPACT ASYNCHRONOUS MOTOR 1500RPM, 14KW,89NM, 43,4A, 277V 1750RPM, 15,5KW,85NM, 42A, 314V 2000RPM, 18KW,86NM, 42,6A, 363V WATER COOLING DEGREE OF PROTECTION IP65 INCREMENT. ENCODER HTL 1024 S/R (ENCODER HTL1024S/R) with TEMPERAT. SENSOR KTY84-130 DESIGN IM B35 (IM V15, IM V35) PLAIN SHAFT WITHOUT FITTED KEY; BEARING: STANDARD WITH FIXED BEARING, VIBRATION SEVERITY GRADE: S/A, SHAFT AND FLANGE ACCURACY: R TERMINAL BOX (ABOVE) CABLE ENTRY ON THE RIGHT SIGNAL CONNECTION D-END | 5574 | TEM | 1 | MC | 83 | 1
1PH81071HF230CB1 | SIMOTICS M COMPACT ASYNCHRONOUS MOTOR 1500RPM, 14KW,89NM, 43,4A, 277V 1750RPM, 15,5KW,85NM, 42A, 314V 2000RPM, 18KW,86NM, 42,6A, 363V WATER COOLING DEGREE OF PROTECTION IP65 INCREMENT. ENCODER HTL 1024 S/R (ENCODER HTL1024S/R) with TEMPERAT. SENSOR KTY84-130 DESIGN IM B35 (IM V15, IM V35) PLAIN SHAFT WITHOUT FITTED KEY; BEARING: STANDARD WITH FIXED BEARING, VIBRATION SEVERITY GRADE: S/A, SHAFT AND FLANGE ACCURACY: R TERMINAL BOX (ABOVE) CABLE ENTRY ON THE LEFT SIGNAL CONNECTION D-END | 5574 | TEM | 1 | MC | 83 | 1
1PH81071HF230CC1 | SIMOTICS M COMPACT ASYNCHRONOUS MOTOR 1500RPM, 14KW,89NM, 43,4A, 277V 1750RPM, 15,5KW,85NM, 42A, 314V 2000RPM, 18KW,86NM, 42,6A, 363V WATER COOLING DEGREE OF PROTECTION IP65 INCREMENT. ENCODER HTL 1024 S/R (ENCODER HTL1024S/R) with TEMPERAT. SENSOR KTY84-130 DESIGN IM B35 (IM V15, IM V35) PLAIN SHAFT WITHOUT FITTED KEY; BEARING: STANDARD WITH FIXED BEARING, VIBRATION SEVERITY GRADE: S/A, SHAFT AND FLANGE ACCURACY: R TERMINAL BOX (ABOVE) CABLE ENTRY ON THE ND-END SIGNAL CONNECTION LEFT | 5574 | TEM | 1 | MC | 83 | 1
1PH81071HF231BA1 | SIMOTICS M COMPACT ASYNCHRONOUS MOTOR 1500RPM, 14KW,89NM, 43,4A, 277V 1750RPM, 15,5KW,85NM, 42A, 314V 2000RPM, 18KW,86NM, 42,6A, 363V WATER COOLING DEGREE OF PROTECTION IP65 INCREMENT. ENCODER HTL 1024 S/R (ENCODER HTL1024S/R) with TEMPERAT. SENSOR KTY84-130 DESIGN IM B35 (IM V15, IM V35) SHAFT WITH FITTED KEY FULL-KEY BALANCING BEARING: STANDARD WITH FIXED BEARING, VIBRATION SEVERITY GRADE: R/A, SHAFT AND FLANGE ACCURACY: R TERMINAL BOX (ABOVE) CABLE ENTRY ON THE RIGHT SIGNAL CONNECTION D-END | 5379 | TEM | 1 | MC | 83 | 1
1PH81071HF232BA1 | SIMOTICS M COMPACT ASYNCHRONOUS MOTOR 1500RPM, 14KW,89NM, 43,4A, 277V 1750RPM, 15,5KW,85NM, 42A, 314V 2000RPM, 18KW,86NM, 42,6A, 363V WATER COOLING DEGREE OF PROTECTION IP65 INCREMENT. ENCODER HTL 1024 S/R (ENCODER HTL1024S/R) with TEMPERAT. SENSOR KTY84-130 DESIGN IM B35 (IM V15, IM V35) SHAFT WITH FITTED KEY HALF-KEY BALANCING BEARING: STANDARD WITH FIXED BEARING, VIBRATION SEVERITY GRADE: R/A, SHAFT AND FLANGE ACCURACY: R TERMINAL BOX (ABOVE) CABLE ENTRY ON THE RIGHT SIGNAL CONNECTION D-END | 5379 | TEM | 1 | MC | 83 | 1
1PH81071HF232BB1 | SIMOTICS M COMPACT ASYNCHRONOUS MOTOR 1500RPM, 14KW,89NM, 43,4A, 277V 1750RPM, 15,5KW,85NM, 42A, 314V 2000RPM, 18KW,86NM, 42,6A, 363V WATER COOLING DEGREE OF PROTECTION IP65 INCREMENT. ENCODER HTL 1024 S/R (ENCODER HTL1024S/R) with TEMPERAT. SENSOR KTY84-130 DESIGN IM B35 (IM V15, IM V35) SHAFT WITH FITTED KEY HALF-KEY BALANCING BEARING: STANDARD WITH FIXED BEARING, VIBRATION SEVERITY GRADE: R/A, SHAFT AND FLANGE ACCURACY: R TERMINAL BOX (ABOVE) CABLE ENTRY ON THE LEFT SIGNAL CONNECTION D-END | 5379 | TEM | 1 | MC | 83 | 1
1PH81071HF232BC1 | SIMOTICS M COMPACT ASYNCHRONOUS MOTOR 1500RPM, 14KW,89NM, 43,4A, 277V 1750RPM, 15,5KW,85NM, 42A, 314V 2000RPM, 18KW,86NM, 42,6A, 363V WATER COOLING DEGREE OF PROTECTION IP65 INCREMENT. ENCODER HTL 1024 S/R (ENCODER HTL1024S/R) with TEMPERAT. SENSOR KTY84-130 DESIGN IM B35 (IM V15, IM V35) SHAFT WITH FITTED KEY HALF-KEY BALANCING BEARING: STANDARD WITH FIXED BEARING, VIBRATION SEVERITY GRADE: R/A, SHAFT AND FLANGE ACCURACY: R TERMINAL BOX (ABOVE) CABLE ENTRY ON THE ND-END SIGNAL CONNECTION LEFT | 5379 | TEM | 1 | MC | 83 | 1
1PH81071HF232CA1 | SIMOTICS M COMPACT ASYNCHRONOUS MOTOR 1500RPM, 14KW,89NM, 43,4A, 277V 1750RPM, 15,5KW,85NM, 42A, 314V 2000RPM, 18KW,86NM, 42,6A, 363V WATER COOLING DEGREE OF PROTECTION IP65 INCREMENT. ENCODER HTL 1024 S/R (ENCODER HTL1024S/R) with TEMPERAT. SENSOR KTY84-130 DESIGN IM B35 (IM V15, IM V35) SHAFT WITH FITTED KEY HALF-KEY BALANCING BEARING: STANDARD WITH FIXED BEARING, VIBRATION SEVERITY GRADE: S/A, SHAFT AND FLANGE ACCURACY: R TERMINAL BOX (ABOVE) CABLE ENTRY ON THE RIGHT SIGNAL CONNECTION D-END | 5574 | TEM | 1 | MC | 83 | 1
1PH81071HF232CB1 | SIMOTICS M COMPACT ASYNCHRONOUS MOTOR 1500RPM, 14KW,89NM, 43,4A, 277V 1750RPM, 15,5KW,85NM, 42A, 314V 2000RPM, 18KW,86NM, 42,6A, 363V WATER COOLING DEGREE OF PROTECTION IP65 INCREMENT. ENCODER HTL 1024 S/R (ENCODER HTL1024S/R) with TEMPERAT. SENSOR KTY84-130 DESIGN IM B35 (IM V15, IM V35) SHAFT WITH FITTED KEY HALF-KEY BALANCING BEARING: STANDARD WITH FIXED BEARING, VIBRATION SEVERITY GRADE: S/A, SHAFT AND FLANGE ACCURACY: R TERMINAL BOX (ABOVE) CABLE ENTRY ON THE LEFT SIGNAL CONNECTION D-END | 5574 | TEM | 1 | MC | 83 | 1
1PH81071HF232CC1 | SIMOTICS M COMPACT ASYNCHRONOUS MOTOR 1500RPM, 14KW,89NM, 43,4A, 277V 1750RPM, 15,5KW,85NM, 42A, 314V 2000RPM, 18KW,86NM, 42,6A, 363V WATER COOLING DEGREE OF PROTECTION IP65 INCREMENT. ENCODER HTL 1024 S/R (ENCODER HTL1024S/R) with TEMPERAT. SENSOR KTY84-130 DESIGN IM B35 (IM V15, IM V35) SHAFT WITH FITTED KEY HALF-KEY BALANCING BEARING: STANDARD WITH FIXED BEARING, VIBRATION SEVERITY GRADE: S/A, SHAFT AND FLANGE ACCURACY: R TERMINAL BOX (ABOVE) CABLE ENTRY ON THE ND-END SIGNAL CONNECTION LEFT | 5574 | TEM | 1 | MC | 83 | 1
1PH81071HG001BA1 | SIMOTICS M COMPACT ASYNCHRONOUS MOTOR 2000RPM, 10,5KW,50NM, 26A, 355V 2300RPM, 12KW,50NM,26A, 406V 2650RPM, 13KW, 47NM, 24A, 460V FORCED VENTILATION; DIRECTION OF AIR FLOW DE --> NDE; DEGREE OF PROTECTION IP55 INCREMENT. ENCODER HTL 1024 S/R (ENCODER HTL1024S/R) with TEMPERAT. SENSOR KTY84-130 DESIGN IM B3 (IM V5, IM V6) SHAFT WITH FITTED KEY FULL-KEY BALANCING BEARING: STANDARD WITH FIXED BEARING, VIBRATION SEVERITY GRADE: R/A, SHAFT AND FLANGE ACCURACY: R TERMINAL BOX (ABOVE) CABLE ENTRY ON THE RIGHT SIGNAL CONNECTION D-END | 4213 | TEM | 1 | MC | 73 | 1
1PH81071HG001BC1 | SIMOTICS M COMPACT ASYNCHRONOUS MOTOR 2000RPM, 10,5KW,50NM, 26A, 355V 2300RPM, 12KW,50NM,26A, 406V 2650RPM, 13KW, 47NM, 24A, 460V FORCED VENTILATION; DIRECTION OF AIR FLOW DE --> NDE; DEGREE OF PROTECTION IP55 INCREMENT. ENCODER HTL 1024 S/R (ENCODER HTL1024S/R) with TEMPERAT. SENSOR KTY84-130 DESIGN IM B3 (IM V5, IM V6) SHAFT WITH FITTED KEY FULL-KEY BALANCING BEARING: STANDARD WITH FIXED BEARING, VIBRATION SEVERITY GRADE: R/A, SHAFT AND FLANGE ACCURACY: R TERMINAL BOX (ABOVE) CABLE ENTRY ON THE ND-END SIGNAL CONNECTION LEFT | 4213 | TEM | 1 | MC | 73 | 1
1PH81071HG002DA1 | SIMOTICS M COMPACT ASYNCHRONOUS MOTOR 2000RPM, 10,5KW,50NM, 26A, 355V 2300RPM, 12KW,50NM,26A, 406V 2650RPM, 13KW, 47NM, 24A, 460V FORCED VENTILATION; DIRECTION OF AIR FLOW DE --> NDE; DEGREE OF PROTECTION IP55 INCREMENT. ENCODER HTL 1024 S/R (ENCODER HTL1024S/R) with TEMPERAT. SENSOR KTY84-130 DESIGN IM B3 (IM V5, IM V6) SHAFT WITH FITTED KEY HALF-KEY BALANCING BEARING: STANDARD WITH FIXED BEARING, VIBRATION SEVERITY GRADE: SR/A, SHAFT AND FLANGE ACCURACY: R TERMINAL BOX (ABOVE) CABLE ENTRY ON THE RIGHT SIGNAL CONNECTION D-END | 4478 | TEM | 1 | MC | 73 | 1
1PH81071HG002GA1 | SIMOTICS M COMPACT ASYNCHRONOUS MOTOR 2000RPM, 10,5KW,50NM, 26A, 355V 2300RPM, 12KW,50NM,26A, 406V 2650RPM, 13KW, 47NM, 24A, 460V FORCED VENTILATION; DIRECTION OF AIR FLOW DE --> NDE; DEGREE OF PROTECTION IP55 INCREMENT. ENCODER HTL 1024 S/R (ENCODER HTL1024S/R) with TEMPERAT. SENSOR KTY84-130 DESIGN IM B3 (IM V5, IM V6) SHAFT WITH FITTED KEY HALF-KEY BALANCING BEARING: STANDARD, VIBRATION SEVERITY GRADE: R/A, SHAFT AND FLANGE ACCURACY: R TERMINAL BOX (ABOVE) CABLE ENTRY ON THE RIGHT SIGNAL CONNECTION D-END | 3928 | TEM | 1 | MC | 73 | 1
1PH81071HG021BA1 | SIMOTICS M COMPACT ASYNCHRONOUS MOTOR 2000RPM, 10,5KW,50NM, 26A, 355V 2300RPM, 12KW,50NM,26A, 406V 2650RPM, 13KW, 47NM, 24A, 460V FORCED VENTILATION; DIRECTION OF AIR FLOW DE --> NDE; DEGREE OF PROTECTION IP55 INCREMENT. ENCODER HTL 1024 S/R (ENCODER HTL1024S/R) with TEMPERAT. SENSOR KTY84-130 DESIGN IM B5 (IMV 1,IM V3) SHAFT WITH FITTED KEY FULL-KEY BALANCING BEARING: STANDARD WITH FIXED BEARING, VIBRATION SEVERITY GRADE: R/A, SHAFT AND FLANGE ACCURACY: R TERMINAL BOX (ABOVE) CABLE ENTRY ON THE RIGHT SIGNAL CONNECTION D-END | 4408 | TEM | 1 | MC | 73 | 1
1PH81071HG021BB1 | SIMOTICS M COMPACT ASYNCHRONOUS MOTOR 2000RPM, 10,5KW,50NM, 26A, 355V 2300RPM, 12KW,50NM,26A, 406V 2650RPM, 13KW, 47NM, 24A, 460V FORCED VENTILATION; DIRECTION OF AIR FLOW DE --> NDE; DEGREE OF PROTECTION IP55 INCREMENT. ENCODER HTL 1024 S/R (ENCODER HTL1024S/R) with TEMPERAT. SENSOR KTY84-130 DESIGN IM B5 (IMV 1,IM V3) SHAFT WITH FITTED KEY FULL-KEY BALANCING BEARING: STANDARD WITH FIXED BEARING, VIBRATION SEVERITY GRADE: R/A, SHAFT AND FLANGE ACCURACY: R TERMINAL BOX (ABOVE) CABLE ENTRY ON THE LEFT SIGNAL CONNECTION D-END | 4408 | TEM | 1 | MC | 73 | 1
1PH81071HG022BA1 | SIMOTICS M COMPACT ASYNCHRONOUS MOTOR 2000RPM, 10,5KW,50NM, 26A, 355V 2300RPM, 12KW,50NM,26A, 406V 2650RPM, 13KW, 47NM, 24A, 460V FORCED VENTILATION; DIRECTION OF AIR FLOW DE --> NDE; DEGREE OF PROTECTION IP55 INCREMENT. ENCODER HTL 1024 S/R (ENCODER HTL1024S/R) with TEMPERAT. SENSOR KTY84-130 DESIGN IM B5 (IMV 1,IM V3) SHAFT WITH FITTED KEY HALF-KEY BALANCING BEARING: STANDARD WITH FIXED BEARING, VIBRATION SEVERITY GRADE: R/A, SHAFT AND FLANGE ACCURACY: R TERMINAL BOX (ABOVE) CABLE ENTRY ON THE RIGHT SIGNAL CONNECTION D-END | 4408 | TEM | 1 | MC | 73 | 1
1PH81071HG022BC1 | SIMOTICS M COMPACT ASYNCHRONOUS MOTOR 2000RPM, 10,5KW,50NM, 26A, 355V 2300RPM, 12KW,50NM,26A, 406V 2650RPM, 13KW, 47NM, 24A, 460V FORCED VENTILATION; DIRECTION OF AIR FLOW DE --> NDE; DEGREE OF PROTECTION IP55 INCREMENT. ENCODER HTL 1024 S/R (ENCODER HTL1024S/R) with TEMPERAT. SENSOR KTY84-130 DESIGN IM B5 (IMV 1,IM V3) SHAFT WITH FITTED KEY HALF-KEY BALANCING BEARING: STANDARD WITH FIXED BEARING, VIBRATION SEVERITY GRADE: R/A, SHAFT AND FLANGE ACCURACY: R TERMINAL BOX (ABOVE) CABLE ENTRY ON THE ND-END SIGNAL CONNECTION LEFT | 4408 | TEM | 1 | MC | 73 | 1
1PH81071HG022GA1 | SIMOTICS M COMPACT ASYNCHRONOUS MOTOR 2000RPM, 10,5KW,50NM, 26A, 355V 2300RPM, 12KW,50NM,26A, 406V 2650RPM, 13KW, 47NM, 24A, 460V FORCED VENTILATION; DIRECTION OF AIR FLOW DE --> NDE; DEGREE OF PROTECTION IP55 INCREMENT. ENCODER HTL 1024 S/R (ENCODER HTL1024S/R) with TEMPERAT. SENSOR KTY84-130 DESIGN IM B5 (IMV 1,IM V3) SHAFT WITH FITTED KEY HALF-KEY BALANCING BEARING: STANDARD, VIBRATION SEVERITY GRADE: R/A, SHAFT AND FLANGE ACCURACY: R TERMINAL BOX (ABOVE) CABLE ENTRY ON THE RIGHT SIGNAL CONNECTION D-END | 4123 | TEM | 1 | MC | 73 | 1
1PH81071HG031BA1 | SIMOTICS M COMPACT ASYNCHRONOUS MOTOR 2000RPM, 10,5KW,50NM, 26A, 355V 2300RPM, 12KW,50NM,26A, 406V 2650RPM, 13KW, 47NM, 24A, 460V FORCED VENTILATION; DIRECTION OF AIR FLOW DE --> NDE; DEGREE OF PROTECTION IP55 INCREMENT. ENCODER HTL 1024 S/R (ENCODER HTL1024S/R) with TEMPERAT. SENSOR KTY84-130 DESIGN IM B35 (IM V15, IM V35) SHAFT WITH FITTED KEY FULL-KEY BALANCING BEARING: STANDARD WITH FIXED BEARING, VIBRATION SEVERITY GRADE: R/A, SHAFT AND FLANGE ACCURACY: R TERMINAL BOX (ABOVE) CABLE ENTRY ON THE RIGHT SIGNAL CONNECTION D-END | 4647 | TEM | 1 | MC | 73 | 1
1PH81071HG031BC1 | SIMOTICS M COMPACT ASYNCHRONOUS MOTOR 2000RPM, 10,5KW,50NM, 26A, 355V 2300RPM, 12KW,50NM,26A, 406V 2650RPM, 13KW, 47NM, 24A, 460V FORCED VENTILATION; DIRECTION OF AIR FLOW DE --> NDE; DEGREE OF PROTECTION IP55 INCREMENT. ENCODER HTL 1024 S/R (ENCODER HTL1024S/R) with TEMPERAT. SENSOR KTY84-130 DESIGN IM B35 (IM V15, IM V35) SHAFT WITH FITTED KEY FULL-KEY BALANCING BEARING: STANDARD WITH FIXED BEARING, VIBRATION SEVERITY GRADE: R/A, SHAFT AND FLANGE ACCURACY: R TERMINAL BOX (ABOVE) CABLE ENTRY ON THE ND-END SIGNAL CONNECTION LEFT | 4647 | TEM | 1 | MC | 73 | 1
1PH81071HG032BA1 | SIMOTICS M COMPACT ASYNCHRONOUS MOTOR 2000RPM, 10,5KW,50NM, 26A, 355V 2300RPM, 12KW,50NM,26A, 406V 2650RPM, 13KW, 47NM, 24A, 460V FORCED VENTILATION; DIRECTION OF AIR FLOW DE --> NDE; DEGREE OF PROTECTION IP55 INCREMENT. ENCODER HTL 1024 S/R (ENCODER HTL1024S/R) with TEMPERAT. SENSOR KTY84-130 DESIGN IM B35 (IM V15, IM V35) SHAFT WITH FITTED KEY HALF-KEY BALANCING BEARING: STANDARD WITH FIXED BEARING, VIBRATION SEVERITY GRADE: R/A, SHAFT AND FLANGE ACCURACY: R TERMINAL BOX (ABOVE) CABLE ENTRY ON THE RIGHT SIGNAL CONNECTION D-END | 4647 | TEM | 1 | MC | 73 | 1
1PH81071HG100BB1 | SIMOTICS M COMPACT ASYNCHRONOUS MOTOR 2000RPM, 10,5KW,50NM, 26A, 355V 2300RPM, 12,5KW,50NM, 26A, 406V 2650RPM, 13KW, 47NM, 24A, 460V FORCED VENTILATION; DIRECTION OF AIR FLOW NDE --> DE; DEGREE OF PROTECTION IP55 INCREMENT. ENCODER HTL 1024 S/R (ENCODER HTL1024S/R) with TEMPERAT. SENSOR KTY84-130 DESIGN IM B3 (IM V5, IM V6) PLAIN SHAFT WITHOUT FITTED KEY; BEARING: STANDARD WITH FIXED BEARING, VIBRATION SEVERITY GRADE: R/A, SHAFT AND FLANGE ACCURACY: R TERMINAL BOX (ABOVE) CABLE ENTRY ON THE LEFT SIGNAL CONNECTION D-END | 4213 | TEM | 1 | MC | 73 | 1
1PH81071HG101BA1 | SIMOTICS M COMPACT ASYNCHRONOUS MOTOR 2000RPM, 10,5KW,50NM, 26A, 355V 2300RPM, 12,5KW,50NM, 26A, 406V 2650RPM, 13KW, 47NM, 24A, 460V FORCED VENTILATION; DIRECTION OF AIR FLOW NDE --> DE; DEGREE OF PROTECTION IP55 INCREMENT. ENCODER HTL 1024 S/R (ENCODER HTL1024S/R) with TEMPERAT. SENSOR KTY84-130 DESIGN IM B3 (IM V5, IM V6) SHAFT WITH FITTED KEY FULL-KEY BALANCING BEARING: STANDARD WITH FIXED BEARING, VIBRATION SEVERITY GRADE: R/A, SHAFT AND FLANGE ACCURACY: R TERMINAL BOX (ABOVE) CABLE ENTRY ON THE RIGHT SIGNAL CONNECTION D-END | 4213 | TEM | 1 | MC | 73 | 1
1PH81071HG102BA1 | SIMOTICS M COMPACT ASYNCHRONOUS MOTOR 2000RPM, 10,5KW,50NM, 26A, 355V 2300RPM, 12,5KW,50NM, 26A, 406V 2650RPM, 13KW, 47NM, 24A, 460V FORCED VENTILATION; DIRECTION OF AIR FLOW NDE --> DE; DEGREE OF PROTECTION IP55 INCREMENT. ENCODER HTL 1024 S/R (ENCODER HTL1024S/R) with TEMPERAT. SENSOR KTY84-130 DESIGN IM B3 (IM V5, IM V6) SHAFT WITH FITTED KEY HALF-KEY BALANCING BEARING: STANDARD WITH FIXED BEARING, VIBRATION SEVERITY GRADE: R/A, SHAFT AND FLANGE ACCURACY: R TERMINAL BOX (ABOVE) CABLE ENTRY ON THE RIGHT SIGNAL CONNECTION D-END | 4213 | TEM | 1 | MC | 73 | 1
1PH81071HG102BB1 | SIMOTICS M COMPACT ASYNCHRONOUS MOTOR 2000RPM, 10,5KW,50NM, 26A, 355V 2300RPM, 12,5KW,50NM, 26A, 406V 2650RPM, 13KW, 47NM, 24A, 460V FORCED VENTILATION; DIRECTION OF AIR FLOW NDE --> DE; DEGREE OF PROTECTION IP55 INCREMENT. ENCODER HTL 1024 S/R (ENCODER HTL1024S/R) with TEMPERAT. SENSOR KTY84-130 DESIGN IM B3 (IM V5, IM V6) SHAFT WITH FITTED KEY HALF-KEY BALANCING BEARING: STANDARD WITH FIXED BEARING, VIBRATION SEVERITY GRADE: R/A, SHAFT AND FLANGE ACCURACY: R TERMINAL BOX (ABOVE) CABLE ENTRY ON THE LEFT SIGNAL CONNECTION D-END | 4213 | TEM | 1 | MC | 73 | 1
1PH81071HG121DA1 | SIMOTICS M COMPACT ASYNCHRONOUS MOTOR 2000RPM, 10,5KW,50NM, 26A, 355V 2300RPM, 12,5KW,50NM, 26A, 406V 2650RPM, 13KW, 47NM, 24A, 460V FORCED VENTILATION; DIRECTION OF AIR FLOW NDE --> DE; DEGREE OF PROTECTION IP55 INCREMENT. ENCODER HTL 1024 S/R (ENCODER HTL1024S/R) with TEMPERAT. SENSOR KTY84-130 DESIGN IM B5 (IMV 1,IM V3) SHAFT WITH FITTED KEY FULL-KEY BALANCING BEARING: STANDARD WITH FIXED BEARING, VIBRATION SEVERITY GRADE: SR/A, SHAFT AND FLANGE ACCURACY: R TERMINAL BOX (ABOVE) CABLE ENTRY ON THE RIGHT SIGNAL CONNECTION D-END | 4673 | TEM | 1 | MC | 73 | 1
1PH81071HG131BA1 | SIMOTICS M COMPACT ASYNCHRONOUS MOTOR 2000RPM, 10,5KW,50NM, 26A, 355V 2300RPM, 12,5KW,50NM, 26A, 406V 2650RPM, 13KW, 47NM, 24A, 460V FORCED VENTILATION; DIRECTION OF AIR FLOW NDE --> DE; DEGREE OF PROTECTION IP55 INCREMENT. ENCODER HTL 1024 S/R (ENCODER HTL1024S/R) with TEMPERAT. SENSOR KTY84-130 DESIGN IM B35 (IM V15, IM V35) SHAFT WITH FITTED KEY FULL-KEY BALANCING BEARING: STANDARD WITH FIXED BEARING, VIBRATION SEVERITY GRADE: R/A, SHAFT AND FLANGE ACCURACY: R TERMINAL BOX (ABOVE) CABLE ENTRY ON THE RIGHT SIGNAL CONNECTION D-END | 4647 | TEM | 1 | MC | 73 | 1
1PH81071HG131BB1 | SIMOTICS M COMPACT ASYNCHRONOUS MOTOR 2000RPM, 10,5KW,50NM, 26A, 355V 2300RPM, 12,5KW,50NM, 26A, 406V 2650RPM, 13KW, 47NM, 24A, 460V FORCED VENTILATION; DIRECTION OF AIR FLOW NDE --> DE; DEGREE OF PROTECTION IP55 INCREMENT. ENCODER HTL 1024 S/R (ENCODER HTL1024S/R) with TEMPERAT. SENSOR KTY84-130 DESIGN IM B35 (IM V15, IM V35) SHAFT WITH FITTED KEY FULL-KEY BALANCING BEARING: STANDARD WITH FIXED BEARING, VIBRATION SEVERITY GRADE: R/A, SHAFT AND FLANGE ACCURACY: R TERMINAL BOX (ABOVE) CABLE ENTRY ON THE LEFT SIGNAL CONNECTION D-END | 4647 | TEM | 1 | MC | 73 | 1
1PH81071HM001CA1 | SIMOTICS M COMPACT ASYNCHRONOUS MOTOR 3000RPM, 12KW, 38NM, 38A, 294V 3300RPM, 13KW, 38NM, 38A, 326V 3600RPM, 14KW,37NM, 37,5A, 355V FORCED VENTILATION; DIRECTION OF AIR FLOW DE --> NDE; DEGREE OF PROTECTION IP55 INCREMENT. ENCODER HTL 1024 S/R (ENCODER HTL1024S/R) with TEMPERAT. SENSOR KTY84-130 DESIGN IM B3 (IM V5, IM V6) SHAFT WITH FITTED KEY FULL-KEY BALANCING BEARING: STANDARD WITH FIXED BEARING, VIBRATION SEVERITY GRADE: S/A, SHAFT AND FLANGE ACCURACY: R TERMINAL BOX (ABOVE) CABLE ENTRY ON THE RIGHT SIGNAL CONNECTION D-END | 4408 | TEM | 1 | MC | 73 | 1
1PH81071HM002BA1 | SIMOTICS M COMPACT ASYNCHRONOUS MOTOR 3000RPM, 12KW, 38NM, 38A, 294V 3300RPM, 13KW, 38NM, 38A, 326V 3600RPM, 14KW,37NM, 37,5A, 355V FORCED VENTILATION; DIRECTION OF AIR FLOW DE --> NDE; DEGREE OF PROTECTION IP55 INCREMENT. ENCODER HTL 1024 S/R (ENCODER HTL1024S/R) with TEMPERAT. SENSOR KTY84-130 DESIGN IM B3 (IM V5, IM V6) SHAFT WITH FITTED KEY HALF-KEY BALANCING BEARING: STANDARD WITH FIXED BEARING, VIBRATION SEVERITY GRADE: R/A, SHAFT AND FLANGE ACCURACY: R TERMINAL BOX (ABOVE) CABLE ENTRY ON THE RIGHT SIGNAL CONNECTION D-END | 4213 | TEM | 1 | MC | 73 | 1
1PH81071HM021BA1 | SIMOTICS M COMPACT ASYNCHRONOUS MOTOR 3000RPM, 12KW, 38NM, 38A, 294V 3300RPM, 13KW, 38NM, 38A, 326V 3600RPM, 14KW,37NM, 37,5A, 355V FORCED VENTILATION; DIRECTION OF AIR FLOW DE --> NDE; DEGREE OF PROTECTION IP55 INCREMENT. ENCODER HTL 1024 S/R (ENCODER HTL1024S/R) with TEMPERAT. SENSOR KTY84-130 DESIGN IM B5 (IMV 1,IM V3) SHAFT WITH FITTED KEY FULL-KEY BALANCING BEARING: STANDARD WITH FIXED BEARING, VIBRATION SEVERITY GRADE: R/A, SHAFT AND FLANGE ACCURACY: R TERMINAL BOX (ABOVE) CABLE ENTRY ON THE RIGHT SIGNAL CONNECTION D-END | 4408 | TEM | 1 | MC | 73 | 1
1PH81071HM031BA1 | SIMOTICS M COMPACT ASYNCHRONOUS MOTOR 3000RPM, 12KW, 38NM, 38A, 294V 3300RPM, 13KW, 38NM, 38A, 326V 3600RPM, 14KW,37NM, 37,5A, 355V FORCED VENTILATION; DIRECTION OF AIR FLOW DE --> NDE; DEGREE OF PROTECTION IP55 INCREMENT. ENCODER HTL 1024 S/R (ENCODER HTL1024S/R) with TEMPERAT. SENSOR KTY84-130 DESIGN IM B35 (IM V15, IM V35) SHAFT WITH FITTED KEY FULL-KEY BALANCING BEARING: STANDARD WITH FIXED BEARING, VIBRATION SEVERITY GRADE: R/A, SHAFT AND FLANGE ACCURACY: R TERMINAL BOX (ABOVE) CABLE ENTRY ON THE RIGHT SIGNAL CONNECTION D-END | 4647 | TEM | 1 | MC | 73 | 1
1PH81071HS000BA1 | SIMOTICS M COMPACT ASYNCHRONOUS MOTOR Y2000RPM, 11KW,53NM,26,7A, 368V D5000RPM, 11KW, 21NM, 28A, 410V Y1500RPM, 8,5KW, 54NM,27A, 275V FORCED VENTILATION; DIRECTION OF AIR FLOW DE --> NDE; DEGREE OF PROTECTION IP55 INCREMENT. ENCODER HTL 1024 S/R (ENCODER HTL1024S/R) with TEMPERAT. SENSOR KTY84-130 DESIGN IM B3 (IM V5, IM V6) PLAIN SHAFT WITHOUT FITTED KEY; BEARING: STANDARD WITH FIXED BEARING, VIBRATION SEVERITY GRADE: R/A, SHAFT AND FLANGE ACCURACY: R TERMINAL BOX (ABOVE) CABLE ENTRY ON THE RIGHT SIGNAL CONNECTION D-END | 4213 | TEM | 1 | MC | 73 | 1
1PH81071HS001BA1 | SIMOTICS M COMPACT ASYNCHRONOUS MOTOR Y2000RPM, 11KW,53NM,26,7A, 368V D5000RPM, 11KW, 21NM, 28A, 410V Y1500RPM, 8,5KW, 54NM,27A, 275V FORCED VENTILATION; DIRECTION OF AIR FLOW DE --> NDE; DEGREE OF PROTECTION IP55 INCREMENT. ENCODER HTL 1024 S/R (ENCODER HTL1024S/R) with TEMPERAT. SENSOR KTY84-130 DESIGN IM B3 (IM V5, IM V6) SHAFT WITH FITTED KEY FULL-KEY BALANCING BEARING: STANDARD WITH FIXED BEARING, VIBRATION SEVERITY GRADE: R/A, SHAFT AND FLANGE ACCURACY: R TERMINAL BOX (ABOVE) CABLE ENTRY ON THE RIGHT SIGNAL CONNECTION D-END | 4213 | TEM | 1 | MC | 73 | 1
1PH81071HS022BA1 | SIMOTICS M COMPACT ASYNCHRONOUS MOTOR Y2000RPM, 11KW,53NM,26,7A, 368V D5000RPM, 11KW, 21NM, 28A, 410V Y1500RPM, 8,5KW, 54NM,27A, 275V FORCED VENTILATION; DIRECTION OF AIR FLOW DE --> NDE; DEGREE OF PROTECTION IP55 INCREMENT. ENCODER HTL 1024 S/R (ENCODER HTL1024S/R) with TEMPERAT. SENSOR KTY84-130 DESIGN IM B5 (IMV 1,IM V3) SHAFT WITH FITTED KEY HALF-KEY BALANCING BEARING: STANDARD WITH FIXED BEARING, VIBRATION SEVERITY GRADE: R/A, SHAFT AND FLANGE ACCURACY: R TERMINAL BOX (ABOVE) CABLE ENTRY ON THE RIGHT SIGNAL CONNECTION D-END | 4408 | TEM | 1 | MC | 73 | 1
1PH81071HS022QA1 | SIMOTICS M COMPACT ASYNCHRONOUS MOTOR Y2000RPM, 11KW,53NM,26,7A, 368V D5000RPM, 11KW, 21NM, 28A, 410V Y1500RPM, 8,5KW, 54NM,27A, 275V FORCED VENTILATION; DIRECTION OF AIR FLOW DE --> NDE; DEGREE OF PROTECTION IP55 INCREMENT. ENCODER HTL 1024 S/R (ENCODER HTL1024S/R) with TEMPERAT. SENSOR KTY84-130 DESIGN IM B5 (IMV 1,IM V3) SHAFT WITH FITTED KEY HALF-KEY BALANCING BEARING: ADVANCED LIFETIME VIBRATION SEVERITY S/A SHAFT A. FLANGE ACCURACY GR. R TERMINAL BOX (ABOVE) CABLE ENTRY ON THE RIGHT SIGNAL CONNECTION D-END | 4761 | TEM | 1 | MC | 73 | 1
1PH81071JD022BA1 | SIMOTICS M COMPACT ASYNCHRONOUS MOTOR 1000RPM, 6,3KW,60NM,17,5A, 307V 1150RPM, 7,2KW,60NM,17,5A, 348V 1350RPM, 8,0KW, 57NM, 17A, 400V FORCED VENTILATION; DIRECTION OF AIR FLOW DE --> NDE; DEGREE OF PROTECTION IP55 INCREMENT. ENCODER HTL 2048 S/R (ENCODER HTL2048S/R) with TEMPERAT. SENSOR KTY84-130 DESIGN IM B5 (IMV 1,IM V3) SHAFT WITH FITTED KEY HALF-KEY BALANCING BEARING: STANDARD WITH FIXED BEARING, VIBRATION SEVERITY GRADE: R/A, SHAFT AND FLANGE ACCURACY: R TERMINAL BOX (ABOVE) CABLE ENTRY ON THE RIGHT SIGNAL CONNECTION D-END | 4820 | TEM | 1 | MC | 73 | 1
1PH81071JD022GA1 | SIMOTICS M COMPACT ASYNCHRONOUS MOTOR 1000RPM, 6,3KW,60NM,17,5A, 307V 1150RPM, 7,2KW,60NM,17,5A, 348V 1350RPM, 8,0KW, 57NM, 17A, 400V FORCED VENTILATION; DIRECTION OF AIR FLOW DE --> NDE; DEGREE OF PROTECTION IP55 INCREMENT. ENCODER HTL 2048 S/R (ENCODER HTL2048S/R) with TEMPERAT. SENSOR KTY84-130 DESIGN IM B5 (IMV 1,IM V3) SHAFT WITH FITTED KEY HALF-KEY BALANCING BEARING: STANDARD, VIBRATION SEVERITY GRADE: R/A, SHAFT AND FLANGE ACCURACY: R TERMINAL BOX (ABOVE) CABLE ENTRY ON THE RIGHT SIGNAL CONNECTION D-END | 4535 | TEM | 1 | MC | 73 | 1
1PH81071JD032BA1 | SIMOTICS M COMPACT ASYNCHRONOUS MOTOR 1000RPM, 6,3KW,60NM,17,5A, 307V 1150RPM, 7,2KW,60NM,17,5A, 348V 1350RPM, 8,0KW, 57NM, 17A, 400V FORCED VENTILATION; DIRECTION OF AIR FLOW DE --> NDE; DEGREE OF PROTECTION IP55 INCREMENT. ENCODER HTL 2048 S/R (ENCODER HTL2048S/R) with TEMPERAT. SENSOR KTY84-130 DESIGN IM B35 (IM V15, IM V35) SHAFT WITH FITTED KEY HALF-KEY BALANCING BEARING: STANDARD WITH FIXED BEARING, VIBRATION SEVERITY GRADE: R/A, SHAFT AND FLANGE ACCURACY: R TERMINAL BOX (ABOVE) CABLE ENTRY ON THE RIGHT SIGNAL CONNECTION D-END | 5059 | TEM | 1 | MC | 73 | 1
1PH81071JD100BA1 | SIMOTICS M COMPACT ASYNCHRONOUS MOTOR 1000RPM, 6,3KW,60NM, 17,5A,307V 1150RPM, 7,2KW,60NM, 17,5A,348V 1350RPM, 8KW, 57NM, 17A, 400V FORCED VENTILATION; DIRECTION OF AIR FLOW NDE --> DE; DEGREE OF PROTECTION IP55 INCREMENT. ENCODER HTL 2048 S/R (ENCODER HTL2048S/R) with TEMPERAT. SENSOR KTY84-130 DESIGN IM B3 (IM V5, IM V6) PLAIN SHAFT WITHOUT FITTED KEY; BEARING: STANDARD WITH FIXED BEARING, VIBRATION SEVERITY GRADE: R/A, SHAFT AND FLANGE ACCURACY: R TERMINAL BOX (ABOVE) CABLE ENTRY ON THE RIGHT SIGNAL CONNECTION D-END | 4625 | TEM | 1 | MC | 73 | 1
1PH81071JD100BB1 | SIMOTICS M COMPACT ASYNCHRONOUS MOTOR 1000RPM, 6,3KW,60NM, 17,5A,307V 1150RPM, 7,2KW,60NM, 17,5A,348V 1350RPM, 8KW, 57NM, 17A, 400V FORCED VENTILATION; DIRECTION OF AIR FLOW NDE --> DE; DEGREE OF PROTECTION IP55 INCREMENT. ENCODER HTL 2048 S/R (ENCODER HTL2048S/R) with TEMPERAT. SENSOR KTY84-130 DESIGN IM B3 (IM V5, IM V6) PLAIN SHAFT WITHOUT FITTED KEY; BEARING: STANDARD WITH FIXED BEARING, VIBRATION SEVERITY GRADE: R/A, SHAFT AND FLANGE ACCURACY: R TERMINAL BOX (ABOVE) CABLE ENTRY ON THE LEFT SIGNAL CONNECTION D-END | 4625 | TEM | 1 | MC | 73 | 1
1PH81071JD100BC1 | SIMOTICS M COMPACT ASYNCHRONOUS MOTOR 1000RPM, 6,3KW,60NM, 17,5A,307V 1150RPM, 7,2KW,60NM, 17,5A,348V 1350RPM, 8KW, 57NM, 17A, 400V FORCED VENTILATION; DIRECTION OF AIR FLOW NDE --> DE; DEGREE OF PROTECTION IP55 INCREMENT. ENCODER HTL 2048 S/R (ENCODER HTL2048S/R) with TEMPERAT. SENSOR KTY84-130 DESIGN IM B3 (IM V5, IM V6) PLAIN SHAFT WITHOUT FITTED KEY; BEARING: STANDARD WITH FIXED BEARING, VIBRATION SEVERITY GRADE: R/A, SHAFT AND FLANGE ACCURACY: R TERMINAL BOX (ABOVE) CABLE ENTRY ON THE ND-END SIGNAL CONNECTION LEFT | 4625 | TEM | 1 | MC | 73 | 1
1PH81071JD100CA1 | SIMOTICS M COMPACT ASYNCHRONOUS MOTOR 1000RPM, 6,3KW,60NM, 17,5A,307V 1150RPM, 7,2KW,60NM, 17,5A,348V 1350RPM, 8KW, 57NM, 17A, 400V FORCED VENTILATION; DIRECTION OF AIR FLOW NDE --> DE; DEGREE OF PROTECTION IP55 INCREMENT. ENCODER HTL 2048 S/R (ENCODER HTL2048S/R) with TEMPERAT. SENSOR KTY84-130 DESIGN IM B3 (IM V5, IM V6) PLAIN SHAFT WITHOUT FITTED KEY; BEARING: STANDARD WITH FIXED BEARING, VIBRATION SEVERITY GRADE: S/A, SHAFT AND FLANGE ACCURACY: R TERMINAL BOX (ABOVE) CABLE ENTRY ON THE RIGHT SIGNAL CONNECTION D-END | 4820 | TEM | 1 | MC | 73 | 1
1PH81071JD100CB1 | SIMOTICS M COMPACT ASYNCHRONOUS MOTOR 1000RPM, 6,3KW,60NM, 17,5A,307V 1150RPM, 7,2KW,60NM, 17,5A,348V 1350RPM, 8KW, 57NM, 17A, 400V FORCED VENTILATION; DIRECTION OF AIR FLOW NDE --> DE; DEGREE OF PROTECTION IP55 INCREMENT. ENCODER HTL 2048 S/R (ENCODER HTL2048S/R) with TEMPERAT. SENSOR KTY84-130 DESIGN IM B3 (IM V5, IM V6) PLAIN SHAFT WITHOUT FITTED KEY; BEARING: STANDARD WITH FIXED BEARING, VIBRATION SEVERITY GRADE: S/A, SHAFT AND FLANGE ACCURACY: R TERMINAL BOX (ABOVE) CABLE ENTRY ON THE LEFT SIGNAL CONNECTION D-END | 4820 | TEM | 1 | MC | 73 | 1
1PH81071JD100CC1 | SIMOTICS M COMPACT ASYNCHRONOUS MOTOR 1000RPM, 6,3KW,60NM, 17,5A,307V 1150RPM, 7,2KW,60NM, 17,5A,348V 1350RPM, 8KW, 57NM, 17A, 400V FORCED VENTILATION; DIRECTION OF AIR FLOW NDE --> DE; DEGREE OF PROTECTION IP55 INCREMENT. ENCODER HTL 2048 S/R (ENCODER HTL2048S/R) with TEMPERAT. SENSOR KTY84-130 DESIGN IM B3 (IM V5, IM V6) PLAIN SHAFT WITHOUT FITTED KEY; BEARING: STANDARD WITH FIXED BEARING, VIBRATION SEVERITY GRADE: S/A, SHAFT AND FLANGE ACCURACY: R TERMINAL BOX (ABOVE) CABLE ENTRY ON THE ND-END SIGNAL CONNECTION LEFT | 4820 | TEM | 1 | MC | 73 | 1
1PH81071JD102BA1 | SIMOTICS M COMPACT ASYNCHRONOUS MOTOR 1000RPM, 6,3KW,60NM, 17,5A,307V 1150RPM, 7,2KW,60NM, 17,5A,348V 1350RPM, 8KW, 57NM, 17A, 400V FORCED VENTILATION; DIRECTION OF AIR FLOW NDE --> DE; DEGREE OF PROTECTION IP55 INCREMENT. ENCODER HTL 2048 S/R (ENCODER HTL2048S/R) with TEMPERAT. SENSOR KTY84-130 DESIGN IM B3 (IM V5, IM V6) SHAFT WITH FITTED KEY HALF-KEY BALANCING BEARING: STANDARD WITH FIXED BEARING, VIBRATION SEVERITY GRADE: R/A, SHAFT AND FLANGE ACCURACY: R TERMINAL BOX (ABOVE) CABLE ENTRY ON THE RIGHT SIGNAL CONNECTION D-END | 4625 | TEM | 1 | MC | 73 | 1
1PH81071JD102BB1 | SIMOTICS M COMPACT ASYNCHRONOUS MOTOR 1000RPM, 6,3KW,60NM, 17,5A,307V 1150RPM, 7,2KW,60NM, 17,5A,348V 1350RPM, 8KW, 57NM, 17A, 400V FORCED VENTILATION; DIRECTION OF AIR FLOW NDE --> DE; DEGREE OF PROTECTION IP55 INCREMENT. ENCODER HTL 2048 S/R (ENCODER HTL2048S/R) with TEMPERAT. SENSOR KTY84-130 DESIGN IM B3 (IM V5, IM V6) SHAFT WITH FITTED KEY HALF-KEY BALANCING BEARING: STANDARD WITH FIXED BEARING, VIBRATION SEVERITY GRADE: R/A, SHAFT AND FLANGE ACCURACY: R TERMINAL BOX (ABOVE) CABLE ENTRY ON THE LEFT SIGNAL CONNECTION D-END | 4625 | TEM | 1 | MC | 73 | 1
1PH81071JD102BC1 | SIMOTICS M COMPACT ASYNCHRONOUS MOTOR 1000RPM, 6,3KW,60NM, 17,5A,307V 1150RPM, 7,2KW,60NM, 17,5A,348V 1350RPM, 8KW, 57NM, 17A, 400V FORCED VENTILATION; DIRECTION OF AIR FLOW NDE --> DE; DEGREE OF PROTECTION IP55 INCREMENT. ENCODER HTL 2048 S/R (ENCODER HTL2048S/R) with TEMPERAT. SENSOR KTY84-130 DESIGN IM B3 (IM V5, IM V6) SHAFT WITH FITTED KEY HALF-KEY BALANCING BEARING: STANDARD WITH FIXED BEARING, VIBRATION SEVERITY GRADE: R/A, SHAFT AND FLANGE ACCURACY: R TERMINAL BOX (ABOVE) CABLE ENTRY ON THE ND-END SIGNAL CONNECTION LEFT | 4625 | TEM | 1 | MC | 73 | 1
1PH81071JD102CA1 | SIMOTICS M COMPACT ASYNCHRONOUS MOTOR 1000RPM, 6,3KW,60NM, 17,5A,307V 1150RPM, 7,2KW,60NM, 17,5A,348V 1350RPM, 8KW, 57NM, 17A, 400V FORCED VENTILATION; DIRECTION OF AIR FLOW NDE --> DE; DEGREE OF PROTECTION IP55 INCREMENT. ENCODER HTL 2048 S/R (ENCODER HTL2048S/R) with TEMPERAT. SENSOR KTY84-130 DESIGN IM B3 (IM V5, IM V6) SHAFT WITH FITTED KEY HALF-KEY BALANCING BEARING: STANDARD WITH FIXED BEARING, VIBRATION SEVERITY GRADE: S/A, SHAFT AND FLANGE ACCURACY: R TERMINAL BOX (ABOVE) CABLE ENTRY ON THE RIGHT SIGNAL CONNECTION D-END | 4820 | TEM | 1 | MC | 73 | 1
1PH81071JD102CB1 | SIMOTICS M COMPACT ASYNCHRONOUS MOTOR 1000RPM, 6,3KW,60NM, 17,5A,307V 1150RPM, 7,2KW,60NM, 17,5A,348V 1350RPM, 8KW, 57NM, 17A, 400V FORCED VENTILATION; DIRECTION OF AIR FLOW NDE --> DE; DEGREE OF PROTECTION IP55 INCREMENT. ENCODER HTL 2048 S/R (ENCODER HTL2048S/R) with TEMPERAT. SENSOR KTY84-130 DESIGN IM B3 (IM V5, IM V6) SHAFT WITH FITTED KEY HALF-KEY BALANCING BEARING: STANDARD WITH FIXED BEARING, VIBRATION SEVERITY GRADE: S/A, SHAFT AND FLANGE ACCURACY: R TERMINAL BOX (ABOVE) CABLE ENTRY ON THE LEFT SIGNAL CONNECTION D-END | 4820 | TEM | 1 | MC | 73 | 1
1PH81071JD102CC1 | SIMOTICS M COMPACT ASYNCHRONOUS MOTOR 1000RPM, 6,3KW,60NM, 17,5A,307V 1150RPM, 7,2KW,60NM, 17,5A,348V 1350RPM, 8KW, 57NM, 17A, 400V FORCED VENTILATION; DIRECTION OF AIR FLOW NDE --> DE; DEGREE OF PROTECTION IP55 INCREMENT. ENCODER HTL 2048 S/R (ENCODER HTL2048S/R) with TEMPERAT. SENSOR KTY84-130 DESIGN IM B3 (IM V5, IM V6) SHAFT WITH FITTED KEY HALF-KEY BALANCING BEARING: STANDARD WITH FIXED BEARING, VIBRATION SEVERITY GRADE: S/A, SHAFT AND FLANGE ACCURACY: R TERMINAL BOX (ABOVE) CABLE ENTRY ON THE ND-END SIGNAL CONNECTION LEFT | 4820 | TEM | 1 | MC | 73 | 1
1PH81071JD120BA1 | SIMOTICS M COMPACT ASYNCHRONOUS MOTOR 1000RPM, 6,3KW,60NM, 17,5A,307V 1150RPM, 7,2KW,60NM, 17,5A,348V 1350RPM, 8KW, 57NM, 17A, 400V FORCED VENTILATION; DIRECTION OF AIR FLOW NDE --> DE; DEGREE OF PROTECTION IP55 INCREMENT. ENCODER HTL 2048 S/R (ENCODER HTL2048S/R) with TEMPERAT. SENSOR KTY84-130 DESIGN IM B5 (IMV 1,IM V3) PLAIN SHAFT WITHOUT FITTED KEY; BEARING: STANDARD WITH FIXED BEARING, VIBRATION SEVERITY GRADE: R/A, SHAFT AND FLANGE ACCURACY: R TERMINAL BOX (ABOVE) CABLE ENTRY ON THE RIGHT SIGNAL CONNECTION D-END | 4820 | TEM | 1 | MC | 73 | 1
1PH81071JD120BB1 | SIMOTICS M COMPACT ASYNCHRONOUS MOTOR 1000RPM, 6,3KW,60NM, 17,5A,307V 1150RPM, 7,2KW,60NM, 17,5A,348V 1350RPM, 8KW, 57NM, 17A, 400V FORCED VENTILATION; DIRECTION OF AIR FLOW NDE --> DE; DEGREE OF PROTECTION IP55 INCREMENT. ENCODER HTL 2048 S/R (ENCODER HTL2048S/R) with TEMPERAT. SENSOR KTY84-130 DESIGN IM B5 (IMV 1,IM V3) PLAIN SHAFT WITHOUT FITTED KEY; BEARING: STANDARD WITH FIXED BEARING, VIBRATION SEVERITY GRADE: R/A, SHAFT AND FLANGE ACCURACY: R TERMINAL BOX (ABOVE) CABLE ENTRY ON THE LEFT SIGNAL CONNECTION D-END | 4820 | TEM | 1 | MC | 73 | 1
1PH81071JD120BC1 | SIMOTICS M COMPACT ASYNCHRONOUS MOTOR 1000RPM, 6,3KW,60NM, 17,5A,307V 1150RPM, 7,2KW,60NM, 17,5A,348V 1350RPM, 8KW, 57NM, 17A, 400V FORCED VENTILATION; DIRECTION OF AIR FLOW NDE --> DE; DEGREE OF PROTECTION IP55 INCREMENT. ENCODER HTL 2048 S/R (ENCODER HTL2048S/R) with TEMPERAT. SENSOR KTY84-130 DESIGN IM B5 (IMV 1,IM V3) PLAIN SHAFT WITHOUT FITTED KEY; BEARING: STANDARD WITH FIXED BEARING, VIBRATION SEVERITY GRADE: R/A, SHAFT AND FLANGE ACCURACY: R TERMINAL BOX (ABOVE) CABLE ENTRY ON THE ND-END SIGNAL CONNECTION LEFT | 4820 | TEM | 1 | MC | 73 | 1
1PH81071JD120CA1 | SIMOTICS M COMPACT ASYNCHRONOUS MOTOR 1000RPM, 6,3KW,60NM, 17,5A,307V 1150RPM, 7,2KW,60NM, 17,5A,348V 1350RPM, 8KW, 57NM, 17A, 400V FORCED VENTILATION; DIRECTION OF AIR FLOW NDE --> DE; DEGREE OF PROTECTION IP55 INCREMENT. ENCODER HTL 2048 S/R (ENCODER HTL2048S/R) with TEMPERAT. SENSOR KTY84-130 DESIGN IM B5 (IMV 1,IM V3) PLAIN SHAFT WITHOUT FITTED KEY; BEARING: STANDARD WITH FIXED BEARING, VIBRATION SEVERITY GRADE: S/A, SHAFT AND FLANGE ACCURACY: R TERMINAL BOX (ABOVE) CABLE ENTRY ON THE RIGHT SIGNAL CONNECTION D-END | 5015 | TEM | 1 | MC | 73 | 1
1PH81071JD120CB1 | SIMOTICS M COMPACT ASYNCHRONOUS MOTOR 1000RPM, 6,3KW,60NM, 17,5A,307V 1150RPM, 7,2KW,60NM, 17,5A,348V 1350RPM, 8KW, 57NM, 17A, 400V FORCED VENTILATION; DIRECTION OF AIR FLOW NDE --> DE; DEGREE OF PROTECTION IP55 INCREMENT. ENCODER HTL 2048 S/R (ENCODER HTL2048S/R) with TEMPERAT. SENSOR KTY84-130 DESIGN IM B5 (IMV 1,IM V3) PLAIN SHAFT WITHOUT FITTED KEY; BEARING: STANDARD WITH FIXED BEARING, VIBRATION SEVERITY GRADE: S/A, SHAFT AND FLANGE ACCURACY: R TERMINAL BOX (ABOVE) CABLE ENTRY ON THE LEFT SIGNAL CONNECTION D-END | 5015 | TEM | 1 | MC | 73 | 1
1PH81071JD120CC1 | SIMOTICS M COMPACT ASYNCHRONOUS MOTOR 1000RPM, 6,3KW,60NM, 17,5A,307V 1150RPM, 7,2KW,60NM, 17,5A,348V 1350RPM, 8KW, 57NM, 17A, 400V FORCED VENTILATION; DIRECTION OF AIR FLOW NDE --> DE; DEGREE OF PROTECTION IP55 INCREMENT. ENCODER HTL 2048 S/R (ENCODER HTL2048S/R) with TEMPERAT. SENSOR KTY84-130 DESIGN IM B5 (IMV 1,IM V3) PLAIN SHAFT WITHOUT FITTED KEY; BEARING: STANDARD WITH FIXED BEARING, VIBRATION SEVERITY GRADE: S/A, SHAFT AND FLANGE ACCURACY: R TERMINAL BOX (ABOVE) CABLE ENTRY ON THE ND-END SIGNAL CONNECTION LEFT | 5015 | TEM | 1 | MC | 73 | 1
1PH81071JD122BA1 | SIMOTICS M COMPACT ASYNCHRONOUS MOTOR 1000RPM, 6,3KW,60NM, 17,5A,307V 1150RPM, 7,2KW,60NM, 17,5A,348V 1350RPM, 8KW, 57NM, 17A, 400V FORCED VENTILATION; DIRECTION OF AIR FLOW NDE --> DE; DEGREE OF PROTECTION IP55 INCREMENT. ENCODER HTL 2048 S/R (ENCODER HTL2048S/R) with TEMPERAT. SENSOR KTY84-130 DESIGN IM B5 (IMV 1,IM V3) SHAFT WITH FITTED KEY HALF-KEY BALANCING BEARING: STANDARD WITH FIXED BEARING, VIBRATION SEVERITY GRADE: R/A, SHAFT AND FLANGE ACCURACY: R TERMINAL BOX (ABOVE) CABLE ENTRY ON THE RIGHT SIGNAL CONNECTION D-END | 4820 | TEM | 1 | MC | 73 | 1
1PH81071JD122BB1 | SIMOTICS M COMPACT ASYNCHRONOUS MOTOR 1000RPM, 6,3KW,60NM, 17,5A,307V 1150RPM, 7,2KW,60NM, 17,5A,348V 1350RPM, 8KW, 57NM, 17A, 400V FORCED VENTILATION; DIRECTION OF AIR FLOW NDE --> DE; DEGREE OF PROTECTION IP55 INCREMENT. ENCODER HTL 2048 S/R (ENCODER HTL2048S/R) with TEMPERAT. SENSOR KTY84-130 DESIGN IM B5 (IMV 1,IM V3) SHAFT WITH FITTED KEY HALF-KEY BALANCING BEARING: STANDARD WITH FIXED BEARING, VIBRATION SEVERITY GRADE: R/A, SHAFT AND FLANGE ACCURACY: R TERMINAL BOX (ABOVE) CABLE ENTRY ON THE LEFT SIGNAL CONNECTION D-END | 4820 | TEM | 1 | MC | 73 | 1
1PH81071JD122BC1 | SIMOTICS M COMPACT ASYNCHRONOUS MOTOR 1000RPM, 6,3KW,60NM, 17,5A,307V 1150RPM, 7,2KW,60NM, 17,5A,348V 1350RPM, 8KW, 57NM, 17A, 400V FORCED VENTILATION; DIRECTION OF AIR FLOW NDE --> DE; DEGREE OF PROTECTION IP55 INCREMENT. ENCODER HTL 2048 S/R (ENCODER HTL2048S/R) with TEMPERAT. SENSOR KTY84-130 DESIGN IM B5 (IMV 1,IM V3) SHAFT WITH FITTED KEY HALF-KEY BALANCING BEARING: STANDARD WITH FIXED BEARING, VIBRATION SEVERITY GRADE: R/A, SHAFT AND FLANGE ACCURACY: R TERMINAL BOX (ABOVE) CABLE ENTRY ON THE ND-END SIGNAL CONNECTION LEFT | 4820 | TEM | 1 | MC | 73 | 1
1PH81071JD122CA1 | SIMOTICS M COMPACT ASYNCHRONOUS MOTOR 1000RPM, 6,3KW,60NM, 17,5A,307V 1150RPM, 7,2KW,60NM, 17,5A,348V 1350RPM, 8KW, 57NM, 17A, 400V FORCED VENTILATION; DIRECTION OF AIR FLOW NDE --> DE; DEGREE OF PROTECTION IP55 INCREMENT. ENCODER HTL 2048 S/R (ENCODER HTL2048S/R) with TEMPERAT. SENSOR KTY84-130 DESIGN IM B5 (IMV 1,IM V3) SHAFT WITH FITTED KEY HALF-KEY BALANCING BEARING: STANDARD WITH FIXED BEARING, VIBRATION SEVERITY GRADE: S/A, SHAFT AND FLANGE ACCURACY: R TERMINAL BOX (ABOVE) CABLE ENTRY ON THE RIGHT SIGNAL CONNECTION D-END | 5015 | TEM | 1 | MC | 73 | 1
1PH81071JD122CB1 | SIMOTICS M COMPACT ASYNCHRONOUS MOTOR 1000RPM, 6,3KW,60NM, 17,5A,307V 1150RPM, 7,2KW,60NM, 17,5A,348V 1350RPM, 8KW, 57NM, 17A, 400V FORCED VENTILATION; DIRECTION OF AIR FLOW NDE --> DE; DEGREE OF PROTECTION IP55 INCREMENT. ENCODER HTL 2048 S/R (ENCODER HTL2048S/R) with TEMPERAT. SENSOR KTY84-130 DESIGN IM B5 (IMV 1,IM V3) SHAFT WITH FITTED KEY HALF-KEY BALANCING BEARING: STANDARD WITH FIXED BEARING, VIBRATION SEVERITY GRADE: S/A, SHAFT AND FLANGE ACCURACY: R TERMINAL BOX (ABOVE) CABLE ENTRY ON THE LEFT SIGNAL CONNECTION D-END | 5015 | TEM | 1 | MC | 73 | 1
1PH81071JD122CC1 | SIMOTICS M COMPACT ASYNCHRONOUS MOTOR 1000RPM, 6,3KW,60NM, 17,5A,307V 1150RPM, 7,2KW,60NM, 17,5A,348V 1350RPM, 8KW, 57NM, 17A, 400V FORCED VENTILATION; DIRECTION OF AIR FLOW NDE --> DE; DEGREE OF PROTECTION IP55 INCREMENT. ENCODER HTL 2048 S/R (ENCODER HTL2048S/R) with TEMPERAT. SENSOR KTY84-130 DESIGN IM B5 (IMV 1,IM V3) SHAFT WITH FITTED KEY HALF-KEY BALANCING BEARING: STANDARD WITH FIXED BEARING, VIBRATION SEVERITY GRADE: S/A, SHAFT AND FLANGE ACCURACY: R TERMINAL BOX (ABOVE) CABLE ENTRY ON THE ND-END SIGNAL CONNECTION LEFT | 5015 | TEM | 1 | MC | 73 | 1
1PH81071JD122GA1 | SIMOTICS M COMPACT ASYNCHRONOUS MOTOR 1000RPM, 6,3KW,60NM, 17,5A,307V 1150RPM, 7,2KW,60NM, 17,5A,348V 1350RPM, 8KW, 57NM, 17A, 400V FORCED VENTILATION; DIRECTION OF AIR FLOW NDE --> DE; DEGREE OF PROTECTION IP55 INCREMENT. ENCODER HTL 2048 S/R (ENCODER HTL2048S/R) with TEMPERAT. SENSOR KTY84-130 DESIGN IM B5 (IMV 1,IM V3) SHAFT WITH FITTED KEY HALF-KEY BALANCING BEARING: STANDARD, VIBRATION SEVERITY GRADE: R/A, SHAFT AND FLANGE ACCURACY: R TERMINAL BOX (ABOVE) CABLE ENTRY ON THE RIGHT SIGNAL CONNECTION D-END | 4535 | TEM | 1 | MC | 73 | 1
1PH81071JD130BA1 | SIMOTICS M COMPACT ASYNCHRONOUS MOTOR 1000RPM, 6,3KW,60NM, 17,5A,307V 1150RPM, 7,2KW,60NM, 17,5A,348V 1350RPM, 8KW, 57NM, 17A, 400V FORCED VENTILATION; DIRECTION OF AIR FLOW NDE --> DE; DEGREE OF PROTECTION IP55 INCREMENT. ENCODER HTL 2048 S/R (ENCODER HTL2048S/R) with TEMPERAT. SENSOR KTY84-130 DESIGN IM B35 (IM V15, IM V35) PLAIN SHAFT WITHOUT FITTED KEY; BEARING: STANDARD WITH FIXED BEARING, VIBRATION SEVERITY GRADE: R/A, SHAFT AND FLANGE ACCURACY: R TERMINAL BOX (ABOVE) CABLE ENTRY ON THE RIGHT SIGNAL CONNECTION D-END | 5059 | TEM | 1 | MC | 73 | 1
1PH81071JD130BB1 | SIMOTICS M COMPACT ASYNCHRONOUS MOTOR 1000RPM, 6,3KW,60NM, 17,5A,307V 1150RPM, 7,2KW,60NM, 17,5A,348V 1350RPM, 8KW, 57NM, 17A, 400V FORCED VENTILATION; DIRECTION OF AIR FLOW NDE --> DE; DEGREE OF PROTECTION IP55 INCREMENT. ENCODER HTL 2048 S/R (ENCODER HTL2048S/R) with TEMPERAT. SENSOR KTY84-130 DESIGN IM B35 (IM V15, IM V35) PLAIN SHAFT WITHOUT FITTED KEY; BEARING: STANDARD WITH FIXED BEARING, VIBRATION SEVERITY GRADE: R/A, SHAFT AND FLANGE ACCURACY: R TERMINAL BOX (ABOVE) CABLE ENTRY ON THE LEFT SIGNAL CONNECTION D-END | 5059 | TEM | 1 | MC | 73 | 1
1PH81071JD130BC1 | SIMOTICS M COMPACT ASYNCHRONOUS MOTOR 1000RPM, 6,3KW,60NM, 17,5A,307V 1150RPM, 7,2KW,60NM, 17,5A,348V 1350RPM, 8KW, 57NM, 17A, 400V FORCED VENTILATION; DIRECTION OF AIR FLOW NDE --> DE; DEGREE OF PROTECTION IP55 INCREMENT. ENCODER HTL 2048 S/R (ENCODER HTL2048S/R) with TEMPERAT. SENSOR KTY84-130 DESIGN IM B35 (IM V15, IM V35) PLAIN SHAFT WITHOUT FITTED KEY; BEARING: STANDARD WITH FIXED BEARING, VIBRATION SEVERITY GRADE: R/A, SHAFT AND FLANGE ACCURACY: R TERMINAL BOX (ABOVE) CABLE ENTRY ON THE ND-END SIGNAL CONNECTION LEFT | 5059 | TEM | 1 | MC | 73 | 1
1PH81071JD130CA1 | SIMOTICS M COMPACT ASYNCHRONOUS MOTOR 1000RPM, 6,3KW,60NM, 17,5A,307V 1150RPM, 7,2KW,60NM, 17,5A,348V 1350RPM, 8KW, 57NM, 17A, 400V FORCED VENTILATION; DIRECTION OF AIR FLOW NDE --> DE; DEGREE OF PROTECTION IP55 INCREMENT. ENCODER HTL 2048 S/R (ENCODER HTL2048S/R) with TEMPERAT. SENSOR KTY84-130 DESIGN IM B35 (IM V15, IM V35) PLAIN SHAFT WITHOUT FITTED KEY; BEARING: STANDARD WITH FIXED BEARING, VIBRATION SEVERITY GRADE: S/A, SHAFT AND FLANGE ACCURACY: R TERMINAL BOX (ABOVE) CABLE ENTRY ON THE RIGHT SIGNAL CONNECTION D-END | 5254 | TEM | 1 | MC | 73 | 1
1PH81071JD130CB1 | SIMOTICS M COMPACT ASYNCHRONOUS MOTOR 1000RPM, 6,3KW,60NM, 17,5A,307V 1150RPM, 7,2KW,60NM, 17,5A,348V 1350RPM, 8KW, 57NM, 17A, 400V FORCED VENTILATION; DIRECTION OF AIR FLOW NDE --> DE; DEGREE OF PROTECTION IP55 INCREMENT. ENCODER HTL 2048 S/R (ENCODER HTL2048S/R) with TEMPERAT. SENSOR KTY84-130 DESIGN IM B35 (IM V15, IM V35) PLAIN SHAFT WITHOUT FITTED KEY; BEARING: STANDARD WITH FIXED BEARING, VIBRATION SEVERITY GRADE: S/A, SHAFT AND FLANGE ACCURACY: R TERMINAL BOX (ABOVE) CABLE ENTRY ON THE LEFT SIGNAL CONNECTION D-END | 5254 | TEM | 1 | MC | 73 | 1
1PH81071JD130CC1 | SIMOTICS M COMPACT ASYNCHRONOUS MOTOR 1000RPM, 6,3KW,60NM, 17,5A,307V 1150RPM, 7,2KW,60NM, 17,5A,348V 1350RPM, 8KW, 57NM, 17A, 400V FORCED VENTILATION; DIRECTION OF AIR FLOW NDE --> DE; DEGREE OF PROTECTION IP55 INCREMENT. ENCODER HTL 2048 S/R (ENCODER HTL2048S/R) with TEMPERAT. SENSOR KTY84-130 DESIGN IM B35 (IM V15, IM V35) PLAIN SHAFT WITHOUT FITTED KEY; BEARING: STANDARD WITH FIXED BEARING, VIBRATION SEVERITY GRADE: S/A, SHAFT AND FLANGE ACCURACY: R TERMINAL BOX (ABOVE) CABLE ENTRY ON THE ND-END SIGNAL CONNECTION LEFT | 5254 | TEM | 1 | MC | 73 | 1
1PH81071JD132BA1 | SIMOTICS M COMPACT ASYNCHRONOUS MOTOR 1000RPM, 6,3KW,60NM, 17,5A,307V 1150RPM, 7,2KW,60NM, 17,5A,348V 1350RPM, 8KW, 57NM, 17A, 400V FORCED VENTILATION; DIRECTION OF AIR FLOW NDE --> DE; DEGREE OF PROTECTION IP55 INCREMENT. ENCODER HTL 2048 S/R (ENCODER HTL2048S/R) with TEMPERAT. SENSOR KTY84-130 DESIGN IM B35 (IM V15, IM V35) SHAFT WITH FITTED KEY HALF-KEY BALANCING BEARING: STANDARD WITH FIXED BEARING, VIBRATION SEVERITY GRADE: R/A, SHAFT AND FLANGE ACCURACY: R TERMINAL BOX (ABOVE) CABLE ENTRY ON THE RIGHT SIGNAL CONNECTION D-END | 5059 | TEM | 1 | MC | 73 | 1
1PH81071JD132BB1 | SIMOTICS M COMPACT ASYNCHRONOUS MOTOR 1000RPM, 6,3KW,60NM, 17,5A,307V 1150RPM, 7,2KW,60NM, 17,5A,348V 1350RPM, 8KW, 57NM, 17A, 400V FORCED VENTILATION; DIRECTION OF AIR FLOW NDE --> DE; DEGREE OF PROTECTION IP55 INCREMENT. ENCODER HTL 2048 S/R (ENCODER HTL2048S/R) with TEMPERAT. SENSOR KTY84-130 DESIGN IM B35 (IM V15, IM V35) SHAFT WITH FITTED KEY HALF-KEY BALANCING BEARING: STANDARD WITH FIXED BEARING, VIBRATION SEVERITY GRADE: R/A, SHAFT AND FLANGE ACCURACY: R TERMINAL BOX (ABOVE) CABLE ENTRY ON THE LEFT SIGNAL CONNECTION D-END | 5059 | TEM | 1 | MC | 73 | 1
1PH81071JD132BC1 | SIMOTICS M COMPACT ASYNCHRONOUS MOTOR 1000RPM, 6,3KW,60NM, 17,5A,307V 1150RPM, 7,2KW,60NM, 17,5A,348V 1350RPM, 8KW, 57NM, 17A, 400V FORCED VENTILATION; DIRECTION OF AIR FLOW NDE --> DE; DEGREE OF PROTECTION IP55 INCREMENT. ENCODER HTL 2048 S/R (ENCODER HTL2048S/R) with TEMPERAT. SENSOR KTY84-130 DESIGN IM B35 (IM V15, IM V35) SHAFT WITH FITTED KEY HALF-KEY BALANCING BEARING: STANDARD WITH FIXED BEARING, VIBRATION SEVERITY GRADE: R/A, SHAFT AND FLANGE ACCURACY: R TERMINAL BOX (ABOVE) CABLE ENTRY ON THE ND-END SIGNAL CONNECTION LEFT | 5059 | TEM | 1 | MC | 73 | 1
1PH81071JD132CA1 | SIMOTICS M COMPACT ASYNCHRONOUS MOTOR 1000RPM, 6,3KW,60NM, 17,5A,307V 1150RPM, 7,2KW,60NM, 17,5A,348V 1350RPM, 8KW, 57NM, 17A, 400V FORCED VENTILATION; DIRECTION OF AIR FLOW NDE --> DE; DEGREE OF PROTECTION IP55 INCREMENT. ENCODER HTL 2048 S/R (ENCODER HTL2048S/R) with TEMPERAT. SENSOR KTY84-130 DESIGN IM B35 (IM V15, IM V35) SHAFT WITH FITTED KEY HALF-KEY BALANCING BEARING: STANDARD WITH FIXED BEARING, VIBRATION SEVERITY GRADE: S/A, SHAFT AND FLANGE ACCURACY: R TERMINAL BOX (ABOVE) CABLE ENTRY ON THE RIGHT SIGNAL CONNECTION D-END | 5254 | TEM | 1 | MC | 73 | 1
1PH81071JD132CB1 | SIMOTICS M COMPACT ASYNCHRONOUS MOTOR 1000RPM, 6,3KW,60NM, 17,5A,307V 1150RPM, 7,2KW,60NM, 17,5A,348V 1350RPM, 8KW, 57NM, 17A, 400V FORCED VENTILATION; DIRECTION OF AIR FLOW NDE --> DE; DEGREE OF PROTECTION IP55 INCREMENT. ENCODER HTL 2048 S/R (ENCODER HTL2048S/R) with TEMPERAT. SENSOR KTY84-130 DESIGN IM B35 (IM V15, IM V35) SHAFT WITH FITTED KEY HALF-KEY BALANCING BEARING: STANDARD WITH FIXED BEARING, VIBRATION SEVERITY GRADE: S/A, SHAFT AND FLANGE ACCURACY: R TERMINAL BOX (ABOVE) CABLE ENTRY ON THE LEFT SIGNAL CONNECTION D-END | 5254 | TEM | 1 | MC | 73 | 1
1PH81071JD132CC1 | SIMOTICS M COMPACT ASYNCHRONOUS MOTOR 1000RPM, 6,3KW,60NM, 17,5A,307V 1150RPM, 7,2KW,60NM, 17,5A,348V 1350RPM, 8KW, 57NM, 17A, 400V FORCED VENTILATION; DIRECTION OF AIR FLOW NDE --> DE; DEGREE OF PROTECTION IP55 INCREMENT. ENCODER HTL 2048 S/R (ENCODER HTL2048S/R) with TEMPERAT. SENSOR KTY84-130 DESIGN IM B35 (IM V15, IM V35) SHAFT WITH FITTED KEY HALF-KEY BALANCING BEARING: STANDARD WITH FIXED BEARING, VIBRATION SEVERITY GRADE: S/A, SHAFT AND FLANGE ACCURACY: R TERMINAL BOX (ABOVE) CABLE ENTRY ON THE ND-END SIGNAL CONNECTION LEFT | 5254 | TEM | 1 | MC | 73 | 1
1PH81071JF001BA1 | SIMOTICS M COMPACT ASYNCHRONOUS MOTOR 1500RPM, 9,0KW,57NM,23,5A, 330V 1750RPM, 10,0KW,55NM, 22A, 380V 2000RPM, 11KW,53NM, 21,5A, 428V FORCED VENTILATION; DIRECTION OF AIR FLOW DE --> NDE; DEGREE OF PROTECTION IP55 INCREMENT. ENCODER HTL 2048 S/R (ENCODER HTL2048S/R) with TEMPERAT. SENSOR KTY84-130 DESIGN IM B3 (IM V5, IM V6) SHAFT WITH FITTED KEY FULL-KEY BALANCING BEARING: STANDARD WITH FIXED BEARING, VIBRATION SEVERITY GRADE: R/A, SHAFT AND FLANGE ACCURACY: R TERMINAL BOX (ABOVE) CABLE ENTRY ON THE RIGHT SIGNAL CONNECTION D-END | 4625 | TEM | 1 | MC | 73 | 1
1PH81071JF002BA1 | SIMOTICS M COMPACT ASYNCHRONOUS MOTOR 1500RPM, 9,0KW,57NM,23,5A, 330V 1750RPM, 10,0KW,55NM, 22A, 380V 2000RPM, 11KW,53NM, 21,5A, 428V FORCED VENTILATION; DIRECTION OF AIR FLOW DE --> NDE; DEGREE OF PROTECTION IP55 INCREMENT. ENCODER HTL 2048 S/R (ENCODER HTL2048S/R) with TEMPERAT. SENSOR KTY84-130 DESIGN IM B3 (IM V5, IM V6) SHAFT WITH FITTED KEY HALF-KEY BALANCING BEARING: STANDARD WITH FIXED BEARING, VIBRATION SEVERITY GRADE: R/A, SHAFT AND FLANGE ACCURACY: R TERMINAL BOX (ABOVE) CABLE ENTRY ON THE RIGHT SIGNAL CONNECTION D-END | 4625 | TEM | 1 | MC | 73 | 1
1PH81071JF021BC1 | SIMOTICS M COMPACT ASYNCHRONOUS MOTOR 1500RPM, 9,0KW,57NM,23,5A, 330V 1750RPM, 10,0KW,55NM, 22A, 380V 2000RPM, 11KW,53NM, 21,5A, 428V FORCED VENTILATION; DIRECTION OF AIR FLOW DE --> NDE; DEGREE OF PROTECTION IP55 INCREMENT. ENCODER HTL 2048 S/R (ENCODER HTL2048S/R) with TEMPERAT. SENSOR KTY84-130 DESIGN IM B5 (IMV 1,IM V3) SHAFT WITH FITTED KEY FULL-KEY BALANCING BEARING: STANDARD WITH FIXED BEARING, VIBRATION SEVERITY GRADE: R/A, SHAFT AND FLANGE ACCURACY: R TERMINAL BOX (ABOVE) CABLE ENTRY ON THE ND-END SIGNAL CONNECTION LEFT | 4820 | TEM | 1 | MC | 73 | 1
1PH81071JF031BA1 | SIMOTICS M COMPACT ASYNCHRONOUS MOTOR 1500RPM, 9,0KW,57NM,23,5A, 330V 1750RPM, 10,0KW,55NM, 22A, 380V 2000RPM, 11KW,53NM, 21,5A, 428V FORCED VENTILATION; DIRECTION OF AIR FLOW DE --> NDE; DEGREE OF PROTECTION IP55 INCREMENT. ENCODER HTL 2048 S/R (ENCODER HTL2048S/R) with TEMPERAT. SENSOR KTY84-130 DESIGN IM B35 (IM V15, IM V35) SHAFT WITH FITTED KEY FULL-KEY BALANCING BEARING: STANDARD WITH FIXED BEARING, VIBRATION SEVERITY GRADE: R/A, SHAFT AND FLANGE ACCURACY: R TERMINAL BOX (ABOVE) CABLE ENTRY ON THE RIGHT SIGNAL CONNECTION D-END | 5059 | TEM | 1 | MC | 73 | 1
1PH81071JF032BA1 | SIMOTICS M COMPACT ASYNCHRONOUS MOTOR 1500RPM, 9,0KW,57NM,23,5A, 330V 1750RPM, 10,0KW,55NM, 22A, 380V 2000RPM, 11KW,53NM, 21,5A, 428V FORCED VENTILATION; DIRECTION OF AIR FLOW DE --> NDE; DEGREE OF PROTECTION IP55 INCREMENT. ENCODER HTL 2048 S/R (ENCODER HTL2048S/R) with TEMPERAT. SENSOR KTY84-130 DESIGN IM B35 (IM V15, IM V35) SHAFT WITH FITTED KEY HALF-KEY BALANCING BEARING: STANDARD WITH FIXED BEARING, VIBRATION SEVERITY GRADE: R/A, SHAFT AND FLANGE ACCURACY: R TERMINAL BOX (ABOVE) CABLE ENTRY ON THE RIGHT SIGNAL CONNECTION D-END | 5059 | TEM | 1 | MC | 73 | 1
1PH81071JF100BA1 | SIMOTICS M COMPACT ASYNCHRONOUS MOTOR 1500RPM, 9KW, 57NM, 23,5A, 330V 1750RPM, 10KW, 55NM, 22A, 380V 2000RPM, 11KW,53NM, 21,5A, 428V FORCED VENTILATION; DIRECTION OF AIR FLOW NDE --> DE; DEGREE OF PROTECTION IP55 INCREMENT. ENCODER HTL 2048 S/R (ENCODER HTL2048S/R) with TEMPERAT. SENSOR KTY84-130 DESIGN IM B3 (IM V5, IM V6) PLAIN SHAFT WITHOUT FITTED KEY; BEARING: STANDARD WITH FIXED BEARING, VIBRATION SEVERITY GRADE: R/A, SHAFT AND FLANGE ACCURACY: R TERMINAL BOX (ABOVE) CABLE ENTRY ON THE RIGHT SIGNAL CONNECTION D-END | 4625 | TEM | 1 | MC | 73 | 1
1PH81071JF100BB1 | SIMOTICS M COMPACT ASYNCHRONOUS MOTOR 1500RPM, 9KW, 57NM, 23,5A, 330V 1750RPM, 10KW, 55NM, 22A, 380V 2000RPM, 11KW,53NM, 21,5A, 428V FORCED VENTILATION; DIRECTION OF AIR FLOW NDE --> DE; DEGREE OF PROTECTION IP55 INCREMENT. ENCODER HTL 2048 S/R (ENCODER HTL2048S/R) with TEMPERAT. SENSOR KTY84-130 DESIGN IM B3 (IM V5, IM V6) PLAIN SHAFT WITHOUT FITTED KEY; BEARING: STANDARD WITH FIXED BEARING, VIBRATION SEVERITY GRADE: R/A, SHAFT AND FLANGE ACCURACY: R TERMINAL BOX (ABOVE) CABLE ENTRY ON THE LEFT SIGNAL CONNECTION D-END | 4625 | TEM | 1 | MC | 73 | 1
1PH81071JF100BC1 | SIMOTICS M COMPACT ASYNCHRONOUS MOTOR 1500RPM, 9KW, 57NM, 23,5A, 330V 1750RPM, 10KW, 55NM, 22A, 380V 2000RPM, 11KW,53NM, 21,5A, 428V FORCED VENTILATION; DIRECTION OF AIR FLOW NDE --> DE; DEGREE OF PROTECTION IP55 INCREMENT. ENCODER HTL 2048 S/R (ENCODER HTL2048S/R) with TEMPERAT. SENSOR KTY84-130 DESIGN IM B3 (IM V5, IM V6) PLAIN SHAFT WITHOUT FITTED KEY; BEARING: STANDARD WITH FIXED BEARING, VIBRATION SEVERITY GRADE: R/A, SHAFT AND FLANGE ACCURACY: R TERMINAL BOX (ABOVE) CABLE ENTRY ON THE ND-END SIGNAL CONNECTION LEFT | 4625 | TEM | 1 | MC | 73 | 1
1PH81071JF100CA1 | SIMOTICS M COMPACT ASYNCHRONOUS MOTOR 1500RPM, 9KW, 57NM, 23,5A, 330V 1750RPM, 10KW, 55NM, 22A, 380V 2000RPM, 11KW,53NM, 21,5A, 428V FORCED VENTILATION; DIRECTION OF AIR FLOW NDE --> DE; DEGREE OF PROTECTION IP55 INCREMENT. ENCODER HTL 2048 S/R (ENCODER HTL2048S/R) with TEMPERAT. SENSOR KTY84-130 DESIGN IM B3 (IM V5, IM V6) PLAIN SHAFT WITHOUT FITTED KEY; BEARING: STANDARD WITH FIXED BEARING, VIBRATION SEVERITY GRADE: S/A, SHAFT AND FLANGE ACCURACY: R TERMINAL BOX (ABOVE) CABLE ENTRY ON THE RIGHT SIGNAL CONNECTION D-END | 4820 | TEM | 1 | MC | 73 | 1
1PH81071JF100CB1 | SIMOTICS M COMPACT ASYNCHRONOUS MOTOR 1500RPM, 9KW, 57NM, 23,5A, 330V 1750RPM, 10KW, 55NM, 22A, 380V 2000RPM, 11KW,53NM, 21,5A, 428V FORCED VENTILATION; DIRECTION OF AIR FLOW NDE --> DE; DEGREE OF PROTECTION IP55 INCREMENT. ENCODER HTL 2048 S/R (ENCODER HTL2048S/R) with TEMPERAT. SENSOR KTY84-130 DESIGN IM B3 (IM V5, IM V6) PLAIN SHAFT WITHOUT FITTED KEY; BEARING: STANDARD WITH FIXED BEARING, VIBRATION SEVERITY GRADE: S/A, SHAFT AND FLANGE ACCURACY: R TERMINAL BOX (ABOVE) CABLE ENTRY ON THE LEFT SIGNAL CONNECTION D-END | 4820 | TEM | 1 | MC | 73 | 1
1PH81071JF100CC1 | SIMOTICS M COMPACT ASYNCHRONOUS MOTOR 1500RPM, 9KW, 57NM, 23,5A, 330V 1750RPM, 10KW, 55NM, 22A, 380V 2000RPM, 11KW,53NM, 21,5A, 428V FORCED VENTILATION; DIRECTION OF AIR FLOW NDE --> DE; DEGREE OF PROTECTION IP55 INCREMENT. ENCODER HTL 2048 S/R (ENCODER HTL2048S/R) with TEMPERAT. SENSOR KTY84-130 DESIGN IM B3 (IM V5, IM V6) PLAIN SHAFT WITHOUT FITTED KEY; BEARING: STANDARD WITH FIXED BEARING, VIBRATION SEVERITY GRADE: S/A, SHAFT AND FLANGE ACCURACY: R TERMINAL BOX (ABOVE) CABLE ENTRY ON THE ND-END SIGNAL CONNECTION LEFT | 4820 | TEM | 1 | MC | 73 | 1
1PH81071JF102BA1 | SIMOTICS M COMPACT ASYNCHRONOUS MOTOR 1500RPM, 9KW, 57NM, 23,5A, 330V 1750RPM, 10KW, 55NM, 22A, 380V 2000RPM, 11KW,53NM, 21,5A, 428V FORCED VENTILATION; DIRECTION OF AIR FLOW NDE --> DE; DEGREE OF PROTECTION IP55 INCREMENT. ENCODER HTL 2048 S/R (ENCODER HTL2048S/R) with TEMPERAT. SENSOR KTY84-130 DESIGN IM B3 (IM V5, IM V6) SHAFT WITH FITTED KEY HALF-KEY BALANCING BEARING: STANDARD WITH FIXED BEARING, VIBRATION SEVERITY GRADE: R/A, SHAFT AND FLANGE ACCURACY: R TERMINAL BOX (ABOVE) CABLE ENTRY ON THE RIGHT SIGNAL CONNECTION D-END | 4625 | TEM | 1 | MC | 73 | 1
1PH81071JF102BB1 | SIMOTICS M COMPACT ASYNCHRONOUS MOTOR 1500RPM, 9KW, 57NM, 23,5A, 330V 1750RPM, 10KW, 55NM, 22A, 380V 2000RPM, 11KW,53NM, 21,5A, 428V FORCED VENTILATION; DIRECTION OF AIR FLOW NDE --> DE; DEGREE OF PROTECTION IP55 INCREMENT. ENCODER HTL 2048 S/R (ENCODER HTL2048S/R) with TEMPERAT. SENSOR KTY84-130 DESIGN IM B3 (IM V5, IM V6) SHAFT WITH FITTED KEY HALF-KEY BALANCING BEARING: STANDARD WITH FIXED BEARING, VIBRATION SEVERITY GRADE: R/A, SHAFT AND FLANGE ACCURACY: R TERMINAL BOX (ABOVE) CABLE ENTRY ON THE LEFT SIGNAL CONNECTION D-END | 4625 | TEM | 1 | MC | 73 | 1
1PH81071JF102BC1 | SIMOTICS M COMPACT ASYNCHRONOUS MOTOR 1500RPM, 9KW, 57NM, 23,5A, 330V 1750RPM, 10KW, 55NM, 22A, 380V 2000RPM, 11KW,53NM, 21,5A, 428V FORCED VENTILATION; DIRECTION OF AIR FLOW NDE --> DE; DEGREE OF PROTECTION IP55 INCREMENT. ENCODER HTL 2048 S/R (ENCODER HTL2048S/R) with TEMPERAT. SENSOR KTY84-130 DESIGN IM B3 (IM V5, IM V6) SHAFT WITH FITTED KEY HALF-KEY BALANCING BEARING: STANDARD WITH FIXED BEARING, VIBRATION SEVERITY GRADE: R/A, SHAFT AND FLANGE ACCURACY: R TERMINAL BOX (ABOVE) CABLE ENTRY ON THE ND-END SIGNAL CONNECTION LEFT | 4625 | TEM | 1 | MC | 73 | 1
1PH81071JF102CA1 | SIMOTICS M COMPACT ASYNCHRONOUS MOTOR 1500RPM, 9KW, 57NM, 23,5A, 330V 1750RPM, 10KW, 55NM, 22A, 380V 2000RPM, 11KW,53NM, 21,5A, 428V FORCED VENTILATION; DIRECTION OF AIR FLOW NDE --> DE; DEGREE OF PROTECTION IP55 INCREMENT. ENCODER HTL 2048 S/R (ENCODER HTL2048S/R) with TEMPERAT. SENSOR KTY84-130 DESIGN IM B3 (IM V5, IM V6) SHAFT WITH FITTED KEY HALF-KEY BALANCING BEARING: STANDARD WITH FIXED BEARING, VIBRATION SEVERITY GRADE: S/A, SHAFT AND FLANGE ACCURACY: R TERMINAL BOX (ABOVE) CABLE ENTRY ON THE RIGHT SIGNAL CONNECTION D-END | 4820 | TEM | 1 | MC | 73 | 1
1PH81071JF102CB1 | SIMOTICS M COMPACT ASYNCHRONOUS MOTOR 1500RPM, 9KW, 57NM, 23,5A, 330V 1750RPM, 10KW, 55NM, 22A, 380V 2000RPM, 11KW,53NM, 21,5A, 428V FORCED VENTILATION; DIRECTION OF AIR FLOW NDE --> DE; DEGREE OF PROTECTION IP55 INCREMENT. ENCODER HTL 2048 S/R (ENCODER HTL2048S/R) with TEMPERAT. SENSOR KTY84-130 DESIGN IM B3 (IM V5, IM V6) SHAFT WITH FITTED KEY HALF-KEY BALANCING BEARING: STANDARD WITH FIXED BEARING, VIBRATION SEVERITY GRADE: S/A, SHAFT AND FLANGE ACCURACY: R TERMINAL BOX (ABOVE) CABLE ENTRY ON THE LEFT SIGNAL CONNECTION D-END | 4820 | TEM | 1 | MC | 73 | 1
1PH81071JF102CC1 | SIMOTICS M COMPACT ASYNCHRONOUS MOTOR 1500RPM, 9KW, 57NM, 23,5A, 330V 1750RPM, 10KW, 55NM, 22A, 380V 2000RPM, 11KW,53NM, 21,5A, 428V FORCED VENTILATION; DIRECTION OF AIR FLOW NDE --> DE; DEGREE OF PROTECTION IP55 INCREMENT. ENCODER HTL 2048 S/R (ENCODER HTL2048S/R) with TEMPERAT. SENSOR KTY84-130 DESIGN IM B3 (IM V5, IM V6) SHAFT WITH FITTED KEY HALF-KEY BALANCING BEARING: STANDARD WITH FIXED BEARING, VIBRATION SEVERITY GRADE: S/A, SHAFT AND FLANGE ACCURACY: R TERMINAL BOX (ABOVE) CABLE ENTRY ON THE ND-END SIGNAL CONNECTION LEFT | 4820 | TEM | 1 | MC | 73 | 1
1PH81071JF120BA1 | SIMOTICS M COMPACT ASYNCHRONOUS MOTOR 1500RPM, 9KW, 57NM, 23,5A, 330V 1750RPM, 10KW, 55NM, 22A, 380V 2000RPM, 11KW,53NM, 21,5A, 428V FORCED VENTILATION; DIRECTION OF AIR FLOW NDE --> DE; DEGREE OF PROTECTION IP55 INCREMENT. ENCODER HTL 2048 S/R (ENCODER HTL2048S/R) with TEMPERAT. SENSOR KTY84-130 DESIGN IM B5 (IMV 1,IM V3) PLAIN SHAFT WITHOUT FITTED KEY; BEARING: STANDARD WITH FIXED BEARING, VIBRATION SEVERITY GRADE: R/A, SHAFT AND FLANGE ACCURACY: R TERMINAL BOX (ABOVE) CABLE ENTRY ON THE RIGHT SIGNAL CONNECTION D-END | 4820 | TEM | 1 | MC | 73 | 1
1PH81071JF120BB1 | SIMOTICS M COMPACT ASYNCHRONOUS MOTOR 1500RPM, 9KW, 57NM, 23,5A, 330V 1750RPM, 10KW, 55NM, 22A, 380V 2000RPM, 11KW,53NM, 21,5A, 428V FORCED VENTILATION; DIRECTION OF AIR FLOW NDE --> DE; DEGREE OF PROTECTION IP55 INCREMENT. ENCODER HTL 2048 S/R (ENCODER HTL2048S/R) with TEMPERAT. SENSOR KTY84-130 DESIGN IM B5 (IMV 1,IM V3) PLAIN SHAFT WITHOUT FITTED KEY; BEARING: STANDARD WITH FIXED BEARING, VIBRATION SEVERITY GRADE: R/A, SHAFT AND FLANGE ACCURACY: R TERMINAL BOX (ABOVE) CABLE ENTRY ON THE LEFT SIGNAL CONNECTION D-END | 4820 | TEM | 1 | MC | 73 | 1
1PH81071JF120BC1 | SIMOTICS M COMPACT ASYNCHRONOUS MOTOR 1500RPM, 9KW, 57NM, 23,5A, 330V 1750RPM, 10KW, 55NM, 22A, 380V 2000RPM, 11KW,53NM, 21,5A, 428V FORCED VENTILATION; DIRECTION OF AIR FLOW NDE --> DE; DEGREE OF PROTECTION IP55 INCREMENT. ENCODER HTL 2048 S/R (ENCODER HTL2048S/R) with TEMPERAT. SENSOR KTY84-130 DESIGN IM B5 (IMV 1,IM V3) PLAIN SHAFT WITHOUT FITTED KEY; BEARING: STANDARD WITH FIXED BEARING, VIBRATION SEVERITY GRADE: R/A, SHAFT AND FLANGE ACCURACY: R TERMINAL BOX (ABOVE) CABLE ENTRY ON THE ND-END SIGNAL CONNECTION LEFT | 4820 | TEM | 1 | MC | 73 | 1
1PH81071JF120CA1 | SIMOTICS M COMPACT ASYNCHRONOUS MOTOR 1500RPM, 9KW, 57NM, 23,5A, 330V 1750RPM, 10KW, 55NM, 22A, 380V 2000RPM, 11KW,53NM, 21,5A, 428V FORCED VENTILATION; DIRECTION OF AIR FLOW NDE --> DE; DEGREE OF PROTECTION IP55 INCREMENT. ENCODER HTL 2048 S/R (ENCODER HTL2048S/R) with TEMPERAT. SENSOR KTY84-130 DESIGN IM B5 (IMV 1,IM V3) PLAIN SHAFT WITHOUT FITTED KEY; BEARING: STANDARD WITH FIXED BEARING, VIBRATION SEVERITY GRADE: S/A, SHAFT AND FLANGE ACCURACY: R TERMINAL BOX (ABOVE) CABLE ENTRY ON THE RIGHT SIGNAL CONNECTION D-END | 5015 | TEM | 1 | MC | 73 | 1
1PH81071JF120CB1 | SIMOTICS M COMPACT ASYNCHRONOUS MOTOR 1500RPM, 9KW, 57NM, 23,5A, 330V 1750RPM, 10KW, 55NM, 22A, 380V 2000RPM, 11KW,53NM, 21,5A, 428V FORCED VENTILATION; DIRECTION OF AIR FLOW NDE --> DE; DEGREE OF PROTECTION IP55 INCREMENT. ENCODER HTL 2048 S/R (ENCODER HTL2048S/R) with TEMPERAT. SENSOR KTY84-130 DESIGN IM B5 (IMV 1,IM V3) PLAIN SHAFT WITHOUT FITTED KEY; BEARING: STANDARD WITH FIXED BEARING, VIBRATION SEVERITY GRADE: S/A, SHAFT AND FLANGE ACCURACY: R TERMINAL BOX (ABOVE) CABLE ENTRY ON THE LEFT SIGNAL CONNECTION D-END | 5015 | TEM | 1 | MC | 73 | 1
1PH81071JF120CC1 | SIMOTICS M COMPACT ASYNCHRONOUS MOTOR 1500RPM, 9KW, 57NM, 23,5A, 330V 1750RPM, 10KW, 55NM, 22A, 380V 2000RPM, 11KW,53NM, 21,5A, 428V FORCED VENTILATION; DIRECTION OF AIR FLOW NDE --> DE; DEGREE OF PROTECTION IP55 INCREMENT. ENCODER HTL 2048 S/R (ENCODER HTL2048S/R) with TEMPERAT. SENSOR KTY84-130 DESIGN IM B5 (IMV 1,IM V3) PLAIN SHAFT WITHOUT FITTED KEY; BEARING: STANDARD WITH FIXED BEARING, VIBRATION SEVERITY GRADE: S/A, SHAFT AND FLANGE ACCURACY: R TERMINAL BOX (ABOVE) CABLE ENTRY ON THE ND-END SIGNAL CONNECTION LEFT | 5015 | TEM | 1 | MC | 73 | 1
1PH81071JF122BA1 | SIMOTICS M COMPACT ASYNCHRONOUS MOTOR 1500RPM, 9KW, 57NM, 23,5A, 330V 1750RPM, 10KW, 55NM, 22A, 380V 2000RPM, 11KW,53NM, 21,5A, 428V FORCED VENTILATION; DIRECTION OF AIR FLOW NDE --> DE; DEGREE OF PROTECTION IP55 INCREMENT. ENCODER HTL 2048 S/R (ENCODER HTL2048S/R) with TEMPERAT. SENSOR KTY84-130 DESIGN IM B5 (IMV 1,IM V3) SHAFT WITH FITTED KEY HALF-KEY BALANCING BEARING: STANDARD WITH FIXED BEARING, VIBRATION SEVERITY GRADE: R/A, SHAFT AND FLANGE ACCURACY: R TERMINAL BOX (ABOVE) CABLE ENTRY ON THE RIGHT SIGNAL CONNECTION D-END | 4820 | TEM | 1 | MC | 73 | 1
1PH81071JF122BB1 | SIMOTICS M COMPACT ASYNCHRONOUS MOTOR 1500RPM, 9KW, 57NM, 23,5A, 330V 1750RPM, 10KW, 55NM, 22A, 380V 2000RPM, 11KW,53NM, 21,5A, 428V FORCED VENTILATION; DIRECTION OF AIR FLOW NDE --> DE; DEGREE OF PROTECTION IP55 INCREMENT. ENCODER HTL 2048 S/R (ENCODER HTL2048S/R) with TEMPERAT. SENSOR KTY84-130 DESIGN IM B5 (IMV 1,IM V3) SHAFT WITH FITTED KEY HALF-KEY BALANCING BEARING: STANDARD WITH FIXED BEARING, VIBRATION SEVERITY GRADE: R/A, SHAFT AND FLANGE ACCURACY: R TERMINAL BOX (ABOVE) CABLE ENTRY ON THE LEFT SIGNAL CONNECTION D-END | 4820 | TEM | 1 | MC | 73 | 1
1PH81071JF122BC1 | SIMOTICS M COMPACT ASYNCHRONOUS MOTOR 1500RPM, 9KW, 57NM, 23,5A, 330V 1750RPM, 10KW, 55NM, 22A, 380V 2000RPM, 11KW,53NM, 21,5A, 428V FORCED VENTILATION; DIRECTION OF AIR FLOW NDE --> DE; DEGREE OF PROTECTION IP55 INCREMENT. ENCODER HTL 2048 S/R (ENCODER HTL2048S/R) with TEMPERAT. SENSOR KTY84-130 DESIGN IM B5 (IMV 1,IM V3) SHAFT WITH FITTED KEY HALF-KEY BALANCING BEARING: STANDARD WITH FIXED BEARING, VIBRATION SEVERITY GRADE: R/A, SHAFT AND FLANGE ACCURACY: R TERMINAL BOX (ABOVE) CABLE ENTRY ON THE ND-END SIGNAL CONNECTION LEFT | 4820 | TEM | 1 | MC | 73 | 1
1PH81071JF122CA1 | SIMOTICS M COMPACT ASYNCHRONOUS MOTOR 1500RPM, 9KW, 57NM, 23,5A, 330V 1750RPM, 10KW, 55NM, 22A, 380V 2000RPM, 11KW,53NM, 21,5A, 428V FORCED VENTILATION; DIRECTION OF AIR FLOW NDE --> DE; DEGREE OF PROTECTION IP55 INCREMENT. ENCODER HTL 2048 S/R (ENCODER HTL2048S/R) with TEMPERAT. SENSOR KTY84-130 DESIGN IM B5 (IMV 1,IM V3) SHAFT WITH FITTED KEY HALF-KEY BALANCING BEARING: STANDARD WITH FIXED BEARING, VIBRATION SEVERITY GRADE: S/A, SHAFT AND FLANGE ACCURACY: R TERMINAL BOX (ABOVE) CABLE ENTRY ON THE RIGHT SIGNAL CONNECTION D-END | 5015 | TEM | 1 | MC | 73 | 1
1PH81071JF122CB1 | SIMOTICS M COMPACT ASYNCHRONOUS MOTOR 1500RPM, 9KW, 57NM, 23,5A, 330V 1750RPM, 10KW, 55NM, 22A, 380V 2000RPM, 11KW,53NM, 21,5A, 428V FORCED VENTILATION; DIRECTION OF AIR FLOW NDE --> DE; DEGREE OF PROTECTION IP55 INCREMENT. ENCODER HTL 2048 S/R (ENCODER HTL2048S/R) with TEMPERAT. SENSOR KTY84-130 DESIGN IM B5 (IMV 1,IM V3) SHAFT WITH FITTED KEY HALF-KEY BALANCING BEARING: STANDARD WITH FIXED BEARING, VIBRATION SEVERITY GRADE: S/A, SHAFT AND FLANGE ACCURACY: R TERMINAL BOX (ABOVE) CABLE ENTRY ON THE LEFT SIGNAL CONNECTION D-END | 5015 | TEM | 1 | MC | 73 | 1
1PH81071JF122CC1 | SIMOTICS M COMPACT ASYNCHRONOUS MOTOR 1500RPM, 9KW, 57NM, 23,5A, 330V 1750RPM, 10KW, 55NM, 22A, 380V 2000RPM, 11KW,53NM, 21,5A, 428V FORCED VENTILATION; DIRECTION OF AIR FLOW NDE --> DE; DEGREE OF PROTECTION IP55 INCREMENT. ENCODER HTL 2048 S/R (ENCODER HTL2048S/R) with TEMPERAT. SENSOR KTY84-130 DESIGN IM B5 (IMV 1,IM V3) SHAFT WITH FITTED KEY HALF-KEY BALANCING BEARING: STANDARD WITH FIXED BEARING, VIBRATION SEVERITY GRADE: S/A, SHAFT AND FLANGE ACCURACY: R TERMINAL BOX (ABOVE) CABLE ENTRY ON THE ND-END SIGNAL CONNECTION LEFT | 5015 | TEM | 1 | MC | 73 | 1
1PH81071JF130BA1 | SIMOTICS M COMPACT ASYNCHRONOUS MOTOR 1500RPM, 9KW, 57NM, 23,5A, 330V 1750RPM, 10KW, 55NM, 22A, 380V 2000RPM, 11KW,53NM, 21,5A, 428V FORCED VENTILATION; DIRECTION OF AIR FLOW NDE --> DE; DEGREE OF PROTECTION IP55 INCREMENT. ENCODER HTL 2048 S/R (ENCODER HTL2048S/R) with TEMPERAT. SENSOR KTY84-130 DESIGN IM B35 (IM V15, IM V35) PLAIN SHAFT WITHOUT FITTED KEY; BEARING: STANDARD WITH FIXED BEARING, VIBRATION SEVERITY GRADE: R/A, SHAFT AND FLANGE ACCURACY: R TERMINAL BOX (ABOVE) CABLE ENTRY ON THE RIGHT SIGNAL CONNECTION D-END | 5059 | TEM | 1 | MC | 73 | 1
1PH81071JF130BB1 | SIMOTICS M COMPACT ASYNCHRONOUS MOTOR 1500RPM, 9KW, 57NM, 23,5A, 330V 1750RPM, 10KW, 55NM, 22A, 380V 2000RPM, 11KW,53NM, 21,5A, 428V FORCED VENTILATION; DIRECTION OF AIR FLOW NDE --> DE; DEGREE OF PROTECTION IP55 INCREMENT. ENCODER HTL 2048 S/R (ENCODER HTL2048S/R) with TEMPERAT. SENSOR KTY84-130 DESIGN IM B35 (IM V15, IM V35) PLAIN SHAFT WITHOUT FITTED KEY; BEARING: STANDARD WITH FIXED BEARING, VIBRATION SEVERITY GRADE: R/A, SHAFT AND FLANGE ACCURACY: R TERMINAL BOX (ABOVE) CABLE ENTRY ON THE LEFT SIGNAL CONNECTION D-END | 5059 | TEM | 1 | MC | 73 | 1
1PH81071JF130BC1 | SIMOTICS M COMPACT ASYNCHRONOUS MOTOR 1500RPM, 9KW, 57NM, 23,5A, 330V 1750RPM, 10KW, 55NM, 22A, 380V 2000RPM, 11KW,53NM, 21,5A, 428V FORCED VENTILATION; DIRECTION OF AIR FLOW NDE --> DE; DEGREE OF PROTECTION IP55 INCREMENT. ENCODER HTL 2048 S/R (ENCODER HTL2048S/R) with TEMPERAT. SENSOR KTY84-130 DESIGN IM B35 (IM V15, IM V35) PLAIN SHAFT WITHOUT FITTED KEY; BEARING: STANDARD WITH FIXED BEARING, VIBRATION SEVERITY GRADE: R/A, SHAFT AND FLANGE ACCURACY: R TERMINAL BOX (ABOVE) CABLE ENTRY ON THE ND-END SIGNAL CONNECTION LEFT | 5059 | TEM | 1 | MC | 73 | 1
1PH81071JF130CA1 | SIMOTICS M COMPACT ASYNCHRONOUS MOTOR 1500RPM, 9KW, 57NM, 23,5A, 330V 1750RPM, 10KW, 55NM, 22A, 380V 2000RPM, 11KW,53NM, 21,5A, 428V FORCED VENTILATION; DIRECTION OF AIR FLOW NDE --> DE; DEGREE OF PROTECTION IP55 INCREMENT. ENCODER HTL 2048 S/R (ENCODER HTL2048S/R) with TEMPERAT. SENSOR KTY84-130 DESIGN IM B35 (IM V15, IM V35) PLAIN SHAFT WITHOUT FITTED KEY; BEARING: STANDARD WITH FIXED BEARING, VIBRATION SEVERITY GRADE: S/A, SHAFT AND FLANGE ACCURACY: R TERMINAL BOX (ABOVE) CABLE ENTRY ON THE RIGHT SIGNAL CONNECTION D-END | 5254 | TEM | 1 | MC | 73 | 1
1PH81071JF130CB1 | SIMOTICS M COMPACT ASYNCHRONOUS MOTOR 1500RPM, 9KW, 57NM, 23,5A, 330V 1750RPM, 10KW, 55NM, 22A, 380V 2000RPM, 11KW,53NM, 21,5A, 428V FORCED VENTILATION; DIRECTION OF AIR FLOW NDE --> DE; DEGREE OF PROTECTION IP55 INCREMENT. ENCODER HTL 2048 S/R (ENCODER HTL2048S/R) with TEMPERAT. SENSOR KTY84-130 DESIGN IM B35 (IM V15, IM V35) PLAIN SHAFT WITHOUT FITTED KEY; BEARING: STANDARD WITH FIXED BEARING, VIBRATION SEVERITY GRADE: S/A, SHAFT AND FLANGE ACCURACY: R TERMINAL BOX (ABOVE) CABLE ENTRY ON THE LEFT SIGNAL CONNECTION D-END | 5254 | TEM | 1 | MC | 73 | 1
1PH81071JF130CC1 | SIMOTICS M COMPACT ASYNCHRONOUS MOTOR 1500RPM, 9KW, 57NM, 23,5A, 330V 1750RPM, 10KW, 55NM, 22A, 380V 2000RPM, 11KW,53NM, 21,5A, 428V FORCED VENTILATION; DIRECTION OF AIR FLOW NDE --> DE; DEGREE OF PROTECTION IP55 INCREMENT. ENCODER HTL 2048 S/R (ENCODER HTL2048S/R) with TEMPERAT. SENSOR KTY84-130 DESIGN IM B35 (IM V15, IM V35) PLAIN SHAFT WITHOUT FITTED KEY; BEARING: STANDARD WITH FIXED BEARING, VIBRATION SEVERITY GRADE: S/A, SHAFT AND FLANGE ACCURACY: R TERMINAL BOX (ABOVE) CABLE ENTRY ON THE ND-END SIGNAL CONNECTION LEFT | 5254 | TEM | 1 | MC | 73 | 1
1PH81071JF132BA1 | SIMOTICS M COMPACT ASYNCHRONOUS MOTOR 1500RPM, 9KW, 57NM, 23,5A, 330V 1750RPM, 10KW, 55NM, 22A, 380V 2000RPM, 11KW,53NM, 21,5A, 428V FORCED VENTILATION; DIRECTION OF AIR FLOW NDE --> DE; DEGREE OF PROTECTION IP55 INCREMENT. ENCODER HTL 2048 S/R (ENCODER HTL2048S/R) with TEMPERAT. SENSOR KTY84-130 DESIGN IM B35 (IM V15, IM V35) SHAFT WITH FITTED KEY HALF-KEY BALANCING BEARING: STANDARD WITH FIXED BEARING, VIBRATION SEVERITY GRADE: R/A, SHAFT AND FLANGE ACCURACY: R TERMINAL BOX (ABOVE) CABLE ENTRY ON THE RIGHT SIGNAL CONNECTION D-END | 5059 | TEM | 1 | MC | 73 | 1
1PH81071JF132BB1 | SIMOTICS M COMPACT ASYNCHRONOUS MOTOR 1500RPM, 9KW, 57NM, 23,5A, 330V 1750RPM, 10KW, 55NM, 22A, 380V 2000RPM, 11KW,53NM, 21,5A, 428V FORCED VENTILATION; DIRECTION OF AIR FLOW NDE --> DE; DEGREE OF PROTECTION IP55 INCREMENT. ENCODER HTL 2048 S/R (ENCODER HTL2048S/R) with TEMPERAT. SENSOR KTY84-130 DESIGN IM B35 (IM V15, IM V35) SHAFT WITH FITTED KEY HALF-KEY BALANCING BEARING: STANDARD WITH FIXED BEARING, VIBRATION SEVERITY GRADE: R/A, SHAFT AND FLANGE ACCURACY: R TERMINAL BOX (ABOVE) CABLE ENTRY ON THE LEFT SIGNAL CONNECTION D-END | 5059 | TEM | 1 | MC | 73 | 1
1PH81071JF132BC1 | SIMOTICS M COMPACT ASYNCHRONOUS MOTOR 1500RPM, 9KW, 57NM, 23,5A, 330V 1750RPM, 10KW, 55NM, 22A, 380V 2000RPM, 11KW,53NM, 21,5A, 428V FORCED VENTILATION; DIRECTION OF AIR FLOW NDE --> DE; DEGREE OF PROTECTION IP55 INCREMENT. ENCODER HTL 2048 S/R (ENCODER HTL2048S/R) with TEMPERAT. SENSOR KTY84-130 DESIGN IM B35 (IM V15, IM V35) SHAFT WITH FITTED KEY HALF-KEY BALANCING BEARING: STANDARD WITH FIXED BEARING, VIBRATION SEVERITY GRADE: R/A, SHAFT AND FLANGE ACCURACY: R TERMINAL BOX (ABOVE) CABLE ENTRY ON THE ND-END SIGNAL CONNECTION LEFT | 5059 | TEM | 1 | MC | 73 | 1
1PH81071JF132CA1 | SIMOTICS M COMPACT ASYNCHRONOUS MOTOR 1500RPM, 9KW, 57NM, 23,5A, 330V 1750RPM, 10KW, 55NM, 22A, 380V 2000RPM, 11KW,53NM, 21,5A, 428V FORCED VENTILATION; DIRECTION OF AIR FLOW NDE --> DE; DEGREE OF PROTECTION IP55 INCREMENT. ENCODER HTL 2048 S/R (ENCODER HTL2048S/R) with TEMPERAT. SENSOR KTY84-130 DESIGN IM B35 (IM V15, IM V35) SHAFT WITH FITTED KEY HALF-KEY BALANCING BEARING: STANDARD WITH FIXED BEARING, VIBRATION SEVERITY GRADE: S/A, SHAFT AND FLANGE ACCURACY: R TERMINAL BOX (ABOVE) CABLE ENTRY ON THE RIGHT SIGNAL CONNECTION D-END | 5254 | TEM | 1 | MC | 73 | 1
1PH81071JF132CB1 | SIMOTICS M COMPACT ASYNCHRONOUS MOTOR 1500RPM, 9KW, 57NM, 23,5A, 330V 1750RPM, 10KW, 55NM, 22A, 380V 2000RPM, 11KW,53NM, 21,5A, 428V FORCED VENTILATION; DIRECTION OF AIR FLOW NDE --> DE; DEGREE OF PROTECTION IP55 INCREMENT. ENCODER HTL 2048 S/R (ENCODER HTL2048S/R) with TEMPERAT. SENSOR KTY84-130 DESIGN IM B35 (IM V15, IM V35) SHAFT WITH FITTED KEY HALF-KEY BALANCING BEARING: STANDARD WITH FIXED BEARING, VIBRATION SEVERITY GRADE: S/A, SHAFT AND FLANGE ACCURACY: R TERMINAL BOX (ABOVE) CABLE ENTRY ON THE LEFT SIGNAL CONNECTION D-END | 5254 | TEM | 1 | MC | 73 | 1
1PH81071JF132CC1 | SIMOTICS M COMPACT ASYNCHRONOUS MOTOR 1500RPM, 9KW, 57NM, 23,5A, 330V 1750RPM, 10KW, 55NM, 22A, 380V 2000RPM, 11KW,53NM, 21,5A, 428V FORCED VENTILATION; DIRECTION OF AIR FLOW NDE --> DE; DEGREE OF PROTECTION IP55 INCREMENT. ENCODER HTL 2048 S/R (ENCODER HTL2048S/R) with TEMPERAT. SENSOR KTY84-130 DESIGN IM B35 (IM V15, IM V35) SHAFT WITH FITTED KEY HALF-KEY BALANCING BEARING: STANDARD WITH FIXED BEARING, VIBRATION SEVERITY GRADE: S/A, SHAFT AND FLANGE ACCURACY: R TERMINAL BOX (ABOVE) CABLE ENTRY ON THE ND-END SIGNAL CONNECTION LEFT | 5254 | TEM | 1 | MC | 73 | 1
1PH81071JF200BA1 | SIMOTICS M COMPACT ASYNCHRONOUS MOTOR 1500RPM, 14KW,89NM, 43,4A, 277V 1750RPM, 15,5KW,85NM, 42A, 314V 2000RPM, 18KW,86NM, 42,6A, 363V WATER COOLING DEGREE OF PROTECTION IP65 INCREMENT. ENCODER HTL 2048 S/R (ENCODER HTL2048S/R) with TEMPERAT. SENSOR KTY84-130 DESIGN IM B3 (IM V5, IM V6) PLAIN SHAFT WITHOUT FITTED KEY; BEARING: STANDARD WITH FIXED BEARING, VIBRATION SEVERITY GRADE: R/A, SHAFT AND FLANGE ACCURACY: R TERMINAL BOX (ABOVE) CABLE ENTRY ON THE RIGHT SIGNAL CONNECTION D-END | 5357 | TEM | 1 | MC | 83 | 1
1PH81071JF200BB1 | SIMOTICS M COMPACT ASYNCHRONOUS MOTOR 1500RPM, 14KW,89NM, 43,4A, 277V 1750RPM, 15,5KW,85NM, 42A, 314V 2000RPM, 18KW,86NM, 42,6A, 363V WATER COOLING DEGREE OF PROTECTION IP65 INCREMENT. ENCODER HTL 2048 S/R (ENCODER HTL2048S/R) with TEMPERAT. SENSOR KTY84-130 DESIGN IM B3 (IM V5, IM V6) PLAIN SHAFT WITHOUT FITTED KEY; BEARING: STANDARD WITH FIXED BEARING, VIBRATION SEVERITY GRADE: R/A, SHAFT AND FLANGE ACCURACY: R TERMINAL BOX (ABOVE) CABLE ENTRY ON THE LEFT SIGNAL CONNECTION D-END | 5357 | TEM | 1 | MC | 83 | 1
1PH81071JF200BC1 | SIMOTICS M COMPACT ASYNCHRONOUS MOTOR 1500RPM, 14KW,89NM, 43,4A, 277V 1750RPM, 15,5KW,85NM, 42A, 314V 2000RPM, 18KW,86NM, 42,6A, 363V WATER COOLING DEGREE OF PROTECTION IP65 INCREMENT. ENCODER HTL 2048 S/R (ENCODER HTL2048S/R) with TEMPERAT. SENSOR KTY84-130 DESIGN IM B3 (IM V5, IM V6) PLAIN SHAFT WITHOUT FITTED KEY; BEARING: STANDARD WITH FIXED BEARING, VIBRATION SEVERITY GRADE: R/A, SHAFT AND FLANGE ACCURACY: R TERMINAL BOX (ABOVE) CABLE ENTRY ON THE ND-END SIGNAL CONNECTION LEFT | 5357 | TEM | 1 | MC | 83 | 1
1PH81071JF200CA1 | SIMOTICS M COMPACT ASYNCHRONOUS MOTOR 1500RPM, 14KW,89NM, 43,4A, 277V 1750RPM, 15,5KW,85NM, 42A, 314V 2000RPM, 18KW,86NM, 42,6A, 363V WATER COOLING DEGREE OF PROTECTION IP65 INCREMENT. ENCODER HTL 2048 S/R (ENCODER HTL2048S/R) with TEMPERAT. SENSOR KTY84-130 DESIGN IM B3 (IM V5, IM V6) PLAIN SHAFT WITHOUT FITTED KEY; BEARING: STANDARD WITH FIXED BEARING, VIBRATION SEVERITY GRADE: S/A, SHAFT AND FLANGE ACCURACY: R TERMINAL BOX (ABOVE) CABLE ENTRY ON THE RIGHT SIGNAL CONNECTION D-END | 5552 | TEM | 1 | MC | 83 | 1
1PH81071JF200CB1 | SIMOTICS M COMPACT ASYNCHRONOUS MOTOR 1500RPM, 14KW,89NM, 43,4A, 277V 1750RPM, 15,5KW,85NM, 42A, 314V 2000RPM, 18KW,86NM, 42,6A, 363V WATER COOLING DEGREE OF PROTECTION IP65 INCREMENT. ENCODER HTL 2048 S/R (ENCODER HTL2048S/R) with TEMPERAT. SENSOR KTY84-130 DESIGN IM B3 (IM V5, IM V6) PLAIN SHAFT WITHOUT FITTED KEY; BEARING: STANDARD WITH FIXED BEARING, VIBRATION SEVERITY GRADE: S/A, SHAFT AND FLANGE ACCURACY: R TERMINAL BOX (ABOVE) CABLE ENTRY ON THE LEFT SIGNAL CONNECTION D-END | 5552 | TEM | 1 | MC | 83 | 1
1PH81071JF200CC1 | SIMOTICS M COMPACT ASYNCHRONOUS MOTOR 1500RPM, 14KW,89NM, 43,4A, 277V 1750RPM, 15,5KW,85NM, 42A, 314V 2000RPM, 18KW,86NM, 42,6A, 363V WATER COOLING DEGREE OF PROTECTION IP65 INCREMENT. ENCODER HTL 2048 S/R (ENCODER HTL2048S/R) with TEMPERAT. SENSOR KTY84-130 DESIGN IM B3 (IM V5, IM V6) PLAIN SHAFT WITHOUT FITTED KEY; BEARING: STANDARD WITH FIXED BEARING, VIBRATION SEVERITY GRADE: S/A, SHAFT AND FLANGE ACCURACY: R TERMINAL BOX (ABOVE) CABLE ENTRY ON THE ND-END SIGNAL CONNECTION LEFT | 5552 | TEM | 1 | MC | 83 | 1
1PH81071JF202BA1 | SIMOTICS M COMPACT ASYNCHRONOUS MOTOR 1500RPM, 14KW,89NM, 43,4A, 277V 1750RPM, 15,5KW,85NM, 42A, 314V 2000RPM, 18KW,86NM, 42,6A, 363V WATER COOLING DEGREE OF PROTECTION IP65 INCREMENT. ENCODER HTL 2048 S/R (ENCODER HTL2048S/R) with TEMPERAT. SENSOR KTY84-130 DESIGN IM B3 (IM V5, IM V6) SHAFT WITH FITTED KEY HALF-KEY BALANCING BEARING: STANDARD WITH FIXED BEARING, VIBRATION SEVERITY GRADE: R/A, SHAFT AND FLANGE ACCURACY: R TERMINAL BOX (ABOVE) CABLE ENTRY ON THE RIGHT SIGNAL CONNECTION D-END | 5357 | TEM | 1 | MC | 83 | 1
1PH81071JF202BB1 | SIMOTICS M COMPACT ASYNCHRONOUS MOTOR 1500RPM, 14KW,89NM, 43,4A, 277V 1750RPM, 15,5KW,85NM, 42A, 314V 2000RPM, 18KW,86NM, 42,6A, 363V WATER COOLING DEGREE OF PROTECTION IP65 INCREMENT. ENCODER HTL 2048 S/R (ENCODER HTL2048S/R) with TEMPERAT. SENSOR KTY84-130 DESIGN IM B3 (IM V5, IM V6) SHAFT WITH FITTED KEY HALF-KEY BALANCING BEARING: STANDARD WITH FIXED BEARING, VIBRATION SEVERITY GRADE: R/A, SHAFT AND FLANGE ACCURACY: R TERMINAL BOX (ABOVE) CABLE ENTRY ON THE LEFT SIGNAL CONNECTION D-END | 5357 | TEM | 1 | MC | 83 | 1
1PH81071JF202BC1 | SIMOTICS M COMPACT ASYNCHRONOUS MOTOR 1500RPM, 14KW,89NM, 43,4A, 277V 1750RPM, 15,5KW,85NM, 42A, 314V 2000RPM, 18KW,86NM, 42,6A, 363V WATER COOLING DEGREE OF PROTECTION IP65 INCREMENT. ENCODER HTL 2048 S/R (ENCODER HTL2048S/R) with TEMPERAT. SENSOR KTY84-130 DESIGN IM B3 (IM V5, IM V6) SHAFT WITH FITTED KEY HALF-KEY BALANCING BEARING: STANDARD WITH FIXED BEARING, VIBRATION SEVERITY GRADE: R/A, SHAFT AND FLANGE ACCURACY: R TERMINAL BOX (ABOVE) CABLE ENTRY ON THE ND-END SIGNAL CONNECTION LEFT | 5357 | TEM | 1 | MC | 83 | 1
1PH81071JF202CA1 | SIMOTICS M COMPACT ASYNCHRONOUS MOTOR 1500RPM, 14KW,89NM, 43,4A, 277V 1750RPM, 15,5KW,85NM, 42A, 314V 2000RPM, 18KW,86NM, 42,6A, 363V WATER COOLING DEGREE OF PROTECTION IP65 INCREMENT. ENCODER HTL 2048 S/R (ENCODER HTL2048S/R) with TEMPERAT. SENSOR KTY84-130 DESIGN IM B3 (IM V5, IM V6) SHAFT WITH FITTED KEY HALF-KEY BALANCING BEARING: STANDARD WITH FIXED BEARING, VIBRATION SEVERITY GRADE: S/A, SHAFT AND FLANGE ACCURACY: R TERMINAL BOX (ABOVE) CABLE ENTRY ON THE RIGHT SIGNAL CONNECTION D-END | 5552 | TEM | 1 | MC | 83 | 1
1PH81071JF202CB1 | SIMOTICS M COMPACT ASYNCHRONOUS MOTOR 1500RPM, 14KW,89NM, 43,4A, 277V 1750RPM, 15,5KW,85NM, 42A, 314V 2000RPM, 18KW,86NM, 42,6A, 363V WATER COOLING DEGREE OF PROTECTION IP65 INCREMENT. ENCODER HTL 2048 S/R (ENCODER HTL2048S/R) with TEMPERAT. SENSOR KTY84-130 DESIGN IM B3 (IM V5, IM V6) SHAFT WITH FITTED KEY HALF-KEY BALANCING BEARING: STANDARD WITH FIXED BEARING, VIBRATION SEVERITY GRADE: S/A, SHAFT AND FLANGE ACCURACY: R TERMINAL BOX (ABOVE) CABLE ENTRY ON THE LEFT SIGNAL CONNECTION D-END | 5552 | TEM | 1 | MC | 83 | 1
1PH81071JF202CC1 | SIMOTICS M COMPACT ASYNCHRONOUS MOTOR 1500RPM, 14KW,89NM, 43,4A, 277V 1750RPM, 15,5KW,85NM, 42A, 314V 2000RPM, 18KW,86NM, 42,6A, 363V WATER COOLING DEGREE OF PROTECTION IP65 INCREMENT. ENCODER HTL 2048 S/R (ENCODER HTL2048S/R) with TEMPERAT. SENSOR KTY84-130 DESIGN IM B3 (IM V5, IM V6) SHAFT WITH FITTED KEY HALF-KEY BALANCING BEARING: STANDARD WITH FIXED BEARING, VIBRATION SEVERITY GRADE: S/A, SHAFT AND FLANGE ACCURACY: R TERMINAL BOX (ABOVE) CABLE ENTRY ON THE ND-END SIGNAL CONNECTION LEFT | 5552 | TEM | 1 | MC | 83 | 1
1PH81071JF220BA1 | SIMOTICS M COMPACT ASYNCHRONOUS MOTOR 1500RPM, 14KW,89NM, 43,4A, 277V 1750RPM, 15,5KW,85NM, 42A, 314V 2000RPM, 18KW,86NM, 42,6A, 363V WATER COOLING DEGREE OF PROTECTION IP65 INCREMENT. ENCODER HTL 2048 S/R (ENCODER HTL2048S/R) with TEMPERAT. SENSOR KTY84-130 DESIGN IM B5 (IMV 1,IM V3) PLAIN SHAFT WITHOUT FITTED KEY; BEARING: STANDARD WITH FIXED BEARING, VIBRATION SEVERITY GRADE: R/A, SHAFT AND FLANGE ACCURACY: R TERMINAL BOX (ABOVE) CABLE ENTRY ON THE RIGHT SIGNAL CONNECTION D-END | 5552 | TEM | 1 | MC | 83 | 1
1PH81071JF220BB1 | SIMOTICS M COMPACT ASYNCHRONOUS MOTOR 1500RPM, 14KW,89NM, 43,4A, 277V 1750RPM, 15,5KW,85NM, 42A, 314V 2000RPM, 18KW,86NM, 42,6A, 363V WATER COOLING DEGREE OF PROTECTION IP65 INCREMENT. ENCODER HTL 2048 S/R (ENCODER HTL2048S/R) with TEMPERAT. SENSOR KTY84-130 DESIGN IM B5 (IMV 1,IM V3) PLAIN SHAFT WITHOUT FITTED KEY; BEARING: STANDARD WITH FIXED BEARING, VIBRATION SEVERITY GRADE: R/A, SHAFT AND FLANGE ACCURACY: R TERMINAL BOX (ABOVE) CABLE ENTRY ON THE LEFT SIGNAL CONNECTION D-END | 5552 | TEM | 1 | MC | 83 | 1
1PH81071JF220BC1 | SIMOTICS M COMPACT ASYNCHRONOUS MOTOR 1500RPM, 14KW,89NM, 43,4A, 277V 1750RPM, 15,5KW,85NM, 42A, 314V 2000RPM, 18KW,86NM, 42,6A, 363V WATER COOLING DEGREE OF PROTECTION IP65 INCREMENT. ENCODER HTL 2048 S/R (ENCODER HTL2048S/R) with TEMPERAT. SENSOR KTY84-130 DESIGN IM B5 (IMV 1,IM V3) PLAIN SHAFT WITHOUT FITTED KEY; BEARING: STANDARD WITH FIXED BEARING, VIBRATION SEVERITY GRADE: R/A, SHAFT AND FLANGE ACCURACY: R TERMINAL BOX (ABOVE) CABLE ENTRY ON THE ND-END SIGNAL CONNECTION LEFT | 5552 | TEM | 1 | MC | 83 | 1
1PH81071JF220CA1 | SIMOTICS M COMPACT ASYNCHRONOUS MOTOR 1500RPM, 14KW,89NM, 43,4A, 277V 1750RPM, 15,5KW,85NM, 42A, 314V 2000RPM, 18KW,86NM, 42,6A, 363V WATER COOLING DEGREE OF PROTECTION IP65 INCREMENT. ENCODER HTL 2048 S/R (ENCODER HTL2048S/R) with TEMPERAT. SENSOR KTY84-130 DESIGN IM B5 (IMV 1,IM V3) PLAIN SHAFT WITHOUT FITTED KEY; BEARING: STANDARD WITH FIXED BEARING, VIBRATION SEVERITY GRADE: S/A, SHAFT AND FLANGE ACCURACY: R TERMINAL BOX (ABOVE) CABLE ENTRY ON THE RIGHT SIGNAL CONNECTION D-END | 5747 | TEM | 1 | MC | 83 | 1
1PH81071JF220CB1 | SIMOTICS M COMPACT ASYNCHRONOUS MOTOR 1500RPM, 14KW,89NM, 43,4A, 277V 1750RPM, 15,5KW,85NM, 42A, 314V 2000RPM, 18KW,86NM, 42,6A, 363V WATER COOLING DEGREE OF PROTECTION IP65 INCREMENT. ENCODER HTL 2048 S/R (ENCODER HTL2048S/R) with TEMPERAT. SENSOR KTY84-130 DESIGN IM B5 (IMV 1,IM V3) PLAIN SHAFT WITHOUT FITTED KEY; BEARING: STANDARD WITH FIXED BEARING, VIBRATION SEVERITY GRADE: S/A, SHAFT AND FLANGE ACCURACY: R TERMINAL BOX (ABOVE) CABLE ENTRY ON THE LEFT SIGNAL CONNECTION D-END | 5747 | TEM | 1 | MC | 83 | 1
1PH81071JF220CC1 | SIMOTICS M COMPACT ASYNCHRONOUS MOTOR 1500RPM, 14KW,89NM, 43,4A, 277V 1750RPM, 15,5KW,85NM, 42A, 314V 2000RPM, 18KW,86NM, 42,6A, 363V WATER COOLING DEGREE OF PROTECTION IP65 INCREMENT. ENCODER HTL 2048 S/R (ENCODER HTL2048S/R) with TEMPERAT. SENSOR KTY84-130 DESIGN IM B5 (IMV 1,IM V3) PLAIN SHAFT WITHOUT FITTED KEY; BEARING: STANDARD WITH FIXED BEARING, VIBRATION SEVERITY GRADE: S/A, SHAFT AND FLANGE ACCURACY: R TERMINAL BOX (ABOVE) CABLE ENTRY ON THE ND-END SIGNAL CONNECTION LEFT | 5747 | TEM | 1 | MC | 83 | 1
1PH81071JF222BA1 | SIMOTICS M COMPACT ASYNCHRONOUS MOTOR 1500RPM, 14KW,89NM, 43,4A, 277V 1750RPM, 15,5KW,85NM, 42A, 314V 2000RPM, 18KW,86NM, 42,6A, 363V WATER COOLING DEGREE OF PROTECTION IP65 INCREMENT. ENCODER HTL 2048 S/R (ENCODER HTL2048S/R) with TEMPERAT. SENSOR KTY84-130 DESIGN IM B5 (IMV 1,IM V3) SHAFT WITH FITTED KEY HALF-KEY BALANCING BEARING: STANDARD WITH FIXED BEARING, VIBRATION SEVERITY GRADE: R/A, SHAFT AND FLANGE ACCURACY: R TERMINAL BOX (ABOVE) CABLE ENTRY ON THE RIGHT SIGNAL CONNECTION D-END | 5552 | TEM | 1 | MC | 83 | 1
1PH81071JF222BB1 | SIMOTICS M COMPACT ASYNCHRONOUS MOTOR 1500RPM, 14KW,89NM, 43,4A, 277V 1750RPM, 15,5KW,85NM, 42A, 314V 2000RPM, 18KW,86NM, 42,6A, 363V WATER COOLING DEGREE OF PROTECTION IP65 INCREMENT. ENCODER HTL 2048 S/R (ENCODER HTL2048S/R) with TEMPERAT. SENSOR KTY84-130 DESIGN IM B5 (IMV 1,IM V3) SHAFT WITH FITTED KEY HALF-KEY BALANCING BEARING: STANDARD WITH FIXED BEARING, VIBRATION SEVERITY GRADE: R/A, SHAFT AND FLANGE ACCURACY: R TERMINAL BOX (ABOVE) CABLE ENTRY ON THE LEFT SIGNAL CONNECTION D-END | 5552 | TEM | 1 | MC | 83 | 1
1PH81071JF222BC1 | SIMOTICS M COMPACT ASYNCHRONOUS MOTOR 1500RPM, 14KW,89NM, 43,4A, 277V 1750RPM, 15,5KW,85NM, 42A, 314V 2000RPM, 18KW,86NM, 42,6A, 363V WATER COOLING DEGREE OF PROTECTION IP65 INCREMENT. ENCODER HTL 2048 S/R (ENCODER HTL2048S/R) with TEMPERAT. SENSOR KTY84-130 DESIGN IM B5 (IMV 1,IM V3) SHAFT WITH FITTED KEY HALF-KEY BALANCING BEARING: STANDARD WITH FIXED BEARING, VIBRATION SEVERITY GRADE: R/A, SHAFT AND FLANGE ACCURACY: R TERMINAL BOX (ABOVE) CABLE ENTRY ON THE ND-END SIGNAL CONNECTION LEFT | 5552 | TEM | 1 | MC | 83 | 1
1PH81071JF222CA1 | SIMOTICS M COMPACT ASYNCHRONOUS MOTOR 1500RPM, 14KW,89NM, 43,4A, 277V 1750RPM, 15,5KW,85NM, 42A, 314V 2000RPM, 18KW,86NM, 42,6A, 363V WATER COOLING DEGREE OF PROTECTION IP65 INCREMENT. ENCODER HTL 2048 S/R (ENCODER HTL2048S/R) with TEMPERAT. SENSOR KTY84-130 DESIGN IM B5 (IMV 1,IM V3) SHAFT WITH FITTED KEY HALF-KEY BALANCING BEARING: STANDARD WITH FIXED BEARING, VIBRATION SEVERITY GRADE: S/A, SHAFT AND FLANGE ACCURACY: R TERMINAL BOX (ABOVE) CABLE ENTRY ON THE RIGHT SIGNAL CONNECTION D-END | 5747 | TEM | 1 | MC | 83 | 1
1PH81071JF222CB1 | SIMOTICS M COMPACT ASYNCHRONOUS MOTOR 1500RPM, 14KW,89NM, 43,4A, 277V 1750RPM, 15,5KW,85NM, 42A, 314V 2000RPM, 18KW,86NM, 42,6A, 363V WATER COOLING DEGREE OF PROTECTION IP65 INCREMENT. ENCODER HTL 2048 S/R (ENCODER HTL2048S/R) with TEMPERAT. SENSOR KTY84-130 DESIGN IM B5 (IMV 1,IM V3) SHAFT WITH FITTED KEY HALF-KEY BALANCING BEARING: STANDARD WITH FIXED BEARING, VIBRATION SEVERITY GRADE: S/A, SHAFT AND FLANGE ACCURACY: R TERMINAL BOX (ABOVE) CABLE ENTRY ON THE LEFT SIGNAL CONNECTION D-END | 5747 | TEM | 1 | MC | 83 | 1
1PH81071JF222CC1 | SIMOTICS M COMPACT ASYNCHRONOUS MOTOR 1500RPM, 14KW,89NM, 43,4A, 277V 1750RPM, 15,5KW,85NM, 42A, 314V 2000RPM, 18KW,86NM, 42,6A, 363V WATER COOLING DEGREE OF PROTECTION IP65 INCREMENT. ENCODER HTL 2048 S/R (ENCODER HTL2048S/R) with TEMPERAT. SENSOR KTY84-130 DESIGN IM B5 (IMV 1,IM V3) SHAFT WITH FITTED KEY HALF-KEY BALANCING BEARING: STANDARD WITH FIXED BEARING, VIBRATION SEVERITY GRADE: S/A, SHAFT AND FLANGE ACCURACY: R TERMINAL BOX (ABOVE) CABLE ENTRY ON THE ND-END SIGNAL CONNECTION LEFT | 5747 | TEM | 1 | MC | 83 | 1
1PH81071JF230BA1 | SIMOTICS M COMPACT ASYNCHRONOUS MOTOR 1500RPM, 14KW,89NM, 43,4A, 277V 1750RPM, 15,5KW,85NM, 42A, 314V 2000RPM, 18KW,86NM, 42,6A, 363V WATER COOLING DEGREE OF PROTECTION IP65 INCREMENT. ENCODER HTL 2048 S/R (ENCODER HTL2048S/R) with TEMPERAT. SENSOR KTY84-130 DESIGN IM B35 (IM V15, IM V35) PLAIN SHAFT WITHOUT FITTED KEY; BEARING: STANDARD WITH FIXED BEARING, VIBRATION SEVERITY GRADE: R/A, SHAFT AND FLANGE ACCURACY: R TERMINAL BOX (ABOVE) CABLE ENTRY ON THE RIGHT SIGNAL CONNECTION D-END | 5791 | TEM | 1 | MC | 83 | 1
1PH81071JF230BB1 | SIMOTICS M COMPACT ASYNCHRONOUS MOTOR 1500RPM, 14KW,89NM, 43,4A, 277V 1750RPM, 15,5KW,85NM, 42A, 314V 2000RPM, 18KW,86NM, 42,6A, 363V WATER COOLING DEGREE OF PROTECTION IP65 INCREMENT. ENCODER HTL 2048 S/R (ENCODER HTL2048S/R) with TEMPERAT. SENSOR KTY84-130 DESIGN IM B35 (IM V15, IM V35) PLAIN SHAFT WITHOUT FITTED KEY; BEARING: STANDARD WITH FIXED BEARING, VIBRATION SEVERITY GRADE: R/A, SHAFT AND FLANGE ACCURACY: R TERMINAL BOX (ABOVE) CABLE ENTRY ON THE LEFT SIGNAL CONNECTION D-END | 5791 | TEM | 1 | MC | 83 | 1
1PH81071JF230BC1 | SIMOTICS M COMPACT ASYNCHRONOUS MOTOR 1500RPM, 14KW,89NM, 43,4A, 277V 1750RPM, 15,5KW,85NM, 42A, 314V 2000RPM, 18KW,86NM, 42,6A, 363V WATER COOLING DEGREE OF PROTECTION IP65 INCREMENT. ENCODER HTL 2048 S/R (ENCODER HTL2048S/R) with TEMPERAT. SENSOR KTY84-130 DESIGN IM B35 (IM V15, IM V35) PLAIN SHAFT WITHOUT FITTED KEY; BEARING: STANDARD WITH FIXED BEARING, VIBRATION SEVERITY GRADE: R/A, SHAFT AND FLANGE ACCURACY: R TERMINAL BOX (ABOVE) CABLE ENTRY ON THE ND-END SIGNAL CONNECTION LEFT | 5791 | TEM | 1 | MC | 83 | 1
1PH81071JF230CA1 | SIMOTICS M COMPACT ASYNCHRONOUS MOTOR 1500RPM, 14KW,89NM, 43,4A, 277V 1750RPM, 15,5KW,85NM, 42A, 314V 2000RPM, 18KW,86NM, 42,6A, 363V WATER COOLING DEGREE OF PROTECTION IP65 INCREMENT. ENCODER HTL 2048 S/R (ENCODER HTL2048S/R) with TEMPERAT. SENSOR KTY84-130 DESIGN IM B35 (IM V15, IM V35) PLAIN SHAFT WITHOUT FITTED KEY; BEARING: STANDARD WITH FIXED BEARING, VIBRATION SEVERITY GRADE: S/A, SHAFT AND FLANGE ACCURACY: R TERMINAL BOX (ABOVE) CABLE ENTRY ON THE RIGHT SIGNAL CONNECTION D-END | 5986 | TEM | 1 | MC | 83 | 1
1PH81071JF230CB1 | SIMOTICS M COMPACT ASYNCHRONOUS MOTOR 1500RPM, 14KW,89NM, 43,4A, 277V 1750RPM, 15,5KW,85NM, 42A, 314V 2000RPM, 18KW,86NM, 42,6A, 363V WATER COOLING DEGREE OF PROTECTION IP65 INCREMENT. ENCODER HTL 2048 S/R (ENCODER HTL2048S/R) with TEMPERAT. SENSOR KTY84-130 DESIGN IM B35 (IM V15, IM V35) PLAIN SHAFT WITHOUT FITTED KEY; BEARING: STANDARD WITH FIXED BEARING, VIBRATION SEVERITY GRADE: S/A, SHAFT AND FLANGE ACCURACY: R TERMINAL BOX (ABOVE) CABLE ENTRY ON THE LEFT SIGNAL CONNECTION D-END | 5986 | TEM | 1 | MC | 83 | 1
1PH81071JF230CC1 | SIMOTICS M COMPACT ASYNCHRONOUS MOTOR 1500RPM, 14KW,89NM, 43,4A, 277V 1750RPM, 15,5KW,85NM, 42A, 314V 2000RPM, 18KW,86NM, 42,6A, 363V WATER COOLING DEGREE OF PROTECTION IP65 INCREMENT. ENCODER HTL 2048 S/R (ENCODER HTL2048S/R) with TEMPERAT. SENSOR KTY84-130 DESIGN IM B35 (IM V15, IM V35) PLAIN SHAFT WITHOUT FITTED KEY; BEARING: STANDARD WITH FIXED BEARING, VIBRATION SEVERITY GRADE: S/A, SHAFT AND FLANGE ACCURACY: R TERMINAL BOX (ABOVE) CABLE ENTRY ON THE ND-END SIGNAL CONNECTION LEFT | 5986 | TEM | 1 | MC | 83 | 1
1PH81071JF232BA1 | SIMOTICS M COMPACT ASYNCHRONOUS MOTOR 1500RPM, 14KW,89NM, 43,4A, 277V 1750RPM, 15,5KW,85NM, 42A, 314V 2000RPM, 18KW,86NM, 42,6A, 363V WATER COOLING DEGREE OF PROTECTION IP65 INCREMENT. ENCODER HTL 2048 S/R (ENCODER HTL2048S/R) with TEMPERAT. SENSOR KTY84-130 DESIGN IM B35 (IM V15, IM V35) SHAFT WITH FITTED KEY HALF-KEY BALANCING BEARING: STANDARD WITH FIXED BEARING, VIBRATION SEVERITY GRADE: R/A, SHAFT AND FLANGE ACCURACY: R TERMINAL BOX (ABOVE) CABLE ENTRY ON THE RIGHT SIGNAL CONNECTION D-END | 5791 | TEM | 1 | MC | 83 | 1
1PH81071JF232BB1 | SIMOTICS M COMPACT ASYNCHRONOUS MOTOR 1500RPM, 14KW,89NM, 43,4A, 277V 1750RPM, 15,5KW,85NM, 42A, 314V 2000RPM, 18KW,86NM, 42,6A, 363V WATER COOLING DEGREE OF PROTECTION IP65 INCREMENT. ENCODER HTL 2048 S/R (ENCODER HTL2048S/R) with TEMPERAT. SENSOR KTY84-130 DESIGN IM B35 (IM V15, IM V35) SHAFT WITH FITTED KEY HALF-KEY BALANCING BEARING: STANDARD WITH FIXED BEARING, VIBRATION SEVERITY GRADE: R/A, SHAFT AND FLANGE ACCURACY: R TERMINAL BOX (ABOVE) CABLE ENTRY ON THE LEFT SIGNAL CONNECTION D-END | 5791 | TEM | 1 | MC | 83 | 1
1PH81071JF232BC1 | SIMOTICS M COMPACT ASYNCHRONOUS MOTOR 1500RPM, 14KW,89NM, 43,4A, 277V 1750RPM, 15,5KW,85NM, 42A, 314V 2000RPM, 18KW,86NM, 42,6A, 363V WATER COOLING DEGREE OF PROTECTION IP65 INCREMENT. ENCODER HTL 2048 S/R (ENCODER HTL2048S/R) with TEMPERAT. SENSOR KTY84-130 DESIGN IM B35 (IM V15, IM V35) SHAFT WITH FITTED KEY HALF-KEY BALANCING BEARING: STANDARD WITH FIXED BEARING, VIBRATION SEVERITY GRADE: R/A, SHAFT AND FLANGE ACCURACY: R TERMINAL BOX (ABOVE) CABLE ENTRY ON THE ND-END SIGNAL CONNECTION LEFT | 5791 | TEM | 1 | MC | 83 | 1
1PH81071JF232CA1 | SIMOTICS M COMPACT ASYNCHRONOUS MOTOR 1500RPM, 14KW,89NM, 43,4A, 277V 1750RPM, 15,5KW,85NM, 42A, 314V 2000RPM, 18KW,86NM, 42,6A, 363V WATER COOLING DEGREE OF PROTECTION IP65 INCREMENT. ENCODER HTL 2048 S/R (ENCODER HTL2048S/R) with TEMPERAT. SENSOR KTY84-130 DESIGN IM B35 (IM V15, IM V35) SHAFT WITH FITTED KEY HALF-KEY BALANCING BEARING: STANDARD WITH FIXED BEARING, VIBRATION SEVERITY GRADE: S/A, SHAFT AND FLANGE ACCURACY: R TERMINAL BOX (ABOVE) CABLE ENTRY ON THE RIGHT SIGNAL CONNECTION D-END | 5986 | TEM | 1 | MC | 83 | 1
1PH81071JF232CB1 | SIMOTICS M COMPACT ASYNCHRONOUS MOTOR 1500RPM, 14KW,89NM, 43,4A, 277V 1750RPM, 15,5KW,85NM, 42A, 314V 2000RPM, 18KW,86NM, 42,6A, 363V WATER COOLING DEGREE OF PROTECTION IP65 INCREMENT. ENCODER HTL 2048 S/R (ENCODER HTL2048S/R) with TEMPERAT. SENSOR KTY84-130 DESIGN IM B35 (IM V15, IM V35) SHAFT WITH FITTED KEY HALF-KEY BALANCING BEARING: STANDARD WITH FIXED BEARING, VIBRATION SEVERITY GRADE: S/A, SHAFT AND FLANGE ACCURACY: R TERMINAL BOX (ABOVE) CABLE ENTRY ON THE LEFT SIGNAL CONNECTION D-END | 5986 | TEM | 1 | MC | 83 | 1
1PH81071JF232CC1 | SIMOTICS M COMPACT ASYNCHRONOUS MOTOR 1500RPM, 14KW,89NM, 43,4A, 277V 1750RPM, 15,5KW,85NM, 42A, 314V 2000RPM, 18KW,86NM, 42,6A, 363V WATER COOLING DEGREE OF PROTECTION IP65 INCREMENT. ENCODER HTL 2048 S/R (ENCODER HTL2048S/R) with TEMPERAT. SENSOR KTY84-130 DESIGN IM B35 (IM V15, IM V35) SHAFT WITH FITTED KEY HALF-KEY BALANCING BEARING: STANDARD WITH FIXED BEARING, VIBRATION SEVERITY GRADE: S/A, SHAFT AND FLANGE ACCURACY: R TERMINAL BOX (ABOVE) CABLE ENTRY ON THE ND-END SIGNAL CONNECTION LEFT | 5986 | TEM | 1 | MC | 83 | 1
1PH81071JF232DB1 | SIMOTICS M COMPACT ASYNCHRONOUS MOTOR 1500RPM, 14KW,89NM, 43,4A, 277V 1750RPM, 15,5KW,85NM, 42A, 314V 2000RPM, 18KW,86NM, 42,6A, 363V WATER COOLING DEGREE OF PROTECTION IP65 INCREMENT. ENCODER HTL 2048 S/R (ENCODER HTL2048S/R) with TEMPERAT. SENSOR KTY84-130 DESIGN IM B35 (IM V15, IM V35) SHAFT WITH FITTED KEY HALF-KEY BALANCING BEARING: STANDARD WITH FIXED BEARING, VIBRATION SEVERITY GRADE: SR/A, SHAFT AND FLANGE ACCURACY: R TERMINAL BOX (ABOVE) CABLE ENTRY ON THE LEFT SIGNAL CONNECTION D-END | 6056 | TEM | 1 | MC | 83 | 1
1PH81071JG002BA1 | SIMOTICS M COMPACT ASYNCHRONOUS MOTOR 2000RPM, 10,5KW,50NM, 26A, 355V 2300RPM, 12KW,50NM,26A, 406V 2650RPM, 13KW, 47NM, 24A, 460V FORCED VENTILATION; DIRECTION OF AIR FLOW DE --> NDE; DEGREE OF PROTECTION IP55 INCREMENT. ENCODER HTL 2048 S/R (ENCODER HTL2048S/R) with TEMPERAT. SENSOR KTY84-130 DESIGN IM B3 (IM V5, IM V6) SHAFT WITH FITTED KEY HALF-KEY BALANCING BEARING: STANDARD WITH FIXED BEARING, VIBRATION SEVERITY GRADE: R/A, SHAFT AND FLANGE ACCURACY: R TERMINAL BOX (ABOVE) CABLE ENTRY ON THE RIGHT SIGNAL CONNECTION D-END | 4625 | TEM | 1 | MC | 73 | 1
1PH81071JG021BA1 | SIMOTICS M COMPACT ASYNCHRONOUS MOTOR 2000RPM, 10,5KW,50NM, 26A, 355V 2300RPM, 12KW,50NM,26A, 406V 2650RPM, 13KW, 47NM, 24A, 460V FORCED VENTILATION; DIRECTION OF AIR FLOW DE --> NDE; DEGREE OF PROTECTION IP55 INCREMENT. ENCODER HTL 2048 S/R (ENCODER HTL2048S/R) with TEMPERAT. SENSOR KTY84-130 DESIGN IM B5 (IMV 1,IM V3) SHAFT WITH FITTED KEY FULL-KEY BALANCING BEARING: STANDARD WITH FIXED BEARING, VIBRATION SEVERITY GRADE: R/A, SHAFT AND FLANGE ACCURACY: R TERMINAL BOX (ABOVE) CABLE ENTRY ON THE RIGHT SIGNAL CONNECTION D-END | 4820 | TEM | 1 | MC | 73 | 1
1PH81071JG032BA1 | SIMOTICS M COMPACT ASYNCHRONOUS MOTOR 2000RPM, 10,5KW,50NM, 26A, 355V 2300RPM, 12KW,50NM,26A, 406V 2650RPM, 13KW, 47NM, 24A, 460V FORCED VENTILATION; DIRECTION OF AIR FLOW DE --> NDE; DEGREE OF PROTECTION IP55 INCREMENT. ENCODER HTL 2048 S/R (ENCODER HTL2048S/R) with TEMPERAT. SENSOR KTY84-130 DESIGN IM B35 (IM V15, IM V35) SHAFT WITH FITTED KEY HALF-KEY BALANCING BEARING: STANDARD WITH FIXED BEARING, VIBRATION SEVERITY GRADE: R/A, SHAFT AND FLANGE ACCURACY: R TERMINAL BOX (ABOVE) CABLE ENTRY ON THE RIGHT SIGNAL CONNECTION D-END | 5059 | TEM | 1 | MC | 73 | 1
1PH81071JG121DG1 | SIMOTICS M COMPACT ASYNCHRONOUS MOTOR 2000RPM, 10,5KW,50NM, 26A, 355V 2300RPM, 12,5KW,50NM, 26A, 406V 2650RPM, 13KW, 47NM, 24A, 460V FORCED VENTILATION; DIRECTION OF AIR FLOW NDE --> DE; DEGREE OF PROTECTION IP55 INCREMENT. ENCODER HTL 2048 S/R (ENCODER HTL2048S/R) with TEMPERAT. SENSOR KTY84-130 DESIGN IM B5 (IMV 1,IM V3) SHAFT WITH FITTED KEY FULL-KEY BALANCING BEARING: STANDARD WITH FIXED BEARING, VIBRATION SEVERITY GRADE: SR/A, SHAFT AND FLANGE ACCURACY: R POWER CONNECTOR (ABOVE) CABLE ENTRY ON THE ND-END SIGNAL CONNECTION LEFT | 5085 | TEM | 1 | MC | 73 | 1
1PH81071JG122BA1 | SIMOTICS M COMPACT ASYNCHRONOUS MOTOR 2000RPM, 10,5KW,50NM, 26A, 355V 2300RPM, 12,5KW,50NM, 26A, 406V 2650RPM, 13KW, 47NM, 24A, 460V FORCED VENTILATION; DIRECTION OF AIR FLOW NDE --> DE; DEGREE OF PROTECTION IP55 INCREMENT. ENCODER HTL 2048 S/R (ENCODER HTL2048S/R) with TEMPERAT. SENSOR KTY84-130 DESIGN IM B5 (IMV 1,IM V3) SHAFT WITH FITTED KEY HALF-KEY BALANCING BEARING: STANDARD WITH FIXED BEARING, VIBRATION SEVERITY GRADE: R/A, SHAFT AND FLANGE ACCURACY: R TERMINAL BOX (ABOVE) CABLE ENTRY ON THE RIGHT SIGNAL CONNECTION D-END | 4820 | TEM | 1 | MC | 73 | 1
1PH81071JG132BA1 | SIMOTICS M COMPACT ASYNCHRONOUS MOTOR 2000RPM, 10,5KW,50NM, 26A, 355V 2300RPM, 12,5KW,50NM, 26A, 406V 2650RPM, 13KW, 47NM, 24A, 460V FORCED VENTILATION; DIRECTION OF AIR FLOW NDE --> DE; DEGREE OF PROTECTION IP55 INCREMENT. ENCODER HTL 2048 S/R (ENCODER HTL2048S/R) with TEMPERAT. SENSOR KTY84-130 DESIGN IM B35 (IM V15, IM V35) SHAFT WITH FITTED KEY HALF-KEY BALANCING BEARING: STANDARD WITH FIXED BEARING, VIBRATION SEVERITY GRADE: R/A, SHAFT AND FLANGE ACCURACY: R TERMINAL BOX (ABOVE) CABLE ENTRY ON THE RIGHT SIGNAL CONNECTION D-END | 5059 | TEM | 1 | MC | 73 | 1
1PH81071JG132CA1 | SIMOTICS M COMPACT ASYNCHRONOUS MOTOR 2000RPM, 10,5KW,50NM, 26A, 355V 2300RPM, 12,5KW,50NM, 26A, 406V 2650RPM, 13KW, 47NM, 24A, 460V FORCED VENTILATION; DIRECTION OF AIR FLOW NDE --> DE; DEGREE OF PROTECTION IP55 INCREMENT. ENCODER HTL 2048 S/R (ENCODER HTL2048S/R) with TEMPERAT. SENSOR KTY84-130 DESIGN IM B35 (IM V15, IM V35) SHAFT WITH FITTED KEY HALF-KEY BALANCING BEARING: STANDARD WITH FIXED BEARING, VIBRATION SEVERITY GRADE: S/A, SHAFT AND FLANGE ACCURACY: R TERMINAL BOX (ABOVE) CABLE ENTRY ON THE RIGHT SIGNAL CONNECTION D-END | 5254 | TEM | 1 | MC | 73 | 1
1PH81071JM001BA1 | SIMOTICS M COMPACT ASYNCHRONOUS MOTOR 3000RPM, 12KW, 38NM, 38A, 294V 3300RPM, 13KW, 38NM, 38A, 326V 3600RPM, 14KW,37NM, 37,5A, 355V FORCED VENTILATION; DIRECTION OF AIR FLOW DE --> NDE; DEGREE OF PROTECTION IP55 INCREMENT. ENCODER HTL 2048 S/R (ENCODER HTL2048S/R) with TEMPERAT. SENSOR KTY84-130 DESIGN IM B3 (IM V5, IM V6) SHAFT WITH FITTED KEY FULL-KEY BALANCING BEARING: STANDARD WITH FIXED BEARING, VIBRATION SEVERITY GRADE: R/A, SHAFT AND FLANGE ACCURACY: R TERMINAL BOX (ABOVE) CABLE ENTRY ON THE RIGHT SIGNAL CONNECTION D-END | 4625 | TEM | 1 | MC | 73 | 1
1PH81071MD000CA1 | SIMOTICS M COMPACT ASYNCHRONOUS MOTOR 1000RPM, 6,3KW,60NM,17,5A, 307V 1150RPM, 7,2KW,60NM,17,5A, 348V 1350RPM, 8,0KW, 57NM, 17A, 400V FORCED VENTILATION; DIRECTION OF AIR FLOW DE --> NDE; DEGREE OF PROTECTION IP55 INCREMENTAL ENCODER SIN/COS 1VPP 2048 S/R WITH ND-END AT TERMINAL BOX (ENCODER IC2048S/R) with TEMPERAT. SENSOR KTY84-130 DESIGN IM B3 (IM V5, IM V6) PLAIN SHAFT WITHOUT FITTED KEY; BEARING: STANDARD WITH FIXED BEARING, VIBRATION SEVERITY GRADE: S/A, SHAFT AND FLANGE ACCURACY: R TERMINAL BOX (ABOVE) CABLE ENTRY ON THE RIGHT SIGNAL CONNECTION D-END | 4733 | TEM | 1 | MC | 73 | 1
1PH81071MD001BE1 | SIMOTICS M COMPACT ASYNCHRONOUS MOTOR 1000RPM, 6,3KW,60NM,17,5A, 307V 1150RPM, 7,2KW,60NM,17,5A, 348V 1350RPM, 8,0KW, 57NM, 17A, 400V FORCED VENTILATION; DIRECTION OF AIR FLOW DE --> NDE; DEGREE OF PROTECTION IP55 INCREMENTAL ENCODER SIN/COS 1VPP 2048 S/R WITH ND-END AT TERMINAL BOX (ENCODER IC2048S/R) with TEMPERAT. SENSOR KTY84-130 DESIGN IM B3 (IM V5, IM V6) SHAFT WITH FITTED KEY FULL-KEY BALANCING BEARING: STANDARD WITH FIXED BEARING, VIBRATION SEVERITY GRADE: R/A, SHAFT AND FLANGE ACCURACY: R POWER CONNECTOR (ABOVE) CABLE ENTRY ON THE RIGHT SIGNAL CONNECTION D-END | 4538 | TEM | 1 | MC | 73 | 1
1PH81071MD002BC1 | SIMOTICS M COMPACT ASYNCHRONOUS MOTOR 1000RPM, 6,3KW,60NM,17,5A, 307V 1150RPM, 7,2KW,60NM,17,5A, 348V 1350RPM, 8,0KW, 57NM, 17A, 400V FORCED VENTILATION; DIRECTION OF AIR FLOW DE --> NDE; DEGREE OF PROTECTION IP55 INCREMENTAL ENCODER SIN/COS 1VPP 2048 S/R WITH ND-END AT TERMINAL BOX (ENCODER IC2048S/R) with TEMPERAT. SENSOR KTY84-130 DESIGN IM B3 (IM V5, IM V6) SHAFT WITH FITTED KEY HALF-KEY BALANCING BEARING: STANDARD WITH FIXED BEARING, VIBRATION SEVERITY GRADE: R/A, SHAFT AND FLANGE ACCURACY: R TERMINAL BOX (ABOVE) CABLE ENTRY ON THE ND-END SIGNAL CONNECTION LEFT | 4538 | TEM | 1 | MC | 73 | 1
1PH81071MD020BC1 | SIMOTICS M COMPACT ASYNCHRONOUS MOTOR 1000RPM, 6,3KW,60NM,17,5A, 307V 1150RPM, 7,2KW,60NM,17,5A, 348V 1350RPM, 8,0KW, 57NM, 17A, 400V FORCED VENTILATION; DIRECTION OF AIR FLOW DE --> NDE; DEGREE OF PROTECTION IP55 INCREMENTAL ENCODER SIN/COS 1VPP 2048 S/R WITH ND-END AT TERMINAL BOX (ENCODER IC2048S/R) with TEMPERAT. SENSOR KTY84-130 DESIGN IM B5 (IMV 1,IM V3) PLAIN SHAFT WITHOUT FITTED KEY; BEARING: STANDARD WITH FIXED BEARING, VIBRATION SEVERITY GRADE: R/A, SHAFT AND FLANGE ACCURACY: R TERMINAL BOX (ABOVE) CABLE ENTRY ON THE ND-END SIGNAL CONNECTION LEFT | 4733 | TEM | 1 | MC | 73 | 1
1PH81071MD021BG1 | SIMOTICS M COMPACT ASYNCHRONOUS MOTOR 1000RPM, 6,3KW,60NM,17,5A, 307V 1150RPM, 7,2KW,60NM,17,5A, 348V 1350RPM, 8,0KW, 57NM, 17A, 400V FORCED VENTILATION; DIRECTION OF AIR FLOW DE --> NDE; DEGREE OF PROTECTION IP55 INCREMENTAL ENCODER SIN/COS 1VPP 2048 S/R WITH ND-END AT TERMINAL BOX (ENCODER IC2048S/R) with TEMPERAT. SENSOR KTY84-130 DESIGN IM B5 (IMV 1,IM V3) SHAFT WITH FITTED KEY FULL-KEY BALANCING BEARING: STANDARD WITH FIXED BEARING, VIBRATION SEVERITY GRADE: R/A, SHAFT AND FLANGE ACCURACY: R POWER CONNECTOR (ABOVE) CABLE ENTRY ON THE ND-END SIGNAL CONNECTION LEFT | 4733 | TEM | 1 | MC | 73 | 1
1PH81071MD021BH1 | SIMOTICS M COMPACT ASYNCHRONOUS MOTOR 1000RPM, 6,3KW,60NM,17,5A, 307V 1150RPM, 7,2KW,60NM,17,5A, 348V 1350RPM, 8,0KW, 57NM, 17A, 400V FORCED VENTILATION; DIRECTION OF AIR FLOW DE --> NDE; DEGREE OF PROTECTION IP55 INCREMENTAL ENCODER SIN/COS 1VPP 2048 S/R WITH ND-END AT TERMINAL BOX (ENCODER IC2048S/R) with TEMPERAT. SENSOR KTY84-130 DESIGN IM B5 (IMV 1,IM V3) SHAFT WITH FITTED KEY FULL-KEY BALANCING BEARING: STANDARD WITH FIXED BEARING, VIBRATION SEVERITY GRADE: R/A, SHAFT AND FLANGE ACCURACY: R POWER CONNECTOR (ABOVE) CABLE ENTRY ON THE ND-END SIGNAL CONNECTION LEFT | 4733 | TEM | 1 | MC | 73 | 1
1PH81071MD021GH1 | SIMOTICS M COMPACT ASYNCHRONOUS MOTOR 1000RPM, 6,3KW,60NM,17,5A, 307V 1150RPM, 7,2KW,60NM,17,5A, 348V 1350RPM, 8,0KW, 57NM, 17A, 400V FORCED VENTILATION; DIRECTION OF AIR FLOW DE --> NDE; DEGREE OF PROTECTION IP55 INCREMENTAL ENCODER SIN/COS 1VPP 2048 S/R WITH ND-END AT TERMINAL BOX (ENCODER IC2048S/R) with TEMPERAT. SENSOR KTY84-130 DESIGN IM B5 (IMV 1,IM V3) SHAFT WITH FITTED KEY FULL-KEY BALANCING BEARING: STANDARD, VIBRATION SEVERITY GRADE: R/A, SHAFT AND FLANGE ACCURACY: R POWER CONNECTOR (ABOVE) CABLE ENTRY ON THE ND-END SIGNAL CONNECTION LEFT | 4449 | TEM | 1 | MC | 73 | 1
1PH81071MD032BA1 | SIMOTICS M COMPACT ASYNCHRONOUS MOTOR 1000RPM, 6,3KW,60NM,17,5A, 307V 1150RPM, 7,2KW,60NM,17,5A, 348V 1350RPM, 8,0KW, 57NM, 17A, 400V FORCED VENTILATION; DIRECTION OF AIR FLOW DE --> NDE; DEGREE OF PROTECTION IP55 INCREMENTAL ENCODER SIN/COS 1VPP 2048 S/R WITH ND-END AT TERMINAL BOX (ENCODER IC2048S/R) with TEMPERAT. SENSOR KTY84-130 DESIGN IM B35 (IM V15, IM V35) SHAFT WITH FITTED KEY HALF-KEY BALANCING BEARING: STANDARD WITH FIXED BEARING, VIBRATION SEVERITY GRADE: R/A, SHAFT AND FLANGE ACCURACY: R TERMINAL BOX (ABOVE) CABLE ENTRY ON THE RIGHT SIGNAL CONNECTION D-END | 4972 | TEM | 1 | MC | 73 | 1
1PH81071MD102DE1 | SIMOTICS M COMPACT ASYNCHRONOUS MOTOR 1000RPM, 6,3KW,60NM, 17,5A,307V 1150RPM, 7,2KW,60NM, 17,5A,348V 1350RPM, 8KW, 57NM, 17A, 400V FORCED VENTILATION; DIRECTION OF AIR FLOW NDE --> DE; DEGREE OF PROTECTION IP55 INCREMENTAL ENCODER SIN/COS 1VPP 2048 S/R WITH ND-END AT TERMINAL BOX (ENCODER IC2048S/R) with TEMPERAT. SENSOR KTY84-130 DESIGN IM B3 (IM V5, IM V6) SHAFT WITH FITTED KEY HALF-KEY BALANCING BEARING: STANDARD WITH FIXED BEARING, VIBRATION SEVERITY GRADE: SR/A, SHAFT AND FLANGE ACCURACY: R POWER CONNECTOR (ABOVE) CABLE ENTRY ON THE RIGHT SIGNAL CONNECTION D-END | 4804 | TEM | 1 | MC | 73 | 1
1PH81071MD121BA1 | SIMOTICS M COMPACT ASYNCHRONOUS MOTOR 1000RPM, 6,3KW,60NM, 17,5A,307V 1150RPM, 7,2KW,60NM, 17,5A,348V 1350RPM, 8KW, 57NM, 17A, 400V FORCED VENTILATION; DIRECTION OF AIR FLOW NDE --> DE; DEGREE OF PROTECTION IP55 INCREMENTAL ENCODER SIN/COS 1VPP 2048 S/R WITH ND-END AT TERMINAL BOX (ENCODER IC2048S/R) with TEMPERAT. SENSOR KTY84-130 DESIGN IM B5 (IMV 1,IM V3) SHAFT WITH FITTED KEY FULL-KEY BALANCING BEARING: STANDARD WITH FIXED BEARING, VIBRATION SEVERITY GRADE: R/A, SHAFT AND FLANGE ACCURACY: R TERMINAL BOX (ABOVE) CABLE ENTRY ON THE RIGHT SIGNAL CONNECTION D-END | 4733 | TEM | 1 | MC | 73 | 1
1PH81071MD132BA1 | SIMOTICS M COMPACT ASYNCHRONOUS MOTOR 1000RPM, 6,3KW,60NM, 17,5A,307V 1150RPM, 7,2KW,60NM, 17,5A,348V 1350RPM, 8KW, 57NM, 17A, 400V FORCED VENTILATION; DIRECTION OF AIR FLOW NDE --> DE; DEGREE OF PROTECTION IP55 INCREMENTAL ENCODER SIN/COS 1VPP 2048 S/R WITH ND-END AT TERMINAL BOX (ENCODER IC2048S/R) with TEMPERAT. SENSOR KTY84-130 DESIGN IM B35 (IM V15, IM V35) SHAFT WITH FITTED KEY HALF-KEY BALANCING BEARING: STANDARD WITH FIXED BEARING, VIBRATION SEVERITY GRADE: R/A, SHAFT AND FLANGE ACCURACY: R TERMINAL BOX (ABOVE) CABLE ENTRY ON THE RIGHT SIGNAL CONNECTION D-END | 4972 | TEM | 1 | MC | 73 | 1
1PH81071MF000BA1 | SIMOTICS M COMPACT ASYNCHRONOUS MOTOR 1500RPM, 9,0KW,57NM,23,5A, 330V 1750RPM, 10,0KW,55NM, 22A, 380V 2000RPM, 11KW,53NM, 21,5A, 428V FORCED VENTILATION; DIRECTION OF AIR FLOW DE --> NDE; DEGREE OF PROTECTION IP55 INCREMENTAL ENCODER SIN/COS 1VPP 2048 S/R WITH ND-END AT TERMINAL BOX (ENCODER IC2048S/R) with TEMPERAT. SENSOR KTY84-130 DESIGN IM B3 (IM V5, IM V6) PLAIN SHAFT WITHOUT FITTED KEY; BEARING: STANDARD WITH FIXED BEARING, VIBRATION SEVERITY GRADE: R/A, SHAFT AND FLANGE ACCURACY: R TERMINAL BOX (ABOVE) CABLE ENTRY ON THE RIGHT SIGNAL CONNECTION D-END | 4538 | TEM | 1 | MC | 73 | 1
1PH81071MF000HB1 | SIMOTICS M COMPACT ASYNCHRONOUS MOTOR 1500RPM, 9,0KW,57NM,23,5A, 330V 1750RPM, 10,0KW,55NM, 22A, 380V 2000RPM, 11KW,53NM, 21,5A, 428V FORCED VENTILATION; DIRECTION OF AIR FLOW DE --> NDE; DEGREE OF PROTECTION IP55 INCREMENTAL ENCODER SIN/COS 1VPP 2048 S/R WITH ND-END AT TERMINAL BOX (ENCODER IC2048S/R) with TEMPERAT. SENSOR KTY84-130 DESIGN IM B3 (IM V5, IM V6) PLAIN SHAFT WITHOUT FITTED KEY; BEARING: STANDARD, VIBRATION SEVERITY GRADE: S/A, SHAFT AND FLANGE ACCURACY: R TERMINAL BOX (ABOVE) CABLE ENTRY ON THE LEFT SIGNAL CONNECTION D-END | 4449 | TEM | 1 | MC | 73 | 1
1PH81071MF002BA1 | SIMOTICS M COMPACT ASYNCHRONOUS MOTOR 1500RPM, 9,0KW,57NM,23,5A, 330V 1750RPM, 10,0KW,55NM, 22A, 380V 2000RPM, 11KW,53NM, 21,5A, 428V FORCED VENTILATION; DIRECTION OF AIR FLOW DE --> NDE; DEGREE OF PROTECTION IP55 INCREMENTAL ENCODER SIN/COS 1VPP 2048 S/R WITH ND-END AT TERMINAL BOX (ENCODER IC2048S/R) with TEMPERAT. SENSOR KTY84-130 DESIGN IM B3 (IM V5, IM V6) SHAFT WITH FITTED KEY HALF-KEY BALANCING BEARING: STANDARD WITH FIXED BEARING, VIBRATION SEVERITY GRADE: R/A, SHAFT AND FLANGE ACCURACY: R TERMINAL BOX (ABOVE) CABLE ENTRY ON THE RIGHT SIGNAL CONNECTION D-END | 4538 | TEM | 1 | MC | 73 | 1
1PH81071MF020CA1 | SIMOTICS M COMPACT ASYNCHRONOUS MOTOR 1500RPM, 9,0KW,57NM,23,5A, 330V 1750RPM, 10,0KW,55NM, 22A, 380V 2000RPM, 11KW,53NM, 21,5A, 428V FORCED VENTILATION; DIRECTION OF AIR FLOW DE --> NDE; DEGREE OF PROTECTION IP55 INCREMENTAL ENCODER SIN/COS 1VPP 2048 S/R WITH ND-END AT TERMINAL BOX (ENCODER IC2048S/R) with TEMPERAT. SENSOR KTY84-130 DESIGN IM B5 (IMV 1,IM V3) PLAIN SHAFT WITHOUT FITTED KEY; BEARING: STANDARD WITH FIXED BEARING, VIBRATION SEVERITY GRADE: S/A, SHAFT AND FLANGE ACCURACY: R TERMINAL BOX (ABOVE) CABLE ENTRY ON THE RIGHT SIGNAL CONNECTION D-END | 4928 | TEM | 1 | MC | 73 | 1
1PH81071MF020CB1 | SIMOTICS M COMPACT ASYNCHRONOUS MOTOR 1500RPM, 9,0KW,57NM,23,5A, 330V 1750RPM, 10,0KW,55NM, 22A, 380V 2000RPM, 11KW,53NM, 21,5A, 428V FORCED VENTILATION; DIRECTION OF AIR FLOW DE --> NDE; DEGREE OF PROTECTION IP55 INCREMENTAL ENCODER SIN/COS 1VPP 2048 S/R WITH ND-END AT TERMINAL BOX (ENCODER IC2048S/R) with TEMPERAT. SENSOR KTY84-130 DESIGN IM B5 (IMV 1,IM V3) PLAIN SHAFT WITHOUT FITTED KEY; BEARING: STANDARD WITH FIXED BEARING, VIBRATION SEVERITY GRADE: S/A, SHAFT AND FLANGE ACCURACY: R TERMINAL BOX (ABOVE) CABLE ENTRY ON THE LEFT SIGNAL CONNECTION D-END | 4928 | TEM | 1 | MC | 73 | 1
1PH81071MF020DH1 | SIMOTICS M COMPACT ASYNCHRONOUS MOTOR 1500RPM, 9,0KW,57NM,23,5A, 330V 1750RPM, 10,0KW,55NM, 22A, 380V 2000RPM, 11KW,53NM, 21,5A, 428V FORCED VENTILATION; DIRECTION OF AIR FLOW DE --> NDE; DEGREE OF PROTECTION IP55 INCREMENTAL ENCODER SIN/COS 1VPP 2048 S/R WITH ND-END AT TERMINAL BOX (ENCODER IC2048S/R) with TEMPERAT. SENSOR KTY84-130 DESIGN IM B5 (IMV 1,IM V3) PLAIN SHAFT WITHOUT FITTED KEY; BEARING: STANDARD WITH FIXED BEARING, VIBRATION SEVERITY GRADE: SR/A, SHAFT AND FLANGE ACCURACY: R POWER CONNECTOR (ABOVE) CABLE ENTRY ON THE ND-END SIGNAL CONNECTION LEFT | 4999 | TEM | 1 | MC | 73 | 1
1PH81071MF020LA1 | SIMOTICS M COMPACT ASYNCHRONOUS MOTOR 1500RPM, 9,0KW,57NM,23,5A, 330V 1750RPM, 10,0KW,55NM, 22A, 380V 2000RPM, 11KW,53NM, 21,5A, 428V FORCED VENTILATION; DIRECTION OF AIR FLOW DE --> NDE; DEGREE OF PROTECTION IP55 INCREMENTAL ENCODER SIN/COS 1VPP 2048 S/R WITH ND-END AT TERMINAL BOX (ENCODER IC2048S/R) with TEMPERAT. SENSOR KTY84-130 DESIGN IM B5 (IMV 1,IM V3) PLAIN SHAFT WITHOUT FITTED KEY; BEARING: PERFORMANCE, VIBRATION SEVERITY GRADE SPECIAL/B; SHAFT A. FLANGE ACCURACY GR. SPECIAL TERMINAL BOX (ABOVE) CABLE ENTRY ON THE RIGHT SIGNAL CONNECTION D-END | 5246 | TEM | 1 | MC | 73 | 1
1PH81071MF020LC1 | SIMOTICS M COMPACT ASYNCHRONOUS MOTOR 1500RPM, 9,0KW,57NM,23,5A, 330V 1750RPM, 10,0KW,55NM, 22A, 380V 2000RPM, 11KW,53NM, 21,5A, 428V FORCED VENTILATION; DIRECTION OF AIR FLOW DE --> NDE; DEGREE OF PROTECTION IP55 INCREMENTAL ENCODER SIN/COS 1VPP 2048 S/R WITH ND-END AT TERMINAL BOX (ENCODER IC2048S/R) with TEMPERAT. SENSOR KTY84-130 DESIGN IM B5 (IMV 1,IM V3) PLAIN SHAFT WITHOUT FITTED KEY; BEARING: PERFORMANCE, VIBRATION SEVERITY GRADE SPECIAL/B; SHAFT A. FLANGE ACCURACY GR. SPECIAL TERMINAL BOX (ABOVE) CABLE ENTRY ON THE ND-END SIGNAL CONNECTION LEFT | 5246 | TEM | 1 | MC | 73 | 1
1PH81071MF021BA1 | SIMOTICS M COMPACT ASYNCHRONOUS MOTOR 1500RPM, 9,0KW,57NM,23,5A, 330V 1750RPM, 10,0KW,55NM, 22A, 380V 2000RPM, 11KW,53NM, 21,5A, 428V FORCED VENTILATION; DIRECTION OF AIR FLOW DE --> NDE; DEGREE OF PROTECTION IP55 INCREMENTAL ENCODER SIN/COS 1VPP 2048 S/R WITH ND-END AT TERMINAL BOX (ENCODER IC2048S/R) with TEMPERAT. SENSOR KTY84-130 DESIGN IM B5 (IMV 1,IM V3) SHAFT WITH FITTED KEY FULL-KEY BALANCING BEARING: STANDARD WITH FIXED BEARING, VIBRATION SEVERITY GRADE: R/A, SHAFT AND FLANGE ACCURACY: R TERMINAL BOX (ABOVE) CABLE ENTRY ON THE RIGHT SIGNAL CONNECTION D-END | 4733 | TEM | 1 | MC | 73 | 1
1PH81071MF021BC1 | SIMOTICS M COMPACT ASYNCHRONOUS MOTOR 1500RPM, 9,0KW,57NM,23,5A, 330V 1750RPM, 10,0KW,55NM, 22A, 380V 2000RPM, 11KW,53NM, 21,5A, 428V FORCED VENTILATION; DIRECTION OF AIR FLOW DE --> NDE; DEGREE OF PROTECTION IP55 INCREMENTAL ENCODER SIN/COS 1VPP 2048 S/R WITH ND-END AT TERMINAL BOX (ENCODER IC2048S/R) with TEMPERAT. SENSOR KTY84-130 DESIGN IM B5 (IMV 1,IM V3) SHAFT WITH FITTED KEY FULL-KEY BALANCING BEARING: STANDARD WITH FIXED BEARING, VIBRATION SEVERITY GRADE: R/A, SHAFT AND FLANGE ACCURACY: R TERMINAL BOX (ABOVE) CABLE ENTRY ON THE ND-END SIGNAL CONNECTION LEFT | 4733 | TEM | 1 | MC | 73 | 1
1PH81071MF021LA1 | SIMOTICS M COMPACT ASYNCHRONOUS MOTOR 1500RPM, 9,0KW,57NM,23,5A, 330V 1750RPM, 10,0KW,55NM, 22A, 380V 2000RPM, 11KW,53NM, 21,5A, 428V FORCED VENTILATION; DIRECTION OF AIR FLOW DE --> NDE; DEGREE OF PROTECTION IP55 INCREMENTAL ENCODER SIN/COS 1VPP 2048 S/R WITH ND-END AT TERMINAL BOX (ENCODER IC2048S/R) with TEMPERAT. SENSOR KTY84-130 DESIGN IM B5 (IMV 1,IM V3) SHAFT WITH FITTED KEY FULL-KEY BALANCING BEARING: PERFORMANCE, VIBRATION SEVERITY GRADE SPECIAL/B; SHAFT A. FLANGE ACCURACY GR. SPECIAL TERMINAL BOX (ABOVE) CABLE ENTRY ON THE RIGHT SIGNAL CONNECTION D-END | 5246 | TEM | 1 | MC | 73 | 1
1PH81071MF022GA1 | SIMOTICS M COMPACT ASYNCHRONOUS MOTOR 1500RPM, 9,0KW,57NM,23,5A, 330V 1750RPM, 10,0KW,55NM, 22A, 380V 2000RPM, 11KW,53NM, 21,5A, 428V FORCED VENTILATION; DIRECTION OF AIR FLOW DE --> NDE; DEGREE OF PROTECTION IP55 INCREMENTAL ENCODER SIN/COS 1VPP 2048 S/R WITH ND-END AT TERMINAL BOX (ENCODER IC2048S/R) with TEMPERAT. SENSOR KTY84-130 DESIGN IM B5 (IMV 1,IM V3) SHAFT WITH FITTED KEY HALF-KEY BALANCING BEARING: STANDARD, VIBRATION SEVERITY GRADE: R/A, SHAFT AND FLANGE ACCURACY: R TERMINAL BOX (ABOVE) CABLE ENTRY ON THE RIGHT SIGNAL CONNECTION D-END | 4449 | TEM | 1 | MC | 73 | 1
1PH81071MF022LA1 | SIMOTICS M COMPACT ASYNCHRONOUS MOTOR 1500RPM, 9,0KW,57NM,23,5A, 330V 1750RPM, 10,0KW,55NM, 22A, 380V 2000RPM, 11KW,53NM, 21,5A, 428V FORCED VENTILATION; DIRECTION OF AIR FLOW DE --> NDE; DEGREE OF PROTECTION IP55 INCREMENTAL ENCODER SIN/COS 1VPP 2048 S/R WITH ND-END AT TERMINAL BOX (ENCODER IC2048S/R) with TEMPERAT. SENSOR KTY84-130 DESIGN IM B5 (IMV 1,IM V3) SHAFT WITH FITTED KEY HALF-KEY BALANCING BEARING: PERFORMANCE, VIBRATION SEVERITY GRADE SPECIAL/B; SHAFT A. FLANGE ACCURACY GR. SPECIAL TERMINAL BOX (ABOVE) CABLE ENTRY ON THE RIGHT SIGNAL CONNECTION D-END | 5246 | TEM | 1 | MC | 73 | 1
1PH81071MF030BA1 | SIMOTICS M COMPACT ASYNCHRONOUS MOTOR 1500RPM, 9,0KW,57NM,23,5A, 330V 1750RPM, 10,0KW,55NM, 22A, 380V 2000RPM, 11KW,53NM, 21,5A, 428V FORCED VENTILATION; DIRECTION OF AIR FLOW DE --> NDE; DEGREE OF PROTECTION IP55 INCREMENTAL ENCODER SIN/COS 1VPP 2048 S/R WITH ND-END AT TERMINAL BOX (ENCODER IC2048S/R) with TEMPERAT. SENSOR KTY84-130 DESIGN IM B35 (IM V15, IM V35) PLAIN SHAFT WITHOUT FITTED KEY; BEARING: STANDARD WITH FIXED BEARING, VIBRATION SEVERITY GRADE: R/A, SHAFT AND FLANGE ACCURACY: R TERMINAL BOX (ABOVE) CABLE ENTRY ON THE RIGHT SIGNAL CONNECTION D-END | 4972 | TEM | 1 | MC | 73 | 1
1PH81071MF030CB1 | SIMOTICS M COMPACT ASYNCHRONOUS MOTOR 1500RPM, 9,0KW,57NM,23,5A, 330V 1750RPM, 10,0KW,55NM, 22A, 380V 2000RPM, 11KW,53NM, 21,5A, 428V FORCED VENTILATION; DIRECTION OF AIR FLOW DE --> NDE; DEGREE OF PROTECTION IP55 INCREMENTAL ENCODER SIN/COS 1VPP 2048 S/R WITH ND-END AT TERMINAL BOX (ENCODER IC2048S/R) with TEMPERAT. SENSOR KTY84-130 DESIGN IM B35 (IM V15, IM V35) PLAIN SHAFT WITHOUT FITTED KEY; BEARING: STANDARD WITH FIXED BEARING, VIBRATION SEVERITY GRADE: S/A, SHAFT AND FLANGE ACCURACY: R TERMINAL BOX (ABOVE) CABLE ENTRY ON THE LEFT SIGNAL CONNECTION D-END | 5167 | TEM | 1 | MC | 73 | 1
1PH81071MF031CA1 | SIMOTICS M COMPACT ASYNCHRONOUS MOTOR 1500RPM, 9,0KW,57NM,23,5A, 330V 1750RPM, 10,0KW,55NM, 22A, 380V 2000RPM, 11KW,53NM, 21,5A, 428V FORCED VENTILATION; DIRECTION OF AIR FLOW DE --> NDE; DEGREE OF PROTECTION IP55 INCREMENTAL ENCODER SIN/COS 1VPP 2048 S/R WITH ND-END AT TERMINAL BOX (ENCODER IC2048S/R) with TEMPERAT. SENSOR KTY84-130 DESIGN IM B35 (IM V15, IM V35) SHAFT WITH FITTED KEY FULL-KEY BALANCING BEARING: STANDARD WITH FIXED BEARING, VIBRATION SEVERITY GRADE: S/A, SHAFT AND FLANGE ACCURACY: R TERMINAL BOX (ABOVE) CABLE ENTRY ON THE RIGHT SIGNAL CONNECTION D-END | 5167 | TEM | 1 | MC | 73 | 1
1PH81071MF032BA1 | SIMOTICS M COMPACT ASYNCHRONOUS MOTOR 1500RPM, 9,0KW,57NM,23,5A, 330V 1750RPM, 10,0KW,55NM, 22A, 380V 2000RPM, 11KW,53NM, 21,5A, 428V FORCED VENTILATION; DIRECTION OF AIR FLOW DE --> NDE; DEGREE OF PROTECTION IP55 INCREMENTAL ENCODER SIN/COS 1VPP 2048 S/R WITH ND-END AT TERMINAL BOX (ENCODER IC2048S/R) with TEMPERAT. SENSOR KTY84-130 DESIGN IM B35 (IM V15, IM V35) SHAFT WITH FITTED KEY HALF-KEY BALANCING BEARING: STANDARD WITH FIXED BEARING, VIBRATION SEVERITY GRADE: R/A, SHAFT AND FLANGE ACCURACY: R TERMINAL BOX (ABOVE) CABLE ENTRY ON THE RIGHT SIGNAL CONNECTION D-END | 4972 | TEM | 1 | MC | 73 | 1
1PH81071MF032CA1 | SIMOTICS M COMPACT ASYNCHRONOUS MOTOR 1500RPM, 9,0KW,57NM,23,5A, 330V 1750RPM, 10,0KW,55NM, 22A, 380V 2000RPM, 11KW,53NM, 21,5A, 428V FORCED VENTILATION; DIRECTION OF AIR FLOW DE --> NDE; DEGREE OF PROTECTION IP55 INCREMENTAL ENCODER SIN/COS 1VPP 2048 S/R WITH ND-END AT TERMINAL BOX (ENCODER IC2048S/R) with TEMPERAT. SENSOR KTY84-130 DESIGN IM B35 (IM V15, IM V35) SHAFT WITH FITTED KEY HALF-KEY BALANCING BEARING: STANDARD WITH FIXED BEARING, VIBRATION SEVERITY GRADE: S/A, SHAFT AND FLANGE ACCURACY: R TERMINAL BOX (ABOVE) CABLE ENTRY ON THE RIGHT SIGNAL CONNECTION D-END | 5167 | TEM | 1 | MC | 73 | 1
1PH81071MF100DB1 | SIMOTICS M COMPACT ASYNCHRONOUS MOTOR 1500RPM, 9KW, 57NM, 23,5A, 330V 1750RPM, 10KW, 55NM, 22A, 380V 2000RPM, 11KW,53NM, 21,5A, 428V FORCED VENTILATION; DIRECTION OF AIR FLOW NDE --> DE; DEGREE OF PROTECTION IP55 INCREMENTAL ENCODER SIN/COS 1VPP 2048 S/R WITH ND-END AT TERMINAL BOX (ENCODER IC2048S/R) with TEMPERAT. SENSOR KTY84-130 DESIGN IM B3 (IM V5, IM V6) PLAIN SHAFT WITHOUT FITTED KEY; BEARING: STANDARD WITH FIXED BEARING, VIBRATION SEVERITY GRADE: SR/A, SHAFT AND FLANGE ACCURACY: R TERMINAL BOX (ABOVE) CABLE ENTRY ON THE LEFT SIGNAL CONNECTION D-END | 4804 | TEM | 1 | MC | 73 | 1
1PH81071MF120BA1 | SIMOTICS M COMPACT ASYNCHRONOUS MOTOR 1500RPM, 9KW, 57NM, 23,5A, 330V 1750RPM, 10KW, 55NM, 22A, 380V 2000RPM, 11KW,53NM, 21,5A, 428V FORCED VENTILATION; DIRECTION OF AIR FLOW NDE --> DE; DEGREE OF PROTECTION IP55 INCREMENTAL ENCODER SIN/COS 1VPP 2048 S/R WITH ND-END AT TERMINAL BOX (ENCODER IC2048S/R) with TEMPERAT. SENSOR KTY84-130 DESIGN IM B5 (IMV 1,IM V3) PLAIN SHAFT WITHOUT FITTED KEY; BEARING: STANDARD WITH FIXED BEARING, VIBRATION SEVERITY GRADE: R/A, SHAFT AND FLANGE ACCURACY: R TERMINAL BOX (ABOVE) CABLE ENTRY ON THE RIGHT SIGNAL CONNECTION D-END | 4733 | TEM | 1 | MC | 73 | 1
1PH81071MF120BB1 | SIMOTICS M COMPACT ASYNCHRONOUS MOTOR 1500RPM, 9KW, 57NM, 23,5A, 330V 1750RPM, 10KW, 55NM, 22A, 380V 2000RPM, 11KW,53NM, 21,5A, 428V FORCED VENTILATION; DIRECTION OF AIR FLOW NDE --> DE; DEGREE OF PROTECTION IP55 INCREMENTAL ENCODER SIN/COS 1VPP 2048 S/R WITH ND-END AT TERMINAL BOX (ENCODER IC2048S/R) with TEMPERAT. SENSOR KTY84-130 DESIGN IM B5 (IMV 1,IM V3) PLAIN SHAFT WITHOUT FITTED KEY; BEARING: STANDARD WITH FIXED BEARING, VIBRATION SEVERITY GRADE: R/A, SHAFT AND FLANGE ACCURACY: R TERMINAL BOX (ABOVE) CABLE ENTRY ON THE LEFT SIGNAL CONNECTION D-END | 4733 | TEM | 1 | MC | 73 | 1
1PH81071MF120CB1 | SIMOTICS M COMPACT ASYNCHRONOUS MOTOR 1500RPM, 9KW, 57NM, 23,5A, 330V 1750RPM, 10KW, 55NM, 22A, 380V 2000RPM, 11KW,53NM, 21,5A, 428V FORCED VENTILATION; DIRECTION OF AIR FLOW NDE --> DE; DEGREE OF PROTECTION IP55 INCREMENTAL ENCODER SIN/COS 1VPP 2048 S/R WITH ND-END AT TERMINAL BOX (ENCODER IC2048S/R) with TEMPERAT. SENSOR KTY84-130 DESIGN IM B5 (IMV 1,IM V3) PLAIN SHAFT WITHOUT FITTED KEY; BEARING: STANDARD WITH FIXED BEARING, VIBRATION SEVERITY GRADE: S/A, SHAFT AND FLANGE ACCURACY: R TERMINAL BOX (ABOVE) CABLE ENTRY ON THE LEFT SIGNAL CONNECTION D-END | 4928 | TEM | 1 | MC | 73 | 1
1PH81071MF120LA1 | SIMOTICS M COMPACT ASYNCHRONOUS MOTOR 1500RPM, 9KW, 57NM, 23,5A, 330V 1750RPM, 10KW, 55NM, 22A, 380V 2000RPM, 11KW,53NM, 21,5A, 428V FORCED VENTILATION; DIRECTION OF AIR FLOW NDE --> DE; DEGREE OF PROTECTION IP55 INCREMENTAL ENCODER SIN/COS 1VPP 2048 S/R WITH ND-END AT TERMINAL BOX (ENCODER IC2048S/R) with TEMPERAT. SENSOR KTY84-130 DESIGN IM B5 (IMV 1,IM V3) PLAIN SHAFT WITHOUT FITTED KEY; BEARING: PERFORMANCE, VIBRATION SEVERITY GRADE SPECIAL/B; SHAFT A. FLANGE ACCURACY GR. SPECIAL TERMINAL BOX (ABOVE) CABLE ENTRY ON THE RIGHT SIGNAL CONNECTION D-END | 5246 | TEM | 1 | MC | 73 | 1
1PH81071MF121BA1 | SIMOTICS M COMPACT ASYNCHRONOUS MOTOR 1500RPM, 9KW, 57NM, 23,5A, 330V 1750RPM, 10KW, 55NM, 22A, 380V 2000RPM, 11KW,53NM, 21,5A, 428V FORCED VENTILATION; DIRECTION OF AIR FLOW NDE --> DE; DEGREE OF PROTECTION IP55 INCREMENTAL ENCODER SIN/COS 1VPP 2048 S/R WITH ND-END AT TERMINAL BOX (ENCODER IC2048S/R) with TEMPERAT. SENSOR KTY84-130 DESIGN IM B5 (IMV 1,IM V3) SHAFT WITH FITTED KEY FULL-KEY BALANCING BEARING: STANDARD WITH FIXED BEARING, VIBRATION SEVERITY GRADE: R/A, SHAFT AND FLANGE ACCURACY: R TERMINAL BOX (ABOVE) CABLE ENTRY ON THE RIGHT SIGNAL CONNECTION D-END | 4733 | TEM | 1 | MC | 73 | 1
1PH81071MF130DB1 | SIMOTICS M COMPACT ASYNCHRONOUS MOTOR 1500RPM, 9KW, 57NM, 23,5A, 330V 1750RPM, 10KW, 55NM, 22A, 380V 2000RPM, 11KW,53NM, 21,5A, 428V FORCED VENTILATION; DIRECTION OF AIR FLOW NDE --> DE; DEGREE OF PROTECTION IP55 INCREMENTAL ENCODER SIN/COS 1VPP 2048 S/R WITH ND-END AT TERMINAL BOX (ENCODER IC2048S/R) with TEMPERAT. SENSOR KTY84-130 DESIGN IM B35 (IM V15, IM V35) PLAIN SHAFT WITHOUT FITTED KEY; BEARING: STANDARD WITH FIXED BEARING, VIBRATION SEVERITY GRADE: SR/A, SHAFT AND FLANGE ACCURACY: R TERMINAL BOX (ABOVE) CABLE ENTRY ON THE LEFT SIGNAL CONNECTION D-END | 5237 | TEM | 1 | MC | 73 | 1
1PH81071MF131DA1 | SIMOTICS M COMPACT ASYNCHRONOUS MOTOR 1500RPM, 9KW, 57NM, 23,5A, 330V 1750RPM, 10KW, 55NM, 22A, 380V 2000RPM, 11KW,53NM, 21,5A, 428V FORCED VENTILATION; DIRECTION OF AIR FLOW NDE --> DE; DEGREE OF PROTECTION IP55 INCREMENTAL ENCODER SIN/COS 1VPP 2048 S/R WITH ND-END AT TERMINAL BOX (ENCODER IC2048S/R) with TEMPERAT. SENSOR KTY84-130 DESIGN IM B35 (IM V15, IM V35) SHAFT WITH FITTED KEY FULL-KEY BALANCING BEARING: STANDARD WITH FIXED BEARING, VIBRATION SEVERITY GRADE: SR/A, SHAFT AND FLANGE ACCURACY: R TERMINAL BOX (ABOVE) CABLE ENTRY ON THE RIGHT SIGNAL CONNECTION D-END | 5237 | TEM | 1 | MC | 73 | 1
1PH81071MF220BA1 | SIMOTICS M COMPACT ASYNCHRONOUS MOTOR 1500RPM, 14KW,89NM, 43,4A, 277V 1750RPM, 15,5KW,85NM, 42A, 314V 2000RPM, 18KW,86NM, 42,6A, 363V WATER COOLING DEGREE OF PROTECTION IP65 INCREMENTAL ENCODER SIN/COS 1VPP 2048 S/R WITH ND-END AT TERMINAL BOX (ENCODER IC2048S/R) with TEMPERAT. SENSOR KTY84-130 DESIGN IM B5 (IMV 1,IM V3) PLAIN SHAFT WITHOUT FITTED KEY; BEARING: STANDARD WITH FIXED BEARING, VIBRATION SEVERITY GRADE: R/A, SHAFT AND FLANGE ACCURACY: R TERMINAL BOX (ABOVE) CABLE ENTRY ON THE RIGHT SIGNAL CONNECTION D-END | 5466 | TEM | 1 | MC | 83 | 1
1PH81071MF220CC1 | SIMOTICS M COMPACT ASYNCHRONOUS MOTOR 1500RPM, 14KW,89NM, 43,4A, 277V 1750RPM, 15,5KW,85NM, 42A, 314V 2000RPM, 18KW,86NM, 42,6A, 363V WATER COOLING DEGREE OF PROTECTION IP65 INCREMENTAL ENCODER SIN/COS 1VPP 2048 S/R WITH ND-END AT TERMINAL BOX (ENCODER IC2048S/R) with TEMPERAT. SENSOR KTY84-130 DESIGN IM B5 (IMV 1,IM V3) PLAIN SHAFT WITHOUT FITTED KEY; BEARING: STANDARD WITH FIXED BEARING, VIBRATION SEVERITY GRADE: S/A, SHAFT AND FLANGE ACCURACY: R TERMINAL BOX (ABOVE) CABLE ENTRY ON THE ND-END SIGNAL CONNECTION LEFT | 5661 | TEM | 1 | MC | 83 | 1
1PH81071MF220LC1 | SIMOTICS M COMPACT ASYNCHRONOUS MOTOR 1500RPM, 14KW,89NM, 43,4A, 277V 1750RPM, 15,5KW,85NM, 42A, 314V 2000RPM, 18KW,86NM, 42,6A, 363V WATER COOLING DEGREE OF PROTECTION IP65 INCREMENTAL ENCODER SIN/COS 1VPP 2048 S/R WITH ND-END AT TERMINAL BOX (ENCODER IC2048S/R) with TEMPERAT. SENSOR KTY84-130 DESIGN IM B5 (IMV 1,IM V3) PLAIN SHAFT WITHOUT FITTED KEY; BEARING: PERFORMANCE, VIBRATION SEVERITY GRADE SPECIAL/B; SHAFT A. FLANGE ACCURACY GR. SPECIAL TERMINAL BOX (ABOVE) CABLE ENTRY ON THE ND-END SIGNAL CONNECTION LEFT | 5978 | TEM | 1 | MC | 83 | 1
1PH81071MF221BA1 | SIMOTICS M COMPACT ASYNCHRONOUS MOTOR 1500RPM, 14KW,89NM, 43,4A, 277V 1750RPM, 15,5KW,85NM, 42A, 314V 2000RPM, 18KW,86NM, 42,6A, 363V WATER COOLING DEGREE OF PROTECTION IP65 INCREMENTAL ENCODER SIN/COS 1VPP 2048 S/R WITH ND-END AT TERMINAL BOX (ENCODER IC2048S/R) with TEMPERAT. SENSOR KTY84-130 DESIGN IM B5 (IMV 1,IM V3) SHAFT WITH FITTED KEY FULL-KEY BALANCING BEARING: STANDARD WITH FIXED BEARING, VIBRATION SEVERITY GRADE: R/A, SHAFT AND FLANGE ACCURACY: R TERMINAL BOX (ABOVE) CABLE ENTRY ON THE RIGHT SIGNAL CONNECTION D-END | 5466 | TEM | 1 | MC | 83 | 1
1PH81071MF222BA1 | SIMOTICS M COMPACT ASYNCHRONOUS MOTOR 1500RPM, 14KW,89NM, 43,4A, 277V 1750RPM, 15,5KW,85NM, 42A, 314V 2000RPM, 18KW,86NM, 42,6A, 363V WATER COOLING DEGREE OF PROTECTION IP65 INCREMENTAL ENCODER SIN/COS 1VPP 2048 S/R WITH ND-END AT TERMINAL BOX (ENCODER IC2048S/R) with TEMPERAT. SENSOR KTY84-130 DESIGN IM B5 (IMV 1,IM V3) SHAFT WITH FITTED KEY HALF-KEY BALANCING BEARING: STANDARD WITH FIXED BEARING, VIBRATION SEVERITY GRADE: R/A, SHAFT AND FLANGE ACCURACY: R TERMINAL BOX (ABOVE) CABLE ENTRY ON THE RIGHT SIGNAL CONNECTION D-END | 5466 | TEM | 1 | MC | 83 | 1
1PH81071MF231BA1 | SIMOTICS M COMPACT ASYNCHRONOUS MOTOR 1500RPM, 14KW,89NM, 43,4A, 277V 1750RPM, 15,5KW,85NM, 42A, 314V 2000RPM, 18KW,86NM, 42,6A, 363V WATER COOLING DEGREE OF PROTECTION IP65 INCREMENTAL ENCODER SIN/COS 1VPP 2048 S/R WITH ND-END AT TERMINAL BOX (ENCODER IC2048S/R) with TEMPERAT. SENSOR KTY84-130 DESIGN IM B35 (IM V15, IM V35) SHAFT WITH FITTED KEY FULL-KEY BALANCING BEARING: STANDARD WITH FIXED BEARING, VIBRATION SEVERITY GRADE: R/A, SHAFT AND FLANGE ACCURACY: R TERMINAL BOX (ABOVE) CABLE ENTRY ON THE RIGHT SIGNAL CONNECTION D-END | 5704 | TEM | 1 | MC | 83 | 1
1PH81071MF231CA1 | SIMOTICS M COMPACT ASYNCHRONOUS MOTOR 1500RPM, 14KW,89NM, 43,4A, 277V 1750RPM, 15,5KW,85NM, 42A, 314V 2000RPM, 18KW,86NM, 42,6A, 363V WATER COOLING DEGREE OF PROTECTION IP65 INCREMENTAL ENCODER SIN/COS 1VPP 2048 S/R WITH ND-END AT TERMINAL BOX (ENCODER IC2048S/R) with TEMPERAT. SENSOR KTY84-130 DESIGN IM B35 (IM V15, IM V35) SHAFT WITH FITTED KEY FULL-KEY BALANCING BEARING: STANDARD WITH FIXED BEARING, VIBRATION SEVERITY GRADE: S/A, SHAFT AND FLANGE ACCURACY: R TERMINAL BOX (ABOVE) CABLE ENTRY ON THE RIGHT SIGNAL CONNECTION D-END | 5899 | TEM | 1 | MC | 83 | 1
1PH81071MF231LA1 | SIMOTICS M COMPACT ASYNCHRONOUS MOTOR 1500RPM, 14KW,89NM, 43,4A, 277V 1750RPM, 15,5KW,85NM, 42A, 314V 2000RPM, 18KW,86NM, 42,6A, 363V WATER COOLING DEGREE OF PROTECTION IP65 INCREMENTAL ENCODER SIN/COS 1VPP 2048 S/R WITH ND-END AT TERMINAL BOX (ENCODER IC2048S/R) with TEMPERAT. SENSOR KTY84-130 DESIGN IM B35 (IM V15, IM V35) SHAFT WITH FITTED KEY FULL-KEY BALANCING BEARING: PERFORMANCE, VIBRATION SEVERITY GRADE SPECIAL/B; SHAFT A. FLANGE ACCURACY GR. SPECIAL TERMINAL BOX (ABOVE) CABLE ENTRY ON THE RIGHT SIGNAL CONNECTION D-END | 6217 | TEM | 1 | MC | 83 | 1
1PH81071MG000BA1 | SIMOTICS M COMPACT ASYNCHRONOUS MOTOR 2000RPM, 10,5KW,50NM, 26A, 355V 2300RPM, 12KW,50NM,26A, 406V 2650RPM, 13KW, 47NM, 24A, 460V FORCED VENTILATION; DIRECTION OF AIR FLOW DE --> NDE; DEGREE OF PROTECTION IP55 INCREMENTAL ENCODER SIN/COS 1VPP 2048 S/R WITH ND-END AT TERMINAL BOX (ENCODER IC2048S/R) with TEMPERAT. SENSOR KTY84-130 DESIGN IM B3 (IM V5, IM V6) PLAIN SHAFT WITHOUT FITTED KEY; BEARING: STANDARD WITH FIXED BEARING, VIBRATION SEVERITY GRADE: R/A, SHAFT AND FLANGE ACCURACY: R TERMINAL BOX (ABOVE) CABLE ENTRY ON THE RIGHT SIGNAL CONNECTION D-END | 4538 | TEM | 1 | MC | 73 | 1
1PH81071MG000DE1 | SIMOTICS M COMPACT ASYNCHRONOUS MOTOR 2000RPM, 10,5KW,50NM, 26A, 355V 2300RPM, 12KW,50NM,26A, 406V 2650RPM, 13KW, 47NM, 24A, 460V FORCED VENTILATION; DIRECTION OF AIR FLOW DE --> NDE; DEGREE OF PROTECTION IP55 INCREMENTAL ENCODER SIN/COS 1VPP 2048 S/R WITH ND-END AT TERMINAL BOX (ENCODER IC2048S/R) with TEMPERAT. SENSOR KTY84-130 DESIGN IM B3 (IM V5, IM V6) PLAIN SHAFT WITHOUT FITTED KEY; BEARING: STANDARD WITH FIXED BEARING, VIBRATION SEVERITY GRADE: SR/A, SHAFT AND FLANGE ACCURACY: R POWER CONNECTOR (ABOVE) CABLE ENTRY ON THE RIGHT SIGNAL CONNECTION D-END | 4804 | TEM | 1 | MC | 73 | 1
1PH81071MG002BA1 | SIMOTICS M COMPACT ASYNCHRONOUS MOTOR 2000RPM, 10,5KW,50NM, 26A, 355V 2300RPM, 12KW,50NM,26A, 406V 2650RPM, 13KW, 47NM, 24A, 460V FORCED VENTILATION; DIRECTION OF AIR FLOW DE --> NDE; DEGREE OF PROTECTION IP55 INCREMENTAL ENCODER SIN/COS 1VPP 2048 S/R WITH ND-END AT TERMINAL BOX (ENCODER IC2048S/R) with TEMPERAT. SENSOR KTY84-130 DESIGN IM B3 (IM V5, IM V6) SHAFT WITH FITTED KEY HALF-KEY BALANCING BEARING: STANDARD WITH FIXED BEARING, VIBRATION SEVERITY GRADE: R/A, SHAFT AND FLANGE ACCURACY: R TERMINAL BOX (ABOVE) CABLE ENTRY ON THE RIGHT SIGNAL CONNECTION D-END | 4538 | TEM | 1 | MC | 73 | 1
1PH81071MG020BA1 | SIMOTICS M COMPACT ASYNCHRONOUS MOTOR 2000RPM, 10,5KW,50NM, 26A, 355V 2300RPM, 12KW,50NM,26A, 406V 2650RPM, 13KW, 47NM, 24A, 460V FORCED VENTILATION; DIRECTION OF AIR FLOW DE --> NDE; DEGREE OF PROTECTION IP55 INCREMENTAL ENCODER SIN/COS 1VPP 2048 S/R WITH ND-END AT TERMINAL BOX (ENCODER IC2048S/R) with TEMPERAT. SENSOR KTY84-130 DESIGN IM B5 (IMV 1,IM V3) PLAIN SHAFT WITHOUT FITTED KEY; BEARING: STANDARD WITH FIXED BEARING, VIBRATION SEVERITY GRADE: R/A, SHAFT AND FLANGE ACCURACY: R TERMINAL BOX (ABOVE) CABLE ENTRY ON THE RIGHT SIGNAL CONNECTION D-END | 4733 | TEM | 1 | MC | 73 | 1
1PH81071MG020LA1 | SIMOTICS M COMPACT ASYNCHRONOUS MOTOR 2000RPM, 10,5KW,50NM, 26A, 355V 2300RPM, 12KW,50NM,26A, 406V 2650RPM, 13KW, 47NM, 24A, 460V FORCED VENTILATION; DIRECTION OF AIR FLOW DE --> NDE; DEGREE OF PROTECTION IP55 INCREMENTAL ENCODER SIN/COS 1VPP 2048 S/R WITH ND-END AT TERMINAL BOX (ENCODER IC2048S/R) with TEMPERAT. SENSOR KTY84-130 DESIGN IM B5 (IMV 1,IM V3) PLAIN SHAFT WITHOUT FITTED KEY; BEARING: PERFORMANCE, VIBRATION SEVERITY GRADE SPECIAL/B; SHAFT A. FLANGE ACCURACY GR. SPECIAL TERMINAL BOX (ABOVE) CABLE ENTRY ON THE RIGHT SIGNAL CONNECTION D-END | 5246 | TEM | 1 | MC | 73 | 1
1PH81071MG021DA1 | SIMOTICS M COMPACT ASYNCHRONOUS MOTOR 2000RPM, 10,5KW,50NM, 26A, 355V 2300RPM, 12KW,50NM,26A, 406V 2650RPM, 13KW, 47NM, 24A, 460V FORCED VENTILATION; DIRECTION OF AIR FLOW DE --> NDE; DEGREE OF PROTECTION IP55 INCREMENTAL ENCODER SIN/COS 1VPP 2048 S/R WITH ND-END AT TERMINAL BOX (ENCODER IC2048S/R) with TEMPERAT. SENSOR KTY84-130 DESIGN IM B5 (IMV 1,IM V3) SHAFT WITH FITTED KEY FULL-KEY BALANCING BEARING: STANDARD WITH FIXED BEARING, VIBRATION SEVERITY GRADE: SR/A, SHAFT AND FLANGE ACCURACY: R TERMINAL BOX (ABOVE) CABLE ENTRY ON THE RIGHT SIGNAL CONNECTION D-END | 4999 | TEM | 1 | MC | 73 | 1
1PH81071MG022BA1 | SIMOTICS M COMPACT ASYNCHRONOUS MOTOR 2000RPM, 10,5KW,50NM, 26A, 355V 2300RPM, 12KW,50NM,26A, 406V 2650RPM, 13KW, 47NM, 24A, 460V FORCED VENTILATION; DIRECTION OF AIR FLOW DE --> NDE; DEGREE OF PROTECTION IP55 INCREMENTAL ENCODER SIN/COS 1VPP 2048 S/R WITH ND-END AT TERMINAL BOX (ENCODER IC2048S/R) with TEMPERAT. SENSOR KTY84-130 DESIGN IM B5 (IMV 1,IM V3) SHAFT WITH FITTED KEY HALF-KEY BALANCING BEARING: STANDARD WITH FIXED BEARING, VIBRATION SEVERITY GRADE: R/A, SHAFT AND FLANGE ACCURACY: R TERMINAL BOX (ABOVE) CABLE ENTRY ON THE RIGHT SIGNAL CONNECTION D-END | 4733 | TEM | 1 | MC | 73 | 1
1PH81071MG030BA1 | SIMOTICS M COMPACT ASYNCHRONOUS MOTOR 2000RPM, 10,5KW,50NM, 26A, 355V 2300RPM, 12KW,50NM,26A, 406V 2650RPM, 13KW, 47NM, 24A, 460V FORCED VENTILATION; DIRECTION OF AIR FLOW DE --> NDE; DEGREE OF PROTECTION IP55 INCREMENTAL ENCODER SIN/COS 1VPP 2048 S/R WITH ND-END AT TERMINAL BOX (ENCODER IC2048S/R) with TEMPERAT. SENSOR KTY84-130 DESIGN IM B35 (IM V15, IM V35) PLAIN SHAFT WITHOUT FITTED KEY; BEARING: STANDARD WITH FIXED BEARING, VIBRATION SEVERITY GRADE: R/A, SHAFT AND FLANGE ACCURACY: R TERMINAL BOX (ABOVE) CABLE ENTRY ON THE RIGHT SIGNAL CONNECTION D-END | 4972 | TEM | 1 | MC | 73 | 1
1PH81071MG031CA1 | SIMOTICS M COMPACT ASYNCHRONOUS MOTOR 2000RPM, 10,5KW,50NM, 26A, 355V 2300RPM, 12KW,50NM,26A, 406V 2650RPM, 13KW, 47NM, 24A, 460V FORCED VENTILATION; DIRECTION OF AIR FLOW DE --> NDE; DEGREE OF PROTECTION IP55 INCREMENTAL ENCODER SIN/COS 1VPP 2048 S/R WITH ND-END AT TERMINAL BOX (ENCODER IC2048S/R) with TEMPERAT. SENSOR KTY84-130 DESIGN IM B35 (IM V15, IM V35) SHAFT WITH FITTED KEY FULL-KEY BALANCING BEARING: STANDARD WITH FIXED BEARING, VIBRATION SEVERITY GRADE: S/A, SHAFT AND FLANGE ACCURACY: R TERMINAL BOX (ABOVE) CABLE ENTRY ON THE RIGHT SIGNAL CONNECTION D-END | 5167 | TEM | 1 | MC | 73 | 1
1PH81071MG121BA1 | SIMOTICS M COMPACT ASYNCHRONOUS MOTOR 2000RPM, 10,5KW,50NM, 26A, 355V 2300RPM, 12,5KW,50NM, 26A, 406V 2650RPM, 13KW, 47NM, 24A, 460V FORCED VENTILATION; DIRECTION OF AIR FLOW NDE --> DE; DEGREE OF PROTECTION IP55 INCREMENTAL ENCODER SIN/COS 1VPP 2048 S/R WITH ND-END AT TERMINAL BOX (ENCODER IC2048S/R) with TEMPERAT. SENSOR KTY84-130 DESIGN IM B5 (IMV 1,IM V3) SHAFT WITH FITTED KEY FULL-KEY BALANCING BEARING: STANDARD WITH FIXED BEARING, VIBRATION SEVERITY GRADE: R/A, SHAFT AND FLANGE ACCURACY: R TERMINAL BOX (ABOVE) CABLE ENTRY ON THE RIGHT SIGNAL CONNECTION D-END | 4733 | TEM | 1 | MC | 73 | 1
1PH81071MG122BA1 | SIMOTICS M COMPACT ASYNCHRONOUS MOTOR 2000RPM, 10,5KW,50NM, 26A, 355V 2300RPM, 12,5KW,50NM, 26A, 406V 2650RPM, 13KW, 47NM, 24A, 460V FORCED VENTILATION; DIRECTION OF AIR FLOW NDE --> DE; DEGREE OF PROTECTION IP55 INCREMENTAL ENCODER SIN/COS 1VPP 2048 S/R WITH ND-END AT TERMINAL BOX (ENCODER IC2048S/R) with TEMPERAT. SENSOR KTY84-130 DESIGN IM B5 (IMV 1,IM V3) SHAFT WITH FITTED KEY HALF-KEY BALANCING BEARING: STANDARD WITH FIXED BEARING, VIBRATION SEVERITY GRADE: R/A, SHAFT AND FLANGE ACCURACY: R TERMINAL BOX (ABOVE) CABLE ENTRY ON THE RIGHT SIGNAL CONNECTION D-END | 4733 | TEM | 1 | MC | 73 | 1
1PH81071MM000MC1 | SIMOTICS M COMPACT ASYNCHRONOUS MOTOR 3000RPM, 12KW, 38NM, 38A, 294V 3300RPM, 13KW, 38NM, 38A, 326V 3600RPM, 14KW,37NM, 37,5A, 355V FORCED VENTILATION; DIRECTION OF AIR FLOW DE --> NDE; DEGREE OF PROTECTION IP55 INCREMENTAL ENCODER SIN/COS 1VPP 2048 S/R WITH ND-END AT TERMINAL BOX (ENCODER IC2048S/R) with TEMPERAT. SENSOR KTY84-130 DESIGN IM B3 (IM V5, IM V6) PLAIN SHAFT WITHOUT FITTED KEY; BEARING: HIGH PERFORMANCE VIBRATION SEVERITY GRADE SPECIAL/B SHAFT AND FLANGE ACCURACY GR. SPECIAL TERMINAL BOX (ABOVE) CABLE ENTRY ON THE ND-END SIGNAL CONNECTION LEFT | 5585 | TEM | 1 | MC | 73 | 1
1PH81071MM020BA1 | SIMOTICS M COMPACT ASYNCHRONOUS MOTOR 3000RPM, 12KW, 38NM, 38A, 294V 3300RPM, 13KW, 38NM, 38A, 326V 3600RPM, 14KW,37NM, 37,5A, 355V FORCED VENTILATION; DIRECTION OF AIR FLOW DE --> NDE; DEGREE OF PROTECTION IP55 INCREMENTAL ENCODER SIN/COS 1VPP 2048 S/R WITH ND-END AT TERMINAL BOX (ENCODER IC2048S/R) with TEMPERAT. SENSOR KTY84-130 DESIGN IM B5 (IMV 1,IM V3) PLAIN SHAFT WITHOUT FITTED KEY; BEARING: STANDARD WITH FIXED BEARING, VIBRATION SEVERITY GRADE: R/A, SHAFT AND FLANGE ACCURACY: R TERMINAL BOX (ABOVE) CABLE ENTRY ON THE RIGHT SIGNAL CONNECTION D-END | 4733 | TEM | 1 | MC | 73 | 1
1PH81071MM021BA1 | SIMOTICS M COMPACT ASYNCHRONOUS MOTOR 3000RPM, 12KW, 38NM, 38A, 294V 3300RPM, 13KW, 38NM, 38A, 326V 3600RPM, 14KW,37NM, 37,5A, 355V FORCED VENTILATION; DIRECTION OF AIR FLOW DE --> NDE; DEGREE OF PROTECTION IP55 INCREMENTAL ENCODER SIN/COS 1VPP 2048 S/R WITH ND-END AT TERMINAL BOX (ENCODER IC2048S/R) with TEMPERAT. SENSOR KTY84-130 DESIGN IM B5 (IMV 1,IM V3) SHAFT WITH FITTED KEY FULL-KEY BALANCING BEARING: STANDARD WITH FIXED BEARING, VIBRATION SEVERITY GRADE: R/A, SHAFT AND FLANGE ACCURACY: R TERMINAL BOX (ABOVE) CABLE ENTRY ON THE RIGHT SIGNAL CONNECTION D-END | 4733 | TEM | 1 | MC | 73 | 1
1PH81071MM030CH1 | SIMOTICS M COMPACT ASYNCHRONOUS MOTOR 3000RPM, 12KW, 38NM, 38A, 294V 3300RPM, 13KW, 38NM, 38A, 326V 3600RPM, 14KW,37NM, 37,5A, 355V FORCED VENTILATION; DIRECTION OF AIR FLOW DE --> NDE; DEGREE OF PROTECTION IP55 INCREMENTAL ENCODER SIN/COS 1VPP 2048 S/R WITH ND-END AT TERMINAL BOX (ENCODER IC2048S/R) with TEMPERAT. SENSOR KTY84-130 DESIGN IM B35 (IM V15, IM V35) PLAIN SHAFT WITHOUT FITTED KEY; BEARING: STANDARD WITH FIXED BEARING, VIBRATION SEVERITY GRADE: S/A, SHAFT AND FLANGE ACCURACY: R POWER CONNECTOR (ABOVE) CABLE ENTRY ON THE ND-END SIGNAL CONNECTION LEFT | 5167 | TEM | 1 | MC | 73 | 1
1PH81071MM102DA1 | SIMOTICS M COMPACT ASYNCHRONOUS MOTOR 3000RPM, 12KW,38NM, 38A, 294V 3300RPM, 13KW,38NM, 38A, 326V 3600RPM, 14KW, 37NM, 37,5A,355V FORCED VENTILATION; DIRECTION OF AIR FLOW NDE --> DE; DEGREE OF PROTECTION IP55 INCREMENTAL ENCODER SIN/COS 1VPP 2048 S/R WITH ND-END AT TERMINAL BOX (ENCODER IC2048S/R) with TEMPERAT. SENSOR KTY84-130 DESIGN IM B3 (IM V5, IM V6) SHAFT WITH FITTED KEY HALF-KEY BALANCING BEARING: STANDARD WITH FIXED BEARING, VIBRATION SEVERITY GRADE: SR/A, SHAFT AND FLANGE ACCURACY: R TERMINAL BOX (ABOVE) CABLE ENTRY ON THE RIGHT SIGNAL CONNECTION D-END | 4804 | TEM | 1 | MC | 73 | 1
1PH81071MM102LA1 | SIMOTICS M COMPACT ASYNCHRONOUS MOTOR 3000RPM, 12KW,38NM, 38A, 294V 3300RPM, 13KW,38NM, 38A, 326V 3600RPM, 14KW, 37NM, 37,5A,355V FORCED VENTILATION; DIRECTION OF AIR FLOW NDE --> DE; DEGREE OF PROTECTION IP55 INCREMENTAL ENCODER SIN/COS 1VPP 2048 S/R WITH ND-END AT TERMINAL BOX (ENCODER IC2048S/R) with TEMPERAT. SENSOR KTY84-130 DESIGN IM B3 (IM V5, IM V6) SHAFT WITH FITTED KEY HALF-KEY BALANCING BEARING: PERFORMANCE, VIBRATION SEVERITY GRADE SPECIAL/B; SHAFT A. FLANGE ACCURACY GR. SPECIAL TERMINAL BOX (ABOVE) CABLE ENTRY ON THE RIGHT SIGNAL CONNECTION D-END | 5051 | TEM | 1 | MC | 73 | 1
1PH81071MM221BA1 | SIMOTICS M COMPACT ASYNCHRONOUS MOTOR 3000RPM, 18KW, 57NM, 60A, 294V 3300RPM, 20KW, 58NM, 60A, 326V 3600RPM, 21KW, 56NM, 59A, 355V WATER COOLING DEGREE OF PROTECTION IP65 INCREMENTAL ENCODER SIN/COS 1VPP 2048 S/R WITH ND-END AT TERMINAL BOX (ENCODER IC2048S/R) with TEMPERAT. SENSOR KTY84-130 DESIGN IM B5 (IMV 1,IM V3) SHAFT WITH FITTED KEY FULL-KEY BALANCING BEARING: STANDARD WITH FIXED BEARING, VIBRATION SEVERITY GRADE: R/A, SHAFT AND FLANGE ACCURACY: R TERMINAL BOX (ABOVE) CABLE ENTRY ON THE RIGHT SIGNAL CONNECTION D-END | 5466 | TEM | 1 | MC | 83 | 1
1PH81071MM230LA1 | SIMOTICS M COMPACT ASYNCHRONOUS MOTOR 3000RPM, 18KW, 57NM, 60A, 294V 3300RPM, 20KW, 58NM, 60A, 326V 3600RPM, 21KW, 56NM, 59A, 355V WATER COOLING DEGREE OF PROTECTION IP65 INCREMENTAL ENCODER SIN/COS 1VPP 2048 S/R WITH ND-END AT TERMINAL BOX (ENCODER IC2048S/R) with TEMPERAT. SENSOR KTY84-130 DESIGN IM B35 (IM V15, IM V35) PLAIN SHAFT WITHOUT FITTED KEY; BEARING: PERFORMANCE, VIBRATION SEVERITY GRADE SPECIAL/B; SHAFT A. FLANGE ACCURACY GR. SPECIAL TERMINAL BOX (ABOVE) CABLE ENTRY ON THE RIGHT SIGNAL CONNECTION D-END | 6217 | TEM | 1 | MC | 83 | 1
1PH81071MM232LA1 | SIMOTICS M COMPACT ASYNCHRONOUS MOTOR 3000RPM, 18KW, 57NM, 60A, 294V 3300RPM, 20KW, 58NM, 60A, 326V 3600RPM, 21KW, 56NM, 59A, 355V WATER COOLING DEGREE OF PROTECTION IP65 INCREMENTAL ENCODER SIN/COS 1VPP 2048 S/R WITH ND-END AT TERMINAL BOX (ENCODER IC2048S/R) with TEMPERAT. SENSOR KTY84-130 DESIGN IM B35 (IM V15, IM V35) SHAFT WITH FITTED KEY HALF-KEY BALANCING BEARING: PERFORMANCE, VIBRATION SEVERITY GRADE SPECIAL/B; SHAFT A. FLANGE ACCURACY GR. SPECIAL TERMINAL BOX (ABOVE) CABLE ENTRY ON THE RIGHT SIGNAL CONNECTION D-END | 6217 | TEM | 1 | MC | 83 | 1
1PH81071MS000DC1 | SIMOTICS M COMPACT ASYNCHRONOUS MOTOR Y2000RPM, 11KW,53NM,26,7A, 368V D5000RPM, 11KW, 21NM, 28A, 410V Y1500RPM, 8,5KW, 54NM,27A, 275V FORCED VENTILATION; DIRECTION OF AIR FLOW DE --> NDE; DEGREE OF PROTECTION IP55 INCREMENTAL ENCODER SIN/COS 1VPP 2048 S/R WITH ND-END AT TERMINAL BOX (ENCODER IC2048S/R) with TEMPERAT. SENSOR KTY84-130 DESIGN IM B3 (IM V5, IM V6) PLAIN SHAFT WITHOUT FITTED KEY; BEARING: STANDARD WITH FIXED BEARING, VIBRATION SEVERITY GRADE: SR/A, SHAFT AND FLANGE ACCURACY: R TERMINAL BOX (ABOVE) CABLE ENTRY ON THE ND-END SIGNAL CONNECTION LEFT | 4804 | TEM | 1 | MC | 73 | 1
1PH81071MS000LA1 | SIMOTICS M COMPACT ASYNCHRONOUS MOTOR Y2000RPM, 11KW,53NM,26,7A, 368V D5000RPM, 11KW, 21NM, 28A, 410V Y1500RPM, 8,5KW, 54NM,27A, 275V FORCED VENTILATION; DIRECTION OF AIR FLOW DE --> NDE; DEGREE OF PROTECTION IP55 INCREMENTAL ENCODER SIN/COS 1VPP 2048 S/R WITH ND-END AT TERMINAL BOX (ENCODER IC2048S/R) with TEMPERAT. SENSOR KTY84-130 DESIGN IM B3 (IM V5, IM V6) PLAIN SHAFT WITHOUT FITTED KEY; BEARING: PERFORMANCE, VIBRATION SEVERITY GRADE SPECIAL/B; SHAFT A. FLANGE ACCURACY GR. SPECIAL TERMINAL BOX (ABOVE) CABLE ENTRY ON THE RIGHT SIGNAL CONNECTION D-END | 5051 | TEM | 1 | MC | 73 | 1
1PH81071MS020BA1 | SIMOTICS M COMPACT ASYNCHRONOUS MOTOR Y2000RPM, 11KW,53NM,26,7A, 368V D5000RPM, 11KW, 21NM, 28A, 410V Y1500RPM, 8,5KW, 54NM,27A, 275V FORCED VENTILATION; DIRECTION OF AIR FLOW DE --> NDE; DEGREE OF PROTECTION IP55 INCREMENTAL ENCODER SIN/COS 1VPP 2048 S/R WITH ND-END AT TERMINAL BOX (ENCODER IC2048S/R) with TEMPERAT. SENSOR KTY84-130 DESIGN IM B5 (IMV 1,IM V3) PLAIN SHAFT WITHOUT FITTED KEY; BEARING: STANDARD WITH FIXED BEARING, VIBRATION SEVERITY GRADE: R/A, SHAFT AND FLANGE ACCURACY: R TERMINAL BOX (ABOVE) CABLE ENTRY ON THE RIGHT SIGNAL CONNECTION D-END | 4733 | TEM | 1 | MC | 73 | 1
1PH81071MS020BB1 | SIMOTICS M COMPACT ASYNCHRONOUS MOTOR Y2000RPM, 11KW,53NM,26,7A, 368V D5000RPM, 11KW, 21NM, 28A, 410V Y1500RPM, 8,5KW, 54NM,27A, 275V FORCED VENTILATION; DIRECTION OF AIR FLOW DE --> NDE; DEGREE OF PROTECTION IP55 INCREMENTAL ENCODER SIN/COS 1VPP 2048 S/R WITH ND-END AT TERMINAL BOX (ENCODER IC2048S/R) with TEMPERAT. SENSOR KTY84-130 DESIGN IM B5 (IMV 1,IM V3) PLAIN SHAFT WITHOUT FITTED KEY; BEARING: STANDARD WITH FIXED BEARING, VIBRATION SEVERITY GRADE: R/A, SHAFT AND FLANGE ACCURACY: R TERMINAL BOX (ABOVE) CABLE ENTRY ON THE LEFT SIGNAL CONNECTION D-END | 4733 | TEM | 1 | MC | 73 | 1
1PH81071MS030LA1 | SIMOTICS M COMPACT ASYNCHRONOUS MOTOR Y2000RPM, 11KW,53NM,26,7A, 368V D5000RPM, 11KW, 21NM, 28A, 410V Y1500RPM, 8,5KW, 54NM,27A, 275V FORCED VENTILATION; DIRECTION OF AIR FLOW DE --> NDE; DEGREE OF PROTECTION IP55 INCREMENTAL ENCODER SIN/COS 1VPP 2048 S/R WITH ND-END AT TERMINAL BOX (ENCODER IC2048S/R) with TEMPERAT. SENSOR KTY84-130 DESIGN IM B35 (IM V15, IM V35) PLAIN SHAFT WITHOUT FITTED KEY; BEARING: PERFORMANCE, VIBRATION SEVERITY GRADE SPECIAL/B; SHAFT A. FLANGE ACCURACY GR. SPECIAL TERMINAL BOX (ABOVE) CABLE ENTRY ON THE RIGHT SIGNAL CONNECTION D-END | 5484 | TEM | 1 | MC | 73 | 1
1PH81071SF020LA1 | SIMOTICS M COMPACT ASYNCHRONOUS MOTOR 1500RPM, 9,0KW,57NM,23,5A, 330V 1750RPM, 10,0KW,55NM, 22A, 380V 2000RPM, 11KW,53NM, 21,5A, 428V FORCED VENTILATION; DIRECTION OF AIR FLOW DE --> NDE; DEGREE OF PROTECTION IP55 INCREMENTAL ENCODER 19 BIT WITH COMMUTATING POSITION (ENCODER IN19DQ) WITH DRIVE-CLIQ INTERFACE DESIGN IM B5 (IMV 1,IM V3) PLAIN SHAFT WITHOUT FITTED KEY; BEARING: PERFORMANCE, VIBRATION SEVERITY GRADE SPECIAL/B; SHAFT A. FLANGE ACCURACY GR. SPECIAL TERMINAL BOX (ABOVE) CABLE ENTRY ON THE RIGHT SIGNAL CONNECTION D-END | 7283 | TEM | 1 | MC | 73 | 1
1PH81071SF020LC1 | SIMOTICS M COMPACT ASYNCHRONOUS MOTOR 1500RPM, 9,0KW,57NM,23,5A, 330V 1750RPM, 10,0KW,55NM, 22A, 380V 2000RPM, 11KW,53NM, 21,5A, 428V FORCED VENTILATION; DIRECTION OF AIR FLOW DE --> NDE; DEGREE OF PROTECTION IP55 INCREMENTAL ENCODER 19 BIT WITH COMMUTATING POSITION (ENCODER IN19DQ) WITH DRIVE-CLIQ INTERFACE DESIGN IM B5 (IMV 1,IM V3) PLAIN SHAFT WITHOUT FITTED KEY; BEARING: PERFORMANCE, VIBRATION SEVERITY GRADE SPECIAL/B; SHAFT A. FLANGE ACCURACY GR. SPECIAL TERMINAL BOX (ABOVE) CABLE ENTRY ON THE ND-END SIGNAL CONNECTION LEFT | 7283 | TEM | 1 | MC | 73 | 1
1PH81071SF023LA1 | SIMOTICS M COMPACT ASYNCHRONOUS MOTOR 1500RPM, 9,0KW,57NM,23,5A, 330V 1750RPM, 10,0KW,55NM, 22A, 380V 2000RPM, 11KW,53NM, 21,5A, 428V FORCED VENTILATION; DIRECTION OF AIR FLOW DE --> NDE; DEGREE OF PROTECTION IP55 INCREMENTAL ENCODER 19 BIT WITH COMMUTATING POSITION (ENCODER IN19DQ) WITH DRIVE-CLIQ INTERFACE DESIGN IM B5 (IMV 1,IM V3) PLAIN HOLLOW-SHAFT BEARING: PERFORMANCE, VIBRATION SEVERITY GRADE SPECIAL/B; SHAFT A. FLANGE ACCURACY GR. SPECIAL TERMINAL BOX (ABOVE) CABLE ENTRY ON THE RIGHT SIGNAL CONNECTION D-END | 8801 | TEM | 1 | MC | 75.5 | 1
1PH81071SF023LC1 | SIMOTICS M COMPACT ASYNCHRONOUS MOTOR 1500RPM, 9,0KW,57NM,23,5A, 330V 1750RPM, 10,0KW,55NM, 22A, 380V 2000RPM, 11KW,53NM, 21,5A, 428V FORCED VENTILATION; DIRECTION OF AIR FLOW DE --> NDE; DEGREE OF PROTECTION IP55 INCREMENTAL ENCODER 19 BIT WITH COMMUTATING POSITION (ENCODER IN19DQ) WITH DRIVE-CLIQ INTERFACE DESIGN IM B5 (IMV 1,IM V3) PLAIN HOLLOW-SHAFT BEARING: PERFORMANCE, VIBRATION SEVERITY GRADE SPECIAL/B; SHAFT A. FLANGE ACCURACY GR. SPECIAL TERMINAL BOX (ABOVE) CABLE ENTRY ON THE ND-END SIGNAL CONNECTION LEFT | 8801 | TEM | 1 | MC | 75.5 | 1
1PH81071SF223LA1 | SIMOTICS M COMPACT ASYNCHRONOUS MOTOR 1500RPM, 14KW,89NM, 43,4A, 277V 1750RPM, 15,5KW,85NM, 42A, 314V 2000RPM, 18KW,86NM, 42,6A, 363V WATER COOLING DEGREE OF PROTECTION IP65 INCREMENTAL ENCODER 19 BIT WITH COMMUTATING POSITION (ENCODER IN19DQ) WITH DRIVE-CLIQ INTERFACE DESIGN IM B5 (IMV 1,IM V3) PLAIN HOLLOW-SHAFT BEARING: PERFORMANCE, VIBRATION SEVERITY GRADE SPECIAL/B; SHAFT A. FLANGE ACCURACY GR. SPECIAL TERMINAL BOX (ABOVE) CABLE ENTRY ON THE RIGHT SIGNAL CONNECTION D-END | 9533 | TEM | 1 | MC | 85.5 | 1
1PH81071SF233LA1 | SIMOTICS M COMPACT ASYNCHRONOUS MOTOR 1500RPM, 14KW,89NM, 43,4A, 277V 1750RPM, 15,5KW,85NM, 42A, 314V 2000RPM, 18KW,86NM, 42,6A, 363V WATER COOLING DEGREE OF PROTECTION IP65 INCREMENTAL ENCODER 19 BIT WITH COMMUTATING POSITION (ENCODER IN19DQ) WITH DRIVE-CLIQ INTERFACE DESIGN IM B35 (IM V15, IM V35) PLAIN HOLLOW-SHAFT BEARING: PERFORMANCE, VIBRATION SEVERITY GRADE SPECIAL/B; SHAFT A. FLANGE ACCURACY GR. SPECIAL TERMINAL BOX (ABOVE) CABLE ENTRY ON THE RIGHT SIGNAL CONNECTION D-END | 9771 | TEM | 1 | MC | 85.5 | 1
1PH81071SG020LC1 | SIMOTICS M COMPACT ASYNCHRONOUS MOTOR 2000RPM, 10,5KW,50NM, 26A, 355V 2300RPM, 12KW,50NM,26A, 406V 2650RPM, 13KW, 47NM, 24A, 460V FORCED VENTILATION; DIRECTION OF AIR FLOW DE --> NDE; DEGREE OF PROTECTION IP55 INCREMENTAL ENCODER 19 BIT WITH COMMUTATING POSITION (ENCODER IN19DQ) WITH DRIVE-CLIQ INTERFACE DESIGN IM B5 (IMV 1,IM V3) PLAIN SHAFT WITHOUT FITTED KEY; BEARING: PERFORMANCE, VIBRATION SEVERITY GRADE SPECIAL/B; SHAFT A. FLANGE ACCURACY GR. SPECIAL TERMINAL BOX (ABOVE) CABLE ENTRY ON THE ND-END SIGNAL CONNECTION LEFT | 7283 | TEM | 1 | MC | 73 | 1
1PH81071SG023LA1 | SIMOTICS M COMPACT ASYNCHRONOUS MOTOR 2000RPM, 10,5KW,50NM, 26A, 355V 2300RPM, 12KW,50NM,26A, 406V 2650RPM, 13KW, 47NM, 24A, 460V FORCED VENTILATION; DIRECTION OF AIR FLOW DE --> NDE; DEGREE OF PROTECTION IP55 INCREMENTAL ENCODER 19 BIT WITH COMMUTATING POSITION (ENCODER IN19DQ) WITH DRIVE-CLIQ INTERFACE DESIGN IM B5 (IMV 1,IM V3) PLAIN HOLLOW-SHAFT BEARING: PERFORMANCE, VIBRATION SEVERITY GRADE SPECIAL/B; SHAFT A. FLANGE ACCURACY GR. SPECIAL TERMINAL BOX (ABOVE) CABLE ENTRY ON THE RIGHT SIGNAL CONNECTION D-END | 8801 | TEM | 1 | MC | 75.5 | 1
1PH81071SG023LC1 | SIMOTICS M COMPACT ASYNCHRONOUS MOTOR 2000RPM, 10,5KW,50NM, 26A, 355V 2300RPM, 12KW,50NM,26A, 406V 2650RPM, 13KW, 47NM, 24A, 460V FORCED VENTILATION; DIRECTION OF AIR FLOW DE --> NDE; DEGREE OF PROTECTION IP55 INCREMENTAL ENCODER 19 BIT WITH COMMUTATING POSITION (ENCODER IN19DQ) WITH DRIVE-CLIQ INTERFACE DESIGN IM B5 (IMV 1,IM V3) PLAIN HOLLOW-SHAFT BEARING: PERFORMANCE, VIBRATION SEVERITY GRADE SPECIAL/B; SHAFT A. FLANGE ACCURACY GR. SPECIAL TERMINAL BOX (ABOVE) CABLE ENTRY ON THE ND-END SIGNAL CONNECTION LEFT | 8801 | TEM | 1 | MC | 75.5 | 1
1PH81071SG023LE1 | SIMOTICS M COMPACT ASYNCHRONOUS MOTOR 2000RPM, 10,5KW,50NM, 26A, 355V 2300RPM, 12KW,50NM,26A, 406V 2650RPM, 13KW, 47NM, 24A, 460V FORCED VENTILATION; DIRECTION OF AIR FLOW DE --> NDE; DEGREE OF PROTECTION IP55 INCREMENTAL ENCODER 19 BIT WITH COMMUTATING POSITION (ENCODER IN19DQ) WITH DRIVE-CLIQ INTERFACE DESIGN IM B5 (IMV 1,IM V3) PLAIN HOLLOW-SHAFT BEARING: PERFORMANCE, VIBRATION SEVERITY GRADE SPECIAL/B; SHAFT A. FLANGE ACCURACY GR. SPECIAL POWER CONNECTOR (ABOVE) CABLE ENTRY ON THE RIGHT SIGNAL CONNECTION D-END | 8801 | TEM | 1 | MC | 75.5 | 1
1PH81071SM000MA1 | SIMOTICS M COMPACT ASYNCHRONOUS MOTOR 3000RPM, 12KW, 38NM, 38A, 294V 3300RPM, 13KW, 38NM, 38A, 326V 3600RPM, 14KW,37NM, 37,5A, 355V FORCED VENTILATION; DIRECTION OF AIR FLOW DE --> NDE; DEGREE OF PROTECTION IP55 INCREMENTAL ENCODER 19 BIT WITH COMMUTATING POSITION (ENCODER IN19DQ) WITH DRIVE-CLIQ INTERFACE DESIGN IM B3 (IM V5, IM V6) PLAIN SHAFT WITHOUT FITTED KEY; BEARING: HIGH PERFORMANCE VIBRATION SEVERITY GRADE SPECIAL/B SHAFT AND FLANGE ACCURACY GR. SPECIAL TERMINAL BOX (ABOVE) CABLE ENTRY ON THE RIGHT SIGNAL CONNECTION D-END | 7622 | TEM | 1 | MC | 73 | 1
1PH81071SM020LA1 | SIMOTICS M COMPACT ASYNCHRONOUS MOTOR 3000RPM, 12KW, 38NM, 38A, 294V 3300RPM, 13KW, 38NM, 38A, 326V 3600RPM, 14KW,37NM, 37,5A, 355V FORCED VENTILATION; DIRECTION OF AIR FLOW DE --> NDE; DEGREE OF PROTECTION IP55 INCREMENTAL ENCODER 19 BIT WITH COMMUTATING POSITION (ENCODER IN19DQ) WITH DRIVE-CLIQ INTERFACE DESIGN IM B5 (IMV 1,IM V3) PLAIN SHAFT WITHOUT FITTED KEY; BEARING: PERFORMANCE, VIBRATION SEVERITY GRADE SPECIAL/B; SHAFT A. FLANGE ACCURACY GR. SPECIAL TERMINAL BOX (ABOVE) CABLE ENTRY ON THE RIGHT SIGNAL CONNECTION D-END | 7283 | TEM | 1 | MC | 73 | 1
1PH81071SM020MA1 | SIMOTICS M COMPACT ASYNCHRONOUS MOTOR 3000RPM, 12KW, 38NM, 38A, 294V 3300RPM, 13KW, 38NM, 38A, 326V 3600RPM, 14KW,37NM, 37,5A, 355V FORCED VENTILATION; DIRECTION OF AIR FLOW DE --> NDE; DEGREE OF PROTECTION IP55 INCREMENTAL ENCODER 19 BIT WITH COMMUTATING POSITION (ENCODER IN19DQ) WITH DRIVE-CLIQ INTERFACE DESIGN IM B5 (IMV 1,IM V3) PLAIN SHAFT WITHOUT FITTED KEY; BEARING: HIGH PERFORMANCE VIBRATION SEVERITY GRADE SPECIAL/B SHAFT AND FLANGE ACCURACY GR. SPECIAL TERMINAL BOX (ABOVE) CABLE ENTRY ON THE RIGHT SIGNAL CONNECTION D-END | 7817 | TEM | 1 | MC | 73 | 1
1PH81071SM023MA1 | SIMOTICS M COMPACT ASYNCHRONOUS MOTOR 3000RPM, 12KW, 38NM, 38A, 294V 3300RPM, 13KW, 38NM, 38A, 326V 3600RPM, 14KW,37NM, 37,5A, 355V FORCED VENTILATION; DIRECTION OF AIR FLOW DE --> NDE; DEGREE OF PROTECTION IP55 INCREMENTAL ENCODER 19 BIT WITH COMMUTATING POSITION (ENCODER IN19DQ) WITH DRIVE-CLIQ INTERFACE DESIGN IM B5 (IMV 1,IM V3) PLAIN HOLLOW-SHAFT BEARING: HIGH PERFORMANCE VIBRATION SEVERITY GRADE SPECIAL/B SHAFT AND FLANGE ACCURACY GR. SPECIAL TERMINAL BOX (ABOVE) CABLE ENTRY ON THE RIGHT SIGNAL CONNECTION D-END | 9335 | TEM | 1 | MC | 75.5 | 1
1PH81071SM023MC1 | SIMOTICS M COMPACT ASYNCHRONOUS MOTOR 3000RPM, 12KW, 38NM, 38A, 294V 3300RPM, 13KW, 38NM, 38A, 326V 3600RPM, 14KW,37NM, 37,5A, 355V FORCED VENTILATION; DIRECTION OF AIR FLOW DE --> NDE; DEGREE OF PROTECTION IP55 INCREMENTAL ENCODER 19 BIT WITH COMMUTATING POSITION (ENCODER IN19DQ) WITH DRIVE-CLIQ INTERFACE DESIGN IM B5 (IMV 1,IM V3) PLAIN HOLLOW-SHAFT BEARING: HIGH PERFORMANCE VIBRATION SEVERITY GRADE SPECIAL/B SHAFT AND FLANGE ACCURACY GR. SPECIAL TERMINAL BOX (ABOVE) CABLE ENTRY ON THE ND-END SIGNAL CONNECTION LEFT | 9335 | TEM | 1 | MC | 75.5 | 1
1PH81071SM030MA1 | SIMOTICS M COMPACT ASYNCHRONOUS MOTOR 3000RPM, 12KW, 38NM, 38A, 294V 3300RPM, 13KW, 38NM, 38A, 326V 3600RPM, 14KW,37NM, 37,5A, 355V FORCED VENTILATION; DIRECTION OF AIR FLOW DE --> NDE; DEGREE OF PROTECTION IP55 INCREMENTAL ENCODER 19 BIT WITH COMMUTATING POSITION (ENCODER IN19DQ) WITH DRIVE-CLIQ INTERFACE DESIGN IM B35 (IM V15, IM V35) PLAIN SHAFT WITHOUT FITTED KEY; BEARING: HIGH PERFORMANCE VIBRATION SEVERITY GRADE SPECIAL/B SHAFT AND FLANGE ACCURACY GR. SPECIAL TERMINAL BOX (ABOVE) CABLE ENTRY ON THE RIGHT SIGNAL CONNECTION D-END | 8056 | TEM | 1 | MC | 73 | 1
1PH81071SM122LA1 | SIMOTICS M COMPACT ASYNCHRONOUS MOTOR 3000RPM, 12KW,38NM, 38A, 294V 3300RPM, 13KW,38NM, 38A, 326V 3600RPM, 14KW, 37NM, 37,5A,355V FORCED VENTILATION; DIRECTION OF AIR FLOW NDE --> DE; DEGREE OF PROTECTION IP55 INCREMENTAL ENCODER 19 BIT WITH COMMUTATING POSITION (ENCODER IN19DQ) WITH DRIVE-CLIQ INTERFACE DESIGN IM B5 (IMV 1,IM V3) SHAFT WITH FITTED KEY HALF-KEY BALANCING BEARING: PERFORMANCE, VIBRATION SEVERITY GRADE SPECIAL/B; SHAFT A. FLANGE ACCURACY GR. SPECIAL TERMINAL BOX (ABOVE) CABLE ENTRY ON THE RIGHT SIGNAL CONNECTION D-END | 7283 | TEM | 1 | MC | 73 | 1
1PH81071SM200MA1 | SIMOTICS M COMPACT ASYNCHRONOUS MOTOR 3000RPM, 18KW, 57NM, 60A, 294V 3300RPM, 20KW, 58NM, 60A, 326V 3600RPM, 21KW, 56NM, 59A, 355V WATER COOLING DEGREE OF PROTECTION IP65 INCREMENTAL ENCODER 19 BIT WITH COMMUTATING POSITION (ENCODER IN19DQ) WITH DRIVE-CLIQ INTERFACE DESIGN IM B3 (IM V5, IM V6) PLAIN SHAFT WITHOUT FITTED KEY; BEARING: HIGH PERFORMANCE VIBRATION SEVERITY GRADE SPECIAL/B SHAFT AND FLANGE ACCURACY GR. SPECIAL TERMINAL BOX (ABOVE) CABLE ENTRY ON THE RIGHT SIGNAL CONNECTION D-END | 8355 | TEM | 1 | MC | 83 | 1
1PH81071SM223MA1 | SIMOTICS M COMPACT ASYNCHRONOUS MOTOR 3000RPM, 18KW, 57NM, 60A, 294V 3300RPM, 20KW, 58NM, 60A, 326V 3600RPM, 21KW, 56NM, 59A, 355V WATER COOLING DEGREE OF PROTECTION IP65 INCREMENTAL ENCODER 19 BIT WITH COMMUTATING POSITION (ENCODER IN19DQ) WITH DRIVE-CLIQ INTERFACE DESIGN IM B5 (IMV 1,IM V3) PLAIN HOLLOW-SHAFT BEARING: HIGH PERFORMANCE VIBRATION SEVERITY GRADE SPECIAL/B SHAFT AND FLANGE ACCURACY GR. SPECIAL TERMINAL BOX (ABOVE) CABLE ENTRY ON THE RIGHT SIGNAL CONNECTION D-END | 10067 | TEM | 1 | MC | 85.5 | 1
1PH81071SS020LA1 | SIMOTICS M COMPACT ASYNCHRONOUS MOTOR Y2000RPM, 11KW,53NM,26,7A, 368V D5000RPM, 11KW, 21NM, 28A, 410V Y1500RPM, 8,5KW, 54NM,27A, 275V FORCED VENTILATION; DIRECTION OF AIR FLOW DE --> NDE; DEGREE OF PROTECTION IP55 INCREMENTAL ENCODER 19 BIT WITH COMMUTATING POSITION (ENCODER IN19DQ) WITH DRIVE-CLIQ INTERFACE DESIGN IM B5 (IMV 1,IM V3) PLAIN SHAFT WITHOUT FITTED KEY; BEARING: PERFORMANCE, VIBRATION SEVERITY GRADE SPECIAL/B; SHAFT A. FLANGE ACCURACY GR. SPECIAL TERMINAL BOX (ABOVE) CABLE ENTRY ON THE RIGHT SIGNAL CONNECTION D-END | 7283 | TEM | 1 | MC | 73 | 1
1PH81071SS020MA1 | SIMOTICS M COMPACT ASYNCHRONOUS MOTOR Y2000RPM, 11KW,53NM,26,7A, 368V D5000RPM, 11KW, 21NM, 28A, 410V Y1500RPM, 8,5KW, 54NM,27A, 275V FORCED VENTILATION; DIRECTION OF AIR FLOW DE --> NDE; DEGREE OF PROTECTION IP55 INCREMENTAL ENCODER 19 BIT WITH COMMUTATING POSITION (ENCODER IN19DQ) WITH DRIVE-CLIQ INTERFACE DESIGN IM B5 (IMV 1,IM V3) PLAIN SHAFT WITHOUT FITTED KEY; BEARING: HIGH PERFORMANCE VIBRATION SEVERITY GRADE SPECIAL/B SHAFT AND FLANGE ACCURACY GR. SPECIAL TERMINAL BOX (ABOVE) CABLE ENTRY ON THE RIGHT SIGNAL CONNECTION D-END | 7817 | TEM | 1 | MC | 73 | 1
1PH81071SS023LA1 | SIMOTICS M COMPACT ASYNCHRONOUS MOTOR Y2000RPM, 11KW,53NM,26,7A, 368V D5000RPM, 11KW, 21NM, 28A, 410V Y1500RPM, 8,5KW, 54NM,27A, 275V FORCED VENTILATION; DIRECTION OF AIR FLOW DE --> NDE; DEGREE OF PROTECTION IP55 INCREMENTAL ENCODER 19 BIT WITH COMMUTATING POSITION (ENCODER IN19DQ) WITH DRIVE-CLIQ INTERFACE DESIGN IM B5 (IMV 1,IM V3) PLAIN HOLLOW-SHAFT BEARING: PERFORMANCE, VIBRATION SEVERITY GRADE SPECIAL/B; SHAFT A. FLANGE ACCURACY GR. SPECIAL TERMINAL BOX (ABOVE) CABLE ENTRY ON THE RIGHT SIGNAL CONNECTION D-END | 8801 | TEM | 1 | MC | 75.5 | 1
1PH81071SS023MA1 | SIMOTICS M COMPACT ASYNCHRONOUS MOTOR Y2000RPM, 11KW,53NM,26,7A, 368V D5000RPM, 11KW, 21NM, 28A, 410V Y1500RPM, 8,5KW, 54NM,27A, 275V FORCED VENTILATION; DIRECTION OF AIR FLOW DE --> NDE; DEGREE OF PROTECTION IP55 INCREMENTAL ENCODER 19 BIT WITH COMMUTATING POSITION (ENCODER IN19DQ) WITH DRIVE-CLIQ INTERFACE DESIGN IM B5 (IMV 1,IM V3) PLAIN HOLLOW-SHAFT BEARING: HIGH PERFORMANCE VIBRATION SEVERITY GRADE SPECIAL/B SHAFT AND FLANGE ACCURACY GR. SPECIAL TERMINAL BOX (ABOVE) CABLE ENTRY ON THE RIGHT SIGNAL CONNECTION D-END | 9335 | TEM | 1 | MC | 75.5 | 1
1PH81071TD000LA1 | SIMOTICS M COMPACT ASYNCHRONOUS MOTOR 1000RPM, 6,3KW,60NM,17,5A, 307V 1150RPM, 7,2KW,60NM,17,5A, 348V 1350RPM, 8,0KW, 57NM, 17A, 400V FORCED VENTILATION; DIRECTION OF AIR FLOW DE --> NDE; DEGREE OF PROTECTION IP55 INCREMENTAL ENCODER SIN/COS 1VPP 512 S/R WITHOUT ND-END AT TERMINAL BOX (ENCODER IC512S/R) with TEMPERAT. SENSOR KTY84-130 DESIGN IM B3 (IM V5, IM V6) PLAIN SHAFT WITHOUT FITTED KEY; BEARING: PERFORMANCE, VIBRATION SEVERITY GRADE SPECIAL/B; SHAFT A. FLANGE ACCURACY GR. SPECIAL TERMINAL BOX (ABOVE) CABLE ENTRY ON THE RIGHT SIGNAL CONNECTION D-END | 5267 | TEM | 1 | MC | 73 | 1
1PH81071TF200LB1 | SIMOTICS M COMPACT ASYNCHRONOUS MOTOR 1500RPM, 14KW,89NM, 43,4A, 277V 1750RPM, 15,5KW,85NM, 42A, 314V 2000RPM, 18KW,86NM, 42,6A, 363V WATER COOLING DEGREE OF PROTECTION IP65 INCREMENTAL ENCODER SIN/COS 1VPP 512 S/R WITHOUT ND-END AT TERMINAL BOX (ENCODER IC512S/R) with TEMPERAT. SENSOR KTY84-130 DESIGN IM B3 (IM V5, IM V6) PLAIN SHAFT WITHOUT FITTED KEY; BEARING: PERFORMANCE, VIBRATION SEVERITY GRADE SPECIAL/B; SHAFT A. FLANGE ACCURACY GR. SPECIAL TERMINAL BOX (ABOVE) CABLE ENTRY ON THE LEFT SIGNAL CONNECTION D-END | 5999 | TEM | 1 | MC | 83 | 1
1PH81071TF200LF1 | SIMOTICS M COMPACT ASYNCHRONOUS MOTOR 1500RPM, 14KW,89NM, 43,4A, 277V 1750RPM, 15,5KW,85NM, 42A, 314V 2000RPM, 18KW,86NM, 42,6A, 363V WATER COOLING DEGREE OF PROTECTION IP65 INCREMENTAL ENCODER SIN/COS 1VPP 512 S/R WITHOUT ND-END AT TERMINAL BOX (ENCODER IC512S/R) with TEMPERAT. SENSOR KTY84-130 DESIGN IM B3 (IM V5, IM V6) PLAIN SHAFT WITHOUT FITTED KEY; BEARING: PERFORMANCE, VIBRATION SEVERITY GRADE SPECIAL/B; SHAFT A. FLANGE ACCURACY GR. SPECIAL POWER CONNECTOR (ABOVE) CABLE ENTRY ON THE LEFT SIGNAL CONNECTION D-END | 5999 | TEM | 1 | MC | 83 | 1
1PH81071UF020LA1 | SIMOTICS M COMPACT ASYNCHRONOUS MOTOR 1500RPM, 9,0KW,57NM,23,5A, 330V 1750RPM, 10,0KW,55NM, 22A, 380V 2000RPM, 11KW,53NM, 21,5A, 428V FORCED VENTILATION; DIRECTION OF AIR FLOW DE --> NDE; DEGREE OF PROTECTION IP55 INCREMENTAL ENCODER 20 BIT WITHOUT COMMUTATING POSITION (ENCODER IN20DQ) WITH DRIVE-CLIQ INTERFACE DESIGN IM B5 (IMV 1,IM V3) PLAIN SHAFT WITHOUT FITTED KEY; BEARING: PERFORMANCE, VIBRATION SEVERITY GRADE SPECIAL/B; SHAFT A. FLANGE ACCURACY GR. SPECIAL TERMINAL BOX (ABOVE) CABLE ENTRY ON THE RIGHT SIGNAL CONNECTION D-END | 6146 | TEM | 1 | MC | 73 | 1
1PH81071UF031LA1 | SIMOTICS M COMPACT ASYNCHRONOUS MOTOR 1500RPM, 9,0KW,57NM,23,5A, 330V 1750RPM, 10,0KW,55NM, 22A, 380V 2000RPM, 11KW,53NM, 21,5A, 428V FORCED VENTILATION; DIRECTION OF AIR FLOW DE --> NDE; DEGREE OF PROTECTION IP55 INCREMENTAL ENCODER 20 BIT WITHOUT COMMUTATING POSITION (ENCODER IN20DQ) WITH DRIVE-CLIQ INTERFACE DESIGN IM B35 (IM V15, IM V35) SHAFT WITH FITTED KEY FULL-KEY BALANCING BEARING: PERFORMANCE, VIBRATION SEVERITY GRADE SPECIAL/B; SHAFT A. FLANGE ACCURACY GR. SPECIAL TERMINAL BOX (ABOVE) CABLE ENTRY ON THE RIGHT SIGNAL CONNECTION D-END | 6384 | TEM | 1 | MC | 73 | 1
1PH81071UM030MA1 | SIMOTICS M COMPACT ASYNCHRONOUS MOTOR 3000RPM, 12KW, 38NM, 38A, 294V 3300RPM, 13KW, 38NM, 38A, 326V 3600RPM, 14KW,37NM, 37,5A, 355V FORCED VENTILATION; DIRECTION OF AIR FLOW DE --> NDE; DEGREE OF PROTECTION IP55 INCREMENTAL ENCODER 20 BIT WITHOUT COMMUTATING POSITION (ENCODER IN20DQ) WITH DRIVE-CLIQ INTERFACE DESIGN IM B35 (IM V15, IM V35) PLAIN SHAFT WITHOUT FITTED KEY; BEARING: HIGH PERFORMANCE VIBRATION SEVERITY GRADE SPECIAL/B SHAFT AND FLANGE ACCURACY GR. SPECIAL TERMINAL BOX (ABOVE) CABLE ENTRY ON THE RIGHT SIGNAL CONNECTION D-END | 6918 | TEM | 1 | MC | 73 | 1
1PH81071UM200LA1 | SIMOTICS M COMPACT ASYNCHRONOUS MOTOR 3000RPM, 18KW, 57NM, 60A, 294V 3300RPM, 20KW, 58NM, 60A, 326V 3600RPM, 21KW, 56NM, 59A, 355V WATER COOLING DEGREE OF PROTECTION IP65 INCREMENTAL ENCODER 20 BIT WITHOUT COMMUTATING POSITION (ENCODER IN20DQ) WITH DRIVE-CLIQ INTERFACE DESIGN IM B3 (IM V5, IM V6) PLAIN SHAFT WITHOUT FITTED KEY; BEARING: PERFORMANCE, VIBRATION SEVERITY GRADE SPECIAL/B; SHAFT A. FLANGE ACCURACY GR. SPECIAL TERMINAL BOX (ABOVE) CABLE ENTRY ON THE RIGHT SIGNAL CONNECTION D-END | 6683 | TEM | 1 | MC | 83 | 1
1PH81071WD002BC1 | SIMOTICS M COMPACT ASYNCHRONOUS MOTOR 1000RPM, 6,3KW,60NM,17,5A, 307V 1150RPM, 7,2KW,60NM,17,5A, 348V 1350RPM, 8,0KW, 57NM, 17A, 400V FORCED VENTILATION; DIRECTION OF AIR FLOW DE --> NDE; DEGREE OF PROTECTION IP55 INCREMENT. ENCODER HTL 1024 S/R (ENCODER HTL 1024 S/R) CONNECTION VIA TERMINAL BLOCK (ADDITIONAL TERMINAL BOX) with TEMPERAT. SENSOR KTY84-130 DESIGN IM B3 (IM V5, IM V6) SHAFT WITH FITTED KEY HALF-KEY BALANCING BEARING: STANDARD WITH FIXED BEARING, VIBRATION SEVERITY GRADE: R/A, SHAFT AND FLANGE ACCURACY: R TERMINAL BOX (ABOVE) CABLE ENTRY ON THE ND-END SIGNAL CONNECTION LEFT | 4948 | TEM | 1 | MC | 73 | 1
1PH81073MF220AA1 | SIMOTICS M COMPACT ASYNCHRONOUS MOTOR 1500RPM, 14KW,89NM, 43,4A, 277V 1750RPM, 15,5KW,85NM, 42A, 314V 2000RPM, 18KW,86NM, 42,6A, 363V WATER COOLING DEGREE OF PROTECTION IP65 INCREMENTAL ENCODER SIN/COS 1VPP 2048 S/R WITH ND-END AT TERMINAL BOX (ENCODER IC2048S/R) with TEMPERAT. SENSOR KTY84-130 DESIGN IM B5 (IMV 1,IM V3) PLAIN SHAFT WITHOUT FITTED KEY; BEARING: STANDARD VIBRATION SEVERITY GRADE A; SHAFT A.FLANGE ACCURACY GR.N TERMINAL BOX (ABOVE) CABLE ENTRY ON THE RIGHT SIGNAL CONNECTION D-END | 5101 | TEM | 1 | MC | 83 | 1
1PH81311AF000BA1 | SIMOTICS M COMPACT ASYNCHRONOUS MOTOR 1500RPM, 11KW, 70NM, 24A, 360V 1750RPM, 13KW, 71NM, 24A, 416V 2000RPM, 15KW, 72NM, 24A, 460V FORCED VENTILATION; DIRECTION OF AIR FLOW DE --> NDE; DEGREE OF PROTECTION IP55 W/O ENCODER with TEMPERAT. SENSOR KTY84-130 DESIGN IM B3 (IM V5, IM V6) PLAIN SHAFT WITHOUT FITTED KEY; BEARING: STANDARD WITH FIXED BEARING, VIBRATION SEVERITY GRADE: R/A, FLANGE ACCURACY: R TERMINAL BOX (ABOVE) CABLE ENTRY ON THE RIGHT SIGNAL CONNECTION D-END | 3983 | TEM | 1 | MC | 89 | 1
1PH81311AF001BA1 | SIMOTICS M COMPACT ASYNCHRONOUS MOTOR 1500RPM, 11KW, 70NM, 24A, 360V 1750RPM, 13KW, 71NM, 24A, 416V 2000RPM, 15KW, 72NM, 24A, 460V FORCED VENTILATION; DIRECTION OF AIR FLOW DE --> NDE; DEGREE OF PROTECTION IP55 W/O ENCODER with TEMPERAT. SENSOR KTY84-130 DESIGN IM B3 (IM V5, IM V6) SHAFT WITH FITTED KEY FULL-KEY BALANCING BEARING: STANDARD WITH FIXED BEARING, VIBRATION SEVERITY GRADE: R/A, FLANGE ACCURACY: R TERMINAL BOX (ABOVE) CABLE ENTRY ON THE RIGHT SIGNAL CONNECTION D-END | 3983 | TEM | 1 | MC | 89 | 1
1PH81311AF002BA1 | SIMOTICS M COMPACT ASYNCHRONOUS MOTOR 1500RPM, 11KW, 70NM, 24A, 360V 1750RPM, 13KW, 71NM, 24A, 416V 2000RPM, 15KW, 72NM, 24A, 460V FORCED VENTILATION; DIRECTION OF AIR FLOW DE --> NDE; DEGREE OF PROTECTION IP55 W/O ENCODER with TEMPERAT. SENSOR KTY84-130 DESIGN IM B3 (IM V5, IM V6) SHAFT WITH FITTED KEY HALF-KEY BALANCING BEARING: STANDARD WITH FIXED BEARING, VIBRATION SEVERITY GRADE: R/A, FLANGE ACCURACY: R TERMINAL BOX (ABOVE) CABLE ENTRY ON THE RIGHT SIGNAL CONNECTION D-END | 3983 | TEM | 1 | MC | 89 | 1
1PH81311AF020BA1 | SIMOTICS M COMPACT ASYNCHRONOUS MOTOR 1500RPM, 11KW, 70NM, 24A, 360V 1750RPM, 13KW, 71NM, 24A, 416V 2000RPM, 15KW, 72NM, 24A, 460V FORCED VENTILATION; DIRECTION OF AIR FLOW DE --> NDE; DEGREE OF PROTECTION IP55 W/O ENCODER with TEMPERAT. SENSOR KTY84-130 DESIGN IM B5 (IMV 1,IM V3) PLAIN SHAFT WITHOUT FITTED KEY; BEARING: STANDARD WITH FIXED BEARING, VIBRATION SEVERITY GRADE: R/A, FLANGE ACCURACY: R TERMINAL BOX (ABOVE) CABLE ENTRY ON THE RIGHT SIGNAL CONNECTION D-END | 4222 | TEM | 1 | MC | 89 | 1
1PH81311AF021BA1 | SIMOTICS M COMPACT ASYNCHRONOUS MOTOR 1500RPM, 11KW, 70NM, 24A, 360V 1750RPM, 13KW, 71NM, 24A, 416V 2000RPM, 15KW, 72NM, 24A, 460V FORCED VENTILATION; DIRECTION OF AIR FLOW DE --> NDE; DEGREE OF PROTECTION IP55 W/O ENCODER with TEMPERAT. SENSOR KTY84-130 DESIGN IM B5 (IMV 1,IM V3) SHAFT WITH FITTED KEY FULL-KEY BALANCING BEARING: STANDARD WITH FIXED BEARING, VIBRATION SEVERITY GRADE: R/A, FLANGE ACCURACY: R TERMINAL BOX (ABOVE) CABLE ENTRY ON THE RIGHT SIGNAL CONNECTION D-END | 4222 | TEM | 1 | MC | 89 | 1
1PH81311AF021BC1 | SIMOTICS M COMPACT ASYNCHRONOUS MOTOR 1500RPM, 11KW, 70NM, 24A, 360V 1750RPM, 13KW, 71NM, 24A, 416V 2000RPM, 15KW, 72NM, 24A, 460V FORCED VENTILATION; DIRECTION OF AIR FLOW DE --> NDE; DEGREE OF PROTECTION IP55 W/O ENCODER with TEMPERAT. SENSOR KTY84-130 DESIGN IM B5 (IMV 1,IM V3) SHAFT WITH FITTED KEY FULL-KEY BALANCING BEARING: STANDARD WITH FIXED BEARING, VIBRATION SEVERITY GRADE: R/A, FLANGE ACCURACY: R TERMINAL BOX (ABOVE) CABLE ENTRY ON THE ND-END SIGNAL CONNECTION LEFT | 4222 | TEM | 1 | MC | 89 | 1
1PH81311AF022BA1 | SIMOTICS M COMPACT ASYNCHRONOUS MOTOR 1500RPM, 11KW, 70NM, 24A, 360V 1750RPM, 13KW, 71NM, 24A, 416V 2000RPM, 15KW, 72NM, 24A, 460V FORCED VENTILATION; DIRECTION OF AIR FLOW DE --> NDE; DEGREE OF PROTECTION IP55 W/O ENCODER with TEMPERAT. SENSOR KTY84-130 DESIGN IM B5 (IMV 1,IM V3) SHAFT WITH FITTED KEY HALF-KEY BALANCING BEARING: STANDARD WITH FIXED BEARING, VIBRATION SEVERITY GRADE: R/A, FLANGE ACCURACY: R TERMINAL BOX (ABOVE) CABLE ENTRY ON THE RIGHT SIGNAL CONNECTION D-END | 4222 | TEM | 1 | MC | 89 | 1
1PH81311AF032BA1 | SIMOTICS M COMPACT ASYNCHRONOUS MOTOR 1500RPM, 11KW, 70NM, 24A, 360V 1750RPM, 13KW, 71NM, 24A, 416V 2000RPM, 15KW, 72NM, 24A, 460V FORCED VENTILATION; DIRECTION OF AIR FLOW DE --> NDE; DEGREE OF PROTECTION IP55 W/O ENCODER with TEMPERAT. SENSOR KTY84-130 DESIGN IM B35 (IM V15, IM V35) SHAFT WITH FITTED KEY HALF-KEY BALANCING BEARING: STANDARD WITH FIXED BEARING, VIBRATION SEVERITY GRADE: R/A, FLANGE ACCURACY: R TERMINAL BOX (ABOVE) CABLE ENTRY ON THE RIGHT SIGNAL CONNECTION D-END | 4525 | TEM | 1 | MC | 89 | 1
1PH81311AF100BA1 | SIMOTICS M COMPACT ASYNCHRONOUS MOTOR 1500RPM, 11KW, 70NM, 24A, 360V 1750RPM, 13KW, 71NM, 24A, 416V 2000RPM, 15KW, 72NM, 24A, 460V FORCED VENTILATION; DIRECTION OF AIR FLOW NDE --> DE; DEGREE OF PROTECTION IP55 W/O ENCODER with TEMPERAT. SENSOR KTY84-130 DESIGN IM B3 (IM V5, IM V6) PLAIN SHAFT WITHOUT FITTED KEY; BEARING: STANDARD WITH FIXED BEARING, VIBRATION SEVERITY GRADE: R/A, FLANGE ACCURACY: R TERMINAL BOX (ABOVE) CABLE ENTRY ON THE RIGHT SIGNAL CONNECTION D-END | 3983 | TEM | 1 | MC | 89 | 1
1PH81311AF100BB1 | SIMOTICS M COMPACT ASYNCHRONOUS MOTOR 1500RPM, 11KW, 70NM, 24A, 360V 1750RPM, 13KW, 71NM, 24A, 416V 2000RPM, 15KW, 72NM, 24A, 460V FORCED VENTILATION; DIRECTION OF AIR FLOW NDE --> DE; DEGREE OF PROTECTION IP55 W/O ENCODER with TEMPERAT. SENSOR KTY84-130 DESIGN IM B3 (IM V5, IM V6) PLAIN SHAFT WITHOUT FITTED KEY; BEARING: STANDARD WITH FIXED BEARING, VIBRATION SEVERITY GRADE: R/A, FLANGE ACCURACY: R TERMINAL BOX (ABOVE) CABLE ENTRY ON THE LEFT SIGNAL CONNECTION D-END | 3983 | TEM | 1 | MC | 89 | 1
1PH81311AF100BC1 | SIMOTICS M COMPACT ASYNCHRONOUS MOTOR 1500RPM, 11KW, 70NM, 24A, 360V 1750RPM, 13KW, 71NM, 24A, 416V 2000RPM, 15KW, 72NM, 24A, 460V FORCED VENTILATION; DIRECTION OF AIR FLOW NDE --> DE; DEGREE OF PROTECTION IP55 W/O ENCODER with TEMPERAT. SENSOR KTY84-130 DESIGN IM B3 (IM V5, IM V6) PLAIN SHAFT WITHOUT FITTED KEY; BEARING: STANDARD WITH FIXED BEARING, VIBRATION SEVERITY GRADE: R/A, FLANGE ACCURACY: R TERMINAL BOX (ABOVE) CABLE ENTRY ON THE ND-END SIGNAL CONNECTION LEFT | 3983 | TEM | 1 | MC | 89 | 1
1PH81311AF100CA1 | SIMOTICS M COMPACT ASYNCHRONOUS MOTOR 1500RPM, 11KW, 70NM, 24A, 360V 1750RPM, 13KW, 71NM, 24A, 416V 2000RPM, 15KW, 72NM, 24A, 460V FORCED VENTILATION; DIRECTION OF AIR FLOW NDE --> DE; DEGREE OF PROTECTION IP55 W/O ENCODER with TEMPERAT. SENSOR KTY84-130 DESIGN IM B3 (IM V5, IM V6) PLAIN SHAFT WITHOUT FITTED KEY; BEARING: STANDARD VIBRATION SEVERITY GRADE S/A; SHAFT A.FLANGE ACCURACY GR. R TERMINAL BOX (ABOVE) CABLE ENTRY ON THE RIGHT SIGNAL CONNECTION D-END | 4178 | TEM | 1 | MC | 89 | 1
1PH81311AF100CB1 | SIMOTICS M COMPACT ASYNCHRONOUS MOTOR 1500RPM, 11KW, 70NM, 24A, 360V 1750RPM, 13KW, 71NM, 24A, 416V 2000RPM, 15KW, 72NM, 24A, 460V FORCED VENTILATION; DIRECTION OF AIR FLOW NDE --> DE; DEGREE OF PROTECTION IP55 W/O ENCODER with TEMPERAT. SENSOR KTY84-130 DESIGN IM B3 (IM V5, IM V6) PLAIN SHAFT WITHOUT FITTED KEY; BEARING: STANDARD VIBRATION SEVERITY GRADE S/A; SHAFT A.FLANGE ACCURACY GR. R TERMINAL BOX (ABOVE) CABLE ENTRY ON THE LEFT SIGNAL CONNECTION D-END | 4178 | TEM | 1 | MC | 89 | 1
1PH81311AF100CC1 | SIMOTICS M COMPACT ASYNCHRONOUS MOTOR 1500RPM, 11KW, 70NM, 24A, 360V 1750RPM, 13KW, 71NM, 24A, 416V 2000RPM, 15KW, 72NM, 24A, 460V FORCED VENTILATION; DIRECTION OF AIR FLOW NDE --> DE; DEGREE OF PROTECTION IP55 W/O ENCODER with TEMPERAT. SENSOR KTY84-130 DESIGN IM B3 (IM V5, IM V6) PLAIN SHAFT WITHOUT FITTED KEY; BEARING: STANDARD VIBRATION SEVERITY GRADE S/A; SHAFT A.FLANGE ACCURACY GR. R TERMINAL BOX (ABOVE) CABLE ENTRY ON THE ND-END SIGNAL CONNECTION LEFT | 4178 | TEM | 1 | MC | 89 | 1
1PH81311AF102BA1 | SIMOTICS M COMPACT ASYNCHRONOUS MOTOR 1500RPM, 11KW, 70NM, 24A, 360V 1750RPM, 13KW, 71NM, 24A, 416V 2000RPM, 15KW, 72NM, 24A, 460V FORCED VENTILATION; DIRECTION OF AIR FLOW NDE --> DE; DEGREE OF PROTECTION IP55 W/O ENCODER with TEMPERAT. SENSOR KTY84-130 DESIGN IM B3 (IM V5, IM V6) SHAFT WITH FITTED KEY HALF-KEY BALANCING BEARING: STANDARD WITH FIXED BEARING, VIBRATION SEVERITY GRADE: R/A, FLANGE ACCURACY: R TERMINAL BOX (ABOVE) CABLE ENTRY ON THE RIGHT SIGNAL CONNECTION D-END | 3983 | TEM | 1 | MC | 89 | 1
1PH81311AF102BB1 | SIMOTICS M COMPACT ASYNCHRONOUS MOTOR 1500RPM, 11KW, 70NM, 24A, 360V 1750RPM, 13KW, 71NM, 24A, 416V 2000RPM, 15KW, 72NM, 24A, 460V FORCED VENTILATION; DIRECTION OF AIR FLOW NDE --> DE; DEGREE OF PROTECTION IP55 W/O ENCODER with TEMPERAT. SENSOR KTY84-130 DESIGN IM B3 (IM V5, IM V6) SHAFT WITH FITTED KEY HALF-KEY BALANCING BEARING: STANDARD WITH FIXED BEARING, VIBRATION SEVERITY GRADE: R/A, FLANGE ACCURACY: R TERMINAL BOX (ABOVE) CABLE ENTRY ON THE LEFT SIGNAL CONNECTION D-END | 3983 | TEM | 1 | MC | 89 | 1
1PH81311AF102BC1 | SIMOTICS M COMPACT ASYNCHRONOUS MOTOR 1500RPM, 11KW, 70NM, 24A, 360V 1750RPM, 13KW, 71NM, 24A, 416V 2000RPM, 15KW, 72NM, 24A, 460V FORCED VENTILATION; DIRECTION OF AIR FLOW NDE --> DE; DEGREE OF PROTECTION IP55 W/O ENCODER with TEMPERAT. SENSOR KTY84-130 DESIGN IM B3 (IM V5, IM V6) SHAFT WITH FITTED KEY HALF-KEY BALANCING BEARING: STANDARD WITH FIXED BEARING, VIBRATION SEVERITY GRADE: R/A, FLANGE ACCURACY: R TERMINAL BOX (ABOVE) CABLE ENTRY ON THE ND-END SIGNAL CONNECTION LEFT | 3983 | TEM | 1 | MC | 89 | 1
1PH81311AF102CA1 | SIMOTICS M COMPACT ASYNCHRONOUS MOTOR 1500RPM, 11KW, 70NM, 24A, 360V 1750RPM, 13KW, 71NM, 24A, 416V 2000RPM, 15KW, 72NM, 24A, 460V FORCED VENTILATION; DIRECTION OF AIR FLOW NDE --> DE; DEGREE OF PROTECTION IP55 W/O ENCODER with TEMPERAT. SENSOR KTY84-130 DESIGN IM B3 (IM V5, IM V6) SHAFT WITH FITTED KEY HALF-KEY BALANCING BEARING: STANDARD VIBRATION SEVERITY GRADE S/A; SHAFT A.FLANGE ACCURACY GR. R TERMINAL BOX (ABOVE) CABLE ENTRY ON THE RIGHT SIGNAL CONNECTION D-END | 4178 | TEM | 1 | MC | 89 | 1
1PH81311AF102CB1 | SIMOTICS M COMPACT ASYNCHRONOUS MOTOR 1500RPM, 11KW, 70NM, 24A, 360V 1750RPM, 13KW, 71NM, 24A, 416V 2000RPM, 15KW, 72NM, 24A, 460V FORCED VENTILATION; DIRECTION OF AIR FLOW NDE --> DE; DEGREE OF PROTECTION IP55 W/O ENCODER with TEMPERAT. SENSOR KTY84-130 DESIGN IM B3 (IM V5, IM V6) SHAFT WITH FITTED KEY HALF-KEY BALANCING BEARING: STANDARD VIBRATION SEVERITY GRADE S/A; SHAFT A.FLANGE ACCURACY GR. R TERMINAL BOX (ABOVE) CABLE ENTRY ON THE LEFT SIGNAL CONNECTION D-END | 4178 | TEM | 1 | MC | 89 | 1
1PH81311AF102CC1 | SIMOTICS M COMPACT ASYNCHRONOUS MOTOR 1500RPM, 11KW, 70NM, 24A, 360V 1750RPM, 13KW, 71NM, 24A, 416V 2000RPM, 15KW, 72NM, 24A, 460V FORCED VENTILATION; DIRECTION OF AIR FLOW NDE --> DE; DEGREE OF PROTECTION IP55 W/O ENCODER with TEMPERAT. SENSOR KTY84-130 DESIGN IM B3 (IM V5, IM V6) SHAFT WITH FITTED KEY HALF-KEY BALANCING BEARING: STANDARD VIBRATION SEVERITY GRADE S/A; SHAFT A.FLANGE ACCURACY GR. R TERMINAL BOX (ABOVE) CABLE ENTRY ON THE ND-END SIGNAL CONNECTION LEFT | 4178 | TEM | 1 | MC | 89 | 1
1PH81311AF120BA1 | SIMOTICS M COMPACT ASYNCHRONOUS MOTOR 1500RPM, 11KW, 70NM, 24A, 360V 1750RPM, 13KW, 71NM, 24A, 416V 2000RPM, 15KW, 72NM, 24A, 460V FORCED VENTILATION; DIRECTION OF AIR FLOW NDE --> DE; DEGREE OF PROTECTION IP55 W/O ENCODER with TEMPERAT. SENSOR KTY84-130 DESIGN IM B5 (IMV 1,IM V3) PLAIN SHAFT WITHOUT FITTED KEY; BEARING: STANDARD WITH FIXED BEARING, VIBRATION SEVERITY GRADE: R/A, FLANGE ACCURACY: R TERMINAL BOX (ABOVE) CABLE ENTRY ON THE RIGHT SIGNAL CONNECTION D-END | 4222 | TEM | 1 | MC | 89 | 1
1PH81311AF120BB1 | SIMOTICS M COMPACT ASYNCHRONOUS MOTOR 1500RPM, 11KW, 70NM, 24A, 360V 1750RPM, 13KW, 71NM, 24A, 416V 2000RPM, 15KW, 72NM, 24A, 460V FORCED VENTILATION; DIRECTION OF AIR FLOW NDE --> DE; DEGREE OF PROTECTION IP55 W/O ENCODER with TEMPERAT. SENSOR KTY84-130 DESIGN IM B5 (IMV 1,IM V3) PLAIN SHAFT WITHOUT FITTED KEY; BEARING: STANDARD WITH FIXED BEARING, VIBRATION SEVERITY GRADE: R/A, FLANGE ACCURACY: R TERMINAL BOX (ABOVE) CABLE ENTRY ON THE LEFT SIGNAL CONNECTION D-END | 4222 | TEM | 1 | MC | 89 | 1
1PH81311AF120BC1 | SIMOTICS M COMPACT ASYNCHRONOUS MOTOR 1500RPM, 11KW, 70NM, 24A, 360V 1750RPM, 13KW, 71NM, 24A, 416V 2000RPM, 15KW, 72NM, 24A, 460V FORCED VENTILATION; DIRECTION OF AIR FLOW NDE --> DE; DEGREE OF PROTECTION IP55 W/O ENCODER with TEMPERAT. SENSOR KTY84-130 DESIGN IM B5 (IMV 1,IM V3) PLAIN SHAFT WITHOUT FITTED KEY; BEARING: STANDARD WITH FIXED BEARING, VIBRATION SEVERITY GRADE: R/A, FLANGE ACCURACY: R TERMINAL BOX (ABOVE) CABLE ENTRY ON THE ND-END SIGNAL CONNECTION LEFT | 4222 | TEM | 1 | MC | 89 | 1
1PH81311AF120CA1 | SIMOTICS M COMPACT ASYNCHRONOUS MOTOR 1500RPM, 11KW, 70NM, 24A, 360V 1750RPM, 13KW, 71NM, 24A, 416V 2000RPM, 15KW, 72NM, 24A, 460V FORCED VENTILATION; DIRECTION OF AIR FLOW NDE --> DE; DEGREE OF PROTECTION IP55 W/O ENCODER with TEMPERAT. SENSOR KTY84-130 DESIGN IM B5 (IMV 1,IM V3) PLAIN SHAFT WITHOUT FITTED KEY; BEARING: STANDARD VIBRATION SEVERITY GRADE S/A; SHAFT A.FLANGE ACCURACY GR. R TERMINAL BOX (ABOVE) CABLE ENTRY ON THE RIGHT SIGNAL CONNECTION D-END | 4417 | TEM | 1 | MC | 89 | 1
1PH81311AF120CB1 | SIMOTICS M COMPACT ASYNCHRONOUS MOTOR 1500RPM, 11KW, 70NM, 24A, 360V 1750RPM, 13KW, 71NM, 24A, 416V 2000RPM, 15KW, 72NM, 24A, 460V FORCED VENTILATION; DIRECTION OF AIR FLOW NDE --> DE; DEGREE OF PROTECTION IP55 W/O ENCODER with TEMPERAT. SENSOR KTY84-130 DESIGN IM B5 (IMV 1,IM V3) PLAIN SHAFT WITHOUT FITTED KEY; BEARING: STANDARD VIBRATION SEVERITY GRADE S/A; SHAFT A.FLANGE ACCURACY GR. R TERMINAL BOX (ABOVE) CABLE ENTRY ON THE LEFT SIGNAL CONNECTION D-END | 4417 | TEM | 1 | MC | 89 | 1
1PH81311AF120CC1 | SIMOTICS M COMPACT ASYNCHRONOUS MOTOR 1500RPM, 11KW, 70NM, 24A, 360V 1750RPM, 13KW, 71NM, 24A, 416V 2000RPM, 15KW, 72NM, 24A, 460V FORCED VENTILATION; DIRECTION OF AIR FLOW NDE --> DE; DEGREE OF PROTECTION IP55 W/O ENCODER with TEMPERAT. SENSOR KTY84-130 DESIGN IM B5 (IMV 1,IM V3) PLAIN SHAFT WITHOUT FITTED KEY; BEARING: STANDARD VIBRATION SEVERITY GRADE S/A; SHAFT A.FLANGE ACCURACY GR. R TERMINAL BOX (ABOVE) CABLE ENTRY ON THE ND-END SIGNAL CONNECTION LEFT | 4417 | TEM | 1 | MC | 89 | 1
1PH81311AF121BF1 | SIMOTICS M COMPACT ASYNCHRONOUS MOTOR 1500RPM, 11KW, 70NM, 24A, 360V 1750RPM, 13KW, 71NM, 24A, 416V 2000RPM, 15KW, 72NM, 24A, 460V FORCED VENTILATION; DIRECTION OF AIR FLOW NDE --> DE; DEGREE OF PROTECTION IP55 W/O ENCODER with TEMPERAT. SENSOR KTY84-130 DESIGN IM B5 (IMV 1,IM V3) SHAFT WITH FITTED KEY FULL-KEY BALANCING BEARING: STANDARD WITH FIXED BEARING, VIBRATION SEVERITY GRADE: R/A, FLANGE ACCURACY: R POWER CONNECTOR(ABOVE) CABLE ENTRY ON THE LEFT SIGNAL CONNECTION D-END | 4222 | TEM | 1 | MC | 89 | 1
1PH81311AF122BA1 | SIMOTICS M COMPACT ASYNCHRONOUS MOTOR 1500RPM, 11KW, 70NM, 24A, 360V 1750RPM, 13KW, 71NM, 24A, 416V 2000RPM, 15KW, 72NM, 24A, 460V FORCED VENTILATION; DIRECTION OF AIR FLOW NDE --> DE; DEGREE OF PROTECTION IP55 W/O ENCODER with TEMPERAT. SENSOR KTY84-130 DESIGN IM B5 (IMV 1,IM V3) SHAFT WITH FITTED KEY HALF-KEY BALANCING BEARING: STANDARD WITH FIXED BEARING, VIBRATION SEVERITY GRADE: R/A, FLANGE ACCURACY: R TERMINAL BOX (ABOVE) CABLE ENTRY ON THE RIGHT SIGNAL CONNECTION D-END | 4222 | TEM | 1 | MC | 89 | 1
1PH81311AF122BB1 | SIMOTICS M COMPACT ASYNCHRONOUS MOTOR 1500RPM, 11KW, 70NM, 24A, 360V 1750RPM, 13KW, 71NM, 24A, 416V 2000RPM, 15KW, 72NM, 24A, 460V FORCED VENTILATION; DIRECTION OF AIR FLOW NDE --> DE; DEGREE OF PROTECTION IP55 W/O ENCODER with TEMPERAT. SENSOR KTY84-130 DESIGN IM B5 (IMV 1,IM V3) SHAFT WITH FITTED KEY HALF-KEY BALANCING BEARING: STANDARD WITH FIXED BEARING, VIBRATION SEVERITY GRADE: R/A, FLANGE ACCURACY: R TERMINAL BOX (ABOVE) CABLE ENTRY ON THE LEFT SIGNAL CONNECTION D-END | 4222 | TEM | 1 | MC | 89 | 1
1PH81311AF122BC1 | SIMOTICS M COMPACT ASYNCHRONOUS MOTOR 1500RPM, 11KW, 70NM, 24A, 360V 1750RPM, 13KW, 71NM, 24A, 416V 2000RPM, 15KW, 72NM, 24A, 460V FORCED VENTILATION; DIRECTION OF AIR FLOW NDE --> DE; DEGREE OF PROTECTION IP55 W/O ENCODER with TEMPERAT. SENSOR KTY84-130 DESIGN IM B5 (IMV 1,IM V3) SHAFT WITH FITTED KEY HALF-KEY BALANCING BEARING: STANDARD WITH FIXED BEARING, VIBRATION SEVERITY GRADE: R/A, FLANGE ACCURACY: R TERMINAL BOX (ABOVE) CABLE ENTRY ON THE ND-END SIGNAL CONNECTION LEFT | 4222 | TEM | 1 | MC | 89 | 1
1PH81311AF122CA1 | SIMOTICS M COMPACT ASYNCHRONOUS MOTOR 1500RPM, 11KW, 70NM, 24A, 360V 1750RPM, 13KW, 71NM, 24A, 416V 2000RPM, 15KW, 72NM, 24A, 460V FORCED VENTILATION; DIRECTION OF AIR FLOW NDE --> DE; DEGREE OF PROTECTION IP55 W/O ENCODER with TEMPERAT. SENSOR KTY84-130 DESIGN IM B5 (IMV 1,IM V3) SHAFT WITH FITTED KEY HALF-KEY BALANCING BEARING: STANDARD VIBRATION SEVERITY GRADE S/A; SHAFT A.FLANGE ACCURACY GR. R TERMINAL BOX (ABOVE) CABLE ENTRY ON THE RIGHT SIGNAL CONNECTION D-END | 4417 | TEM | 1 | MC | 89 | 1
1PH81311AF122CB1 | SIMOTICS M COMPACT ASYNCHRONOUS MOTOR 1500RPM, 11KW, 70NM, 24A, 360V 1750RPM, 13KW, 71NM, 24A, 416V 2000RPM, 15KW, 72NM, 24A, 460V FORCED VENTILATION; DIRECTION OF AIR FLOW NDE --> DE; DEGREE OF PROTECTION IP55 W/O ENCODER with TEMPERAT. SENSOR KTY84-130 DESIGN IM B5 (IMV 1,IM V3) SHAFT WITH FITTED KEY HALF-KEY BALANCING BEARING: STANDARD VIBRATION SEVERITY GRADE S/A; SHAFT A.FLANGE ACCURACY GR. R TERMINAL BOX (ABOVE) CABLE ENTRY ON THE LEFT SIGNAL CONNECTION D-END | 4417 | TEM | 1 | MC | 89 | 1
1PH81311AF122CC1 | SIMOTICS M COMPACT ASYNCHRONOUS MOTOR 1500RPM, 11KW, 70NM, 24A, 360V 1750RPM, 13KW, 71NM, 24A, 416V 2000RPM, 15KW, 72NM, 24A, 460V FORCED VENTILATION; DIRECTION OF AIR FLOW NDE --> DE; DEGREE OF PROTECTION IP55 W/O ENCODER with TEMPERAT. SENSOR KTY84-130 DESIGN IM B5 (IMV 1,IM V3) SHAFT WITH FITTED KEY HALF-KEY BALANCING BEARING: STANDARD VIBRATION SEVERITY GRADE S/A; SHAFT A.FLANGE ACCURACY GR. R TERMINAL BOX (ABOVE) CABLE ENTRY ON THE ND-END SIGNAL CONNECTION LEFT | 4417 | TEM | 1 | MC | 89 | 1
1PH81311AF130BA1 | SIMOTICS M COMPACT ASYNCHRONOUS MOTOR 1500RPM, 11KW, 70NM, 24A, 360V 1750RPM, 13KW, 71NM, 24A, 416V 2000RPM, 15KW, 72NM, 24A, 460V FORCED VENTILATION; DIRECTION OF AIR FLOW NDE --> DE; DEGREE OF PROTECTION IP55 W/O ENCODER with TEMPERAT. SENSOR KTY84-130 DESIGN IM B35 (IM V15, IM V35) PLAIN SHAFT WITHOUT FITTED KEY; BEARING: STANDARD WITH FIXED BEARING, VIBRATION SEVERITY GRADE: R/A, FLANGE ACCURACY: R TERMINAL BOX (ABOVE) CABLE ENTRY ON THE RIGHT SIGNAL CONNECTION D-END | 4525 | TEM | 1 | MC | 89 | 1
1PH81311AF130BB1 | SIMOTICS M COMPACT ASYNCHRONOUS MOTOR 1500RPM, 11KW, 70NM, 24A, 360V 1750RPM, 13KW, 71NM, 24A, 416V 2000RPM, 15KW, 72NM, 24A, 460V FORCED VENTILATION; DIRECTION OF AIR FLOW NDE --> DE; DEGREE OF PROTECTION IP55 W/O ENCODER with TEMPERAT. SENSOR KTY84-130 DESIGN IM B35 (IM V15, IM V35) PLAIN SHAFT WITHOUT FITTED KEY; BEARING: STANDARD WITH FIXED BEARING, VIBRATION SEVERITY GRADE: R/A, FLANGE ACCURACY: R TERMINAL BOX (ABOVE) CABLE ENTRY ON THE LEFT SIGNAL CONNECTION D-END | 4525 | TEM | 1 | MC | 89 | 1
1PH81311AF130BC1 | SIMOTICS M COMPACT ASYNCHRONOUS MOTOR 1500RPM, 11KW, 70NM, 24A, 360V 1750RPM, 13KW, 71NM, 24A, 416V 2000RPM, 15KW, 72NM, 24A, 460V FORCED VENTILATION; DIRECTION OF AIR FLOW NDE --> DE; DEGREE OF PROTECTION IP55 W/O ENCODER with TEMPERAT. SENSOR KTY84-130 DESIGN IM B35 (IM V15, IM V35) PLAIN SHAFT WITHOUT FITTED KEY; BEARING: STANDARD WITH FIXED BEARING, VIBRATION SEVERITY GRADE: R/A, FLANGE ACCURACY: R TERMINAL BOX (ABOVE) CABLE ENTRY ON THE ND-END SIGNAL CONNECTION LEFT | 4525 | TEM | 1 | MC | 89 | 1
1PH81311AF130CA1 | SIMOTICS M COMPACT ASYNCHRONOUS MOTOR 1500RPM, 11KW, 70NM, 24A, 360V 1750RPM, 13KW, 71NM, 24A, 416V 2000RPM, 15KW, 72NM, 24A, 460V FORCED VENTILATION; DIRECTION OF AIR FLOW NDE --> DE; DEGREE OF PROTECTION IP55 W/O ENCODER with TEMPERAT. SENSOR KTY84-130 DESIGN IM B35 (IM V15, IM V35) PLAIN SHAFT WITHOUT FITTED KEY; BEARING: STANDARD VIBRATION SEVERITY GRADE S/A; SHAFT A.FLANGE ACCURACY GR. R TERMINAL BOX (ABOVE) CABLE ENTRY ON THE RIGHT SIGNAL CONNECTION D-END | 4720 | TEM | 1 | MC | 89 | 1
1PH81311AF130CB1 | SIMOTICS M COMPACT ASYNCHRONOUS MOTOR 1500RPM, 11KW, 70NM, 24A, 360V 1750RPM, 13KW, 71NM, 24A, 416V 2000RPM, 15KW, 72NM, 24A, 460V FORCED VENTILATION; DIRECTION OF AIR FLOW NDE --> DE; DEGREE OF PROTECTION IP55 W/O ENCODER with TEMPERAT. SENSOR KTY84-130 DESIGN IM B35 (IM V15, IM V35) PLAIN SHAFT WITHOUT FITTED KEY; BEARING: STANDARD VIBRATION SEVERITY GRADE S/A; SHAFT A.FLANGE ACCURACY GR. R TERMINAL BOX (ABOVE) CABLE ENTRY ON THE LEFT SIGNAL CONNECTION D-END | 4720 | TEM | 1 | MC | 89 | 1
1PH81311AF130CC1 | SIMOTICS M COMPACT ASYNCHRONOUS MOTOR 1500RPM, 11KW, 70NM, 24A, 360V 1750RPM, 13KW, 71NM, 24A, 416V 2000RPM, 15KW, 72NM, 24A, 460V FORCED VENTILATION; DIRECTION OF AIR FLOW NDE --> DE; DEGREE OF PROTECTION IP55 W/O ENCODER with TEMPERAT. SENSOR KTY84-130 DESIGN IM B35 (IM V15, IM V35) PLAIN SHAFT WITHOUT FITTED KEY; BEARING: STANDARD VIBRATION SEVERITY GRADE S/A; SHAFT A.FLANGE ACCURACY GR. R TERMINAL BOX (ABOVE) CABLE ENTRY ON THE ND-END SIGNAL CONNECTION LEFT | 4720 | TEM | 1 | MC | 89 | 1
1PH81311AF132BA1 | SIMOTICS M COMPACT ASYNCHRONOUS MOTOR 1500RPM, 11KW, 70NM, 24A, 360V 1750RPM, 13KW, 71NM, 24A, 416V 2000RPM, 15KW, 72NM, 24A, 460V FORCED VENTILATION; DIRECTION OF AIR FLOW NDE --> DE; DEGREE OF PROTECTION IP55 W/O ENCODER with TEMPERAT. SENSOR KTY84-130 DESIGN IM B35 (IM V15, IM V35) SHAFT WITH FITTED KEY HALF-KEY BALANCING BEARING: STANDARD WITH FIXED BEARING, VIBRATION SEVERITY GRADE: R/A, FLANGE ACCURACY: R TERMINAL BOX (ABOVE) CABLE ENTRY ON THE RIGHT SIGNAL CONNECTION D-END | 4525 | TEM | 1 | MC | 89 | 1
1PH81311AF132BB1 | SIMOTICS M COMPACT ASYNCHRONOUS MOTOR 1500RPM, 11KW, 70NM, 24A, 360V 1750RPM, 13KW, 71NM, 24A, 416V 2000RPM, 15KW, 72NM, 24A, 460V FORCED VENTILATION; DIRECTION OF AIR FLOW NDE --> DE; DEGREE OF PROTECTION IP55 W/O ENCODER with TEMPERAT. SENSOR KTY84-130 DESIGN IM B35 (IM V15, IM V35) SHAFT WITH FITTED KEY HALF-KEY BALANCING BEARING: STANDARD WITH FIXED BEARING, VIBRATION SEVERITY GRADE: R/A, FLANGE ACCURACY: R TERMINAL BOX (ABOVE) CABLE ENTRY ON THE LEFT SIGNAL CONNECTION D-END | 4525 | TEM | 1 | MC | 89 | 1
1PH81311AF132BC1 | SIMOTICS M COMPACT ASYNCHRONOUS MOTOR 1500RPM, 11KW, 70NM, 24A, 360V 1750RPM, 13KW, 71NM, 24A, 416V 2000RPM, 15KW, 72NM, 24A, 460V FORCED VENTILATION; DIRECTION OF AIR FLOW NDE --> DE; DEGREE OF PROTECTION IP55 W/O ENCODER with TEMPERAT. SENSOR KTY84-130 DESIGN IM B35 (IM V15, IM V35) SHAFT WITH FITTED KEY HALF-KEY BALANCING BEARING: STANDARD WITH FIXED BEARING, VIBRATION SEVERITY GRADE: R/A, FLANGE ACCURACY: R TERMINAL BOX (ABOVE) CABLE ENTRY ON THE ND-END SIGNAL CONNECTION LEFT | 4525 | TEM | 1 | MC | 89 | 1
1PH81311AF132CA1 | SIMOTICS M COMPACT ASYNCHRONOUS MOTOR 1500RPM, 11KW, 70NM, 24A, 360V 1750RPM, 13KW, 71NM, 24A, 416V 2000RPM, 15KW, 72NM, 24A, 460V FORCED VENTILATION; DIRECTION OF AIR FLOW NDE --> DE; DEGREE OF PROTECTION IP55 W/O ENCODER with TEMPERAT. SENSOR KTY84-130 DESIGN IM B35 (IM V15, IM V35) SHAFT WITH FITTED KEY HALF-KEY BALANCING BEARING: STANDARD VIBRATION SEVERITY GRADE S/A; SHAFT A.FLANGE ACCURACY GR. R TERMINAL BOX (ABOVE) CABLE ENTRY ON THE RIGHT SIGNAL CONNECTION D-END | 4720 | TEM | 1 | MC | 89 | 1
1PH81311AF132CB1 | SIMOTICS M COMPACT ASYNCHRONOUS MOTOR 1500RPM, 11KW, 70NM, 24A, 360V 1750RPM, 13KW, 71NM, 24A, 416V 2000RPM, 15KW, 72NM, 24A, 460V FORCED VENTILATION; DIRECTION OF AIR FLOW NDE --> DE; DEGREE OF PROTECTION IP55 W/O ENCODER with TEMPERAT. SENSOR KTY84-130 DESIGN IM B35 (IM V15, IM V35) SHAFT WITH FITTED KEY HALF-KEY BALANCING BEARING: STANDARD VIBRATION SEVERITY GRADE S/A; SHAFT A.FLANGE ACCURACY GR. R TERMINAL BOX (ABOVE) CABLE ENTRY ON THE LEFT SIGNAL CONNECTION D-END | 4720 | TEM | 1 | MC | 89 | 1
1PH81311AF132CC1 | SIMOTICS M COMPACT ASYNCHRONOUS MOTOR 1500RPM, 11KW, 70NM, 24A, 360V 1750RPM, 13KW, 71NM, 24A, 416V 2000RPM, 15KW, 72NM, 24A, 460V FORCED VENTILATION; DIRECTION OF AIR FLOW NDE --> DE; DEGREE OF PROTECTION IP55 W/O ENCODER with TEMPERAT. SENSOR KTY84-130 DESIGN IM B35 (IM V15, IM V35) SHAFT WITH FITTED KEY HALF-KEY BALANCING BEARING: STANDARD VIBRATION SEVERITY GRADE S/A; SHAFT A.FLANGE ACCURACY GR. R TERMINAL BOX (ABOVE) CABLE ENTRY ON THE ND-END SIGNAL CONNECTION LEFT | 4720 | TEM | 1 | MC | 89 | 1
1PH81311AF200BA1 | SIMOTICS M COMPACT ASYNCHRONOUS MOTOR 1500RPM, 15KW, 96NM, 30A, 380V 1750RPM, 17KW, 93NM, 30A, 425V 2000RPM, 18,5KW, 88NM, 30A,460V WATER COOLING DEGREE OF PROTECTION IP65 W/O ENCODER with TEMPERAT. SENSOR KTY84-130 DESIGN IM B3 (IM V5, IM V6) PLAIN SHAFT WITHOUT FITTED KEY; BEARING: STANDARD WITH FIXED BEARING, VIBRATION SEVERITY GRADE: R/A, FLANGE ACCURACY: R TERMINAL BOX (ABOVE) CABLE ENTRY ON THE RIGHT SIGNAL CONNECTION D-END | 4752 | TEM | 1 | MC | 105 | 1
1PH81311AF200BB1 | SIMOTICS M COMPACT ASYNCHRONOUS MOTOR 1500RPM, 15KW, 96NM, 30A, 380V 1750RPM, 17KW, 93NM, 30A, 425V 2000RPM, 18,5KW, 88NM, 30A,460V WATER COOLING DEGREE OF PROTECTION IP65 W/O ENCODER with TEMPERAT. SENSOR KTY84-130 DESIGN IM B3 (IM V5, IM V6) PLAIN SHAFT WITHOUT FITTED KEY; BEARING: STANDARD WITH FIXED BEARING, VIBRATION SEVERITY GRADE: R/A, FLANGE ACCURACY: R TERMINAL BOX (ABOVE) CABLE ENTRY ON THE LEFT SIGNAL CONNECTION D-END | 4752 | TEM | 1 | MC | 105 | 1
1PH81311AF200BC1 | SIMOTICS M COMPACT ASYNCHRONOUS MOTOR 1500RPM, 15KW, 96NM, 30A, 380V 1750RPM, 17KW, 93NM, 30A, 425V 2000RPM, 18,5KW, 88NM, 30A,460V WATER COOLING DEGREE OF PROTECTION IP65 W/O ENCODER with TEMPERAT. SENSOR KTY84-130 DESIGN IM B3 (IM V5, IM V6) PLAIN SHAFT WITHOUT FITTED KEY; BEARING: STANDARD WITH FIXED BEARING, VIBRATION SEVERITY GRADE: R/A, FLANGE ACCURACY: R TERMINAL BOX (ABOVE) CABLE ENTRY ON THE ND-END SIGNAL CONNECTION LEFT | 4752 | TEM | 1 | MC | 105 | 1
1PH81311AF200CA1 | SIMOTICS M COMPACT ASYNCHRONOUS MOTOR 1500RPM, 15KW, 96NM, 30A, 380V 1750RPM, 17KW, 93NM, 30A, 425V 2000RPM, 18,5KW, 88NM, 30A,460V WATER COOLING DEGREE OF PROTECTION IP65 W/O ENCODER with TEMPERAT. SENSOR KTY84-130 DESIGN IM B3 (IM V5, IM V6) PLAIN SHAFT WITHOUT FITTED KEY; BEARING: STANDARD VIBRATION SEVERITY GRADE S/A; SHAFT A.FLANGE ACCURACY GR. R TERMINAL BOX (ABOVE) CABLE ENTRY ON THE RIGHT SIGNAL CONNECTION D-END | 4947 | TEM | 1 | MC | 105 | 1
1PH81311AF200CB1 | SIMOTICS M COMPACT ASYNCHRONOUS MOTOR 1500RPM, 15KW, 96NM, 30A, 380V 1750RPM, 17KW, 93NM, 30A, 425V 2000RPM, 18,5KW, 88NM, 30A,460V WATER COOLING DEGREE OF PROTECTION IP65 W/O ENCODER with TEMPERAT. SENSOR KTY84-130 DESIGN IM B3 (IM V5, IM V6) PLAIN SHAFT WITHOUT FITTED KEY; BEARING: STANDARD VIBRATION SEVERITY GRADE S/A; SHAFT A.FLANGE ACCURACY GR. R TERMINAL BOX (ABOVE) CABLE ENTRY ON THE LEFT SIGNAL CONNECTION D-END | 4947 | TEM | 1 | MC | 105 | 1
1PH81311AF200CC1 | SIMOTICS M COMPACT ASYNCHRONOUS MOTOR 1500RPM, 15KW, 96NM, 30A, 380V 1750RPM, 17KW, 93NM, 30A, 425V 2000RPM, 18,5KW, 88NM, 30A,460V WATER COOLING DEGREE OF PROTECTION IP65 W/O ENCODER with TEMPERAT. SENSOR KTY84-130 DESIGN IM B3 (IM V5, IM V6) PLAIN SHAFT WITHOUT FITTED KEY; BEARING: STANDARD VIBRATION SEVERITY GRADE S/A; SHAFT A.FLANGE ACCURACY GR. R TERMINAL BOX (ABOVE) CABLE ENTRY ON THE ND-END SIGNAL CONNECTION LEFT | 4947 | TEM | 1 | MC | 105 | 1
1PH81311AF202BA1 | SIMOTICS M COMPACT ASYNCHRONOUS MOTOR 1500RPM, 15KW, 96NM, 30A, 380V 1750RPM, 17KW, 93NM, 30A, 425V 2000RPM, 18,5KW, 88NM, 30A,460V WATER COOLING DEGREE OF PROTECTION IP65 W/O ENCODER with TEMPERAT. SENSOR KTY84-130 DESIGN IM B3 (IM V5, IM V6) SHAFT WITH FITTED KEY HALF-KEY BALANCING BEARING: STANDARD WITH FIXED BEARING, VIBRATION SEVERITY GRADE: R/A, FLANGE ACCURACY: R TERMINAL BOX (ABOVE) CABLE ENTRY ON THE RIGHT SIGNAL CONNECTION D-END | 4752 | TEM | 1 | MC | 105 | 1
1PH81311AF202BB1 | SIMOTICS M COMPACT ASYNCHRONOUS MOTOR 1500RPM, 15KW, 96NM, 30A, 380V 1750RPM, 17KW, 93NM, 30A, 425V 2000RPM, 18,5KW, 88NM, 30A,460V WATER COOLING DEGREE OF PROTECTION IP65 W/O ENCODER with TEMPERAT. SENSOR KTY84-130 DESIGN IM B3 (IM V5, IM V6) SHAFT WITH FITTED KEY HALF-KEY BALANCING BEARING: STANDARD WITH FIXED BEARING, VIBRATION SEVERITY GRADE: R/A, FLANGE ACCURACY: R TERMINAL BOX (ABOVE) CABLE ENTRY ON THE LEFT SIGNAL CONNECTION D-END | 4752 | TEM | 1 | MC | 105 | 1
1PH81311AF202BC1 | SIMOTICS M COMPACT ASYNCHRONOUS MOTOR 1500RPM, 15KW, 96NM, 30A, 380V 1750RPM, 17KW, 93NM, 30A, 425V 2000RPM, 18,5KW, 88NM, 30A,460V WATER COOLING DEGREE OF PROTECTION IP65 W/O ENCODER with TEMPERAT. SENSOR KTY84-130 DESIGN IM B3 (IM V5, IM V6) SHAFT WITH FITTED KEY HALF-KEY BALANCING BEARING: STANDARD WITH FIXED BEARING, VIBRATION SEVERITY GRADE: R/A, FLANGE ACCURACY: R TERMINAL BOX (ABOVE) CABLE ENTRY ON THE ND-END SIGNAL CONNECTION LEFT | 4752 | TEM | 1 | MC | 105 | 1
1PH81311AF202CA1 | SIMOTICS M COMPACT ASYNCHRONOUS MOTOR 1500RPM, 15KW, 96NM, 30A, 380V 1750RPM, 17KW, 93NM, 30A, 425V 2000RPM, 18,5KW, 88NM, 30A,460V WATER COOLING DEGREE OF PROTECTION IP65 W/O ENCODER with TEMPERAT. SENSOR KTY84-130 DESIGN IM B3 (IM V5, IM V6) SHAFT WITH FITTED KEY HALF-KEY BALANCING BEARING: STANDARD VIBRATION SEVERITY GRADE S/A; SHAFT A.FLANGE ACCURACY GR. R TERMINAL BOX (ABOVE) CABLE ENTRY ON THE RIGHT SIGNAL CONNECTION D-END | 4947 | TEM | 1 | MC | 105 | 1
1PH81311AF202CB1 | SIMOTICS M COMPACT ASYNCHRONOUS MOTOR 1500RPM, 15KW, 96NM, 30A, 380V 1750RPM, 17KW, 93NM, 30A, 425V 2000RPM, 18,5KW, 88NM, 30A,460V WATER COOLING DEGREE OF PROTECTION IP65 W/O ENCODER with TEMPERAT. SENSOR KTY84-130 DESIGN IM B3 (IM V5, IM V6) SHAFT WITH FITTED KEY HALF-KEY BALANCING BEARING: STANDARD VIBRATION SEVERITY GRADE S/A; SHAFT A.FLANGE ACCURACY GR. R TERMINAL BOX (ABOVE) CABLE ENTRY ON THE LEFT SIGNAL CONNECTION D-END | 4947 | TEM | 1 | MC | 105 | 1
1PH81311AF202CC1 | SIMOTICS M COMPACT ASYNCHRONOUS MOTOR 1500RPM, 15KW, 96NM, 30A, 380V 1750RPM, 17KW, 93NM, 30A, 425V 2000RPM, 18,5KW, 88NM, 30A,460V WATER COOLING DEGREE OF PROTECTION IP65 W/O ENCODER with TEMPERAT. SENSOR KTY84-130 DESIGN IM B3 (IM V5, IM V6) SHAFT WITH FITTED KEY HALF-KEY BALANCING BEARING: STANDARD VIBRATION SEVERITY GRADE S/A; SHAFT A.FLANGE ACCURACY GR. R TERMINAL BOX (ABOVE) CABLE ENTRY ON THE ND-END SIGNAL CONNECTION LEFT | 4947 | TEM | 1 | MC | 105 | 1
1PH81311AF220BA1 | SIMOTICS M COMPACT ASYNCHRONOUS MOTOR 1500RPM, 15KW, 96NM, 30A, 380V 1750RPM, 17KW, 93NM, 30A, 425V 2000RPM, 18,5KW, 88NM, 30A,460V WATER COOLING DEGREE OF PROTECTION IP65 W/O ENCODER with TEMPERAT. SENSOR KTY84-130 DESIGN IM B5 (IMV 1,IM V3) PLAIN SHAFT WITHOUT FITTED KEY; BEARING: STANDARD WITH FIXED BEARING, VIBRATION SEVERITY GRADE: R/A, FLANGE ACCURACY: R TERMINAL BOX (ABOVE) CABLE ENTRY ON THE RIGHT SIGNAL CONNECTION D-END | 4990 | TEM | 1 | MC | 105 | 1
1PH81311AF220BB1 | SIMOTICS M COMPACT ASYNCHRONOUS MOTOR 1500RPM, 15KW, 96NM, 30A, 380V 1750RPM, 17KW, 93NM, 30A, 425V 2000RPM, 18,5KW, 88NM, 30A,460V WATER COOLING DEGREE OF PROTECTION IP65 W/O ENCODER with TEMPERAT. SENSOR KTY84-130 DESIGN IM B5 (IMV 1,IM V3) PLAIN SHAFT WITHOUT FITTED KEY; BEARING: STANDARD WITH FIXED BEARING, VIBRATION SEVERITY GRADE: R/A, FLANGE ACCURACY: R TERMINAL BOX (ABOVE) CABLE ENTRY ON THE LEFT SIGNAL CONNECTION D-END | 4990 | TEM | 1 | MC | 105 | 1
1PH81311AF220BC1 | SIMOTICS M COMPACT ASYNCHRONOUS MOTOR 1500RPM, 15KW, 96NM, 30A, 380V 1750RPM, 17KW, 93NM, 30A, 425V 2000RPM, 18,5KW, 88NM, 30A,460V WATER COOLING DEGREE OF PROTECTION IP65 W/O ENCODER with TEMPERAT. SENSOR KTY84-130 DESIGN IM B5 (IMV 1,IM V3) PLAIN SHAFT WITHOUT FITTED KEY; BEARING: STANDARD WITH FIXED BEARING, VIBRATION SEVERITY GRADE: R/A, FLANGE ACCURACY: R TERMINAL BOX (ABOVE) CABLE ENTRY ON THE ND-END SIGNAL CONNECTION LEFT | 4990 | TEM | 1 | MC | 105 | 1
1PH81311AF220CA1 | SIMOTICS M COMPACT ASYNCHRONOUS MOTOR 1500RPM, 15KW, 96NM, 30A, 380V 1750RPM, 17KW, 93NM, 30A, 425V 2000RPM, 18,5KW, 88NM, 30A,460V WATER COOLING DEGREE OF PROTECTION IP65 W/O ENCODER with TEMPERAT. SENSOR KTY84-130 DESIGN IM B5 (IMV 1,IM V3) PLAIN SHAFT WITHOUT FITTED KEY; BEARING: STANDARD VIBRATION SEVERITY GRADE S/A; SHAFT A.FLANGE ACCURACY GR. R TERMINAL BOX (ABOVE) CABLE ENTRY ON THE RIGHT SIGNAL CONNECTION D-END | 5185 | TEM | 1 | MC | 105 | 1
1PH81311AF220CB1 | SIMOTICS M COMPACT ASYNCHRONOUS MOTOR 1500RPM, 15KW, 96NM, 30A, 380V 1750RPM, 17KW, 93NM, 30A, 425V 2000RPM, 18,5KW, 88NM, 30A,460V WATER COOLING DEGREE OF PROTECTION IP65 W/O ENCODER with TEMPERAT. SENSOR KTY84-130 DESIGN IM B5 (IMV 1,IM V3) PLAIN SHAFT WITHOUT FITTED KEY; BEARING: STANDARD VIBRATION SEVERITY GRADE S/A; SHAFT A.FLANGE ACCURACY GR. R TERMINAL BOX (ABOVE) CABLE ENTRY ON THE LEFT SIGNAL CONNECTION D-END | 5185 | TEM | 1 | MC | 105 | 1
1PH81311AF220CC1 | SIMOTICS M COMPACT ASYNCHRONOUS MOTOR 1500RPM, 15KW, 96NM, 30A, 380V 1750RPM, 17KW, 93NM, 30A, 425V 2000RPM, 18,5KW, 88NM, 30A,460V WATER COOLING DEGREE OF PROTECTION IP65 W/O ENCODER with TEMPERAT. SENSOR KTY84-130 DESIGN IM B5 (IMV 1,IM V3) PLAIN SHAFT WITHOUT FITTED KEY; BEARING: STANDARD VIBRATION SEVERITY GRADE S/A; SHAFT A.FLANGE ACCURACY GR. R TERMINAL BOX (ABOVE) CABLE ENTRY ON THE ND-END SIGNAL CONNECTION LEFT | 5185 | TEM | 1 | MC | 105 | 1
1PH81311AF222BA1 | SIMOTICS M COMPACT ASYNCHRONOUS MOTOR 1500RPM, 15KW, 96NM, 30A, 380V 1750RPM, 17KW, 93NM, 30A, 425V 2000RPM, 18,5KW, 88NM, 30A,460V WATER COOLING DEGREE OF PROTECTION IP65 W/O ENCODER with TEMPERAT. SENSOR KTY84-130 DESIGN IM B5 (IMV 1,IM V3) SHAFT WITH FITTED KEY HALF-KEY BALANCING BEARING: STANDARD WITH FIXED BEARING, VIBRATION SEVERITY GRADE: R/A, FLANGE ACCURACY: R TERMINAL BOX (ABOVE) CABLE ENTRY ON THE RIGHT SIGNAL CONNECTION D-END | 4990 | TEM | 1 | MC | 105 | 1
1PH81311AF222BB1 | SIMOTICS M COMPACT ASYNCHRONOUS MOTOR 1500RPM, 15KW, 96NM, 30A, 380V 1750RPM, 17KW, 93NM, 30A, 425V 2000RPM, 18,5KW, 88NM, 30A,460V WATER COOLING DEGREE OF PROTECTION IP65 W/O ENCODER with TEMPERAT. SENSOR KTY84-130 DESIGN IM B5 (IMV 1,IM V3) SHAFT WITH FITTED KEY HALF-KEY BALANCING BEARING: STANDARD WITH FIXED BEARING, VIBRATION SEVERITY GRADE: R/A, FLANGE ACCURACY: R TERMINAL BOX (ABOVE) CABLE ENTRY ON THE LEFT SIGNAL CONNECTION D-END | 4990 | TEM | 1 | MC | 105 | 1
1PH81311AF222BC1 | SIMOTICS M COMPACT ASYNCHRONOUS MOTOR 1500RPM, 15KW, 96NM, 30A, 380V 1750RPM, 17KW, 93NM, 30A, 425V 2000RPM, 18,5KW, 88NM, 30A,460V WATER COOLING DEGREE OF PROTECTION IP65 W/O ENCODER with TEMPERAT. SENSOR KTY84-130 DESIGN IM B5 (IMV 1,IM V3) SHAFT WITH FITTED KEY HALF-KEY BALANCING BEARING: STANDARD WITH FIXED BEARING, VIBRATION SEVERITY GRADE: R/A, FLANGE ACCURACY: R TERMINAL BOX (ABOVE) CABLE ENTRY ON THE ND-END SIGNAL CONNECTION LEFT | 4990 | TEM | 1 | MC | 105 | 1
1PH81311AF222CA1 | SIMOTICS M COMPACT ASYNCHRONOUS MOTOR 1500RPM, 15KW, 96NM, 30A, 380V 1750RPM, 17KW, 93NM, 30A, 425V 2000RPM, 18,5KW, 88NM, 30A,460V WATER COOLING DEGREE OF PROTECTION IP65 W/O ENCODER with TEMPERAT. SENSOR KTY84-130 DESIGN IM B5 (IMV 1,IM V3) SHAFT WITH FITTED KEY HALF-KEY BALANCING BEARING: STANDARD VIBRATION SEVERITY GRADE S/A; SHAFT A.FLANGE ACCURACY GR. R TERMINAL BOX (ABOVE) CABLE ENTRY ON THE RIGHT SIGNAL CONNECTION D-END | 5185 | TEM | 1 | MC | 105 | 1
1PH81311AF222CB1 | SIMOTICS M COMPACT ASYNCHRONOUS MOTOR 1500RPM, 15KW, 96NM, 30A, 380V 1750RPM, 17KW, 93NM, 30A, 425V 2000RPM, 18,5KW, 88NM, 30A,460V WATER COOLING DEGREE OF PROTECTION IP65 W/O ENCODER with TEMPERAT. SENSOR KTY84-130 DESIGN IM B5 (IMV 1,IM V3) SHAFT WITH FITTED KEY HALF-KEY BALANCING BEARING: STANDARD VIBRATION SEVERITY GRADE S/A; SHAFT A.FLANGE ACCURACY GR. R TERMINAL BOX (ABOVE) CABLE ENTRY ON THE LEFT SIGNAL CONNECTION D-END | 5185 | TEM | 1 | MC | 105 | 1
1PH81311AF222CC1 | SIMOTICS M COMPACT ASYNCHRONOUS MOTOR 1500RPM, 15KW, 96NM, 30A, 380V 1750RPM, 17KW, 93NM, 30A, 425V 2000RPM, 18,5KW, 88NM, 30A,460V WATER COOLING DEGREE OF PROTECTION IP65 W/O ENCODER with TEMPERAT. SENSOR KTY84-130 DESIGN IM B5 (IMV 1,IM V3) SHAFT WITH FITTED KEY HALF-KEY BALANCING BEARING: STANDARD VIBRATION SEVERITY GRADE S/A; SHAFT A.FLANGE ACCURACY GR. R TERMINAL BOX (ABOVE) CABLE ENTRY ON THE ND-END SIGNAL CONNECTION LEFT | 5185 | TEM | 1 | MC | 105 | 1
1PH81311AF230BA1 | SIMOTICS M COMPACT ASYNCHRONOUS MOTOR 1500RPM, 15KW, 96NM, 30A, 380V 1750RPM, 17KW, 93NM, 30A, 425V 2000RPM, 18,5KW, 88NM, 30A,460V WATER COOLING DEGREE OF PROTECTION IP65 W/O ENCODER with TEMPERAT. SENSOR KTY84-130 DESIGN IM B35 (IM V15, IM V35) PLAIN SHAFT WITHOUT FITTED KEY; BEARING: STANDARD WITH FIXED BEARING, VIBRATION SEVERITY GRADE: R/A, FLANGE ACCURACY: R TERMINAL BOX (ABOVE) CABLE ENTRY ON THE RIGHT SIGNAL CONNECTION D-END | 5294 | TEM | 1 | MC | 105 | 1
1PH81311AF230BB1 | SIMOTICS M COMPACT ASYNCHRONOUS MOTOR 1500RPM, 15KW, 96NM, 30A, 380V 1750RPM, 17KW, 93NM, 30A, 425V 2000RPM, 18,5KW, 88NM, 30A,460V WATER COOLING DEGREE OF PROTECTION IP65 W/O ENCODER with TEMPERAT. SENSOR KTY84-130 DESIGN IM B35 (IM V15, IM V35) PLAIN SHAFT WITHOUT FITTED KEY; BEARING: STANDARD WITH FIXED BEARING, VIBRATION SEVERITY GRADE: R/A, FLANGE ACCURACY: R TERMINAL BOX (ABOVE) CABLE ENTRY ON THE LEFT SIGNAL CONNECTION D-END | 5294 | TEM | 1 | MC | 105 | 1
1PH81311AF230BC1 | SIMOTICS M COMPACT ASYNCHRONOUS MOTOR 1500RPM, 15KW, 96NM, 30A, 380V 1750RPM, 17KW, 93NM, 30A, 425V 2000RPM, 18,5KW, 88NM, 30A,460V WATER COOLING DEGREE OF PROTECTION IP65 W/O ENCODER with TEMPERAT. SENSOR KTY84-130 DESIGN IM B35 (IM V15, IM V35) PLAIN SHAFT WITHOUT FITTED KEY; BEARING: STANDARD WITH FIXED BEARING, VIBRATION SEVERITY GRADE: R/A, FLANGE ACCURACY: R TERMINAL BOX (ABOVE) CABLE ENTRY ON THE ND-END SIGNAL CONNECTION LEFT | 5294 | TEM | 1 | MC | 105 | 1
1PH81311AF230CA1 | SIMOTICS M COMPACT ASYNCHRONOUS MOTOR 1500RPM, 15KW, 96NM, 30A, 380V 1750RPM, 17KW, 93NM, 30A, 425V 2000RPM, 18,5KW, 88NM, 30A,460V WATER COOLING DEGREE OF PROTECTION IP65 W/O ENCODER with TEMPERAT. SENSOR KTY84-130 DESIGN IM B35 (IM V15, IM V35) PLAIN SHAFT WITHOUT FITTED KEY; BEARING: STANDARD VIBRATION SEVERITY GRADE S/A; SHAFT A.FLANGE ACCURACY GR. R TERMINAL BOX (ABOVE) CABLE ENTRY ON THE RIGHT SIGNAL CONNECTION D-END | 5489 | TEM | 1 | MC | 105 | 1
1PH81311AF230CB1 | SIMOTICS M COMPACT ASYNCHRONOUS MOTOR 1500RPM, 15KW, 96NM, 30A, 380V 1750RPM, 17KW, 93NM, 30A, 425V 2000RPM, 18,5KW, 88NM, 30A,460V WATER COOLING DEGREE OF PROTECTION IP65 W/O ENCODER with TEMPERAT. SENSOR KTY84-130 DESIGN IM B35 (IM V15, IM V35) PLAIN SHAFT WITHOUT FITTED KEY; BEARING: STANDARD VIBRATION SEVERITY GRADE S/A; SHAFT A.FLANGE ACCURACY GR. R TERMINAL BOX (ABOVE) CABLE ENTRY ON THE LEFT SIGNAL CONNECTION D-END | 5489 | TEM | 1 | MC | 105 | 1
1PH81311AF230CC1 | SIMOTICS M COMPACT ASYNCHRONOUS MOTOR 1500RPM, 15KW, 96NM, 30A, 380V 1750RPM, 17KW, 93NM, 30A, 425V 2000RPM, 18,5KW, 88NM, 30A,460V WATER COOLING DEGREE OF PROTECTION IP65 W/O ENCODER with TEMPERAT. SENSOR KTY84-130 DESIGN IM B35 (IM V15, IM V35) PLAIN SHAFT WITHOUT FITTED KEY; BEARING: STANDARD VIBRATION SEVERITY GRADE S/A; SHAFT A.FLANGE ACCURACY GR. R TERMINAL BOX (ABOVE) CABLE ENTRY ON THE ND-END SIGNAL CONNECTION LEFT | 5489 | TEM | 1 | MC | 105 | 1
1PH81311AF232BA1 | SIMOTICS M COMPACT ASYNCHRONOUS MOTOR 1500RPM, 15KW, 96NM, 30A, 380V 1750RPM, 17KW, 93NM, 30A, 425V 2000RPM, 18,5KW, 88NM, 30A,460V WATER COOLING DEGREE OF PROTECTION IP65 W/O ENCODER with TEMPERAT. SENSOR KTY84-130 DESIGN IM B35 (IM V15, IM V35) SHAFT WITH FITTED KEY HALF-KEY BALANCING BEARING: STANDARD WITH FIXED BEARING, VIBRATION SEVERITY GRADE: R/A, FLANGE ACCURACY: R TERMINAL BOX (ABOVE) CABLE ENTRY ON THE RIGHT SIGNAL CONNECTION D-END | 5294 | TEM | 1 | MC | 105 | 1
1PH81311AF232BB1 | SIMOTICS M COMPACT ASYNCHRONOUS MOTOR 1500RPM, 15KW, 96NM, 30A, 380V 1750RPM, 17KW, 93NM, 30A, 425V 2000RPM, 18,5KW, 88NM, 30A,460V WATER COOLING DEGREE OF PROTECTION IP65 W/O ENCODER with TEMPERAT. SENSOR KTY84-130 DESIGN IM B35 (IM V15, IM V35) SHAFT WITH FITTED KEY HALF-KEY BALANCING BEARING: STANDARD WITH FIXED BEARING, VIBRATION SEVERITY GRADE: R/A, FLANGE ACCURACY: R TERMINAL BOX (ABOVE) CABLE ENTRY ON THE LEFT SIGNAL CONNECTION D-END | 5294 | TEM | 1 | MC | 105 | 1
1PH81311AF232BC1 | SIMOTICS M COMPACT ASYNCHRONOUS MOTOR 1500RPM, 15KW, 96NM, 30A, 380V 1750RPM, 17KW, 93NM, 30A, 425V 2000RPM, 18,5KW, 88NM, 30A,460V WATER COOLING DEGREE OF PROTECTION IP65 W/O ENCODER with TEMPERAT. SENSOR KTY84-130 DESIGN IM B35 (IM V15, IM V35) SHAFT WITH FITTED KEY HALF-KEY BALANCING BEARING: STANDARD WITH FIXED BEARING, VIBRATION SEVERITY GRADE: R/A, FLANGE ACCURACY: R TERMINAL BOX (ABOVE) CABLE ENTRY ON THE ND-END SIGNAL CONNECTION LEFT | 5294 | TEM | 1 | MC | 105 | 1
1PH81311AF232CA1 | SIMOTICS M COMPACT ASYNCHRONOUS MOTOR 1500RPM, 15KW, 96NM, 30A, 380V 1750RPM, 17KW, 93NM, 30A, 425V 2000RPM, 18,5KW, 88NM, 30A,460V WATER COOLING DEGREE OF PROTECTION IP65 W/O ENCODER with TEMPERAT. SENSOR KTY84-130 DESIGN IM B35 (IM V15, IM V35) SHAFT WITH FITTED KEY HALF-KEY BALANCING BEARING: STANDARD VIBRATION SEVERITY GRADE S/A; SHAFT A.FLANGE ACCURACY GR. R TERMINAL BOX (ABOVE) CABLE ENTRY ON THE RIGHT SIGNAL CONNECTION D-END | 5489 | TEM | 1 | MC | 105 | 1
1PH81311AF232CB1 | SIMOTICS M COMPACT ASYNCHRONOUS MOTOR 1500RPM, 15KW, 96NM, 30A, 380V 1750RPM, 17KW, 93NM, 30A, 425V 2000RPM, 18,5KW, 88NM, 30A,460V WATER COOLING DEGREE OF PROTECTION IP65 W/O ENCODER with TEMPERAT. SENSOR KTY84-130 DESIGN IM B35 (IM V15, IM V35) SHAFT WITH FITTED KEY HALF-KEY BALANCING BEARING: STANDARD VIBRATION SEVERITY GRADE S/A; SHAFT A.FLANGE ACCURACY GR. R TERMINAL BOX (ABOVE) CABLE ENTRY ON THE LEFT SIGNAL CONNECTION D-END | 5489 | TEM | 1 | MC | 105 | 1
1PH81311AF232CC1 | SIMOTICS M COMPACT ASYNCHRONOUS MOTOR 1500RPM, 15KW, 96NM, 30A, 380V 1750RPM, 17KW, 93NM, 30A, 425V 2000RPM, 18,5KW, 88NM, 30A,460V WATER COOLING DEGREE OF PROTECTION IP65 W/O ENCODER with TEMPERAT. SENSOR KTY84-130 DESIGN IM B35 (IM V15, IM V35) SHAFT WITH FITTED KEY HALF-KEY BALANCING BEARING: STANDARD VIBRATION SEVERITY GRADE S/A; SHAFT A.FLANGE ACCURACY GR. R TERMINAL BOX (ABOVE) CABLE ENTRY ON THE ND-END SIGNAL CONNECTION LEFT | 5489 | TEM | 1 | MC | 105 | 1
1PH81311AG231BB1 | SIMOTICS M COMPACT ASYNCHRONOUS MOTOR 2000RPM, 18KW, 86NM, 40A, 352V 2300RPM, 20KW, 83NM, 39A, 400V 2650RPM, 23KW, 83NM, 39A, 458V WATER COOLING DEGREE OF PROTECTION IP65 W/O ENCODER with TEMPERAT. SENSOR KTY84-130 DESIGN IM B35 (IM V15, IM V35) SHAFT WITH FITTED KEY FULL-KEY BALANCING BEARING: STANDARD WITH FIXED BEARING, VIBRATION SEVERITY GRADE: R/A, FLANGE ACCURACY: R TERMINAL BOX (ABOVE) CABLE ENTRY ON THE LEFT SIGNAL CONNECTION D-END | 5294 | TEM | 1 | MC | 105 | 1
1PH81311CF020LA1 | SIMOTICS M COMPACT ASYNCHRONOUS MOTOR 1500RPM, 11KW, 70NM, 24A, 360V 1750RPM, 13KW, 71NM, 24A, 416V 2000RPM, 15KW, 72NM, 24A, 460V FORCED VENTILATION; DIRECTION OF AIR FLOW DE --> NDE; DEGREE OF PROTECTION IP55 INCREMENTAL ENCODER SIN/COS 1VPP 256 S/R WITHOUT ND-END AT TERMINAL BOX (ENCODER IN256S/R) with TEMPERAT. SENSOR KTY84-130 DESIGN IM B5 (IMV 1,IM V3) PLAIN SHAFT WITHOUT FITTED KEY; BEARING: PERFORMANCE, VIBRATION SEVERITY GRADE: SPECIAL/B, SHAFT AND FLANGE ACCURACY: SPECIAL TERMINAL BOX (ABOVE) CABLE ENTRY ON THE RIGHT SIGNAL CONNECTION D-END | 6826 | TEM | 1 | MC | 89 | 1
1PH81311CS000MA1 | SIMOTICS M COMPACT ASYNCHRONOUS MOTOR 2000RPM,14,6KW, 70NM, 39A, 302V 5000RPM,14,6KW, 28NM, 40A, 360V 1500RPM, 11KW, 70NM, 39A, 227V FORCED VENTILATION; DIRECTION OF AIR FLOW DE --> NDE; DEGREE OF PROTECTION IP55 INCREMENTAL ENCODER SIN/COS 1VPP 256 S/R WITHOUT ND-END AT TERMINAL BOX (ENCODER IN256S/R) with TEMPERAT. SENSOR KTY84-130 DESIGN IM B3 (IM V5, IM V6) PLAIN SHAFT WITHOUT FITTED KEY; BEARING: HIGH PERFORMANCE VIBRATION SEVERITY GRADE SPECIAL/B SHAFT AND FLANGE ACCURACY GR. SPECIAL TERMINAL BOX (ABOVE) CABLE ENTRY ON THE RIGHT SIGNAL CONNECTION D-END | 7261 | TEM | 1 | MC | 89 | 1
1PH81311CS020MA1 | SIMOTICS M COMPACT ASYNCHRONOUS MOTOR 2000RPM,14,6KW, 70NM, 39A, 302V 5000RPM,14,6KW, 28NM, 40A, 360V 1500RPM, 11KW, 70NM, 39A, 227V FORCED VENTILATION; DIRECTION OF AIR FLOW DE --> NDE; DEGREE OF PROTECTION IP55 INCREMENTAL ENCODER SIN/COS 1VPP 256 S/R WITHOUT ND-END AT TERMINAL BOX (ENCODER IN256S/R) with TEMPERAT. SENSOR KTY84-130 DESIGN IM B5 (IMV 1,IM V3) PLAIN SHAFT WITHOUT FITTED KEY; BEARING: HIGH PERFORMANCE VIBRATION SEVERITY GRADE SPECIAL/B SHAFT AND FLANGE ACCURACY GR. SPECIAL TERMINAL BOX (ABOVE) CABLE ENTRY ON THE RIGHT SIGNAL CONNECTION D-END | 7499 | TEM | 1 | MC | 89 | 1
1PH81311CS023MA1 | SIMOTICS M COMPACT ASYNCHRONOUS MOTOR 2000RPM,14,6KW, 70NM, 39A, 302V 5000RPM,14,6KW, 28NM, 40A, 360V 1500RPM, 11KW, 70NM, 39A, 227V FORCED VENTILATION; DIRECTION OF AIR FLOW DE --> NDE; DEGREE OF PROTECTION IP55 INCREMENTAL ENCODER SIN/COS 1VPP 256 S/R WITHOUT ND-END AT TERMINAL BOX (ENCODER IN256S/R) with TEMPERAT. SENSOR KTY84-130 DESIGN IM B5 (IMV 1,IM V3) PLAIN HOLLOW-SHAFT BEARING: HIGH PERFORMANCE VIBRATION SEVERITY GRADE SPECIAL/B SHAFT AND FLANGE ACCURACY GR. SPECIAL TERMINAL BOX (ABOVE) CABLE ENTRY ON THE RIGHT SIGNAL CONNECTION D-END | 9093 | TEM | 1 | MC | 91.5 | 1
1PH81311CS023MC1 | SIMOTICS M COMPACT ASYNCHRONOUS MOTOR 2000RPM,14,6KW, 70NM, 39A, 302V 5000RPM,14,6KW, 28NM, 40A, 360V 1500RPM, 11KW, 70NM, 39A, 227V FORCED VENTILATION; DIRECTION OF AIR FLOW DE --> NDE; DEGREE OF PROTECTION IP55 INCREMENTAL ENCODER SIN/COS 1VPP 256 S/R WITHOUT ND-END AT TERMINAL BOX (ENCODER IN256S/R) with TEMPERAT. SENSOR KTY84-130 DESIGN IM B5 (IMV 1,IM V3) PLAIN HOLLOW-SHAFT BEARING: HIGH PERFORMANCE VIBRATION SEVERITY GRADE SPECIAL/B SHAFT AND FLANGE ACCURACY GR. SPECIAL TERMINAL BOX (ABOVE) CABLE ENTRY ON THE ND-END SIGNAL CONNECTION LEFT | 9093 | TEM | 1 | MC | 91.5 | 1
1PH81311DB001BE1 | SIMOTICS M COMPACT ASYNCHRONOUS MOTOR 400RPM, 2,9KW, 69NM, 9A, 272V 500RPM, 3,6KW, 69NM, 9A, 328V 600RPM, 4,3KW, 68NM, 9A, 384V FORCED VENTILATION; DIRECTION OF AIR FLOW DE --> NDE; DEGREE OF PROTECTION IP55 INCREMENTAL ENCODER 22 BIT WITH COMMUTATING POSITION (ENCODER IC22DQ) WITH DRIVE-CLIQ INTERFACE DESIGN IM B3 (IM V5, IM V6) SHAFT WITH FITTED KEY FULL-KEY BALANCING BEARING: STANDARD WITH FIXED BEARING, VIBRATION SEVERITY GRADE: R/A, FLANGE ACCURACY: R POWER CONNECTOR (ABOVE) CABLE ENTRY ON THE RIGHT SIGNAL CONNECTION D-END | 5391 | TEM | 1 | MC | 89 | 1
1PH81311DB101GA1 | SIMOTICS M COMPACT ASYNCHRONOUS MOTOR 400RPM, 2,9KW, 69NM, 9A, 272V 500RPM, 3,6KW, 69NM, 9A, 328V 600RPM, 4,3KW, 68NM, 9A, 384V FORCED VENTILATION; DIRECTION OF AIR FLOW NDE --> DE; DEGREE OF PROTECTION IP55 INCREMENTAL ENCODER 22 BIT WITH COMMUTATING POSITION (ENCODER IC22DQ) WITH DRIVE-CLIQ INTERFACE DESIGN IM B3 (IM V5, IM V6) SHAFT WITH FITTED KEY FULL-KEY BALANCING BEARING: STANDARD, VIBRATION SEVERITY GRADE: R/A, SHAFT AND FLANGE ACCURACY: R TERMINAL BOX (ABOVE) CABLE ENTRY ON THE RIGHT SIGNAL CONNECTION D-END | 5106 | TEM | 1 | MC | 89 | 1
1PH81311DB122BA1 | SIMOTICS M COMPACT ASYNCHRONOUS MOTOR 400RPM, 2,9KW, 69NM, 9A, 272V 500RPM, 3,6KW, 69NM, 9A, 328V 600RPM, 4,3KW, 68NM, 9A, 384V FORCED VENTILATION; DIRECTION OF AIR FLOW NDE --> DE; DEGREE OF PROTECTION IP55 INCREMENTAL ENCODER 22 BIT WITH COMMUTATING POSITION (ENCODER IC22DQ) WITH DRIVE-CLIQ INTERFACE DESIGN IM B5 (IMV 1,IM V3) SHAFT WITH FITTED KEY HALF-KEY BALANCING BEARING: STANDARD WITH FIXED BEARING, VIBRATION SEVERITY GRADE: R/A, FLANGE ACCURACY: R TERMINAL BOX (ABOVE) CABLE ENTRY ON THE RIGHT SIGNAL CONNECTION D-END | 5629 | TEM | 1 | MC | 89 | 1
1PH81311DF000BA1 | SIMOTICS M COMPACT ASYNCHRONOUS MOTOR 1500RPM, 11KW, 70NM, 24A, 360V 1750RPM, 13KW, 71NM, 24A, 416V 2000RPM, 15KW, 72NM, 24A, 460V FORCED VENTILATION; DIRECTION OF AIR FLOW DE --> NDE; DEGREE OF PROTECTION IP55 INCREMENTAL ENCODER 22 BIT WITH COMMUTATING POSITION (ENCODER IC22DQ) WITH DRIVE-CLIQ INTERFACE DESIGN IM B3 (IM V5, IM V6) PLAIN SHAFT WITHOUT FITTED KEY; BEARING: STANDARD WITH FIXED BEARING, VIBRATION SEVERITY GRADE: R/A, FLANGE ACCURACY: R TERMINAL BOX (ABOVE) CABLE ENTRY ON THE RIGHT SIGNAL CONNECTION D-END | 5391 | TEM | 1 | MC | 89 | 1
1PH81311DF000BB1 | SIMOTICS M COMPACT ASYNCHRONOUS MOTOR 1500RPM, 11KW, 70NM, 24A, 360V 1750RPM, 13KW, 71NM, 24A, 416V 2000RPM, 15KW, 72NM, 24A, 460V FORCED VENTILATION; DIRECTION OF AIR FLOW DE --> NDE; DEGREE OF PROTECTION IP55 INCREMENTAL ENCODER 22 BIT WITH COMMUTATING POSITION (ENCODER IC22DQ) WITH DRIVE-CLIQ INTERFACE DESIGN IM B3 (IM V5, IM V6) PLAIN SHAFT WITHOUT FITTED KEY; BEARING: STANDARD WITH FIXED BEARING, VIBRATION SEVERITY GRADE: R/A, FLANGE ACCURACY: R TERMINAL BOX (ABOVE) CABLE ENTRY ON THE LEFT SIGNAL CONNECTION D-END | 5391 | TEM | 1 | MC | 89 | 1
1PH81311DF000CA1 | SIMOTICS M COMPACT ASYNCHRONOUS MOTOR 1500RPM, 11KW, 70NM, 24A, 360V 1750RPM, 13KW, 71NM, 24A, 416V 2000RPM, 15KW, 72NM, 24A, 460V FORCED VENTILATION; DIRECTION OF AIR FLOW DE --> NDE; DEGREE OF PROTECTION IP55 INCREMENTAL ENCODER 22 BIT WITH COMMUTATING POSITION (ENCODER IC22DQ) WITH DRIVE-CLIQ INTERFACE DESIGN IM B3 (IM V5, IM V6) PLAIN SHAFT WITHOUT FITTED KEY; BEARING: STANDARD WITH FIXED BEARING, VIBRATION SEVERITY GRADE: S/A, SHAFT AND FLANGE ACCURACY: R TERMINAL BOX (ABOVE) CABLE ENTRY ON THE RIGHT SIGNAL CONNECTION D-END | 5586 | TEM | 1 | MC | 89 | 1
1PH81311DF000CC1 | SIMOTICS M COMPACT ASYNCHRONOUS MOTOR 1500RPM, 11KW, 70NM, 24A, 360V 1750RPM, 13KW, 71NM, 24A, 416V 2000RPM, 15KW, 72NM, 24A, 460V FORCED VENTILATION; DIRECTION OF AIR FLOW DE --> NDE; DEGREE OF PROTECTION IP55 INCREMENTAL ENCODER 22 BIT WITH COMMUTATING POSITION (ENCODER IC22DQ) WITH DRIVE-CLIQ INTERFACE DESIGN IM B3 (IM V5, IM V6) PLAIN SHAFT WITHOUT FITTED KEY; BEARING: STANDARD WITH FIXED BEARING, VIBRATION SEVERITY GRADE: S/A, SHAFT AND FLANGE ACCURACY: R TERMINAL BOX (ABOVE) CABLE ENTRY ON THE ND-END SIGNAL CONNECTION LEFT | 5586 | TEM | 1 | MC | 89 | 1
1PH81311DF000CE1 | SIMOTICS M COMPACT ASYNCHRONOUS MOTOR 1500RPM, 11KW, 70NM, 24A, 360V 1750RPM, 13KW, 71NM, 24A, 416V 2000RPM, 15KW, 72NM, 24A, 460V FORCED VENTILATION; DIRECTION OF AIR FLOW DE --> NDE; DEGREE OF PROTECTION IP55 INCREMENTAL ENCODER 22 BIT WITH COMMUTATING POSITION (ENCODER IC22DQ) WITH DRIVE-CLIQ INTERFACE DESIGN IM B3 (IM V5, IM V6) PLAIN SHAFT WITHOUT FITTED KEY; BEARING: STANDARD WITH FIXED BEARING, VIBRATION SEVERITY GRADE: S/A, SHAFT AND FLANGE ACCURACY: R POWER CONNECTOR (ABOVE) CABLE ENTRY ON THE RIGHT SIGNAL CONNECTION D-END | 5586 | TEM | 1 | MC | 89 | 1
1PH81311DF000CF1 | SIMOTICS M COMPACT ASYNCHRONOUS MOTOR 1500RPM, 11KW, 70NM, 24A, 360V 1750RPM, 13KW, 71NM, 24A, 416V 2000RPM, 15KW, 72NM, 24A, 460V FORCED VENTILATION; DIRECTION OF AIR FLOW DE --> NDE; DEGREE OF PROTECTION IP55 INCREMENTAL ENCODER 22 BIT WITH COMMUTATING POSITION (ENCODER IC22DQ) WITH DRIVE-CLIQ INTERFACE DESIGN IM B3 (IM V5, IM V6) PLAIN SHAFT WITHOUT FITTED KEY; BEARING: STANDARD WITH FIXED BEARING, VIBRATION SEVERITY GRADE: S/A, SHAFT AND FLANGE ACCURACY: R POWER CONNECTOR(ABOVE) CABLE ENTRY ON THE LEFT SIGNAL CONNECTION D-END | 5586 | TEM | 1 | MC | 89 | 1
1PH81311DF000DA1 | SIMOTICS M COMPACT ASYNCHRONOUS MOTOR 1500RPM, 11KW, 70NM, 24A, 360V 1750RPM, 13KW, 71NM, 24A, 416V 2000RPM, 15KW, 72NM, 24A, 460V FORCED VENTILATION; DIRECTION OF AIR FLOW DE --> NDE; DEGREE OF PROTECTION IP55 INCREMENTAL ENCODER 22 BIT WITH COMMUTATING POSITION (ENCODER IC22DQ) WITH DRIVE-CLIQ INTERFACE DESIGN IM B3 (IM V5, IM V6) PLAIN SHAFT WITHOUT FITTED KEY; BEARING: STANDARD WITH FIXED BEARING, VIBRATION SEVERITY GRADE: SR/A, SHAFT AND FLANGE ACCURACY: R TERMINAL BOX (ABOVE) CABLE ENTRY ON THE RIGHT SIGNAL CONNECTION D-END | 5656 | TEM | 1 | MC | 89 | 1
1PH81311DF000DC1 | SIMOTICS M COMPACT ASYNCHRONOUS MOTOR 1500RPM, 11KW, 70NM, 24A, 360V 1750RPM, 13KW, 71NM, 24A, 416V 2000RPM, 15KW, 72NM, 24A, 460V FORCED VENTILATION; DIRECTION OF AIR FLOW DE --> NDE; DEGREE OF PROTECTION IP55 INCREMENTAL ENCODER 22 BIT WITH COMMUTATING POSITION (ENCODER IC22DQ) WITH DRIVE-CLIQ INTERFACE DESIGN IM B3 (IM V5, IM V6) PLAIN SHAFT WITHOUT FITTED KEY; BEARING: STANDARD WITH FIXED BEARING, VIBRATION SEVERITY GRADE: SR/A, SHAFT AND FLANGE ACCURACY: R TERMINAL BOX (ABOVE) CABLE ENTRY ON THE ND-END SIGNAL CONNECTION LEFT | 5656 | TEM | 1 | MC | 89 | 1
1PH81311DF000LA1 | SIMOTICS M COMPACT ASYNCHRONOUS MOTOR 1500RPM, 11KW, 70NM, 24A, 360V 1750RPM, 13KW, 71NM, 24A, 416V 2000RPM, 15KW, 72NM, 24A, 460V FORCED VENTILATION; DIRECTION OF AIR FLOW DE --> NDE; DEGREE OF PROTECTION IP55 INCREMENTAL ENCODER 22 BIT WITH COMMUTATING POSITION (ENCODER IC22DQ) WITH DRIVE-CLIQ INTERFACE DESIGN IM B3 (IM V5, IM V6) PLAIN SHAFT WITHOUT FITTED KEY; BEARING: PERFORMANCE, VIBRATION SEVERITY GRADE: SPECIAL/B, SHAFT AND FLANGE ACCURACY: SPECIAL TERMINAL BOX (ABOVE) CABLE ENTRY ON THE RIGHT SIGNAL CONNECTION D-END | 5938 | TEM | 1 | MC | 89 | 1
1PH81311DF000LE1 | SIMOTICS M COMPACT ASYNCHRONOUS MOTOR 1500RPM, 11KW, 70NM, 24A, 360V 1750RPM, 13KW, 71NM, 24A, 416V 2000RPM, 15KW, 72NM, 24A, 460V FORCED VENTILATION; DIRECTION OF AIR FLOW DE --> NDE; DEGREE OF PROTECTION IP55 INCREMENTAL ENCODER 22 BIT WITH COMMUTATING POSITION (ENCODER IC22DQ) WITH DRIVE-CLIQ INTERFACE DESIGN IM B3 (IM V5, IM V6) PLAIN SHAFT WITHOUT FITTED KEY; BEARING: PERFORMANCE, VIBRATION SEVERITY GRADE: SPECIAL/B, SHAFT AND FLANGE ACCURACY: SPECIAL POWER CONNECTOR (ABOVE) CABLE ENTRY ON THE RIGHT SIGNAL CONNECTION D-END | 5938 | TEM | 1 | MC | 89 | 1
1PH81311DF001BA1 | SIMOTICS M COMPACT ASYNCHRONOUS MOTOR 1500RPM, 11KW, 70NM, 24A, 360V 1750RPM, 13KW, 71NM, 24A, 416V 2000RPM, 15KW, 72NM, 24A, 460V FORCED VENTILATION; DIRECTION OF AIR FLOW DE --> NDE; DEGREE OF PROTECTION IP55 INCREMENTAL ENCODER 22 BIT WITH COMMUTATING POSITION (ENCODER IC22DQ) WITH DRIVE-CLIQ INTERFACE DESIGN IM B3 (IM V5, IM V6) SHAFT WITH FITTED KEY FULL-KEY BALANCING BEARING: STANDARD WITH FIXED BEARING, VIBRATION SEVERITY GRADE: R/A, FLANGE ACCURACY: R TERMINAL BOX (ABOVE) CABLE ENTRY ON THE RIGHT SIGNAL CONNECTION D-END | 5391 | TEM | 1 | MC | 89 | 1
1PH81311DF001BG1 | SIMOTICS M COMPACT ASYNCHRONOUS MOTOR 1500RPM, 11KW, 70NM, 24A, 360V 1750RPM, 13KW, 71NM, 24A, 416V 2000RPM, 15KW, 72NM, 24A, 460V FORCED VENTILATION; DIRECTION OF AIR FLOW DE --> NDE; DEGREE OF PROTECTION IP55 INCREMENTAL ENCODER 22 BIT WITH COMMUTATING POSITION (ENCODER IC22DQ) WITH DRIVE-CLIQ INTERFACE DESIGN IM B3 (IM V5, IM V6) SHAFT WITH FITTED KEY FULL-KEY BALANCING BEARING: STANDARD WITH FIXED BEARING, VIBRATION SEVERITY GRADE: R/A, FLANGE ACCURACY: R POWER CONNECTOR (ABOVE) CABLE ENTRY ON THE ND-END SIGNAL CONNECTION LEFT | 5391 | TEM | 1 | MC | 89 | 1
1PH81311DF001CA1 | SIMOTICS M COMPACT ASYNCHRONOUS MOTOR 1500RPM, 11KW, 70NM, 24A, 360V 1750RPM, 13KW, 71NM, 24A, 416V 2000RPM, 15KW, 72NM, 24A, 460V FORCED VENTILATION; DIRECTION OF AIR FLOW DE --> NDE; DEGREE OF PROTECTION IP55 INCREMENTAL ENCODER 22 BIT WITH COMMUTATING POSITION (ENCODER IC22DQ) WITH DRIVE-CLIQ INTERFACE DESIGN IM B3 (IM V5, IM V6) SHAFT WITH FITTED KEY FULL-KEY BALANCING BEARING: STANDARD WITH FIXED BEARING, VIBRATION SEVERITY GRADE: S/A, SHAFT AND FLANGE ACCURACY: R TERMINAL BOX (ABOVE) CABLE ENTRY ON THE RIGHT SIGNAL CONNECTION D-END | 5586 | TEM | 1 | MC | 89 | 1
1PH81311DF001CC1 | SIMOTICS M COMPACT ASYNCHRONOUS MOTOR 1500RPM, 11KW, 70NM, 24A, 360V 1750RPM, 13KW, 71NM, 24A, 416V 2000RPM, 15KW, 72NM, 24A, 460V FORCED VENTILATION; DIRECTION OF AIR FLOW DE --> NDE; DEGREE OF PROTECTION IP55 INCREMENTAL ENCODER 22 BIT WITH COMMUTATING POSITION (ENCODER IC22DQ) WITH DRIVE-CLIQ INTERFACE DESIGN IM B3 (IM V5, IM V6) SHAFT WITH FITTED KEY FULL-KEY BALANCING BEARING: STANDARD WITH FIXED BEARING, VIBRATION SEVERITY GRADE: S/A, SHAFT AND FLANGE ACCURACY: R TERMINAL BOX (ABOVE) CABLE ENTRY ON THE ND-END SIGNAL CONNECTION LEFT | 5586 | TEM | 1 | MC | 89 | 1
1PH81311DF001LA1 | SIMOTICS M COMPACT ASYNCHRONOUS MOTOR 1500RPM, 11KW, 70NM, 24A, 360V 1750RPM, 13KW, 71NM, 24A, 416V 2000RPM, 15KW, 72NM, 24A, 460V FORCED VENTILATION; DIRECTION OF AIR FLOW DE --> NDE; DEGREE OF PROTECTION IP55 INCREMENTAL ENCODER 22 BIT WITH COMMUTATING POSITION (ENCODER IC22DQ) WITH DRIVE-CLIQ INTERFACE DESIGN IM B3 (IM V5, IM V6) SHAFT WITH FITTED KEY FULL-KEY BALANCING BEARING: PERFORMANCE, VIBRATION SEVERITY GRADE: SPECIAL/B, SHAFT AND FLANGE ACCURACY: SPECIAL TERMINAL BOX (ABOVE) CABLE ENTRY ON THE RIGHT SIGNAL CONNECTION D-END | 5938 | TEM | 1 | MC | 89 | 1
1PH81311DF002BA1 | SIMOTICS M COMPACT ASYNCHRONOUS MOTOR 1500RPM, 11KW, 70NM, 24A, 360V 1750RPM, 13KW, 71NM, 24A, 416V 2000RPM, 15KW, 72NM, 24A, 460V FORCED VENTILATION; DIRECTION OF AIR FLOW DE --> NDE; DEGREE OF PROTECTION IP55 INCREMENTAL ENCODER 22 BIT WITH COMMUTATING POSITION (ENCODER IC22DQ) WITH DRIVE-CLIQ INTERFACE DESIGN IM B3 (IM V5, IM V6) SHAFT WITH FITTED KEY HALF-KEY BALANCING BEARING: STANDARD WITH FIXED BEARING, VIBRATION SEVERITY GRADE: R/A, FLANGE ACCURACY: R TERMINAL BOX (ABOVE) CABLE ENTRY ON THE RIGHT SIGNAL CONNECTION D-END | 5391 | TEM | 1 | MC | 89 | 1
1PH81311DF002CA1 | SIMOTICS M COMPACT ASYNCHRONOUS MOTOR 1500RPM, 11KW, 70NM, 24A, 360V 1750RPM, 13KW, 71NM, 24A, 416V 2000RPM, 15KW, 72NM, 24A, 460V FORCED VENTILATION; DIRECTION OF AIR FLOW DE --> NDE; DEGREE OF PROTECTION IP55 INCREMENTAL ENCODER 22 BIT WITH COMMUTATING POSITION (ENCODER IC22DQ) WITH DRIVE-CLIQ INTERFACE DESIGN IM B3 (IM V5, IM V6) SHAFT WITH FITTED KEY HALF-KEY BALANCING BEARING: STANDARD WITH FIXED BEARING, VIBRATION SEVERITY GRADE: S/A, SHAFT AND FLANGE ACCURACY: R TERMINAL BOX (ABOVE) CABLE ENTRY ON THE RIGHT SIGNAL CONNECTION D-END | 5586 | TEM | 1 | MC | 89 | 1
1PH81311DF002DA1 | SIMOTICS M COMPACT ASYNCHRONOUS MOTOR 1500RPM, 11KW, 70NM, 24A, 360V 1750RPM, 13KW, 71NM, 24A, 416V 2000RPM, 15KW, 72NM, 24A, 460V FORCED VENTILATION; DIRECTION OF AIR FLOW DE --> NDE; DEGREE OF PROTECTION IP55 INCREMENTAL ENCODER 22 BIT WITH COMMUTATING POSITION (ENCODER IC22DQ) WITH DRIVE-CLIQ INTERFACE DESIGN IM B3 (IM V5, IM V6) SHAFT WITH FITTED KEY HALF-KEY BALANCING BEARING: STANDARD WITH FIXED BEARING, VIBRATION SEVERITY GRADE: SR/A, SHAFT AND FLANGE ACCURACY: R TERMINAL BOX (ABOVE) CABLE ENTRY ON THE RIGHT SIGNAL CONNECTION D-END | 5656 | TEM | 1 | MC | 89 | 1
1PH81311DF002GA1 | SIMOTICS M COMPACT ASYNCHRONOUS MOTOR 1500RPM, 11KW, 70NM, 24A, 360V 1750RPM, 13KW, 71NM, 24A, 416V 2000RPM, 15KW, 72NM, 24A, 460V FORCED VENTILATION; DIRECTION OF AIR FLOW DE --> NDE; DEGREE OF PROTECTION IP55 INCREMENTAL ENCODER 22 BIT WITH COMMUTATING POSITION (ENCODER IC22DQ) WITH DRIVE-CLIQ INTERFACE DESIGN IM B3 (IM V5, IM V6) SHAFT WITH FITTED KEY HALF-KEY BALANCING BEARING: STANDARD, VIBRATION SEVERITY GRADE: R/A, SHAFT AND FLANGE ACCURACY: R TERMINAL BOX (ABOVE) CABLE ENTRY ON THE RIGHT SIGNAL CONNECTION D-END | 5106 | TEM | 1 | MC | 89 | 1
1PH81311DF002GE1 | SIMOTICS M COMPACT ASYNCHRONOUS MOTOR 1500RPM, 11KW, 70NM, 24A, 360V 1750RPM, 13KW, 71NM, 24A, 416V 2000RPM, 15KW, 72NM, 24A, 460V FORCED VENTILATION; DIRECTION OF AIR FLOW DE --> NDE; DEGREE OF PROTECTION IP55 INCREMENTAL ENCODER 22 BIT WITH COMMUTATING POSITION (ENCODER IC22DQ) WITH DRIVE-CLIQ INTERFACE DESIGN IM B3 (IM V5, IM V6) SHAFT WITH FITTED KEY HALF-KEY BALANCING BEARING: STANDARD, VIBRATION SEVERITY GRADE: R/A, SHAFT AND FLANGE ACCURACY: R POWER CONNECTOR (ABOVE) CABLE ENTRY ON THE RIGHT SIGNAL CONNECTION D-END | 5106 | TEM | 1 | MC | 89 | 1
1PH81311DF002LA1 | SIMOTICS M COMPACT ASYNCHRONOUS MOTOR 1500RPM, 11KW, 70NM, 24A, 360V 1750RPM, 13KW, 71NM, 24A, 416V 2000RPM, 15KW, 72NM, 24A, 460V FORCED VENTILATION; DIRECTION OF AIR FLOW DE --> NDE; DEGREE OF PROTECTION IP55 INCREMENTAL ENCODER 22 BIT WITH COMMUTATING POSITION (ENCODER IC22DQ) WITH DRIVE-CLIQ INTERFACE DESIGN IM B3 (IM V5, IM V6) SHAFT WITH FITTED KEY HALF-KEY BALANCING BEARING: PERFORMANCE, VIBRATION SEVERITY GRADE: SPECIAL/B, SHAFT AND FLANGE ACCURACY: SPECIAL TERMINAL BOX (ABOVE) CABLE ENTRY ON THE RIGHT SIGNAL CONNECTION D-END | 5938 | TEM | 1 | MC | 89 | 1
1PH81311DF020BA1 | SIMOTICS M COMPACT ASYNCHRONOUS MOTOR 1500RPM, 11KW, 70NM, 24A, 360V 1750RPM, 13KW, 71NM, 24A, 416V 2000RPM, 15KW, 72NM, 24A, 460V FORCED VENTILATION; DIRECTION OF AIR FLOW DE --> NDE; DEGREE OF PROTECTION IP55 INCREMENTAL ENCODER 22 BIT WITH COMMUTATING POSITION (ENCODER IC22DQ) WITH DRIVE-CLIQ INTERFACE DESIGN IM B5 (IMV 1,IM V3) PLAIN SHAFT WITHOUT FITTED KEY; BEARING: STANDARD WITH FIXED BEARING, VIBRATION SEVERITY GRADE: R/A, FLANGE ACCURACY: R TERMINAL BOX (ABOVE) CABLE ENTRY ON THE RIGHT SIGNAL CONNECTION D-END | 5629 | TEM | 1 | MC | 89 | 1
1PH81311DF020BB1 | SIMOTICS M COMPACT ASYNCHRONOUS MOTOR 1500RPM, 11KW, 70NM, 24A, 360V 1750RPM, 13KW, 71NM, 24A, 416V 2000RPM, 15KW, 72NM, 24A, 460V FORCED VENTILATION; DIRECTION OF AIR FLOW DE --> NDE; DEGREE OF PROTECTION IP55 INCREMENTAL ENCODER 22 BIT WITH COMMUTATING POSITION (ENCODER IC22DQ) WITH DRIVE-CLIQ INTERFACE DESIGN IM B5 (IMV 1,IM V3) PLAIN SHAFT WITHOUT FITTED KEY; BEARING: STANDARD WITH FIXED BEARING, VIBRATION SEVERITY GRADE: R/A, FLANGE ACCURACY: R TERMINAL BOX (ABOVE) CABLE ENTRY ON THE LEFT SIGNAL CONNECTION D-END | 5629 | TEM | 1 | MC | 89 | 1
1PH81311DF020BC1 | SIMOTICS M COMPACT ASYNCHRONOUS MOTOR 1500RPM, 11KW, 70NM, 24A, 360V 1750RPM, 13KW, 71NM, 24A, 416V 2000RPM, 15KW, 72NM, 24A, 460V FORCED VENTILATION; DIRECTION OF AIR FLOW DE --> NDE; DEGREE OF PROTECTION IP55 INCREMENTAL ENCODER 22 BIT WITH COMMUTATING POSITION (ENCODER IC22DQ) WITH DRIVE-CLIQ INTERFACE DESIGN IM B5 (IMV 1,IM V3) PLAIN SHAFT WITHOUT FITTED KEY; BEARING: STANDARD WITH FIXED BEARING, VIBRATION SEVERITY GRADE: R/A, FLANGE ACCURACY: R TERMINAL BOX (ABOVE) CABLE ENTRY ON THE ND-END SIGNAL CONNECTION LEFT | 5629 | TEM | 1 | MC | 89 | 1
1PH81311DF020BG1 | SIMOTICS M COMPACT ASYNCHRONOUS MOTOR 1500RPM, 11KW, 70NM, 24A, 360V 1750RPM, 13KW, 71NM, 24A, 416V 2000RPM, 15KW, 72NM, 24A, 460V FORCED VENTILATION; DIRECTION OF AIR FLOW DE --> NDE; DEGREE OF PROTECTION IP55 INCREMENTAL ENCODER 22 BIT WITH COMMUTATING POSITION (ENCODER IC22DQ) WITH DRIVE-CLIQ INTERFACE DESIGN IM B5 (IMV 1,IM V3) PLAIN SHAFT WITHOUT FITTED KEY; BEARING: STANDARD WITH FIXED BEARING, VIBRATION SEVERITY GRADE: R/A, FLANGE ACCURACY: R POWER CONNECTOR (ABOVE) CABLE ENTRY ON THE ND-END SIGNAL CONNECTION LEFT | 5629 | TEM | 1 | MC | 89 | 1
1PH81311DF020BH1 | SIMOTICS M COMPACT ASYNCHRONOUS MOTOR 1500RPM, 11KW, 70NM, 24A, 360V 1750RPM, 13KW, 71NM, 24A, 416V 2000RPM, 15KW, 72NM, 24A, 460V FORCED VENTILATION; DIRECTION OF AIR FLOW DE --> NDE; DEGREE OF PROTECTION IP55 INCREMENTAL ENCODER 22 BIT WITH COMMUTATING POSITION (ENCODER IC22DQ) WITH DRIVE-CLIQ INTERFACE DESIGN IM B5 (IMV 1,IM V3) PLAIN SHAFT WITHOUT FITTED KEY; BEARING: STANDARD WITH FIXED BEARING, VIBRATION SEVERITY GRADE: R/A, FLANGE ACCURACY: R POWER CONNECTOR (ABOVE) CABLE ENTRY ON THE D-END SIGNAL CONNECTION LEFT | 5629 | TEM | 1 | MC | 89 | 1
1PH81311DF020CA1 | SIMOTICS M COMPACT ASYNCHRONOUS MOTOR 1500RPM, 11KW, 70NM, 24A, 360V 1750RPM, 13KW, 71NM, 24A, 416V 2000RPM, 15KW, 72NM, 24A, 460V FORCED VENTILATION; DIRECTION OF AIR FLOW DE --> NDE; DEGREE OF PROTECTION IP55 INCREMENTAL ENCODER 22 BIT WITH COMMUTATING POSITION (ENCODER IC22DQ) WITH DRIVE-CLIQ INTERFACE DESIGN IM B5 (IMV 1,IM V3) PLAIN SHAFT WITHOUT FITTED KEY; BEARING: STANDARD WITH FIXED BEARING, VIBRATION SEVERITY GRADE: S/A, SHAFT AND FLANGE ACCURACY: R TERMINAL BOX (ABOVE) CABLE ENTRY ON THE RIGHT SIGNAL CONNECTION D-END | 5824 | TEM | 1 | MC | 89 | 1
1PH81311DF020CC1 | SIMOTICS M COMPACT ASYNCHRONOUS MOTOR 1500RPM, 11KW, 70NM, 24A, 360V 1750RPM, 13KW, 71NM, 24A, 416V 2000RPM, 15KW, 72NM, 24A, 460V FORCED VENTILATION; DIRECTION OF AIR FLOW DE --> NDE; DEGREE OF PROTECTION IP55 INCREMENTAL ENCODER 22 BIT WITH COMMUTATING POSITION (ENCODER IC22DQ) WITH DRIVE-CLIQ INTERFACE DESIGN IM B5 (IMV 1,IM V3) PLAIN SHAFT WITHOUT FITTED KEY; BEARING: STANDARD WITH FIXED BEARING, VIBRATION SEVERITY GRADE: S/A, SHAFT AND FLANGE ACCURACY: R TERMINAL BOX (ABOVE) CABLE ENTRY ON THE ND-END SIGNAL CONNECTION LEFT | 5824 | TEM | 1 | MC | 89 | 1
1PH81311DF020CE1 | SIMOTICS M COMPACT ASYNCHRONOUS MOTOR 1500RPM, 11KW, 70NM, 24A, 360V 1750RPM, 13KW, 71NM, 24A, 416V 2000RPM, 15KW, 72NM, 24A, 460V FORCED VENTILATION; DIRECTION OF AIR FLOW DE --> NDE; DEGREE OF PROTECTION IP55 INCREMENTAL ENCODER 22 BIT WITH COMMUTATING POSITION (ENCODER IC22DQ) WITH DRIVE-CLIQ INTERFACE DESIGN IM B5 (IMV 1,IM V3) PLAIN SHAFT WITHOUT FITTED KEY; BEARING: STANDARD WITH FIXED BEARING, VIBRATION SEVERITY GRADE: S/A, SHAFT AND FLANGE ACCURACY: R POWER CONNECTOR (ABOVE) CABLE ENTRY ON THE RIGHT SIGNAL CONNECTION D-END | 5824 | TEM | 1 | MC | 89 | 1
1PH81311DF020DA1 | SIMOTICS M COMPACT ASYNCHRONOUS MOTOR 1500RPM, 11KW, 70NM, 24A, 360V 1750RPM, 13KW, 71NM, 24A, 416V 2000RPM, 15KW, 72NM, 24A, 460V FORCED VENTILATION; DIRECTION OF AIR FLOW DE --> NDE; DEGREE OF PROTECTION IP55 INCREMENTAL ENCODER 22 BIT WITH COMMUTATING POSITION (ENCODER IC22DQ) WITH DRIVE-CLIQ INTERFACE DESIGN IM B5 (IMV 1,IM V3) PLAIN SHAFT WITHOUT FITTED KEY; BEARING: STANDARD WITH FIXED BEARING, VIBRATION SEVERITY GRADE: SR/A, SHAFT AND FLANGE ACCURACY: R TERMINAL BOX (ABOVE) CABLE ENTRY ON THE RIGHT SIGNAL CONNECTION D-END | 5894 | TEM | 1 | MC | 89 | 1
1PH81311DF020DB1 | SIMOTICS M COMPACT ASYNCHRONOUS MOTOR 1500RPM, 11KW, 70NM, 24A, 360V 1750RPM, 13KW, 71NM, 24A, 416V 2000RPM, 15KW, 72NM, 24A, 460V FORCED VENTILATION; DIRECTION OF AIR FLOW DE --> NDE; DEGREE OF PROTECTION IP55 INCREMENTAL ENCODER 22 BIT WITH COMMUTATING POSITION (ENCODER IC22DQ) WITH DRIVE-CLIQ INTERFACE DESIGN IM B5 (IMV 1,IM V3) PLAIN SHAFT WITHOUT FITTED KEY; BEARING: STANDARD WITH FIXED BEARING, VIBRATION SEVERITY GRADE: SR/A, SHAFT AND FLANGE ACCURACY: R TERMINAL BOX (ABOVE) CABLE ENTRY ON THE LEFT SIGNAL CONNECTION D-END | 5894 | TEM | 1 | MC | 89 | 1
1PH81311DF020DE1 | SIMOTICS M COMPACT ASYNCHRONOUS MOTOR 1500RPM, 11KW, 70NM, 24A, 360V 1750RPM, 13KW, 71NM, 24A, 416V 2000RPM, 15KW, 72NM, 24A, 460V FORCED VENTILATION; DIRECTION OF AIR FLOW DE --> NDE; DEGREE OF PROTECTION IP55 INCREMENTAL ENCODER 22 BIT WITH COMMUTATING POSITION (ENCODER IC22DQ) WITH DRIVE-CLIQ INTERFACE DESIGN IM B5 (IMV 1,IM V3) PLAIN SHAFT WITHOUT FITTED KEY; BEARING: STANDARD WITH FIXED BEARING, VIBRATION SEVERITY GRADE: SR/A, SHAFT AND FLANGE ACCURACY: R POWER CONNECTOR (ABOVE) CABLE ENTRY ON THE RIGHT SIGNAL CONNECTION D-END | 5894 | TEM | 1 | MC | 89 | 1
1PH81311DF020DH1 | SIMOTICS M COMPACT ASYNCHRONOUS MOTOR 1500RPM, 11KW, 70NM, 24A, 360V 1750RPM, 13KW, 71NM, 24A, 416V 2000RPM, 15KW, 72NM, 24A, 460V FORCED VENTILATION; DIRECTION OF AIR FLOW DE --> NDE; DEGREE OF PROTECTION IP55 INCREMENTAL ENCODER 22 BIT WITH COMMUTATING POSITION (ENCODER IC22DQ) WITH DRIVE-CLIQ INTERFACE DESIGN IM B5 (IMV 1,IM V3) PLAIN SHAFT WITHOUT FITTED KEY; BEARING: STANDARD WITH FIXED BEARING, VIBRATION SEVERITY GRADE: SR/A, SHAFT AND FLANGE ACCURACY: R POWER CONNECTOR (ABOVE) CABLE ENTRY ON THE D-END SIGNAL CONNECTION LEFT | 5894 | TEM | 1 | MC | 89 | 1
1PH81311DF020GA1 | SIMOTICS M COMPACT ASYNCHRONOUS MOTOR 1500RPM, 11KW, 70NM, 24A, 360V 1750RPM, 13KW, 71NM, 24A, 416V 2000RPM, 15KW, 72NM, 24A, 460V FORCED VENTILATION; DIRECTION OF AIR FLOW DE --> NDE; DEGREE OF PROTECTION IP55 INCREMENTAL ENCODER 22 BIT WITH COMMUTATING POSITION (ENCODER IC22DQ) WITH DRIVE-CLIQ INTERFACE DESIGN IM B5 (IMV 1,IM V3) PLAIN SHAFT WITHOUT FITTED KEY; BEARING: STANDARD, VIBRATION SEVERITY GRADE: R/A, SHAFT AND FLANGE ACCURACY: R TERMINAL BOX (ABOVE) CABLE ENTRY ON THE RIGHT SIGNAL CONNECTION D-END | 5344 | TEM | 1 | MC | 89 | 1
1PH81311DF020HB1 | SIMOTICS M COMPACT ASYNCHRONOUS MOTOR 1500RPM, 11KW, 70NM, 24A, 360V 1750RPM, 13KW, 71NM, 24A, 416V 2000RPM, 15KW, 72NM, 24A, 460V FORCED VENTILATION; DIRECTION OF AIR FLOW DE --> NDE; DEGREE OF PROTECTION IP55 INCREMENTAL ENCODER 22 BIT WITH COMMUTATING POSITION (ENCODER IC22DQ) WITH DRIVE-CLIQ INTERFACE DESIGN IM B5 (IMV 1,IM V3) PLAIN SHAFT WITHOUT FITTED KEY; BEARING: STANDARD, VIBRATION SEVERITY GRADE: S/A, SHAFT AND FLANGE ACCURACY: R TERMINAL BOX (ABOVE) CABLE ENTRY ON THE LEFT SIGNAL CONNECTION D-END | 5539 | TEM | 1 | MC | 89 | 1
1PH81311DF020LA1 | SIMOTICS M COMPACT ASYNCHRONOUS MOTOR 1500RPM, 11KW, 70NM, 24A, 360V 1750RPM, 13KW, 71NM, 24A, 416V 2000RPM, 15KW, 72NM, 24A, 460V FORCED VENTILATION; DIRECTION OF AIR FLOW DE --> NDE; DEGREE OF PROTECTION IP55 INCREMENTAL ENCODER 22 BIT WITH COMMUTATING POSITION (ENCODER IC22DQ) WITH DRIVE-CLIQ INTERFACE DESIGN IM B5 (IMV 1,IM V3) PLAIN SHAFT WITHOUT FITTED KEY; BEARING: PERFORMANCE, VIBRATION SEVERITY GRADE: SPECIAL/B, SHAFT AND FLANGE ACCURACY: SPECIAL TERMINAL BOX (ABOVE) CABLE ENTRY ON THE RIGHT SIGNAL CONNECTION D-END | 6176 | TEM | 1 | MC | 89 | 1
1PH81311DF020MA1 | SIMOTICS M COMPACT ASYNCHRONOUS MOTOR 1500RPM, 11KW, 70NM, 24A, 360V 1750RPM, 13KW, 71NM, 24A, 416V 2000RPM, 15KW, 72NM, 24A, 460V FORCED VENTILATION; DIRECTION OF AIR FLOW DE --> NDE; DEGREE OF PROTECTION IP55 INCREMENTAL ENCODER 22 BIT WITH COMMUTATING POSITION (ENCODER IC22DQ) WITH DRIVE-CLIQ INTERFACE DESIGN IM B5 (IMV 1,IM V3) PLAIN SHAFT WITHOUT FITTED KEY; BEARING: HIGH PERFORMANCE VIBRATION SEVERITY GRADE SPECIAL/B SHAFT AND FLANGE ACCURACY GR. SPECIAL TERMINAL BOX (ABOVE) CABLE ENTRY ON THE RIGHT SIGNAL CONNECTION D-END | 6849 | TEM | 1 | MC | 89 | 1
1PH81311DF020MC1 | SIMOTICS M COMPACT ASYNCHRONOUS MOTOR 1500RPM, 11KW, 70NM, 24A, 360V 1750RPM, 13KW, 71NM, 24A, 416V 2000RPM, 15KW, 72NM, 24A, 460V FORCED VENTILATION; DIRECTION OF AIR FLOW DE --> NDE; DEGREE OF PROTECTION IP55 INCREMENTAL ENCODER 22 BIT WITH COMMUTATING POSITION (ENCODER IC22DQ) WITH DRIVE-CLIQ INTERFACE DESIGN IM B5 (IMV 1,IM V3) PLAIN SHAFT WITHOUT FITTED KEY; BEARING: HIGH PERFORMANCE VIBRATION SEVERITY GRADE SPECIAL/B SHAFT AND FLANGE ACCURACY GR. SPECIAL TERMINAL BOX (ABOVE) CABLE ENTRY ON THE ND-END SIGNAL CONNECTION LEFT | 6849 | TEM | 1 | MC | 89 | 1
1PH81311DF021BA1 | SIMOTICS M COMPACT ASYNCHRONOUS MOTOR 1500RPM, 11KW, 70NM, 24A, 360V 1750RPM, 13KW, 71NM, 24A, 416V 2000RPM, 15KW, 72NM, 24A, 460V FORCED VENTILATION; DIRECTION OF AIR FLOW DE --> NDE; DEGREE OF PROTECTION IP55 INCREMENTAL ENCODER 22 BIT WITH COMMUTATING POSITION (ENCODER IC22DQ) WITH DRIVE-CLIQ INTERFACE DESIGN IM B5 (IMV 1,IM V3) SHAFT WITH FITTED KEY FULL-KEY BALANCING BEARING: STANDARD WITH FIXED BEARING, VIBRATION SEVERITY GRADE: R/A, FLANGE ACCURACY: R TERMINAL BOX (ABOVE) CABLE ENTRY ON THE RIGHT SIGNAL CONNECTION D-END | 5629 | TEM | 1 | MC | 89 | 1
1PH81311DF021BB1 | SIMOTICS M COMPACT ASYNCHRONOUS MOTOR 1500RPM, 11KW, 70NM, 24A, 360V 1750RPM, 13KW, 71NM, 24A, 416V 2000RPM, 15KW, 72NM, 24A, 460V FORCED VENTILATION; DIRECTION OF AIR FLOW DE --> NDE; DEGREE OF PROTECTION IP55 INCREMENTAL ENCODER 22 BIT WITH COMMUTATING POSITION (ENCODER IC22DQ) WITH DRIVE-CLIQ INTERFACE DESIGN IM B5 (IMV 1,IM V3) SHAFT WITH FITTED KEY FULL-KEY BALANCING BEARING: STANDARD WITH FIXED BEARING, VIBRATION SEVERITY GRADE: R/A, FLANGE ACCURACY: R TERMINAL BOX (ABOVE) CABLE ENTRY ON THE LEFT SIGNAL CONNECTION D-END | 5629 | TEM | 1 | MC | 89 | 1
1PH81311DF021CA1 | SIMOTICS M COMPACT ASYNCHRONOUS MOTOR 1500RPM, 11KW, 70NM, 24A, 360V 1750RPM, 13KW, 71NM, 24A, 416V 2000RPM, 15KW, 72NM, 24A, 460V FORCED VENTILATION; DIRECTION OF AIR FLOW DE --> NDE; DEGREE OF PROTECTION IP55 INCREMENTAL ENCODER 22 BIT WITH COMMUTATING POSITION (ENCODER IC22DQ) WITH DRIVE-CLIQ INTERFACE DESIGN IM B5 (IMV 1,IM V3) SHAFT WITH FITTED KEY FULL-KEY BALANCING BEARING: STANDARD WITH FIXED BEARING, VIBRATION SEVERITY GRADE: S/A, SHAFT AND FLANGE ACCURACY: R TERMINAL BOX (ABOVE) CABLE ENTRY ON THE RIGHT SIGNAL CONNECTION D-END | 5824 | TEM | 1 | MC | 89 | 1
1PH81311DF021CC1 | SIMOTICS M COMPACT ASYNCHRONOUS MOTOR 1500RPM, 11KW, 70NM, 24A, 360V 1750RPM, 13KW, 71NM, 24A, 416V 2000RPM, 15KW, 72NM, 24A, 460V FORCED VENTILATION; DIRECTION OF AIR FLOW DE --> NDE; DEGREE OF PROTECTION IP55 INCREMENTAL ENCODER 22 BIT WITH COMMUTATING POSITION (ENCODER IC22DQ) WITH DRIVE-CLIQ INTERFACE DESIGN IM B5 (IMV 1,IM V3) SHAFT WITH FITTED KEY FULL-KEY BALANCING BEARING: STANDARD WITH FIXED BEARING, VIBRATION SEVERITY GRADE: S/A, SHAFT AND FLANGE ACCURACY: R TERMINAL BOX (ABOVE) CABLE ENTRY ON THE ND-END SIGNAL CONNECTION LEFT | 5824 | TEM | 1 | MC | 89 | 1
1PH81311DF021DA1 | SIMOTICS M COMPACT ASYNCHRONOUS MOTOR 1500RPM, 11KW, 70NM, 24A, 360V 1750RPM, 13KW, 71NM, 24A, 416V 2000RPM, 15KW, 72NM, 24A, 460V FORCED VENTILATION; DIRECTION OF AIR FLOW DE --> NDE; DEGREE OF PROTECTION IP55 INCREMENTAL ENCODER 22 BIT WITH COMMUTATING POSITION (ENCODER IC22DQ) WITH DRIVE-CLIQ INTERFACE DESIGN IM B5 (IMV 1,IM V3) SHAFT WITH FITTED KEY FULL-KEY BALANCING BEARING: STANDARD WITH FIXED BEARING, VIBRATION SEVERITY GRADE: SR/A, SHAFT AND FLANGE ACCURACY: R TERMINAL BOX (ABOVE) CABLE ENTRY ON THE RIGHT SIGNAL CONNECTION D-END | 5894 | TEM | 1 | MC | 89 | 1
1PH81311DF021DC1 | SIMOTICS M COMPACT ASYNCHRONOUS MOTOR 1500RPM, 11KW, 70NM, 24A, 360V 1750RPM, 13KW, 71NM, 24A, 416V 2000RPM, 15KW, 72NM, 24A, 460V FORCED VENTILATION; DIRECTION OF AIR FLOW DE --> NDE; DEGREE OF PROTECTION IP55 INCREMENTAL ENCODER 22 BIT WITH COMMUTATING POSITION (ENCODER IC22DQ) WITH DRIVE-CLIQ INTERFACE DESIGN IM B5 (IMV 1,IM V3) SHAFT WITH FITTED KEY FULL-KEY BALANCING BEARING: STANDARD WITH FIXED BEARING, VIBRATION SEVERITY GRADE: SR/A, SHAFT AND FLANGE ACCURACY: R TERMINAL BOX (ABOVE) CABLE ENTRY ON THE ND-END SIGNAL CONNECTION LEFT | 5894 | TEM | 1 | MC | 89 | 1
1PH81311DF021DG1 | SIMOTICS M COMPACT ASYNCHRONOUS MOTOR 1500RPM, 11KW, 70NM, 24A, 360V 1750RPM, 13KW, 71NM, 24A, 416V 2000RPM, 15KW, 72NM, 24A, 460V FORCED VENTILATION; DIRECTION OF AIR FLOW DE --> NDE; DEGREE OF PROTECTION IP55 INCREMENTAL ENCODER 22 BIT WITH COMMUTATING POSITION (ENCODER IC22DQ) WITH DRIVE-CLIQ INTERFACE DESIGN IM B5 (IMV 1,IM V3) SHAFT WITH FITTED KEY FULL-KEY BALANCING BEARING: STANDARD WITH FIXED BEARING, VIBRATION SEVERITY GRADE: SR/A, SHAFT AND FLANGE ACCURACY: R POWER CONNECTOR (ABOVE) CABLE ENTRY ON THE ND-END SIGNAL CONNECTION LEFT | 5894 | TEM | 1 | MC | 89 | 1
1PH81311DF021LA1 | SIMOTICS M COMPACT ASYNCHRONOUS MOTOR 1500RPM, 11KW, 70NM, 24A, 360V 1750RPM, 13KW, 71NM, 24A, 416V 2000RPM, 15KW, 72NM, 24A, 460V FORCED VENTILATION; DIRECTION OF AIR FLOW DE --> NDE; DEGREE OF PROTECTION IP55 INCREMENTAL ENCODER 22 BIT WITH COMMUTATING POSITION (ENCODER IC22DQ) WITH DRIVE-CLIQ INTERFACE DESIGN IM B5 (IMV 1,IM V3) SHAFT WITH FITTED KEY FULL-KEY BALANCING BEARING: PERFORMANCE, VIBRATION SEVERITY GRADE: SPECIAL/B, SHAFT AND FLANGE ACCURACY: SPECIAL TERMINAL BOX (ABOVE) CABLE ENTRY ON THE RIGHT SIGNAL CONNECTION D-END | 6176 | TEM | 1 | MC | 89 | 1
1PH81311DF022BA1 | SIMOTICS M COMPACT ASYNCHRONOUS MOTOR 1500RPM, 11KW, 70NM, 24A, 360V 1750RPM, 13KW, 71NM, 24A, 416V 2000RPM, 15KW, 72NM, 24A, 460V FORCED VENTILATION; DIRECTION OF AIR FLOW DE --> NDE; DEGREE OF PROTECTION IP55 INCREMENTAL ENCODER 22 BIT WITH COMMUTATING POSITION (ENCODER IC22DQ) WITH DRIVE-CLIQ INTERFACE DESIGN IM B5 (IMV 1,IM V3) SHAFT WITH FITTED KEY HALF-KEY BALANCING BEARING: STANDARD WITH FIXED BEARING, VIBRATION SEVERITY GRADE: R/A, FLANGE ACCURACY: R TERMINAL BOX (ABOVE) CABLE ENTRY ON THE RIGHT SIGNAL CONNECTION D-END | 5629 | TEM | 1 | MC | 89 | 1
1PH81311DF022BB1 | SIMOTICS M COMPACT ASYNCHRONOUS MOTOR 1500RPM, 11KW, 70NM, 24A, 360V 1750RPM, 13KW, 71NM, 24A, 416V 2000RPM, 15KW, 72NM, 24A, 460V FORCED VENTILATION; DIRECTION OF AIR FLOW DE --> NDE; DEGREE OF PROTECTION IP55 INCREMENTAL ENCODER 22 BIT WITH COMMUTATING POSITION (ENCODER IC22DQ) WITH DRIVE-CLIQ INTERFACE DESIGN IM B5 (IMV 1,IM V3) SHAFT WITH FITTED KEY HALF-KEY BALANCING BEARING: STANDARD WITH FIXED BEARING, VIBRATION SEVERITY GRADE: R/A, FLANGE ACCURACY: R TERMINAL BOX (ABOVE) CABLE ENTRY ON THE LEFT SIGNAL CONNECTION D-END | 5629 | TEM | 1 | MC | 89 | 1
1PH81311DF022BE1 | SIMOTICS M COMPACT ASYNCHRONOUS MOTOR 1500RPM, 11KW, 70NM, 24A, 360V 1750RPM, 13KW, 71NM, 24A, 416V 2000RPM, 15KW, 72NM, 24A, 460V FORCED VENTILATION; DIRECTION OF AIR FLOW DE --> NDE; DEGREE OF PROTECTION IP55 INCREMENTAL ENCODER 22 BIT WITH COMMUTATING POSITION (ENCODER IC22DQ) WITH DRIVE-CLIQ INTERFACE DESIGN IM B5 (IMV 1,IM V3) SHAFT WITH FITTED KEY HALF-KEY BALANCING BEARING: STANDARD WITH FIXED BEARING, VIBRATION SEVERITY GRADE: R/A, FLANGE ACCURACY: R POWER CONNECTOR (ABOVE) CABLE ENTRY ON THE RIGHT SIGNAL CONNECTION D-END | 5629 | TEM | 1 | MC | 89 | 1
1PH81311DF022CA1 | SIMOTICS M COMPACT ASYNCHRONOUS MOTOR 1500RPM, 11KW, 70NM, 24A, 360V 1750RPM, 13KW, 71NM, 24A, 416V 2000RPM, 15KW, 72NM, 24A, 460V FORCED VENTILATION; DIRECTION OF AIR FLOW DE --> NDE; DEGREE OF PROTECTION IP55 INCREMENTAL ENCODER 22 BIT WITH COMMUTATING POSITION (ENCODER IC22DQ) WITH DRIVE-CLIQ INTERFACE DESIGN IM B5 (IMV 1,IM V3) SHAFT WITH FITTED KEY HALF-KEY BALANCING BEARING: STANDARD WITH FIXED BEARING, VIBRATION SEVERITY GRADE: S/A, SHAFT AND FLANGE ACCURACY: R TERMINAL BOX (ABOVE) CABLE ENTRY ON THE RIGHT SIGNAL CONNECTION D-END | 5824 | TEM | 1 | MC | 89 | 1
1PH81311DF022DA1 | SIMOTICS M COMPACT ASYNCHRONOUS MOTOR 1500RPM, 11KW, 70NM, 24A, 360V 1750RPM, 13KW, 71NM, 24A, 416V 2000RPM, 15KW, 72NM, 24A, 460V FORCED VENTILATION; DIRECTION OF AIR FLOW DE --> NDE; DEGREE OF PROTECTION IP55 INCREMENTAL ENCODER 22 BIT WITH COMMUTATING POSITION (ENCODER IC22DQ) WITH DRIVE-CLIQ INTERFACE DESIGN IM B5 (IMV 1,IM V3) SHAFT WITH FITTED KEY HALF-KEY BALANCING BEARING: STANDARD WITH FIXED BEARING, VIBRATION SEVERITY GRADE: SR/A, SHAFT AND FLANGE ACCURACY: R TERMINAL BOX (ABOVE) CABLE ENTRY ON THE RIGHT SIGNAL CONNECTION D-END | 5894 | TEM | 1 | MC | 89 | 1
1PH81311DF022GA1 | SIMOTICS M COMPACT ASYNCHRONOUS MOTOR 1500RPM, 11KW, 70NM, 24A, 360V 1750RPM, 13KW, 71NM, 24A, 416V 2000RPM, 15KW, 72NM, 24A, 460V FORCED VENTILATION; DIRECTION OF AIR FLOW DE --> NDE; DEGREE OF PROTECTION IP55 INCREMENTAL ENCODER 22 BIT WITH COMMUTATING POSITION (ENCODER IC22DQ) WITH DRIVE-CLIQ INTERFACE DESIGN IM B5 (IMV 1,IM V3) SHAFT WITH FITTED KEY HALF-KEY BALANCING BEARING: STANDARD, VIBRATION SEVERITY GRADE: R/A, SHAFT AND FLANGE ACCURACY: R TERMINAL BOX (ABOVE) CABLE ENTRY ON THE RIGHT SIGNAL CONNECTION D-END | 5344 | TEM | 1 | MC | 89 | 1
1PH81311DF022LA1 | SIMOTICS M COMPACT ASYNCHRONOUS MOTOR 1500RPM, 11KW, 70NM, 24A, 360V 1750RPM, 13KW, 71NM, 24A, 416V 2000RPM, 15KW, 72NM, 24A, 460V FORCED VENTILATION; DIRECTION OF AIR FLOW DE --> NDE; DEGREE OF PROTECTION IP55 INCREMENTAL ENCODER 22 BIT WITH COMMUTATING POSITION (ENCODER IC22DQ) WITH DRIVE-CLIQ INTERFACE DESIGN IM B5 (IMV 1,IM V3) SHAFT WITH FITTED KEY HALF-KEY BALANCING BEARING: PERFORMANCE, VIBRATION SEVERITY GRADE: SPECIAL/B, SHAFT AND FLANGE ACCURACY: SPECIAL TERMINAL BOX (ABOVE) CABLE ENTRY ON THE RIGHT SIGNAL CONNECTION D-END | 6176 | TEM | 1 | MC | 89 | 1
1PH81311DF022QA1 | SIMOTICS M COMPACT ASYNCHRONOUS MOTOR 1500RPM, 11KW, 70NM, 24A, 360V 1750RPM, 13KW, 71NM, 24A, 416V 2000RPM, 15KW, 72NM, 24A, 460V FORCED VENTILATION; DIRECTION OF AIR FLOW DE --> NDE; DEGREE OF PROTECTION IP55 INCREMENTAL ENCODER 22 BIT WITH COMMUTATING POSITION (ENCODER IC22DQ) WITH DRIVE-CLIQ INTERFACE DESIGN IM B5 (IMV 1,IM V3) SHAFT WITH FITTED KEY HALF-KEY BALANCING BEARING: ADVANCED LIFETIME VIBRATION SEVERITY S/A SHAFT A. FLANGE ACCURACY GR. R TERMINAL BOX (ABOVE) CABLE ENTRY ON THE RIGHT SIGNAL CONNECTION D-END | 6060 | TEM | 1 | MC | 89 | 1
1PH81311DF030BA1 | SIMOTICS M COMPACT ASYNCHRONOUS MOTOR 1500RPM, 11KW, 70NM, 24A, 360V 1750RPM, 13KW, 71NM, 24A, 416V 2000RPM, 15KW, 72NM, 24A, 460V FORCED VENTILATION; DIRECTION OF AIR FLOW DE --> NDE; DEGREE OF PROTECTION IP55 INCREMENTAL ENCODER 22 BIT WITH COMMUTATING POSITION (ENCODER IC22DQ) WITH DRIVE-CLIQ INTERFACE DESIGN IM B35 (IM V15, IM V35) PLAIN SHAFT WITHOUT FITTED KEY; BEARING: STANDARD WITH FIXED BEARING, VIBRATION SEVERITY GRADE: R/A, FLANGE ACCURACY: R TERMINAL BOX (ABOVE) CABLE ENTRY ON THE RIGHT SIGNAL CONNECTION D-END | 5933 | TEM | 1 | MC | 89 | 1
1PH81311DF030BG1 | SIMOTICS M COMPACT ASYNCHRONOUS MOTOR 1500RPM, 11KW, 70NM, 24A, 360V 1750RPM, 13KW, 71NM, 24A, 416V 2000RPM, 15KW, 72NM, 24A, 460V FORCED VENTILATION; DIRECTION OF AIR FLOW DE --> NDE; DEGREE OF PROTECTION IP55 INCREMENTAL ENCODER 22 BIT WITH COMMUTATING POSITION (ENCODER IC22DQ) WITH DRIVE-CLIQ INTERFACE DESIGN IM B35 (IM V15, IM V35) PLAIN SHAFT WITHOUT FITTED KEY; BEARING: STANDARD WITH FIXED BEARING, VIBRATION SEVERITY GRADE: R/A, FLANGE ACCURACY: R POWER CONNECTOR (ABOVE) CABLE ENTRY ON THE ND-END SIGNAL CONNECTION LEFT | 5933 | TEM | 1 | MC | 89 | 1
1PH81311DF030CA1 | SIMOTICS M COMPACT ASYNCHRONOUS MOTOR 1500RPM, 11KW, 70NM, 24A, 360V 1750RPM, 13KW, 71NM, 24A, 416V 2000RPM, 15KW, 72NM, 24A, 460V FORCED VENTILATION; DIRECTION OF AIR FLOW DE --> NDE; DEGREE OF PROTECTION IP55 INCREMENTAL ENCODER 22 BIT WITH COMMUTATING POSITION (ENCODER IC22DQ) WITH DRIVE-CLIQ INTERFACE DESIGN IM B35 (IM V15, IM V35) PLAIN SHAFT WITHOUT FITTED KEY; BEARING: STANDARD WITH FIXED BEARING, VIBRATION SEVERITY GRADE: S/A, SHAFT AND FLANGE ACCURACY: R TERMINAL BOX (ABOVE) CABLE ENTRY ON THE RIGHT SIGNAL CONNECTION D-END | 6128 | TEM | 1 | MC | 89 | 1
1PH81311DF030LA1 | SIMOTICS M COMPACT ASYNCHRONOUS MOTOR 1500RPM, 11KW, 70NM, 24A, 360V 1750RPM, 13KW, 71NM, 24A, 416V 2000RPM, 15KW, 72NM, 24A, 460V FORCED VENTILATION; DIRECTION OF AIR FLOW DE --> NDE; DEGREE OF PROTECTION IP55 INCREMENTAL ENCODER 22 BIT WITH COMMUTATING POSITION (ENCODER IC22DQ) WITH DRIVE-CLIQ INTERFACE DESIGN IM B35 (IM V15, IM V35) PLAIN SHAFT WITHOUT FITTED KEY; BEARING: PERFORMANCE, VIBRATION SEVERITY GRADE: SPECIAL/B, SHAFT AND FLANGE ACCURACY: SPECIAL TERMINAL BOX (ABOVE) CABLE ENTRY ON THE RIGHT SIGNAL CONNECTION D-END | 6479 | TEM | 1 | MC | 89 | 1
1PH81311DF031BA1 | SIMOTICS M COMPACT ASYNCHRONOUS MOTOR 1500RPM, 11KW, 70NM, 24A, 360V 1750RPM, 13KW, 71NM, 24A, 416V 2000RPM, 15KW, 72NM, 24A, 460V FORCED VENTILATION; DIRECTION OF AIR FLOW DE --> NDE; DEGREE OF PROTECTION IP55 INCREMENTAL ENCODER 22 BIT WITH COMMUTATING POSITION (ENCODER IC22DQ) WITH DRIVE-CLIQ INTERFACE DESIGN IM B35 (IM V15, IM V35) SHAFT WITH FITTED KEY FULL-KEY BALANCING BEARING: STANDARD WITH FIXED BEARING, VIBRATION SEVERITY GRADE: R/A, FLANGE ACCURACY: R TERMINAL BOX (ABOVE) CABLE ENTRY ON THE RIGHT SIGNAL CONNECTION D-END | 5933 | TEM | 1 | MC | 89 | 1
1PH81311DF031BB1 | SIMOTICS M COMPACT ASYNCHRONOUS MOTOR 1500RPM, 11KW, 70NM, 24A, 360V 1750RPM, 13KW, 71NM, 24A, 416V 2000RPM, 15KW, 72NM, 24A, 460V FORCED VENTILATION; DIRECTION OF AIR FLOW DE --> NDE; DEGREE OF PROTECTION IP55 INCREMENTAL ENCODER 22 BIT WITH COMMUTATING POSITION (ENCODER IC22DQ) WITH DRIVE-CLIQ INTERFACE DESIGN IM B35 (IM V15, IM V35) SHAFT WITH FITTED KEY FULL-KEY BALANCING BEARING: STANDARD WITH FIXED BEARING, VIBRATION SEVERITY GRADE: R/A, FLANGE ACCURACY: R TERMINAL BOX (ABOVE) CABLE ENTRY ON THE LEFT SIGNAL CONNECTION D-END | 5933 | TEM | 1 | MC | 89 | 1
1PH81311DF031BC1 | SIMOTICS M COMPACT ASYNCHRONOUS MOTOR 1500RPM, 11KW, 70NM, 24A, 360V 1750RPM, 13KW, 71NM, 24A, 416V 2000RPM, 15KW, 72NM, 24A, 460V FORCED VENTILATION; DIRECTION OF AIR FLOW DE --> NDE; DEGREE OF PROTECTION IP55 INCREMENTAL ENCODER 22 BIT WITH COMMUTATING POSITION (ENCODER IC22DQ) WITH DRIVE-CLIQ INTERFACE DESIGN IM B35 (IM V15, IM V35) SHAFT WITH FITTED KEY FULL-KEY BALANCING BEARING: STANDARD WITH FIXED BEARING, VIBRATION SEVERITY GRADE: R/A, FLANGE ACCURACY: R TERMINAL BOX (ABOVE) CABLE ENTRY ON THE ND-END SIGNAL CONNECTION LEFT | 5933 | TEM | 1 | MC | 89 | 1
1PH81311DF031BE1 | SIMOTICS M COMPACT ASYNCHRONOUS MOTOR 1500RPM, 11KW, 70NM, 24A, 360V 1750RPM, 13KW, 71NM, 24A, 416V 2000RPM, 15KW, 72NM, 24A, 460V FORCED VENTILATION; DIRECTION OF AIR FLOW DE --> NDE; DEGREE OF PROTECTION IP55 INCREMENTAL ENCODER 22 BIT WITH COMMUTATING POSITION (ENCODER IC22DQ) WITH DRIVE-CLIQ INTERFACE DESIGN IM B35 (IM V15, IM V35) SHAFT WITH FITTED KEY FULL-KEY BALANCING BEARING: STANDARD WITH FIXED BEARING, VIBRATION SEVERITY GRADE: R/A, FLANGE ACCURACY: R POWER CONNECTOR (ABOVE) CABLE ENTRY ON THE RIGHT SIGNAL CONNECTION D-END | 5933 | TEM | 1 | MC | 89 | 1
1PH81311DF031CA1 | SIMOTICS M COMPACT ASYNCHRONOUS MOTOR 1500RPM, 11KW, 70NM, 24A, 360V 1750RPM, 13KW, 71NM, 24A, 416V 2000RPM, 15KW, 72NM, 24A, 460V FORCED VENTILATION; DIRECTION OF AIR FLOW DE --> NDE; DEGREE OF PROTECTION IP55 INCREMENTAL ENCODER 22 BIT WITH COMMUTATING POSITION (ENCODER IC22DQ) WITH DRIVE-CLIQ INTERFACE DESIGN IM B35 (IM V15, IM V35) SHAFT WITH FITTED KEY FULL-KEY BALANCING BEARING: STANDARD WITH FIXED BEARING, VIBRATION SEVERITY GRADE: S/A, SHAFT AND FLANGE ACCURACY: R TERMINAL BOX (ABOVE) CABLE ENTRY ON THE RIGHT SIGNAL CONNECTION D-END | 6128 | TEM | 1 | MC | 89 | 1
1PH81311DF032BA1 | SIMOTICS M COMPACT ASYNCHRONOUS MOTOR 1500RPM, 11KW, 70NM, 24A, 360V 1750RPM, 13KW, 71NM, 24A, 416V 2000RPM, 15KW, 72NM, 24A, 460V FORCED VENTILATION; DIRECTION OF AIR FLOW DE --> NDE; DEGREE OF PROTECTION IP55 INCREMENTAL ENCODER 22 BIT WITH COMMUTATING POSITION (ENCODER IC22DQ) WITH DRIVE-CLIQ INTERFACE DESIGN IM B35 (IM V15, IM V35) SHAFT WITH FITTED KEY HALF-KEY BALANCING BEARING: STANDARD WITH FIXED BEARING, VIBRATION SEVERITY GRADE: R/A, FLANGE ACCURACY: R TERMINAL BOX (ABOVE) CABLE ENTRY ON THE RIGHT SIGNAL CONNECTION D-END | 5933 | TEM | 1 | MC | 89 | 1
1PH81311DF032CA1 | SIMOTICS M COMPACT ASYNCHRONOUS MOTOR 1500RPM, 11KW, 70NM, 24A, 360V 1750RPM, 13KW, 71NM, 24A, 416V 2000RPM, 15KW, 72NM, 24A, 460V FORCED VENTILATION; DIRECTION OF AIR FLOW DE --> NDE; DEGREE OF PROTECTION IP55 INCREMENTAL ENCODER 22 BIT WITH COMMUTATING POSITION (ENCODER IC22DQ) WITH DRIVE-CLIQ INTERFACE DESIGN IM B35 (IM V15, IM V35) SHAFT WITH FITTED KEY HALF-KEY BALANCING BEARING: STANDARD WITH FIXED BEARING, VIBRATION SEVERITY GRADE: S/A, SHAFT AND FLANGE ACCURACY: R TERMINAL BOX (ABOVE) CABLE ENTRY ON THE RIGHT SIGNAL CONNECTION D-END | 6128 | TEM | 1 | MC | 89 | 1
1PH81311DF100BB1 | SIMOTICS M COMPACT ASYNCHRONOUS MOTOR 1500RPM, 11KW, 70NM, 24A, 360V 1750RPM, 13KW, 71NM, 24A, 416V 2000RPM, 15KW, 72NM, 24A, 460V FORCED VENTILATION; DIRECTION OF AIR FLOW NDE --> DE; DEGREE OF PROTECTION IP55 INCREMENTAL ENCODER 22 BIT WITH COMMUTATING POSITION (ENCODER IC22DQ) WITH DRIVE-CLIQ INTERFACE DESIGN IM B3 (IM V5, IM V6) PLAIN SHAFT WITHOUT FITTED KEY; BEARING: STANDARD WITH FIXED BEARING, VIBRATION SEVERITY GRADE: R/A, FLANGE ACCURACY: R TERMINAL BOX (ABOVE) CABLE ENTRY ON THE LEFT SIGNAL CONNECTION D-END | 5391 | TEM | 1 | MC | 89 | 1
1PH81311DF101BA1 | SIMOTICS M COMPACT ASYNCHRONOUS MOTOR 1500RPM, 11KW, 70NM, 24A, 360V 1750RPM, 13KW, 71NM, 24A, 416V 2000RPM, 15KW, 72NM, 24A, 460V FORCED VENTILATION; DIRECTION OF AIR FLOW NDE --> DE; DEGREE OF PROTECTION IP55 INCREMENTAL ENCODER 22 BIT WITH COMMUTATING POSITION (ENCODER IC22DQ) WITH DRIVE-CLIQ INTERFACE DESIGN IM B3 (IM V5, IM V6) SHAFT WITH FITTED KEY FULL-KEY BALANCING BEARING: STANDARD WITH FIXED BEARING, VIBRATION SEVERITY GRADE: R/A, FLANGE ACCURACY: R TERMINAL BOX (ABOVE) CABLE ENTRY ON THE RIGHT SIGNAL CONNECTION D-END | 5391 | TEM | 1 | MC | 89 | 1
1PH81311DF101CA1 | SIMOTICS M COMPACT ASYNCHRONOUS MOTOR 1500RPM, 11KW, 70NM, 24A, 360V 1750RPM, 13KW, 71NM, 24A, 416V 2000RPM, 15KW, 72NM, 24A, 460V FORCED VENTILATION; DIRECTION OF AIR FLOW NDE --> DE; DEGREE OF PROTECTION IP55 INCREMENTAL ENCODER 22 BIT WITH COMMUTATING POSITION (ENCODER IC22DQ) WITH DRIVE-CLIQ INTERFACE DESIGN IM B3 (IM V5, IM V6) SHAFT WITH FITTED KEY FULL-KEY BALANCING BEARING: STANDARD WITH FIXED BEARING, VIBRATION SEVERITY GRADE: S/A, SHAFT AND FLANGE ACCURACY: R TERMINAL BOX (ABOVE) CABLE ENTRY ON THE RIGHT SIGNAL CONNECTION D-END | 5586 | TEM | 1 | MC | 89 | 1
1PH81311DF101GA1 | SIMOTICS M COMPACT ASYNCHRONOUS MOTOR 1500RPM, 11KW, 70NM, 24A, 360V 1750RPM, 13KW, 71NM, 24A, 416V 2000RPM, 15KW, 72NM, 24A, 460V FORCED VENTILATION; DIRECTION OF AIR FLOW NDE --> DE; DEGREE OF PROTECTION IP55 INCREMENTAL ENCODER 22 BIT WITH COMMUTATING POSITION (ENCODER IC22DQ) WITH DRIVE-CLIQ INTERFACE DESIGN IM B3 (IM V5, IM V6) SHAFT WITH FITTED KEY FULL-KEY BALANCING BEARING: STANDARD, VIBRATION SEVERITY GRADE: R/A, SHAFT AND FLANGE ACCURACY: R TERMINAL BOX (ABOVE) CABLE ENTRY ON THE RIGHT SIGNAL CONNECTION D-END | 5106 | TEM | 1 | MC | 89 | 1
1PH81311DF101LB1 | SIMOTICS M COMPACT ASYNCHRONOUS MOTOR 1500RPM, 11KW, 70NM, 24A, 360V 1750RPM, 13KW, 71NM, 24A, 416V 2000RPM, 15KW, 72NM, 24A, 460V FORCED VENTILATION; DIRECTION OF AIR FLOW NDE --> DE; DEGREE OF PROTECTION IP55 INCREMENTAL ENCODER 22 BIT WITH COMMUTATING POSITION (ENCODER IC22DQ) WITH DRIVE-CLIQ INTERFACE DESIGN IM B3 (IM V5, IM V6) SHAFT WITH FITTED KEY FULL-KEY BALANCING BEARING: PERFORMANCE, VIBRATION SEVERITY GRADE: SPECIAL/B, SHAFT AND FLANGE ACCURACY: SPECIAL TERMINAL BOX (ABOVE) CABLE ENTRY ON THE LEFT SIGNAL CONNECTION D-END | 5938 | TEM | 1 | MC | 89 | 1
1PH81311DF102BA1 | SIMOTICS M COMPACT ASYNCHRONOUS MOTOR 1500RPM, 11KW, 70NM, 24A, 360V 1750RPM, 13KW, 71NM, 24A, 416V 2000RPM, 15KW, 72NM, 24A, 460V FORCED VENTILATION; DIRECTION OF AIR FLOW NDE --> DE; DEGREE OF PROTECTION IP55 INCREMENTAL ENCODER 22 BIT WITH COMMUTATING POSITION (ENCODER IC22DQ) WITH DRIVE-CLIQ INTERFACE DESIGN IM B3 (IM V5, IM V6) SHAFT WITH FITTED KEY HALF-KEY BALANCING BEARING: STANDARD WITH FIXED BEARING, VIBRATION SEVERITY GRADE: R/A, FLANGE ACCURACY: R TERMINAL BOX (ABOVE) CABLE ENTRY ON THE RIGHT SIGNAL CONNECTION D-END | 5391 | TEM | 1 | MC | 89 | 1
1PH81311DF102BE1 | SIMOTICS M COMPACT ASYNCHRONOUS MOTOR 1500RPM, 11KW, 70NM, 24A, 360V 1750RPM, 13KW, 71NM, 24A, 416V 2000RPM, 15KW, 72NM, 24A, 460V FORCED VENTILATION; DIRECTION OF AIR FLOW NDE --> DE; DEGREE OF PROTECTION IP55 INCREMENTAL ENCODER 22 BIT WITH COMMUTATING POSITION (ENCODER IC22DQ) WITH DRIVE-CLIQ INTERFACE DESIGN IM B3 (IM V5, IM V6) SHAFT WITH FITTED KEY HALF-KEY BALANCING BEARING: STANDARD WITH FIXED BEARING, VIBRATION SEVERITY GRADE: R/A, FLANGE ACCURACY: R POWER CONNECTOR (ABOVE) CABLE ENTRY ON THE RIGHT SIGNAL CONNECTION D-END | 5391 | TEM | 1 | MC | 89 | 1
1PH81311DF120BA1 | SIMOTICS M COMPACT ASYNCHRONOUS MOTOR 1500RPM, 11KW, 70NM, 24A, 360V 1750RPM, 13KW, 71NM, 24A, 416V 2000RPM, 15KW, 72NM, 24A, 460V FORCED VENTILATION; DIRECTION OF AIR FLOW NDE --> DE; DEGREE OF PROTECTION IP55 INCREMENTAL ENCODER 22 BIT WITH COMMUTATING POSITION (ENCODER IC22DQ) WITH DRIVE-CLIQ INTERFACE DESIGN IM B5 (IMV 1,IM V3) PLAIN SHAFT WITHOUT FITTED KEY; BEARING: STANDARD WITH FIXED BEARING, VIBRATION SEVERITY GRADE: R/A, FLANGE ACCURACY: R TERMINAL BOX (ABOVE) CABLE ENTRY ON THE RIGHT SIGNAL CONNECTION D-END | 5629 | TEM | 1 | MC | 89 | 1
1PH81311DF120BB1 | SIMOTICS M COMPACT ASYNCHRONOUS MOTOR 1500RPM, 11KW, 70NM, 24A, 360V 1750RPM, 13KW, 71NM, 24A, 416V 2000RPM, 15KW, 72NM, 24A, 460V FORCED VENTILATION; DIRECTION OF AIR FLOW NDE --> DE; DEGREE OF PROTECTION IP55 INCREMENTAL ENCODER 22 BIT WITH COMMUTATING POSITION (ENCODER IC22DQ) WITH DRIVE-CLIQ INTERFACE DESIGN IM B5 (IMV 1,IM V3) PLAIN SHAFT WITHOUT FITTED KEY; BEARING: STANDARD WITH FIXED BEARING, VIBRATION SEVERITY GRADE: R/A, FLANGE ACCURACY: R TERMINAL BOX (ABOVE) CABLE ENTRY ON THE LEFT SIGNAL CONNECTION D-END | 5629 | TEM | 1 | MC | 89 | 1
1PH81311DF120CB1 | SIMOTICS M COMPACT ASYNCHRONOUS MOTOR 1500RPM, 11KW, 70NM, 24A, 360V 1750RPM, 13KW, 71NM, 24A, 416V 2000RPM, 15KW, 72NM, 24A, 460V FORCED VENTILATION; DIRECTION OF AIR FLOW NDE --> DE; DEGREE OF PROTECTION IP55 INCREMENTAL ENCODER 22 BIT WITH COMMUTATING POSITION (ENCODER IC22DQ) WITH DRIVE-CLIQ INTERFACE DESIGN IM B5 (IMV 1,IM V3) PLAIN SHAFT WITHOUT FITTED KEY; BEARING: STANDARD WITH FIXED BEARING, VIBRATION SEVERITY GRADE: S/A, SHAFT AND FLANGE ACCURACY: R TERMINAL BOX (ABOVE) CABLE ENTRY ON THE LEFT SIGNAL CONNECTION D-END | 5824 | TEM | 1 | MC | 89 | 1
1PH81311DF120LC1 | SIMOTICS M COMPACT ASYNCHRONOUS MOTOR 1500RPM, 11KW, 70NM, 24A, 360V 1750RPM, 13KW, 71NM, 24A, 416V 2000RPM, 15KW, 72NM, 24A, 460V FORCED VENTILATION; DIRECTION OF AIR FLOW NDE --> DE; DEGREE OF PROTECTION IP55 INCREMENTAL ENCODER 22 BIT WITH COMMUTATING POSITION (ENCODER IC22DQ) WITH DRIVE-CLIQ INTERFACE DESIGN IM B5 (IMV 1,IM V3) PLAIN SHAFT WITHOUT FITTED KEY; BEARING: PERFORMANCE, VIBRATION SEVERITY GRADE: SPECIAL/B, SHAFT AND FLANGE ACCURACY: SPECIAL TERMINAL BOX (ABOVE) CABLE ENTRY ON THE ND-END SIGNAL CONNECTION LEFT | 6176 | TEM | 1 | MC | 89 | 1
1PH81311DF121BA1 | SIMOTICS M COMPACT ASYNCHRONOUS MOTOR 1500RPM, 11KW, 70NM, 24A, 360V 1750RPM, 13KW, 71NM, 24A, 416V 2000RPM, 15KW, 72NM, 24A, 460V FORCED VENTILATION; DIRECTION OF AIR FLOW NDE --> DE; DEGREE OF PROTECTION IP55 INCREMENTAL ENCODER 22 BIT WITH COMMUTATING POSITION (ENCODER IC22DQ) WITH DRIVE-CLIQ INTERFACE DESIGN IM B5 (IMV 1,IM V3) SHAFT WITH FITTED KEY FULL-KEY BALANCING BEARING: STANDARD WITH FIXED BEARING, VIBRATION SEVERITY GRADE: R/A, FLANGE ACCURACY: R TERMINAL BOX (ABOVE) CABLE ENTRY ON THE RIGHT SIGNAL CONNECTION D-END | 5629 | TEM | 1 | MC | 89 | 1
1PH81311DF121BB1 | SIMOTICS M COMPACT ASYNCHRONOUS MOTOR 1500RPM, 11KW, 70NM, 24A, 360V 1750RPM, 13KW, 71NM, 24A, 416V 2000RPM, 15KW, 72NM, 24A, 460V FORCED VENTILATION; DIRECTION OF AIR FLOW NDE --> DE; DEGREE OF PROTECTION IP55 INCREMENTAL ENCODER 22 BIT WITH COMMUTATING POSITION (ENCODER IC22DQ) WITH DRIVE-CLIQ INTERFACE DESIGN IM B5 (IMV 1,IM V3) SHAFT WITH FITTED KEY FULL-KEY BALANCING BEARING: STANDARD WITH FIXED BEARING, VIBRATION SEVERITY GRADE: R/A, FLANGE ACCURACY: R TERMINAL BOX (ABOVE) CABLE ENTRY ON THE LEFT SIGNAL CONNECTION D-END | 5629 | TEM | 1 | MC | 89 | 1
1PH81311DF121CA1 | SIMOTICS M COMPACT ASYNCHRONOUS MOTOR 1500RPM, 11KW, 70NM, 24A, 360V 1750RPM, 13KW, 71NM, 24A, 416V 2000RPM, 15KW, 72NM, 24A, 460V FORCED VENTILATION; DIRECTION OF AIR FLOW NDE --> DE; DEGREE OF PROTECTION IP55 INCREMENTAL ENCODER 22 BIT WITH COMMUTATING POSITION (ENCODER IC22DQ) WITH DRIVE-CLIQ INTERFACE DESIGN IM B5 (IMV 1,IM V3) SHAFT WITH FITTED KEY FULL-KEY BALANCING BEARING: STANDARD WITH FIXED BEARING, VIBRATION SEVERITY GRADE: S/A, SHAFT AND FLANGE ACCURACY: R TERMINAL BOX (ABOVE) CABLE ENTRY ON THE RIGHT SIGNAL CONNECTION D-END | 5824 | TEM | 1 | MC | 89 | 1
1PH81311DF122BA1 | SIMOTICS M COMPACT ASYNCHRONOUS MOTOR 1500RPM, 11KW, 70NM, 24A, 360V 1750RPM, 13KW, 71NM, 24A, 416V 2000RPM, 15KW, 72NM, 24A, 460V FORCED VENTILATION; DIRECTION OF AIR FLOW NDE --> DE; DEGREE OF PROTECTION IP55 INCREMENTAL ENCODER 22 BIT WITH COMMUTATING POSITION (ENCODER IC22DQ) WITH DRIVE-CLIQ INTERFACE DESIGN IM B5 (IMV 1,IM V3) SHAFT WITH FITTED KEY HALF-KEY BALANCING BEARING: STANDARD WITH FIXED BEARING, VIBRATION SEVERITY GRADE: R/A, FLANGE ACCURACY: R TERMINAL BOX (ABOVE) CABLE ENTRY ON THE RIGHT SIGNAL CONNECTION D-END | 5629 | TEM | 1 | MC | 89 | 1
1PH81311DF122BE1 | SIMOTICS M COMPACT ASYNCHRONOUS MOTOR 1500RPM, 11KW, 70NM, 24A, 360V 1750RPM, 13KW, 71NM, 24A, 416V 2000RPM, 15KW, 72NM, 24A, 460V FORCED VENTILATION; DIRECTION OF AIR FLOW NDE --> DE; DEGREE OF PROTECTION IP55 INCREMENTAL ENCODER 22 BIT WITH COMMUTATING POSITION (ENCODER IC22DQ) WITH DRIVE-CLIQ INTERFACE DESIGN IM B5 (IMV 1,IM V3) SHAFT WITH FITTED KEY HALF-KEY BALANCING BEARING: STANDARD WITH FIXED BEARING, VIBRATION SEVERITY GRADE: R/A, FLANGE ACCURACY: R POWER CONNECTOR (ABOVE) CABLE ENTRY ON THE RIGHT SIGNAL CONNECTION D-END | 5629 | TEM | 1 | MC | 89 | 1
1PH81311DF122GA1 | SIMOTICS M COMPACT ASYNCHRONOUS MOTOR 1500RPM, 11KW, 70NM, 24A, 360V 1750RPM, 13KW, 71NM, 24A, 416V 2000RPM, 15KW, 72NM, 24A, 460V FORCED VENTILATION; DIRECTION OF AIR FLOW NDE --> DE; DEGREE OF PROTECTION IP55 INCREMENTAL ENCODER 22 BIT WITH COMMUTATING POSITION (ENCODER IC22DQ) WITH DRIVE-CLIQ INTERFACE DESIGN IM B5 (IMV 1,IM V3) SHAFT WITH FITTED KEY HALF-KEY BALANCING BEARING: STANDARD, VIBRATION SEVERITY GRADE: R/A, SHAFT AND FLANGE ACCURACY: R TERMINAL BOX (ABOVE) CABLE ENTRY ON THE RIGHT SIGNAL CONNECTION D-END | 5344 | TEM | 1 | MC | 89 | 1
1PH81311DF131BA1 | SIMOTICS M COMPACT ASYNCHRONOUS MOTOR 1500RPM, 11KW, 70NM, 24A, 360V 1750RPM, 13KW, 71NM, 24A, 416V 2000RPM, 15KW, 72NM, 24A, 460V FORCED VENTILATION; DIRECTION OF AIR FLOW NDE --> DE; DEGREE OF PROTECTION IP55 INCREMENTAL ENCODER 22 BIT WITH COMMUTATING POSITION (ENCODER IC22DQ) WITH DRIVE-CLIQ INTERFACE DESIGN IM B35 (IM V15, IM V35) SHAFT WITH FITTED KEY FULL-KEY BALANCING BEARING: STANDARD WITH FIXED BEARING, VIBRATION SEVERITY GRADE: R/A, FLANGE ACCURACY: R TERMINAL BOX (ABOVE) CABLE ENTRY ON THE RIGHT SIGNAL CONNECTION D-END | 5933 | TEM | 1 | MC | 89 | 1
1PH81311DF131BB1 | SIMOTICS M COMPACT ASYNCHRONOUS MOTOR 1500RPM, 11KW, 70NM, 24A, 360V 1750RPM, 13KW, 71NM, 24A, 416V 2000RPM, 15KW, 72NM, 24A, 460V FORCED VENTILATION; DIRECTION OF AIR FLOW NDE --> DE; DEGREE OF PROTECTION IP55 INCREMENTAL ENCODER 22 BIT WITH COMMUTATING POSITION (ENCODER IC22DQ) WITH DRIVE-CLIQ INTERFACE DESIGN IM B35 (IM V15, IM V35) SHAFT WITH FITTED KEY FULL-KEY BALANCING BEARING: STANDARD WITH FIXED BEARING, VIBRATION SEVERITY GRADE: R/A, FLANGE ACCURACY: R TERMINAL BOX (ABOVE) CABLE ENTRY ON THE LEFT SIGNAL CONNECTION D-END | 5933 | TEM | 1 | MC | 89 | 1
1PH81311DF132BA1 | SIMOTICS M COMPACT ASYNCHRONOUS MOTOR 1500RPM, 11KW, 70NM, 24A, 360V 1750RPM, 13KW, 71NM, 24A, 416V 2000RPM, 15KW, 72NM, 24A, 460V FORCED VENTILATION; DIRECTION OF AIR FLOW NDE --> DE; DEGREE OF PROTECTION IP55 INCREMENTAL ENCODER 22 BIT WITH COMMUTATING POSITION (ENCODER IC22DQ) WITH DRIVE-CLIQ INTERFACE DESIGN IM B35 (IM V15, IM V35) SHAFT WITH FITTED KEY HALF-KEY BALANCING BEARING: STANDARD WITH FIXED BEARING, VIBRATION SEVERITY GRADE: R/A, FLANGE ACCURACY: R TERMINAL BOX (ABOVE) CABLE ENTRY ON THE RIGHT SIGNAL CONNECTION D-END | 5933 | TEM | 1 | MC | 89 | 1
1PH81311DF200BA1 | SIMOTICS M COMPACT ASYNCHRONOUS MOTOR 1500RPM, 15KW, 96NM, 30A, 380V 1750RPM, 17KW, 93NM, 30A, 425V 2000RPM, 18,5KW, 88NM, 30A,460V WATER COOLING DEGREE OF PROTECTION IP65 INCREMENTAL ENCODER 22 BIT WITH COMMUTATING POSITION (ENCODER IC22DQ) WITH DRIVE-CLIQ INTERFACE DESIGN IM B3 (IM V5, IM V6) PLAIN SHAFT WITHOUT FITTED KEY; BEARING: STANDARD WITH FIXED BEARING, VIBRATION SEVERITY GRADE: R/A, FLANGE ACCURACY: R TERMINAL BOX (ABOVE) CABLE ENTRY ON THE RIGHT SIGNAL CONNECTION D-END | 6159 | TEM | 1 | MC | 105 | 1
1PH81311DF201BA1 | SIMOTICS M COMPACT ASYNCHRONOUS MOTOR 1500RPM, 15KW, 96NM, 30A, 380V 1750RPM, 17KW, 93NM, 30A, 425V 2000RPM, 18,5KW, 88NM, 30A,460V WATER COOLING DEGREE OF PROTECTION IP65 INCREMENTAL ENCODER 22 BIT WITH COMMUTATING POSITION (ENCODER IC22DQ) WITH DRIVE-CLIQ INTERFACE DESIGN IM B3 (IM V5, IM V6) SHAFT WITH FITTED KEY FULL-KEY BALANCING BEARING: STANDARD WITH FIXED BEARING, VIBRATION SEVERITY GRADE: R/A, FLANGE ACCURACY: R TERMINAL BOX (ABOVE) CABLE ENTRY ON THE RIGHT SIGNAL CONNECTION D-END | 6159 | TEM | 1 | MC | 105 | 1
1PH81311DF202LC1 | SIMOTICS M COMPACT ASYNCHRONOUS MOTOR 1500RPM, 15KW, 96NM, 30A, 380V 1750RPM, 17KW, 93NM, 30A, 425V 2000RPM, 18,5KW, 88NM, 30A,460V WATER COOLING DEGREE OF PROTECTION IP65 INCREMENTAL ENCODER 22 BIT WITH COMMUTATING POSITION (ENCODER IC22DQ) WITH DRIVE-CLIQ INTERFACE DESIGN IM B3 (IM V5, IM V6) SHAFT WITH FITTED KEY HALF-KEY BALANCING BEARING: PERFORMANCE, VIBRATION SEVERITY GRADE: SPECIAL/B, SHAFT AND FLANGE ACCURACY: SPECIAL TERMINAL BOX (ABOVE) CABLE ENTRY ON THE ND-END SIGNAL CONNECTION LEFT | 6706 | TEM | 1 | MC | 105 | 1
1PH81311DF220BC1 | SIMOTICS M COMPACT ASYNCHRONOUS MOTOR 1500RPM, 15KW, 96NM, 30A, 380V 1750RPM, 17KW, 93NM, 30A, 425V 2000RPM, 18,5KW, 88NM, 30A,460V WATER COOLING DEGREE OF PROTECTION IP65 INCREMENTAL ENCODER 22 BIT WITH COMMUTATING POSITION (ENCODER IC22DQ) WITH DRIVE-CLIQ INTERFACE DESIGN IM B5 (IMV 1,IM V3) PLAIN SHAFT WITHOUT FITTED KEY; BEARING: STANDARD WITH FIXED BEARING, VIBRATION SEVERITY GRADE: R/A, FLANGE ACCURACY: R TERMINAL BOX (ABOVE) CABLE ENTRY ON THE ND-END SIGNAL CONNECTION LEFT | 6398 | TEM | 1 | MC | 105 | 1
1PH81311DF220DG1 | SIMOTICS M COMPACT ASYNCHRONOUS MOTOR 1500RPM, 15KW, 96NM, 30A, 380V 1750RPM, 17KW, 93NM, 30A, 425V 2000RPM, 18,5KW, 88NM, 30A,460V WATER COOLING DEGREE OF PROTECTION IP65 INCREMENTAL ENCODER 22 BIT WITH COMMUTATING POSITION (ENCODER IC22DQ) WITH DRIVE-CLIQ INTERFACE DESIGN IM B5 (IMV 1,IM V3) PLAIN SHAFT WITHOUT FITTED KEY; BEARING: STANDARD WITH FIXED BEARING, VIBRATION SEVERITY GRADE: SR/A, SHAFT AND FLANGE ACCURACY: R POWER CONNECTOR (ABOVE) CABLE ENTRY ON THE ND-END SIGNAL CONNECTION LEFT | 6663 | TEM | 1 | MC | 105 | 1
1PH81311DF220GC1 | SIMOTICS M COMPACT ASYNCHRONOUS MOTOR 1500RPM, 15KW, 96NM, 30A, 380V 1750RPM, 17KW, 93NM, 30A, 425V 2000RPM, 18,5KW, 88NM, 30A,460V WATER COOLING DEGREE OF PROTECTION IP65 INCREMENTAL ENCODER 22 BIT WITH COMMUTATING POSITION (ENCODER IC22DQ) WITH DRIVE-CLIQ INTERFACE DESIGN IM B5 (IMV 1,IM V3) PLAIN SHAFT WITHOUT FITTED KEY; BEARING: STANDARD, VIBRATION SEVERITY GRADE: R/A, SHAFT AND FLANGE ACCURACY: R TERMINAL BOX (ABOVE) CABLE ENTRY ON THE ND-END SIGNAL CONNECTION LEFT | 6113 | TEM | 1 | MC | 105 | 1
1PH81311DF221BA1 | SIMOTICS M COMPACT ASYNCHRONOUS MOTOR 1500RPM, 15KW, 96NM, 30A, 380V 1750RPM, 17KW, 93NM, 30A, 425V 2000RPM, 18,5KW, 88NM, 30A,460V WATER COOLING DEGREE OF PROTECTION IP65 INCREMENTAL ENCODER 22 BIT WITH COMMUTATING POSITION (ENCODER IC22DQ) WITH DRIVE-CLIQ INTERFACE DESIGN IM B5 (IMV 1,IM V3) SHAFT WITH FITTED KEY FULL-KEY BALANCING BEARING: STANDARD WITH FIXED BEARING, VIBRATION SEVERITY GRADE: R/A, FLANGE ACCURACY: R TERMINAL BOX (ABOVE) CABLE ENTRY ON THE RIGHT SIGNAL CONNECTION D-END | 6398 | TEM | 1 | MC | 105 | 1
1PH81311DF230BA1 | SIMOTICS M COMPACT ASYNCHRONOUS MOTOR 1500RPM, 15KW, 96NM, 30A, 380V 1750RPM, 17KW, 93NM, 30A, 425V 2000RPM, 18,5KW, 88NM, 30A,460V WATER COOLING DEGREE OF PROTECTION IP65 INCREMENTAL ENCODER 22 BIT WITH COMMUTATING POSITION (ENCODER IC22DQ) WITH DRIVE-CLIQ INTERFACE DESIGN IM B35 (IM V15, IM V35) PLAIN SHAFT WITHOUT FITTED KEY; BEARING: STANDARD WITH FIXED BEARING, VIBRATION SEVERITY GRADE: R/A, FLANGE ACCURACY: R TERMINAL BOX (ABOVE) CABLE ENTRY ON THE RIGHT SIGNAL CONNECTION D-END | 6701 | TEM | 1 | MC | 105 | 1
1PH81311DF230BG1 | SIMOTICS M COMPACT ASYNCHRONOUS MOTOR 1500RPM, 15KW, 96NM, 30A, 380V 1750RPM, 17KW, 93NM, 30A, 425V 2000RPM, 18,5KW, 88NM, 30A,460V WATER COOLING DEGREE OF PROTECTION IP65 INCREMENTAL ENCODER 22 BIT WITH COMMUTATING POSITION (ENCODER IC22DQ) WITH DRIVE-CLIQ INTERFACE DESIGN IM B35 (IM V15, IM V35) PLAIN SHAFT WITHOUT FITTED KEY; BEARING: STANDARD WITH FIXED BEARING, VIBRATION SEVERITY GRADE: R/A, FLANGE ACCURACY: R POWER CONNECTOR (ABOVE) CABLE ENTRY ON THE ND-END SIGNAL CONNECTION LEFT | 6701 | TEM | 1 | MC | 105 | 1
1PH81311DF230CE1 | SIMOTICS M COMPACT ASYNCHRONOUS MOTOR 1500RPM, 15KW, 96NM, 30A, 380V 1750RPM, 17KW, 93NM, 30A, 425V 2000RPM, 18,5KW, 88NM, 30A,460V WATER COOLING DEGREE OF PROTECTION IP65 INCREMENTAL ENCODER 22 BIT WITH COMMUTATING POSITION (ENCODER IC22DQ) WITH DRIVE-CLIQ INTERFACE DESIGN IM B35 (IM V15, IM V35) PLAIN SHAFT WITHOUT FITTED KEY; BEARING: STANDARD WITH FIXED BEARING, VIBRATION SEVERITY GRADE: S/A, SHAFT AND FLANGE ACCURACY: R POWER CONNECTOR (ABOVE) CABLE ENTRY ON THE RIGHT SIGNAL CONNECTION D-END | 6896 | TEM | 1 | MC | 105 | 1
1PH81311DF231BB1 | SIMOTICS M COMPACT ASYNCHRONOUS MOTOR 1500RPM, 15KW, 96NM, 30A, 380V 1750RPM, 17KW, 93NM, 30A, 425V 2000RPM, 18,5KW, 88NM, 30A,460V WATER COOLING DEGREE OF PROTECTION IP65 INCREMENTAL ENCODER 22 BIT WITH COMMUTATING POSITION (ENCODER IC22DQ) WITH DRIVE-CLIQ INTERFACE DESIGN IM B35 (IM V15, IM V35) SHAFT WITH FITTED KEY FULL-KEY BALANCING BEARING: STANDARD WITH FIXED BEARING, VIBRATION SEVERITY GRADE: R/A, FLANGE ACCURACY: R TERMINAL BOX (ABOVE) CABLE ENTRY ON THE LEFT SIGNAL CONNECTION D-END | 6701 | TEM | 1 | MC | 105 | 1
1PH81311DG201CB1 | SIMOTICS M COMPACT ASYNCHRONOUS MOTOR 2000RPM, 18KW, 86NM, 40A, 352V 2300RPM, 20KW, 83NM, 39A, 400V 2650RPM, 23KW, 83NM, 39A, 458V WATER COOLING DEGREE OF PROTECTION IP65 INCREMENTAL ENCODER 22 BIT WITH COMMUTATING POSITION (ENCODER IC22DQ) WITH DRIVE-CLIQ INTERFACE DESIGN IM B3 (IM V5, IM V6) SHAFT WITH FITTED KEY FULL-KEY BALANCING BEARING: STANDARD WITH FIXED BEARING, VIBRATION SEVERITY GRADE: S/A, SHAFT AND FLANGE ACCURACY: R TERMINAL BOX (ABOVE) CABLE ENTRY ON THE LEFT SIGNAL CONNECTION D-END | 6354 | TEM | 1 | MC | 105 | 1
1PH81311DG220BA1 | SIMOTICS M COMPACT ASYNCHRONOUS MOTOR 2000RPM, 18KW, 86NM, 40A, 352V 2300RPM, 20KW, 83NM, 39A, 400V 2650RPM, 23KW, 83NM, 39A, 458V WATER COOLING DEGREE OF PROTECTION IP65 INCREMENTAL ENCODER 22 BIT WITH COMMUTATING POSITION (ENCODER IC22DQ) WITH DRIVE-CLIQ INTERFACE DESIGN IM B5 (IMV 1,IM V3) PLAIN SHAFT WITHOUT FITTED KEY; BEARING: STANDARD WITH FIXED BEARING, VIBRATION SEVERITY GRADE: R/A, FLANGE ACCURACY: R TERMINAL BOX (ABOVE) CABLE ENTRY ON THE RIGHT SIGNAL CONNECTION D-END | 6398 | TEM | 1 | MC | 105 | 1
1PH81311DG230BA1 | SIMOTICS M COMPACT ASYNCHRONOUS MOTOR 2000RPM, 18KW, 86NM, 40A, 352V 2300RPM, 20KW, 83NM, 39A, 400V 2650RPM, 23KW, 83NM, 39A, 458V WATER COOLING DEGREE OF PROTECTION IP65 INCREMENTAL ENCODER 22 BIT WITH COMMUTATING POSITION (ENCODER IC22DQ) WITH DRIVE-CLIQ INTERFACE DESIGN IM B35 (IM V15, IM V35) PLAIN SHAFT WITHOUT FITTED KEY; BEARING: STANDARD WITH FIXED BEARING, VIBRATION SEVERITY GRADE: R/A, FLANGE ACCURACY: R TERMINAL BOX (ABOVE) CABLE ENTRY ON THE RIGHT SIGNAL CONNECTION D-END | 6701 | TEM | 1 | MC | 105 | 1
1PH81311DG230BC1 | SIMOTICS M COMPACT ASYNCHRONOUS MOTOR 2000RPM, 18KW, 86NM, 40A, 352V 2300RPM, 20KW, 83NM, 39A, 400V 2650RPM, 23KW, 83NM, 39A, 458V WATER COOLING DEGREE OF PROTECTION IP65 INCREMENTAL ENCODER 22 BIT WITH COMMUTATING POSITION (ENCODER IC22DQ) WITH DRIVE-CLIQ INTERFACE DESIGN IM B35 (IM V15, IM V35) PLAIN SHAFT WITHOUT FITTED KEY; BEARING: STANDARD WITH FIXED BEARING, VIBRATION SEVERITY GRADE: R/A, FLANGE ACCURACY: R TERMINAL BOX (ABOVE) CABLE ENTRY ON THE ND-END SIGNAL CONNECTION LEFT | 6701 | TEM | 1 | MC | 105 | 1
1PH81311DS002BA1 | SIMOTICS M COMPACT ASYNCHRONOUS MOTOR 2000RPM,14,6KW, 70NM, 39A, 302V 5000RPM,14,6KW, 28NM, 40A, 360V 1500RPM, 11KW, 70NM, 39A, 227V FORCED VENTILATION; DIRECTION OF AIR FLOW DE --> NDE; DEGREE OF PROTECTION IP55 INCREMENTAL ENCODER 22 BIT WITH COMMUTATING POSITION (ENCODER IC22DQ) WITH DRIVE-CLIQ INTERFACE DESIGN IM B3 (IM V5, IM V6) SHAFT WITH FITTED KEY HALF-KEY BALANCING BEARING: STANDARD WITH FIXED BEARING, VIBRATION SEVERITY GRADE: R/A, FLANGE ACCURACY: R TERMINAL BOX (ABOVE) CABLE ENTRY ON THE RIGHT SIGNAL CONNECTION D-END | 5391 | TEM | 1 | MC | 89 | 1
1PH81311DS002LA1 | SIMOTICS M COMPACT ASYNCHRONOUS MOTOR 2000RPM,14,6KW, 70NM, 39A, 302V 5000RPM,14,6KW, 28NM, 40A, 360V 1500RPM, 11KW, 70NM, 39A, 227V FORCED VENTILATION; DIRECTION OF AIR FLOW DE --> NDE; DEGREE OF PROTECTION IP55 INCREMENTAL ENCODER 22 BIT WITH COMMUTATING POSITION (ENCODER IC22DQ) WITH DRIVE-CLIQ INTERFACE DESIGN IM B3 (IM V5, IM V6) SHAFT WITH FITTED KEY HALF-KEY BALANCING BEARING: PERFORMANCE, VIBRATION SEVERITY GRADE: SPECIAL/B, SHAFT AND FLANGE ACCURACY: SPECIAL TERMINAL BOX (ABOVE) CABLE ENTRY ON THE RIGHT SIGNAL CONNECTION D-END | 5938 | TEM | 1 | MC | 89 | 1
1PH81311DS020DA1 | SIMOTICS M COMPACT ASYNCHRONOUS MOTOR 2000RPM,14,6KW, 70NM, 39A, 302V 5000RPM,14,6KW, 28NM, 40A, 360V 1500RPM, 11KW, 70NM, 39A, 227V FORCED VENTILATION; DIRECTION OF AIR FLOW DE --> NDE; DEGREE OF PROTECTION IP55 INCREMENTAL ENCODER 22 BIT WITH COMMUTATING POSITION (ENCODER IC22DQ) WITH DRIVE-CLIQ INTERFACE DESIGN IM B5 (IMV 1,IM V3) PLAIN SHAFT WITHOUT FITTED KEY; BEARING: STANDARD WITH FIXED BEARING, VIBRATION SEVERITY GRADE: SR/A, SHAFT AND FLANGE ACCURACY: R TERMINAL BOX (ABOVE) CABLE ENTRY ON THE RIGHT SIGNAL CONNECTION D-END | 5894 | TEM | 1 | MC | 89 | 1
1PH81311DS020DE1 | SIMOTICS M COMPACT ASYNCHRONOUS MOTOR 2000RPM,14,6KW, 70NM, 39A, 302V 5000RPM,14,6KW, 28NM, 40A, 360V 1500RPM, 11KW, 70NM, 39A, 227V FORCED VENTILATION; DIRECTION OF AIR FLOW DE --> NDE; DEGREE OF PROTECTION IP55 INCREMENTAL ENCODER 22 BIT WITH COMMUTATING POSITION (ENCODER IC22DQ) WITH DRIVE-CLIQ INTERFACE DESIGN IM B5 (IMV 1,IM V3) PLAIN SHAFT WITHOUT FITTED KEY; BEARING: STANDARD WITH FIXED BEARING, VIBRATION SEVERITY GRADE: SR/A, SHAFT AND FLANGE ACCURACY: R POWER CONNECTOR (ABOVE) CABLE ENTRY ON THE RIGHT SIGNAL CONNECTION D-END | 5894 | TEM | 1 | MC | 89 | 1
1PH81311DS020LA1 | SIMOTICS M COMPACT ASYNCHRONOUS MOTOR 2000RPM,14,6KW, 70NM, 39A, 302V 5000RPM,14,6KW, 28NM, 40A, 360V 1500RPM, 11KW, 70NM, 39A, 227V FORCED VENTILATION; DIRECTION OF AIR FLOW DE --> NDE; DEGREE OF PROTECTION IP55 INCREMENTAL ENCODER 22 BIT WITH COMMUTATING POSITION (ENCODER IC22DQ) WITH DRIVE-CLIQ INTERFACE DESIGN IM B5 (IMV 1,IM V3) PLAIN SHAFT WITHOUT FITTED KEY; BEARING: PERFORMANCE, VIBRATION SEVERITY GRADE: SPECIAL/B, SHAFT AND FLANGE ACCURACY: SPECIAL TERMINAL BOX (ABOVE) CABLE ENTRY ON THE RIGHT SIGNAL CONNECTION D-END | 6176 | TEM | 1 | MC | 89 | 1
1PH81311DS020MA1 | SIMOTICS M COMPACT ASYNCHRONOUS MOTOR 2000RPM,14,6KW, 70NM, 39A, 302V 5000RPM,14,6KW, 28NM, 40A, 360V 1500RPM, 11KW, 70NM, 39A, 227V FORCED VENTILATION; DIRECTION OF AIR FLOW DE --> NDE; DEGREE OF PROTECTION IP55 INCREMENTAL ENCODER 22 BIT WITH COMMUTATING POSITION (ENCODER IC22DQ) WITH DRIVE-CLIQ INTERFACE DESIGN IM B5 (IMV 1,IM V3) PLAIN SHAFT WITHOUT FITTED KEY; BEARING: HIGH PERFORMANCE VIBRATION SEVERITY GRADE SPECIAL/B SHAFT AND FLANGE ACCURACY GR. SPECIAL TERMINAL BOX (ABOVE) CABLE ENTRY ON THE RIGHT SIGNAL CONNECTION D-END | 6849 | TEM | 1 | MC | 89 | 1
1PH81311DS030BA1 | SIMOTICS M COMPACT ASYNCHRONOUS MOTOR 2000RPM,14,6KW, 70NM, 39A, 302V 5000RPM,14,6KW, 28NM, 40A, 360V 1500RPM, 11KW, 70NM, 39A, 227V FORCED VENTILATION; DIRECTION OF AIR FLOW DE --> NDE; DEGREE OF PROTECTION IP55 INCREMENTAL ENCODER 22 BIT WITH COMMUTATING POSITION (ENCODER IC22DQ) WITH DRIVE-CLIQ INTERFACE DESIGN IM B35 (IM V15, IM V35) PLAIN SHAFT WITHOUT FITTED KEY; BEARING: STANDARD WITH FIXED BEARING, VIBRATION SEVERITY GRADE: R/A, FLANGE ACCURACY: R TERMINAL BOX (ABOVE) CABLE ENTRY ON THE RIGHT SIGNAL CONNECTION D-END | 5933 | TEM | 1 | MC | 89 | 1
1PH81311DS032BC1 | SIMOTICS M COMPACT ASYNCHRONOUS MOTOR 2000RPM,14,6KW, 70NM, 39A, 302V 5000RPM,14,6KW, 28NM, 40A, 360V 1500RPM, 11KW, 70NM, 39A, 227V FORCED VENTILATION; DIRECTION OF AIR FLOW DE --> NDE; DEGREE OF PROTECTION IP55 INCREMENTAL ENCODER 22 BIT WITH COMMUTATING POSITION (ENCODER IC22DQ) WITH DRIVE-CLIQ INTERFACE DESIGN IM B35 (IM V15, IM V35) SHAFT WITH FITTED KEY HALF-KEY BALANCING BEARING: STANDARD WITH FIXED BEARING, VIBRATION SEVERITY GRADE: R/A, FLANGE ACCURACY: R TERMINAL BOX (ABOVE) CABLE ENTRY ON THE ND-END SIGNAL CONNECTION LEFT | 5933 | TEM | 1 | MC | 89 | 1
1PH81311DS131LA1 | SIMOTICS M COMPACT ASYNCHRONOUS MOTOR 2000RPM,14,6KW, 70NM, 39A, 302V 5000RPM,14,6KW, 28NM, 40A, 360V 1500RPM, 11KW, 70NM, 39A, 227V FORCED VENTILATION; DIRECTION OF AIR FLOW NDE --> DE; DEGREE OF PROTECTION IP55 INCREMENTAL ENCODER 22 BIT WITH COMMUTATING POSITION (ENCODER IC22DQ) WITH DRIVE-CLIQ INTERFACE DESIGN IM B35 (IM V15, IM V35) SHAFT WITH FITTED KEY FULL-KEY BALANCING BEARING: PERFORMANCE, VIBRATION SEVERITY GRADE: SPECIAL/B, SHAFT AND FLANGE ACCURACY: SPECIAL TERMINAL BOX (ABOVE) CABLE ENTRY ON THE RIGHT SIGNAL CONNECTION D-END | 6479 | TEM | 1 | MC | 89 | 1
1PH81311EF001BA1 | SIMOTICS M COMPACT ASYNCHRONOUS MOTOR 1500RPM, 11KW, 70NM, 24A, 360V 1750RPM, 13KW, 71NM, 24A, 416V 2000RPM, 15KW, 72NM, 24A, 460V FORCED VENTILATION; DIRECTION OF AIR FLOW DE --> NDE; DEGREE OF PROTECTION IP55 ABSOLUTE ENCODER ENDAT 2048 S/R (ENCODER AM2048S/R) with TEMPERAT. SENSOR KTY84-130 DESIGN IM B3 (IM V5, IM V6) SHAFT WITH FITTED KEY FULL-KEY BALANCING BEARING: STANDARD WITH FIXED BEARING, VIBRATION SEVERITY GRADE: R/A, FLANGE ACCURACY: R TERMINAL BOX (ABOVE) CABLE ENTRY ON THE RIGHT SIGNAL CONNECTION D-END | 5608 | TEM | 1 | MC | 89 | 1
1PH81311EF001LA1 | SIMOTICS M COMPACT ASYNCHRONOUS MOTOR 1500RPM, 11KW, 70NM, 24A, 360V 1750RPM, 13KW, 71NM, 24A, 416V 2000RPM, 15KW, 72NM, 24A, 460V FORCED VENTILATION; DIRECTION OF AIR FLOW DE --> NDE; DEGREE OF PROTECTION IP55 ABSOLUTE ENCODER ENDAT 2048 S/R (ENCODER AM2048S/R) with TEMPERAT. SENSOR KTY84-130 DESIGN IM B3 (IM V5, IM V6) SHAFT WITH FITTED KEY FULL-KEY BALANCING BEARING: PERFORMANCE, VIBRATION SEVERITY GRADE: SPECIAL/B, SHAFT AND FLANGE ACCURACY: SPECIAL TERMINAL BOX (ABOVE) CABLE ENTRY ON THE RIGHT SIGNAL CONNECTION D-END | 6154 | TEM | 1 | MC | 89 | 1
1PH81311EF030CA1 | SIMOTICS M COMPACT ASYNCHRONOUS MOTOR 1500RPM, 11KW, 70NM, 24A, 360V 1750RPM, 13KW, 71NM, 24A, 416V 2000RPM, 15KW, 72NM, 24A, 460V FORCED VENTILATION; DIRECTION OF AIR FLOW DE --> NDE; DEGREE OF PROTECTION IP55 ABSOLUTE ENCODER ENDAT 2048 S/R (ENCODER AM2048S/R) with TEMPERAT. SENSOR KTY84-130 DESIGN IM B35 (IM V15, IM V35) PLAIN SHAFT WITHOUT FITTED KEY; BEARING: STANDARD WITH FIXED BEARING, VIBRATION SEVERITY GRADE: S/A, SHAFT AND FLANGE ACCURACY: R TERMINAL BOX (ABOVE) CABLE ENTRY ON THE RIGHT SIGNAL CONNECTION D-END | 6345 | TEM | 1 | MC | 89 | 1
1PH81311EF031BA1 | SIMOTICS M COMPACT ASYNCHRONOUS MOTOR 1500RPM, 11KW, 70NM, 24A, 360V 1750RPM, 13KW, 71NM, 24A, 416V 2000RPM, 15KW, 72NM, 24A, 460V FORCED VENTILATION; DIRECTION OF AIR FLOW DE --> NDE; DEGREE OF PROTECTION IP55 ABSOLUTE ENCODER ENDAT 2048 S/R (ENCODER AM2048S/R) with TEMPERAT. SENSOR KTY84-130 DESIGN IM B35 (IM V15, IM V35) SHAFT WITH FITTED KEY FULL-KEY BALANCING BEARING: STANDARD WITH FIXED BEARING, VIBRATION SEVERITY GRADE: R/A, FLANGE ACCURACY: R TERMINAL BOX (ABOVE) CABLE ENTRY ON THE RIGHT SIGNAL CONNECTION D-END | 6149 | TEM | 1 | MC | 89 | 1
1PH81311ES021LA1 | SIMOTICS M COMPACT ASYNCHRONOUS MOTOR 2000RPM,14,6KW, 70NM, 39A, 302V 5000RPM,14,6KW, 28NM, 40A, 360V 1500RPM, 11KW, 70NM, 39A, 227V FORCED VENTILATION; DIRECTION OF AIR FLOW DE --> NDE; DEGREE OF PROTECTION IP55 ABSOLUTE ENCODER ENDAT 2048 S/R (ENCODER AM2048S/R) with TEMPERAT. SENSOR KTY84-130 DESIGN IM B5 (IMV 1,IM V3) SHAFT WITH FITTED KEY FULL-KEY BALANCING BEARING: PERFORMANCE, VIBRATION SEVERITY GRADE: SPECIAL/B, SHAFT AND FLANGE ACCURACY: SPECIAL TERMINAL BOX (ABOVE) CABLE ENTRY ON THE RIGHT SIGNAL CONNECTION D-END | 6393 | TEM | 1 | MC | 89 | 1
1PH81311FB020BA1 | SIMOTICS M COMPACT ASYNCHRONOUS MOTOR 400RPM, 2,9KW, 69NM, 9A, 272V 500RPM, 3,6KW, 69NM, 9A, 328V 600RPM, 4,3KW, 68NM, 9A, 384V FORCED VENTILATION; DIRECTION OF AIR FLOW DE --> NDE; DEGREE OF PROTECTION IP55 ABSOLUTE ENCODER 22 BIT SINGLETURN AND 12 BIT MULTITURN (ENCODER AM22DQ) WITH DRIVE-CLIQ INTERFACE DESIGN IM B5 (IMV 1,IM V3) PLAIN SHAFT WITHOUT FITTED KEY; BEARING: STANDARD WITH FIXED BEARING, VIBRATION SEVERITY GRADE: R/A, FLANGE ACCURACY: R TERMINAL BOX (ABOVE) CABLE ENTRY ON THE RIGHT SIGNAL CONNECTION D-END | 6540 | TEM | 1 | MC | 89 | 1
1PH81311FB020BB1 | SIMOTICS M COMPACT ASYNCHRONOUS MOTOR 400RPM, 2,9KW, 69NM, 9A, 272V 500RPM, 3,6KW, 69NM, 9A, 328V 600RPM, 4,3KW, 68NM, 9A, 384V FORCED VENTILATION; DIRECTION OF AIR FLOW DE --> NDE; DEGREE OF PROTECTION IP55 ABSOLUTE ENCODER 22 BIT SINGLETURN AND 12 BIT MULTITURN (ENCODER AM22DQ) WITH DRIVE-CLIQ INTERFACE DESIGN IM B5 (IMV 1,IM V3) PLAIN SHAFT WITHOUT FITTED KEY; BEARING: STANDARD WITH FIXED BEARING, VIBRATION SEVERITY GRADE: R/A, FLANGE ACCURACY: R TERMINAL BOX (ABOVE) CABLE ENTRY ON THE LEFT SIGNAL CONNECTION D-END | 6540 | TEM | 1 | MC | 89 | 1
1PH81311FF000LE1 | SIMOTICS M COMPACT ASYNCHRONOUS MOTOR 1500RPM, 11KW, 70NM, 24A, 360V 1750RPM, 13KW, 71NM, 24A, 416V 2000RPM, 15KW, 72NM, 24A, 460V FORCED VENTILATION; DIRECTION OF AIR FLOW DE --> NDE; DEGREE OF PROTECTION IP55 ABSOLUTE ENCODER 22 BIT SINGLETURN AND 12 BIT MULTITURN (ENCODER AM22DQ) WITH DRIVE-CLIQ INTERFACE DESIGN IM B3 (IM V5, IM V6) PLAIN SHAFT WITHOUT FITTED KEY; BEARING: PERFORMANCE, VIBRATION SEVERITY GRADE: SPECIAL/B, SHAFT AND FLANGE ACCURACY: SPECIAL POWER CONNECTOR (ABOVE) CABLE ENTRY ON THE RIGHT SIGNAL CONNECTION D-END | 6848 | TEM | 1 | MC | 89 | 1
1PH81311FF001BA1 | SIMOTICS M COMPACT ASYNCHRONOUS MOTOR 1500RPM, 11KW, 70NM, 24A, 360V 1750RPM, 13KW, 71NM, 24A, 416V 2000RPM, 15KW, 72NM, 24A, 460V FORCED VENTILATION; DIRECTION OF AIR FLOW DE --> NDE; DEGREE OF PROTECTION IP55 ABSOLUTE ENCODER 22 BIT SINGLETURN AND 12 BIT MULTITURN (ENCODER AM22DQ) WITH DRIVE-CLIQ INTERFACE DESIGN IM B3 (IM V5, IM V6) SHAFT WITH FITTED KEY FULL-KEY BALANCING BEARING: STANDARD WITH FIXED BEARING, VIBRATION SEVERITY GRADE: R/A, FLANGE ACCURACY: R TERMINAL BOX (ABOVE) CABLE ENTRY ON THE RIGHT SIGNAL CONNECTION D-END | 6301 | TEM | 1 | MC | 89 | 1
1PH81311FF002BA1 | SIMOTICS M COMPACT ASYNCHRONOUS MOTOR 1500RPM, 11KW, 70NM, 24A, 360V 1750RPM, 13KW, 71NM, 24A, 416V 2000RPM, 15KW, 72NM, 24A, 460V FORCED VENTILATION; DIRECTION OF AIR FLOW DE --> NDE; DEGREE OF PROTECTION IP55 ABSOLUTE ENCODER 22 BIT SINGLETURN AND 12 BIT MULTITURN (ENCODER AM22DQ) WITH DRIVE-CLIQ INTERFACE DESIGN IM B3 (IM V5, IM V6) SHAFT WITH FITTED KEY HALF-KEY BALANCING BEARING: STANDARD WITH FIXED BEARING, VIBRATION SEVERITY GRADE: R/A, FLANGE ACCURACY: R TERMINAL BOX (ABOVE) CABLE ENTRY ON THE RIGHT SIGNAL CONNECTION D-END | 6301 | TEM | 1 | MC | 89 | 1
1PH81311FF020BA1 | SIMOTICS M COMPACT ASYNCHRONOUS MOTOR 1500RPM, 11KW, 70NM, 24A, 360V 1750RPM, 13KW, 71NM, 24A, 416V 2000RPM, 15KW, 72NM, 24A, 460V FORCED VENTILATION; DIRECTION OF AIR FLOW DE --> NDE; DEGREE OF PROTECTION IP55 ABSOLUTE ENCODER 22 BIT SINGLETURN AND 12 BIT MULTITURN (ENCODER AM22DQ) WITH DRIVE-CLIQ INTERFACE DESIGN IM B5 (IMV 1,IM V3) PLAIN SHAFT WITHOUT FITTED KEY; BEARING: STANDARD WITH FIXED BEARING, VIBRATION SEVERITY GRADE: R/A, FLANGE ACCURACY: R TERMINAL BOX (ABOVE) CABLE ENTRY ON THE RIGHT SIGNAL CONNECTION D-END | 6540 | TEM | 1 | MC | 89 | 1
1PH81311FF020BB1 | SIMOTICS M COMPACT ASYNCHRONOUS MOTOR 1500RPM, 11KW, 70NM, 24A, 360V 1750RPM, 13KW, 71NM, 24A, 416V 2000RPM, 15KW, 72NM, 24A, 460V FORCED VENTILATION; DIRECTION OF AIR FLOW DE --> NDE; DEGREE OF PROTECTION IP55 ABSOLUTE ENCODER 22 BIT SINGLETURN AND 12 BIT MULTITURN (ENCODER AM22DQ) WITH DRIVE-CLIQ INTERFACE DESIGN IM B5 (IMV 1,IM V3) PLAIN SHAFT WITHOUT FITTED KEY; BEARING: STANDARD WITH FIXED BEARING, VIBRATION SEVERITY GRADE: R/A, FLANGE ACCURACY: R TERMINAL BOX (ABOVE) CABLE ENTRY ON THE LEFT SIGNAL CONNECTION D-END | 6540 | TEM | 1 | MC | 89 | 1
1PH81311FF020LA1 | SIMOTICS M COMPACT ASYNCHRONOUS MOTOR 1500RPM, 11KW, 70NM, 24A, 360V 1750RPM, 13KW, 71NM, 24A, 416V 2000RPM, 15KW, 72NM, 24A, 460V FORCED VENTILATION; DIRECTION OF AIR FLOW DE --> NDE; DEGREE OF PROTECTION IP55 ABSOLUTE ENCODER 22 BIT SINGLETURN AND 12 BIT MULTITURN (ENCODER AM22DQ) WITH DRIVE-CLIQ INTERFACE DESIGN IM B5 (IMV 1,IM V3) PLAIN SHAFT WITHOUT FITTED KEY; BEARING: PERFORMANCE, VIBRATION SEVERITY GRADE: SPECIAL/B, SHAFT AND FLANGE ACCURACY: SPECIAL TERMINAL BOX (ABOVE) CABLE ENTRY ON THE RIGHT SIGNAL CONNECTION D-END | 7086 | TEM | 1 | MC | 89 | 1
1PH81311FF021BA1 | SIMOTICS M COMPACT ASYNCHRONOUS MOTOR 1500RPM, 11KW, 70NM, 24A, 360V 1750RPM, 13KW, 71NM, 24A, 416V 2000RPM, 15KW, 72NM, 24A, 460V FORCED VENTILATION; DIRECTION OF AIR FLOW DE --> NDE; DEGREE OF PROTECTION IP55 ABSOLUTE ENCODER 22 BIT SINGLETURN AND 12 BIT MULTITURN (ENCODER AM22DQ) WITH DRIVE-CLIQ INTERFACE DESIGN IM B5 (IMV 1,IM V3) SHAFT WITH FITTED KEY FULL-KEY BALANCING BEARING: STANDARD WITH FIXED BEARING, VIBRATION SEVERITY GRADE: R/A, FLANGE ACCURACY: R TERMINAL BOX (ABOVE) CABLE ENTRY ON THE RIGHT SIGNAL CONNECTION D-END | 6540 | TEM | 1 | MC | 89 | 1
1PH81311FF101QC1 | SIMOTICS M COMPACT ASYNCHRONOUS MOTOR 1500RPM, 11KW, 70NM, 24A, 360V 1750RPM, 13KW, 71NM, 24A, 416V 2000RPM, 15KW, 72NM, 24A, 460V FORCED VENTILATION; DIRECTION OF AIR FLOW NDE --> DE; DEGREE OF PROTECTION IP55 ABSOLUTE ENCODER 22 BIT SINGLETURN AND 12 BIT MULTITURN (ENCODER AM22DQ) WITH DRIVE-CLIQ INTERFACE DESIGN IM B3 (IM V5, IM V6) SHAFT WITH FITTED KEY FULL-KEY BALANCING BEARING: ADVANCED LIFETIME VIBRATION SEVERITY S/A SHAFT A. FLANGE ACCURACY GR. R TERMINAL BOX (ABOVE) CABLE ENTRY ON THE ND-END SIGNAL CONNECTION LEFT | 6732 | TEM | 1 | MC | 89 | 1
1PH81311FF102GA1 | SIMOTICS M COMPACT ASYNCHRONOUS MOTOR 1500RPM, 11KW, 70NM, 24A, 360V 1750RPM, 13KW, 71NM, 24A, 416V 2000RPM, 15KW, 72NM, 24A, 460V FORCED VENTILATION; DIRECTION OF AIR FLOW NDE --> DE; DEGREE OF PROTECTION IP55 ABSOLUTE ENCODER 22 BIT SINGLETURN AND 12 BIT MULTITURN (ENCODER AM22DQ) WITH DRIVE-CLIQ INTERFACE DESIGN IM B3 (IM V5, IM V6) SHAFT WITH FITTED KEY HALF-KEY BALANCING BEARING: STANDARD, VIBRATION SEVERITY GRADE: R/A, SHAFT AND FLANGE ACCURACY: R TERMINAL BOX (ABOVE) CABLE ENTRY ON THE RIGHT SIGNAL CONNECTION D-END | 6016 | TEM | 1 | MC | 89 | 1
1PH81311FF102GB1 | SIMOTICS M COMPACT ASYNCHRONOUS MOTOR 1500RPM, 11KW, 70NM, 24A, 360V 1750RPM, 13KW, 71NM, 24A, 416V 2000RPM, 15KW, 72NM, 24A, 460V FORCED VENTILATION; DIRECTION OF AIR FLOW NDE --> DE; DEGREE OF PROTECTION IP55 ABSOLUTE ENCODER 22 BIT SINGLETURN AND 12 BIT MULTITURN (ENCODER AM22DQ) WITH DRIVE-CLIQ INTERFACE DESIGN IM B3 (IM V5, IM V6) SHAFT WITH FITTED KEY HALF-KEY BALANCING BEARING: STANDARD, VIBRATION SEVERITY GRADE: R/A, SHAFT AND FLANGE ACCURACY: R TERMINAL BOX (ABOVE) CABLE ENTRY ON THE LEFT SIGNAL CONNECTION D-END | 6016 | TEM | 1 | MC | 89 | 1
1PH81311FF121CA1 | SIMOTICS M COMPACT ASYNCHRONOUS MOTOR 1500RPM, 11KW, 70NM, 24A, 360V 1750RPM, 13KW, 71NM, 24A, 416V 2000RPM, 15KW, 72NM, 24A, 460V FORCED VENTILATION; DIRECTION OF AIR FLOW NDE --> DE; DEGREE OF PROTECTION IP55 ABSOLUTE ENCODER 22 BIT SINGLETURN AND 12 BIT MULTITURN (ENCODER AM22DQ) WITH DRIVE-CLIQ INTERFACE DESIGN IM B5 (IMV 1,IM V3) SHAFT WITH FITTED KEY FULL-KEY BALANCING BEARING: STANDARD WITH FIXED BEARING, VIBRATION SEVERITY GRADE: S/A, SHAFT AND FLANGE ACCURACY: R TERMINAL BOX (ABOVE) CABLE ENTRY ON THE RIGHT SIGNAL CONNECTION D-END | 6735 | TEM | 1 | MC | 89 | 1
1PH81311FF131QA1 | SIMOTICS M COMPACT ASYNCHRONOUS MOTOR 1500RPM, 11KW, 70NM, 24A, 360V 1750RPM, 13KW, 71NM, 24A, 416V 2000RPM, 15KW, 72NM, 24A, 460V FORCED VENTILATION; DIRECTION OF AIR FLOW NDE --> DE; DEGREE OF PROTECTION IP55 ABSOLUTE ENCODER 22 BIT SINGLETURN AND 12 BIT MULTITURN (ENCODER AM22DQ) WITH DRIVE-CLIQ INTERFACE DESIGN IM B35 (IM V15, IM V35) SHAFT WITH FITTED KEY FULL-KEY BALANCING BEARING: ADVANCED LIFETIME VIBRATION SEVERITY S/A SHAFT A. FLANGE ACCURACY GR. R TERMINAL BOX (ABOVE) CABLE ENTRY ON THE RIGHT SIGNAL CONNECTION D-END | 7273 | TEM | 1 | MC | 89 | 1
1PH81311HF000BA1 | SIMOTICS M COMPACT ASYNCHRONOUS MOTOR 1500RPM, 11KW, 70NM, 24A, 360V 1750RPM, 13KW, 71NM, 24A, 416V 2000RPM, 15KW, 72NM, 24A, 460V FORCED VENTILATION; DIRECTION OF AIR FLOW DE --> NDE; DEGREE OF PROTECTION IP55 INCREMENT. ENCODER HTL 1024 S/R (ENCODER HTL1024S/R) with TEMPERAT. SENSOR KTY84-130 DESIGN IM B3 (IM V5, IM V6) PLAIN SHAFT WITHOUT FITTED KEY; BEARING: STANDARD WITH FIXED BEARING, VIBRATION SEVERITY GRADE: R/A, FLANGE ACCURACY: R TERMINAL BOX (ABOVE) CABLE ENTRY ON THE RIGHT SIGNAL CONNECTION D-END | 4372 | TEM | 1 | MC | 89 | 1
1PH81311HF000BB1 | SIMOTICS M COMPACT ASYNCHRONOUS MOTOR 1500RPM, 11KW, 70NM, 24A, 360V 1750RPM, 13KW, 71NM, 24A, 416V 2000RPM, 15KW, 72NM, 24A, 460V FORCED VENTILATION; DIRECTION OF AIR FLOW DE --> NDE; DEGREE OF PROTECTION IP55 INCREMENT. ENCODER HTL 1024 S/R (ENCODER HTL1024S/R) with TEMPERAT. SENSOR KTY84-130 DESIGN IM B3 (IM V5, IM V6) PLAIN SHAFT WITHOUT FITTED KEY; BEARING: STANDARD WITH FIXED BEARING, VIBRATION SEVERITY GRADE: R/A, FLANGE ACCURACY: R TERMINAL BOX (ABOVE) CABLE ENTRY ON THE LEFT SIGNAL CONNECTION D-END | 4372 | TEM | 1 | MC | 89 | 1
1PH81311HF001BA1 | SIMOTICS M COMPACT ASYNCHRONOUS MOTOR 1500RPM, 11KW, 70NM, 24A, 360V 1750RPM, 13KW, 71NM, 24A, 416V 2000RPM, 15KW, 72NM, 24A, 460V FORCED VENTILATION; DIRECTION OF AIR FLOW DE --> NDE; DEGREE OF PROTECTION IP55 INCREMENT. ENCODER HTL 1024 S/R (ENCODER HTL1024S/R) with TEMPERAT. SENSOR KTY84-130 DESIGN IM B3 (IM V5, IM V6) SHAFT WITH FITTED KEY FULL-KEY BALANCING BEARING: STANDARD WITH FIXED BEARING, VIBRATION SEVERITY GRADE: R/A, FLANGE ACCURACY: R TERMINAL BOX (ABOVE) CABLE ENTRY ON THE RIGHT SIGNAL CONNECTION D-END | 4372 | TEM | 1 | MC | 89 | 1
1PH81311HF001BB1 | SIMOTICS M COMPACT ASYNCHRONOUS MOTOR 1500RPM, 11KW, 70NM, 24A, 360V 1750RPM, 13KW, 71NM, 24A, 416V 2000RPM, 15KW, 72NM, 24A, 460V FORCED VENTILATION; DIRECTION OF AIR FLOW DE --> NDE; DEGREE OF PROTECTION IP55 INCREMENT. ENCODER HTL 1024 S/R (ENCODER HTL1024S/R) with TEMPERAT. SENSOR KTY84-130 DESIGN IM B3 (IM V5, IM V6) SHAFT WITH FITTED KEY FULL-KEY BALANCING BEARING: STANDARD WITH FIXED BEARING, VIBRATION SEVERITY GRADE: R/A, FLANGE ACCURACY: R TERMINAL BOX (ABOVE) CABLE ENTRY ON THE LEFT SIGNAL CONNECTION D-END | 4372 | TEM | 1 | MC | 89 | 1
1PH81311HF001BC1 | SIMOTICS M COMPACT ASYNCHRONOUS MOTOR 1500RPM, 11KW, 70NM, 24A, 360V 1750RPM, 13KW, 71NM, 24A, 416V 2000RPM, 15KW, 72NM, 24A, 460V FORCED VENTILATION; DIRECTION OF AIR FLOW DE --> NDE; DEGREE OF PROTECTION IP55 INCREMENT. ENCODER HTL 1024 S/R (ENCODER HTL1024S/R) with TEMPERAT. SENSOR KTY84-130 DESIGN IM B3 (IM V5, IM V6) SHAFT WITH FITTED KEY FULL-KEY BALANCING BEARING: STANDARD WITH FIXED BEARING, VIBRATION SEVERITY GRADE: R/A, FLANGE ACCURACY: R TERMINAL BOX (ABOVE) CABLE ENTRY ON THE ND-END SIGNAL CONNECTION LEFT | 4372 | TEM | 1 | MC | 89 | 1
1PH81311HF002BA1 | SIMOTICS M COMPACT ASYNCHRONOUS MOTOR 1500RPM, 11KW, 70NM, 24A, 360V 1750RPM, 13KW, 71NM, 24A, 416V 2000RPM, 15KW, 72NM, 24A, 460V FORCED VENTILATION; DIRECTION OF AIR FLOW DE --> NDE; DEGREE OF PROTECTION IP55 INCREMENT. ENCODER HTL 1024 S/R (ENCODER HTL1024S/R) with TEMPERAT. SENSOR KTY84-130 DESIGN IM B3 (IM V5, IM V6) SHAFT WITH FITTED KEY HALF-KEY BALANCING BEARING: STANDARD WITH FIXED BEARING, VIBRATION SEVERITY GRADE: R/A, FLANGE ACCURACY: R TERMINAL BOX (ABOVE) CABLE ENTRY ON THE RIGHT SIGNAL CONNECTION D-END | 4372 | TEM | 1 | MC | 89 | 1
1PH81311HF002BC1 | SIMOTICS M COMPACT ASYNCHRONOUS MOTOR 1500RPM, 11KW, 70NM, 24A, 360V 1750RPM, 13KW, 71NM, 24A, 416V 2000RPM, 15KW, 72NM, 24A, 460V FORCED VENTILATION; DIRECTION OF AIR FLOW DE --> NDE; DEGREE OF PROTECTION IP55 INCREMENT. ENCODER HTL 1024 S/R (ENCODER HTL1024S/R) with TEMPERAT. SENSOR KTY84-130 DESIGN IM B3 (IM V5, IM V6) SHAFT WITH FITTED KEY HALF-KEY BALANCING BEARING: STANDARD WITH FIXED BEARING, VIBRATION SEVERITY GRADE: R/A, FLANGE ACCURACY: R TERMINAL BOX (ABOVE) CABLE ENTRY ON THE ND-END SIGNAL CONNECTION LEFT | 4372 | TEM | 1 | MC | 89 | 1
1PH81311HF021BA1 | SIMOTICS M COMPACT ASYNCHRONOUS MOTOR 1500RPM, 11KW, 70NM, 24A, 360V 1750RPM, 13KW, 71NM, 24A, 416V 2000RPM, 15KW, 72NM, 24A, 460V FORCED VENTILATION; DIRECTION OF AIR FLOW DE --> NDE; DEGREE OF PROTECTION IP55 INCREMENT. ENCODER HTL 1024 S/R (ENCODER HTL1024S/R) with TEMPERAT. SENSOR KTY84-130 DESIGN IM B5 (IMV 1,IM V3) SHAFT WITH FITTED KEY FULL-KEY BALANCING BEARING: STANDARD WITH FIXED BEARING, VIBRATION SEVERITY GRADE: R/A, FLANGE ACCURACY: R TERMINAL BOX (ABOVE) CABLE ENTRY ON THE RIGHT SIGNAL CONNECTION D-END | 4611 | TEM | 1 | MC | 89 | 1
1PH81311HF021BC1 | SIMOTICS M COMPACT ASYNCHRONOUS MOTOR 1500RPM, 11KW, 70NM, 24A, 360V 1750RPM, 13KW, 71NM, 24A, 416V 2000RPM, 15KW, 72NM, 24A, 460V FORCED VENTILATION; DIRECTION OF AIR FLOW DE --> NDE; DEGREE OF PROTECTION IP55 INCREMENT. ENCODER HTL 1024 S/R (ENCODER HTL1024S/R) with TEMPERAT. SENSOR KTY84-130 DESIGN IM B5 (IMV 1,IM V3) SHAFT WITH FITTED KEY FULL-KEY BALANCING BEARING: STANDARD WITH FIXED BEARING, VIBRATION SEVERITY GRADE: R/A, FLANGE ACCURACY: R TERMINAL BOX (ABOVE) CABLE ENTRY ON THE ND-END SIGNAL CONNECTION LEFT | 4611 | TEM | 1 | MC | 89 | 1
1PH81311HF022BA1 | SIMOTICS M COMPACT ASYNCHRONOUS MOTOR 1500RPM, 11KW, 70NM, 24A, 360V 1750RPM, 13KW, 71NM, 24A, 416V 2000RPM, 15KW, 72NM, 24A, 460V FORCED VENTILATION; DIRECTION OF AIR FLOW DE --> NDE; DEGREE OF PROTECTION IP55 INCREMENT. ENCODER HTL 1024 S/R (ENCODER HTL1024S/R) with TEMPERAT. SENSOR KTY84-130 DESIGN IM B5 (IMV 1,IM V3) SHAFT WITH FITTED KEY HALF-KEY BALANCING BEARING: STANDARD WITH FIXED BEARING, VIBRATION SEVERITY GRADE: R/A, FLANGE ACCURACY: R TERMINAL BOX (ABOVE) CABLE ENTRY ON THE RIGHT SIGNAL CONNECTION D-END | 4611 | TEM | 1 | MC | 89 | 1
1PH81311HF022BB1 | SIMOTICS M COMPACT ASYNCHRONOUS MOTOR 1500RPM, 11KW, 70NM, 24A, 360V 1750RPM, 13KW, 71NM, 24A, 416V 2000RPM, 15KW, 72NM, 24A, 460V FORCED VENTILATION; DIRECTION OF AIR FLOW DE --> NDE; DEGREE OF PROTECTION IP55 INCREMENT. ENCODER HTL 1024 S/R (ENCODER HTL1024S/R) with TEMPERAT. SENSOR KTY84-130 DESIGN IM B5 (IMV 1,IM V3) SHAFT WITH FITTED KEY HALF-KEY BALANCING BEARING: STANDARD WITH FIXED BEARING, VIBRATION SEVERITY GRADE: R/A, FLANGE ACCURACY: R TERMINAL BOX (ABOVE) CABLE ENTRY ON THE LEFT SIGNAL CONNECTION D-END | 4611 | TEM | 1 | MC | 89 | 1
1PH81311HF030BA1 | SIMOTICS M COMPACT ASYNCHRONOUS MOTOR 1500RPM, 11KW, 70NM, 24A, 360V 1750RPM, 13KW, 71NM, 24A, 416V 2000RPM, 15KW, 72NM, 24A, 460V FORCED VENTILATION; DIRECTION OF AIR FLOW DE --> NDE; DEGREE OF PROTECTION IP55 INCREMENT. ENCODER HTL 1024 S/R (ENCODER HTL1024S/R) with TEMPERAT. SENSOR KTY84-130 DESIGN IM B35 (IM V15, IM V35) PLAIN SHAFT WITHOUT FITTED KEY; BEARING: STANDARD WITH FIXED BEARING, VIBRATION SEVERITY GRADE: R/A, FLANGE ACCURACY: R TERMINAL BOX (ABOVE) CABLE ENTRY ON THE RIGHT SIGNAL CONNECTION D-END | 4914 | TEM | 1 | MC | 89 | 1
1PH81311HF031BA1 | SIMOTICS M COMPACT ASYNCHRONOUS MOTOR 1500RPM, 11KW, 70NM, 24A, 360V 1750RPM, 13KW, 71NM, 24A, 416V 2000RPM, 15KW, 72NM, 24A, 460V FORCED VENTILATION; DIRECTION OF AIR FLOW DE --> NDE; DEGREE OF PROTECTION IP55 INCREMENT. ENCODER HTL 1024 S/R (ENCODER HTL1024S/R) with TEMPERAT. SENSOR KTY84-130 DESIGN IM B35 (IM V15, IM V35) SHAFT WITH FITTED KEY FULL-KEY BALANCING BEARING: STANDARD WITH FIXED BEARING, VIBRATION SEVERITY GRADE: R/A, FLANGE ACCURACY: R TERMINAL BOX (ABOVE) CABLE ENTRY ON THE RIGHT SIGNAL CONNECTION D-END | 4914 | TEM | 1 | MC | 89 | 1
1PH81311HF031GA1 | SIMOTICS M COMPACT ASYNCHRONOUS MOTOR 1500RPM, 11KW, 70NM, 24A, 360V 1750RPM, 13KW, 71NM, 24A, 416V 2000RPM, 15KW, 72NM, 24A, 460V FORCED VENTILATION; DIRECTION OF AIR FLOW DE --> NDE; DEGREE OF PROTECTION IP55 INCREMENT. ENCODER HTL 1024 S/R (ENCODER HTL1024S/R) with TEMPERAT. SENSOR KTY84-130 DESIGN IM B35 (IM V15, IM V35) SHAFT WITH FITTED KEY FULL-KEY BALANCING BEARING: STANDARD, VIBRATION SEVERITY GRADE: R/A, SHAFT AND FLANGE ACCURACY: R TERMINAL BOX (ABOVE) CABLE ENTRY ON THE RIGHT SIGNAL CONNECTION D-END | 4629 | TEM | 1 | MC | 89 | 1
1PH81311HF032BA1 | SIMOTICS M COMPACT ASYNCHRONOUS MOTOR 1500RPM, 11KW, 70NM, 24A, 360V 1750RPM, 13KW, 71NM, 24A, 416V 2000RPM, 15KW, 72NM, 24A, 460V FORCED VENTILATION; DIRECTION OF AIR FLOW DE --> NDE; DEGREE OF PROTECTION IP55 INCREMENT. ENCODER HTL 1024 S/R (ENCODER HTL1024S/R) with TEMPERAT. SENSOR KTY84-130 DESIGN IM B35 (IM V15, IM V35) SHAFT WITH FITTED KEY HALF-KEY BALANCING BEARING: STANDARD WITH FIXED BEARING, VIBRATION SEVERITY GRADE: R/A, FLANGE ACCURACY: R TERMINAL BOX (ABOVE) CABLE ENTRY ON THE RIGHT SIGNAL CONNECTION D-END | 4914 | TEM | 1 | MC | 89 | 1
1PH81311HF100BA1 | SIMOTICS M COMPACT ASYNCHRONOUS MOTOR 1500RPM, 11KW, 70NM, 24A, 360V 1750RPM, 13KW, 71NM, 24A, 416V 2000RPM, 15KW, 72NM, 24A, 460V FORCED VENTILATION; DIRECTION OF AIR FLOW NDE --> DE; DEGREE OF PROTECTION IP55 INCREMENT. ENCODER HTL 1024 S/R (ENCODER HTL1024S/R) with TEMPERAT. SENSOR KTY84-130 DESIGN IM B3 (IM V5, IM V6) PLAIN SHAFT WITHOUT FITTED KEY; BEARING: STANDARD WITH FIXED BEARING, VIBRATION SEVERITY GRADE: R/A, FLANGE ACCURACY: R TERMINAL BOX (ABOVE) CABLE ENTRY ON THE RIGHT SIGNAL CONNECTION D-END | 4372 | TEM | 1 | MC | 89 | 1
1PH81311HF100BB1 | SIMOTICS M COMPACT ASYNCHRONOUS MOTOR 1500RPM, 11KW, 70NM, 24A, 360V 1750RPM, 13KW, 71NM, 24A, 416V 2000RPM, 15KW, 72NM, 24A, 460V FORCED VENTILATION; DIRECTION OF AIR FLOW NDE --> DE; DEGREE OF PROTECTION IP55 INCREMENT. ENCODER HTL 1024 S/R (ENCODER HTL1024S/R) with TEMPERAT. SENSOR KTY84-130 DESIGN IM B3 (IM V5, IM V6) PLAIN SHAFT WITHOUT FITTED KEY; BEARING: STANDARD WITH FIXED BEARING, VIBRATION SEVERITY GRADE: R/A, FLANGE ACCURACY: R TERMINAL BOX (ABOVE) CABLE ENTRY ON THE LEFT SIGNAL CONNECTION D-END | 4372 | TEM | 1 | MC | 89 | 1
1PH81311HF100BC1 | SIMOTICS M COMPACT ASYNCHRONOUS MOTOR 1500RPM, 11KW, 70NM, 24A, 360V 1750RPM, 13KW, 71NM, 24A, 416V 2000RPM, 15KW, 72NM, 24A, 460V FORCED VENTILATION; DIRECTION OF AIR FLOW NDE --> DE; DEGREE OF PROTECTION IP55 INCREMENT. ENCODER HTL 1024 S/R (ENCODER HTL1024S/R) with TEMPERAT. SENSOR KTY84-130 DESIGN IM B3 (IM V5, IM V6) PLAIN SHAFT WITHOUT FITTED KEY; BEARING: STANDARD WITH FIXED BEARING, VIBRATION SEVERITY GRADE: R/A, FLANGE ACCURACY: R TERMINAL BOX (ABOVE) CABLE ENTRY ON THE ND-END SIGNAL CONNECTION LEFT | 4372 | TEM | 1 | MC | 89 | 1
1PH81311HF100CA1 | SIMOTICS M COMPACT ASYNCHRONOUS MOTOR 1500RPM, 11KW, 70NM, 24A, 360V 1750RPM, 13KW, 71NM, 24A, 416V 2000RPM, 15KW, 72NM, 24A, 460V FORCED VENTILATION; DIRECTION OF AIR FLOW NDE --> DE; DEGREE OF PROTECTION IP55 INCREMENT. ENCODER HTL 1024 S/R (ENCODER HTL1024S/R) with TEMPERAT. SENSOR KTY84-130 DESIGN IM B3 (IM V5, IM V6) PLAIN SHAFT WITHOUT FITTED KEY; BEARING: STANDARD WITH FIXED BEARING, VIBRATION SEVERITY GRADE: S/A, SHAFT AND FLANGE ACCURACY: R TERMINAL BOX (ABOVE) CABLE ENTRY ON THE RIGHT SIGNAL CONNECTION D-END | 4567 | TEM | 1 | MC | 89 | 1
1PH81311HF100CB1 | SIMOTICS M COMPACT ASYNCHRONOUS MOTOR 1500RPM, 11KW, 70NM, 24A, 360V 1750RPM, 13KW, 71NM, 24A, 416V 2000RPM, 15KW, 72NM, 24A, 460V FORCED VENTILATION; DIRECTION OF AIR FLOW NDE --> DE; DEGREE OF PROTECTION IP55 INCREMENT. ENCODER HTL 1024 S/R (ENCODER HTL1024S/R) with TEMPERAT. SENSOR KTY84-130 DESIGN IM B3 (IM V5, IM V6) PLAIN SHAFT WITHOUT FITTED KEY; BEARING: STANDARD WITH FIXED BEARING, VIBRATION SEVERITY GRADE: S/A, SHAFT AND FLANGE ACCURACY: R TERMINAL BOX (ABOVE) CABLE ENTRY ON THE LEFT SIGNAL CONNECTION D-END | 4567 | TEM | 1 | MC | 89 | 1
1PH81311HF100CC1 | SIMOTICS M COMPACT ASYNCHRONOUS MOTOR 1500RPM, 11KW, 70NM, 24A, 360V 1750RPM, 13KW, 71NM, 24A, 416V 2000RPM, 15KW, 72NM, 24A, 460V FORCED VENTILATION; DIRECTION OF AIR FLOW NDE --> DE; DEGREE OF PROTECTION IP55 INCREMENT. ENCODER HTL 1024 S/R (ENCODER HTL1024S/R) with TEMPERAT. SENSOR KTY84-130 DESIGN IM B3 (IM V5, IM V6) PLAIN SHAFT WITHOUT FITTED KEY; BEARING: STANDARD WITH FIXED BEARING, VIBRATION SEVERITY GRADE: S/A, SHAFT AND FLANGE ACCURACY: R TERMINAL BOX (ABOVE) CABLE ENTRY ON THE ND-END SIGNAL CONNECTION LEFT | 4567 | TEM | 1 | MC | 89 | 1
1PH81311HF102BA1 | SIMOTICS M COMPACT ASYNCHRONOUS MOTOR 1500RPM, 11KW, 70NM, 24A, 360V 1750RPM, 13KW, 71NM, 24A, 416V 2000RPM, 15KW, 72NM, 24A, 460V FORCED VENTILATION; DIRECTION OF AIR FLOW NDE --> DE; DEGREE OF PROTECTION IP55 INCREMENT. ENCODER HTL 1024 S/R (ENCODER HTL1024S/R) with TEMPERAT. SENSOR KTY84-130 DESIGN IM B3 (IM V5, IM V6) SHAFT WITH FITTED KEY HALF-KEY BALANCING BEARING: STANDARD WITH FIXED BEARING, VIBRATION SEVERITY GRADE: R/A, FLANGE ACCURACY: R TERMINAL BOX (ABOVE) CABLE ENTRY ON THE RIGHT SIGNAL CONNECTION D-END | 4372 | TEM | 1 | MC | 89 | 1
1PH81311HF102BB1 | SIMOTICS M COMPACT ASYNCHRONOUS MOTOR 1500RPM, 11KW, 70NM, 24A, 360V 1750RPM, 13KW, 71NM, 24A, 416V 2000RPM, 15KW, 72NM, 24A, 460V FORCED VENTILATION; DIRECTION OF AIR FLOW NDE --> DE; DEGREE OF PROTECTION IP55 INCREMENT. ENCODER HTL 1024 S/R (ENCODER HTL1024S/R) with TEMPERAT. SENSOR KTY84-130 DESIGN IM B3 (IM V5, IM V6) SHAFT WITH FITTED KEY HALF-KEY BALANCING BEARING: STANDARD WITH FIXED BEARING, VIBRATION SEVERITY GRADE: R/A, FLANGE ACCURACY: R TERMINAL BOX (ABOVE) CABLE ENTRY ON THE LEFT SIGNAL CONNECTION D-END | 4372 | TEM | 1 | MC | 89 | 1
1PH81311HF102BC1 | SIMOTICS M COMPACT ASYNCHRONOUS MOTOR 1500RPM, 11KW, 70NM, 24A, 360V 1750RPM, 13KW, 71NM, 24A, 416V 2000RPM, 15KW, 72NM, 24A, 460V FORCED VENTILATION; DIRECTION OF AIR FLOW NDE --> DE; DEGREE OF PROTECTION IP55 INCREMENT. ENCODER HTL 1024 S/R (ENCODER HTL1024S/R) with TEMPERAT. SENSOR KTY84-130 DESIGN IM B3 (IM V5, IM V6) SHAFT WITH FITTED KEY HALF-KEY BALANCING BEARING: STANDARD WITH FIXED BEARING, VIBRATION SEVERITY GRADE: R/A, FLANGE ACCURACY: R TERMINAL BOX (ABOVE) CABLE ENTRY ON THE ND-END SIGNAL CONNECTION LEFT | 4372 | TEM | 1 | MC | 89 | 1
1PH81311HF102CA1 | SIMOTICS M COMPACT ASYNCHRONOUS MOTOR 1500RPM, 11KW, 70NM, 24A, 360V 1750RPM, 13KW, 71NM, 24A, 416V 2000RPM, 15KW, 72NM, 24A, 460V FORCED VENTILATION; DIRECTION OF AIR FLOW NDE --> DE; DEGREE OF PROTECTION IP55 INCREMENT. ENCODER HTL 1024 S/R (ENCODER HTL1024S/R) with TEMPERAT. SENSOR KTY84-130 DESIGN IM B3 (IM V5, IM V6) SHAFT WITH FITTED KEY HALF-KEY BALANCING BEARING: STANDARD WITH FIXED BEARING, VIBRATION SEVERITY GRADE: S/A, SHAFT AND FLANGE ACCURACY: R TERMINAL BOX (ABOVE) CABLE ENTRY ON THE RIGHT SIGNAL CONNECTION D-END | 4567 | TEM | 1 | MC | 89 | 1
1PH81311HF102CB1 | SIMOTICS M COMPACT ASYNCHRONOUS MOTOR 1500RPM, 11KW, 70NM, 24A, 360V 1750RPM, 13KW, 71NM, 24A, 416V 2000RPM, 15KW, 72NM, 24A, 460V FORCED VENTILATION; DIRECTION OF AIR FLOW NDE --> DE; DEGREE OF PROTECTION IP55 INCREMENT. ENCODER HTL 1024 S/R (ENCODER HTL1024S/R) with TEMPERAT. SENSOR KTY84-130 DESIGN IM B3 (IM V5, IM V6) SHAFT WITH FITTED KEY HALF-KEY BALANCING BEARING: STANDARD WITH FIXED BEARING, VIBRATION SEVERITY GRADE: S/A, SHAFT AND FLANGE ACCURACY: R TERMINAL BOX (ABOVE) CABLE ENTRY ON THE LEFT SIGNAL CONNECTION D-END | 4567 | TEM | 1 | MC | 89 | 1
1PH81311HF102CC1 | SIMOTICS M COMPACT ASYNCHRONOUS MOTOR 1500RPM, 11KW, 70NM, 24A, 360V 1750RPM, 13KW, 71NM, 24A, 416V 2000RPM, 15KW, 72NM, 24A, 460V FORCED VENTILATION; DIRECTION OF AIR FLOW NDE --> DE; DEGREE OF PROTECTION IP55 INCREMENT. ENCODER HTL 1024 S/R (ENCODER HTL1024S/R) with TEMPERAT. SENSOR KTY84-130 DESIGN IM B3 (IM V5, IM V6) SHAFT WITH FITTED KEY HALF-KEY BALANCING BEARING: STANDARD WITH FIXED BEARING, VIBRATION SEVERITY GRADE: S/A, SHAFT AND FLANGE ACCURACY: R TERMINAL BOX (ABOVE) CABLE ENTRY ON THE ND-END SIGNAL CONNECTION LEFT | 4567 | TEM | 1 | MC | 89 | 1
1PH81311HF120BA1 | SIMOTICS M COMPACT ASYNCHRONOUS MOTOR 1500RPM, 11KW, 70NM, 24A, 360V 1750RPM, 13KW, 71NM, 24A, 416V 2000RPM, 15KW, 72NM, 24A, 460V FORCED VENTILATION; DIRECTION OF AIR FLOW NDE --> DE; DEGREE OF PROTECTION IP55 INCREMENT. ENCODER HTL 1024 S/R (ENCODER HTL1024S/R) with TEMPERAT. SENSOR KTY84-130 DESIGN IM B5 (IMV 1,IM V3) PLAIN SHAFT WITHOUT FITTED KEY; BEARING: STANDARD WITH FIXED BEARING, VIBRATION SEVERITY GRADE: R/A, FLANGE ACCURACY: R TERMINAL BOX (ABOVE) CABLE ENTRY ON THE RIGHT SIGNAL CONNECTION D-END | 4611 | TEM | 1 | MC | 89 | 1
1PH81311HF120BB1 | SIMOTICS M COMPACT ASYNCHRONOUS MOTOR 1500RPM, 11KW, 70NM, 24A, 360V 1750RPM, 13KW, 71NM, 24A, 416V 2000RPM, 15KW, 72NM, 24A, 460V FORCED VENTILATION; DIRECTION OF AIR FLOW NDE --> DE; DEGREE OF PROTECTION IP55 INCREMENT. ENCODER HTL 1024 S/R (ENCODER HTL1024S/R) with TEMPERAT. SENSOR KTY84-130 DESIGN IM B5 (IMV 1,IM V3) PLAIN SHAFT WITHOUT FITTED KEY; BEARING: STANDARD WITH FIXED BEARING, VIBRATION SEVERITY GRADE: R/A, FLANGE ACCURACY: R TERMINAL BOX (ABOVE) CABLE ENTRY ON THE LEFT SIGNAL CONNECTION D-END | 4611 | TEM | 1 | MC | 89 | 1
1PH81311HF120BC1 | SIMOTICS M COMPACT ASYNCHRONOUS MOTOR 1500RPM, 11KW, 70NM, 24A, 360V 1750RPM, 13KW, 71NM, 24A, 416V 2000RPM, 15KW, 72NM, 24A, 460V FORCED VENTILATION; DIRECTION OF AIR FLOW NDE --> DE; DEGREE OF PROTECTION IP55 INCREMENT. ENCODER HTL 1024 S/R (ENCODER HTL1024S/R) with TEMPERAT. SENSOR KTY84-130 DESIGN IM B5 (IMV 1,IM V3) PLAIN SHAFT WITHOUT FITTED KEY; BEARING: STANDARD WITH FIXED BEARING, VIBRATION SEVERITY GRADE: R/A, FLANGE ACCURACY: R TERMINAL BOX (ABOVE) CABLE ENTRY ON THE ND-END SIGNAL CONNECTION LEFT | 4611 | TEM | 1 | MC | 89 | 1
1PH81311HF120CA1 | SIMOTICS M COMPACT ASYNCHRONOUS MOTOR 1500RPM, 11KW, 70NM, 24A, 360V 1750RPM, 13KW, 71NM, 24A, 416V 2000RPM, 15KW, 72NM, 24A, 460V FORCED VENTILATION; DIRECTION OF AIR FLOW NDE --> DE; DEGREE OF PROTECTION IP55 INCREMENT. ENCODER HTL 1024 S/R (ENCODER HTL1024S/R) with TEMPERAT. SENSOR KTY84-130 DESIGN IM B5 (IMV 1,IM V3) PLAIN SHAFT WITHOUT FITTED KEY; BEARING: STANDARD WITH FIXED BEARING, VIBRATION SEVERITY GRADE: S/A, SHAFT AND FLANGE ACCURACY: R TERMINAL BOX (ABOVE) CABLE ENTRY ON THE RIGHT SIGNAL CONNECTION D-END | 4806 | TEM | 1 | MC | 89 | 1
1PH81311HF120CB1 | SIMOTICS M COMPACT ASYNCHRONOUS MOTOR 1500RPM, 11KW, 70NM, 24A, 360V 1750RPM, 13KW, 71NM, 24A, 416V 2000RPM, 15KW, 72NM, 24A, 460V FORCED VENTILATION; DIRECTION OF AIR FLOW NDE --> DE; DEGREE OF PROTECTION IP55 INCREMENT. ENCODER HTL 1024 S/R (ENCODER HTL1024S/R) with TEMPERAT. SENSOR KTY84-130 DESIGN IM B5 (IMV 1,IM V3) PLAIN SHAFT WITHOUT FITTED KEY; BEARING: STANDARD WITH FIXED BEARING, VIBRATION SEVERITY GRADE: S/A, SHAFT AND FLANGE ACCURACY: R TERMINAL BOX (ABOVE) CABLE ENTRY ON THE LEFT SIGNAL CONNECTION D-END | 4806 | TEM | 1 | MC | 89 | 1
1PH81311HF120CC1 | SIMOTICS M COMPACT ASYNCHRONOUS MOTOR 1500RPM, 11KW, 70NM, 24A, 360V 1750RPM, 13KW, 71NM, 24A, 416V 2000RPM, 15KW, 72NM, 24A, 460V FORCED VENTILATION; DIRECTION OF AIR FLOW NDE --> DE; DEGREE OF PROTECTION IP55 INCREMENT. ENCODER HTL 1024 S/R (ENCODER HTL1024S/R) with TEMPERAT. SENSOR KTY84-130 DESIGN IM B5 (IMV 1,IM V3) PLAIN SHAFT WITHOUT FITTED KEY; BEARING: STANDARD WITH FIXED BEARING, VIBRATION SEVERITY GRADE: S/A, SHAFT AND FLANGE ACCURACY: R TERMINAL BOX (ABOVE) CABLE ENTRY ON THE ND-END SIGNAL CONNECTION LEFT | 4806 | TEM | 1 | MC | 89 | 1
1PH81311HF121BA1 | SIMOTICS M COMPACT ASYNCHRONOUS MOTOR 1500RPM, 11KW, 70NM, 24A, 360V 1750RPM, 13KW, 71NM, 24A, 416V 2000RPM, 15KW, 72NM, 24A, 460V FORCED VENTILATION; DIRECTION OF AIR FLOW NDE --> DE; DEGREE OF PROTECTION IP55 INCREMENT. ENCODER HTL 1024 S/R (ENCODER HTL1024S/R) with TEMPERAT. SENSOR KTY84-130 DESIGN IM B5 (IMV 1,IM V3) SHAFT WITH FITTED KEY FULL-KEY BALANCING BEARING: STANDARD WITH FIXED BEARING, VIBRATION SEVERITY GRADE: R/A, FLANGE ACCURACY: R TERMINAL BOX (ABOVE) CABLE ENTRY ON THE RIGHT SIGNAL CONNECTION D-END | 4611 | TEM | 1 | MC | 89 | 1
1PH81311HF122BA1 | SIMOTICS M COMPACT ASYNCHRONOUS MOTOR 1500RPM, 11KW, 70NM, 24A, 360V 1750RPM, 13KW, 71NM, 24A, 416V 2000RPM, 15KW, 72NM, 24A, 460V FORCED VENTILATION; DIRECTION OF AIR FLOW NDE --> DE; DEGREE OF PROTECTION IP55 INCREMENT. ENCODER HTL 1024 S/R (ENCODER HTL1024S/R) with TEMPERAT. SENSOR KTY84-130 DESIGN IM B5 (IMV 1,IM V3) SHAFT WITH FITTED KEY HALF-KEY BALANCING BEARING: STANDARD WITH FIXED BEARING, VIBRATION SEVERITY GRADE: R/A, FLANGE ACCURACY: R TERMINAL BOX (ABOVE) CABLE ENTRY ON THE RIGHT SIGNAL CONNECTION D-END | 4611 | TEM | 1 | MC | 89 | 1
1PH81311HF122BB1 | SIMOTICS M COMPACT ASYNCHRONOUS MOTOR 1500RPM, 11KW, 70NM, 24A, 360V 1750RPM, 13KW, 71NM, 24A, 416V 2000RPM, 15KW, 72NM, 24A, 460V FORCED VENTILATION; DIRECTION OF AIR FLOW NDE --> DE; DEGREE OF PROTECTION IP55 INCREMENT. ENCODER HTL 1024 S/R (ENCODER HTL1024S/R) with TEMPERAT. SENSOR KTY84-130 DESIGN IM B5 (IMV 1,IM V3) SHAFT WITH FITTED KEY HALF-KEY BALANCING BEARING: STANDARD WITH FIXED BEARING, VIBRATION SEVERITY GRADE: R/A, FLANGE ACCURACY: R TERMINAL BOX (ABOVE) CABLE ENTRY ON THE LEFT SIGNAL CONNECTION D-END | 4611 | TEM | 1 | MC | 89 | 1
1PH81311HF122BC1 | SIMOTICS M COMPACT ASYNCHRONOUS MOTOR 1500RPM, 11KW, 70NM, 24A, 360V 1750RPM, 13KW, 71NM, 24A, 416V 2000RPM, 15KW, 72NM, 24A, 460V FORCED VENTILATION; DIRECTION OF AIR FLOW NDE --> DE; DEGREE OF PROTECTION IP55 INCREMENT. ENCODER HTL 1024 S/R (ENCODER HTL1024S/R) with TEMPERAT. SENSOR KTY84-130 DESIGN IM B5 (IMV 1,IM V3) SHAFT WITH FITTED KEY HALF-KEY BALANCING BEARING: STANDARD WITH FIXED BEARING, VIBRATION SEVERITY GRADE: R/A, FLANGE ACCURACY: R TERMINAL BOX (ABOVE) CABLE ENTRY ON THE ND-END SIGNAL CONNECTION LEFT | 4611 | TEM | 1 | MC | 89 | 1
1PH81311HF122CA1 | SIMOTICS M COMPACT ASYNCHRONOUS MOTOR 1500RPM, 11KW, 70NM, 24A, 360V 1750RPM, 13KW, 71NM, 24A, 416V 2000RPM, 15KW, 72NM, 24A, 460V FORCED VENTILATION; DIRECTION OF AIR FLOW NDE --> DE; DEGREE OF PROTECTION IP55 INCREMENT. ENCODER HTL 1024 S/R (ENCODER HTL1024S/R) with TEMPERAT. SENSOR KTY84-130 DESIGN IM B5 (IMV 1,IM V3) SHAFT WITH FITTED KEY HALF-KEY BALANCING BEARING: STANDARD WITH FIXED BEARING, VIBRATION SEVERITY GRADE: S/A, SHAFT AND FLANGE ACCURACY: R TERMINAL BOX (ABOVE) CABLE ENTRY ON THE RIGHT SIGNAL CONNECTION D-END | 4806 | TEM | 1 | MC | 89 | 1
1PH81311HF122CB1 | SIMOTICS M COMPACT ASYNCHRONOUS MOTOR 1500RPM, 11KW, 70NM, 24A, 360V 1750RPM, 13KW, 71NM, 24A, 416V 2000RPM, 15KW, 72NM, 24A, 460V FORCED VENTILATION; DIRECTION OF AIR FLOW NDE --> DE; DEGREE OF PROTECTION IP55 INCREMENT. ENCODER HTL 1024 S/R (ENCODER HTL1024S/R) with TEMPERAT. SENSOR KTY84-130 DESIGN IM B5 (IMV 1,IM V3) SHAFT WITH FITTED KEY HALF-KEY BALANCING BEARING: STANDARD WITH FIXED BEARING, VIBRATION SEVERITY GRADE: S/A, SHAFT AND FLANGE ACCURACY: R TERMINAL BOX (ABOVE) CABLE ENTRY ON THE LEFT SIGNAL CONNECTION D-END | 4806 | TEM | 1 | MC | 89 | 1
1PH81311HF122CC1 | SIMOTICS M COMPACT ASYNCHRONOUS MOTOR 1500RPM, 11KW, 70NM, 24A, 360V 1750RPM, 13KW, 71NM, 24A, 416V 2000RPM, 15KW, 72NM, 24A, 460V FORCED VENTILATION; DIRECTION OF AIR FLOW NDE --> DE; DEGREE OF PROTECTION IP55 INCREMENT. ENCODER HTL 1024 S/R (ENCODER HTL1024S/R) with TEMPERAT. SENSOR KTY84-130 DESIGN IM B5 (IMV 1,IM V3) SHAFT WITH FITTED KEY HALF-KEY BALANCING BEARING: STANDARD WITH FIXED BEARING, VIBRATION SEVERITY GRADE: S/A, SHAFT AND FLANGE ACCURACY: R TERMINAL BOX (ABOVE) CABLE ENTRY ON THE ND-END SIGNAL CONNECTION LEFT | 4806 | TEM | 1 | MC | 89 | 1
1PH81311HF122GA1 | SIMOTICS M COMPACT ASYNCHRONOUS MOTOR 1500RPM, 11KW, 70NM, 24A, 360V 1750RPM, 13KW, 71NM, 24A, 416V 2000RPM, 15KW, 72NM, 24A, 460V FORCED VENTILATION; DIRECTION OF AIR FLOW NDE --> DE; DEGREE OF PROTECTION IP55 INCREMENT. ENCODER HTL 1024 S/R (ENCODER HTL1024S/R) with TEMPERAT. SENSOR KTY84-130 DESIGN IM B5 (IMV 1,IM V3) SHAFT WITH FITTED KEY HALF-KEY BALANCING BEARING: STANDARD, VIBRATION SEVERITY GRADE: R/A, SHAFT AND FLANGE ACCURACY: R TERMINAL BOX (ABOVE) CABLE ENTRY ON THE RIGHT SIGNAL CONNECTION D-END | 4326 | TEM | 1 | MC | 89 | 1
1PH81311HF130BA1 | SIMOTICS M COMPACT ASYNCHRONOUS MOTOR 1500RPM, 11KW, 70NM, 24A, 360V 1750RPM, 13KW, 71NM, 24A, 416V 2000RPM, 15KW, 72NM, 24A, 460V FORCED VENTILATION; DIRECTION OF AIR FLOW NDE --> DE; DEGREE OF PROTECTION IP55 INCREMENT. ENCODER HTL 1024 S/R (ENCODER HTL1024S/R) with TEMPERAT. SENSOR KTY84-130 DESIGN IM B35 (IM V15, IM V35) PLAIN SHAFT WITHOUT FITTED KEY; BEARING: STANDARD WITH FIXED BEARING, VIBRATION SEVERITY GRADE: R/A, FLANGE ACCURACY: R TERMINAL BOX (ABOVE) CABLE ENTRY ON THE RIGHT SIGNAL CONNECTION D-END | 4914 | TEM | 1 | MC | 89 | 1
1PH81311HF130BB1 | SIMOTICS M COMPACT ASYNCHRONOUS MOTOR 1500RPM, 11KW, 70NM, 24A, 360V 1750RPM, 13KW, 71NM, 24A, 416V 2000RPM, 15KW, 72NM, 24A, 460V FORCED VENTILATION; DIRECTION OF AIR FLOW NDE --> DE; DEGREE OF PROTECTION IP55 INCREMENT. ENCODER HTL 1024 S/R (ENCODER HTL1024S/R) with TEMPERAT. SENSOR KTY84-130 DESIGN IM B35 (IM V15, IM V35) PLAIN SHAFT WITHOUT FITTED KEY; BEARING: STANDARD WITH FIXED BEARING, VIBRATION SEVERITY GRADE: R/A, FLANGE ACCURACY: R TERMINAL BOX (ABOVE) CABLE ENTRY ON THE LEFT SIGNAL CONNECTION D-END | 4914 | TEM | 1 | MC | 89 | 1
1PH81311HF130BC1 | SIMOTICS M COMPACT ASYNCHRONOUS MOTOR 1500RPM, 11KW, 70NM, 24A, 360V 1750RPM, 13KW, 71NM, 24A, 416V 2000RPM, 15KW, 72NM, 24A, 460V FORCED VENTILATION; DIRECTION OF AIR FLOW NDE --> DE; DEGREE OF PROTECTION IP55 INCREMENT. ENCODER HTL 1024 S/R (ENCODER HTL1024S/R) with TEMPERAT. SENSOR KTY84-130 DESIGN IM B35 (IM V15, IM V35) PLAIN SHAFT WITHOUT FITTED KEY; BEARING: STANDARD WITH FIXED BEARING, VIBRATION SEVERITY GRADE: R/A, FLANGE ACCURACY: R TERMINAL BOX (ABOVE) CABLE ENTRY ON THE ND-END SIGNAL CONNECTION LEFT | 4914 | TEM | 1 | MC | 89 | 1
1PH81311HF130CA1 | SIMOTICS M COMPACT ASYNCHRONOUS MOTOR 1500RPM, 11KW, 70NM, 24A, 360V 1750RPM, 13KW, 71NM, 24A, 416V 2000RPM, 15KW, 72NM, 24A, 460V FORCED VENTILATION; DIRECTION OF AIR FLOW NDE --> DE; DEGREE OF PROTECTION IP55 INCREMENT. ENCODER HTL 1024 S/R (ENCODER HTL1024S/R) with TEMPERAT. SENSOR KTY84-130 DESIGN IM B35 (IM V15, IM V35) PLAIN SHAFT WITHOUT FITTED KEY; BEARING: STANDARD WITH FIXED BEARING, VIBRATION SEVERITY GRADE: S/A, SHAFT AND FLANGE ACCURACY: R TERMINAL BOX (ABOVE) CABLE ENTRY ON THE RIGHT SIGNAL CONNECTION D-END | 5109 | TEM | 1 | MC | 89 | 1
1PH81311HF130CB1 | SIMOTICS M COMPACT ASYNCHRONOUS MOTOR 1500RPM, 11KW, 70NM, 24A, 360V 1750RPM, 13KW, 71NM, 24A, 416V 2000RPM, 15KW, 72NM, 24A, 460V FORCED VENTILATION; DIRECTION OF AIR FLOW NDE --> DE; DEGREE OF PROTECTION IP55 INCREMENT. ENCODER HTL 1024 S/R (ENCODER HTL1024S/R) with TEMPERAT. SENSOR KTY84-130 DESIGN IM B35 (IM V15, IM V35) PLAIN SHAFT WITHOUT FITTED KEY; BEARING: STANDARD WITH FIXED BEARING, VIBRATION SEVERITY GRADE: S/A, SHAFT AND FLANGE ACCURACY: R TERMINAL BOX (ABOVE) CABLE ENTRY ON THE LEFT SIGNAL CONNECTION D-END | 5109 | TEM | 1 | MC | 89 | 1
1PH81311HF130CC1 | SIMOTICS M COMPACT ASYNCHRONOUS MOTOR 1500RPM, 11KW, 70NM, 24A, 360V 1750RPM, 13KW, 71NM, 24A, 416V 2000RPM, 15KW, 72NM, 24A, 460V FORCED VENTILATION; DIRECTION OF AIR FLOW NDE --> DE; DEGREE OF PROTECTION IP55 INCREMENT. ENCODER HTL 1024 S/R (ENCODER HTL1024S/R) with TEMPERAT. SENSOR KTY84-130 DESIGN IM B35 (IM V15, IM V35) PLAIN SHAFT WITHOUT FITTED KEY; BEARING: STANDARD WITH FIXED BEARING, VIBRATION SEVERITY GRADE: S/A, SHAFT AND FLANGE ACCURACY: R TERMINAL BOX (ABOVE) CABLE ENTRY ON THE ND-END SIGNAL CONNECTION LEFT | 5109 | TEM | 1 | MC | 89 | 1
1PH81311HF132BA1 | SIMOTICS M COMPACT ASYNCHRONOUS MOTOR 1500RPM, 11KW, 70NM, 24A, 360V 1750RPM, 13KW, 71NM, 24A, 416V 2000RPM, 15KW, 72NM, 24A, 460V FORCED VENTILATION; DIRECTION OF AIR FLOW NDE --> DE; DEGREE OF PROTECTION IP55 INCREMENT. ENCODER HTL 1024 S/R (ENCODER HTL1024S/R) with TEMPERAT. SENSOR KTY84-130 DESIGN IM B35 (IM V15, IM V35) SHAFT WITH FITTED KEY HALF-KEY BALANCING BEARING: STANDARD WITH FIXED BEARING, VIBRATION SEVERITY GRADE: R/A, FLANGE ACCURACY: R TERMINAL BOX (ABOVE) CABLE ENTRY ON THE RIGHT SIGNAL CONNECTION D-END | 4914 | TEM | 1 | MC | 89 | 1
1PH81311HF132BB1 | SIMOTICS M COMPACT ASYNCHRONOUS MOTOR 1500RPM, 11KW, 70NM, 24A, 360V 1750RPM, 13KW, 71NM, 24A, 416V 2000RPM, 15KW, 72NM, 24A, 460V FORCED VENTILATION; DIRECTION OF AIR FLOW NDE --> DE; DEGREE OF PROTECTION IP55 INCREMENT. ENCODER HTL 1024 S/R (ENCODER HTL1024S/R) with TEMPERAT. SENSOR KTY84-130 DESIGN IM B35 (IM V15, IM V35) SHAFT WITH FITTED KEY HALF-KEY BALANCING BEARING: STANDARD WITH FIXED BEARING, VIBRATION SEVERITY GRADE: R/A, FLANGE ACCURACY: R TERMINAL BOX (ABOVE) CABLE ENTRY ON THE LEFT SIGNAL CONNECTION D-END | 4914 | TEM | 1 | MC | 89 | 1
1PH81311HF132BC1 | SIMOTICS M COMPACT ASYNCHRONOUS MOTOR 1500RPM, 11KW, 70NM, 24A, 360V 1750RPM, 13KW, 71NM, 24A, 416V 2000RPM, 15KW, 72NM, 24A, 460V FORCED VENTILATION; DIRECTION OF AIR FLOW NDE --> DE; DEGREE OF PROTECTION IP55 INCREMENT. ENCODER HTL 1024 S/R (ENCODER HTL1024S/R) with TEMPERAT. SENSOR KTY84-130 DESIGN IM B35 (IM V15, IM V35) SHAFT WITH FITTED KEY HALF-KEY BALANCING BEARING: STANDARD WITH FIXED BEARING, VIBRATION SEVERITY GRADE: R/A, FLANGE ACCURACY: R TERMINAL BOX (ABOVE) CABLE ENTRY ON THE ND-END SIGNAL CONNECTION LEFT | 4914 | TEM | 1 | MC | 89 | 1
1PH81311HF132CA1 | SIMOTICS M COMPACT ASYNCHRONOUS MOTOR 1500RPM, 11KW, 70NM, 24A, 360V 1750RPM, 13KW, 71NM, 24A, 416V 2000RPM, 15KW, 72NM, 24A, 460V FORCED VENTILATION; DIRECTION OF AIR FLOW NDE --> DE; DEGREE OF PROTECTION IP55 INCREMENT. ENCODER HTL 1024 S/R (ENCODER HTL1024S/R) with TEMPERAT. SENSOR KTY84-130 DESIGN IM B35 (IM V15, IM V35) SHAFT WITH FITTED KEY HALF-KEY BALANCING BEARING: STANDARD WITH FIXED BEARING, VIBRATION SEVERITY GRADE: S/A, SHAFT AND FLANGE ACCURACY: R TERMINAL BOX (ABOVE) CABLE ENTRY ON THE RIGHT SIGNAL CONNECTION D-END | 5109 | TEM | 1 | MC | 89 | 1
1PH81311HF132CB1 | SIMOTICS M COMPACT ASYNCHRONOUS MOTOR 1500RPM, 11KW, 70NM, 24A, 360V 1750RPM, 13KW, 71NM, 24A, 416V 2000RPM, 15KW, 72NM, 24A, 460V FORCED VENTILATION; DIRECTION OF AIR FLOW NDE --> DE; DEGREE OF PROTECTION IP55 INCREMENT. ENCODER HTL 1024 S/R (ENCODER HTL1024S/R) with TEMPERAT. SENSOR KTY84-130 DESIGN IM B35 (IM V15, IM V35) SHAFT WITH FITTED KEY HALF-KEY BALANCING BEARING: STANDARD WITH FIXED BEARING, VIBRATION SEVERITY GRADE: S/A, SHAFT AND FLANGE ACCURACY: R TERMINAL BOX (ABOVE) CABLE ENTRY ON THE LEFT SIGNAL CONNECTION D-END | 5109 | TEM | 1 | MC | 89 | 1
1PH81311HF132CC1 | SIMOTICS M COMPACT ASYNCHRONOUS MOTOR 1500RPM, 11KW, 70NM, 24A, 360V 1750RPM, 13KW, 71NM, 24A, 416V 2000RPM, 15KW, 72NM, 24A, 460V FORCED VENTILATION; DIRECTION OF AIR FLOW NDE --> DE; DEGREE OF PROTECTION IP55 INCREMENT. ENCODER HTL 1024 S/R (ENCODER HTL1024S/R) with TEMPERAT. SENSOR KTY84-130 DESIGN IM B35 (IM V15, IM V35) SHAFT WITH FITTED KEY HALF-KEY BALANCING BEARING: STANDARD WITH FIXED BEARING, VIBRATION SEVERITY GRADE: S/A, SHAFT AND FLANGE ACCURACY: R TERMINAL BOX (ABOVE) CABLE ENTRY ON THE ND-END SIGNAL CONNECTION LEFT | 5109 | TEM | 1 | MC | 89 | 1
1PH81311HF200BA1 | SIMOTICS M COMPACT ASYNCHRONOUS MOTOR 1500RPM, 15KW, 96NM, 30A, 380V 1750RPM, 17KW, 93NM, 30A, 425V 2000RPM, 18,5KW, 88NM, 30A,460V WATER COOLING DEGREE OF PROTECTION IP65 INCREMENT. ENCODER HTL 1024 S/R (ENCODER HTL1024S/R) with TEMPERAT. SENSOR KTY84-130 DESIGN IM B3 (IM V5, IM V6) PLAIN SHAFT WITHOUT FITTED KEY; BEARING: STANDARD WITH FIXED BEARING, VIBRATION SEVERITY GRADE: R/A, FLANGE ACCURACY: R TERMINAL BOX (ABOVE) CABLE ENTRY ON THE RIGHT SIGNAL CONNECTION D-END | 5141 | TEM | 1 | MC | 105 | 1
1PH81311HF200BB1 | SIMOTICS M COMPACT ASYNCHRONOUS MOTOR 1500RPM, 15KW, 96NM, 30A, 380V 1750RPM, 17KW, 93NM, 30A, 425V 2000RPM, 18,5KW, 88NM, 30A,460V WATER COOLING DEGREE OF PROTECTION IP65 INCREMENT. ENCODER HTL 1024 S/R (ENCODER HTL1024S/R) with TEMPERAT. SENSOR KTY84-130 DESIGN IM B3 (IM V5, IM V6) PLAIN SHAFT WITHOUT FITTED KEY; BEARING: STANDARD WITH FIXED BEARING, VIBRATION SEVERITY GRADE: R/A, FLANGE ACCURACY: R TERMINAL BOX (ABOVE) CABLE ENTRY ON THE LEFT SIGNAL CONNECTION D-END | 5141 | TEM | 1 | MC | 105 | 1
1PH81311HF200BC1 | SIMOTICS M COMPACT ASYNCHRONOUS MOTOR 1500RPM, 15KW, 96NM, 30A, 380V 1750RPM, 17KW, 93NM, 30A, 425V 2000RPM, 18,5KW, 88NM, 30A,460V WATER COOLING DEGREE OF PROTECTION IP65 INCREMENT. ENCODER HTL 1024 S/R (ENCODER HTL1024S/R) with TEMPERAT. SENSOR KTY84-130 DESIGN IM B3 (IM V5, IM V6) PLAIN SHAFT WITHOUT FITTED KEY; BEARING: STANDARD WITH FIXED BEARING, VIBRATION SEVERITY GRADE: R/A, FLANGE ACCURACY: R TERMINAL BOX (ABOVE) CABLE ENTRY ON THE ND-END SIGNAL CONNECTION LEFT | 5141 | TEM | 1 | MC | 105 | 1
1PH81311HF200CA1 | SIMOTICS M COMPACT ASYNCHRONOUS MOTOR 1500RPM, 15KW, 96NM, 30A, 380V 1750RPM, 17KW, 93NM, 30A, 425V 2000RPM, 18,5KW, 88NM, 30A,460V WATER COOLING DEGREE OF PROTECTION IP65 INCREMENT. ENCODER HTL 1024 S/R (ENCODER HTL1024S/R) with TEMPERAT. SENSOR KTY84-130 DESIGN IM B3 (IM V5, IM V6) PLAIN SHAFT WITHOUT FITTED KEY; BEARING: STANDARD WITH FIXED BEARING, VIBRATION SEVERITY GRADE: S/A, SHAFT AND FLANGE ACCURACY: R TERMINAL BOX (ABOVE) CABLE ENTRY ON THE RIGHT SIGNAL CONNECTION D-END | 5336 | TEM | 1 | MC | 105 | 1
1PH81311HF200CB1 | SIMOTICS M COMPACT ASYNCHRONOUS MOTOR 1500RPM, 15KW, 96NM, 30A, 380V 1750RPM, 17KW, 93NM, 30A, 425V 2000RPM, 18,5KW, 88NM, 30A,460V WATER COOLING DEGREE OF PROTECTION IP65 INCREMENT. ENCODER HTL 1024 S/R (ENCODER HTL1024S/R) with TEMPERAT. SENSOR KTY84-130 DESIGN IM B3 (IM V5, IM V6) PLAIN SHAFT WITHOUT FITTED KEY; BEARING: STANDARD WITH FIXED BEARING, VIBRATION SEVERITY GRADE: S/A, SHAFT AND FLANGE ACCURACY: R TERMINAL BOX (ABOVE) CABLE ENTRY ON THE LEFT SIGNAL CONNECTION D-END | 5336 | TEM | 1 | MC | 105 | 1
1PH81311HF200CC1 | SIMOTICS M COMPACT ASYNCHRONOUS MOTOR 1500RPM, 15KW, 96NM, 30A, 380V 1750RPM, 17KW, 93NM, 30A, 425V 2000RPM, 18,5KW, 88NM, 30A,460V WATER COOLING DEGREE OF PROTECTION IP65 INCREMENT. ENCODER HTL 1024 S/R (ENCODER HTL1024S/R) with TEMPERAT. SENSOR KTY84-130 DESIGN IM B3 (IM V5, IM V6) PLAIN SHAFT WITHOUT FITTED KEY; BEARING: STANDARD WITH FIXED BEARING, VIBRATION SEVERITY GRADE: S/A, SHAFT AND FLANGE ACCURACY: R TERMINAL BOX (ABOVE) CABLE ENTRY ON THE ND-END SIGNAL CONNECTION LEFT | 5336 | TEM | 1 | MC | 105 | 1
1PH81311HF202BA1 | SIMOTICS M COMPACT ASYNCHRONOUS MOTOR 1500RPM, 15KW, 96NM, 30A, 380V 1750RPM, 17KW, 93NM, 30A, 425V 2000RPM, 18,5KW, 88NM, 30A,460V WATER COOLING DEGREE OF PROTECTION IP65 INCREMENT. ENCODER HTL 1024 S/R (ENCODER HTL1024S/R) with TEMPERAT. SENSOR KTY84-130 DESIGN IM B3 (IM V5, IM V6) SHAFT WITH FITTED KEY HALF-KEY BALANCING BEARING: STANDARD WITH FIXED BEARING, VIBRATION SEVERITY GRADE: R/A, FLANGE ACCURACY: R TERMINAL BOX (ABOVE) CABLE ENTRY ON THE RIGHT SIGNAL CONNECTION D-END | 5141 | TEM | 1 | MC | 105 | 1
1PH81311HF202BB1 | SIMOTICS M COMPACT ASYNCHRONOUS MOTOR 1500RPM, 15KW, 96NM, 30A, 380V 1750RPM, 17KW, 93NM, 30A, 425V 2000RPM, 18,5KW, 88NM, 30A,460V WATER COOLING DEGREE OF PROTECTION IP65 INCREMENT. ENCODER HTL 1024 S/R (ENCODER HTL1024S/R) with TEMPERAT. SENSOR KTY84-130 DESIGN IM B3 (IM V5, IM V6) SHAFT WITH FITTED KEY HALF-KEY BALANCING BEARING: STANDARD WITH FIXED BEARING, VIBRATION SEVERITY GRADE: R/A, FLANGE ACCURACY: R TERMINAL BOX (ABOVE) CABLE ENTRY ON THE LEFT SIGNAL CONNECTION D-END | 5141 | TEM | 1 | MC | 105 | 1
1PH81311HF202BC1 | SIMOTICS M COMPACT ASYNCHRONOUS MOTOR 1500RPM, 15KW, 96NM, 30A, 380V 1750RPM, 17KW, 93NM, 30A, 425V 2000RPM, 18,5KW, 88NM, 30A,460V WATER COOLING DEGREE OF PROTECTION IP65 INCREMENT. ENCODER HTL 1024 S/R (ENCODER HTL1024S/R) with TEMPERAT. SENSOR KTY84-130 DESIGN IM B3 (IM V5, IM V6) SHAFT WITH FITTED KEY HALF-KEY BALANCING BEARING: STANDARD WITH FIXED BEARING, VIBRATION SEVERITY GRADE: R/A, FLANGE ACCURACY: R TERMINAL BOX (ABOVE) CABLE ENTRY ON THE ND-END SIGNAL CONNECTION LEFT | 5141 | TEM | 1 | MC | 105 | 1
1PH81311HF202CA1 | SIMOTICS M COMPACT ASYNCHRONOUS MOTOR 1500RPM, 15KW, 96NM, 30A, 380V 1750RPM, 17KW, 93NM, 30A, 425V 2000RPM, 18,5KW, 88NM, 30A,460V WATER COOLING DEGREE OF PROTECTION IP65 INCREMENT. ENCODER HTL 1024 S/R (ENCODER HTL1024S/R) with TEMPERAT. SENSOR KTY84-130 DESIGN IM B3 (IM V5, IM V6) SHAFT WITH FITTED KEY HALF-KEY BALANCING BEARING: STANDARD WITH FIXED BEARING, VIBRATION SEVERITY GRADE: S/A, SHAFT AND FLANGE ACCURACY: R TERMINAL BOX (ABOVE) CABLE ENTRY ON THE RIGHT SIGNAL CONNECTION D-END | 5336 | TEM | 1 | MC | 105 | 1
1PH81311HF202CB1 | SIMOTICS M COMPACT ASYNCHRONOUS MOTOR 1500RPM, 15KW, 96NM, 30A, 380V 1750RPM, 17KW, 93NM, 30A, 425V 2000RPM, 18,5KW, 88NM, 30A,460V WATER COOLING DEGREE OF PROTECTION IP65 INCREMENT. ENCODER HTL 1024 S/R (ENCODER HTL1024S/R) with TEMPERAT. SENSOR KTY84-130 DESIGN IM B3 (IM V5, IM V6) SHAFT WITH FITTED KEY HALF-KEY BALANCING BEARING: STANDARD WITH FIXED BEARING, VIBRATION SEVERITY GRADE: S/A, SHAFT AND FLANGE ACCURACY: R TERMINAL BOX (ABOVE) CABLE ENTRY ON THE LEFT SIGNAL CONNECTION D-END | 5336 | TEM | 1 | MC | 105 | 1
1PH81311HF202CC1 | SIMOTICS M COMPACT ASYNCHRONOUS MOTOR 1500RPM, 15KW, 96NM, 30A, 380V 1750RPM, 17KW, 93NM, 30A, 425V 2000RPM, 18,5KW, 88NM, 30A,460V WATER COOLING DEGREE OF PROTECTION IP65 INCREMENT. ENCODER HTL 1024 S/R (ENCODER HTL1024S/R) with TEMPERAT. SENSOR KTY84-130 DESIGN IM B3 (IM V5, IM V6) SHAFT WITH FITTED KEY HALF-KEY BALANCING BEARING: STANDARD WITH FIXED BEARING, VIBRATION SEVERITY GRADE: S/A, SHAFT AND FLANGE ACCURACY: R TERMINAL BOX (ABOVE) CABLE ENTRY ON THE ND-END SIGNAL CONNECTION LEFT | 5336 | TEM | 1 | MC | 105 | 1
1PH81311HF220BA1 | SIMOTICS M COMPACT ASYNCHRONOUS MOTOR 1500RPM, 15KW, 96NM, 30A, 380V 1750RPM, 17KW, 93NM, 30A, 425V 2000RPM, 18,5KW, 88NM, 30A,460V WATER COOLING DEGREE OF PROTECTION IP65 INCREMENT. ENCODER HTL 1024 S/R (ENCODER HTL1024S/R) with TEMPERAT. SENSOR KTY84-130 DESIGN IM B5 (IMV 1,IM V3) PLAIN SHAFT WITHOUT FITTED KEY; BEARING: STANDARD WITH FIXED BEARING, VIBRATION SEVERITY GRADE: R/A, FLANGE ACCURACY: R TERMINAL BOX (ABOVE) CABLE ENTRY ON THE RIGHT SIGNAL CONNECTION D-END | 5379 | TEM | 1 | MC | 105 | 1
1PH81311HF220BB1 | SIMOTICS M COMPACT ASYNCHRONOUS MOTOR 1500RPM, 15KW, 96NM, 30A, 380V 1750RPM, 17KW, 93NM, 30A, 425V 2000RPM, 18,5KW, 88NM, 30A,460V WATER COOLING DEGREE OF PROTECTION IP65 INCREMENT. ENCODER HTL 1024 S/R (ENCODER HTL1024S/R) with TEMPERAT. SENSOR KTY84-130 DESIGN IM B5 (IMV 1,IM V3) PLAIN SHAFT WITHOUT FITTED KEY; BEARING: STANDARD WITH FIXED BEARING, VIBRATION SEVERITY GRADE: R/A, FLANGE ACCURACY: R TERMINAL BOX (ABOVE) CABLE ENTRY ON THE LEFT SIGNAL CONNECTION D-END | 5379 | TEM | 1 | MC | 105 | 1
1PH81311HF220BC1 | SIMOTICS M COMPACT ASYNCHRONOUS MOTOR 1500RPM, 15KW, 96NM, 30A, 380V 1750RPM, 17KW, 93NM, 30A, 425V 2000RPM, 18,5KW, 88NM, 30A,460V WATER COOLING DEGREE OF PROTECTION IP65 INCREMENT. ENCODER HTL 1024 S/R (ENCODER HTL1024S/R) with TEMPERAT. SENSOR KTY84-130 DESIGN IM B5 (IMV 1,IM V3) PLAIN SHAFT WITHOUT FITTED KEY; BEARING: STANDARD WITH FIXED BEARING, VIBRATION SEVERITY GRADE: R/A, FLANGE ACCURACY: R TERMINAL BOX (ABOVE) CABLE ENTRY ON THE ND-END SIGNAL CONNECTION LEFT | 5379 | TEM | 1 | MC | 105 | 1
1PH81311HF220CA1 | SIMOTICS M COMPACT ASYNCHRONOUS MOTOR 1500RPM, 15KW, 96NM, 30A, 380V 1750RPM, 17KW, 93NM, 30A, 425V 2000RPM, 18,5KW, 88NM, 30A,460V WATER COOLING DEGREE OF PROTECTION IP65 INCREMENT. ENCODER HTL 1024 S/R (ENCODER HTL1024S/R) with TEMPERAT. SENSOR KTY84-130 DESIGN IM B5 (IMV 1,IM V3) PLAIN SHAFT WITHOUT FITTED KEY; BEARING: STANDARD WITH FIXED BEARING, VIBRATION SEVERITY GRADE: S/A, SHAFT AND FLANGE ACCURACY: R TERMINAL BOX (ABOVE) CABLE ENTRY ON THE RIGHT SIGNAL CONNECTION D-END | 5574 | TEM | 1 | MC | 105 | 1
1PH81311HF220CB1 | SIMOTICS M COMPACT ASYNCHRONOUS MOTOR 1500RPM, 15KW, 96NM, 30A, 380V 1750RPM, 17KW, 93NM, 30A, 425V 2000RPM, 18,5KW, 88NM, 30A,460V WATER COOLING DEGREE OF PROTECTION IP65 INCREMENT. ENCODER HTL 1024 S/R (ENCODER HTL1024S/R) with TEMPERAT. SENSOR KTY84-130 DESIGN IM B5 (IMV 1,IM V3) PLAIN SHAFT WITHOUT FITTED KEY; BEARING: STANDARD WITH FIXED BEARING, VIBRATION SEVERITY GRADE: S/A, SHAFT AND FLANGE ACCURACY: R TERMINAL BOX (ABOVE) CABLE ENTRY ON THE LEFT SIGNAL CONNECTION D-END | 5574 | TEM | 1 | MC | 105 | 1
1PH81311HF220CC1 | SIMOTICS M COMPACT ASYNCHRONOUS MOTOR 1500RPM, 15KW, 96NM, 30A, 380V 1750RPM, 17KW, 93NM, 30A, 425V 2000RPM, 18,5KW, 88NM, 30A,460V WATER COOLING DEGREE OF PROTECTION IP65 INCREMENT. ENCODER HTL 1024 S/R (ENCODER HTL1024S/R) with TEMPERAT. SENSOR KTY84-130 DESIGN IM B5 (IMV 1,IM V3) PLAIN SHAFT WITHOUT FITTED KEY; BEARING: STANDARD WITH FIXED BEARING, VIBRATION SEVERITY GRADE: S/A, SHAFT AND FLANGE ACCURACY: R TERMINAL BOX (ABOVE) CABLE ENTRY ON THE ND-END SIGNAL CONNECTION LEFT | 5574 | TEM | 1 | MC | 105 | 1
1PH81311HF222BA1 | SIMOTICS M COMPACT ASYNCHRONOUS MOTOR 1500RPM, 15KW, 96NM, 30A, 380V 1750RPM, 17KW, 93NM, 30A, 425V 2000RPM, 18,5KW, 88NM, 30A,460V WATER COOLING DEGREE OF PROTECTION IP65 INCREMENT. ENCODER HTL 1024 S/R (ENCODER HTL1024S/R) with TEMPERAT. SENSOR KTY84-130 DESIGN IM B5 (IMV 1,IM V3) SHAFT WITH FITTED KEY HALF-KEY BALANCING BEARING: STANDARD WITH FIXED BEARING, VIBRATION SEVERITY GRADE: R/A, FLANGE ACCURACY: R TERMINAL BOX (ABOVE) CABLE ENTRY ON THE RIGHT SIGNAL CONNECTION D-END | 5379 | TEM | 1 | MC | 105 | 1
1PH81311HF222BB1 | SIMOTICS M COMPACT ASYNCHRONOUS MOTOR 1500RPM, 15KW, 96NM, 30A, 380V 1750RPM, 17KW, 93NM, 30A, 425V 2000RPM, 18,5KW, 88NM, 30A,460V WATER COOLING DEGREE OF PROTECTION IP65 INCREMENT. ENCODER HTL 1024 S/R (ENCODER HTL1024S/R) with TEMPERAT. SENSOR KTY84-130 DESIGN IM B5 (IMV 1,IM V3) SHAFT WITH FITTED KEY HALF-KEY BALANCING BEARING: STANDARD WITH FIXED BEARING, VIBRATION SEVERITY GRADE: R/A, FLANGE ACCURACY: R TERMINAL BOX (ABOVE) CABLE ENTRY ON THE LEFT SIGNAL CONNECTION D-END | 5379 | TEM | 1 | MC | 105 | 1
1PH81311HF222BC1 | SIMOTICS M COMPACT ASYNCHRONOUS MOTOR 1500RPM, 15KW, 96NM, 30A, 380V 1750RPM, 17KW, 93NM, 30A, 425V 2000RPM, 18,5KW, 88NM, 30A,460V WATER COOLING DEGREE OF PROTECTION IP65 INCREMENT. ENCODER HTL 1024 S/R (ENCODER HTL1024S/R) with TEMPERAT. SENSOR KTY84-130 DESIGN IM B5 (IMV 1,IM V3) SHAFT WITH FITTED KEY HALF-KEY BALANCING BEARING: STANDARD WITH FIXED BEARING, VIBRATION SEVERITY GRADE: R/A, FLANGE ACCURACY: R TERMINAL BOX (ABOVE) CABLE ENTRY ON THE ND-END SIGNAL CONNECTION LEFT | 5379 | TEM | 1 | MC | 105 | 1
1PH81311HF222CA1 | SIMOTICS M COMPACT ASYNCHRONOUS MOTOR 1500RPM, 15KW, 96NM, 30A, 380V 1750RPM, 17KW, 93NM, 30A, 425V 2000RPM, 18,5KW, 88NM, 30A,460V WATER COOLING DEGREE OF PROTECTION IP65 INCREMENT. ENCODER HTL 1024 S/R (ENCODER HTL1024S/R) with TEMPERAT. SENSOR KTY84-130 DESIGN IM B5 (IMV 1,IM V3) SHAFT WITH FITTED KEY HALF-KEY BALANCING BEARING: STANDARD WITH FIXED BEARING, VIBRATION SEVERITY GRADE: S/A, SHAFT AND FLANGE ACCURACY: R TERMINAL BOX (ABOVE) CABLE ENTRY ON THE RIGHT SIGNAL CONNECTION D-END | 5574 | TEM | 1 | MC | 105 | 1
1PH81311HF222CB1 | SIMOTICS M COMPACT ASYNCHRONOUS MOTOR 1500RPM, 15KW, 96NM, 30A, 380V 1750RPM, 17KW, 93NM, 30A, 425V 2000RPM, 18,5KW, 88NM, 30A,460V WATER COOLING DEGREE OF PROTECTION IP65 INCREMENT. ENCODER HTL 1024 S/R (ENCODER HTL1024S/R) with TEMPERAT. SENSOR KTY84-130 DESIGN IM B5 (IMV 1,IM V3) SHAFT WITH FITTED KEY HALF-KEY BALANCING BEARING: STANDARD WITH FIXED BEARING, VIBRATION SEVERITY GRADE: S/A, SHAFT AND FLANGE ACCURACY: R TERMINAL BOX (ABOVE) CABLE ENTRY ON THE LEFT SIGNAL CONNECTION D-END | 5574 | TEM | 1 | MC | 105 | 1
1PH81311HF222CC1 | SIMOTICS M COMPACT ASYNCHRONOUS MOTOR 1500RPM, 15KW, 96NM, 30A, 380V 1750RPM, 17KW, 93NM, 30A, 425V 2000RPM, 18,5KW, 88NM, 30A,460V WATER COOLING DEGREE OF PROTECTION IP65 INCREMENT. ENCODER HTL 1024 S/R (ENCODER HTL1024S/R) with TEMPERAT. SENSOR KTY84-130 DESIGN IM B5 (IMV 1,IM V3) SHAFT WITH FITTED KEY HALF-KEY BALANCING BEARING: STANDARD WITH FIXED BEARING, VIBRATION SEVERITY GRADE: S/A, SHAFT AND FLANGE ACCURACY: R TERMINAL BOX (ABOVE) CABLE ENTRY ON THE ND-END SIGNAL CONNECTION LEFT | 5574 | TEM | 1 | MC | 105 | 1
1PH81311HF230BA1 | SIMOTICS M COMPACT ASYNCHRONOUS MOTOR 1500RPM, 15KW, 96NM, 30A, 380V 1750RPM, 17KW, 93NM, 30A, 425V 2000RPM, 18,5KW, 88NM, 30A,460V WATER COOLING DEGREE OF PROTECTION IP65 INCREMENT. ENCODER HTL 1024 S/R (ENCODER HTL1024S/R) with TEMPERAT. SENSOR KTY84-130 DESIGN IM B35 (IM V15, IM V35) PLAIN SHAFT WITHOUT FITTED KEY; BEARING: STANDARD WITH FIXED BEARING, VIBRATION SEVERITY GRADE: R/A, FLANGE ACCURACY: R TERMINAL BOX (ABOVE) CABLE ENTRY ON THE RIGHT SIGNAL CONNECTION D-END | 5682 | TEM | 1 | MC | 105 | 1
1PH81311HF230BB1 | SIMOTICS M COMPACT ASYNCHRONOUS MOTOR 1500RPM, 15KW, 96NM, 30A, 380V 1750RPM, 17KW, 93NM, 30A, 425V 2000RPM, 18,5KW, 88NM, 30A,460V WATER COOLING DEGREE OF PROTECTION IP65 INCREMENT. ENCODER HTL 1024 S/R (ENCODER HTL1024S/R) with TEMPERAT. SENSOR KTY84-130 DESIGN IM B35 (IM V15, IM V35) PLAIN SHAFT WITHOUT FITTED KEY; BEARING: STANDARD WITH FIXED BEARING, VIBRATION SEVERITY GRADE: R/A, FLANGE ACCURACY: R TERMINAL BOX (ABOVE) CABLE ENTRY ON THE LEFT SIGNAL CONNECTION D-END | 5682 | TEM | 1 | MC | 105 | 1
1PH81311HF230BC1 | SIMOTICS M COMPACT ASYNCHRONOUS MOTOR 1500RPM, 15KW, 96NM, 30A, 380V 1750RPM, 17KW, 93NM, 30A, 425V 2000RPM, 18,5KW, 88NM, 30A,460V WATER COOLING DEGREE OF PROTECTION IP65 INCREMENT. ENCODER HTL 1024 S/R (ENCODER HTL1024S/R) with TEMPERAT. SENSOR KTY84-130 DESIGN IM B35 (IM V15, IM V35) PLAIN SHAFT WITHOUT FITTED KEY; BEARING: STANDARD WITH FIXED BEARING, VIBRATION SEVERITY GRADE: R/A, FLANGE ACCURACY: R TERMINAL BOX (ABOVE) CABLE ENTRY ON THE ND-END SIGNAL CONNECTION LEFT | 5682 | TEM | 1 | MC | 105 | 1
1PH81311HF230CA1 | SIMOTICS M COMPACT ASYNCHRONOUS MOTOR 1500RPM, 15KW, 96NM, 30A, 380V 1750RPM, 17KW, 93NM, 30A, 425V 2000RPM, 18,5KW, 88NM, 30A,460V WATER COOLING DEGREE OF PROTECTION IP65 INCREMENT. ENCODER HTL 1024 S/R (ENCODER HTL1024S/R) with TEMPERAT. SENSOR KTY84-130 DESIGN IM B35 (IM V15, IM V35) PLAIN SHAFT WITHOUT FITTED KEY; BEARING: STANDARD WITH FIXED BEARING, VIBRATION SEVERITY GRADE: S/A, SHAFT AND FLANGE ACCURACY: R TERMINAL BOX (ABOVE) CABLE ENTRY ON THE RIGHT SIGNAL CONNECTION D-END | 5877 | TEM | 1 | MC | 105 | 1
1PH81311HF230CB1 | SIMOTICS M COMPACT ASYNCHRONOUS MOTOR 1500RPM, 15KW, 96NM, 30A, 380V 1750RPM, 17KW, 93NM, 30A, 425V 2000RPM, 18,5KW, 88NM, 30A,460V WATER COOLING DEGREE OF PROTECTION IP65 INCREMENT. ENCODER HTL 1024 S/R (ENCODER HTL1024S/R) with TEMPERAT. SENSOR KTY84-130 DESIGN IM B35 (IM V15, IM V35) PLAIN SHAFT WITHOUT FITTED KEY; BEARING: STANDARD WITH FIXED BEARING, VIBRATION SEVERITY GRADE: S/A, SHAFT AND FLANGE ACCURACY: R TERMINAL BOX (ABOVE) CABLE ENTRY ON THE LEFT SIGNAL CONNECTION D-END | 5877 | TEM | 1 | MC | 105 | 1
1PH81311HF230CC1 | SIMOTICS M COMPACT ASYNCHRONOUS MOTOR 1500RPM, 15KW, 96NM, 30A, 380V 1750RPM, 17KW, 93NM, 30A, 425V 2000RPM, 18,5KW, 88NM, 30A,460V WATER COOLING DEGREE OF PROTECTION IP65 INCREMENT. ENCODER HTL 1024 S/R (ENCODER HTL1024S/R) with TEMPERAT. SENSOR KTY84-130 DESIGN IM B35 (IM V15, IM V35) PLAIN SHAFT WITHOUT FITTED KEY; BEARING: STANDARD WITH FIXED BEARING, VIBRATION SEVERITY GRADE: S/A, SHAFT AND FLANGE ACCURACY: R TERMINAL BOX (ABOVE) CABLE ENTRY ON THE ND-END SIGNAL CONNECTION LEFT | 5877 | TEM | 1 | MC | 105 | 1
1PH81311HF231BA1 | SIMOTICS M COMPACT ASYNCHRONOUS MOTOR 1500RPM, 15KW, 96NM, 30A, 380V 1750RPM, 17KW, 93NM, 30A, 425V 2000RPM, 18,5KW, 88NM, 30A,460V WATER COOLING DEGREE OF PROTECTION IP65 INCREMENT. ENCODER HTL 1024 S/R (ENCODER HTL1024S/R) with TEMPERAT. SENSOR KTY84-130 DESIGN IM B35 (IM V15, IM V35) SHAFT WITH FITTED KEY FULL-KEY BALANCING BEARING: STANDARD WITH FIXED BEARING, VIBRATION SEVERITY GRADE: R/A, FLANGE ACCURACY: R TERMINAL BOX (ABOVE) CABLE ENTRY ON THE RIGHT SIGNAL CONNECTION D-END | 5682 | TEM | 1 | MC | 105 | 1
1PH81311HF232BA1 | SIMOTICS M COMPACT ASYNCHRONOUS MOTOR 1500RPM, 15KW, 96NM, 30A, 380V 1750RPM, 17KW, 93NM, 30A, 425V 2000RPM, 18,5KW, 88NM, 30A,460V WATER COOLING DEGREE OF PROTECTION IP65 INCREMENT. ENCODER HTL 1024 S/R (ENCODER HTL1024S/R) with TEMPERAT. SENSOR KTY84-130 DESIGN IM B35 (IM V15, IM V35) SHAFT WITH FITTED KEY HALF-KEY BALANCING BEARING: STANDARD WITH FIXED BEARING, VIBRATION SEVERITY GRADE: R/A, FLANGE ACCURACY: R TERMINAL BOX (ABOVE) CABLE ENTRY ON THE RIGHT SIGNAL CONNECTION D-END | 5682 | TEM | 1 | MC | 105 | 1
1PH81311HF232BB1 | SIMOTICS M COMPACT ASYNCHRONOUS MOTOR 1500RPM, 15KW, 96NM, 30A, 380V 1750RPM, 17KW, 93NM, 30A, 425V 2000RPM, 18,5KW, 88NM, 30A,460V WATER COOLING DEGREE OF PROTECTION IP65 INCREMENT. ENCODER HTL 1024 S/R (ENCODER HTL1024S/R) with TEMPERAT. SENSOR KTY84-130 DESIGN IM B35 (IM V15, IM V35) SHAFT WITH FITTED KEY HALF-KEY BALANCING BEARING: STANDARD WITH FIXED BEARING, VIBRATION SEVERITY GRADE: R/A, FLANGE ACCURACY: R TERMINAL BOX (ABOVE) CABLE ENTRY ON THE LEFT SIGNAL CONNECTION D-END | 5682 | TEM | 1 | MC | 105 | 1
1PH81311HF232BC1 | SIMOTICS M COMPACT ASYNCHRONOUS MOTOR 1500RPM, 15KW, 96NM, 30A, 380V 1750RPM, 17KW, 93NM, 30A, 425V 2000RPM, 18,5KW, 88NM, 30A,460V WATER COOLING DEGREE OF PROTECTION IP65 INCREMENT. ENCODER HTL 1024 S/R (ENCODER HTL1024S/R) with TEMPERAT. SENSOR KTY84-130 DESIGN IM B35 (IM V15, IM V35) SHAFT WITH FITTED KEY HALF-KEY BALANCING BEARING: STANDARD WITH FIXED BEARING, VIBRATION SEVERITY GRADE: R/A, FLANGE ACCURACY: R TERMINAL BOX (ABOVE) CABLE ENTRY ON THE ND-END SIGNAL CONNECTION LEFT | 5682 | TEM | 1 | MC | 105 | 1
1PH81311HF232CA1 | SIMOTICS M COMPACT ASYNCHRONOUS MOTOR 1500RPM, 15KW, 96NM, 30A, 380V 1750RPM, 17KW, 93NM, 30A, 425V 2000RPM, 18,5KW, 88NM, 30A,460V WATER COOLING DEGREE OF PROTECTION IP65 INCREMENT. ENCODER HTL 1024 S/R (ENCODER HTL1024S/R) with TEMPERAT. SENSOR KTY84-130 DESIGN IM B35 (IM V15, IM V35) SHAFT WITH FITTED KEY HALF-KEY BALANCING BEARING: STANDARD WITH FIXED BEARING, VIBRATION SEVERITY GRADE: S/A, SHAFT AND FLANGE ACCURACY: R TERMINAL BOX (ABOVE) CABLE ENTRY ON THE RIGHT SIGNAL CONNECTION D-END | 5877 | TEM | 1 | MC | 105 | 1
1PH81311HF232CB1 | SIMOTICS M COMPACT ASYNCHRONOUS MOTOR 1500RPM, 15KW, 96NM, 30A, 380V 1750RPM, 17KW, 93NM, 30A, 425V 2000RPM, 18,5KW, 88NM, 30A,460V WATER COOLING DEGREE OF PROTECTION IP65 INCREMENT. ENCODER HTL 1024 S/R (ENCODER HTL1024S/R) with TEMPERAT. SENSOR KTY84-130 DESIGN IM B35 (IM V15, IM V35) SHAFT WITH FITTED KEY HALF-KEY BALANCING BEARING: STANDARD WITH FIXED BEARING, VIBRATION SEVERITY GRADE: S/A, SHAFT AND FLANGE ACCURACY: R TERMINAL BOX (ABOVE) CABLE ENTRY ON THE LEFT SIGNAL CONNECTION D-END | 5877 | TEM | 1 | MC | 105 | 1
1PH81311HF232CC1 | SIMOTICS M COMPACT ASYNCHRONOUS MOTOR 1500RPM, 15KW, 96NM, 30A, 380V 1750RPM, 17KW, 93NM, 30A, 425V 2000RPM, 18,5KW, 88NM, 30A,460V WATER COOLING DEGREE OF PROTECTION IP65 INCREMENT. ENCODER HTL 1024 S/R (ENCODER HTL1024S/R) with TEMPERAT. SENSOR KTY84-130 DESIGN IM B35 (IM V15, IM V35) SHAFT WITH FITTED KEY HALF-KEY BALANCING BEARING: STANDARD WITH FIXED BEARING, VIBRATION SEVERITY GRADE: S/A, SHAFT AND FLANGE ACCURACY: R TERMINAL BOX (ABOVE) CABLE ENTRY ON THE ND-END SIGNAL CONNECTION LEFT | 5877 | TEM | 1 | MC | 105 | 1
1PH81311HS002BA1 | SIMOTICS M COMPACT ASYNCHRONOUS MOTOR 2000RPM,14,6KW, 70NM, 39A, 302V 5000RPM,14,6KW, 28NM, 40A, 360V 1500RPM, 11KW, 70NM, 39A, 227V FORCED VENTILATION; DIRECTION OF AIR FLOW DE --> NDE; DEGREE OF PROTECTION IP55 INCREMENT. ENCODER HTL 1024 S/R (ENCODER HTL1024S/R) with TEMPERAT. SENSOR KTY84-130 DESIGN IM B3 (IM V5, IM V6) SHAFT WITH FITTED KEY HALF-KEY BALANCING BEARING: STANDARD WITH FIXED BEARING, VIBRATION SEVERITY GRADE: R/A, FLANGE ACCURACY: R TERMINAL BOX (ABOVE) CABLE ENTRY ON THE RIGHT SIGNAL CONNECTION D-END | 4372 | TEM | 1 | MC | 89 | 1
1PH81311JF001BA1 | SIMOTICS M COMPACT ASYNCHRONOUS MOTOR 1500RPM, 11KW, 70NM, 24A, 360V 1750RPM, 13KW, 71NM, 24A, 416V 2000RPM, 15KW, 72NM, 24A, 460V FORCED VENTILATION; DIRECTION OF AIR FLOW DE --> NDE; DEGREE OF PROTECTION IP55 INCREMENT. ENCODER HTL 2048 S/R (ENCODER HTL2048S/R) with TEMPERAT. SENSOR KTY84-130 DESIGN IM B3 (IM V5, IM V6) SHAFT WITH FITTED KEY FULL-KEY BALANCING BEARING: STANDARD WITH FIXED BEARING, VIBRATION SEVERITY GRADE: R/A, FLANGE ACCURACY: R TERMINAL BOX (ABOVE) CABLE ENTRY ON THE RIGHT SIGNAL CONNECTION D-END | 4784 | TEM | 1 | MC | 89 | 1
1PH81311JF002BA1 | SIMOTICS M COMPACT ASYNCHRONOUS MOTOR 1500RPM, 11KW, 70NM, 24A, 360V 1750RPM, 13KW, 71NM, 24A, 416V 2000RPM, 15KW, 72NM, 24A, 460V FORCED VENTILATION; DIRECTION OF AIR FLOW DE --> NDE; DEGREE OF PROTECTION IP55 INCREMENT. ENCODER HTL 2048 S/R (ENCODER HTL2048S/R) with TEMPERAT. SENSOR KTY84-130 DESIGN IM B3 (IM V5, IM V6) SHAFT WITH FITTED KEY HALF-KEY BALANCING BEARING: STANDARD WITH FIXED BEARING, VIBRATION SEVERITY GRADE: R/A, FLANGE ACCURACY: R TERMINAL BOX (ABOVE) CABLE ENTRY ON THE RIGHT SIGNAL CONNECTION D-END | 4784 | TEM | 1 | MC | 89 | 1
1PH81311JF020BA1 | SIMOTICS M COMPACT ASYNCHRONOUS MOTOR 1500RPM, 11KW, 70NM, 24A, 360V 1750RPM, 13KW, 71NM, 24A, 416V 2000RPM, 15KW, 72NM, 24A, 460V FORCED VENTILATION; DIRECTION OF AIR FLOW DE --> NDE; DEGREE OF PROTECTION IP55 INCREMENT. ENCODER HTL 2048 S/R (ENCODER HTL2048S/R) with TEMPERAT. SENSOR KTY84-130 DESIGN IM B5 (IMV 1,IM V3) PLAIN SHAFT WITHOUT FITTED KEY; BEARING: STANDARD WITH FIXED BEARING, VIBRATION SEVERITY GRADE: R/A, FLANGE ACCURACY: R TERMINAL BOX (ABOVE) CABLE ENTRY ON THE RIGHT SIGNAL CONNECTION D-END | 5022 | TEM | 1 | MC | 89 | 1
1PH81311JF020BE1 | SIMOTICS M COMPACT ASYNCHRONOUS MOTOR 1500RPM, 11KW, 70NM, 24A, 360V 1750RPM, 13KW, 71NM, 24A, 416V 2000RPM, 15KW, 72NM, 24A, 460V FORCED VENTILATION; DIRECTION OF AIR FLOW DE --> NDE; DEGREE OF PROTECTION IP55 INCREMENT. ENCODER HTL 2048 S/R (ENCODER HTL2048S/R) with TEMPERAT. SENSOR KTY84-130 DESIGN IM B5 (IMV 1,IM V3) PLAIN SHAFT WITHOUT FITTED KEY; BEARING: STANDARD WITH FIXED BEARING, VIBRATION SEVERITY GRADE: R/A, FLANGE ACCURACY: R POWER CONNECTOR (ABOVE) CABLE ENTRY ON THE RIGHT SIGNAL CONNECTION D-END | 5022 | TEM | 1 | MC | 89 | 1
1PH81311JF021BA1 | SIMOTICS M COMPACT ASYNCHRONOUS MOTOR 1500RPM, 11KW, 70NM, 24A, 360V 1750RPM, 13KW, 71NM, 24A, 416V 2000RPM, 15KW, 72NM, 24A, 460V FORCED VENTILATION; DIRECTION OF AIR FLOW DE --> NDE; DEGREE OF PROTECTION IP55 INCREMENT. ENCODER HTL 2048 S/R (ENCODER HTL2048S/R) with TEMPERAT. SENSOR KTY84-130 DESIGN IM B5 (IMV 1,IM V3) SHAFT WITH FITTED KEY FULL-KEY BALANCING BEARING: STANDARD WITH FIXED BEARING, VIBRATION SEVERITY GRADE: R/A, FLANGE ACCURACY: R TERMINAL BOX (ABOVE) CABLE ENTRY ON THE RIGHT SIGNAL CONNECTION D-END | 5022 | TEM | 1 | MC | 89 | 1
1PH81311JF022BA1 | SIMOTICS M COMPACT ASYNCHRONOUS MOTOR 1500RPM, 11KW, 70NM, 24A, 360V 1750RPM, 13KW, 71NM, 24A, 416V 2000RPM, 15KW, 72NM, 24A, 460V FORCED VENTILATION; DIRECTION OF AIR FLOW DE --> NDE; DEGREE OF PROTECTION IP55 INCREMENT. ENCODER HTL 2048 S/R (ENCODER HTL2048S/R) with TEMPERAT. SENSOR KTY84-130 DESIGN IM B5 (IMV 1,IM V3) SHAFT WITH FITTED KEY HALF-KEY BALANCING BEARING: STANDARD WITH FIXED BEARING, VIBRATION SEVERITY GRADE: R/A, FLANGE ACCURACY: R TERMINAL BOX (ABOVE) CABLE ENTRY ON THE RIGHT SIGNAL CONNECTION D-END | 5022 | TEM | 1 | MC | 89 | 1
1PH81311JF022BB1 | SIMOTICS M COMPACT ASYNCHRONOUS MOTOR 1500RPM, 11KW, 70NM, 24A, 360V 1750RPM, 13KW, 71NM, 24A, 416V 2000RPM, 15KW, 72NM, 24A, 460V FORCED VENTILATION; DIRECTION OF AIR FLOW DE --> NDE; DEGREE OF PROTECTION IP55 INCREMENT. ENCODER HTL 2048 S/R (ENCODER HTL2048S/R) with TEMPERAT. SENSOR KTY84-130 DESIGN IM B5 (IMV 1,IM V3) SHAFT WITH FITTED KEY HALF-KEY BALANCING BEARING: STANDARD WITH FIXED BEARING, VIBRATION SEVERITY GRADE: R/A, FLANGE ACCURACY: R TERMINAL BOX (ABOVE) CABLE ENTRY ON THE LEFT SIGNAL CONNECTION D-END | 5022 | TEM | 1 | MC | 89 | 1
1PH81311JF031BA1 | SIMOTICS M COMPACT ASYNCHRONOUS MOTOR 1500RPM, 11KW, 70NM, 24A, 360V 1750RPM, 13KW, 71NM, 24A, 416V 2000RPM, 15KW, 72NM, 24A, 460V FORCED VENTILATION; DIRECTION OF AIR FLOW DE --> NDE; DEGREE OF PROTECTION IP55 INCREMENT. ENCODER HTL 2048 S/R (ENCODER HTL2048S/R) with TEMPERAT. SENSOR KTY84-130 DESIGN IM B35 (IM V15, IM V35) SHAFT WITH FITTED KEY FULL-KEY BALANCING BEARING: STANDARD WITH FIXED BEARING, VIBRATION SEVERITY GRADE: R/A, FLANGE ACCURACY: R TERMINAL BOX (ABOVE) CABLE ENTRY ON THE RIGHT SIGNAL CONNECTION D-END | 5326 | TEM | 1 | MC | 89 | 1
1PH81311JF032BA1 | SIMOTICS M COMPACT ASYNCHRONOUS MOTOR 1500RPM, 11KW, 70NM, 24A, 360V 1750RPM, 13KW, 71NM, 24A, 416V 2000RPM, 15KW, 72NM, 24A, 460V FORCED VENTILATION; DIRECTION OF AIR FLOW DE --> NDE; DEGREE OF PROTECTION IP55 INCREMENT. ENCODER HTL 2048 S/R (ENCODER HTL2048S/R) with TEMPERAT. SENSOR KTY84-130 DESIGN IM B35 (IM V15, IM V35) SHAFT WITH FITTED KEY HALF-KEY BALANCING BEARING: STANDARD WITH FIXED BEARING, VIBRATION SEVERITY GRADE: R/A, FLANGE ACCURACY: R TERMINAL BOX (ABOVE) CABLE ENTRY ON THE RIGHT SIGNAL CONNECTION D-END | 5326 | TEM | 1 | MC | 89 | 1
1PH81311JF100BA1 | SIMOTICS M COMPACT ASYNCHRONOUS MOTOR 1500RPM, 11KW, 70NM, 24A, 360V 1750RPM, 13KW, 71NM, 24A, 416V 2000RPM, 15KW, 72NM, 24A, 460V FORCED VENTILATION; DIRECTION OF AIR FLOW NDE --> DE; DEGREE OF PROTECTION IP55 INCREMENT. ENCODER HTL 2048 S/R (ENCODER HTL2048S/R) with TEMPERAT. SENSOR KTY84-130 DESIGN IM B3 (IM V5, IM V6) PLAIN SHAFT WITHOUT FITTED KEY; BEARING: STANDARD WITH FIXED BEARING, VIBRATION SEVERITY GRADE: R/A, FLANGE ACCURACY: R TERMINAL BOX (ABOVE) CABLE ENTRY ON THE RIGHT SIGNAL CONNECTION D-END | 4784 | TEM | 1 | MC | 89 | 1
1PH81311JF100BB1 | SIMOTICS M COMPACT ASYNCHRONOUS MOTOR 1500RPM, 11KW, 70NM, 24A, 360V 1750RPM, 13KW, 71NM, 24A, 416V 2000RPM, 15KW, 72NM, 24A, 460V FORCED VENTILATION; DIRECTION OF AIR FLOW NDE --> DE; DEGREE OF PROTECTION IP55 INCREMENT. ENCODER HTL 2048 S/R (ENCODER HTL2048S/R) with TEMPERAT. SENSOR KTY84-130 DESIGN IM B3 (IM V5, IM V6) PLAIN SHAFT WITHOUT FITTED KEY; BEARING: STANDARD WITH FIXED BEARING, VIBRATION SEVERITY GRADE: R/A, FLANGE ACCURACY: R TERMINAL BOX (ABOVE) CABLE ENTRY ON THE LEFT SIGNAL CONNECTION D-END | 4784 | TEM | 1 | MC | 89 | 1
1PH81311JF100BC1 | SIMOTICS M COMPACT ASYNCHRONOUS MOTOR 1500RPM, 11KW, 70NM, 24A, 360V 1750RPM, 13KW, 71NM, 24A, 416V 2000RPM, 15KW, 72NM, 24A, 460V FORCED VENTILATION; DIRECTION OF AIR FLOW NDE --> DE; DEGREE OF PROTECTION IP55 INCREMENT. ENCODER HTL 2048 S/R (ENCODER HTL2048S/R) with TEMPERAT. SENSOR KTY84-130 DESIGN IM B3 (IM V5, IM V6) PLAIN SHAFT WITHOUT FITTED KEY; BEARING: STANDARD WITH FIXED BEARING, VIBRATION SEVERITY GRADE: R/A, FLANGE ACCURACY: R TERMINAL BOX (ABOVE) CABLE ENTRY ON THE ND-END SIGNAL CONNECTION LEFT | 4784 | TEM | 1 | MC | 89 | 1
1PH81311JF100CA1 | SIMOTICS M COMPACT ASYNCHRONOUS MOTOR 1500RPM, 11KW, 70NM, 24A, 360V 1750RPM, 13KW, 71NM, 24A, 416V 2000RPM, 15KW, 72NM, 24A, 460V FORCED VENTILATION; DIRECTION OF AIR FLOW NDE --> DE; DEGREE OF PROTECTION IP55 INCREMENT. ENCODER HTL 2048 S/R (ENCODER HTL2048S/R) with TEMPERAT. SENSOR KTY84-130 DESIGN IM B3 (IM V5, IM V6) PLAIN SHAFT WITHOUT FITTED KEY; BEARING: STANDARD WITH FIXED BEARING, VIBRATION SEVERITY GRADE: S/A, SHAFT AND FLANGE ACCURACY: R TERMINAL BOX (ABOVE) CABLE ENTRY ON THE RIGHT SIGNAL CONNECTION D-END | 4979 | TEM | 1 | MC | 89 | 1
1PH81311JF100CB1 | SIMOTICS M COMPACT ASYNCHRONOUS MOTOR 1500RPM, 11KW, 70NM, 24A, 360V 1750RPM, 13KW, 71NM, 24A, 416V 2000RPM, 15KW, 72NM, 24A, 460V FORCED VENTILATION; DIRECTION OF AIR FLOW NDE --> DE; DEGREE OF PROTECTION IP55 INCREMENT. ENCODER HTL 2048 S/R (ENCODER HTL2048S/R) with TEMPERAT. SENSOR KTY84-130 DESIGN IM B3 (IM V5, IM V6) PLAIN SHAFT WITHOUT FITTED KEY; BEARING: STANDARD WITH FIXED BEARING, VIBRATION SEVERITY GRADE: S/A, SHAFT AND FLANGE ACCURACY: R TERMINAL BOX (ABOVE) CABLE ENTRY ON THE LEFT SIGNAL CONNECTION D-END | 4979 | TEM | 1 | MC | 89 | 1
1PH81311JF100CC1 | SIMOTICS M COMPACT ASYNCHRONOUS MOTOR 1500RPM, 11KW, 70NM, 24A, 360V 1750RPM, 13KW, 71NM, 24A, 416V 2000RPM, 15KW, 72NM, 24A, 460V FORCED VENTILATION; DIRECTION OF AIR FLOW NDE --> DE; DEGREE OF PROTECTION IP55 INCREMENT. ENCODER HTL 2048 S/R (ENCODER HTL2048S/R) with TEMPERAT. SENSOR KTY84-130 DESIGN IM B3 (IM V5, IM V6) PLAIN SHAFT WITHOUT FITTED KEY; BEARING: STANDARD WITH FIXED BEARING, VIBRATION SEVERITY GRADE: S/A, SHAFT AND FLANGE ACCURACY: R TERMINAL BOX (ABOVE) CABLE ENTRY ON THE ND-END SIGNAL CONNECTION LEFT | 4979 | TEM | 1 | MC | 89 | 1
1PH81311JF102BA1 | SIMOTICS M COMPACT ASYNCHRONOUS MOTOR 1500RPM, 11KW, 70NM, 24A, 360V 1750RPM, 13KW, 71NM, 24A, 416V 2000RPM, 15KW, 72NM, 24A, 460V FORCED VENTILATION; DIRECTION OF AIR FLOW NDE --> DE; DEGREE OF PROTECTION IP55 INCREMENT. ENCODER HTL 2048 S/R (ENCODER HTL2048S/R) with TEMPERAT. SENSOR KTY84-130 DESIGN IM B3 (IM V5, IM V6) SHAFT WITH FITTED KEY HALF-KEY BALANCING BEARING: STANDARD WITH FIXED BEARING, VIBRATION SEVERITY GRADE: R/A, FLANGE ACCURACY: R TERMINAL BOX (ABOVE) CABLE ENTRY ON THE RIGHT SIGNAL CONNECTION D-END | 4784 | TEM | 1 | MC | 89 | 1
1PH81311JF102BB1 | SIMOTICS M COMPACT ASYNCHRONOUS MOTOR 1500RPM, 11KW, 70NM, 24A, 360V 1750RPM, 13KW, 71NM, 24A, 416V 2000RPM, 15KW, 72NM, 24A, 460V FORCED VENTILATION; DIRECTION OF AIR FLOW NDE --> DE; DEGREE OF PROTECTION IP55 INCREMENT. ENCODER HTL 2048 S/R (ENCODER HTL2048S/R) with TEMPERAT. SENSOR KTY84-130 DESIGN IM B3 (IM V5, IM V6) SHAFT WITH FITTED KEY HALF-KEY BALANCING BEARING: STANDARD WITH FIXED BEARING, VIBRATION SEVERITY GRADE: R/A, FLANGE ACCURACY: R TERMINAL BOX (ABOVE) CABLE ENTRY ON THE LEFT SIGNAL CONNECTION D-END | 4784 | TEM | 1 | MC | 89 | 1
1PH81311JF102BC1 | SIMOTICS M COMPACT ASYNCHRONOUS MOTOR 1500RPM, 11KW, 70NM, 24A, 360V 1750RPM, 13KW, 71NM, 24A, 416V 2000RPM, 15KW, 72NM, 24A, 460V FORCED VENTILATION; DIRECTION OF AIR FLOW NDE --> DE; DEGREE OF PROTECTION IP55 INCREMENT. ENCODER HTL 2048 S/R (ENCODER HTL2048S/R) with TEMPERAT. SENSOR KTY84-130 DESIGN IM B3 (IM V5, IM V6) SHAFT WITH FITTED KEY HALF-KEY BALANCING BEARING: STANDARD WITH FIXED BEARING, VIBRATION SEVERITY GRADE: R/A, FLANGE ACCURACY: R TERMINAL BOX (ABOVE) CABLE ENTRY ON THE ND-END SIGNAL CONNECTION LEFT | 4784 | TEM | 1 | MC | 89 | 1
1PH81311JF102CA1 | SIMOTICS M COMPACT ASYNCHRONOUS MOTOR 1500RPM, 11KW, 70NM, 24A, 360V 1750RPM, 13KW, 71NM, 24A, 416V 2000RPM, 15KW, 72NM, 24A, 460V FORCED VENTILATION; DIRECTION OF AIR FLOW NDE --> DE; DEGREE OF PROTECTION IP55 INCREMENT. ENCODER HTL 2048 S/R (ENCODER HTL2048S/R) with TEMPERAT. SENSOR KTY84-130 DESIGN IM B3 (IM V5, IM V6) SHAFT WITH FITTED KEY HALF-KEY BALANCING BEARING: STANDARD WITH FIXED BEARING, VIBRATION SEVERITY GRADE: S/A, SHAFT AND FLANGE ACCURACY: R TERMINAL BOX (ABOVE) CABLE ENTRY ON THE RIGHT SIGNAL CONNECTION D-END | 4979 | TEM | 1 | MC | 89 | 1
1PH81311JF102CB1 | SIMOTICS M COMPACT ASYNCHRONOUS MOTOR 1500RPM, 11KW, 70NM, 24A, 360V 1750RPM, 13KW, 71NM, 24A, 416V 2000RPM, 15KW, 72NM, 24A, 460V FORCED VENTILATION; DIRECTION OF AIR FLOW NDE --> DE; DEGREE OF PROTECTION IP55 INCREMENT. ENCODER HTL 2048 S/R (ENCODER HTL2048S/R) with TEMPERAT. SENSOR KTY84-130 DESIGN IM B3 (IM V5, IM V6) SHAFT WITH FITTED KEY HALF-KEY BALANCING BEARING: STANDARD WITH FIXED BEARING, VIBRATION SEVERITY GRADE: S/A, SHAFT AND FLANGE ACCURACY: R TERMINAL BOX (ABOVE) CABLE ENTRY ON THE LEFT SIGNAL CONNECTION D-END | 4979 | TEM | 1 | MC | 89 | 1
1PH81311JF102CC1 | SIMOTICS M COMPACT ASYNCHRONOUS MOTOR 1500RPM, 11KW, 70NM, 24A, 360V 1750RPM, 13KW, 71NM, 24A, 416V 2000RPM, 15KW, 72NM, 24A, 460V FORCED VENTILATION; DIRECTION OF AIR FLOW NDE --> DE; DEGREE OF PROTECTION IP55 INCREMENT. ENCODER HTL 2048 S/R (ENCODER HTL2048S/R) with TEMPERAT. SENSOR KTY84-130 DESIGN IM B3 (IM V5, IM V6) SHAFT WITH FITTED KEY HALF-KEY BALANCING BEARING: STANDARD WITH FIXED BEARING, VIBRATION SEVERITY GRADE: S/A, SHAFT AND FLANGE ACCURACY: R TERMINAL BOX (ABOVE) CABLE ENTRY ON THE ND-END SIGNAL CONNECTION LEFT | 4979 | TEM | 1 | MC | 89 | 1
1PH81311JF120BA1 | SIMOTICS M COMPACT ASYNCHRONOUS MOTOR 1500RPM, 11KW, 70NM, 24A, 360V 1750RPM, 13KW, 71NM, 24A, 416V 2000RPM, 15KW, 72NM, 24A, 460V FORCED VENTILATION; DIRECTION OF AIR FLOW NDE --> DE; DEGREE OF PROTECTION IP55 INCREMENT. ENCODER HTL 2048 S/R (ENCODER HTL2048S/R) with TEMPERAT. SENSOR KTY84-130 DESIGN IM B5 (IMV 1,IM V3) PLAIN SHAFT WITHOUT FITTED KEY; BEARING: STANDARD WITH FIXED BEARING, VIBRATION SEVERITY GRADE: R/A, FLANGE ACCURACY: R TERMINAL BOX (ABOVE) CABLE ENTRY ON THE RIGHT SIGNAL CONNECTION D-END | 5022 | TEM | 1 | MC | 89 | 1
1PH81311JF120BB1 | SIMOTICS M COMPACT ASYNCHRONOUS MOTOR 1500RPM, 11KW, 70NM, 24A, 360V 1750RPM, 13KW, 71NM, 24A, 416V 2000RPM, 15KW, 72NM, 24A, 460V FORCED VENTILATION; DIRECTION OF AIR FLOW NDE --> DE; DEGREE OF PROTECTION IP55 INCREMENT. ENCODER HTL 2048 S/R (ENCODER HTL2048S/R) with TEMPERAT. SENSOR KTY84-130 DESIGN IM B5 (IMV 1,IM V3) PLAIN SHAFT WITHOUT FITTED KEY; BEARING: STANDARD WITH FIXED BEARING, VIBRATION SEVERITY GRADE: R/A, FLANGE ACCURACY: R TERMINAL BOX (ABOVE) CABLE ENTRY ON THE LEFT SIGNAL CONNECTION D-END | 5022 | TEM | 1 | MC | 89 | 1
1PH81311JF120BC1 | SIMOTICS M COMPACT ASYNCHRONOUS MOTOR 1500RPM, 11KW, 70NM, 24A, 360V 1750RPM, 13KW, 71NM, 24A, 416V 2000RPM, 15KW, 72NM, 24A, 460V FORCED VENTILATION; DIRECTION OF AIR FLOW NDE --> DE; DEGREE OF PROTECTION IP55 INCREMENT. ENCODER HTL 2048 S/R (ENCODER HTL2048S/R) with TEMPERAT. SENSOR KTY84-130 DESIGN IM B5 (IMV 1,IM V3) PLAIN SHAFT WITHOUT FITTED KEY; BEARING: STANDARD WITH FIXED BEARING, VIBRATION SEVERITY GRADE: R/A, FLANGE ACCURACY: R TERMINAL BOX (ABOVE) CABLE ENTRY ON THE ND-END SIGNAL CONNECTION LEFT | 5022 | TEM | 1 | MC | 89 | 1
1PH81311JF120CA1 | SIMOTICS M COMPACT ASYNCHRONOUS MOTOR 1500RPM, 11KW, 70NM, 24A, 360V 1750RPM, 13KW, 71NM, 24A, 416V 2000RPM, 15KW, 72NM, 24A, 460V FORCED VENTILATION; DIRECTION OF AIR FLOW NDE --> DE; DEGREE OF PROTECTION IP55 INCREMENT. ENCODER HTL 2048 S/R (ENCODER HTL2048S/R) with TEMPERAT. SENSOR KTY84-130 DESIGN IM B5 (IMV 1,IM V3) PLAIN SHAFT WITHOUT FITTED KEY; BEARING: STANDARD WITH FIXED BEARING, VIBRATION SEVERITY GRADE: S/A, SHAFT AND FLANGE ACCURACY: R TERMINAL BOX (ABOVE) CABLE ENTRY ON THE RIGHT SIGNAL CONNECTION D-END | 5217 | TEM | 1 | MC | 89 | 1
1PH81311JF120CB1 | SIMOTICS M COMPACT ASYNCHRONOUS MOTOR 1500RPM, 11KW, 70NM, 24A, 360V 1750RPM, 13KW, 71NM, 24A, 416V 2000RPM, 15KW, 72NM, 24A, 460V FORCED VENTILATION; DIRECTION OF AIR FLOW NDE --> DE; DEGREE OF PROTECTION IP55 INCREMENT. ENCODER HTL 2048 S/R (ENCODER HTL2048S/R) with TEMPERAT. SENSOR KTY84-130 DESIGN IM B5 (IMV 1,IM V3) PLAIN SHAFT WITHOUT FITTED KEY; BEARING: STANDARD WITH FIXED BEARING, VIBRATION SEVERITY GRADE: S/A, SHAFT AND FLANGE ACCURACY: R TERMINAL BOX (ABOVE) CABLE ENTRY ON THE LEFT SIGNAL CONNECTION D-END | 5217 | TEM | 1 | MC | 89 | 1
1PH81311JF120CC1 | SIMOTICS M COMPACT ASYNCHRONOUS MOTOR 1500RPM, 11KW, 70NM, 24A, 360V 1750RPM, 13KW, 71NM, 24A, 416V 2000RPM, 15KW, 72NM, 24A, 460V FORCED VENTILATION; DIRECTION OF AIR FLOW NDE --> DE; DEGREE OF PROTECTION IP55 INCREMENT. ENCODER HTL 2048 S/R (ENCODER HTL2048S/R) with TEMPERAT. SENSOR KTY84-130 DESIGN IM B5 (IMV 1,IM V3) PLAIN SHAFT WITHOUT FITTED KEY; BEARING: STANDARD WITH FIXED BEARING, VIBRATION SEVERITY GRADE: S/A, SHAFT AND FLANGE ACCURACY: R TERMINAL BOX (ABOVE) CABLE ENTRY ON THE ND-END SIGNAL CONNECTION LEFT | 5217 | TEM | 1 | MC | 89 | 1
1PH81311JF122BA1 | SIMOTICS M COMPACT ASYNCHRONOUS MOTOR 1500RPM, 11KW, 70NM, 24A, 360V 1750RPM, 13KW, 71NM, 24A, 416V 2000RPM, 15KW, 72NM, 24A, 460V FORCED VENTILATION; DIRECTION OF AIR FLOW NDE --> DE; DEGREE OF PROTECTION IP55 INCREMENT. ENCODER HTL 2048 S/R (ENCODER HTL2048S/R) with TEMPERAT. SENSOR KTY84-130 DESIGN IM B5 (IMV 1,IM V3) SHAFT WITH FITTED KEY HALF-KEY BALANCING BEARING: STANDARD WITH FIXED BEARING, VIBRATION SEVERITY GRADE: R/A, FLANGE ACCURACY: R TERMINAL BOX (ABOVE) CABLE ENTRY ON THE RIGHT SIGNAL CONNECTION D-END | 5022 | TEM | 1 | MC | 89 | 1
1PH81311JF122BB1 | SIMOTICS M COMPACT ASYNCHRONOUS MOTOR 1500RPM, 11KW, 70NM, 24A, 360V 1750RPM, 13KW, 71NM, 24A, 416V 2000RPM, 15KW, 72NM, 24A, 460V FORCED VENTILATION; DIRECTION OF AIR FLOW NDE --> DE; DEGREE OF PROTECTION IP55 INCREMENT. ENCODER HTL 2048 S/R (ENCODER HTL2048S/R) with TEMPERAT. SENSOR KTY84-130 DESIGN IM B5 (IMV 1,IM V3) SHAFT WITH FITTED KEY HALF-KEY BALANCING BEARING: STANDARD WITH FIXED BEARING, VIBRATION SEVERITY GRADE: R/A, FLANGE ACCURACY: R TERMINAL BOX (ABOVE) CABLE ENTRY ON THE LEFT SIGNAL CONNECTION D-END | 5022 | TEM | 1 | MC | 89 | 1
1PH81311JF122BC1 | SIMOTICS M COMPACT ASYNCHRONOUS MOTOR 1500RPM, 11KW, 70NM, 24A, 360V 1750RPM, 13KW, 71NM, 24A, 416V 2000RPM, 15KW, 72NM, 24A, 460V FORCED VENTILATION; DIRECTION OF AIR FLOW NDE --> DE; DEGREE OF PROTECTION IP55 INCREMENT. ENCODER HTL 2048 S/R (ENCODER HTL2048S/R) with TEMPERAT. SENSOR KTY84-130 DESIGN IM B5 (IMV 1,IM V3) SHAFT WITH FITTED KEY HALF-KEY BALANCING BEARING: STANDARD WITH FIXED BEARING, VIBRATION SEVERITY GRADE: R/A, FLANGE ACCURACY: R TERMINAL BOX (ABOVE) CABLE ENTRY ON THE ND-END SIGNAL CONNECTION LEFT | 5022 | TEM | 1 | MC | 89 | 1
1PH81311JF122CA1 | SIMOTICS M COMPACT ASYNCHRONOUS MOTOR 1500RPM, 11KW, 70NM, 24A, 360V 1750RPM, 13KW, 71NM, 24A, 416V 2000RPM, 15KW, 72NM, 24A, 460V FORCED VENTILATION; DIRECTION OF AIR FLOW NDE --> DE; DEGREE OF PROTECTION IP55 INCREMENT. ENCODER HTL 2048 S/R (ENCODER HTL2048S/R) with TEMPERAT. SENSOR KTY84-130 DESIGN IM B5 (IMV 1,IM V3) SHAFT WITH FITTED KEY HALF-KEY BALANCING BEARING: STANDARD WITH FIXED BEARING, VIBRATION SEVERITY GRADE: S/A, SHAFT AND FLANGE ACCURACY: R TERMINAL BOX (ABOVE) CABLE ENTRY ON THE RIGHT SIGNAL CONNECTION D-END | 5217 | TEM | 1 | MC | 89 | 1
1PH81311JF122CB1 | SIMOTICS M COMPACT ASYNCHRONOUS MOTOR 1500RPM, 11KW, 70NM, 24A, 360V 1750RPM, 13KW, 71NM, 24A, 416V 2000RPM, 15KW, 72NM, 24A, 460V FORCED VENTILATION; DIRECTION OF AIR FLOW NDE --> DE; DEGREE OF PROTECTION IP55 INCREMENT. ENCODER HTL 2048 S/R (ENCODER HTL2048S/R) with TEMPERAT. SENSOR KTY84-130 DESIGN IM B5 (IMV 1,IM V3) SHAFT WITH FITTED KEY HALF-KEY BALANCING BEARING: STANDARD WITH FIXED BEARING, VIBRATION SEVERITY GRADE: S/A, SHAFT AND FLANGE ACCURACY: R TERMINAL BOX (ABOVE) CABLE ENTRY ON THE LEFT SIGNAL CONNECTION D-END | 5217 | TEM | 1 | MC | 89 | 1
1PH81311JF122CC1 | SIMOTICS M COMPACT ASYNCHRONOUS MOTOR 1500RPM, 11KW, 70NM, 24A, 360V 1750RPM, 13KW, 71NM, 24A, 416V 2000RPM, 15KW, 72NM, 24A, 460V FORCED VENTILATION; DIRECTION OF AIR FLOW NDE --> DE; DEGREE OF PROTECTION IP55 INCREMENT. ENCODER HTL 2048 S/R (ENCODER HTL2048S/R) with TEMPERAT. SENSOR KTY84-130 DESIGN IM B5 (IMV 1,IM V3) SHAFT WITH FITTED KEY HALF-KEY BALANCING BEARING: STANDARD WITH FIXED BEARING, VIBRATION SEVERITY GRADE: S/A, SHAFT AND FLANGE ACCURACY: R TERMINAL BOX (ABOVE) CABLE ENTRY ON THE ND-END SIGNAL CONNECTION LEFT | 5217 | TEM | 1 | MC | 89 | 1
1PH81311JF130BA1 | SIMOTICS M COMPACT ASYNCHRONOUS MOTOR 1500RPM, 11KW, 70NM, 24A, 360V 1750RPM, 13KW, 71NM, 24A, 416V 2000RPM, 15KW, 72NM, 24A, 460V FORCED VENTILATION; DIRECTION OF AIR FLOW NDE --> DE; DEGREE OF PROTECTION IP55 INCREMENT. ENCODER HTL 2048 S/R (ENCODER HTL2048S/R) with TEMPERAT. SENSOR KTY84-130 DESIGN IM B35 (IM V15, IM V35) PLAIN SHAFT WITHOUT FITTED KEY; BEARING: STANDARD WITH FIXED BEARING, VIBRATION SEVERITY GRADE: R/A, FLANGE ACCURACY: R TERMINAL BOX (ABOVE) CABLE ENTRY ON THE RIGHT SIGNAL CONNECTION D-END | 5326 | TEM | 1 | MC | 89 | 1
1PH81311JF130BB1 | SIMOTICS M COMPACT ASYNCHRONOUS MOTOR 1500RPM, 11KW, 70NM, 24A, 360V 1750RPM, 13KW, 71NM, 24A, 416V 2000RPM, 15KW, 72NM, 24A, 460V FORCED VENTILATION; DIRECTION OF AIR FLOW NDE --> DE; DEGREE OF PROTECTION IP55 INCREMENT. ENCODER HTL 2048 S/R (ENCODER HTL2048S/R) with TEMPERAT. SENSOR KTY84-130 DESIGN IM B35 (IM V15, IM V35) PLAIN SHAFT WITHOUT FITTED KEY; BEARING: STANDARD WITH FIXED BEARING, VIBRATION SEVERITY GRADE: R/A, FLANGE ACCURACY: R TERMINAL BOX (ABOVE) CABLE ENTRY ON THE LEFT SIGNAL CONNECTION D-END | 5326 | TEM | 1 | MC | 89 | 1
1PH81311JF130BC1 | SIMOTICS M COMPACT ASYNCHRONOUS MOTOR 1500RPM, 11KW, 70NM, 24A, 360V 1750RPM, 13KW, 71NM, 24A, 416V 2000RPM, 15KW, 72NM, 24A, 460V FORCED VENTILATION; DIRECTION OF AIR FLOW NDE --> DE; DEGREE OF PROTECTION IP55 INCREMENT. ENCODER HTL 2048 S/R (ENCODER HTL2048S/R) with TEMPERAT. SENSOR KTY84-130 DESIGN IM B35 (IM V15, IM V35) PLAIN SHAFT WITHOUT FITTED KEY; BEARING: STANDARD WITH FIXED BEARING, VIBRATION SEVERITY GRADE: R/A, FLANGE ACCURACY: R TERMINAL BOX (ABOVE) CABLE ENTRY ON THE ND-END SIGNAL CONNECTION LEFT | 5326 | TEM | 1 | MC | 89 | 1
1PH81311JF130CA1 | SIMOTICS M COMPACT ASYNCHRONOUS MOTOR 1500RPM, 11KW, 70NM, 24A, 360V 1750RPM, 13KW, 71NM, 24A, 416V 2000RPM, 15KW, 72NM, 24A, 460V FORCED VENTILATION; DIRECTION OF AIR FLOW NDE --> DE; DEGREE OF PROTECTION IP55 INCREMENT. ENCODER HTL 2048 S/R (ENCODER HTL2048S/R) with TEMPERAT. SENSOR KTY84-130 DESIGN IM B35 (IM V15, IM V35) PLAIN SHAFT WITHOUT FITTED KEY; BEARING: STANDARD WITH FIXED BEARING, VIBRATION SEVERITY GRADE: S/A, SHAFT AND FLANGE ACCURACY: R TERMINAL BOX (ABOVE) CABLE ENTRY ON THE RIGHT SIGNAL CONNECTION D-END | 5521 | TEM | 1 | MC | 89 | 1
1PH81311JF130CB1 | SIMOTICS M COMPACT ASYNCHRONOUS MOTOR 1500RPM, 11KW, 70NM, 24A, 360V 1750RPM, 13KW, 71NM, 24A, 416V 2000RPM, 15KW, 72NM, 24A, 460V FORCED VENTILATION; DIRECTION OF AIR FLOW NDE --> DE; DEGREE OF PROTECTION IP55 INCREMENT. ENCODER HTL 2048 S/R (ENCODER HTL2048S/R) with TEMPERAT. SENSOR KTY84-130 DESIGN IM B35 (IM V15, IM V35) PLAIN SHAFT WITHOUT FITTED KEY; BEARING: STANDARD WITH FIXED BEARING, VIBRATION SEVERITY GRADE: S/A, SHAFT AND FLANGE ACCURACY: R TERMINAL BOX (ABOVE) CABLE ENTRY ON THE LEFT SIGNAL CONNECTION D-END | 5521 | TEM | 1 | MC | 89 | 1
1PH81311JF130CC1 | SIMOTICS M COMPACT ASYNCHRONOUS MOTOR 1500RPM, 11KW, 70NM, 24A, 360V 1750RPM, 13KW, 71NM, 24A, 416V 2000RPM, 15KW, 72NM, 24A, 460V FORCED VENTILATION; DIRECTION OF AIR FLOW NDE --> DE; DEGREE OF PROTECTION IP55 INCREMENT. ENCODER HTL 2048 S/R (ENCODER HTL2048S/R) with TEMPERAT. SENSOR KTY84-130 DESIGN IM B35 (IM V15, IM V35) PLAIN SHAFT WITHOUT FITTED KEY; BEARING: STANDARD WITH FIXED BEARING, VIBRATION SEVERITY GRADE: S/A, SHAFT AND FLANGE ACCURACY: R TERMINAL BOX (ABOVE) CABLE ENTRY ON THE ND-END SIGNAL CONNECTION LEFT | 5521 | TEM | 1 | MC | 89 | 1
1PH81311JF131BA1 | SIMOTICS M COMPACT ASYNCHRONOUS MOTOR 1500RPM, 11KW, 70NM, 24A, 360V 1750RPM, 13KW, 71NM, 24A, 416V 2000RPM, 15KW, 72NM, 24A, 460V FORCED VENTILATION; DIRECTION OF AIR FLOW NDE --> DE; DEGREE OF PROTECTION IP55 INCREMENT. ENCODER HTL 2048 S/R (ENCODER HTL2048S/R) with TEMPERAT. SENSOR KTY84-130 DESIGN IM B35 (IM V15, IM V35) SHAFT WITH FITTED KEY FULL-KEY BALANCING BEARING: STANDARD WITH FIXED BEARING, VIBRATION SEVERITY GRADE: R/A, FLANGE ACCURACY: R TERMINAL BOX (ABOVE) CABLE ENTRY ON THE RIGHT SIGNAL CONNECTION D-END | 5326 | TEM | 1 | MC | 89 | 1
1PH81311JF132BA1 | SIMOTICS M COMPACT ASYNCHRONOUS MOTOR 1500RPM, 11KW, 70NM, 24A, 360V 1750RPM, 13KW, 71NM, 24A, 416V 2000RPM, 15KW, 72NM, 24A, 460V FORCED VENTILATION; DIRECTION OF AIR FLOW NDE --> DE; DEGREE OF PROTECTION IP55 INCREMENT. ENCODER HTL 2048 S/R (ENCODER HTL2048S/R) with TEMPERAT. SENSOR KTY84-130 DESIGN IM B35 (IM V15, IM V35) SHAFT WITH FITTED KEY HALF-KEY BALANCING BEARING: STANDARD WITH FIXED BEARING, VIBRATION SEVERITY GRADE: R/A, FLANGE ACCURACY: R TERMINAL BOX (ABOVE) CABLE ENTRY ON THE RIGHT SIGNAL CONNECTION D-END | 5326 | TEM | 1 | MC | 89 | 1
1PH81311JF132BB1 | SIMOTICS M COMPACT ASYNCHRONOUS MOTOR 1500RPM, 11KW, 70NM, 24A, 360V 1750RPM, 13KW, 71NM, 24A, 416V 2000RPM, 15KW, 72NM, 24A, 460V FORCED VENTILATION; DIRECTION OF AIR FLOW NDE --> DE; DEGREE OF PROTECTION IP55 INCREMENT. ENCODER HTL 2048 S/R (ENCODER HTL2048S/R) with TEMPERAT. SENSOR KTY84-130 DESIGN IM B35 (IM V15, IM V35) SHAFT WITH FITTED KEY HALF-KEY BALANCING BEARING: STANDARD WITH FIXED BEARING, VIBRATION SEVERITY GRADE: R/A, FLANGE ACCURACY: R TERMINAL BOX (ABOVE) CABLE ENTRY ON THE LEFT SIGNAL CONNECTION D-END | 5326 | TEM | 1 | MC | 89 | 1
1PH81311JF132BC1 | SIMOTICS M COMPACT ASYNCHRONOUS MOTOR 1500RPM, 11KW, 70NM, 24A, 360V 1750RPM, 13KW, 71NM, 24A, 416V 2000RPM, 15KW, 72NM, 24A, 460V FORCED VENTILATION; DIRECTION OF AIR FLOW NDE --> DE; DEGREE OF PROTECTION IP55 INCREMENT. ENCODER HTL 2048 S/R (ENCODER HTL2048S/R) with TEMPERAT. SENSOR KTY84-130 DESIGN IM B35 (IM V15, IM V35) SHAFT WITH FITTED KEY HALF-KEY BALANCING BEARING: STANDARD WITH FIXED BEARING, VIBRATION SEVERITY GRADE: R/A, FLANGE ACCURACY: R TERMINAL BOX (ABOVE) CABLE ENTRY ON THE ND-END SIGNAL CONNECTION LEFT | 5326 | TEM | 1 | MC | 89 | 1
1PH81311JF132CA1 | SIMOTICS M COMPACT ASYNCHRONOUS MOTOR 1500RPM, 11KW, 70NM, 24A, 360V 1750RPM, 13KW, 71NM, 24A, 416V 2000RPM, 15KW, 72NM, 24A, 460V FORCED VENTILATION; DIRECTION OF AIR FLOW NDE --> DE; DEGREE OF PROTECTION IP55 INCREMENT. ENCODER HTL 2048 S/R (ENCODER HTL2048S/R) with TEMPERAT. SENSOR KTY84-130 DESIGN IM B35 (IM V15, IM V35) SHAFT WITH FITTED KEY HALF-KEY BALANCING BEARING: STANDARD WITH FIXED BEARING, VIBRATION SEVERITY GRADE: S/A, SHAFT AND FLANGE ACCURACY: R TERMINAL BOX (ABOVE) CABLE ENTRY ON THE RIGHT SIGNAL CONNECTION D-END | 5521 | TEM | 1 | MC | 89 | 1
1PH81311JF132CB1 | SIMOTICS M COMPACT ASYNCHRONOUS MOTOR 1500RPM, 11KW, 70NM, 24A, 360V 1750RPM, 13KW, 71NM, 24A, 416V 2000RPM, 15KW, 72NM, 24A, 460V FORCED VENTILATION; DIRECTION OF AIR FLOW NDE --> DE; DEGREE OF PROTECTION IP55 INCREMENT. ENCODER HTL 2048 S/R (ENCODER HTL2048S/R) with TEMPERAT. SENSOR KTY84-130 DESIGN IM B35 (IM V15, IM V35) SHAFT WITH FITTED KEY HALF-KEY BALANCING BEARING: STANDARD WITH FIXED BEARING, VIBRATION SEVERITY GRADE: S/A, SHAFT AND FLANGE ACCURACY: R TERMINAL BOX (ABOVE) CABLE ENTRY ON THE LEFT SIGNAL CONNECTION D-END | 5521 | TEM | 1 | MC | 89 | 1
1PH81311JF132CC1 | SIMOTICS M COMPACT ASYNCHRONOUS MOTOR 1500RPM, 11KW, 70NM, 24A, 360V 1750RPM, 13KW, 71NM, 24A, 416V 2000RPM, 15KW, 72NM, 24A, 460V FORCED VENTILATION; DIRECTION OF AIR FLOW NDE --> DE; DEGREE OF PROTECTION IP55 INCREMENT. ENCODER HTL 2048 S/R (ENCODER HTL2048S/R) with TEMPERAT. SENSOR KTY84-130 DESIGN IM B35 (IM V15, IM V35) SHAFT WITH FITTED KEY HALF-KEY BALANCING BEARING: STANDARD WITH FIXED BEARING, VIBRATION SEVERITY GRADE: S/A, SHAFT AND FLANGE ACCURACY: R TERMINAL BOX (ABOVE) CABLE ENTRY ON THE ND-END SIGNAL CONNECTION LEFT | 5521 | TEM | 1 | MC | 89 | 1
1PH81311JF200BA1 | SIMOTICS M COMPACT ASYNCHRONOUS MOTOR 1500RPM, 15KW, 96NM, 30A, 380V 1750RPM, 17KW, 93NM, 30A, 425V 2000RPM, 18,5KW, 88NM, 30A,460V WATER COOLING DEGREE OF PROTECTION IP65 INCREMENT. ENCODER HTL 2048 S/R (ENCODER HTL2048S/R) with TEMPERAT. SENSOR KTY84-130 DESIGN IM B3 (IM V5, IM V6) PLAIN SHAFT WITHOUT FITTED KEY; BEARING: STANDARD WITH FIXED BEARING, VIBRATION SEVERITY GRADE: R/A, FLANGE ACCURACY: R TERMINAL BOX (ABOVE) CABLE ENTRY ON THE RIGHT SIGNAL CONNECTION D-END | 5552 | TEM | 1 | MC | 105 | 1
1PH81311JF200BB1 | SIMOTICS M COMPACT ASYNCHRONOUS MOTOR 1500RPM, 15KW, 96NM, 30A, 380V 1750RPM, 17KW, 93NM, 30A, 425V 2000RPM, 18,5KW, 88NM, 30A,460V WATER COOLING DEGREE OF PROTECTION IP65 INCREMENT. ENCODER HTL 2048 S/R (ENCODER HTL2048S/R) with TEMPERAT. SENSOR KTY84-130 DESIGN IM B3 (IM V5, IM V6) PLAIN SHAFT WITHOUT FITTED KEY; BEARING: STANDARD WITH FIXED BEARING, VIBRATION SEVERITY GRADE: R/A, FLANGE ACCURACY: R TERMINAL BOX (ABOVE) CABLE ENTRY ON THE LEFT SIGNAL CONNECTION D-END | 5552 | TEM | 1 | MC | 105 | 1
1PH81311JF200BC1 | SIMOTICS M COMPACT ASYNCHRONOUS MOTOR 1500RPM, 15KW, 96NM, 30A, 380V 1750RPM, 17KW, 93NM, 30A, 425V 2000RPM, 18,5KW, 88NM, 30A,460V WATER COOLING DEGREE OF PROTECTION IP65 INCREMENT. ENCODER HTL 2048 S/R (ENCODER HTL2048S/R) with TEMPERAT. SENSOR KTY84-130 DESIGN IM B3 (IM V5, IM V6) PLAIN SHAFT WITHOUT FITTED KEY; BEARING: STANDARD WITH FIXED BEARING, VIBRATION SEVERITY GRADE: R/A, FLANGE ACCURACY: R TERMINAL BOX (ABOVE) CABLE ENTRY ON THE ND-END SIGNAL CONNECTION LEFT | 5552 | TEM | 1 | MC | 105 | 1
1PH81311JF200CA1 | SIMOTICS M COMPACT ASYNCHRONOUS MOTOR 1500RPM, 15KW, 96NM, 30A, 380V 1750RPM, 17KW, 93NM, 30A, 425V 2000RPM, 18,5KW, 88NM, 30A,460V WATER COOLING DEGREE OF PROTECTION IP65 INCREMENT. ENCODER HTL 2048 S/R (ENCODER HTL2048S/R) with TEMPERAT. SENSOR KTY84-130 DESIGN IM B3 (IM V5, IM V6) PLAIN SHAFT WITHOUT FITTED KEY; BEARING: STANDARD WITH FIXED BEARING, VIBRATION SEVERITY GRADE: S/A, SHAFT AND FLANGE ACCURACY: R TERMINAL BOX (ABOVE) CABLE ENTRY ON THE RIGHT SIGNAL CONNECTION D-END | 5747 | TEM | 1 | MC | 105 | 1
1PH81311JF200CB1 | SIMOTICS M COMPACT ASYNCHRONOUS MOTOR 1500RPM, 15KW, 96NM, 30A, 380V 1750RPM, 17KW, 93NM, 30A, 425V 2000RPM, 18,5KW, 88NM, 30A,460V WATER COOLING DEGREE OF PROTECTION IP65 INCREMENT. ENCODER HTL 2048 S/R (ENCODER HTL2048S/R) with TEMPERAT. SENSOR KTY84-130 DESIGN IM B3 (IM V5, IM V6) PLAIN SHAFT WITHOUT FITTED KEY; BEARING: STANDARD WITH FIXED BEARING, VIBRATION SEVERITY GRADE: S/A, SHAFT AND FLANGE ACCURACY: R TERMINAL BOX (ABOVE) CABLE ENTRY ON THE LEFT SIGNAL CONNECTION D-END | 5747 | TEM | 1 | MC | 105 | 1
1PH81311JF200CC1 | SIMOTICS M COMPACT ASYNCHRONOUS MOTOR 1500RPM, 15KW, 96NM, 30A, 380V 1750RPM, 17KW, 93NM, 30A, 425V 2000RPM, 18,5KW, 88NM, 30A,460V WATER COOLING DEGREE OF PROTECTION IP65 INCREMENT. ENCODER HTL 2048 S/R (ENCODER HTL2048S/R) with TEMPERAT. SENSOR KTY84-130 DESIGN IM B3 (IM V5, IM V6) PLAIN SHAFT WITHOUT FITTED KEY; BEARING: STANDARD WITH FIXED BEARING, VIBRATION SEVERITY GRADE: S/A, SHAFT AND FLANGE ACCURACY: R TERMINAL BOX (ABOVE) CABLE ENTRY ON THE ND-END SIGNAL CONNECTION LEFT | 5747 | TEM | 1 | MC | 105 | 1
1PH81311JF202BA1 | SIMOTICS M COMPACT ASYNCHRONOUS MOTOR 1500RPM, 15KW, 96NM, 30A, 380V 1750RPM, 17KW, 93NM, 30A, 425V 2000RPM, 18,5KW, 88NM, 30A,460V WATER COOLING DEGREE OF PROTECTION IP65 INCREMENT. ENCODER HTL 2048 S/R (ENCODER HTL2048S/R) with TEMPERAT. SENSOR KTY84-130 DESIGN IM B3 (IM V5, IM V6) SHAFT WITH FITTED KEY HALF-KEY BALANCING BEARING: STANDARD WITH FIXED BEARING, VIBRATION SEVERITY GRADE: R/A, FLANGE ACCURACY: R TERMINAL BOX (ABOVE) CABLE ENTRY ON THE RIGHT SIGNAL CONNECTION D-END | 5552 | TEM | 1 | MC | 105 | 1
1PH81311JF202BB1 | SIMOTICS M COMPACT ASYNCHRONOUS MOTOR 1500RPM, 15KW, 96NM, 30A, 380V 1750RPM, 17KW, 93NM, 30A, 425V 2000RPM, 18,5KW, 88NM, 30A,460V WATER COOLING DEGREE OF PROTECTION IP65 INCREMENT. ENCODER HTL 2048 S/R (ENCODER HTL2048S/R) with TEMPERAT. SENSOR KTY84-130 DESIGN IM B3 (IM V5, IM V6) SHAFT WITH FITTED KEY HALF-KEY BALANCING BEARING: STANDARD WITH FIXED BEARING, VIBRATION SEVERITY GRADE: R/A, FLANGE ACCURACY: R TERMINAL BOX (ABOVE) CABLE ENTRY ON THE LEFT SIGNAL CONNECTION D-END | 5552 | TEM | 1 | MC | 105 | 1
1PH81311JF202BC1 | SIMOTICS M COMPACT ASYNCHRONOUS MOTOR 1500RPM, 15KW, 96NM, 30A, 380V 1750RPM, 17KW, 93NM, 30A, 425V 2000RPM, 18,5KW, 88NM, 30A,460V WATER COOLING DEGREE OF PROTECTION IP65 INCREMENT. ENCODER HTL 2048 S/R (ENCODER HTL2048S/R) with TEMPERAT. SENSOR KTY84-130 DESIGN IM B3 (IM V5, IM V6) SHAFT WITH FITTED KEY HALF-KEY BALANCING BEARING: STANDARD WITH FIXED BEARING, VIBRATION SEVERITY GRADE: R/A, FLANGE ACCURACY: R TERMINAL BOX (ABOVE) CABLE ENTRY ON THE ND-END SIGNAL CONNECTION LEFT | 5552 | TEM | 1 | MC | 105 | 1
1PH81311JF202CA1 | SIMOTICS M COMPACT ASYNCHRONOUS MOTOR 1500RPM, 15KW, 96NM, 30A, 380V 1750RPM, 17KW, 93NM, 30A, 425V 2000RPM, 18,5KW, 88NM, 30A,460V WATER COOLING DEGREE OF PROTECTION IP65 INCREMENT. ENCODER HTL 2048 S/R (ENCODER HTL2048S/R) with TEMPERAT. SENSOR KTY84-130 DESIGN IM B3 (IM V5, IM V6) SHAFT WITH FITTED KEY HALF-KEY BALANCING BEARING: STANDARD WITH FIXED BEARING, VIBRATION SEVERITY GRADE: S/A, SHAFT AND FLANGE ACCURACY: R TERMINAL BOX (ABOVE) CABLE ENTRY ON THE RIGHT SIGNAL CONNECTION D-END | 5747 | TEM | 1 | MC | 105 | 1
1PH81311JF202CB1 | SIMOTICS M COMPACT ASYNCHRONOUS MOTOR 1500RPM, 15KW, 96NM, 30A, 380V 1750RPM, 17KW, 93NM, 30A, 425V 2000RPM, 18,5KW, 88NM, 30A,460V WATER COOLING DEGREE OF PROTECTION IP65 INCREMENT. ENCODER HTL 2048 S/R (ENCODER HTL2048S/R) with TEMPERAT. SENSOR KTY84-130 DESIGN IM B3 (IM V5, IM V6) SHAFT WITH FITTED KEY HALF-KEY BALANCING BEARING: STANDARD WITH FIXED BEARING, VIBRATION SEVERITY GRADE: S/A, SHAFT AND FLANGE ACCURACY: R TERMINAL BOX (ABOVE) CABLE ENTRY ON THE LEFT SIGNAL CONNECTION D-END | 5747 | TEM | 1 | MC | 105 | 1
1PH81311JF202CC1 | SIMOTICS M COMPACT ASYNCHRONOUS MOTOR 1500RPM, 15KW, 96NM, 30A, 380V 1750RPM, 17KW, 93NM, 30A, 425V 2000RPM, 18,5KW, 88NM, 30A,460V WATER COOLING DEGREE OF PROTECTION IP65 INCREMENT. ENCODER HTL 2048 S/R (ENCODER HTL2048S/R) with TEMPERAT. SENSOR KTY84-130 DESIGN IM B3 (IM V5, IM V6) SHAFT WITH FITTED KEY HALF-KEY BALANCING BEARING: STANDARD WITH FIXED BEARING, VIBRATION SEVERITY GRADE: S/A, SHAFT AND FLANGE ACCURACY: R TERMINAL BOX (ABOVE) CABLE ENTRY ON THE ND-END SIGNAL CONNECTION LEFT | 5747 | TEM | 1 | MC | 105 | 1
1PH81311JF220BA1 | SIMOTICS M COMPACT ASYNCHRONOUS MOTOR 1500RPM, 15KW, 96NM, 30A, 380V 1750RPM, 17KW, 93NM, 30A, 425V 2000RPM, 18,5KW, 88NM, 30A,460V WATER COOLING DEGREE OF PROTECTION IP65 INCREMENT. ENCODER HTL 2048 S/R (ENCODER HTL2048S/R) with TEMPERAT. SENSOR KTY84-130 DESIGN IM B5 (IMV 1,IM V3) PLAIN SHAFT WITHOUT FITTED KEY; BEARING: STANDARD WITH FIXED BEARING, VIBRATION SEVERITY GRADE: R/A, FLANGE ACCURACY: R TERMINAL BOX (ABOVE) CABLE ENTRY ON THE RIGHT SIGNAL CONNECTION D-END | 5791 | TEM | 1 | MC | 105 | 1
1PH81311JF220BB1 | SIMOTICS M COMPACT ASYNCHRONOUS MOTOR 1500RPM, 15KW, 96NM, 30A, 380V 1750RPM, 17KW, 93NM, 30A, 425V 2000RPM, 18,5KW, 88NM, 30A,460V WATER COOLING DEGREE OF PROTECTION IP65 INCREMENT. ENCODER HTL 2048 S/R (ENCODER HTL2048S/R) with TEMPERAT. SENSOR KTY84-130 DESIGN IM B5 (IMV 1,IM V3) PLAIN SHAFT WITHOUT FITTED KEY; BEARING: STANDARD WITH FIXED BEARING, VIBRATION SEVERITY GRADE: R/A, FLANGE ACCURACY: R TERMINAL BOX (ABOVE) CABLE ENTRY ON THE LEFT SIGNAL CONNECTION D-END | 5791 | TEM | 1 | MC | 105 | 1
1PH81311JF220BC1 | SIMOTICS M COMPACT ASYNCHRONOUS MOTOR 1500RPM, 15KW, 96NM, 30A, 380V 1750RPM, 17KW, 93NM, 30A, 425V 2000RPM, 18,5KW, 88NM, 30A,460V WATER COOLING DEGREE OF PROTECTION IP65 INCREMENT. ENCODER HTL 2048 S/R (ENCODER HTL2048S/R) with TEMPERAT. SENSOR KTY84-130 DESIGN IM B5 (IMV 1,IM V3) PLAIN SHAFT WITHOUT FITTED KEY; BEARING: STANDARD WITH FIXED BEARING, VIBRATION SEVERITY GRADE: R/A, FLANGE ACCURACY: R TERMINAL BOX (ABOVE) CABLE ENTRY ON THE ND-END SIGNAL CONNECTION LEFT | 5791 | TEM | 1 | MC | 105 | 1
1PH81311JF220CA1 | SIMOTICS M COMPACT ASYNCHRONOUS MOTOR 1500RPM, 15KW, 96NM, 30A, 380V 1750RPM, 17KW, 93NM, 30A, 425V 2000RPM, 18,5KW, 88NM, 30A,460V WATER COOLING DEGREE OF PROTECTION IP65 INCREMENT. ENCODER HTL 2048 S/R (ENCODER HTL2048S/R) with TEMPERAT. SENSOR KTY84-130 DESIGN IM B5 (IMV 1,IM V3) PLAIN SHAFT WITHOUT FITTED KEY; BEARING: STANDARD WITH FIXED BEARING, VIBRATION SEVERITY GRADE: S/A, SHAFT AND FLANGE ACCURACY: R TERMINAL BOX (ABOVE) CABLE ENTRY ON THE RIGHT SIGNAL CONNECTION D-END | 5986 | TEM | 1 | MC | 105 | 1
1PH81311JF220CB1 | SIMOTICS M COMPACT ASYNCHRONOUS MOTOR 1500RPM, 15KW, 96NM, 30A, 380V 1750RPM, 17KW, 93NM, 30A, 425V 2000RPM, 18,5KW, 88NM, 30A,460V WATER COOLING DEGREE OF PROTECTION IP65 INCREMENT. ENCODER HTL 2048 S/R (ENCODER HTL2048S/R) with TEMPERAT. SENSOR KTY84-130 DESIGN IM B5 (IMV 1,IM V3) PLAIN SHAFT WITHOUT FITTED KEY; BEARING: STANDARD WITH FIXED BEARING, VIBRATION SEVERITY GRADE: S/A, SHAFT AND FLANGE ACCURACY: R TERMINAL BOX (ABOVE) CABLE ENTRY ON THE LEFT SIGNAL CONNECTION D-END | 5986 | TEM | 1 | MC | 105 | 1
1PH81311JF220CC1 | SIMOTICS M COMPACT ASYNCHRONOUS MOTOR 1500RPM, 15KW, 96NM, 30A, 380V 1750RPM, 17KW, 93NM, 30A, 425V 2000RPM, 18,5KW, 88NM, 30A,460V WATER COOLING DEGREE OF PROTECTION IP65 INCREMENT. ENCODER HTL 2048 S/R (ENCODER HTL2048S/R) with TEMPERAT. SENSOR KTY84-130 DESIGN IM B5 (IMV 1,IM V3) PLAIN SHAFT WITHOUT FITTED KEY; BEARING: STANDARD WITH FIXED BEARING, VIBRATION SEVERITY GRADE: S/A, SHAFT AND FLANGE ACCURACY: R TERMINAL BOX (ABOVE) CABLE ENTRY ON THE ND-END SIGNAL CONNECTION LEFT | 5986 | TEM | 1 | MC | 105 | 1
1PH81311JF222BA1 | SIMOTICS M COMPACT ASYNCHRONOUS MOTOR 1500RPM, 15KW, 96NM, 30A, 380V 1750RPM, 17KW, 93NM, 30A, 425V 2000RPM, 18,5KW, 88NM, 30A,460V WATER COOLING DEGREE OF PROTECTION IP65 INCREMENT. ENCODER HTL 2048 S/R (ENCODER HTL2048S/R) with TEMPERAT. SENSOR KTY84-130 DESIGN IM B5 (IMV 1,IM V3) SHAFT WITH FITTED KEY HALF-KEY BALANCING BEARING: STANDARD WITH FIXED BEARING, VIBRATION SEVERITY GRADE: R/A, FLANGE ACCURACY: R TERMINAL BOX (ABOVE) CABLE ENTRY ON THE RIGHT SIGNAL CONNECTION D-END | 5791 | TEM | 1 | MC | 105 | 1
1PH81311JF222BB1 | SIMOTICS M COMPACT ASYNCHRONOUS MOTOR 1500RPM, 15KW, 96NM, 30A, 380V 1750RPM, 17KW, 93NM, 30A, 425V 2000RPM, 18,5KW, 88NM, 30A,460V WATER COOLING DEGREE OF PROTECTION IP65 INCREMENT. ENCODER HTL 2048 S/R (ENCODER HTL2048S/R) with TEMPERAT. SENSOR KTY84-130 DESIGN IM B5 (IMV 1,IM V3) SHAFT WITH FITTED KEY HALF-KEY BALANCING BEARING: STANDARD WITH FIXED BEARING, VIBRATION SEVERITY GRADE: R/A, FLANGE ACCURACY: R TERMINAL BOX (ABOVE) CABLE ENTRY ON THE LEFT SIGNAL CONNECTION D-END | 5791 | TEM | 1 | MC | 105 | 1
1PH81311JF222BC1 | SIMOTICS M COMPACT ASYNCHRONOUS MOTOR 1500RPM, 15KW, 96NM, 30A, 380V 1750RPM, 17KW, 93NM, 30A, 425V 2000RPM, 18,5KW, 88NM, 30A,460V WATER COOLING DEGREE OF PROTECTION IP65 INCREMENT. ENCODER HTL 2048 S/R (ENCODER HTL2048S/R) with TEMPERAT. SENSOR KTY84-130 DESIGN IM B5 (IMV 1,IM V3) SHAFT WITH FITTED KEY HALF-KEY BALANCING BEARING: STANDARD WITH FIXED BEARING, VIBRATION SEVERITY GRADE: R/A, FLANGE ACCURACY: R TERMINAL BOX (ABOVE) CABLE ENTRY ON THE ND-END SIGNAL CONNECTION LEFT | 5791 | TEM | 1 | MC | 105 | 1
1PH81311JF222CA1 | SIMOTICS M COMPACT ASYNCHRONOUS MOTOR 1500RPM, 15KW, 96NM, 30A, 380V 1750RPM, 17KW, 93NM, 30A, 425V 2000RPM, 18,5KW, 88NM, 30A,460V WATER COOLING DEGREE OF PROTECTION IP65 INCREMENT. ENCODER HTL 2048 S/R (ENCODER HTL2048S/R) with TEMPERAT. SENSOR KTY84-130 DESIGN IM B5 (IMV 1,IM V3) SHAFT WITH FITTED KEY HALF-KEY BALANCING BEARING: STANDARD WITH FIXED BEARING, VIBRATION SEVERITY GRADE: S/A, SHAFT AND FLANGE ACCURACY: R TERMINAL BOX (ABOVE) CABLE ENTRY ON THE RIGHT SIGNAL CONNECTION D-END | 5986 | TEM | 1 | MC | 105 | 1
1PH81311JF222CB1 | SIMOTICS M COMPACT ASYNCHRONOUS MOTOR 1500RPM, 15KW, 96NM, 30A, 380V 1750RPM, 17KW, 93NM, 30A, 425V 2000RPM, 18,5KW, 88NM, 30A,460V WATER COOLING DEGREE OF PROTECTION IP65 INCREMENT. ENCODER HTL 2048 S/R (ENCODER HTL2048S/R) with TEMPERAT. SENSOR KTY84-130 DESIGN IM B5 (IMV 1,IM V3) SHAFT WITH FITTED KEY HALF-KEY BALANCING BEARING: STANDARD WITH FIXED BEARING, VIBRATION SEVERITY GRADE: S/A, SHAFT AND FLANGE ACCURACY: R TERMINAL BOX (ABOVE) CABLE ENTRY ON THE LEFT SIGNAL CONNECTION D-END | 5986 | TEM | 1 | MC | 105 | 1
1PH81311JF222CC1 | SIMOTICS M COMPACT ASYNCHRONOUS MOTOR 1500RPM, 15KW, 96NM, 30A, 380V 1750RPM, 17KW, 93NM, 30A, 425V 2000RPM, 18,5KW, 88NM, 30A,460V WATER COOLING DEGREE OF PROTECTION IP65 INCREMENT. ENCODER HTL 2048 S/R (ENCODER HTL2048S/R) with TEMPERAT. SENSOR KTY84-130 DESIGN IM B5 (IMV 1,IM V3) SHAFT WITH FITTED KEY HALF-KEY BALANCING BEARING: STANDARD WITH FIXED BEARING, VIBRATION SEVERITY GRADE: S/A, SHAFT AND FLANGE ACCURACY: R TERMINAL BOX (ABOVE) CABLE ENTRY ON THE ND-END SIGNAL CONNECTION LEFT | 5986 | TEM | 1 | MC | 105 | 1
1PH81311JF230BA1 | SIMOTICS M COMPACT ASYNCHRONOUS MOTOR 1500RPM, 15KW, 96NM, 30A, 380V 1750RPM, 17KW, 93NM, 30A, 425V 2000RPM, 18,5KW, 88NM, 30A,460V WATER COOLING DEGREE OF PROTECTION IP65 INCREMENT. ENCODER HTL 2048 S/R (ENCODER HTL2048S/R) with TEMPERAT. SENSOR KTY84-130 DESIGN IM B35 (IM V15, IM V35) PLAIN SHAFT WITHOUT FITTED KEY; BEARING: STANDARD WITH FIXED BEARING, VIBRATION SEVERITY GRADE: R/A, FLANGE ACCURACY: R TERMINAL BOX (ABOVE) CABLE ENTRY ON THE RIGHT SIGNAL CONNECTION D-END | 6094 | TEM | 1 | MC | 105 | 1
1PH81311JF230BB1 | SIMOTICS M COMPACT ASYNCHRONOUS MOTOR 1500RPM, 15KW, 96NM, 30A, 380V 1750RPM, 17KW, 93NM, 30A, 425V 2000RPM, 18,5KW, 88NM, 30A,460V WATER COOLING DEGREE OF PROTECTION IP65 INCREMENT. ENCODER HTL 2048 S/R (ENCODER HTL2048S/R) with TEMPERAT. SENSOR KTY84-130 DESIGN IM B35 (IM V15, IM V35) PLAIN SHAFT WITHOUT FITTED KEY; BEARING: STANDARD WITH FIXED BEARING, VIBRATION SEVERITY GRADE: R/A, FLANGE ACCURACY: R TERMINAL BOX (ABOVE) CABLE ENTRY ON THE LEFT SIGNAL CONNECTION D-END | 6094 | TEM | 1 | MC | 105 | 1
1PH81311JF230BC1 | SIMOTICS M COMPACT ASYNCHRONOUS MOTOR 1500RPM, 15KW, 96NM, 30A, 380V 1750RPM, 17KW, 93NM, 30A, 425V 2000RPM, 18,5KW, 88NM, 30A,460V WATER COOLING DEGREE OF PROTECTION IP65 INCREMENT. ENCODER HTL 2048 S/R (ENCODER HTL2048S/R) with TEMPERAT. SENSOR KTY84-130 DESIGN IM B35 (IM V15, IM V35) PLAIN SHAFT WITHOUT FITTED KEY; BEARING: STANDARD WITH FIXED BEARING, VIBRATION SEVERITY GRADE: R/A, FLANGE ACCURACY: R TERMINAL BOX (ABOVE) CABLE ENTRY ON THE ND-END SIGNAL CONNECTION LEFT | 6094 | TEM | 1 | MC | 105 | 1
1PH81311JF230CA1 | SIMOTICS M COMPACT ASYNCHRONOUS MOTOR 1500RPM, 15KW, 96NM, 30A, 380V 1750RPM, 17KW, 93NM, 30A, 425V 2000RPM, 18,5KW, 88NM, 30A,460V WATER COOLING DEGREE OF PROTECTION IP65 INCREMENT. ENCODER HTL 2048 S/R (ENCODER HTL2048S/R) with TEMPERAT. SENSOR KTY84-130 DESIGN IM B35 (IM V15, IM V35) PLAIN SHAFT WITHOUT FITTED KEY; BEARING: STANDARD WITH FIXED BEARING, VIBRATION SEVERITY GRADE: S/A, SHAFT AND FLANGE ACCURACY: R TERMINAL BOX (ABOVE) CABLE ENTRY ON THE RIGHT SIGNAL CONNECTION D-END | 6289 | TEM | 1 | MC | 105 | 1
1PH81311JF230CB1 | SIMOTICS M COMPACT ASYNCHRONOUS MOTOR 1500RPM, 15KW, 96NM, 30A, 380V 1750RPM, 17KW, 93NM, 30A, 425V 2000RPM, 18,5KW, 88NM, 30A,460V WATER COOLING DEGREE OF PROTECTION IP65 INCREMENT. ENCODER HTL 2048 S/R (ENCODER HTL2048S/R) with TEMPERAT. SENSOR KTY84-130 DESIGN IM B35 (IM V15, IM V35) PLAIN SHAFT WITHOUT FITTED KEY; BEARING: STANDARD WITH FIXED BEARING, VIBRATION SEVERITY GRADE: S/A, SHAFT AND FLANGE ACCURACY: R TERMINAL BOX (ABOVE) CABLE ENTRY ON THE LEFT SIGNAL CONNECTION D-END | 6289 | TEM | 1 | MC | 105 | 1
1PH81311JF230CC1 | SIMOTICS M COMPACT ASYNCHRONOUS MOTOR 1500RPM, 15KW, 96NM, 30A, 380V 1750RPM, 17KW, 93NM, 30A, 425V 2000RPM, 18,5KW, 88NM, 30A,460V WATER COOLING DEGREE OF PROTECTION IP65 INCREMENT. ENCODER HTL 2048 S/R (ENCODER HTL2048S/R) with TEMPERAT. SENSOR KTY84-130 DESIGN IM B35 (IM V15, IM V35) PLAIN SHAFT WITHOUT FITTED KEY; BEARING: STANDARD WITH FIXED BEARING, VIBRATION SEVERITY GRADE: S/A, SHAFT AND FLANGE ACCURACY: R TERMINAL BOX (ABOVE) CABLE ENTRY ON THE ND-END SIGNAL CONNECTION LEFT | 6289 | TEM | 1 | MC | 105 | 1
1PH81311JF232BA1 | SIMOTICS M COMPACT ASYNCHRONOUS MOTOR 1500RPM, 15KW, 96NM, 30A, 380V 1750RPM, 17KW, 93NM, 30A, 425V 2000RPM, 18,5KW, 88NM, 30A,460V WATER COOLING DEGREE OF PROTECTION IP65 INCREMENT. ENCODER HTL 2048 S/R (ENCODER HTL2048S/R) with TEMPERAT. SENSOR KTY84-130 DESIGN IM B35 (IM V15, IM V35) SHAFT WITH FITTED KEY HALF-KEY BALANCING BEARING: STANDARD WITH FIXED BEARING, VIBRATION SEVERITY GRADE: R/A, FLANGE ACCURACY: R TERMINAL BOX (ABOVE) CABLE ENTRY ON THE RIGHT SIGNAL CONNECTION D-END | 6094 | TEM | 1 | MC | 105 | 1
1PH81311JF232BB1 | SIMOTICS M COMPACT ASYNCHRONOUS MOTOR 1500RPM, 15KW, 96NM, 30A, 380V 1750RPM, 17KW, 93NM, 30A, 425V 2000RPM, 18,5KW, 88NM, 30A,460V WATER COOLING DEGREE OF PROTECTION IP65 INCREMENT. ENCODER HTL 2048 S/R (ENCODER HTL2048S/R) with TEMPERAT. SENSOR KTY84-130 DESIGN IM B35 (IM V15, IM V35) SHAFT WITH FITTED KEY HALF-KEY BALANCING BEARING: STANDARD WITH FIXED BEARING, VIBRATION SEVERITY GRADE: R/A, FLANGE ACCURACY: R TERMINAL BOX (ABOVE) CABLE ENTRY ON THE LEFT SIGNAL CONNECTION D-END | 6094 | TEM | 1 | MC | 105 | 1
1PH81311JF232BC1 | SIMOTICS M COMPACT ASYNCHRONOUS MOTOR 1500RPM, 15KW, 96NM, 30A, 380V 1750RPM, 17KW, 93NM, 30A, 425V 2000RPM, 18,5KW, 88NM, 30A,460V WATER COOLING DEGREE OF PROTECTION IP65 INCREMENT. ENCODER HTL 2048 S/R (ENCODER HTL2048S/R) with TEMPERAT. SENSOR KTY84-130 DESIGN IM B35 (IM V15, IM V35) SHAFT WITH FITTED KEY HALF-KEY BALANCING BEARING: STANDARD WITH FIXED BEARING, VIBRATION SEVERITY GRADE: R/A, FLANGE ACCURACY: R TERMINAL BOX (ABOVE) CABLE ENTRY ON THE ND-END SIGNAL CONNECTION LEFT | 6094 | TEM | 1 | MC | 105 | 1
1PH81311JF232CA1 | SIMOTICS M COMPACT ASYNCHRONOUS MOTOR 1500RPM, 15KW, 96NM, 30A, 380V 1750RPM, 17KW, 93NM, 30A, 425V 2000RPM, 18,5KW, 88NM, 30A,460V WATER COOLING DEGREE OF PROTECTION IP65 INCREMENT. ENCODER HTL 2048 S/R (ENCODER HTL2048S/R) with TEMPERAT. SENSOR KTY84-130 DESIGN IM B35 (IM V15, IM V35) SHAFT WITH FITTED KEY HALF-KEY BALANCING BEARING: STANDARD WITH FIXED BEARING, VIBRATION SEVERITY GRADE: S/A, SHAFT AND FLANGE ACCURACY: R TERMINAL BOX (ABOVE) CABLE ENTRY ON THE RIGHT SIGNAL CONNECTION D-END | 6289 | TEM | 1 | MC | 105 | 1
1PH81311JF232CB1 | SIMOTICS M COMPACT ASYNCHRONOUS MOTOR 1500RPM, 15KW, 96NM, 30A, 380V 1750RPM, 17KW, 93NM, 30A, 425V 2000RPM, 18,5KW, 88NM, 30A,460V WATER COOLING DEGREE OF PROTECTION IP65 INCREMENT. ENCODER HTL 2048 S/R (ENCODER HTL2048S/R) with TEMPERAT. SENSOR KTY84-130 DESIGN IM B35 (IM V15, IM V35) SHAFT WITH FITTED KEY HALF-KEY BALANCING BEARING: STANDARD WITH FIXED BEARING, VIBRATION SEVERITY GRADE: S/A, SHAFT AND FLANGE ACCURACY: R TERMINAL BOX (ABOVE) CABLE ENTRY ON THE LEFT SIGNAL CONNECTION D-END | 6289 | TEM | 1 | MC | 105 | 1
1PH81311JF232CC1 | SIMOTICS M COMPACT ASYNCHRONOUS MOTOR 1500RPM, 15KW, 96NM, 30A, 380V 1750RPM, 17KW, 93NM, 30A, 425V 2000RPM, 18,5KW, 88NM, 30A,460V WATER COOLING DEGREE OF PROTECTION IP65 INCREMENT. ENCODER HTL 2048 S/R (ENCODER HTL2048S/R) with TEMPERAT. SENSOR KTY84-130 DESIGN IM B35 (IM V15, IM V35) SHAFT WITH FITTED KEY HALF-KEY BALANCING BEARING: STANDARD WITH FIXED BEARING, VIBRATION SEVERITY GRADE: S/A, SHAFT AND FLANGE ACCURACY: R TERMINAL BOX (ABOVE) CABLE ENTRY ON THE ND-END SIGNAL CONNECTION LEFT | 6289 | TEM | 1 | MC | 105 | 1
1PH81311MF001BA1 | SIMOTICS M COMPACT ASYNCHRONOUS MOTOR 1500RPM, 11KW, 70NM, 24A, 360V 1750RPM, 13KW, 71NM, 24A, 416V 2000RPM, 15KW, 72NM, 24A, 460V FORCED VENTILATION; DIRECTION OF AIR FLOW DE --> NDE; DEGREE OF PROTECTION IP55 INCREMENTAL ENCODER SIN/COS 1VPP 2048 S/R WITH ND-END AT TERMINAL BOX (ENCODER IC2048S/R) with TEMPERAT. SENSOR KTY84-130 DESIGN IM B3 (IM V5, IM V6) SHAFT WITH FITTED KEY FULL-KEY BALANCING BEARING: STANDARD WITH FIXED BEARING, VIBRATION SEVERITY GRADE: R/A, FLANGE ACCURACY: R TERMINAL BOX (ABOVE) CABLE ENTRY ON THE RIGHT SIGNAL CONNECTION D-END | 4697 | TEM | 1 | MC | 89 | 1
1PH81311MF002BA1 | SIMOTICS M COMPACT ASYNCHRONOUS MOTOR 1500RPM, 11KW, 70NM, 24A, 360V 1750RPM, 13KW, 71NM, 24A, 416V 2000RPM, 15KW, 72NM, 24A, 460V FORCED VENTILATION; DIRECTION OF AIR FLOW DE --> NDE; DEGREE OF PROTECTION IP55 INCREMENTAL ENCODER SIN/COS 1VPP 2048 S/R WITH ND-END AT TERMINAL BOX (ENCODER IC2048S/R) with TEMPERAT. SENSOR KTY84-130 DESIGN IM B3 (IM V5, IM V6) SHAFT WITH FITTED KEY HALF-KEY BALANCING BEARING: STANDARD WITH FIXED BEARING, VIBRATION SEVERITY GRADE: R/A, FLANGE ACCURACY: R TERMINAL BOX (ABOVE) CABLE ENTRY ON THE RIGHT SIGNAL CONNECTION D-END | 4697 | TEM | 1 | MC | 89 | 1
1PH81311MF002BB1 | SIMOTICS M COMPACT ASYNCHRONOUS MOTOR 1500RPM, 11KW, 70NM, 24A, 360V 1750RPM, 13KW, 71NM, 24A, 416V 2000RPM, 15KW, 72NM, 24A, 460V FORCED VENTILATION; DIRECTION OF AIR FLOW DE --> NDE; DEGREE OF PROTECTION IP55 INCREMENTAL ENCODER SIN/COS 1VPP 2048 S/R WITH ND-END AT TERMINAL BOX (ENCODER IC2048S/R) with TEMPERAT. SENSOR KTY84-130 DESIGN IM B3 (IM V5, IM V6) SHAFT WITH FITTED KEY HALF-KEY BALANCING BEARING: STANDARD WITH FIXED BEARING, VIBRATION SEVERITY GRADE: R/A, FLANGE ACCURACY: R TERMINAL BOX (ABOVE) CABLE ENTRY ON THE LEFT SIGNAL CONNECTION D-END | 4697 | TEM | 1 | MC | 89 | 1
1PH81311MF002DA1 | SIMOTICS M COMPACT ASYNCHRONOUS MOTOR 1500RPM, 11KW, 70NM, 24A, 360V 1750RPM, 13KW, 71NM, 24A, 416V 2000RPM, 15KW, 72NM, 24A, 460V FORCED VENTILATION; DIRECTION OF AIR FLOW DE --> NDE; DEGREE OF PROTECTION IP55 INCREMENTAL ENCODER SIN/COS 1VPP 2048 S/R WITH ND-END AT TERMINAL BOX (ENCODER IC2048S/R) with TEMPERAT. SENSOR KTY84-130 DESIGN IM B3 (IM V5, IM V6) SHAFT WITH FITTED KEY HALF-KEY BALANCING BEARING: STANDARD WITH FIXED BEARING, VIBRATION SEVERITY GRADE: SR/A, SHAFT AND FLANGE ACCURACY: R TERMINAL BOX (ABOVE) CABLE ENTRY ON THE RIGHT SIGNAL CONNECTION D-END | 4962 | TEM | 1 | MC | 89 | 1
1PH81311MF002GA1 | SIMOTICS M COMPACT ASYNCHRONOUS MOTOR 1500RPM, 11KW, 70NM, 24A, 360V 1750RPM, 13KW, 71NM, 24A, 416V 2000RPM, 15KW, 72NM, 24A, 460V FORCED VENTILATION; DIRECTION OF AIR FLOW DE --> NDE; DEGREE OF PROTECTION IP55 INCREMENTAL ENCODER SIN/COS 1VPP 2048 S/R WITH ND-END AT TERMINAL BOX (ENCODER IC2048S/R) with TEMPERAT. SENSOR KTY84-130 DESIGN IM B3 (IM V5, IM V6) SHAFT WITH FITTED KEY HALF-KEY BALANCING BEARING: STANDARD, VIBRATION SEVERITY GRADE: R/A, SHAFT AND FLANGE ACCURACY: R TERMINAL BOX (ABOVE) CABLE ENTRY ON THE RIGHT SIGNAL CONNECTION D-END | 4412 | TEM | 1 | MC | 89 | 1
1PH81311MF020CA1 | SIMOTICS M COMPACT ASYNCHRONOUS MOTOR 1500RPM, 11KW, 70NM, 24A, 360V 1750RPM, 13KW, 71NM, 24A, 416V 2000RPM, 15KW, 72NM, 24A, 460V FORCED VENTILATION; DIRECTION OF AIR FLOW DE --> NDE; DEGREE OF PROTECTION IP55 INCREMENTAL ENCODER SIN/COS 1VPP 2048 S/R WITH ND-END AT TERMINAL BOX (ENCODER IC2048S/R) with TEMPERAT. SENSOR KTY84-130 DESIGN IM B5 (IMV 1,IM V3) PLAIN SHAFT WITHOUT FITTED KEY; BEARING: STANDARD WITH FIXED BEARING, VIBRATION SEVERITY GRADE: S/A, SHAFT AND FLANGE ACCURACY: R TERMINAL BOX (ABOVE) CABLE ENTRY ON THE RIGHT SIGNAL CONNECTION D-END | 5131 | TEM | 1 | MC | 89 | 1
1PH81311MF020DH1 | SIMOTICS M COMPACT ASYNCHRONOUS MOTOR 1500RPM, 11KW, 70NM, 24A, 360V 1750RPM, 13KW, 71NM, 24A, 416V 2000RPM, 15KW, 72NM, 24A, 460V FORCED VENTILATION; DIRECTION OF AIR FLOW DE --> NDE; DEGREE OF PROTECTION IP55 INCREMENTAL ENCODER SIN/COS 1VPP 2048 S/R WITH ND-END AT TERMINAL BOX (ENCODER IC2048S/R) with TEMPERAT. SENSOR KTY84-130 DESIGN IM B5 (IMV 1,IM V3) PLAIN SHAFT WITHOUT FITTED KEY; BEARING: STANDARD WITH FIXED BEARING, VIBRATION SEVERITY GRADE: SR/A, SHAFT AND FLANGE ACCURACY: R POWER CONNECTOR (ABOVE) CABLE ENTRY ON THE D-END SIGNAL CONNECTION LEFT | 5201 | TEM | 1 | MC | 89 | 1
1PH81311MF020LA1 | SIMOTICS M COMPACT ASYNCHRONOUS MOTOR 1500RPM, 11KW, 70NM, 24A, 360V 1750RPM, 13KW, 71NM, 24A, 416V 2000RPM, 15KW, 72NM, 24A, 460V FORCED VENTILATION; DIRECTION OF AIR FLOW DE --> NDE; DEGREE OF PROTECTION IP55 INCREMENTAL ENCODER SIN/COS 1VPP 2048 S/R WITH ND-END AT TERMINAL BOX (ENCODER IC2048S/R) with TEMPERAT. SENSOR KTY84-130 DESIGN IM B5 (IMV 1,IM V3) PLAIN SHAFT WITHOUT FITTED KEY; BEARING: PERFORMANCE, VIBRATION SEVERITY GRADE: SPECIAL/B, SHAFT AND FLANGE ACCURACY: SPECIAL TERMINAL BOX (ABOVE) CABLE ENTRY ON THE RIGHT SIGNAL CONNECTION D-END | 5482 | TEM | 1 | MC | 89 | 1
1PH81311MF021BA1 | SIMOTICS M COMPACT ASYNCHRONOUS MOTOR 1500RPM, 11KW, 70NM, 24A, 360V 1750RPM, 13KW, 71NM, 24A, 416V 2000RPM, 15KW, 72NM, 24A, 460V FORCED VENTILATION; DIRECTION OF AIR FLOW DE --> NDE; DEGREE OF PROTECTION IP55 INCREMENTAL ENCODER SIN/COS 1VPP 2048 S/R WITH ND-END AT TERMINAL BOX (ENCODER IC2048S/R) with TEMPERAT. SENSOR KTY84-130 DESIGN IM B5 (IMV 1,IM V3) SHAFT WITH FITTED KEY FULL-KEY BALANCING BEARING: STANDARD WITH FIXED BEARING, VIBRATION SEVERITY GRADE: R/A, FLANGE ACCURACY: R TERMINAL BOX (ABOVE) CABLE ENTRY ON THE RIGHT SIGNAL CONNECTION D-END | 4936 | TEM | 1 | MC | 89 | 1
1PH81311MF022BA1 | SIMOTICS M COMPACT ASYNCHRONOUS MOTOR 1500RPM, 11KW, 70NM, 24A, 360V 1750RPM, 13KW, 71NM, 24A, 416V 2000RPM, 15KW, 72NM, 24A, 460V FORCED VENTILATION; DIRECTION OF AIR FLOW DE --> NDE; DEGREE OF PROTECTION IP55 INCREMENTAL ENCODER SIN/COS 1VPP 2048 S/R WITH ND-END AT TERMINAL BOX (ENCODER IC2048S/R) with TEMPERAT. SENSOR KTY84-130 DESIGN IM B5 (IMV 1,IM V3) SHAFT WITH FITTED KEY HALF-KEY BALANCING BEARING: STANDARD WITH FIXED BEARING, VIBRATION SEVERITY GRADE: R/A, FLANGE ACCURACY: R TERMINAL BOX (ABOVE) CABLE ENTRY ON THE RIGHT SIGNAL CONNECTION D-END | 4936 | TEM | 1 | MC | 89 | 1
1PH81311MF022BC1 | SIMOTICS M COMPACT ASYNCHRONOUS MOTOR 1500RPM, 11KW, 70NM, 24A, 360V 1750RPM, 13KW, 71NM, 24A, 416V 2000RPM, 15KW, 72NM, 24A, 460V FORCED VENTILATION; DIRECTION OF AIR FLOW DE --> NDE; DEGREE OF PROTECTION IP55 INCREMENTAL ENCODER SIN/COS 1VPP 2048 S/R WITH ND-END AT TERMINAL BOX (ENCODER IC2048S/R) with TEMPERAT. SENSOR KTY84-130 DESIGN IM B5 (IMV 1,IM V3) SHAFT WITH FITTED KEY HALF-KEY BALANCING BEARING: STANDARD WITH FIXED BEARING, VIBRATION SEVERITY GRADE: R/A, FLANGE ACCURACY: R TERMINAL BOX (ABOVE) CABLE ENTRY ON THE ND-END SIGNAL CONNECTION LEFT | 4936 | TEM | 1 | MC | 89 | 1
1PH81311MF022CA1 | SIMOTICS M COMPACT ASYNCHRONOUS MOTOR 1500RPM, 11KW, 70NM, 24A, 360V 1750RPM, 13KW, 71NM, 24A, 416V 2000RPM, 15KW, 72NM, 24A, 460V FORCED VENTILATION; DIRECTION OF AIR FLOW DE --> NDE; DEGREE OF PROTECTION IP55 INCREMENTAL ENCODER SIN/COS 1VPP 2048 S/R WITH ND-END AT TERMINAL BOX (ENCODER IC2048S/R) with TEMPERAT. SENSOR KTY84-130 DESIGN IM B5 (IMV 1,IM V3) SHAFT WITH FITTED KEY HALF-KEY BALANCING BEARING: STANDARD WITH FIXED BEARING, VIBRATION SEVERITY GRADE: S/A, SHAFT AND FLANGE ACCURACY: R TERMINAL BOX (ABOVE) CABLE ENTRY ON THE RIGHT SIGNAL CONNECTION D-END | 5131 | TEM | 1 | MC | 89 | 1
1PH81311MF022QA1 | SIMOTICS M COMPACT ASYNCHRONOUS MOTOR 1500RPM, 11KW, 70NM, 24A, 360V 1750RPM, 13KW, 71NM, 24A, 416V 2000RPM, 15KW, 72NM, 24A, 460V FORCED VENTILATION; DIRECTION OF AIR FLOW DE --> NDE; DEGREE OF PROTECTION IP55 INCREMENTAL ENCODER SIN/COS 1VPP 2048 S/R WITH ND-END AT TERMINAL BOX (ENCODER IC2048S/R) with TEMPERAT. SENSOR KTY84-130 DESIGN IM B5 (IMV 1,IM V3) SHAFT WITH FITTED KEY HALF-KEY BALANCING BEARING: ADVANCED LIFETIME VIBRATION SEVERITY S/A SHAFT A. FLANGE ACCURACY GR. R TERMINAL BOX (ABOVE) CABLE ENTRY ON THE RIGHT SIGNAL CONNECTION D-END | 5366 | TEM | 1 | MC | 89 | 1
1PH81311MF030BA1 | SIMOTICS M COMPACT ASYNCHRONOUS MOTOR 1500RPM, 11KW, 70NM, 24A, 360V 1750RPM, 13KW, 71NM, 24A, 416V 2000RPM, 15KW, 72NM, 24A, 460V FORCED VENTILATION; DIRECTION OF AIR FLOW DE --> NDE; DEGREE OF PROTECTION IP55 INCREMENTAL ENCODER SIN/COS 1VPP 2048 S/R WITH ND-END AT TERMINAL BOX (ENCODER IC2048S/R) with TEMPERAT. SENSOR KTY84-130 DESIGN IM B35 (IM V15, IM V35) PLAIN SHAFT WITHOUT FITTED KEY; BEARING: STANDARD WITH FIXED BEARING, VIBRATION SEVERITY GRADE: R/A, FLANGE ACCURACY: R TERMINAL BOX (ABOVE) CABLE ENTRY ON THE RIGHT SIGNAL CONNECTION D-END | 5239 | TEM | 1 | MC | 89 | 1
1PH81311MF030GA1 | SIMOTICS M COMPACT ASYNCHRONOUS MOTOR 1500RPM, 11KW, 70NM, 24A, 360V 1750RPM, 13KW, 71NM, 24A, 416V 2000RPM, 15KW, 72NM, 24A, 460V FORCED VENTILATION; DIRECTION OF AIR FLOW DE --> NDE; DEGREE OF PROTECTION IP55 INCREMENTAL ENCODER SIN/COS 1VPP 2048 S/R WITH ND-END AT TERMINAL BOX (ENCODER IC2048S/R) with TEMPERAT. SENSOR KTY84-130 DESIGN IM B35 (IM V15, IM V35) PLAIN SHAFT WITHOUT FITTED KEY; BEARING: STANDARD, VIBRATION SEVERITY GRADE: R/A, SHAFT AND FLANGE ACCURACY: R TERMINAL BOX (ABOVE) CABLE ENTRY ON THE RIGHT SIGNAL CONNECTION D-END | 4954 | TEM | 1 | MC | 89 | 1
1PH81311MF032BA1 | SIMOTICS M COMPACT ASYNCHRONOUS MOTOR 1500RPM, 11KW, 70NM, 24A, 360V 1750RPM, 13KW, 71NM, 24A, 416V 2000RPM, 15KW, 72NM, 24A, 460V FORCED VENTILATION; DIRECTION OF AIR FLOW DE --> NDE; DEGREE OF PROTECTION IP55 INCREMENTAL ENCODER SIN/COS 1VPP 2048 S/R WITH ND-END AT TERMINAL BOX (ENCODER IC2048S/R) with TEMPERAT. SENSOR KTY84-130 DESIGN IM B35 (IM V15, IM V35) SHAFT WITH FITTED KEY HALF-KEY BALANCING BEARING: STANDARD WITH FIXED BEARING, VIBRATION SEVERITY GRADE: R/A, FLANGE ACCURACY: R TERMINAL BOX (ABOVE) CABLE ENTRY ON THE RIGHT SIGNAL CONNECTION D-END | 5239 | TEM | 1 | MC | 89 | 1
1PH81311MF101BA1 | SIMOTICS M COMPACT ASYNCHRONOUS MOTOR 1500RPM, 11KW, 70NM, 24A, 360V 1750RPM, 13KW, 71NM, 24A, 416V 2000RPM, 15KW, 72NM, 24A, 460V FORCED VENTILATION; DIRECTION OF AIR FLOW NDE --> DE; DEGREE OF PROTECTION IP55 INCREMENTAL ENCODER SIN/COS 1VPP 2048 S/R WITH ND-END AT TERMINAL BOX (ENCODER IC2048S/R) with TEMPERAT. SENSOR KTY84-130 DESIGN IM B3 (IM V5, IM V6) SHAFT WITH FITTED KEY FULL-KEY BALANCING BEARING: STANDARD WITH FIXED BEARING, VIBRATION SEVERITY GRADE: R/A, FLANGE ACCURACY: R TERMINAL BOX (ABOVE) CABLE ENTRY ON THE RIGHT SIGNAL CONNECTION D-END | 4697 | TEM | 1 | MC | 89 | 1
1PH81311MF120BA1 | SIMOTICS M COMPACT ASYNCHRONOUS MOTOR 1500RPM, 11KW, 70NM, 24A, 360V 1750RPM, 13KW, 71NM, 24A, 416V 2000RPM, 15KW, 72NM, 24A, 460V FORCED VENTILATION; DIRECTION OF AIR FLOW NDE --> DE; DEGREE OF PROTECTION IP55 INCREMENTAL ENCODER SIN/COS 1VPP 2048 S/R WITH ND-END AT TERMINAL BOX (ENCODER IC2048S/R) with TEMPERAT. SENSOR KTY84-130 DESIGN IM B5 (IMV 1,IM V3) PLAIN SHAFT WITHOUT FITTED KEY; BEARING: STANDARD WITH FIXED BEARING, VIBRATION SEVERITY GRADE: R/A, FLANGE ACCURACY: R TERMINAL BOX (ABOVE) CABLE ENTRY ON THE RIGHT SIGNAL CONNECTION D-END | 4936 | TEM | 1 | MC | 89 | 1
1PH81311MF120CB1 | SIMOTICS M COMPACT ASYNCHRONOUS MOTOR 1500RPM, 11KW, 70NM, 24A, 360V 1750RPM, 13KW, 71NM, 24A, 416V 2000RPM, 15KW, 72NM, 24A, 460V FORCED VENTILATION; DIRECTION OF AIR FLOW NDE --> DE; DEGREE OF PROTECTION IP55 INCREMENTAL ENCODER SIN/COS 1VPP 2048 S/R WITH ND-END AT TERMINAL BOX (ENCODER IC2048S/R) with TEMPERAT. SENSOR KTY84-130 DESIGN IM B5 (IMV 1,IM V3) PLAIN SHAFT WITHOUT FITTED KEY; BEARING: STANDARD WITH FIXED BEARING, VIBRATION SEVERITY GRADE: S/A, SHAFT AND FLANGE ACCURACY: R TERMINAL BOX (ABOVE) CABLE ENTRY ON THE LEFT SIGNAL CONNECTION D-END | 5131 | TEM | 1 | MC | 89 | 1
1PH81311MF121BA1 | SIMOTICS M COMPACT ASYNCHRONOUS MOTOR 1500RPM, 11KW, 70NM, 24A, 360V 1750RPM, 13KW, 71NM, 24A, 416V 2000RPM, 15KW, 72NM, 24A, 460V FORCED VENTILATION; DIRECTION OF AIR FLOW NDE --> DE; DEGREE OF PROTECTION IP55 INCREMENTAL ENCODER SIN/COS 1VPP 2048 S/R WITH ND-END AT TERMINAL BOX (ENCODER IC2048S/R) with TEMPERAT. SENSOR KTY84-130 DESIGN IM B5 (IMV 1,IM V3) SHAFT WITH FITTED KEY FULL-KEY BALANCING BEARING: STANDARD WITH FIXED BEARING, VIBRATION SEVERITY GRADE: R/A, FLANGE ACCURACY: R TERMINAL BOX (ABOVE) CABLE ENTRY ON THE RIGHT SIGNAL CONNECTION D-END | 4936 | TEM | 1 | MC | 89 | 1
1PH81311MF122BB1 | SIMOTICS M COMPACT ASYNCHRONOUS MOTOR 1500RPM, 11KW, 70NM, 24A, 360V 1750RPM, 13KW, 71NM, 24A, 416V 2000RPM, 15KW, 72NM, 24A, 460V FORCED VENTILATION; DIRECTION OF AIR FLOW NDE --> DE; DEGREE OF PROTECTION IP55 INCREMENTAL ENCODER SIN/COS 1VPP 2048 S/R WITH ND-END AT TERMINAL BOX (ENCODER IC2048S/R) with TEMPERAT. SENSOR KTY84-130 DESIGN IM B5 (IMV 1,IM V3) SHAFT WITH FITTED KEY HALF-KEY BALANCING BEARING: STANDARD WITH FIXED BEARING, VIBRATION SEVERITY GRADE: R/A, FLANGE ACCURACY: R TERMINAL BOX (ABOVE) CABLE ENTRY ON THE LEFT SIGNAL CONNECTION D-END | 4936 | TEM | 1 | MC | 89 | 1
1PH81311MF131CA1 | SIMOTICS M COMPACT ASYNCHRONOUS MOTOR 1500RPM, 11KW, 70NM, 24A, 360V 1750RPM, 13KW, 71NM, 24A, 416V 2000RPM, 15KW, 72NM, 24A, 460V FORCED VENTILATION; DIRECTION OF AIR FLOW NDE --> DE; DEGREE OF PROTECTION IP55 INCREMENTAL ENCODER SIN/COS 1VPP 2048 S/R WITH ND-END AT TERMINAL BOX (ENCODER IC2048S/R) with TEMPERAT. SENSOR KTY84-130 DESIGN IM B35 (IM V15, IM V35) SHAFT WITH FITTED KEY FULL-KEY BALANCING BEARING: STANDARD WITH FIXED BEARING, VIBRATION SEVERITY GRADE: S/A, SHAFT AND FLANGE ACCURACY: R TERMINAL BOX (ABOVE) CABLE ENTRY ON THE RIGHT SIGNAL CONNECTION D-END | 5434 | TEM | 1 | MC | 89 | 1
1PH81311MF132BA1 | SIMOTICS M COMPACT ASYNCHRONOUS MOTOR 1500RPM, 11KW, 70NM, 24A, 360V 1750RPM, 13KW, 71NM, 24A, 416V 2000RPM, 15KW, 72NM, 24A, 460V FORCED VENTILATION; DIRECTION OF AIR FLOW NDE --> DE; DEGREE OF PROTECTION IP55 INCREMENTAL ENCODER SIN/COS 1VPP 2048 S/R WITH ND-END AT TERMINAL BOX (ENCODER IC2048S/R) with TEMPERAT. SENSOR KTY84-130 DESIGN IM B35 (IM V15, IM V35) SHAFT WITH FITTED KEY HALF-KEY BALANCING BEARING: STANDARD WITH FIXED BEARING, VIBRATION SEVERITY GRADE: R/A, FLANGE ACCURACY: R TERMINAL BOX (ABOVE) CABLE ENTRY ON THE RIGHT SIGNAL CONNECTION D-END | 5239 | TEM | 1 | MC | 89 | 1
1PH81311MF200BA1 | SIMOTICS M COMPACT ASYNCHRONOUS MOTOR 1500RPM, 15KW, 96NM, 30A, 380V 1750RPM, 17KW, 93NM, 30A, 425V 2000RPM, 18,5KW, 88NM, 30A,460V WATER COOLING DEGREE OF PROTECTION IP65 INCREMENTAL ENCODER SIN/COS 1VPP 2048 S/R WITH ND-END AT TERMINAL BOX (ENCODER IC2048S/R) with TEMPERAT. SENSOR KTY84-130 DESIGN IM B3 (IM V5, IM V6) PLAIN SHAFT WITHOUT FITTED KEY; BEARING: STANDARD WITH FIXED BEARING, VIBRATION SEVERITY GRADE: R/A, FLANGE ACCURACY: R TERMINAL BOX (ABOVE) CABLE ENTRY ON THE RIGHT SIGNAL CONNECTION D-END | 5466 | TEM | 1 | MC | 105 | 1
1PH81311MF202CE1 | SIMOTICS M COMPACT ASYNCHRONOUS MOTOR 1500RPM, 15KW, 96NM, 30A, 380V 1750RPM, 17KW, 93NM, 30A, 425V 2000RPM, 18,5KW, 88NM, 30A,460V WATER COOLING DEGREE OF PROTECTION IP65 INCREMENTAL ENCODER SIN/COS 1VPP 2048 S/R WITH ND-END AT TERMINAL BOX (ENCODER IC2048S/R) with TEMPERAT. SENSOR KTY84-130 DESIGN IM B3 (IM V5, IM V6) SHAFT WITH FITTED KEY HALF-KEY BALANCING BEARING: STANDARD WITH FIXED BEARING, VIBRATION SEVERITY GRADE: S/A, SHAFT AND FLANGE ACCURACY: R POWER CONNECTOR (ABOVE) CABLE ENTRY ON THE RIGHT SIGNAL CONNECTION D-END | 5661 | TEM | 1 | MC | 105 | 1
1PH81311MF202CF1 | SIMOTICS M COMPACT ASYNCHRONOUS MOTOR 1500RPM, 15KW, 96NM, 30A, 380V 1750RPM, 17KW, 93NM, 30A, 425V 2000RPM, 18,5KW, 88NM, 30A,460V WATER COOLING DEGREE OF PROTECTION IP65 INCREMENTAL ENCODER SIN/COS 1VPP 2048 S/R WITH ND-END AT TERMINAL BOX (ENCODER IC2048S/R) with TEMPERAT. SENSOR KTY84-130 DESIGN IM B3 (IM V5, IM V6) SHAFT WITH FITTED KEY HALF-KEY BALANCING BEARING: STANDARD WITH FIXED BEARING, VIBRATION SEVERITY GRADE: S/A, SHAFT AND FLANGE ACCURACY: R POWER CONNECTOR(ABOVE) CABLE ENTRY ON THE LEFT SIGNAL CONNECTION D-END | 5661 | TEM | 1 | MC | 105 | 1
1PH81311MF221DC1 | SIMOTICS M COMPACT ASYNCHRONOUS MOTOR 1500RPM, 15KW, 96NM, 30A, 380V 1750RPM, 17KW, 93NM, 30A, 425V 2000RPM, 18,5KW, 88NM, 30A,460V WATER COOLING DEGREE OF PROTECTION IP65 INCREMENTAL ENCODER SIN/COS 1VPP 2048 S/R WITH ND-END AT TERMINAL BOX (ENCODER IC2048S/R) with TEMPERAT. SENSOR KTY84-130 DESIGN IM B5 (IMV 1,IM V3) SHAFT WITH FITTED KEY FULL-KEY BALANCING BEARING: STANDARD WITH FIXED BEARING, VIBRATION SEVERITY GRADE: SR/A, SHAFT AND FLANGE ACCURACY: R TERMINAL BOX (ABOVE) CABLE ENTRY ON THE ND-END SIGNAL CONNECTION LEFT | 5969 | TEM | 1 | MC | 105 | 1
1PH81311MF230BA1 | SIMOTICS M COMPACT ASYNCHRONOUS MOTOR 1500RPM, 15KW, 96NM, 30A, 380V 1750RPM, 17KW, 93NM, 30A, 425V 2000RPM, 18,5KW, 88NM, 30A,460V WATER COOLING DEGREE OF PROTECTION IP65 INCREMENTAL ENCODER SIN/COS 1VPP 2048 S/R WITH ND-END AT TERMINAL BOX (ENCODER IC2048S/R) with TEMPERAT. SENSOR KTY84-130 DESIGN IM B35 (IM V15, IM V35) PLAIN SHAFT WITHOUT FITTED KEY; BEARING: STANDARD WITH FIXED BEARING, VIBRATION SEVERITY GRADE: R/A, FLANGE ACCURACY: R TERMINAL BOX (ABOVE) CABLE ENTRY ON THE RIGHT SIGNAL CONNECTION D-END | 6008 | TEM | 1 | MC | 105 | 1
1PH81311MF230CH1 | SIMOTICS M COMPACT ASYNCHRONOUS MOTOR 1500RPM, 15KW, 96NM, 30A, 380V 1750RPM, 17KW, 93NM, 30A, 425V 2000RPM, 18,5KW, 88NM, 30A,460V WATER COOLING DEGREE OF PROTECTION IP65 INCREMENTAL ENCODER SIN/COS 1VPP 2048 S/R WITH ND-END AT TERMINAL BOX (ENCODER IC2048S/R) with TEMPERAT. SENSOR KTY84-130 DESIGN IM B35 (IM V15, IM V35) PLAIN SHAFT WITHOUT FITTED KEY; BEARING: STANDARD WITH FIXED BEARING, VIBRATION SEVERITY GRADE: S/A, SHAFT AND FLANGE ACCURACY: R POWER CONNECTOR (ABOVE) CABLE ENTRY ON THE D-END SIGNAL CONNECTION LEFT | 6203 | TEM | 1 | MC | 105 | 1
1PH81311MG230LA1 | SIMOTICS M COMPACT ASYNCHRONOUS MOTOR 2000RPM, 18KW, 86NM, 40A, 352V 2300RPM, 20KW, 83NM, 39A, 400V 2650RPM, 23KW, 83NM, 39A, 458V WATER COOLING DEGREE OF PROTECTION IP65 INCREMENTAL ENCODER SIN/COS 1VPP 2048 S/R WITH ND-END AT TERMINAL BOX (ENCODER IC2048S/R) with TEMPERAT. SENSOR KTY84-130 DESIGN IM B35 (IM V15, IM V35) PLAIN SHAFT WITHOUT FITTED KEY; BEARING: PERFORMANCE, VIBRATION SEVERITY GRADE: SPECIAL/B, SHAFT AND FLANGE ACCURACY: SPECIAL TERMINAL BOX (ABOVE) CABLE ENTRY ON THE RIGHT SIGNAL CONNECTION D-END | 6554 | TEM | 1 | MC | 105 | 1
1PH81311MS000BA1 | SIMOTICS M COMPACT ASYNCHRONOUS MOTOR 2000RPM,14,6KW, 70NM, 39A, 302V 5000RPM,14,6KW, 28NM, 40A, 360V 1500RPM, 11KW, 70NM, 39A, 227V FORCED VENTILATION; DIRECTION OF AIR FLOW DE --> NDE; DEGREE OF PROTECTION IP55 INCREMENTAL ENCODER SIN/COS 1VPP 2048 S/R WITH ND-END AT TERMINAL BOX (ENCODER IC2048S/R) with TEMPERAT. SENSOR KTY84-130 DESIGN IM B3 (IM V5, IM V6) PLAIN SHAFT WITHOUT FITTED KEY; BEARING: STANDARD WITH FIXED BEARING, VIBRATION SEVERITY GRADE: R/A, FLANGE ACCURACY: R TERMINAL BOX (ABOVE) CABLE ENTRY ON THE RIGHT SIGNAL CONNECTION D-END | 4697 | TEM | 1 | MC | 89 | 1
1PH81311MS020BA1 | SIMOTICS M COMPACT ASYNCHRONOUS MOTOR 2000RPM,14,6KW, 70NM, 39A, 302V 5000RPM,14,6KW, 28NM, 40A, 360V 1500RPM, 11KW, 70NM, 39A, 227V FORCED VENTILATION; DIRECTION OF AIR FLOW DE --> NDE; DEGREE OF PROTECTION IP55 INCREMENTAL ENCODER SIN/COS 1VPP 2048 S/R WITH ND-END AT TERMINAL BOX (ENCODER IC2048S/R) with TEMPERAT. SENSOR KTY84-130 DESIGN IM B5 (IMV 1,IM V3) PLAIN SHAFT WITHOUT FITTED KEY; BEARING: STANDARD WITH FIXED BEARING, VIBRATION SEVERITY GRADE: R/A, FLANGE ACCURACY: R TERMINAL BOX (ABOVE) CABLE ENTRY ON THE RIGHT SIGNAL CONNECTION D-END | 4936 | TEM | 1 | MC | 89 | 1
1PH81311MS020DA1 | SIMOTICS M COMPACT ASYNCHRONOUS MOTOR 2000RPM,14,6KW, 70NM, 39A, 302V 5000RPM,14,6KW, 28NM, 40A, 360V 1500RPM, 11KW, 70NM, 39A, 227V FORCED VENTILATION; DIRECTION OF AIR FLOW DE --> NDE; DEGREE OF PROTECTION IP55 INCREMENTAL ENCODER SIN/COS 1VPP 2048 S/R WITH ND-END AT TERMINAL BOX (ENCODER IC2048S/R) with TEMPERAT. SENSOR KTY84-130 DESIGN IM B5 (IMV 1,IM V3) PLAIN SHAFT WITHOUT FITTED KEY; BEARING: STANDARD WITH FIXED BEARING, VIBRATION SEVERITY GRADE: SR/A, SHAFT AND FLANGE ACCURACY: R TERMINAL BOX (ABOVE) CABLE ENTRY ON THE RIGHT SIGNAL CONNECTION D-END | 5201 | TEM | 1 | MC | 89 | 1
1PH81311MS020LA1 | SIMOTICS M COMPACT ASYNCHRONOUS MOTOR 2000RPM,14,6KW, 70NM, 39A, 302V 5000RPM,14,6KW, 28NM, 40A, 360V 1500RPM, 11KW, 70NM, 39A, 227V FORCED VENTILATION; DIRECTION OF AIR FLOW DE --> NDE; DEGREE OF PROTECTION IP55 INCREMENTAL ENCODER SIN/COS 1VPP 2048 S/R WITH ND-END AT TERMINAL BOX (ENCODER IC2048S/R) with TEMPERAT. SENSOR KTY84-130 DESIGN IM B5 (IMV 1,IM V3) PLAIN SHAFT WITHOUT FITTED KEY; BEARING: PERFORMANCE, VIBRATION SEVERITY GRADE: SPECIAL/B, SHAFT AND FLANGE ACCURACY: SPECIAL TERMINAL BOX (ABOVE) CABLE ENTRY ON THE RIGHT SIGNAL CONNECTION D-END | 5482 | TEM | 1 | MC | 89 | 1
1PH81311MS020MA1 | SIMOTICS M COMPACT ASYNCHRONOUS MOTOR 2000RPM,14,6KW, 70NM, 39A, 302V 5000RPM,14,6KW, 28NM, 40A, 360V 1500RPM, 11KW, 70NM, 39A, 227V FORCED VENTILATION; DIRECTION OF AIR FLOW DE --> NDE; DEGREE OF PROTECTION IP55 INCREMENTAL ENCODER SIN/COS 1VPP 2048 S/R WITH ND-END AT TERMINAL BOX (ENCODER IC2048S/R) with TEMPERAT. SENSOR KTY84-130 DESIGN IM B5 (IMV 1,IM V3) PLAIN SHAFT WITHOUT FITTED KEY; BEARING: HIGH PERFORMANCE VIBRATION SEVERITY GRADE SPECIAL/B SHAFT AND FLANGE ACCURACY GR. SPECIAL TERMINAL BOX (ABOVE) CABLE ENTRY ON THE RIGHT SIGNAL CONNECTION D-END | 6155 | TEM | 1 | MC | 89 | 1
1PH81311MS021BA1 | SIMOTICS M COMPACT ASYNCHRONOUS MOTOR 2000RPM,14,6KW, 70NM, 39A, 302V 5000RPM,14,6KW, 28NM, 40A, 360V 1500RPM, 11KW, 70NM, 39A, 227V FORCED VENTILATION; DIRECTION OF AIR FLOW DE --> NDE; DEGREE OF PROTECTION IP55 INCREMENTAL ENCODER SIN/COS 1VPP 2048 S/R WITH ND-END AT TERMINAL BOX (ENCODER IC2048S/R) with TEMPERAT. SENSOR KTY84-130 DESIGN IM B5 (IMV 1,IM V3) SHAFT WITH FITTED KEY FULL-KEY BALANCING BEARING: STANDARD WITH FIXED BEARING, VIBRATION SEVERITY GRADE: R/A, FLANGE ACCURACY: R TERMINAL BOX (ABOVE) CABLE ENTRY ON THE RIGHT SIGNAL CONNECTION D-END | 4936 | TEM | 1 | MC | 89 | 1
1PH81311MS022LA1 | SIMOTICS M COMPACT ASYNCHRONOUS MOTOR 2000RPM,14,6KW, 70NM, 39A, 302V 5000RPM,14,6KW, 28NM, 40A, 360V 1500RPM, 11KW, 70NM, 39A, 227V FORCED VENTILATION; DIRECTION OF AIR FLOW DE --> NDE; DEGREE OF PROTECTION IP55 INCREMENTAL ENCODER SIN/COS 1VPP 2048 S/R WITH ND-END AT TERMINAL BOX (ENCODER IC2048S/R) with TEMPERAT. SENSOR KTY84-130 DESIGN IM B5 (IMV 1,IM V3) SHAFT WITH FITTED KEY HALF-KEY BALANCING BEARING: PERFORMANCE, VIBRATION SEVERITY GRADE: SPECIAL/B, SHAFT AND FLANGE ACCURACY: SPECIAL TERMINAL BOX (ABOVE) CABLE ENTRY ON THE RIGHT SIGNAL CONNECTION D-END | 5482 | TEM | 1 | MC | 89 | 1
1PH81311MS030LA1 | SIMOTICS M COMPACT ASYNCHRONOUS MOTOR 2000RPM,14,6KW, 70NM, 39A, 302V 5000RPM,14,6KW, 28NM, 40A, 360V 1500RPM, 11KW, 70NM, 39A, 227V FORCED VENTILATION; DIRECTION OF AIR FLOW DE --> NDE; DEGREE OF PROTECTION IP55 INCREMENTAL ENCODER SIN/COS 1VPP 2048 S/R WITH ND-END AT TERMINAL BOX (ENCODER IC2048S/R) with TEMPERAT. SENSOR KTY84-130 DESIGN IM B35 (IM V15, IM V35) PLAIN SHAFT WITHOUT FITTED KEY; BEARING: PERFORMANCE, VIBRATION SEVERITY GRADE: SPECIAL/B, SHAFT AND FLANGE ACCURACY: SPECIAL TERMINAL BOX (ABOVE) CABLE ENTRY ON THE RIGHT SIGNAL CONNECTION D-END | 5786 | TEM | 1 | MC | 89 | 1
1PH81311MS032BA1 | SIMOTICS M COMPACT ASYNCHRONOUS MOTOR 2000RPM,14,6KW, 70NM, 39A, 302V 5000RPM,14,6KW, 28NM, 40A, 360V 1500RPM, 11KW, 70NM, 39A, 227V FORCED VENTILATION; DIRECTION OF AIR FLOW DE --> NDE; DEGREE OF PROTECTION IP55 INCREMENTAL ENCODER SIN/COS 1VPP 2048 S/R WITH ND-END AT TERMINAL BOX (ENCODER IC2048S/R) with TEMPERAT. SENSOR KTY84-130 DESIGN IM B35 (IM V15, IM V35) SHAFT WITH FITTED KEY HALF-KEY BALANCING BEARING: STANDARD WITH FIXED BEARING, VIBRATION SEVERITY GRADE: R/A, FLANGE ACCURACY: R TERMINAL BOX (ABOVE) CABLE ENTRY ON THE RIGHT SIGNAL CONNECTION D-END | 5239 | TEM | 1 | MC | 89 | 1
1PH81311SF002LA1 | SIMOTICS M COMPACT ASYNCHRONOUS MOTOR 1500RPM, 11KW, 70NM, 24A, 360V 1750RPM, 13KW, 71NM, 24A, 416V 2000RPM, 15KW, 72NM, 24A, 460V FORCED VENTILATION; DIRECTION OF AIR FLOW DE --> NDE; DEGREE OF PROTECTION IP55 INCREMENTAL ENCODER 19 BIT WITHOUT COMMUTATION POSITION (ENCODER IN19DQ) WITH DRIVE-CLIQ INTERFACE DESIGN IM B3 (IM V5, IM V6) SHAFT WITH FITTED KEY HALF-KEY BALANCING BEARING: PERFORMANCE, VIBRATION SEVERITY GRADE: SPECIAL/B, SHAFT AND FLANGE ACCURACY: SPECIAL TERMINAL BOX (ABOVE) CABLE ENTRY ON THE RIGHT SIGNAL CONNECTION D-END | 7281 | TEM | 1 | MC | 89 | 1
1PH81311SF020MA1 | SIMOTICS M COMPACT ASYNCHRONOUS MOTOR 1500RPM, 11KW, 70NM, 24A, 360V 1750RPM, 13KW, 71NM, 24A, 416V 2000RPM, 15KW, 72NM, 24A, 460V FORCED VENTILATION; DIRECTION OF AIR FLOW DE --> NDE; DEGREE OF PROTECTION IP55 INCREMENTAL ENCODER 19 BIT WITHOUT COMMUTATION POSITION (ENCODER IN19DQ) WITH DRIVE-CLIQ INTERFACE DESIGN IM B5 (IMV 1,IM V3) PLAIN SHAFT WITHOUT FITTED KEY; BEARING: HIGH PERFORMANCE VIBRATION SEVERITY GRADE SPECIAL/B SHAFT AND FLANGE ACCURACY GR. SPECIAL TERMINAL BOX (ABOVE) CABLE ENTRY ON THE RIGHT SIGNAL CONNECTION D-END | 8193 | TEM | 1 | MC | 89 | 1
1PH81311SF022LA1 | SIMOTICS M COMPACT ASYNCHRONOUS MOTOR 1500RPM, 11KW, 70NM, 24A, 360V 1750RPM, 13KW, 71NM, 24A, 416V 2000RPM, 15KW, 72NM, 24A, 460V FORCED VENTILATION; DIRECTION OF AIR FLOW DE --> NDE; DEGREE OF PROTECTION IP55 INCREMENTAL ENCODER 19 BIT WITHOUT COMMUTATION POSITION (ENCODER IN19DQ) WITH DRIVE-CLIQ INTERFACE DESIGN IM B5 (IMV 1,IM V3) SHAFT WITH FITTED KEY HALF-KEY BALANCING BEARING: PERFORMANCE, VIBRATION SEVERITY GRADE: SPECIAL/B, SHAFT AND FLANGE ACCURACY: SPECIAL TERMINAL BOX (ABOVE) CABLE ENTRY ON THE RIGHT SIGNAL CONNECTION D-END | 7520 | TEM | 1 | MC | 89 | 1
1PH81311SF023LA1 | SIMOTICS M COMPACT ASYNCHRONOUS MOTOR 1500RPM, 11KW, 70NM, 24A, 360V 1750RPM, 13KW, 71NM, 24A, 416V 2000RPM, 15KW, 72NM, 24A, 460V FORCED VENTILATION; DIRECTION OF AIR FLOW DE --> NDE; DEGREE OF PROTECTION IP55 INCREMENTAL ENCODER 19 BIT WITHOUT COMMUTATION POSITION (ENCODER IN19DQ) WITH DRIVE-CLIQ INTERFACE DESIGN IM B5 (IMV 1,IM V3) PLAIN HOLLOW-SHAFT BEARING: PERFORMANCE, VIBRATION SEVERITY GRADE: SPECIAL/B, SHAFT AND FLANGE ACCURACY: SPECIAL TERMINAL BOX (ABOVE) CABLE ENTRY ON THE RIGHT SIGNAL CONNECTION D-END | 9114 | TEM | 1 | MC | 91.5 | 1
1PH81311SF201LA1 | SIMOTICS M COMPACT ASYNCHRONOUS MOTOR 1500RPM, 15KW, 96NM, 30A, 380V 1750RPM, 17KW, 93NM, 30A, 425V 2000RPM, 18,5KW, 88NM, 30A,460V WATER COOLING DEGREE OF PROTECTION IP65 INCREMENTAL ENCODER 19 BIT WITHOUT COMMUTATION POSITION (ENCODER IN19DQ) WITH DRIVE-CLIQ INTERFACE DESIGN IM B3 (IM V5, IM V6) SHAFT WITH FITTED KEY FULL-KEY BALANCING BEARING: PERFORMANCE, VIBRATION SEVERITY GRADE: SPECIAL/B, SHAFT AND FLANGE ACCURACY: SPECIAL TERMINAL BOX (ABOVE) CABLE ENTRY ON THE RIGHT SIGNAL CONNECTION D-END | 8050 | TEM | 1 | MC | 105 | 1
1PH81311SS020MA1 | SIMOTICS M COMPACT ASYNCHRONOUS MOTOR 2000RPM,14,6KW, 70NM, 39A, 302V 5000RPM,14,6KW, 28NM, 40A, 360V 1500RPM, 11KW, 70NM, 39A, 227V FORCED VENTILATION; DIRECTION OF AIR FLOW DE --> NDE; DEGREE OF PROTECTION IP55 INCREMENTAL ENCODER 19 BIT WITHOUT COMMUTATION POSITION (ENCODER IN19DQ) WITH DRIVE-CLIQ INTERFACE DESIGN IM B5 (IMV 1,IM V3) PLAIN SHAFT WITHOUT FITTED KEY; BEARING: HIGH PERFORMANCE VIBRATION SEVERITY GRADE SPECIAL/B SHAFT AND FLANGE ACCURACY GR. SPECIAL TERMINAL BOX (ABOVE) CABLE ENTRY ON THE RIGHT SIGNAL CONNECTION D-END | 8193 | TEM | 1 | MC | 89 | 1
1PH81311SS023MA1 | SIMOTICS M COMPACT ASYNCHRONOUS MOTOR 2000RPM,14,6KW, 70NM, 39A, 302V 5000RPM,14,6KW, 28NM, 40A, 360V 1500RPM, 11KW, 70NM, 39A, 227V FORCED VENTILATION; DIRECTION OF AIR FLOW DE --> NDE; DEGREE OF PROTECTION IP55 INCREMENTAL ENCODER 19 BIT WITHOUT COMMUTATION POSITION (ENCODER IN19DQ) WITH DRIVE-CLIQ INTERFACE DESIGN IM B5 (IMV 1,IM V3) PLAIN HOLLOW-SHAFT BEARING: HIGH PERFORMANCE VIBRATION SEVERITY GRADE SPECIAL/B SHAFT AND FLANGE ACCURACY GR. SPECIAL TERMINAL BOX (ABOVE) CABLE ENTRY ON THE RIGHT SIGNAL CONNECTION D-END | 9787 | TEM | 1 | MC | 91.5 | 1
1PH81311TS020MA1 | SIMOTICS M COMPACT ASYNCHRONOUS MOTOR 2000RPM,14,6KW, 70NM, 39A, 302V 5000RPM,14,6KW, 28NM, 40A, 360V 1500RPM, 11KW, 70NM, 39A, 227V FORCED VENTILATION; DIRECTION OF AIR FLOW DE --> NDE; DEGREE OF PROTECTION IP55 INCREMENTAL ENCODER SIN/COS 1VPP 512 S/R WITHOUT C AND D TRACK (ENCODER IC2048S/R) TEMPERATURE SENSOR KTY84-130; DESIGN IM B5 (IMV 1,IM V3) PLAIN SHAFT WITHOUT FITTED KEY; BEARING: HIGH PERFORMANCE VIBRATION SEVERITY GRADE SPECIAL/B SHAFT AND FLANGE ACCURACY GR. R TERMINAL BOX (ABOVE) CABLE ENTRY ON THE RIGHT SIGNAL CONNECTION D-END | 6142 | TEM | 1 | MC | 89 | 1
1PH81311TS020MC1 | SIMOTICS M COMPACT ASYNCHRONOUS MOTOR 2000RPM,14,6KW, 70NM, 39A, 302V 5000RPM,14,6KW, 28NM, 40A, 360V 1500RPM, 11KW, 70NM, 39A, 227V FORCED VENTILATION; DIRECTION OF AIR FLOW DE --> NDE; DEGREE OF PROTECTION IP55 INCREMENTAL ENCODER SIN/COS 1VPP 512 S/R WITHOUT C AND D TRACK (ENCODER IC2048S/R) TEMPERATURE SENSOR KTY84-130; DESIGN IM B5 (IMV 1,IM V3) PLAIN SHAFT WITHOUT FITTED KEY; BEARING: HIGH PERFORMANCE VIBRATION SEVERITY GRADE SPECIAL/B SHAFT AND FLANGE ACCURACY GR. R TERMINAL BOX (ABOVE) CABLE ENTRY ON THE ND-END SIGNAL CONNECTION LEFT | 6142 | TEM | 1 | MC | 89 | 1
1PH81311UF000LA1 | SIMOTICS M COMPACT ASYNCHRONOUS MOTOR 1500RPM, 11KW, 70NM, 24A, 360V 1750RPM, 13KW, 71NM, 24A, 416V 2000RPM, 15KW, 72NM, 24A, 460V FORCED VENTILATION; DIRECTION OF AIR FLOW DE --> NDE; DEGREE OF PROTECTION IP55 INCREMENTAL ENCODER 20 BIT WITHOUT COMMUTATION POSITION (ENCODER IN20DQ) WITH DRIVE-CLIQ INTERFACE DESIGN IM B3 (IM V5, IM V6) PLAIN SHAFT WITHOUT FITTED KEY; BEARING: PERFORMANCE, VIBRATION SEVERITY GRADE: SPECIAL/B, SHAFT AND FLANGE ACCURACY: SPECIAL TERMINAL BOX (ABOVE) CABLE ENTRY ON THE RIGHT SIGNAL CONNECTION D-END | 6144 | TEM | 1 | MC | 89 | 1
1PH81311UF020LA1 | SIMOTICS M COMPACT ASYNCHRONOUS MOTOR 1500RPM, 11KW, 70NM, 24A, 360V 1750RPM, 13KW, 71NM, 24A, 416V 2000RPM, 15KW, 72NM, 24A, 460V FORCED VENTILATION; DIRECTION OF AIR FLOW DE --> NDE; DEGREE OF PROTECTION IP55 INCREMENTAL ENCODER 20 BIT WITHOUT COMMUTATION POSITION (ENCODER IN20DQ) WITH DRIVE-CLIQ INTERFACE DESIGN IM B5 (IMV 1,IM V3) PLAIN SHAFT WITHOUT FITTED KEY; BEARING: PERFORMANCE, VIBRATION SEVERITY GRADE: SPECIAL/B, SHAFT AND FLANGE ACCURACY: SPECIAL TERMINAL BOX (ABOVE) CABLE ENTRY ON THE RIGHT SIGNAL CONNECTION D-END | 6382 | TEM | 1 | MC | 89 | 1
1PH81311UF020MA1 | SIMOTICS M COMPACT ASYNCHRONOUS MOTOR 1500RPM, 11KW, 70NM, 24A, 360V 1750RPM, 13KW, 71NM, 24A, 416V 2000RPM, 15KW, 72NM, 24A, 460V FORCED VENTILATION; DIRECTION OF AIR FLOW DE --> NDE; DEGREE OF PROTECTION IP55 INCREMENTAL ENCODER 20 BIT WITHOUT COMMUTATION POSITION (ENCODER IN20DQ) WITH DRIVE-CLIQ INTERFACE DESIGN IM B5 (IMV 1,IM V3) PLAIN SHAFT WITHOUT FITTED KEY; BEARING: HIGH PERFORMANCE VIBRATION SEVERITY GRADE SPECIAL/B SHAFT AND FLANGE ACCURACY GR. R TERMINAL BOX (ABOVE) CABLE ENTRY ON THE RIGHT SIGNAL CONNECTION D-END | 6826 | TEM | 1 | MC | 89 | 1
1PH81311UF021LA1 | SIMOTICS M COMPACT ASYNCHRONOUS MOTOR 1500RPM, 11KW, 70NM, 24A, 360V 1750RPM, 13KW, 71NM, 24A, 416V 2000RPM, 15KW, 72NM, 24A, 460V FORCED VENTILATION; DIRECTION OF AIR FLOW DE --> NDE; DEGREE OF PROTECTION IP55 INCREMENTAL ENCODER 20 BIT WITHOUT COMMUTATION POSITION (ENCODER IN20DQ) WITH DRIVE-CLIQ INTERFACE DESIGN IM B5 (IMV 1,IM V3) SHAFT WITH FITTED KEY FULL-KEY BALANCING BEARING: PERFORMANCE, VIBRATION SEVERITY GRADE: SPECIAL/B, SHAFT AND FLANGE ACCURACY: SPECIAL TERMINAL BOX (ABOVE) CABLE ENTRY ON THE RIGHT SIGNAL CONNECTION D-END | 6382 | TEM | 1 | MC | 89 | 1
1PH81311US031LA1 | SIMOTICS M COMPACT ASYNCHRONOUS MOTOR 2000RPM,14,6KW, 70NM, 39A, 302V 5000RPM,14,6KW, 28NM, 40A, 360V 1500RPM, 11KW, 70NM, 39A, 227V FORCED VENTILATION; DIRECTION OF AIR FLOW DE --> NDE; DEGREE OF PROTECTION IP55 INCREMENTAL ENCODER 20 BIT WITHOUT COMMUTATION POSITION (ENCODER IN20DQ) WITH DRIVE-CLIQ INTERFACE DESIGN IM B35 (IM V15, IM V35) SHAFT WITH FITTED KEY FULL-KEY BALANCING BEARING: PERFORMANCE, VIBRATION SEVERITY GRADE: SPECIAL/B, SHAFT AND FLANGE ACCURACY: SPECIAL TERMINAL BOX (ABOVE) CABLE ENTRY ON THE RIGHT SIGNAL CONNECTION D-END | 6686 | TEM | 1 | MC | 89 | 1
1PH81312DF001BA1 | SIMOTICS M COMPACT SYNCHRONOUS MOTOR 1500RPM,15,7KW,100 NM,29A, 388V 1750RPM, 18KW, 98NM, 29A, 415V 2000RPM,19,9KW, 95NM, 29A, 449V FORCED VENTILATION; DIRECTION OF AIR FLOW DE --> NDE; DEGREE OF PROTECTION IP55 INCREMENTAL ENCODER 22 BIT WITH COMMUTATING POSITION (ENCODER IC22DQ) WITH DRIVE-CLIQ INTERFACE DESIGN IM B3 (IM V5, IM V6) SHAFT WITH FITTED KEY FULL-KEY BALANCING BEARING: STANDARD WITH FIXED BEARING, VIBRATION SEVERITY GRADE: R/A, FLANGE ACCURACY: R TERMINAL BOX (ABOVE) CABLE ENTRY ON THE RIGHT SIGNAL CONNECTION D-END | 10734 | TEM | 1 | MC | 85 | 1
1PH81312DF001BB1 | SIMOTICS M COMPACT SYNCHRONOUS MOTOR 1500RPM,15,7KW,100 NM,29A, 388V 1750RPM, 18KW, 98NM, 29A, 415V 2000RPM,19,9KW, 95NM, 29A, 449V FORCED VENTILATION; DIRECTION OF AIR FLOW DE --> NDE; DEGREE OF PROTECTION IP55 INCREMENTAL ENCODER 22 BIT WITH COMMUTATING POSITION (ENCODER IC22DQ) WITH DRIVE-CLIQ INTERFACE DESIGN IM B3 (IM V5, IM V6) SHAFT WITH FITTED KEY FULL-KEY BALANCING BEARING: STANDARD WITH FIXED BEARING, VIBRATION SEVERITY GRADE: R/A, FLANGE ACCURACY: R TERMINAL BOX (ABOVE) CABLE ENTRY ON THE LEFT SIGNAL CONNECTION D-END | 10734 | TEM | 1 | MC | 85 | 1
1PH81312DF001BE1 | SIMOTICS M COMPACT SYNCHRONOUS MOTOR 1500RPM,15,7KW,100 NM,29A, 388V 1750RPM, 18KW, 98NM, 29A, 415V 2000RPM,19,9KW, 95NM, 29A, 449V FORCED VENTILATION; DIRECTION OF AIR FLOW DE --> NDE; DEGREE OF PROTECTION IP55 INCREMENTAL ENCODER 22 BIT WITH COMMUTATING POSITION (ENCODER IC22DQ) WITH DRIVE-CLIQ INTERFACE DESIGN IM B3 (IM V5, IM V6) SHAFT WITH FITTED KEY FULL-KEY BALANCING BEARING: STANDARD WITH FIXED BEARING, VIBRATION SEVERITY GRADE: R/A, FLANGE ACCURACY: R POWER CONNECTOR (ABOVE) CABLE ENTRY ON THE RIGHT SIGNAL CONNECTION D-END | 10734 | TEM | 1 | MC | 85 | 1
1PH81312DF001CC1 | SIMOTICS M COMPACT SYNCHRONOUS MOTOR 1500RPM,15,7KW,100 NM,29A, 388V 1750RPM, 18KW, 98NM, 29A, 415V 2000RPM,19,9KW, 95NM, 29A, 449V FORCED VENTILATION; DIRECTION OF AIR FLOW DE --> NDE; DEGREE OF PROTECTION IP55 INCREMENTAL ENCODER 22 BIT WITH COMMUTATING POSITION (ENCODER IC22DQ) WITH DRIVE-CLIQ INTERFACE DESIGN IM B3 (IM V5, IM V6) SHAFT WITH FITTED KEY FULL-KEY BALANCING BEARING: STANDARD WITH FIXED BEARING, VIBRATION SEVERITY GRADE: S/A, SHAFT AND FLANGE ACCURACY: R TERMINAL BOX (ABOVE) CABLE ENTRY ON THE ND-END SIGNAL CONNECTION LEFT | 10929 | TEM | 1 | MC | 85 | 1
1PH81312DF002CA1 | SIMOTICS M COMPACT SYNCHRONOUS MOTOR 1500RPM,15,7KW,100 NM,29A, 388V 1750RPM, 18KW, 98NM, 29A, 415V 2000RPM,19,9KW, 95NM, 29A, 449V FORCED VENTILATION; DIRECTION OF AIR FLOW DE --> NDE; DEGREE OF PROTECTION IP55 INCREMENTAL ENCODER 22 BIT WITH COMMUTATING POSITION (ENCODER IC22DQ) WITH DRIVE-CLIQ INTERFACE DESIGN IM B3 (IM V5, IM V6) SHAFT WITH FITTED KEY HALF-KEY BALANCING BEARING: STANDARD WITH FIXED BEARING, VIBRATION SEVERITY GRADE: S/A, SHAFT AND FLANGE ACCURACY: R TERMINAL BOX (ABOVE) CABLE ENTRY ON THE RIGHT SIGNAL CONNECTION D-END | 10929 | TEM | 1 | MC | 85 | 1
1PH81312DF020BA1 | SIMOTICS M COMPACT SYNCHRONOUS MOTOR 1500RPM,15,7KW,100 NM,29A, 388V 1750RPM, 18KW, 98NM, 29A, 415V 2000RPM,19,9KW, 95NM, 29A, 449V FORCED VENTILATION; DIRECTION OF AIR FLOW DE --> NDE; DEGREE OF PROTECTION IP55 INCREMENTAL ENCODER 22 BIT WITH COMMUTATING POSITION (ENCODER IC22DQ) WITH DRIVE-CLIQ INTERFACE DESIGN IM B5 (IMV 1,IM V3) PLAIN SHAFT WITHOUT FITTED KEY; BEARING: STANDARD WITH FIXED BEARING, VIBRATION SEVERITY GRADE: R/A, FLANGE ACCURACY: R TERMINAL BOX (ABOVE) CABLE ENTRY ON THE RIGHT SIGNAL CONNECTION D-END | 10973 | TEM | 1 | MC | 85 | 1
1PH81312DF020BE1 | SIMOTICS M COMPACT SYNCHRONOUS MOTOR 1500RPM,15,7KW,100 NM,29A, 388V 1750RPM, 18KW, 98NM, 29A, 415V 2000RPM,19,9KW, 95NM, 29A, 449V FORCED VENTILATION; DIRECTION OF AIR FLOW DE --> NDE; DEGREE OF PROTECTION IP55 INCREMENTAL ENCODER 22 BIT WITH COMMUTATING POSITION (ENCODER IC22DQ) WITH DRIVE-CLIQ INTERFACE DESIGN IM B5 (IMV 1,IM V3) PLAIN SHAFT WITHOUT FITTED KEY; BEARING: STANDARD WITH FIXED BEARING, VIBRATION SEVERITY GRADE: R/A, FLANGE ACCURACY: R POWER CONNECTOR (ABOVE) CABLE ENTRY ON THE RIGHT SIGNAL CONNECTION D-END | 10973 | TEM | 1 | MC | 85 | 1
1PH81312DF020BG1 | SIMOTICS M COMPACT SYNCHRONOUS MOTOR 1500RPM,15,7KW,100 NM,29A, 388V 1750RPM, 18KW, 98NM, 29A, 415V 2000RPM,19,9KW, 95NM, 29A, 449V FORCED VENTILATION; DIRECTION OF AIR FLOW DE --> NDE; DEGREE OF PROTECTION IP55 INCREMENTAL ENCODER 22 BIT WITH COMMUTATING POSITION (ENCODER IC22DQ) WITH DRIVE-CLIQ INTERFACE DESIGN IM B5 (IMV 1,IM V3) PLAIN SHAFT WITHOUT FITTED KEY; BEARING: STANDARD WITH FIXED BEARING, VIBRATION SEVERITY GRADE: R/A, FLANGE ACCURACY: R POWER CONNECTOR (ABOVE) CABLE ENTRY ON THE ND-END SIGNAL CONNECTION LEFT | 10973 | TEM | 1 | MC | 85 | 1
1PH81312DF020CA1 | SIMOTICS M COMPACT SYNCHRONOUS MOTOR 1500RPM,15,7KW,100 NM,29A, 388V 1750RPM, 18KW, 98NM, 29A, 415V 2000RPM,19,9KW, 95NM, 29A, 449V FORCED VENTILATION; DIRECTION OF AIR FLOW DE --> NDE; DEGREE OF PROTECTION IP55 INCREMENTAL ENCODER 22 BIT WITH COMMUTATING POSITION (ENCODER IC22DQ) WITH DRIVE-CLIQ INTERFACE DESIGN IM B5 (IMV 1,IM V3) PLAIN SHAFT WITHOUT FITTED KEY; BEARING: STANDARD WITH FIXED BEARING, VIBRATION SEVERITY GRADE: S/A, SHAFT AND FLANGE ACCURACY: R TERMINAL BOX (ABOVE) CABLE ENTRY ON THE RIGHT SIGNAL CONNECTION D-END | 11168 | TEM | 1 | MC | 85 | 1
1PH81312DF021BA1 | SIMOTICS M COMPACT SYNCHRONOUS MOTOR 1500RPM,15,7KW,100 NM,29A, 388V 1750RPM, 18KW, 98NM, 29A, 415V 2000RPM,19,9KW, 95NM, 29A, 449V FORCED VENTILATION; DIRECTION OF AIR FLOW DE --> NDE; DEGREE OF PROTECTION IP55 INCREMENTAL ENCODER 22 BIT WITH COMMUTATING POSITION (ENCODER IC22DQ) WITH DRIVE-CLIQ INTERFACE DESIGN IM B5 (IMV 1,IM V3) SHAFT WITH FITTED KEY FULL-KEY BALANCING BEARING: STANDARD WITH FIXED BEARING, VIBRATION SEVERITY GRADE: R/A, FLANGE ACCURACY: R TERMINAL BOX (ABOVE) CABLE ENTRY ON THE RIGHT SIGNAL CONNECTION D-END | 10973 | TEM | 1 | MC | 85 | 1
1PH81312DF021BB1 | SIMOTICS M COMPACT SYNCHRONOUS MOTOR 1500RPM,15,7KW,100 NM,29A, 388V 1750RPM, 18KW, 98NM, 29A, 415V 2000RPM,19,9KW, 95NM, 29A, 449V FORCED VENTILATION; DIRECTION OF AIR FLOW DE --> NDE; DEGREE OF PROTECTION IP55 INCREMENTAL ENCODER 22 BIT WITH COMMUTATING POSITION (ENCODER IC22DQ) WITH DRIVE-CLIQ INTERFACE DESIGN IM B5 (IMV 1,IM V3) SHAFT WITH FITTED KEY FULL-KEY BALANCING BEARING: STANDARD WITH FIXED BEARING, VIBRATION SEVERITY GRADE: R/A, FLANGE ACCURACY: R TERMINAL BOX (ABOVE) CABLE ENTRY ON THE LEFT SIGNAL CONNECTION D-END | 10973 | TEM | 1 | MC | 85 | 1
1PH81312DF021BE1 | SIMOTICS M COMPACT SYNCHRONOUS MOTOR 1500RPM,15,7KW,100 NM,29A, 388V 1750RPM, 18KW, 98NM, 29A, 415V 2000RPM,19,9KW, 95NM, 29A, 449V FORCED VENTILATION; DIRECTION OF AIR FLOW DE --> NDE; DEGREE OF PROTECTION IP55 INCREMENTAL ENCODER 22 BIT WITH COMMUTATING POSITION (ENCODER IC22DQ) WITH DRIVE-CLIQ INTERFACE DESIGN IM B5 (IMV 1,IM V3) SHAFT WITH FITTED KEY FULL-KEY BALANCING BEARING: STANDARD WITH FIXED BEARING, VIBRATION SEVERITY GRADE: R/A, FLANGE ACCURACY: R POWER CONNECTOR (ABOVE) CABLE ENTRY ON THE RIGHT SIGNAL CONNECTION D-END | 10973 | TEM | 1 | MC | 85 | 1
1PH81312DF021CA1 | SIMOTICS M COMPACT SYNCHRONOUS MOTOR 1500RPM,15,7KW,100 NM,29A, 388V 1750RPM, 18KW, 98NM, 29A, 415V 2000RPM,19,9KW, 95NM, 29A, 449V FORCED VENTILATION; DIRECTION OF AIR FLOW DE --> NDE; DEGREE OF PROTECTION IP55 INCREMENTAL ENCODER 22 BIT WITH COMMUTATING POSITION (ENCODER IC22DQ) WITH DRIVE-CLIQ INTERFACE DESIGN IM B5 (IMV 1,IM V3) SHAFT WITH FITTED KEY FULL-KEY BALANCING BEARING: STANDARD WITH FIXED BEARING, VIBRATION SEVERITY GRADE: S/A, SHAFT AND FLANGE ACCURACY: R TERMINAL BOX (ABOVE) CABLE ENTRY ON THE RIGHT SIGNAL CONNECTION D-END | 11168 | TEM | 1 | MC | 85 | 1
1PH81312DF022CA1 | SIMOTICS M COMPACT SYNCHRONOUS MOTOR 1500RPM,15,7KW,100 NM,29A, 388V 1750RPM, 18KW, 98NM, 29A, 415V 2000RPM,19,9KW, 95NM, 29A, 449V FORCED VENTILATION; DIRECTION OF AIR FLOW DE --> NDE; DEGREE OF PROTECTION IP55 INCREMENTAL ENCODER 22 BIT WITH COMMUTATING POSITION (ENCODER IC22DQ) WITH DRIVE-CLIQ INTERFACE DESIGN IM B5 (IMV 1,IM V3) SHAFT WITH FITTED KEY HALF-KEY BALANCING BEARING: STANDARD WITH FIXED BEARING, VIBRATION SEVERITY GRADE: S/A, SHAFT AND FLANGE ACCURACY: R TERMINAL BOX (ABOVE) CABLE ENTRY ON THE RIGHT SIGNAL CONNECTION D-END | 11168 | TEM | 1 | MC | 85 | 1
1PH81312DF031CA1 | SIMOTICS M COMPACT SYNCHRONOUS MOTOR 1500RPM,15,7KW,100 NM,29A, 388V 1750RPM, 18KW, 98NM, 29A, 415V 2000RPM,19,9KW, 95NM, 29A, 449V FORCED VENTILATION; DIRECTION OF AIR FLOW DE --> NDE; DEGREE OF PROTECTION IP55 INCREMENTAL ENCODER 22 BIT WITH COMMUTATING POSITION (ENCODER IC22DQ) WITH DRIVE-CLIQ INTERFACE DESIGN IM B35 (IM V15, IM V35) SHAFT WITH FITTED KEY FULL-KEY BALANCING BEARING: STANDARD WITH FIXED BEARING, VIBRATION SEVERITY GRADE: S/A, SHAFT AND FLANGE ACCURACY: R TERMINAL BOX (ABOVE) CABLE ENTRY ON THE RIGHT SIGNAL CONNECTION D-END | 11471 | TEM | 1 | MC | 85 | 1
1PH81312DF121BB1 | SIMOTICS M COMPACT SYNCHRONOUS MOTOR 1500RPM,15,7KW,100NM, 29A, 388V 1750RPM, 18KW, 98NM, 29A, 415V 2000RPM,19,9KW, 95NM, 29A, 449V FORCED VENTILATION; DIRECTION OF AIR FLOW NDE --> DE; DEGREE OF PROTECTION IP55 INCREMENTAL ENCODER 22 BIT WITH COMMUTATING POSITION (ENCODER IC22DQ) WITH DRIVE-CLIQ INTERFACE DESIGN IM B5 (IMV 1,IM V3) SHAFT WITH FITTED KEY FULL-KEY BALANCING BEARING: STANDARD WITH FIXED BEARING, VIBRATION SEVERITY GRADE: R/A, FLANGE ACCURACY: R TERMINAL BOX (ABOVE) CABLE ENTRY ON THE LEFT SIGNAL CONNECTION D-END | 10973 | TEM | 1 | MC | 85 | 1
1PH81312DF121BC1 | SIMOTICS M COMPACT SYNCHRONOUS MOTOR 1500RPM,15,7KW,100NM, 29A, 388V 1750RPM, 18KW, 98NM, 29A, 415V 2000RPM,19,9KW, 95NM, 29A, 449V FORCED VENTILATION; DIRECTION OF AIR FLOW NDE --> DE; DEGREE OF PROTECTION IP55 INCREMENTAL ENCODER 22 BIT WITH COMMUTATING POSITION (ENCODER IC22DQ) WITH DRIVE-CLIQ INTERFACE DESIGN IM B5 (IMV 1,IM V3) SHAFT WITH FITTED KEY FULL-KEY BALANCING BEARING: STANDARD WITH FIXED BEARING, VIBRATION SEVERITY GRADE: R/A, FLANGE ACCURACY: R TERMINAL BOX (ABOVE) CABLE ENTRY ON THE ND-END SIGNAL CONNECTION LEFT | 10973 | TEM | 1 | MC | 85 | 1
1PH81312DF121CA1 | SIMOTICS M COMPACT SYNCHRONOUS MOTOR 1500RPM,15,7KW,100NM, 29A, 388V 1750RPM, 18KW, 98NM, 29A, 415V 2000RPM,19,9KW, 95NM, 29A, 449V FORCED VENTILATION; DIRECTION OF AIR FLOW NDE --> DE; DEGREE OF PROTECTION IP55 INCREMENTAL ENCODER 22 BIT WITH COMMUTATING POSITION (ENCODER IC22DQ) WITH DRIVE-CLIQ INTERFACE DESIGN IM B5 (IMV 1,IM V3) SHAFT WITH FITTED KEY FULL-KEY BALANCING BEARING: STANDARD WITH FIXED BEARING, VIBRATION SEVERITY GRADE: S/A, SHAFT AND FLANGE ACCURACY: R TERMINAL BOX (ABOVE) CABLE ENTRY ON THE RIGHT SIGNAL CONNECTION D-END | 11168 | TEM | 1 | MC | 85 | 1
1PH81312DF131BA1 | SIMOTICS M COMPACT SYNCHRONOUS MOTOR 1500RPM,15,7KW,100NM, 29A, 388V 1750RPM, 18KW, 98NM, 29A, 415V 2000RPM,19,9KW, 95NM, 29A, 449V FORCED VENTILATION; DIRECTION OF AIR FLOW NDE --> DE; DEGREE OF PROTECTION IP55 INCREMENTAL ENCODER 22 BIT WITH COMMUTATING POSITION (ENCODER IC22DQ) WITH DRIVE-CLIQ INTERFACE DESIGN IM B35 (IM V15, IM V35) SHAFT WITH FITTED KEY FULL-KEY BALANCING BEARING: STANDARD WITH FIXED BEARING, VIBRATION SEVERITY GRADE: R/A, FLANGE ACCURACY: R TERMINAL BOX (ABOVE) CABLE ENTRY ON THE RIGHT SIGNAL CONNECTION D-END | 11276 | TEM | 1 | MC | 85 | 1
1PH81312DF131BB1 | SIMOTICS M COMPACT SYNCHRONOUS MOTOR 1500RPM,15,7KW,100NM, 29A, 388V 1750RPM, 18KW, 98NM, 29A, 415V 2000RPM,19,9KW, 95NM, 29A, 449V FORCED VENTILATION; DIRECTION OF AIR FLOW NDE --> DE; DEGREE OF PROTECTION IP55 INCREMENTAL ENCODER 22 BIT WITH COMMUTATING POSITION (ENCODER IC22DQ) WITH DRIVE-CLIQ INTERFACE DESIGN IM B35 (IM V15, IM V35) SHAFT WITH FITTED KEY FULL-KEY BALANCING BEARING: STANDARD WITH FIXED BEARING, VIBRATION SEVERITY GRADE: R/A, FLANGE ACCURACY: R TERMINAL BOX (ABOVE) CABLE ENTRY ON THE LEFT SIGNAL CONNECTION D-END | 11276 | TEM | 1 | MC | 85 | 1
1PH81312DF131BC1 | SIMOTICS M COMPACT SYNCHRONOUS MOTOR 1500RPM,15,7KW,100NM, 29A, 388V 1750RPM, 18KW, 98NM, 29A, 415V 2000RPM,19,9KW, 95NM, 29A, 449V FORCED VENTILATION; DIRECTION OF AIR FLOW NDE --> DE; DEGREE OF PROTECTION IP55 INCREMENTAL ENCODER 22 BIT WITH COMMUTATING POSITION (ENCODER IC22DQ) WITH DRIVE-CLIQ INTERFACE DESIGN IM B35 (IM V15, IM V35) SHAFT WITH FITTED KEY FULL-KEY BALANCING BEARING: STANDARD WITH FIXED BEARING, VIBRATION SEVERITY GRADE: R/A, FLANGE ACCURACY: R TERMINAL BOX (ABOVE) CABLE ENTRY ON THE ND-END SIGNAL CONNECTION LEFT | 11276 | TEM | 1 | MC | 85 | 1
1PH81312DF200BA1 | SIMOTICS M COMPACT SYNCHRONOUS MOTOR 1500RPM,17,6KW,112NM, 40A, 326V 1750RPM,20,4KW,112NM, 40A, 377V 2000RPM,23,2KW,111NM, 39A, 427V WATER COOLING DEGREE OF PROTECTION IP65 INCREMENTAL ENCODER 22 BIT WITH COMMUTATING POSITION (ENCODER IC22DQ) WITH DRIVE-CLIQ INTERFACE DESIGN IM B3 (IM V5, IM V6) PLAIN SHAFT WITHOUT FITTED KEY; BEARING: STANDARD WITH FIXED BEARING, VIBRATION SEVERITY GRADE: R/A, FLANGE ACCURACY: R TERMINAL BOX (ABOVE) CABLE ENTRY ON THE RIGHT SIGNAL CONNECTION D-END | 10277 | TEM | 1 | MC | 102 | 1
1PH81312DF220BG1 | SIMOTICS M COMPACT SYNCHRONOUS MOTOR 1500RPM,17,6KW,112NM, 40A, 326V 1750RPM,20,4KW,112NM, 40A, 377V 2000RPM,23,2KW,111NM, 39A, 427V WATER COOLING DEGREE OF PROTECTION IP65 INCREMENTAL ENCODER 22 BIT WITH COMMUTATING POSITION (ENCODER IC22DQ) WITH DRIVE-CLIQ INTERFACE DESIGN IM B5 (IMV 1,IM V3) PLAIN SHAFT WITHOUT FITTED KEY; BEARING: STANDARD WITH FIXED BEARING, VIBRATION SEVERITY GRADE: R/A, FLANGE ACCURACY: R POWER CONNECTOR (ABOVE) CABLE ENTRY ON THE ND-END SIGNAL CONNECTION LEFT | 10516 | TEM | 1 | MC | 102 | 1
1PH81312DL000BA1 | SIMOTICS M COMPACT SYNCHRONOUS MOTOR 2500RPM, 25KW, 96NM, 44A, 371V 2800RPM,27,7KW, 95NM, 44A, 415V 3000RPM,29,5KW, 94NM, 43A, 449V FORCED VENTILATION; DIRECTION OF AIR FLOW DE --> NDE; DEGREE OF PROTECTION IP55 INCREMENTAL ENCODER 22 BIT WITH COMMUTATING POSITION (ENCODER IC22DQ) WITH DRIVE-CLIQ INTERFACE DESIGN IM B3 (IM V5, IM V6) PLAIN SHAFT WITHOUT FITTED KEY; BEARING: STANDARD WITH FIXED BEARING, VIBRATION SEVERITY GRADE: R/A, FLANGE ACCURACY: R TERMINAL BOX (ABOVE) CABLE ENTRY ON THE RIGHT SIGNAL CONNECTION D-END | 10734 | TEM | 1 | MC | 85 | 1
1PH81312DL002CA1 | SIMOTICS M COMPACT SYNCHRONOUS MOTOR 2500RPM, 25KW, 96NM, 44A, 371V 2800RPM,27,7KW, 95NM, 44A, 415V 3000RPM,29,5KW, 94NM, 43A, 449V FORCED VENTILATION; DIRECTION OF AIR FLOW DE --> NDE; DEGREE OF PROTECTION IP55 INCREMENTAL ENCODER 22 BIT WITH COMMUTATING POSITION (ENCODER IC22DQ) WITH DRIVE-CLIQ INTERFACE DESIGN IM B3 (IM V5, IM V6) SHAFT WITH FITTED KEY HALF-KEY BALANCING BEARING: STANDARD WITH FIXED BEARING, VIBRATION SEVERITY GRADE: S/A, SHAFT AND FLANGE ACCURACY: R TERMINAL BOX (ABOVE) CABLE ENTRY ON THE RIGHT SIGNAL CONNECTION D-END | 10929 | TEM | 1 | MC | 85 | 1
1PH81312DL020BA1 | SIMOTICS M COMPACT SYNCHRONOUS MOTOR 2500RPM, 25KW, 96NM, 44A, 371V 2800RPM,27,7KW, 95NM, 44A, 415V 3000RPM,29,5KW, 94NM, 43A, 449V FORCED VENTILATION; DIRECTION OF AIR FLOW DE --> NDE; DEGREE OF PROTECTION IP55 INCREMENTAL ENCODER 22 BIT WITH COMMUTATING POSITION (ENCODER IC22DQ) WITH DRIVE-CLIQ INTERFACE DESIGN IM B5 (IMV 1,IM V3) PLAIN SHAFT WITHOUT FITTED KEY; BEARING: STANDARD WITH FIXED BEARING, VIBRATION SEVERITY GRADE: R/A, FLANGE ACCURACY: R TERMINAL BOX (ABOVE) CABLE ENTRY ON THE RIGHT SIGNAL CONNECTION D-END | 10973 | TEM | 1 | MC | 85 | 1
1PH81312DL020BE1 | SIMOTICS M COMPACT SYNCHRONOUS MOTOR 2500RPM, 25KW, 96NM, 44A, 371V 2800RPM,27,7KW, 95NM, 44A, 415V 3000RPM,29,5KW, 94NM, 43A, 449V FORCED VENTILATION; DIRECTION OF AIR FLOW DE --> NDE; DEGREE OF PROTECTION IP55 INCREMENTAL ENCODER 22 BIT WITH COMMUTATING POSITION (ENCODER IC22DQ) WITH DRIVE-CLIQ INTERFACE DESIGN IM B5 (IMV 1,IM V3) PLAIN SHAFT WITHOUT FITTED KEY; BEARING: STANDARD WITH FIXED BEARING, VIBRATION SEVERITY GRADE: R/A, FLANGE ACCURACY: R POWER CONNECTOR (ABOVE) CABLE ENTRY ON THE RIGHT SIGNAL CONNECTION D-END | 10973 | TEM | 1 | MC | 85 | 1
1PH81312DL020CA1 | SIMOTICS M COMPACT SYNCHRONOUS MOTOR 2500RPM, 25KW, 96NM, 44A, 371V 2800RPM,27,7KW, 95NM, 44A, 415V 3000RPM,29,5KW, 94NM, 43A, 449V FORCED VENTILATION; DIRECTION OF AIR FLOW DE --> NDE; DEGREE OF PROTECTION IP55 INCREMENTAL ENCODER 22 BIT WITH COMMUTATING POSITION (ENCODER IC22DQ) WITH DRIVE-CLIQ INTERFACE DESIGN IM B5 (IMV 1,IM V3) PLAIN SHAFT WITHOUT FITTED KEY; BEARING: STANDARD WITH FIXED BEARING, VIBRATION SEVERITY GRADE: S/A, SHAFT AND FLANGE ACCURACY: R TERMINAL BOX (ABOVE) CABLE ENTRY ON THE RIGHT SIGNAL CONNECTION D-END | 11168 | TEM | 1 | MC | 85 | 1
1PH81312DL021BA1 | SIMOTICS M COMPACT SYNCHRONOUS MOTOR 2500RPM, 25KW, 96NM, 44A, 371V 2800RPM,27,7KW, 95NM, 44A, 415V 3000RPM,29,5KW, 94NM, 43A, 449V FORCED VENTILATION; DIRECTION OF AIR FLOW DE --> NDE; DEGREE OF PROTECTION IP55 INCREMENTAL ENCODER 22 BIT WITH COMMUTATING POSITION (ENCODER IC22DQ) WITH DRIVE-CLIQ INTERFACE DESIGN IM B5 (IMV 1,IM V3) SHAFT WITH FITTED KEY FULL-KEY BALANCING BEARING: STANDARD WITH FIXED BEARING, VIBRATION SEVERITY GRADE: R/A, FLANGE ACCURACY: R TERMINAL BOX (ABOVE) CABLE ENTRY ON THE RIGHT SIGNAL CONNECTION D-END | 10973 | TEM | 1 | MC | 85 | 1
1PH81312DL021BE1 | SIMOTICS M COMPACT SYNCHRONOUS MOTOR 2500RPM, 25KW, 96NM, 44A, 371V 2800RPM,27,7KW, 95NM, 44A, 415V 3000RPM,29,5KW, 94NM, 43A, 449V FORCED VENTILATION; DIRECTION OF AIR FLOW DE --> NDE; DEGREE OF PROTECTION IP55 INCREMENTAL ENCODER 22 BIT WITH COMMUTATING POSITION (ENCODER IC22DQ) WITH DRIVE-CLIQ INTERFACE DESIGN IM B5 (IMV 1,IM V3) SHAFT WITH FITTED KEY FULL-KEY BALANCING BEARING: STANDARD WITH FIXED BEARING, VIBRATION SEVERITY GRADE: R/A, FLANGE ACCURACY: R POWER CONNECTOR (ABOVE) CABLE ENTRY ON THE RIGHT SIGNAL CONNECTION D-END | 10973 | TEM | 1 | MC | 85 | 1
1PH81312DL021BF1 | SIMOTICS M COMPACT SYNCHRONOUS MOTOR 2500RPM, 25KW, 96NM, 44A, 371V 2800RPM,27,7KW, 95NM, 44A, 415V 3000RPM,29,5KW, 94NM, 43A, 449V FORCED VENTILATION; DIRECTION OF AIR FLOW DE --> NDE; DEGREE OF PROTECTION IP55 INCREMENTAL ENCODER 22 BIT WITH COMMUTATING POSITION (ENCODER IC22DQ) WITH DRIVE-CLIQ INTERFACE DESIGN IM B5 (IMV 1,IM V3) SHAFT WITH FITTED KEY FULL-KEY BALANCING BEARING: STANDARD WITH FIXED BEARING, VIBRATION SEVERITY GRADE: R/A, FLANGE ACCURACY: R POWER CONNECTOR(ABOVE) CABLE ENTRY ON THE LEFT SIGNAL CONNECTION D-END | 10973 | TEM | 1 | MC | 85 | 1
1PH81312DL022BA1 | SIMOTICS M COMPACT SYNCHRONOUS MOTOR 2500RPM, 25KW, 96NM, 44A, 371V 2800RPM,27,7KW, 95NM, 44A, 415V 3000RPM,29,5KW, 94NM, 43A, 449V FORCED VENTILATION; DIRECTION OF AIR FLOW DE --> NDE; DEGREE OF PROTECTION IP55 INCREMENTAL ENCODER 22 BIT WITH COMMUTATING POSITION (ENCODER IC22DQ) WITH DRIVE-CLIQ INTERFACE DESIGN IM B5 (IMV 1,IM V3) SHAFT WITH FITTED KEY HALF-KEY BALANCING BEARING: STANDARD WITH FIXED BEARING, VIBRATION SEVERITY GRADE: R/A, FLANGE ACCURACY: R TERMINAL BOX (ABOVE) CABLE ENTRY ON THE RIGHT SIGNAL CONNECTION D-END | 10973 | TEM | 1 | MC | 85 | 1
1PH81312DL030BE1 | SIMOTICS M COMPACT SYNCHRONOUS MOTOR 2500RPM, 25KW, 96NM, 44A, 371V 2800RPM,27,7KW, 95NM, 44A, 415V 3000RPM,29,5KW, 94NM, 43A, 449V FORCED VENTILATION; DIRECTION OF AIR FLOW DE --> NDE; DEGREE OF PROTECTION IP55 INCREMENTAL ENCODER 22 BIT WITH COMMUTATING POSITION (ENCODER IC22DQ) WITH DRIVE-CLIQ INTERFACE DESIGN IM B35 (IM V15, IM V35) PLAIN SHAFT WITHOUT FITTED KEY; BEARING: STANDARD WITH FIXED BEARING, VIBRATION SEVERITY GRADE: R/A, FLANGE ACCURACY: R POWER CONNECTOR (ABOVE) CABLE ENTRY ON THE RIGHT SIGNAL CONNECTION D-END | 11276 | TEM | 1 | MC | 85 | 1
1PH81312DL031BA1 | SIMOTICS M COMPACT SYNCHRONOUS MOTOR 2500RPM, 25KW, 96NM, 44A, 371V 2800RPM,27,7KW, 95NM, 44A, 415V 3000RPM,29,5KW, 94NM, 43A, 449V FORCED VENTILATION; DIRECTION OF AIR FLOW DE --> NDE; DEGREE OF PROTECTION IP55 INCREMENTAL ENCODER 22 BIT WITH COMMUTATING POSITION (ENCODER IC22DQ) WITH DRIVE-CLIQ INTERFACE DESIGN IM B35 (IM V15, IM V35) SHAFT WITH FITTED KEY FULL-KEY BALANCING BEARING: STANDARD WITH FIXED BEARING, VIBRATION SEVERITY GRADE: R/A, FLANGE ACCURACY: R TERMINAL BOX (ABOVE) CABLE ENTRY ON THE RIGHT SIGNAL CONNECTION D-END | 11276 | TEM | 1 | MC | 85 | 1
1PH81312DL120BH1 | SIMOTICS M COMPACT SYNCHRONOUS MOTOR 2500RPM, 25KW, 96NM, 44A, 371V 2800RPM,27,7KW, 95NM, 44A, 415V 3000RPM,29,5KW, 94NM, 43A, 449V FORCED VENTILATION; DIRECTION OF AIR FLOW NDE --> DE; DEGREE OF PROTECTION IP55 INCREMENTAL ENCODER 22 BIT WITH COMMUTATING POSITION (ENCODER IC22DQ) WITH DRIVE-CLIQ INTERFACE DESIGN IM B5 (IMV 1,IM V3) PLAIN SHAFT WITHOUT FITTED KEY; BEARING: STANDARD WITH FIXED BEARING, VIBRATION SEVERITY GRADE: R/A, FLANGE ACCURACY: R POWER CONNECTOR (ABOVE) CABLE ENTRY ON THE D-END SIGNAL CONNECTION LEFT | 10973 | TEM | 1 | MC | 85 | 1
1PH81312DL121BA1 | SIMOTICS M COMPACT SYNCHRONOUS MOTOR 2500RPM, 25KW, 96NM, 44A, 371V 2800RPM,27,7KW, 95NM, 44A, 415V 3000RPM,29,5KW, 94NM, 43A, 449V FORCED VENTILATION; DIRECTION OF AIR FLOW NDE --> DE; DEGREE OF PROTECTION IP55 INCREMENTAL ENCODER 22 BIT WITH COMMUTATING POSITION (ENCODER IC22DQ) WITH DRIVE-CLIQ INTERFACE DESIGN IM B5 (IMV 1,IM V3) SHAFT WITH FITTED KEY FULL-KEY BALANCING BEARING: STANDARD WITH FIXED BEARING, VIBRATION SEVERITY GRADE: R/A, FLANGE ACCURACY: R TERMINAL BOX (ABOVE) CABLE ENTRY ON THE RIGHT SIGNAL CONNECTION D-END | 10973 | TEM | 1 | MC | 85 | 1
1PH81312DL130BA1 | SIMOTICS M COMPACT SYNCHRONOUS MOTOR 2500RPM, 25KW, 96NM, 44A, 371V 2800RPM,27,7KW, 95NM, 44A, 415V 3000RPM,29,5KW, 94NM, 43A, 449V FORCED VENTILATION; DIRECTION OF AIR FLOW NDE --> DE; DEGREE OF PROTECTION IP55 INCREMENTAL ENCODER 22 BIT WITH COMMUTATING POSITION (ENCODER IC22DQ) WITH DRIVE-CLIQ INTERFACE DESIGN IM B35 (IM V15, IM V35) PLAIN SHAFT WITHOUT FITTED KEY; BEARING: STANDARD WITH FIXED BEARING, VIBRATION SEVERITY GRADE: R/A, FLANGE ACCURACY: R TERMINAL BOX (ABOVE) CABLE ENTRY ON THE RIGHT SIGNAL CONNECTION D-END | 11276 | TEM | 1 | MC | 85 | 1
1PH81312EF020BC1 | SIMOTICS M COMPACT SYNCHRONOUS MOTOR 1500RPM,15,7KW,100 NM,29A, 388V 1750RPM, 18KW, 98NM, 29A, 415V 2000RPM,19,9KW, 95NM, 29A, 449V FORCED VENTILATION; DIRECTION OF AIR FLOW DE --> NDE; DEGREE OF PROTECTION IP55 ABSOLUTE ENCODER ENDAT 2048 S/R (ENCODER AM2048S/R) with TEMPERAT. SENSOR KTY84-130 DESIGN IM B5 (IMV 1,IM V3) PLAIN SHAFT WITHOUT FITTED KEY; BEARING: STANDARD WITH FIXED BEARING, VIBRATION SEVERITY GRADE: R/A, FLANGE ACCURACY: R TERMINAL BOX (ABOVE) CABLE ENTRY ON THE ND-END SIGNAL CONNECTION LEFT | 11189 | TEM | 1 | MC | 85 | 1
1PH81312EF020BG1 | SIMOTICS M COMPACT SYNCHRONOUS MOTOR 1500RPM,15,7KW,100 NM,29A, 388V 1750RPM, 18KW, 98NM, 29A, 415V 2000RPM,19,9KW, 95NM, 29A, 449V FORCED VENTILATION; DIRECTION OF AIR FLOW DE --> NDE; DEGREE OF PROTECTION IP55 ABSOLUTE ENCODER ENDAT 2048 S/R (ENCODER AM2048S/R) with TEMPERAT. SENSOR KTY84-130 DESIGN IM B5 (IMV 1,IM V3) PLAIN SHAFT WITHOUT FITTED KEY; BEARING: STANDARD WITH FIXED BEARING, VIBRATION SEVERITY GRADE: R/A, FLANGE ACCURACY: R POWER CONNECTOR (ABOVE) CABLE ENTRY ON THE ND-END SIGNAL CONNECTION LEFT | 11189 | TEM | 1 | MC | 85 | 1
1PH81312EF120CA1 | SIMOTICS M COMPACT SYNCHRONOUS MOTOR 1500RPM,15,7KW,100NM, 29A, 388V 1750RPM, 18KW, 98NM, 29A, 415V 2000RPM,19,9KW, 95NM, 29A, 449V FORCED VENTILATION; DIRECTION OF AIR FLOW NDE --> DE; DEGREE OF PROTECTION IP55 ABSOLUTE ENCODER ENDAT 2048 S/R (ENCODER AM2048S/R) with TEMPERAT. SENSOR KTY84-130 DESIGN IM B5 (IMV 1,IM V3) PLAIN SHAFT WITHOUT FITTED KEY; BEARING: STANDARD WITH FIXED BEARING, VIBRATION SEVERITY GRADE: S/A, SHAFT AND FLANGE ACCURACY: R TERMINAL BOX (ABOVE) CABLE ENTRY ON THE RIGHT SIGNAL CONNECTION D-END | 11384 | TEM | 1 | MC | 85 | 1
1PH81312EF131BA1 | SIMOTICS M COMPACT SYNCHRONOUS MOTOR 1500RPM,15,7KW,100NM, 29A, 388V 1750RPM, 18KW, 98NM, 29A, 415V 2000RPM,19,9KW, 95NM, 29A, 449V FORCED VENTILATION; DIRECTION OF AIR FLOW NDE --> DE; DEGREE OF PROTECTION IP55 ABSOLUTE ENCODER ENDAT 2048 S/R (ENCODER AM2048S/R) with TEMPERAT. SENSOR KTY84-130 DESIGN IM B35 (IM V15, IM V35) SHAFT WITH FITTED KEY FULL-KEY BALANCING BEARING: STANDARD WITH FIXED BEARING, VIBRATION SEVERITY GRADE: R/A, FLANGE ACCURACY: R TERMINAL BOX (ABOVE) CABLE ENTRY ON THE RIGHT SIGNAL CONNECTION D-END | 11493 | TEM | 1 | MC | 85 | 1
1PH81312EF220BA1 | SIMOTICS M COMPACT SYNCHRONOUS MOTOR 1500RPM,17,6KW,112NM, 40A, 326V 1750RPM,20,4KW,112NM, 40A, 377V 2000RPM,23,2KW,111NM, 39A, 427V WATER COOLING DEGREE OF PROTECTION IP65 ABSOLUTE ENCODER ENDAT 2048 S/R (ENCODER AM2048S/R) with TEMPERAT. SENSOR KTY84-130 DESIGN IM B5 (IMV 1,IM V3) PLAIN SHAFT WITHOUT FITTED KEY; BEARING: STANDARD WITH FIXED BEARING, VIBRATION SEVERITY GRADE: R/A, FLANGE ACCURACY: R TERMINAL BOX (ABOVE) CABLE ENTRY ON THE RIGHT SIGNAL CONNECTION D-END | 10733 | TEM | 1 | MC | 102 | 1
1PH81312EF221BA1 | SIMOTICS M COMPACT SYNCHRONOUS MOTOR 1500RPM,17,6KW,112NM, 40A, 326V 1750RPM,20,4KW,112NM, 40A, 377V 2000RPM,23,2KW,111NM, 39A, 427V WATER COOLING DEGREE OF PROTECTION IP65 ABSOLUTE ENCODER ENDAT 2048 S/R (ENCODER AM2048S/R) with TEMPERAT. SENSOR KTY84-130 DESIGN IM B5 (IMV 1,IM V3) SHAFT WITH FITTED KEY FULL-KEY BALANCING BEARING: STANDARD WITH FIXED BEARING, VIBRATION SEVERITY GRADE: R/A, FLANGE ACCURACY: R TERMINAL BOX (ABOVE) CABLE ENTRY ON THE RIGHT SIGNAL CONNECTION D-END | 10733 | TEM | 1 | MC | 102 | 1
1PH81312EL020BB1 | SIMOTICS M COMPACT SYNCHRONOUS MOTOR 2500RPM, 25KW, 96NM, 44A, 371V 2800RPM,27,7KW, 95NM, 44A, 415V 3000RPM,29,5KW, 94NM, 43A, 449V FORCED VENTILATION; DIRECTION OF AIR FLOW DE --> NDE; DEGREE OF PROTECTION IP55 ABSOLUTE ENCODER ENDAT 2048 S/R (ENCODER AM2048S/R) with TEMPERAT. SENSOR KTY84-130 DESIGN IM B5 (IMV 1,IM V3) PLAIN SHAFT WITHOUT FITTED KEY; BEARING: STANDARD WITH FIXED BEARING, VIBRATION SEVERITY GRADE: R/A, FLANGE ACCURACY: R TERMINAL BOX (ABOVE) CABLE ENTRY ON THE LEFT SIGNAL CONNECTION D-END | 11189 | TEM | 1 | MC | 85 | 1
1PH81312FF000BA1 | SIMOTICS M COMPACT SYNCHRONOUS MOTOR 1500RPM,15,7KW,100 NM,29A, 388V 1750RPM, 18KW, 98NM, 29A, 415V 2000RPM,19,9KW, 95NM, 29A, 449V FORCED VENTILATION; DIRECTION OF AIR FLOW DE --> NDE; DEGREE OF PROTECTION IP55 ABSOLUTE ENCODER 22 BIT SINGLETURN AND 12 BIT MULTITURN (ENCODER AM22DQ) WITH DRIVE-CLIQ INTERFACE DESIGN IM B3 (IM V5, IM V6) PLAIN SHAFT WITHOUT FITTED KEY; BEARING: STANDARD WITH FIXED BEARING, VIBRATION SEVERITY GRADE: R/A, FLANGE ACCURACY: R TERMINAL BOX (ABOVE) CABLE ENTRY ON THE RIGHT SIGNAL CONNECTION D-END | 11645 | TEM | 1 | MC | 85 | 1
1PH81312FF000CA1 | SIMOTICS M COMPACT SYNCHRONOUS MOTOR 1500RPM,15,7KW,100 NM,29A, 388V 1750RPM, 18KW, 98NM, 29A, 415V 2000RPM,19,9KW, 95NM, 29A, 449V FORCED VENTILATION; DIRECTION OF AIR FLOW DE --> NDE; DEGREE OF PROTECTION IP55 ABSOLUTE ENCODER 22 BIT SINGLETURN AND 12 BIT MULTITURN (ENCODER AM22DQ) WITH DRIVE-CLIQ INTERFACE DESIGN IM B3 (IM V5, IM V6) PLAIN SHAFT WITHOUT FITTED KEY; BEARING: STANDARD WITH FIXED BEARING, VIBRATION SEVERITY GRADE: S/A, SHAFT AND FLANGE ACCURACY: R TERMINAL BOX (ABOVE) CABLE ENTRY ON THE RIGHT SIGNAL CONNECTION D-END | 11840 | TEM | 1 | MC | 85 | 1
1PH81312FF001BA1 | SIMOTICS M COMPACT SYNCHRONOUS MOTOR 1500RPM,15,7KW,100 NM,29A, 388V 1750RPM, 18KW, 98NM, 29A, 415V 2000RPM,19,9KW, 95NM, 29A, 449V FORCED VENTILATION; DIRECTION OF AIR FLOW DE --> NDE; DEGREE OF PROTECTION IP55 ABSOLUTE ENCODER 22 BIT SINGLETURN AND 12 BIT MULTITURN (ENCODER AM22DQ) WITH DRIVE-CLIQ INTERFACE DESIGN IM B3 (IM V5, IM V6) SHAFT WITH FITTED KEY FULL-KEY BALANCING BEARING: STANDARD WITH FIXED BEARING, VIBRATION SEVERITY GRADE: R/A, FLANGE ACCURACY: R TERMINAL BOX (ABOVE) CABLE ENTRY ON THE RIGHT SIGNAL CONNECTION D-END | 11645 | TEM | 1 | MC | 85 | 1
1PH81312FF002BA1 | SIMOTICS M COMPACT SYNCHRONOUS MOTOR 1500RPM,15,7KW,100 NM,29A, 388V 1750RPM, 18KW, 98NM, 29A, 415V 2000RPM,19,9KW, 95NM, 29A, 449V FORCED VENTILATION; DIRECTION OF AIR FLOW DE --> NDE; DEGREE OF PROTECTION IP55 ABSOLUTE ENCODER 22 BIT SINGLETURN AND 12 BIT MULTITURN (ENCODER AM22DQ) WITH DRIVE-CLIQ INTERFACE DESIGN IM B3 (IM V5, IM V6) SHAFT WITH FITTED KEY HALF-KEY BALANCING BEARING: STANDARD WITH FIXED BEARING, VIBRATION SEVERITY GRADE: R/A, FLANGE ACCURACY: R TERMINAL BOX (ABOVE) CABLE ENTRY ON THE RIGHT SIGNAL CONNECTION D-END | 11645 | TEM | 1 | MC | 85 | 1
1PH81312FF020BA1 | SIMOTICS M COMPACT SYNCHRONOUS MOTOR 1500RPM,15,7KW,100 NM,29A, 388V 1750RPM, 18KW, 98NM, 29A, 415V 2000RPM,19,9KW, 95NM, 29A, 449V FORCED VENTILATION; DIRECTION OF AIR FLOW DE --> NDE; DEGREE OF PROTECTION IP55 ABSOLUTE ENCODER 22 BIT SINGLETURN AND 12 BIT MULTITURN (ENCODER AM22DQ) WITH DRIVE-CLIQ INTERFACE DESIGN IM B5 (IMV 1,IM V3) PLAIN SHAFT WITHOUT FITTED KEY; BEARING: STANDARD WITH FIXED BEARING, VIBRATION SEVERITY GRADE: R/A, FLANGE ACCURACY: R TERMINAL BOX (ABOVE) CABLE ENTRY ON THE RIGHT SIGNAL CONNECTION D-END | 11883 | TEM | 1 | MC | 85 | 1
1PH81312FF020BG1 | SIMOTICS M COMPACT SYNCHRONOUS MOTOR 1500RPM,15,7KW,100 NM,29A, 388V 1750RPM, 18KW, 98NM, 29A, 415V 2000RPM,19,9KW, 95NM, 29A, 449V FORCED VENTILATION; DIRECTION OF AIR FLOW DE --> NDE; DEGREE OF PROTECTION IP55 ABSOLUTE ENCODER 22 BIT SINGLETURN AND 12 BIT MULTITURN (ENCODER AM22DQ) WITH DRIVE-CLIQ INTERFACE DESIGN IM B5 (IMV 1,IM V3) PLAIN SHAFT WITHOUT FITTED KEY; BEARING: STANDARD WITH FIXED BEARING, VIBRATION SEVERITY GRADE: R/A, FLANGE ACCURACY: R POWER CONNECTOR (ABOVE) CABLE ENTRY ON THE ND-END SIGNAL CONNECTION LEFT | 11883 | TEM | 1 | MC | 85 | 1
1PH81312FF020CA1 | SIMOTICS M COMPACT SYNCHRONOUS MOTOR 1500RPM,15,7KW,100 NM,29A, 388V 1750RPM, 18KW, 98NM, 29A, 415V 2000RPM,19,9KW, 95NM, 29A, 449V FORCED VENTILATION; DIRECTION OF AIR FLOW DE --> NDE; DEGREE OF PROTECTION IP55 ABSOLUTE ENCODER 22 BIT SINGLETURN AND 12 BIT MULTITURN (ENCODER AM22DQ) WITH DRIVE-CLIQ INTERFACE DESIGN IM B5 (IMV 1,IM V3) PLAIN SHAFT WITHOUT FITTED KEY; BEARING: STANDARD WITH FIXED BEARING, VIBRATION SEVERITY GRADE: S/A, SHAFT AND FLANGE ACCURACY: R TERMINAL BOX (ABOVE) CABLE ENTRY ON THE RIGHT SIGNAL CONNECTION D-END | 12078 | TEM | 1 | MC | 85 | 1
1PH81312FF020CH1 | SIMOTICS M COMPACT SYNCHRONOUS MOTOR 1500RPM,15,7KW,100 NM,29A, 388V 1750RPM, 18KW, 98NM, 29A, 415V 2000RPM,19,9KW, 95NM, 29A, 449V FORCED VENTILATION; DIRECTION OF AIR FLOW DE --> NDE; DEGREE OF PROTECTION IP55 ABSOLUTE ENCODER 22 BIT SINGLETURN AND 12 BIT MULTITURN (ENCODER AM22DQ) WITH DRIVE-CLIQ INTERFACE DESIGN IM B5 (IMV 1,IM V3) PLAIN SHAFT WITHOUT FITTED KEY; BEARING: STANDARD WITH FIXED BEARING, VIBRATION SEVERITY GRADE: S/A, SHAFT AND FLANGE ACCURACY: R POWER CONNECTOR (ABOVE) CABLE ENTRY ON THE D-END SIGNAL CONNECTION LEFT | 12078 | TEM | 1 | MC | 85 | 1
1PH81312FF021BA1 | SIMOTICS M COMPACT SYNCHRONOUS MOTOR 1500RPM,15,7KW,100 NM,29A, 388V 1750RPM, 18KW, 98NM, 29A, 415V 2000RPM,19,9KW, 95NM, 29A, 449V FORCED VENTILATION; DIRECTION OF AIR FLOW DE --> NDE; DEGREE OF PROTECTION IP55 ABSOLUTE ENCODER 22 BIT SINGLETURN AND 12 BIT MULTITURN (ENCODER AM22DQ) WITH DRIVE-CLIQ INTERFACE DESIGN IM B5 (IMV 1,IM V3) SHAFT WITH FITTED KEY FULL-KEY BALANCING BEARING: STANDARD WITH FIXED BEARING, VIBRATION SEVERITY GRADE: R/A, FLANGE ACCURACY: R TERMINAL BOX (ABOVE) CABLE ENTRY ON THE RIGHT SIGNAL CONNECTION D-END | 11883 | TEM | 1 | MC | 85 | 1
1PH81312FF022BH1 | SIMOTICS M COMPACT SYNCHRONOUS MOTOR 1500RPM,15,7KW,100 NM,29A, 388V 1750RPM, 18KW, 98NM, 29A, 415V 2000RPM,19,9KW, 95NM, 29A, 449V FORCED VENTILATION; DIRECTION OF AIR FLOW DE --> NDE; DEGREE OF PROTECTION IP55 ABSOLUTE ENCODER 22 BIT SINGLETURN AND 12 BIT MULTITURN (ENCODER AM22DQ) WITH DRIVE-CLIQ INTERFACE DESIGN IM B5 (IMV 1,IM V3) SHAFT WITH FITTED KEY HALF-KEY BALANCING BEARING: STANDARD WITH FIXED BEARING, VIBRATION SEVERITY GRADE: R/A, FLANGE ACCURACY: R POWER CONNECTOR (ABOVE) CABLE ENTRY ON THE D-END SIGNAL CONNECTION LEFT | 11883 | TEM | 1 | MC | 85 | 1
1PH81312FF022CA1 | SIMOTICS M COMPACT SYNCHRONOUS MOTOR 1500RPM,15,7KW,100 NM,29A, 388V 1750RPM, 18KW, 98NM, 29A, 415V 2000RPM,19,9KW, 95NM, 29A, 449V FORCED VENTILATION; DIRECTION OF AIR FLOW DE --> NDE; DEGREE OF PROTECTION IP55 ABSOLUTE ENCODER 22 BIT SINGLETURN AND 12 BIT MULTITURN (ENCODER AM22DQ) WITH DRIVE-CLIQ INTERFACE DESIGN IM B5 (IMV 1,IM V3) SHAFT WITH FITTED KEY HALF-KEY BALANCING BEARING: STANDARD WITH FIXED BEARING, VIBRATION SEVERITY GRADE: S/A, SHAFT AND FLANGE ACCURACY: R TERMINAL BOX (ABOVE) CABLE ENTRY ON THE RIGHT SIGNAL CONNECTION D-END | 12078 | TEM | 1 | MC | 85 | 1
1PH81312FF030CA1 | SIMOTICS M COMPACT SYNCHRONOUS MOTOR 1500RPM,15,7KW,100 NM,29A, 388V 1750RPM, 18KW, 98NM, 29A, 415V 2000RPM,19,9KW, 95NM, 29A, 449V FORCED VENTILATION; DIRECTION OF AIR FLOW DE --> NDE; DEGREE OF PROTECTION IP55 ABSOLUTE ENCODER 22 BIT SINGLETURN AND 12 BIT MULTITURN (ENCODER AM22DQ) WITH DRIVE-CLIQ INTERFACE DESIGN IM B35 (IM V15, IM V35) PLAIN SHAFT WITHOUT FITTED KEY; BEARING: STANDARD WITH FIXED BEARING, VIBRATION SEVERITY GRADE: S/A, SHAFT AND FLANGE ACCURACY: R TERMINAL BOX (ABOVE) CABLE ENTRY ON THE RIGHT SIGNAL CONNECTION D-END | 12382 | TEM | 1 | MC | 85 | 1
1PH81312FF121BA1 | SIMOTICS M COMPACT SYNCHRONOUS MOTOR 1500RPM,15,7KW,100NM, 29A, 388V 1750RPM, 18KW, 98NM, 29A, 415V 2000RPM,19,9KW, 95NM, 29A, 449V FORCED VENTILATION; DIRECTION OF AIR FLOW NDE --> DE; DEGREE OF PROTECTION IP55 ABSOLUTE ENCODER 22 BIT SINGLETURN AND 12 BIT MULTITURN (ENCODER AM22DQ) WITH DRIVE-CLIQ INTERFACE DESIGN IM B5 (IMV 1,IM V3) SHAFT WITH FITTED KEY FULL-KEY BALANCING BEARING: STANDARD WITH FIXED BEARING, VIBRATION SEVERITY GRADE: R/A, FLANGE ACCURACY: R TERMINAL BOX (ABOVE) CABLE ENTRY ON THE RIGHT SIGNAL CONNECTION D-END | 11883 | TEM | 1 | MC | 85 | 1
1PH81312FF122BE1 | SIMOTICS M COMPACT SYNCHRONOUS MOTOR 1500RPM,15,7KW,100NM, 29A, 388V 1750RPM, 18KW, 98NM, 29A, 415V 2000RPM,19,9KW, 95NM, 29A, 449V FORCED VENTILATION; DIRECTION OF AIR FLOW NDE --> DE; DEGREE OF PROTECTION IP55 ABSOLUTE ENCODER 22 BIT SINGLETURN AND 12 BIT MULTITURN (ENCODER AM22DQ) WITH DRIVE-CLIQ INTERFACE DESIGN IM B5 (IMV 1,IM V3) SHAFT WITH FITTED KEY HALF-KEY BALANCING BEARING: STANDARD WITH FIXED BEARING, VIBRATION SEVERITY GRADE: R/A, FLANGE ACCURACY: R POWER CONNECTOR (ABOVE) CABLE ENTRY ON THE RIGHT SIGNAL CONNECTION D-END | 11883 | TEM | 1 | MC | 85 | 1
1PH81312FF122BG1 | SIMOTICS M COMPACT SYNCHRONOUS MOTOR 1500RPM,15,7KW,100NM, 29A, 388V 1750RPM, 18KW, 98NM, 29A, 415V 2000RPM,19,9KW, 95NM, 29A, 449V FORCED VENTILATION; DIRECTION OF AIR FLOW NDE --> DE; DEGREE OF PROTECTION IP55 ABSOLUTE ENCODER 22 BIT SINGLETURN AND 12 BIT MULTITURN (ENCODER AM22DQ) WITH DRIVE-CLIQ INTERFACE DESIGN IM B5 (IMV 1,IM V3) SHAFT WITH FITTED KEY HALF-KEY BALANCING BEARING: STANDARD WITH FIXED BEARING, VIBRATION SEVERITY GRADE: R/A, FLANGE ACCURACY: R POWER CONNECTOR (ABOVE) CABLE ENTRY ON THE ND-END SIGNAL CONNECTION LEFT | 11883 | TEM | 1 | MC | 85 | 1
1PH81312FF220BE1 | SIMOTICS M COMPACT SYNCHRONOUS MOTOR 1500RPM,17,6KW,112NM, 40A, 326V 1750RPM,20,4KW,112NM, 40A, 377V 2000RPM,23,2KW,111NM, 39A, 427V WATER COOLING DEGREE OF PROTECTION IP65 ABSOLUTE ENCODER 22 BIT SINGLETURN AND 12 BIT MULTITURN (ENCODER AM22DQ) WITH DRIVE-CLIQ INTERFACE DESIGN IM B5 (IMV 1,IM V3) PLAIN SHAFT WITHOUT FITTED KEY; BEARING: STANDARD WITH FIXED BEARING, VIBRATION SEVERITY GRADE: R/A, FLANGE ACCURACY: R POWER CONNECTOR (ABOVE) CABLE ENTRY ON THE RIGHT SIGNAL CONNECTION D-END | 11426 | TEM | 1 | MC | 102 | 1
1PH81312FF221BA1 | SIMOTICS M COMPACT SYNCHRONOUS MOTOR 1500RPM,17,6KW,112NM, 40A, 326V 1750RPM,20,4KW,112NM, 40A, 377V 2000RPM,23,2KW,111NM, 39A, 427V WATER COOLING DEGREE OF PROTECTION IP65 ABSOLUTE ENCODER 22 BIT SINGLETURN AND 12 BIT MULTITURN (ENCODER AM22DQ) WITH DRIVE-CLIQ INTERFACE DESIGN IM B5 (IMV 1,IM V3) SHAFT WITH FITTED KEY FULL-KEY BALANCING BEARING: STANDARD WITH FIXED BEARING, VIBRATION SEVERITY GRADE: R/A, FLANGE ACCURACY: R TERMINAL BOX (ABOVE) CABLE ENTRY ON THE RIGHT SIGNAL CONNECTION D-END | 11426 | TEM | 1 | MC | 102 | 1
1PH81312FF222BE1 | SIMOTICS M COMPACT SYNCHRONOUS MOTOR 1500RPM,17,6KW,112NM, 40A, 326V 1750RPM,20,4KW,112NM, 40A, 377V 2000RPM,23,2KW,111NM, 39A, 427V WATER COOLING DEGREE OF PROTECTION IP65 ABSOLUTE ENCODER 22 BIT SINGLETURN AND 12 BIT MULTITURN (ENCODER AM22DQ) WITH DRIVE-CLIQ INTERFACE DESIGN IM B5 (IMV 1,IM V3) SHAFT WITH FITTED KEY HALF-KEY BALANCING BEARING: STANDARD WITH FIXED BEARING, VIBRATION SEVERITY GRADE: R/A, FLANGE ACCURACY: R POWER CONNECTOR (ABOVE) CABLE ENTRY ON THE RIGHT SIGNAL CONNECTION D-END | 11426 | TEM | 1 | MC | 102 | 1
1PH81312FL001CA1 | SIMOTICS M COMPACT SYNCHRONOUS MOTOR 2500RPM, 25KW, 96NM, 44A, 371V 2800RPM,27,7KW, 95NM, 44A, 415V 3000RPM,29,5KW, 94NM, 43A, 449V FORCED VENTILATION; DIRECTION OF AIR FLOW DE --> NDE; DEGREE OF PROTECTION IP55 ABSOLUTE ENCODER 22 BIT SINGLETURN AND 12 BIT MULTITURN (ENCODER AM22DQ) WITH DRIVE-CLIQ INTERFACE DESIGN IM B3 (IM V5, IM V6) SHAFT WITH FITTED KEY FULL-KEY BALANCING BEARING: STANDARD WITH FIXED BEARING, VIBRATION SEVERITY GRADE: S/A, SHAFT AND FLANGE ACCURACY: R TERMINAL BOX (ABOVE) CABLE ENTRY ON THE RIGHT SIGNAL CONNECTION D-END | 11840 | TEM | 1 | MC | 85 | 1
1PH81312FL001QE1 | SIMOTICS M COMPACT SYNCHRONOUS MOTOR 2500RPM, 25KW, 96NM, 44A, 371V 2800RPM,27,7KW, 95NM, 44A, 415V 3000RPM,29,5KW, 94NM, 43A, 449V FORCED VENTILATION; DIRECTION OF AIR FLOW DE --> NDE; DEGREE OF PROTECTION IP55 ABSOLUTE ENCODER 22 BIT SINGLETURN AND 12 BIT MULTITURN (ENCODER AM22DQ) WITH DRIVE-CLIQ INTERFACE DESIGN IM B3 (IM V5, IM V6) SHAFT WITH FITTED KEY FULL-KEY BALANCING BEARING: ADVANCED LIFETIME VIBRATION SEVERITY S/A SHAFT A. FLANGE ACCURACY GR. R POWER CONNECTOR (ABOVE) CABLE ENTRY ON THE RIGHT SIGNAL CONNECTION D-END | 12075 | TEM | 1 | MC | 85 | 1
1PH81312FL002BA1 | SIMOTICS M COMPACT SYNCHRONOUS MOTOR 2500RPM, 25KW, 96NM, 44A, 371V 2800RPM,27,7KW, 95NM, 44A, 415V 3000RPM,29,5KW, 94NM, 43A, 449V FORCED VENTILATION; DIRECTION OF AIR FLOW DE --> NDE; DEGREE OF PROTECTION IP55 ABSOLUTE ENCODER 22 BIT SINGLETURN AND 12 BIT MULTITURN (ENCODER AM22DQ) WITH DRIVE-CLIQ INTERFACE DESIGN IM B3 (IM V5, IM V6) SHAFT WITH FITTED KEY HALF-KEY BALANCING BEARING: STANDARD WITH FIXED BEARING, VIBRATION SEVERITY GRADE: R/A, FLANGE ACCURACY: R TERMINAL BOX (ABOVE) CABLE ENTRY ON THE RIGHT SIGNAL CONNECTION D-END | 11645 | TEM | 1 | MC | 85 | 1
1PH81312FL020BA1 | SIMOTICS M COMPACT SYNCHRONOUS MOTOR 2500RPM, 25KW, 96NM, 44A, 371V 2800RPM,27,7KW, 95NM, 44A, 415V 3000RPM,29,5KW, 94NM, 43A, 449V FORCED VENTILATION; DIRECTION OF AIR FLOW DE --> NDE; DEGREE OF PROTECTION IP55 ABSOLUTE ENCODER 22 BIT SINGLETURN AND 12 BIT MULTITURN (ENCODER AM22DQ) WITH DRIVE-CLIQ INTERFACE DESIGN IM B5 (IMV 1,IM V3) PLAIN SHAFT WITHOUT FITTED KEY; BEARING: STANDARD WITH FIXED BEARING, VIBRATION SEVERITY GRADE: R/A, FLANGE ACCURACY: R TERMINAL BOX (ABOVE) CABLE ENTRY ON THE RIGHT SIGNAL CONNECTION D-END | 11883 | TEM | 1 | MC | 85 | 1
1PH81312FL021CF1 | SIMOTICS M COMPACT SYNCHRONOUS MOTOR 2500RPM, 25KW, 96NM, 44A, 371V 2800RPM,27,7KW, 95NM, 44A, 415V 3000RPM,29,5KW, 94NM, 43A, 449V FORCED VENTILATION; DIRECTION OF AIR FLOW DE --> NDE; DEGREE OF PROTECTION IP55 ABSOLUTE ENCODER 22 BIT SINGLETURN AND 12 BIT MULTITURN (ENCODER AM22DQ) WITH DRIVE-CLIQ INTERFACE DESIGN IM B5 (IMV 1,IM V3) SHAFT WITH FITTED KEY FULL-KEY BALANCING BEARING: STANDARD WITH FIXED BEARING, VIBRATION SEVERITY GRADE: S/A, SHAFT AND FLANGE ACCURACY: R POWER CONNECTOR(ABOVE) CABLE ENTRY ON THE LEFT SIGNAL CONNECTION D-END | 12078 | TEM | 1 | MC | 85 | 1
1PH81312FL022BA1 | SIMOTICS M COMPACT SYNCHRONOUS MOTOR 2500RPM, 25KW, 96NM, 44A, 371V 2800RPM,27,7KW, 95NM, 44A, 415V 3000RPM,29,5KW, 94NM, 43A, 449V FORCED VENTILATION; DIRECTION OF AIR FLOW DE --> NDE; DEGREE OF PROTECTION IP55 ABSOLUTE ENCODER 22 BIT SINGLETURN AND 12 BIT MULTITURN (ENCODER AM22DQ) WITH DRIVE-CLIQ INTERFACE DESIGN IM B5 (IMV 1,IM V3) SHAFT WITH FITTED KEY HALF-KEY BALANCING BEARING: STANDARD WITH FIXED BEARING, VIBRATION SEVERITY GRADE: R/A, FLANGE ACCURACY: R TERMINAL BOX (ABOVE) CABLE ENTRY ON THE RIGHT SIGNAL CONNECTION D-END | 11883 | TEM | 1 | MC | 85 | 1
1PH81312FL022CB1 | SIMOTICS M COMPACT SYNCHRONOUS MOTOR 2500RPM, 25KW, 96NM, 44A, 371V 2800RPM,27,7KW, 95NM, 44A, 415V 3000RPM,29,5KW, 94NM, 43A, 449V FORCED VENTILATION; DIRECTION OF AIR FLOW DE --> NDE; DEGREE OF PROTECTION IP55 ABSOLUTE ENCODER 22 BIT SINGLETURN AND 12 BIT MULTITURN (ENCODER AM22DQ) WITH DRIVE-CLIQ INTERFACE DESIGN IM B5 (IMV 1,IM V3) SHAFT WITH FITTED KEY HALF-KEY BALANCING BEARING: STANDARD WITH FIXED BEARING, VIBRATION SEVERITY GRADE: S/A, SHAFT AND FLANGE ACCURACY: R TERMINAL BOX (ABOVE) CABLE ENTRY ON THE LEFT SIGNAL CONNECTION D-END | 12078 | TEM | 1 | MC | 85 | 1
1PH81312FL022CF1 | SIMOTICS M COMPACT SYNCHRONOUS MOTOR 2500RPM, 25KW, 96NM, 44A, 371V 2800RPM,27,7KW, 95NM, 44A, 415V 3000RPM,29,5KW, 94NM, 43A, 449V FORCED VENTILATION; DIRECTION OF AIR FLOW DE --> NDE; DEGREE OF PROTECTION IP55 ABSOLUTE ENCODER 22 BIT SINGLETURN AND 12 BIT MULTITURN (ENCODER AM22DQ) WITH DRIVE-CLIQ INTERFACE DESIGN IM B5 (IMV 1,IM V3) SHAFT WITH FITTED KEY HALF-KEY BALANCING BEARING: STANDARD WITH FIXED BEARING, VIBRATION SEVERITY GRADE: S/A, SHAFT AND FLANGE ACCURACY: R POWER CONNECTOR(ABOVE) CABLE ENTRY ON THE LEFT SIGNAL CONNECTION D-END | 12078 | TEM | 1 | MC | 85 | 1
1PH81312FL022QB1 | SIMOTICS M COMPACT SYNCHRONOUS MOTOR 2500RPM, 25KW, 96NM, 44A, 371V 2800RPM,27,7KW, 95NM, 44A, 415V 3000RPM,29,5KW, 94NM, 43A, 449V FORCED VENTILATION; DIRECTION OF AIR FLOW DE --> NDE; DEGREE OF PROTECTION IP55 ABSOLUTE ENCODER 22 BIT SINGLETURN AND 12 BIT MULTITURN (ENCODER AM22DQ) WITH DRIVE-CLIQ INTERFACE DESIGN IM B5 (IMV 1,IM V3) SHAFT WITH FITTED KEY HALF-KEY BALANCING BEARING: ADVANCED LIFETIME VIBRATION SEVERITY S/A SHAFT A. FLANGE ACCURACY GR. R TERMINAL BOX (ABOVE) CABLE ENTRY ON THE LEFT SIGNAL CONNECTION D-END | 12313 | TEM | 1 | MC | 85 | 1
1PH81312FL030CA1 | SIMOTICS M COMPACT SYNCHRONOUS MOTOR 2500RPM, 25KW, 96NM, 44A, 371V 2800RPM,27,7KW, 95NM, 44A, 415V 3000RPM,29,5KW, 94NM, 43A, 449V FORCED VENTILATION; DIRECTION OF AIR FLOW DE --> NDE; DEGREE OF PROTECTION IP55 ABSOLUTE ENCODER 22 BIT SINGLETURN AND 12 BIT MULTITURN (ENCODER AM22DQ) WITH DRIVE-CLIQ INTERFACE DESIGN IM B35 (IM V15, IM V35) PLAIN SHAFT WITHOUT FITTED KEY; BEARING: STANDARD WITH FIXED BEARING, VIBRATION SEVERITY GRADE: S/A, SHAFT AND FLANGE ACCURACY: R TERMINAL BOX (ABOVE) CABLE ENTRY ON THE RIGHT SIGNAL CONNECTION D-END | 12382 | TEM | 1 | MC | 85 | 1
1PH81312FL102BA1 | SIMOTICS M COMPACT SYNCHRONOUS MOTOR 2500RPM, 25KW, 96NM, 44A, 371V 2800RPM,27,7KW, 95NM, 44A, 415V 3000RPM,29,5KW, 94NM, 43A, 449V FORCED VENTILATION; DIRECTION OF AIR FLOW NDE --> DE; DEGREE OF PROTECTION IP55 ABSOLUTE ENCODER 22 BIT SINGLETURN AND 12 BIT MULTITURN (ENCODER AM22DQ) WITH DRIVE-CLIQ INTERFACE DESIGN IM B3 (IM V5, IM V6) SHAFT WITH FITTED KEY HALF-KEY BALANCING BEARING: STANDARD WITH FIXED BEARING, VIBRATION SEVERITY GRADE: R/A, FLANGE ACCURACY: R TERMINAL BOX (ABOVE) CABLE ENTRY ON THE RIGHT SIGNAL CONNECTION D-END | 11645 | TEM | 1 | MC | 85 | 1
1PH81312FL120BE1 | SIMOTICS M COMPACT SYNCHRONOUS MOTOR 2500RPM, 25KW, 96NM, 44A, 371V 2800RPM,27,7KW, 95NM, 44A, 415V 3000RPM,29,5KW, 94NM, 43A, 449V FORCED VENTILATION; DIRECTION OF AIR FLOW NDE --> DE; DEGREE OF PROTECTION IP55 ABSOLUTE ENCODER 22 BIT SINGLETURN AND 12 BIT MULTITURN (ENCODER AM22DQ) WITH DRIVE-CLIQ INTERFACE DESIGN IM B5 (IMV 1,IM V3) PLAIN SHAFT WITHOUT FITTED KEY; BEARING: STANDARD WITH FIXED BEARING, VIBRATION SEVERITY GRADE: R/A, FLANGE ACCURACY: R POWER CONNECTOR (ABOVE) CABLE ENTRY ON THE RIGHT SIGNAL CONNECTION D-END | 11883 | TEM | 1 | MC | 85 | 1
1PH81312FL121CA1 | SIMOTICS M COMPACT SYNCHRONOUS MOTOR 2500RPM, 25KW, 96NM, 44A, 371V 2800RPM,27,7KW, 95NM, 44A, 415V 3000RPM,29,5KW, 94NM, 43A, 449V FORCED VENTILATION; DIRECTION OF AIR FLOW NDE --> DE; DEGREE OF PROTECTION IP55 ABSOLUTE ENCODER 22 BIT SINGLETURN AND 12 BIT MULTITURN (ENCODER AM22DQ) WITH DRIVE-CLIQ INTERFACE DESIGN IM B5 (IMV 1,IM V3) SHAFT WITH FITTED KEY FULL-KEY BALANCING BEARING: STANDARD WITH FIXED BEARING, VIBRATION SEVERITY GRADE: S/A, SHAFT AND FLANGE ACCURACY: R TERMINAL BOX (ABOVE) CABLE ENTRY ON THE RIGHT SIGNAL CONNECTION D-END | 12078 | TEM | 1 | MC | 85 | 1
1PH81312FL131CA1 | SIMOTICS M COMPACT SYNCHRONOUS MOTOR 2500RPM, 25KW, 96NM, 44A, 371V 2800RPM,27,7KW, 95NM, 44A, 415V 3000RPM,29,5KW, 94NM, 43A, 449V FORCED VENTILATION; DIRECTION OF AIR FLOW NDE --> DE; DEGREE OF PROTECTION IP55 ABSOLUTE ENCODER 22 BIT SINGLETURN AND 12 BIT MULTITURN (ENCODER AM22DQ) WITH DRIVE-CLIQ INTERFACE DESIGN IM B35 (IM V15, IM V35) SHAFT WITH FITTED KEY FULL-KEY BALANCING BEARING: STANDARD WITH FIXED BEARING, VIBRATION SEVERITY GRADE: S/A, SHAFT AND FLANGE ACCURACY: R TERMINAL BOX (ABOVE) CABLE ENTRY ON THE RIGHT SIGNAL CONNECTION D-END | 12382 | TEM | 1 | MC | 85 | 1
1PH81312MF000CA1 | SIMOTICS M COMPACT SYNCHRONOUS MOTOR 1500RPM,15,7KW,100 NM,29A, 388V 1750RPM, 18KW, 98NM, 29A, 415V 2000RPM,19,9KW, 95NM, 29A, 449V FORCED VENTILATION; DIRECTION OF AIR FLOW DE --> NDE; DEGREE OF PROTECTION IP55 INCREMENTAL ENCODER SIN/COS 1VPP 2048 S/R WITH ND-END AT TERMINAL BOX (ENCODER IC2048S/R) with TEMPERAT. SENSOR KTY84-130 DESIGN IM B3 (IM V5, IM V6) PLAIN SHAFT WITHOUT FITTED KEY; BEARING: STANDARD WITH FIXED BEARING, VIBRATION SEVERITY GRADE: S/A, SHAFT AND FLANGE ACCURACY: R TERMINAL BOX (ABOVE) CABLE ENTRY ON THE RIGHT SIGNAL CONNECTION D-END | 10236 | TEM | 1 | MC | 85 | 1
1PH81312MF031BA1 | SIMOTICS M COMPACT SYNCHRONOUS MOTOR 1500RPM,15,7KW,100 NM,29A, 388V 1750RPM, 18KW, 98NM, 29A, 415V 2000RPM,19,9KW, 95NM, 29A, 449V FORCED VENTILATION; DIRECTION OF AIR FLOW DE --> NDE; DEGREE OF PROTECTION IP55 INCREMENTAL ENCODER SIN/COS 1VPP 2048 S/R WITH ND-END AT TERMINAL BOX (ENCODER IC2048S/R) with TEMPERAT. SENSOR KTY84-130 DESIGN IM B35 (IM V15, IM V35) SHAFT WITH FITTED KEY FULL-KEY BALANCING BEARING: STANDARD WITH FIXED BEARING, VIBRATION SEVERITY GRADE: R/A, FLANGE ACCURACY: R TERMINAL BOX (ABOVE) CABLE ENTRY ON THE RIGHT SIGNAL CONNECTION D-END | 10583 | TEM | 1 | MC | 85 | 1
1PH81312MF101BA1 | SIMOTICS M COMPACT SYNCHRONOUS MOTOR 1500RPM,15,7KW,100NM, 29A, 388V 1750RPM, 18KW, 98NM, 29A, 415V 2000RPM,19,9KW, 95NM, 29A, 449V FORCED VENTILATION; DIRECTION OF AIR FLOW NDE --> DE; DEGREE OF PROTECTION IP55 INCREMENTAL ENCODER SIN/COS 1VPP 2048 S/R WITH ND-END AT TERMINAL BOX (ENCODER IC2048S/R) with TEMPERAT. SENSOR KTY84-130 DESIGN IM B3 (IM V5, IM V6) SHAFT WITH FITTED KEY FULL-KEY BALANCING BEARING: STANDARD WITH FIXED BEARING, VIBRATION SEVERITY GRADE: R/A, FLANGE ACCURACY: R TERMINAL BOX (ABOVE) CABLE ENTRY ON THE RIGHT SIGNAL CONNECTION D-END | 10041 | TEM | 1 | MC | 85 | 1
1PH81312MF101BE1 | SIMOTICS M COMPACT SYNCHRONOUS MOTOR 1500RPM,15,7KW,100NM, 29A, 388V 1750RPM, 18KW, 98NM, 29A, 415V 2000RPM,19,9KW, 95NM, 29A, 449V FORCED VENTILATION; DIRECTION OF AIR FLOW NDE --> DE; DEGREE OF PROTECTION IP55 INCREMENTAL ENCODER SIN/COS 1VPP 2048 S/R WITH ND-END AT TERMINAL BOX (ENCODER IC2048S/R) with TEMPERAT. SENSOR KTY84-130 DESIGN IM B3 (IM V5, IM V6) SHAFT WITH FITTED KEY FULL-KEY BALANCING BEARING: STANDARD WITH FIXED BEARING, VIBRATION SEVERITY GRADE: R/A, FLANGE ACCURACY: R POWER CONNECTOR (ABOVE) CABLE ENTRY ON THE RIGHT SIGNAL CONNECTION D-END | 10041 | TEM | 1 | MC | 85 | 1
1PH81312MF120BC1 | SIMOTICS M COMPACT SYNCHRONOUS MOTOR 1500RPM,15,7KW,100NM, 29A, 388V 1750RPM, 18KW, 98NM, 29A, 415V 2000RPM,19,9KW, 95NM, 29A, 449V FORCED VENTILATION; DIRECTION OF AIR FLOW NDE --> DE; DEGREE OF PROTECTION IP55 INCREMENTAL ENCODER SIN/COS 1VPP 2048 S/R WITH ND-END AT TERMINAL BOX (ENCODER IC2048S/R) with TEMPERAT. SENSOR KTY84-130 DESIGN IM B5 (IMV 1,IM V3) PLAIN SHAFT WITHOUT FITTED KEY; BEARING: STANDARD WITH FIXED BEARING, VIBRATION SEVERITY GRADE: R/A, FLANGE ACCURACY: R TERMINAL BOX (ABOVE) CABLE ENTRY ON THE ND-END SIGNAL CONNECTION LEFT | 10279 | TEM | 1 | MC | 85 | 1
1PH81312ML020BA1 | SIMOTICS M COMPACT SYNCHRONOUS MOTOR 2500RPM, 25KW, 96NM, 44A, 371V 2800RPM,27,7KW, 95NM, 44A, 415V 3000RPM,29,5KW, 94NM, 43A, 449V FORCED VENTILATION; DIRECTION OF AIR FLOW DE --> NDE; DEGREE OF PROTECTION IP55 INCREMENTAL ENCODER SIN/COS 1VPP 2048 S/R WITH ND-END AT TERMINAL BOX (ENCODER IC2048S/R) with TEMPERAT. SENSOR KTY84-130 DESIGN IM B5 (IMV 1,IM V3) PLAIN SHAFT WITHOUT FITTED KEY; BEARING: STANDARD WITH FIXED BEARING, VIBRATION SEVERITY GRADE: R/A, FLANGE ACCURACY: R TERMINAL BOX (ABOVE) CABLE ENTRY ON THE RIGHT SIGNAL CONNECTION D-END | 10279 | TEM | 1 | MC | 85 | 1
1PH81312ML031BA1 | SIMOTICS M COMPACT SYNCHRONOUS MOTOR 2500RPM, 25KW, 96NM, 44A, 371V 2800RPM,27,7KW, 95NM, 44A, 415V 3000RPM,29,5KW, 94NM, 43A, 449V FORCED VENTILATION; DIRECTION OF AIR FLOW DE --> NDE; DEGREE OF PROTECTION IP55 INCREMENTAL ENCODER SIN/COS 1VPP 2048 S/R WITH ND-END AT TERMINAL BOX (ENCODER IC2048S/R) with TEMPERAT. SENSOR KTY84-130 DESIGN IM B35 (IM V15, IM V35) SHAFT WITH FITTED KEY FULL-KEY BALANCING BEARING: STANDARD WITH FIXED BEARING, VIBRATION SEVERITY GRADE: R/A, FLANGE ACCURACY: R TERMINAL BOX (ABOVE) CABLE ENTRY ON THE RIGHT SIGNAL CONNECTION D-END | 10583 | TEM | 1 | MC | 85 | 1
1PH81312ML100CA1 | SIMOTICS M COMPACT SYNCHRONOUS MOTOR 2500RPM, 25KW, 96NM, 44A, 371V 2800RPM,27,7KW, 95NM, 44A, 415V 3000RPM,29,5KW, 94NM, 43A, 449V FORCED VENTILATION; DIRECTION OF AIR FLOW NDE --> DE; DEGREE OF PROTECTION IP55 INCREMENTAL ENCODER SIN/COS 1VPP 2048 S/R WITH ND-END AT TERMINAL BOX (ENCODER IC2048S/R) with TEMPERAT. SENSOR KTY84-130 DESIGN IM B3 (IM V5, IM V6) PLAIN SHAFT WITHOUT FITTED KEY; BEARING: STANDARD WITH FIXED BEARING, VIBRATION SEVERITY GRADE: S/A, SHAFT AND FLANGE ACCURACY: R TERMINAL BOX (ABOVE) CABLE ENTRY ON THE RIGHT SIGNAL CONNECTION D-END | 10236 | TEM | 1 | MC | 85 | 1
1PH81312ML101CB1 | SIMOTICS M COMPACT SYNCHRONOUS MOTOR 2500RPM, 25KW, 96NM, 44A, 371V 2800RPM,27,7KW, 95NM, 44A, 415V 3000RPM,29,5KW, 94NM, 43A, 449V FORCED VENTILATION; DIRECTION OF AIR FLOW NDE --> DE; DEGREE OF PROTECTION IP55 INCREMENTAL ENCODER SIN/COS 1VPP 2048 S/R WITH ND-END AT TERMINAL BOX (ENCODER IC2048S/R) with TEMPERAT. SENSOR KTY84-130 DESIGN IM B3 (IM V5, IM V6) SHAFT WITH FITTED KEY FULL-KEY BALANCING BEARING: STANDARD WITH FIXED BEARING, VIBRATION SEVERITY GRADE: S/A, SHAFT AND FLANGE ACCURACY: R TERMINAL BOX (ABOVE) CABLE ENTRY ON THE LEFT SIGNAL CONNECTION D-END | 10236 | TEM | 1 | MC | 85 | 1
1PH81312ML102CA1 | SIMOTICS M COMPACT SYNCHRONOUS MOTOR 2500RPM, 25KW, 96NM, 44A, 371V 2800RPM,27,7KW, 95NM, 44A, 415V 3000RPM,29,5KW, 94NM, 43A, 449V FORCED VENTILATION; DIRECTION OF AIR FLOW NDE --> DE; DEGREE OF PROTECTION IP55 INCREMENTAL ENCODER SIN/COS 1VPP 2048 S/R WITH ND-END AT TERMINAL BOX (ENCODER IC2048S/R) with TEMPERAT. SENSOR KTY84-130 DESIGN IM B3 (IM V5, IM V6) SHAFT WITH FITTED KEY HALF-KEY BALANCING BEARING: STANDARD WITH FIXED BEARING, VIBRATION SEVERITY GRADE: S/A, SHAFT AND FLANGE ACCURACY: R TERMINAL BOX (ABOVE) CABLE ENTRY ON THE RIGHT SIGNAL CONNECTION D-END | 10236 | TEM | 1 | MC | 85 | 1
1PH81331AD000BA1 | SIMOTICS M COMPACT ASYNCHRONOUS MOTOR 1000RPM, 12KW, 115NM, 30A, 319V 1150RPM,13,5KW,112NM, 29A, 361V 1350RPM, 15KW, 106NM, 28A, 417V FORCED VENTILATION; DIRECTION OF AIR FLOW DE --> NDE; DEGREE OF PROTECTION IP55 W/O ENCODER with TEMPERAT. SENSOR KTY84-130 DESIGN IM B3 (IM V5, IM V6) PLAIN SHAFT WITHOUT FITTED KEY; BEARING: STANDARD WITH FIXED BEARING, VIBRATION SEVERITY GRADE: R/A, FLANGE ACCURACY: R TERMINAL BOX (ABOVE) CABLE ENTRY ON THE RIGHT SIGNAL CONNECTION D-END | 4108 | TEM | 1 | MC | 106 | 1
1PH81331AD001BA1 | SIMOTICS M COMPACT ASYNCHRONOUS MOTOR 1000RPM, 12KW, 115NM, 30A, 319V 1150RPM,13,5KW,112NM, 29A, 361V 1350RPM, 15KW, 106NM, 28A, 417V FORCED VENTILATION; DIRECTION OF AIR FLOW DE --> NDE; DEGREE OF PROTECTION IP55 W/O ENCODER with TEMPERAT. SENSOR KTY84-130 DESIGN IM B3 (IM V5, IM V6) SHAFT WITH FITTED KEY FULL-KEY BALANCING BEARING: STANDARD WITH FIXED BEARING, VIBRATION SEVERITY GRADE: R/A, FLANGE ACCURACY: R TERMINAL BOX (ABOVE) CABLE ENTRY ON THE RIGHT SIGNAL CONNECTION D-END | 4108 | TEM | 1 | MC | 106 | 1
1PH81331AD002BA1 | SIMOTICS M COMPACT ASYNCHRONOUS MOTOR 1000RPM, 12KW, 115NM, 30A, 319V 1150RPM,13,5KW,112NM, 29A, 361V 1350RPM, 15KW, 106NM, 28A, 417V FORCED VENTILATION; DIRECTION OF AIR FLOW DE --> NDE; DEGREE OF PROTECTION IP55 W/O ENCODER with TEMPERAT. SENSOR KTY84-130 DESIGN IM B3 (IM V5, IM V6) SHAFT WITH FITTED KEY HALF-KEY BALANCING BEARING: STANDARD WITH FIXED BEARING, VIBRATION SEVERITY GRADE: R/A, FLANGE ACCURACY: R TERMINAL BOX (ABOVE) CABLE ENTRY ON THE RIGHT SIGNAL CONNECTION D-END | 4108 | TEM | 1 | MC | 106 | 1
1PH81331AD021BA1 | SIMOTICS M COMPACT ASYNCHRONOUS MOTOR 1000RPM, 12KW, 115NM, 30A, 319V 1150RPM,13,5KW,112NM, 29A, 361V 1350RPM, 15KW, 106NM, 28A, 417V FORCED VENTILATION; DIRECTION OF AIR FLOW DE --> NDE; DEGREE OF PROTECTION IP55 W/O ENCODER with TEMPERAT. SENSOR KTY84-130 DESIGN IM B5 (IMV 1,IM V3) SHAFT WITH FITTED KEY FULL-KEY BALANCING BEARING: STANDARD WITH FIXED BEARING, VIBRATION SEVERITY GRADE: R/A, FLANGE ACCURACY: R TERMINAL BOX (ABOVE) CABLE ENTRY ON THE RIGHT SIGNAL CONNECTION D-END | 4347 | TEM | 1 | MC | 106 | 1
1PH81331AD022BA1 | SIMOTICS M COMPACT ASYNCHRONOUS MOTOR 1000RPM, 12KW, 115NM, 30A, 319V 1150RPM,13,5KW,112NM, 29A, 361V 1350RPM, 15KW, 106NM, 28A, 417V FORCED VENTILATION; DIRECTION OF AIR FLOW DE --> NDE; DEGREE OF PROTECTION IP55 W/O ENCODER with TEMPERAT. SENSOR KTY84-130 DESIGN IM B5 (IMV 1,IM V3) SHAFT WITH FITTED KEY HALF-KEY BALANCING BEARING: STANDARD WITH FIXED BEARING, VIBRATION SEVERITY GRADE: R/A, FLANGE ACCURACY: R TERMINAL BOX (ABOVE) CABLE ENTRY ON THE RIGHT SIGNAL CONNECTION D-END | 4347 | TEM | 1 | MC | 106 | 1
1PH81331AD031BA1 | SIMOTICS M COMPACT ASYNCHRONOUS MOTOR 1000RPM, 12KW, 115NM, 30A, 319V 1150RPM,13,5KW,112NM, 29A, 361V 1350RPM, 15KW, 106NM, 28A, 417V FORCED VENTILATION; DIRECTION OF AIR FLOW DE --> NDE; DEGREE OF PROTECTION IP55 W/O ENCODER with TEMPERAT. SENSOR KTY84-130 DESIGN IM B35 (IM V15, IM V35) SHAFT WITH FITTED KEY FULL-KEY BALANCING BEARING: STANDARD WITH FIXED BEARING, VIBRATION SEVERITY GRADE: R/A, FLANGE ACCURACY: R TERMINAL BOX (ABOVE) CABLE ENTRY ON THE RIGHT SIGNAL CONNECTION D-END | 4650 | TEM | 1 | MC | 106 | 1
1PH81331AD032BA1 | SIMOTICS M COMPACT ASYNCHRONOUS MOTOR 1000RPM, 12KW, 115NM, 30A, 319V 1150RPM,13,5KW,112NM, 29A, 361V 1350RPM, 15KW, 106NM, 28A, 417V FORCED VENTILATION; DIRECTION OF AIR FLOW DE --> NDE; DEGREE OF PROTECTION IP55 W/O ENCODER with TEMPERAT. SENSOR KTY84-130 DESIGN IM B35 (IM V15, IM V35) SHAFT WITH FITTED KEY HALF-KEY BALANCING BEARING: STANDARD WITH FIXED BEARING, VIBRATION SEVERITY GRADE: R/A, FLANGE ACCURACY: R TERMINAL BOX (ABOVE) CABLE ENTRY ON THE RIGHT SIGNAL CONNECTION D-END | 4650 | TEM | 1 | MC | 106 | 1
1PH81331AD100BA1 | SIMOTICS M COMPACT ASYNCHRONOUS MOTOR 1000RPM, 12KW, 115NM, 30A, 319V 1150RPM,13,5KW,112NM, 29A, 361V 1350RPM, 15KW, 106NM, 28A, 417V FORCED VENTILATION; DIRECTION OF AIR FLOW NDE --> DE; DEGREE OF PROTECTION IP55 W/O ENCODER with TEMPERAT. SENSOR KTY84-130 DESIGN IM B3 (IM V5, IM V6) PLAIN SHAFT WITHOUT FITTED KEY; BEARING: STANDARD WITH FIXED BEARING, VIBRATION SEVERITY GRADE: R/A, FLANGE ACCURACY: R TERMINAL BOX (ABOVE) CABLE ENTRY ON THE RIGHT SIGNAL CONNECTION D-END | 4108 | TEM | 1 | MC | 106 | 1
1PH81331AD100BB1 | SIMOTICS M COMPACT ASYNCHRONOUS MOTOR 1000RPM, 12KW, 115NM, 30A, 319V 1150RPM,13,5KW,112NM, 29A, 361V 1350RPM, 15KW, 106NM, 28A, 417V FORCED VENTILATION; DIRECTION OF AIR FLOW NDE --> DE; DEGREE OF PROTECTION IP55 W/O ENCODER with TEMPERAT. SENSOR KTY84-130 DESIGN IM B3 (IM V5, IM V6) PLAIN SHAFT WITHOUT FITTED KEY; BEARING: STANDARD WITH FIXED BEARING, VIBRATION SEVERITY GRADE: R/A, FLANGE ACCURACY: R TERMINAL BOX (ABOVE) CABLE ENTRY ON THE LEFT SIGNAL CONNECTION D-END | 4108 | TEM | 1 | MC | 106 | 1
1PH81331AD100BC1 | SIMOTICS M COMPACT ASYNCHRONOUS MOTOR 1000RPM, 12KW, 115NM, 30A, 319V 1150RPM,13,5KW,112NM, 29A, 361V 1350RPM, 15KW, 106NM, 28A, 417V FORCED VENTILATION; DIRECTION OF AIR FLOW NDE --> DE; DEGREE OF PROTECTION IP55 W/O ENCODER with TEMPERAT. SENSOR KTY84-130 DESIGN IM B3 (IM V5, IM V6) PLAIN SHAFT WITHOUT FITTED KEY; BEARING: STANDARD WITH FIXED BEARING, VIBRATION SEVERITY GRADE: R/A, FLANGE ACCURACY: R TERMINAL BOX (ABOVE) CABLE ENTRY ON THE ND-END SIGNAL CONNECTION LEFT | 4108 | TEM | 1 | MC | 106 | 1
1PH81331AD100CA1 | SIMOTICS M COMPACT ASYNCHRONOUS MOTOR 1000RPM, 12KW, 115NM, 30A, 319V 1150RPM,13,5KW,112NM, 29A, 361V 1350RPM, 15KW, 106NM, 28A, 417V FORCED VENTILATION; DIRECTION OF AIR FLOW NDE --> DE; DEGREE OF PROTECTION IP55 W/O ENCODER with TEMPERAT. SENSOR KTY84-130 DESIGN IM B3 (IM V5, IM V6) PLAIN SHAFT WITHOUT FITTED KEY; BEARING: STANDARD VIBRATION SEVERITY GRADE S/A; SHAFT A.FLANGE ACCURACY GR. R TERMINAL BOX (ABOVE) CABLE ENTRY ON THE RIGHT SIGNAL CONNECTION D-END | 4303 | TEM | 1 | MC | 106 | 1
1PH81331AD100CB1 | SIMOTICS M COMPACT ASYNCHRONOUS MOTOR 1000RPM, 12KW, 115NM, 30A, 319V 1150RPM,13,5KW,112NM, 29A, 361V 1350RPM, 15KW, 106NM, 28A, 417V FORCED VENTILATION; DIRECTION OF AIR FLOW NDE --> DE; DEGREE OF PROTECTION IP55 W/O ENCODER with TEMPERAT. SENSOR KTY84-130 DESIGN IM B3 (IM V5, IM V6) PLAIN SHAFT WITHOUT FITTED KEY; BEARING: STANDARD VIBRATION SEVERITY GRADE S/A; SHAFT A.FLANGE ACCURACY GR. R TERMINAL BOX (ABOVE) CABLE ENTRY ON THE LEFT SIGNAL CONNECTION D-END | 4303 | TEM | 1 | MC | 106 | 1
1PH81331AD100CC1 | SIMOTICS M COMPACT ASYNCHRONOUS MOTOR 1000RPM, 12KW, 115NM, 30A, 319V 1150RPM,13,5KW,112NM, 29A, 361V 1350RPM, 15KW, 106NM, 28A, 417V FORCED VENTILATION; DIRECTION OF AIR FLOW NDE --> DE; DEGREE OF PROTECTION IP55 W/O ENCODER with TEMPERAT. SENSOR KTY84-130 DESIGN IM B3 (IM V5, IM V6) PLAIN SHAFT WITHOUT FITTED KEY; BEARING: STANDARD VIBRATION SEVERITY GRADE S/A; SHAFT A.FLANGE ACCURACY GR. R TERMINAL BOX (ABOVE) CABLE ENTRY ON THE ND-END SIGNAL CONNECTION LEFT | 4303 | TEM | 1 | MC | 106 | 1
1PH81331AD102BA1 | SIMOTICS M COMPACT ASYNCHRONOUS MOTOR 1000RPM, 12KW, 115NM, 30A, 319V 1150RPM,13,5KW,112NM, 29A, 361V 1350RPM, 15KW, 106NM, 28A, 417V FORCED VENTILATION; DIRECTION OF AIR FLOW NDE --> DE; DEGREE OF PROTECTION IP55 W/O ENCODER with TEMPERAT. SENSOR KTY84-130 DESIGN IM B3 (IM V5, IM V6) SHAFT WITH FITTED KEY HALF-KEY BALANCING BEARING: STANDARD WITH FIXED BEARING, VIBRATION SEVERITY GRADE: R/A, FLANGE ACCURACY: R TERMINAL BOX (ABOVE) CABLE ENTRY ON THE RIGHT SIGNAL CONNECTION D-END | 4108 | TEM | 1 | MC | 106 | 1
1PH81331AD102BB1 | SIMOTICS M COMPACT ASYNCHRONOUS MOTOR 1000RPM, 12KW, 115NM, 30A, 319V 1150RPM,13,5KW,112NM, 29A, 361V 1350RPM, 15KW, 106NM, 28A, 417V FORCED VENTILATION; DIRECTION OF AIR FLOW NDE --> DE; DEGREE OF PROTECTION IP55 W/O ENCODER with TEMPERAT. SENSOR KTY84-130 DESIGN IM B3 (IM V5, IM V6) SHAFT WITH FITTED KEY HALF-KEY BALANCING BEARING: STANDARD WITH FIXED BEARING, VIBRATION SEVERITY GRADE: R/A, FLANGE ACCURACY: R TERMINAL BOX (ABOVE) CABLE ENTRY ON THE LEFT SIGNAL CONNECTION D-END | 4108 | TEM | 1 | MC | 106 | 1
1PH81331AD102BC1 | SIMOTICS M COMPACT ASYNCHRONOUS MOTOR 1000RPM, 12KW, 115NM, 30A, 319V 1150RPM,13,5KW,112NM, 29A, 361V 1350RPM, 15KW, 106NM, 28A, 417V FORCED VENTILATION; DIRECTION OF AIR FLOW NDE --> DE; DEGREE OF PROTECTION IP55 W/O ENCODER with TEMPERAT. SENSOR KTY84-130 DESIGN IM B3 (IM V5, IM V6) SHAFT WITH FITTED KEY HALF-KEY BALANCING BEARING: STANDARD WITH FIXED BEARING, VIBRATION SEVERITY GRADE: R/A, FLANGE ACCURACY: R TERMINAL BOX (ABOVE) CABLE ENTRY ON THE ND-END SIGNAL CONNECTION LEFT | 4108 | TEM | 1 | MC | 106 | 1
1PH81331AD102CA1 | SIMOTICS M COMPACT ASYNCHRONOUS MOTOR 1000RPM, 12KW, 115NM, 30A, 319V 1150RPM,13,5KW,112NM, 29A, 361V 1350RPM, 15KW, 106NM, 28A, 417V FORCED VENTILATION; DIRECTION OF AIR FLOW NDE --> DE; DEGREE OF PROTECTION IP55 W/O ENCODER with TEMPERAT. SENSOR KTY84-130 DESIGN IM B3 (IM V5, IM V6) SHAFT WITH FITTED KEY HALF-KEY BALANCING BEARING: STANDARD VIBRATION SEVERITY GRADE S/A; SHAFT A.FLANGE ACCURACY GR. R TERMINAL BOX (ABOVE) CABLE ENTRY ON THE RIGHT SIGNAL CONNECTION D-END | 4303 | TEM | 1 | MC | 106 | 1
1PH81331AD102CB1 | SIMOTICS M COMPACT ASYNCHRONOUS MOTOR 1000RPM, 12KW, 115NM, 30A, 319V 1150RPM,13,5KW,112NM, 29A, 361V 1350RPM, 15KW, 106NM, 28A, 417V FORCED VENTILATION; DIRECTION OF AIR FLOW NDE --> DE; DEGREE OF PROTECTION IP55 W/O ENCODER with TEMPERAT. SENSOR KTY84-130 DESIGN IM B3 (IM V5, IM V6) SHAFT WITH FITTED KEY HALF-KEY BALANCING BEARING: STANDARD VIBRATION SEVERITY GRADE S/A; SHAFT A.FLANGE ACCURACY GR. R TERMINAL BOX (ABOVE) CABLE ENTRY ON THE LEFT SIGNAL CONNECTION D-END | 4303 | TEM | 1 | MC | 106 | 1
1PH81331AD102CC1 | SIMOTICS M COMPACT ASYNCHRONOUS MOTOR 1000RPM, 12KW, 115NM, 30A, 319V 1150RPM,13,5KW,112NM, 29A, 361V 1350RPM, 15KW, 106NM, 28A, 417V FORCED VENTILATION; DIRECTION OF AIR FLOW NDE --> DE; DEGREE OF PROTECTION IP55 W/O ENCODER with TEMPERAT. SENSOR KTY84-130 DESIGN IM B3 (IM V5, IM V6) SHAFT WITH FITTED KEY HALF-KEY BALANCING BEARING: STANDARD VIBRATION SEVERITY GRADE S/A; SHAFT A.FLANGE ACCURACY GR. R TERMINAL BOX (ABOVE) CABLE ENTRY ON THE ND-END SIGNAL CONNECTION LEFT | 4303 | TEM | 1 | MC | 106 | 1
1PH81331AD120BA1 | SIMOTICS M COMPACT ASYNCHRONOUS MOTOR 1000RPM, 12KW, 115NM, 30A, 319V 1150RPM,13,5KW,112NM, 29A, 361V 1350RPM, 15KW, 106NM, 28A, 417V FORCED VENTILATION; DIRECTION OF AIR FLOW NDE --> DE; DEGREE OF PROTECTION IP55 W/O ENCODER with TEMPERAT. SENSOR KTY84-130 DESIGN IM B5 (IMV 1,IM V3) PLAIN SHAFT WITHOUT FITTED KEY; BEARING: STANDARD WITH FIXED BEARING, VIBRATION SEVERITY GRADE: R/A, FLANGE ACCURACY: R TERMINAL BOX (ABOVE) CABLE ENTRY ON THE RIGHT SIGNAL CONNECTION D-END | 4347 | TEM | 1 | MC | 106 | 1
1PH81331AD120BB1 | SIMOTICS M COMPACT ASYNCHRONOUS MOTOR 1000RPM, 12KW, 115NM, 30A, 319V 1150RPM,13,5KW,112NM, 29A, 361V 1350RPM, 15KW, 106NM, 28A, 417V FORCED VENTILATION; DIRECTION OF AIR FLOW NDE --> DE; DEGREE OF PROTECTION IP55 W/O ENCODER with TEMPERAT. SENSOR KTY84-130 DESIGN IM B5 (IMV 1,IM V3) PLAIN SHAFT WITHOUT FITTED KEY; BEARING: STANDARD WITH FIXED BEARING, VIBRATION SEVERITY GRADE: R/A, FLANGE ACCURACY: R TERMINAL BOX (ABOVE) CABLE ENTRY ON THE LEFT SIGNAL CONNECTION D-END | 4347 | TEM | 1 | MC | 106 | 1
1PH81331AD120BC1 | SIMOTICS M COMPACT ASYNCHRONOUS MOTOR 1000RPM, 12KW, 115NM, 30A, 319V 1150RPM,13,5KW,112NM, 29A, 361V 1350RPM, 15KW, 106NM, 28A, 417V FORCED VENTILATION; DIRECTION OF AIR FLOW NDE --> DE; DEGREE OF PROTECTION IP55 W/O ENCODER with TEMPERAT. SENSOR KTY84-130 DESIGN IM B5 (IMV 1,IM V3) PLAIN SHAFT WITHOUT FITTED KEY; BEARING: STANDARD WITH FIXED BEARING, VIBRATION SEVERITY GRADE: R/A, FLANGE ACCURACY: R TERMINAL BOX (ABOVE) CABLE ENTRY ON THE ND-END SIGNAL CONNECTION LEFT | 4347 | TEM | 1 | MC | 106 | 1
1PH81331AD120CA1 | SIMOTICS M COMPACT ASYNCHRONOUS MOTOR 1000RPM, 12KW, 115NM, 30A, 319V 1150RPM,13,5KW,112NM, 29A, 361V 1350RPM, 15KW, 106NM, 28A, 417V FORCED VENTILATION; DIRECTION OF AIR FLOW NDE --> DE; DEGREE OF PROTECTION IP55 W/O ENCODER with TEMPERAT. SENSOR KTY84-130 DESIGN IM B5 (IMV 1,IM V3) PLAIN SHAFT WITHOUT FITTED KEY; BEARING: STANDARD VIBRATION SEVERITY GRADE S/A; SHAFT A.FLANGE ACCURACY GR. R TERMINAL BOX (ABOVE) CABLE ENTRY ON THE RIGHT SIGNAL CONNECTION D-END | 4542 | TEM | 1 | MC | 106 | 1
1PH81331AD120CB1 | SIMOTICS M COMPACT ASYNCHRONOUS MOTOR 1000RPM, 12KW, 115NM, 30A, 319V 1150RPM,13,5KW,112NM, 29A, 361V 1350RPM, 15KW, 106NM, 28A, 417V FORCED VENTILATION; DIRECTION OF AIR FLOW NDE --> DE; DEGREE OF PROTECTION IP55 W/O ENCODER with TEMPERAT. SENSOR KTY84-130 DESIGN IM B5 (IMV 1,IM V3) PLAIN SHAFT WITHOUT FITTED KEY; BEARING: STANDARD VIBRATION SEVERITY GRADE S/A; SHAFT A.FLANGE ACCURACY GR. R TERMINAL BOX (ABOVE) CABLE ENTRY ON THE LEFT SIGNAL CONNECTION D-END | 4542 | TEM | 1 | MC | 106 | 1
1PH81331AD120CC1 | SIMOTICS M COMPACT ASYNCHRONOUS MOTOR 1000RPM, 12KW, 115NM, 30A, 319V 1150RPM,13,5KW,112NM, 29A, 361V 1350RPM, 15KW, 106NM, 28A, 417V FORCED VENTILATION; DIRECTION OF AIR FLOW NDE --> DE; DEGREE OF PROTECTION IP55 W/O ENCODER with TEMPERAT. SENSOR KTY84-130 DESIGN IM B5 (IMV 1,IM V3) PLAIN SHAFT WITHOUT FITTED KEY; BEARING: STANDARD VIBRATION SEVERITY GRADE S/A; SHAFT A.FLANGE ACCURACY GR. R TERMINAL BOX (ABOVE) CABLE ENTRY ON THE ND-END SIGNAL CONNECTION LEFT | 4542 | TEM | 1 | MC | 106 | 1
1PH81331AD121BB1 | SIMOTICS M COMPACT ASYNCHRONOUS MOTOR 1000RPM, 12KW, 115NM, 30A, 319V 1150RPM,13,5KW,112NM, 29A, 361V 1350RPM, 15KW, 106NM, 28A, 417V FORCED VENTILATION; DIRECTION OF AIR FLOW NDE --> DE; DEGREE OF PROTECTION IP55 W/O ENCODER with TEMPERAT. SENSOR KTY84-130 DESIGN IM B5 (IMV 1,IM V3) SHAFT WITH FITTED KEY FULL-KEY BALANCING BEARING: STANDARD WITH FIXED BEARING, VIBRATION SEVERITY GRADE: R/A, FLANGE ACCURACY: R TERMINAL BOX (ABOVE) CABLE ENTRY ON THE LEFT SIGNAL CONNECTION D-END | 4347 | TEM | 1 | MC | 106 | 1
1PH81331AD122BA1 | SIMOTICS M COMPACT ASYNCHRONOUS MOTOR 1000RPM, 12KW, 115NM, 30A, 319V 1150RPM,13,5KW,112NM, 29A, 361V 1350RPM, 15KW, 106NM, 28A, 417V FORCED VENTILATION; DIRECTION OF AIR FLOW NDE --> DE; DEGREE OF PROTECTION IP55 W/O ENCODER with TEMPERAT. SENSOR KTY84-130 DESIGN IM B5 (IMV 1,IM V3) SHAFT WITH FITTED KEY HALF-KEY BALANCING BEARING: STANDARD WITH FIXED BEARING, VIBRATION SEVERITY GRADE: R/A, FLANGE ACCURACY: R TERMINAL BOX (ABOVE) CABLE ENTRY ON THE RIGHT SIGNAL CONNECTION D-END | 4347 | TEM | 1 | MC | 106 | 1
1PH81331AD122BB1 | SIMOTICS M COMPACT ASYNCHRONOUS MOTOR 1000RPM, 12KW, 115NM, 30A, 319V 1150RPM,13,5KW,112NM, 29A, 361V 1350RPM, 15KW, 106NM, 28A, 417V FORCED VENTILATION; DIRECTION OF AIR FLOW NDE --> DE; DEGREE OF PROTECTION IP55 W/O ENCODER with TEMPERAT. SENSOR KTY84-130 DESIGN IM B5 (IMV 1,IM V3) SHAFT WITH FITTED KEY HALF-KEY BALANCING BEARING: STANDARD WITH FIXED BEARING, VIBRATION SEVERITY GRADE: R/A, FLANGE ACCURACY: R TERMINAL BOX (ABOVE) CABLE ENTRY ON THE LEFT SIGNAL CONNECTION D-END | 4347 | TEM | 1 | MC | 106 | 1
1PH81331AD122BC1 | SIMOTICS M COMPACT ASYNCHRONOUS MOTOR 1000RPM, 12KW, 115NM, 30A, 319V 1150RPM,13,5KW,112NM, 29A, 361V 1350RPM, 15KW, 106NM, 28A, 417V FORCED VENTILATION; DIRECTION OF AIR FLOW NDE --> DE; DEGREE OF PROTECTION IP55 W/O ENCODER with TEMPERAT. SENSOR KTY84-130 DESIGN IM B5 (IMV 1,IM V3) SHAFT WITH FITTED KEY HALF-KEY BALANCING BEARING: STANDARD WITH FIXED BEARING, VIBRATION SEVERITY GRADE: R/A, FLANGE ACCURACY: R TERMINAL BOX (ABOVE) CABLE ENTRY ON THE ND-END SIGNAL CONNECTION LEFT | 4347 | TEM | 1 | MC | 106 | 1
1PH81331AD122CA1 | SIMOTICS M COMPACT ASYNCHRONOUS MOTOR 1000RPM, 12KW, 115NM, 30A, 319V 1150RPM,13,5KW,112NM, 29A, 361V 1350RPM, 15KW, 106NM, 28A, 417V FORCED VENTILATION; DIRECTION OF AIR FLOW NDE --> DE; DEGREE OF PROTECTION IP55 W/O ENCODER with TEMPERAT. SENSOR KTY84-130 DESIGN IM B5 (IMV 1,IM V3) SHAFT WITH FITTED KEY HALF-KEY BALANCING BEARING: STANDARD VIBRATION SEVERITY GRADE S/A; SHAFT A.FLANGE ACCURACY GR. R TERMINAL BOX (ABOVE) CABLE ENTRY ON THE RIGHT SIGNAL CONNECTION D-END | 4542 | TEM | 1 | MC | 106 | 1
1PH81331AD122CB1 | SIMOTICS M COMPACT ASYNCHRONOUS MOTOR 1000RPM, 12KW, 115NM, 30A, 319V 1150RPM,13,5KW,112NM, 29A, 361V 1350RPM, 15KW, 106NM, 28A, 417V FORCED VENTILATION; DIRECTION OF AIR FLOW NDE --> DE; DEGREE OF PROTECTION IP55 W/O ENCODER with TEMPERAT. SENSOR KTY84-130 DESIGN IM B5 (IMV 1,IM V3) SHAFT WITH FITTED KEY HALF-KEY BALANCING BEARING: STANDARD VIBRATION SEVERITY GRADE S/A; SHAFT A.FLANGE ACCURACY GR. R TERMINAL BOX (ABOVE) CABLE ENTRY ON THE LEFT SIGNAL CONNECTION D-END | 4542 | TEM | 1 | MC | 106 | 1
1PH81331AD122CC1 | SIMOTICS M COMPACT ASYNCHRONOUS MOTOR 1000RPM, 12KW, 115NM, 30A, 319V 1150RPM,13,5KW,112NM, 29A, 361V 1350RPM, 15KW, 106NM, 28A, 417V FORCED VENTILATION; DIRECTION OF AIR FLOW NDE --> DE; DEGREE OF PROTECTION IP55 W/O ENCODER with TEMPERAT. SENSOR KTY84-130 DESIGN IM B5 (IMV 1,IM V3) SHAFT WITH FITTED KEY HALF-KEY BALANCING BEARING: STANDARD VIBRATION SEVERITY GRADE S/A; SHAFT A.FLANGE ACCURACY GR. R TERMINAL BOX (ABOVE) CABLE ENTRY ON THE ND-END SIGNAL CONNECTION LEFT | 4542 | TEM | 1 | MC | 106 | 1
1PH81331AD130BA1 | SIMOTICS M COMPACT ASYNCHRONOUS MOTOR 1000RPM, 12KW, 115NM, 30A, 319V 1150RPM,13,5KW,112NM, 29A, 361V 1350RPM, 15KW, 106NM, 28A, 417V FORCED VENTILATION; DIRECTION OF AIR FLOW NDE --> DE; DEGREE OF PROTECTION IP55 W/O ENCODER with TEMPERAT. SENSOR KTY84-130 DESIGN IM B35 (IM V15, IM V35) PLAIN SHAFT WITHOUT FITTED KEY; BEARING: STANDARD WITH FIXED BEARING, VIBRATION SEVERITY GRADE: R/A, FLANGE ACCURACY: R TERMINAL BOX (ABOVE) CABLE ENTRY ON THE RIGHT SIGNAL CONNECTION D-END | 4650 | TEM | 1 | MC | 106 | 1
1PH81331AD130BB1 | SIMOTICS M COMPACT ASYNCHRONOUS MOTOR 1000RPM, 12KW, 115NM, 30A, 319V 1150RPM,13,5KW,112NM, 29A, 361V 1350RPM, 15KW, 106NM, 28A, 417V FORCED VENTILATION; DIRECTION OF AIR FLOW NDE --> DE; DEGREE OF PROTECTION IP55 W/O ENCODER with TEMPERAT. SENSOR KTY84-130 DESIGN IM B35 (IM V15, IM V35) PLAIN SHAFT WITHOUT FITTED KEY; BEARING: STANDARD WITH FIXED BEARING, VIBRATION SEVERITY GRADE: R/A, FLANGE ACCURACY: R TERMINAL BOX (ABOVE) CABLE ENTRY ON THE LEFT SIGNAL CONNECTION D-END | 4650 | TEM | 1 | MC | 106 | 1
1PH81331AD130BC1 | SIMOTICS M COMPACT ASYNCHRONOUS MOTOR 1000RPM, 12KW, 115NM, 30A, 319V 1150RPM,13,5KW,112NM, 29A, 361V 1350RPM, 15KW, 106NM, 28A, 417V FORCED VENTILATION; DIRECTION OF AIR FLOW NDE --> DE; DEGREE OF PROTECTION IP55 W/O ENCODER with TEMPERAT. SENSOR KTY84-130 DESIGN IM B35 (IM V15, IM V35) PLAIN SHAFT WITHOUT FITTED KEY; BEARING: STANDARD WITH FIXED BEARING, VIBRATION SEVERITY GRADE: R/A, FLANGE ACCURACY: R TERMINAL BOX (ABOVE) CABLE ENTRY ON THE ND-END SIGNAL CONNECTION LEFT | 4650 | TEM | 1 | MC | 106 | 1
1PH81331AD130CA1 | SIMOTICS M COMPACT ASYNCHRONOUS MOTOR 1000RPM, 12KW, 115NM, 30A, 319V 1150RPM,13,5KW,112NM, 29A, 361V 1350RPM, 15KW, 106NM, 28A, 417V FORCED VENTILATION; DIRECTION OF AIR FLOW NDE --> DE; DEGREE OF PROTECTION IP55 W/O ENCODER with TEMPERAT. SENSOR KTY84-130 DESIGN IM B35 (IM V15, IM V35) PLAIN SHAFT WITHOUT FITTED KEY; BEARING: STANDARD VIBRATION SEVERITY GRADE S/A; SHAFT A.FLANGE ACCURACY GR. R TERMINAL BOX (ABOVE) CABLE ENTRY ON THE RIGHT SIGNAL CONNECTION D-END | 4845 | TEM | 1 | MC | 106 | 1
1PH81331AD130CB1 | SIMOTICS M COMPACT ASYNCHRONOUS MOTOR 1000RPM, 12KW, 115NM, 30A, 319V 1150RPM,13,5KW,112NM, 29A, 361V 1350RPM, 15KW, 106NM, 28A, 417V FORCED VENTILATION; DIRECTION OF AIR FLOW NDE --> DE; DEGREE OF PROTECTION IP55 W/O ENCODER with TEMPERAT. SENSOR KTY84-130 DESIGN IM B35 (IM V15, IM V35) PLAIN SHAFT WITHOUT FITTED KEY; BEARING: STANDARD VIBRATION SEVERITY GRADE S/A; SHAFT A.FLANGE ACCURACY GR. R TERMINAL BOX (ABOVE) CABLE ENTRY ON THE LEFT SIGNAL CONNECTION D-END | 4845 | TEM | 1 | MC | 106 | 1
1PH81331AD130CC1 | SIMOTICS M COMPACT ASYNCHRONOUS MOTOR 1000RPM, 12KW, 115NM, 30A, 319V 1150RPM,13,5KW,112NM, 29A, 361V 1350RPM, 15KW, 106NM, 28A, 417V FORCED VENTILATION; DIRECTION OF AIR FLOW NDE --> DE; DEGREE OF PROTECTION IP55 W/O ENCODER with TEMPERAT. SENSOR KTY84-130 DESIGN IM B35 (IM V15, IM V35) PLAIN SHAFT WITHOUT FITTED KEY; BEARING: STANDARD VIBRATION SEVERITY GRADE S/A; SHAFT A.FLANGE ACCURACY GR. R TERMINAL BOX (ABOVE) CABLE ENTRY ON THE ND-END SIGNAL CONNECTION LEFT | 4845 | TEM | 1 | MC | 106 | 1
1PH81331AD132BA1 | SIMOTICS M COMPACT ASYNCHRONOUS MOTOR 1000RPM, 12KW, 115NM, 30A, 319V 1150RPM,13,5KW,112NM, 29A, 361V 1350RPM, 15KW, 106NM, 28A, 417V FORCED VENTILATION; DIRECTION OF AIR FLOW NDE --> DE; DEGREE OF PROTECTION IP55 W/O ENCODER with TEMPERAT. SENSOR KTY84-130 DESIGN IM B35 (IM V15, IM V35) SHAFT WITH FITTED KEY HALF-KEY BALANCING BEARING: STANDARD WITH FIXED BEARING, VIBRATION SEVERITY GRADE: R/A, FLANGE ACCURACY: R TERMINAL BOX (ABOVE) CABLE ENTRY ON THE RIGHT SIGNAL CONNECTION D-END | 4650 | TEM | 1 | MC | 106 | 1
1PH81331AD132BB1 | SIMOTICS M COMPACT ASYNCHRONOUS MOTOR 1000RPM, 12KW, 115NM, 30A, 319V 1150RPM,13,5KW,112NM, 29A, 361V 1350RPM, 15KW, 106NM, 28A, 417V FORCED VENTILATION; DIRECTION OF AIR FLOW NDE --> DE; DEGREE OF PROTECTION IP55 W/O ENCODER with TEMPERAT. SENSOR KTY84-130 DESIGN IM B35 (IM V15, IM V35) SHAFT WITH FITTED KEY HALF-KEY BALANCING BEARING: STANDARD WITH FIXED BEARING, VIBRATION SEVERITY GRADE: R/A, FLANGE ACCURACY: R TERMINAL BOX (ABOVE) CABLE ENTRY ON THE LEFT SIGNAL CONNECTION D-END | 4650 | TEM | 1 | MC | 106 | 1
1PH81331AD132BC1 | SIMOTICS M COMPACT ASYNCHRONOUS MOTOR 1000RPM, 12KW, 115NM, 30A, 319V 1150RPM,13,5KW,112NM, 29A, 361V 1350RPM, 15KW, 106NM, 28A, 417V FORCED VENTILATION; DIRECTION OF AIR FLOW NDE --> DE; DEGREE OF PROTECTION IP55 W/O ENCODER with TEMPERAT. SENSOR KTY84-130 DESIGN IM B35 (IM V15, IM V35) SHAFT WITH FITTED KEY HALF-KEY BALANCING BEARING: STANDARD WITH FIXED BEARING, VIBRATION SEVERITY GRADE: R/A, FLANGE ACCURACY: R TERMINAL BOX (ABOVE) CABLE ENTRY ON THE ND-END SIGNAL CONNECTION LEFT | 4650 | TEM | 1 | MC | 106 | 1
1PH81331AD132CA1 | SIMOTICS M COMPACT ASYNCHRONOUS MOTOR 1000RPM, 12KW, 115NM, 30A, 319V 1150RPM,13,5KW,112NM, 29A, 361V 1350RPM, 15KW, 106NM, 28A, 417V FORCED VENTILATION; DIRECTION OF AIR FLOW NDE --> DE; DEGREE OF PROTECTION IP55 W/O ENCODER with TEMPERAT. SENSOR KTY84-130 DESIGN IM B35 (IM V15, IM V35) SHAFT WITH FITTED KEY HALF-KEY BALANCING BEARING: STANDARD VIBRATION SEVERITY GRADE S/A; SHAFT A.FLANGE ACCURACY GR. R TERMINAL BOX (ABOVE) CABLE ENTRY ON THE RIGHT SIGNAL CONNECTION D-END | 4845 | TEM | 1 | MC | 106 | 1
1PH81331AD132CB1 | SIMOTICS M COMPACT ASYNCHRONOUS MOTOR 1000RPM, 12KW, 115NM, 30A, 319V 1150RPM,13,5KW,112NM, 29A, 361V 1350RPM, 15KW, 106NM, 28A, 417V FORCED VENTILATION; DIRECTION OF AIR FLOW NDE --> DE; DEGREE OF PROTECTION IP55 W/O ENCODER with TEMPERAT. SENSOR KTY84-130 DESIGN IM B35 (IM V15, IM V35) SHAFT WITH FITTED KEY HALF-KEY BALANCING BEARING: STANDARD VIBRATION SEVERITY GRADE S/A; SHAFT A.FLANGE ACCURACY GR. R TERMINAL BOX (ABOVE) CABLE ENTRY ON THE LEFT SIGNAL CONNECTION D-END | 4845 | TEM | 1 | MC | 106 | 1
1PH81331AD132CC1 | SIMOTICS M COMPACT ASYNCHRONOUS MOTOR 1000RPM, 12KW, 115NM, 30A, 319V 1150RPM,13,5KW,112NM, 29A, 361V 1350RPM, 15KW, 106NM, 28A, 417V FORCED VENTILATION; DIRECTION OF AIR FLOW NDE --> DE; DEGREE OF PROTECTION IP55 W/O ENCODER with TEMPERAT. SENSOR KTY84-130 DESIGN IM B35 (IM V15, IM V35) SHAFT WITH FITTED KEY HALF-KEY BALANCING BEARING: STANDARD VIBRATION SEVERITY GRADE S/A; SHAFT A.FLANGE ACCURACY GR. R TERMINAL BOX (ABOVE) CABLE ENTRY ON THE ND-END SIGNAL CONNECTION LEFT | 4845 | TEM | 1 | MC | 106 | 1
1PH81331AF002BA1 | SIMOTICS M COMPACT ASYNCHRONOUS MOTOR 1500RPM, 15KW, 96NM, 34A, 342V 1750RPM,17,5KW, 96NM, 34A, 392V 2000RPM, 20KW, 96NM, 34A, 445V FORCED VENTILATION; DIRECTION OF AIR FLOW DE --> NDE; DEGREE OF PROTECTION IP55 W/O ENCODER with TEMPERAT. SENSOR KTY84-130 DESIGN IM B3 (IM V5, IM V6) SHAFT WITH FITTED KEY HALF-KEY BALANCING BEARING: STANDARD WITH FIXED BEARING, VIBRATION SEVERITY GRADE: R/A, FLANGE ACCURACY: R TERMINAL BOX (ABOVE) CABLE ENTRY ON THE RIGHT SIGNAL CONNECTION D-END | 4108 | TEM | 1 | MC | 106 | 1
1PH81331AF002BB1 | SIMOTICS M COMPACT ASYNCHRONOUS MOTOR 1500RPM, 15KW, 96NM, 34A, 342V 1750RPM,17,5KW, 96NM, 34A, 392V 2000RPM, 20KW, 96NM, 34A, 445V FORCED VENTILATION; DIRECTION OF AIR FLOW DE --> NDE; DEGREE OF PROTECTION IP55 W/O ENCODER with TEMPERAT. SENSOR KTY84-130 DESIGN IM B3 (IM V5, IM V6) SHAFT WITH FITTED KEY HALF-KEY BALANCING BEARING: STANDARD WITH FIXED BEARING, VIBRATION SEVERITY GRADE: R/A, FLANGE ACCURACY: R TERMINAL BOX (ABOVE) CABLE ENTRY ON THE LEFT SIGNAL CONNECTION D-END | 4108 | TEM | 1 | MC | 106 | 1
1PH81331AF022BA1 | SIMOTICS M COMPACT ASYNCHRONOUS MOTOR 1500RPM, 15KW, 96NM, 34A, 342V 1750RPM,17,5KW, 96NM, 34A, 392V 2000RPM, 20KW, 96NM, 34A, 445V FORCED VENTILATION; DIRECTION OF AIR FLOW DE --> NDE; DEGREE OF PROTECTION IP55 W/O ENCODER with TEMPERAT. SENSOR KTY84-130 DESIGN IM B5 (IMV 1,IM V3) SHAFT WITH FITTED KEY HALF-KEY BALANCING BEARING: STANDARD WITH FIXED BEARING, VIBRATION SEVERITY GRADE: R/A, FLANGE ACCURACY: R TERMINAL BOX (ABOVE) CABLE ENTRY ON THE RIGHT SIGNAL CONNECTION D-END | 4347 | TEM | 1 | MC | 106 | 1
1PH81331AF031BA1 | SIMOTICS M COMPACT ASYNCHRONOUS MOTOR 1500RPM, 15KW, 96NM, 34A, 342V 1750RPM,17,5KW, 96NM, 34A, 392V 2000RPM, 20KW, 96NM, 34A, 445V FORCED VENTILATION; DIRECTION OF AIR FLOW DE --> NDE; DEGREE OF PROTECTION IP55 W/O ENCODER with TEMPERAT. SENSOR KTY84-130 DESIGN IM B35 (IM V15, IM V35) SHAFT WITH FITTED KEY FULL-KEY BALANCING BEARING: STANDARD WITH FIXED BEARING, VIBRATION SEVERITY GRADE: R/A, FLANGE ACCURACY: R TERMINAL BOX (ABOVE) CABLE ENTRY ON THE RIGHT SIGNAL CONNECTION D-END | 4650 | TEM | 1 | MC | 106 | 1
1PH81331AF032BA1 | SIMOTICS M COMPACT ASYNCHRONOUS MOTOR 1500RPM, 15KW, 96NM, 34A, 342V 1750RPM,17,5KW, 96NM, 34A, 392V 2000RPM, 20KW, 96NM, 34A, 445V FORCED VENTILATION; DIRECTION OF AIR FLOW DE --> NDE; DEGREE OF PROTECTION IP55 W/O ENCODER with TEMPERAT. SENSOR KTY84-130 DESIGN IM B35 (IM V15, IM V35) SHAFT WITH FITTED KEY HALF-KEY BALANCING BEARING: STANDARD WITH FIXED BEARING, VIBRATION SEVERITY GRADE: R/A, FLANGE ACCURACY: R TERMINAL BOX (ABOVE) CABLE ENTRY ON THE RIGHT SIGNAL CONNECTION D-END | 4650 | TEM | 1 | MC | 106 | 1
1PH81331AF100BA1 | SIMOTICS M COMPACT ASYNCHRONOUS MOTOR 1500RPM, 15KW, 96NM, 34A, 342V 1750RPM,17,5KW, 96NM, 34A, 392V 2000RPM, 20KW, 96NM, 34A, 445V FORCED VENTILATION; DIRECTION OF AIR FLOW NDE --> DE; DEGREE OF PROTECTION IP55 W/O ENCODER with TEMPERAT. SENSOR KTY84-130 DESIGN IM B3 (IM V5, IM V6) PLAIN SHAFT WITHOUT FITTED KEY; BEARING: STANDARD WITH FIXED BEARING, VIBRATION SEVERITY GRADE: R/A, FLANGE ACCURACY: R TERMINAL BOX (ABOVE) CABLE ENTRY ON THE RIGHT SIGNAL CONNECTION D-END | 4108 | TEM | 1 | MC | 106 | 1
1PH81331AF100BB1 | SIMOTICS M COMPACT ASYNCHRONOUS MOTOR 1500RPM, 15KW, 96NM, 34A, 342V 1750RPM,17,5KW, 96NM, 34A, 392V 2000RPM, 20KW, 96NM, 34A, 445V FORCED VENTILATION; DIRECTION OF AIR FLOW NDE --> DE; DEGREE OF PROTECTION IP55 W/O ENCODER with TEMPERAT. SENSOR KTY84-130 DESIGN IM B3 (IM V5, IM V6) PLAIN SHAFT WITHOUT FITTED KEY; BEARING: STANDARD WITH FIXED BEARING, VIBRATION SEVERITY GRADE: R/A, FLANGE ACCURACY: R TERMINAL BOX (ABOVE) CABLE ENTRY ON THE LEFT SIGNAL CONNECTION D-END | 4108 | TEM | 1 | MC | 106 | 1
1PH81331AF100BC1 | SIMOTICS M COMPACT ASYNCHRONOUS MOTOR 1500RPM, 15KW, 96NM, 34A, 342V 1750RPM,17,5KW, 96NM, 34A, 392V 2000RPM, 20KW, 96NM, 34A, 445V FORCED VENTILATION; DIRECTION OF AIR FLOW NDE --> DE; DEGREE OF PROTECTION IP55 W/O ENCODER with TEMPERAT. SENSOR KTY84-130 DESIGN IM B3 (IM V5, IM V6) PLAIN SHAFT WITHOUT FITTED KEY; BEARING: STANDARD WITH FIXED BEARING, VIBRATION SEVERITY GRADE: R/A, FLANGE ACCURACY: R TERMINAL BOX (ABOVE) CABLE ENTRY ON THE ND-END SIGNAL CONNECTION LEFT | 4108 | TEM | 1 | MC | 106 | 1
1PH81331AF100CA1 | SIMOTICS M COMPACT ASYNCHRONOUS MOTOR 1500RPM, 15KW, 96NM, 34A, 342V 1750RPM,17,5KW, 96NM, 34A, 392V 2000RPM, 20KW, 96NM, 34A, 445V FORCED VENTILATION; DIRECTION OF AIR FLOW NDE --> DE; DEGREE OF PROTECTION IP55 W/O ENCODER with TEMPERAT. SENSOR KTY84-130 DESIGN IM B3 (IM V5, IM V6) PLAIN SHAFT WITHOUT FITTED KEY; BEARING: STANDARD VIBRATION SEVERITY GRADE S/A; SHAFT A.FLANGE ACCURACY GR. R TERMINAL BOX (ABOVE) CABLE ENTRY ON THE RIGHT SIGNAL CONNECTION D-END | 4303 | TEM | 1 | MC | 106 | 1
1PH81331AF100CB1 | SIMOTICS M COMPACT ASYNCHRONOUS MOTOR 1500RPM, 15KW, 96NM, 34A, 342V 1750RPM,17,5KW, 96NM, 34A, 392V 2000RPM, 20KW, 96NM, 34A, 445V FORCED VENTILATION; DIRECTION OF AIR FLOW NDE --> DE; DEGREE OF PROTECTION IP55 W/O ENCODER with TEMPERAT. SENSOR KTY84-130 DESIGN IM B3 (IM V5, IM V6) PLAIN SHAFT WITHOUT FITTED KEY; BEARING: STANDARD VIBRATION SEVERITY GRADE S/A; SHAFT A.FLANGE ACCURACY GR. R TERMINAL BOX (ABOVE) CABLE ENTRY ON THE LEFT SIGNAL CONNECTION D-END | 4303 | TEM | 1 | MC | 106 | 1
1PH81331AF100CC1 | SIMOTICS M COMPACT ASYNCHRONOUS MOTOR 1500RPM, 15KW, 96NM, 34A, 342V 1750RPM,17,5KW, 96NM, 34A, 392V 2000RPM, 20KW, 96NM, 34A, 445V FORCED VENTILATION; DIRECTION OF AIR FLOW NDE --> DE; DEGREE OF PROTECTION IP55 W/O ENCODER with TEMPERAT. SENSOR KTY84-130 DESIGN IM B3 (IM V5, IM V6) PLAIN SHAFT WITHOUT FITTED KEY; BEARING: STANDARD VIBRATION SEVERITY GRADE S/A; SHAFT A.FLANGE ACCURACY GR. R TERMINAL BOX (ABOVE) CABLE ENTRY ON THE ND-END SIGNAL CONNECTION LEFT | 4303 | TEM | 1 | MC | 106 | 1
1PH81331AF102BA1 | SIMOTICS M COMPACT ASYNCHRONOUS MOTOR 1500RPM, 15KW, 96NM, 34A, 342V 1750RPM,17,5KW, 96NM, 34A, 392V 2000RPM, 20KW, 96NM, 34A, 445V FORCED VENTILATION; DIRECTION OF AIR FLOW NDE --> DE; DEGREE OF PROTECTION IP55 W/O ENCODER with TEMPERAT. SENSOR KTY84-130 DESIGN IM B3 (IM V5, IM V6) SHAFT WITH FITTED KEY HALF-KEY BALANCING BEARING: STANDARD WITH FIXED BEARING, VIBRATION SEVERITY GRADE: R/A, FLANGE ACCURACY: R TERMINAL BOX (ABOVE) CABLE ENTRY ON THE RIGHT SIGNAL CONNECTION D-END | 4108 | TEM | 1 | MC | 106 | 1
1PH81331AF102BB1 | SIMOTICS M COMPACT ASYNCHRONOUS MOTOR 1500RPM, 15KW, 96NM, 34A, 342V 1750RPM,17,5KW, 96NM, 34A, 392V 2000RPM, 20KW, 96NM, 34A, 445V FORCED VENTILATION; DIRECTION OF AIR FLOW NDE --> DE; DEGREE OF PROTECTION IP55 W/O ENCODER with TEMPERAT. SENSOR KTY84-130 DESIGN IM B3 (IM V5, IM V6) SHAFT WITH FITTED KEY HALF-KEY BALANCING BEARING: STANDARD WITH FIXED BEARING, VIBRATION SEVERITY GRADE: R/A, FLANGE ACCURACY: R TERMINAL BOX (ABOVE) CABLE ENTRY ON THE LEFT SIGNAL CONNECTION D-END | 4108 | TEM | 1 | MC | 106 | 1
1PH81331AF102BC1 | SIMOTICS M COMPACT ASYNCHRONOUS MOTOR 1500RPM, 15KW, 96NM, 34A, 342V 1750RPM,17,5KW, 96NM, 34A, 392V 2000RPM, 20KW, 96NM, 34A, 445V FORCED VENTILATION; DIRECTION OF AIR FLOW NDE --> DE; DEGREE OF PROTECTION IP55 W/O ENCODER with TEMPERAT. SENSOR KTY84-130 DESIGN IM B3 (IM V5, IM V6) SHAFT WITH FITTED KEY HALF-KEY BALANCING BEARING: STANDARD WITH FIXED BEARING, VIBRATION SEVERITY GRADE: R/A, FLANGE ACCURACY: R TERMINAL BOX (ABOVE) CABLE ENTRY ON THE ND-END SIGNAL CONNECTION LEFT | 4108 | TEM | 1 | MC | 106 | 1
1PH81331AF102CA1 | SIMOTICS M COMPACT ASYNCHRONOUS MOTOR 1500RPM, 15KW, 96NM, 34A, 342V 1750RPM,17,5KW, 96NM, 34A, 392V 2000RPM, 20KW, 96NM, 34A, 445V FORCED VENTILATION; DIRECTION OF AIR FLOW NDE --> DE; DEGREE OF PROTECTION IP55 W/O ENCODER with TEMPERAT. SENSOR KTY84-130 DESIGN IM B3 (IM V5, IM V6) SHAFT WITH FITTED KEY HALF-KEY BALANCING BEARING: STANDARD VIBRATION SEVERITY GRADE S/A; SHAFT A.FLANGE ACCURACY GR. R TERMINAL BOX (ABOVE) CABLE ENTRY ON THE RIGHT SIGNAL CONNECTION D-END | 4303 | TEM | 1 | MC | 106 | 1
1PH81331AF102CB1 | SIMOTICS M COMPACT ASYNCHRONOUS MOTOR 1500RPM, 15KW, 96NM, 34A, 342V 1750RPM,17,5KW, 96NM, 34A, 392V 2000RPM, 20KW, 96NM, 34A, 445V FORCED VENTILATION; DIRECTION OF AIR FLOW NDE --> DE; DEGREE OF PROTECTION IP55 W/O ENCODER with TEMPERAT. SENSOR KTY84-130 DESIGN IM B3 (IM V5, IM V6) SHAFT WITH FITTED KEY HALF-KEY BALANCING BEARING: STANDARD VIBRATION SEVERITY GRADE S/A; SHAFT A.FLANGE ACCURACY GR. R TERMINAL BOX (ABOVE) CABLE ENTRY ON THE LEFT SIGNAL CONNECTION D-END | 4303 | TEM | 1 | MC | 106 | 1
1PH81331AF102CC1 | SIMOTICS M COMPACT ASYNCHRONOUS MOTOR 1500RPM, 15KW, 96NM, 34A, 342V 1750RPM,17,5KW, 96NM, 34A, 392V 2000RPM, 20KW, 96NM, 34A, 445V FORCED VENTILATION; DIRECTION OF AIR FLOW NDE --> DE; DEGREE OF PROTECTION IP55 W/O ENCODER with TEMPERAT. SENSOR KTY84-130 DESIGN IM B3 (IM V5, IM V6) SHAFT WITH FITTED KEY HALF-KEY BALANCING BEARING: STANDARD VIBRATION SEVERITY GRADE S/A; SHAFT A.FLANGE ACCURACY GR. R TERMINAL BOX (ABOVE) CABLE ENTRY ON THE ND-END SIGNAL CONNECTION LEFT | 4303 | TEM | 1 | MC | 106 | 1
1PH81331AF120BA1 | SIMOTICS M COMPACT ASYNCHRONOUS MOTOR 1500RPM, 15KW, 96NM, 34A, 342V 1750RPM,17,5KW, 96NM, 34A, 392V 2000RPM, 20KW, 96NM, 34A, 445V FORCED VENTILATION; DIRECTION OF AIR FLOW NDE --> DE; DEGREE OF PROTECTION IP55 W/O ENCODER with TEMPERAT. SENSOR KTY84-130 DESIGN IM B5 (IMV 1,IM V3) PLAIN SHAFT WITHOUT FITTED KEY; BEARING: STANDARD WITH FIXED BEARING, VIBRATION SEVERITY GRADE: R/A, FLANGE ACCURACY: R TERMINAL BOX (ABOVE) CABLE ENTRY ON THE RIGHT SIGNAL CONNECTION D-END | 4347 | TEM | 1 | MC | 106 | 1
1PH81331AF120BB1 | SIMOTICS M COMPACT ASYNCHRONOUS MOTOR 1500RPM, 15KW, 96NM, 34A, 342V 1750RPM,17,5KW, 96NM, 34A, 392V 2000RPM, 20KW, 96NM, 34A, 445V FORCED VENTILATION; DIRECTION OF AIR FLOW NDE --> DE; DEGREE OF PROTECTION IP55 W/O ENCODER with TEMPERAT. SENSOR KTY84-130 DESIGN IM B5 (IMV 1,IM V3) PLAIN SHAFT WITHOUT FITTED KEY; BEARING: STANDARD WITH FIXED BEARING, VIBRATION SEVERITY GRADE: R/A, FLANGE ACCURACY: R TERMINAL BOX (ABOVE) CABLE ENTRY ON THE LEFT SIGNAL CONNECTION D-END | 4347 | TEM | 1 | MC | 106 | 1
1PH81331AF120BC1 | SIMOTICS M COMPACT ASYNCHRONOUS MOTOR 1500RPM, 15KW, 96NM, 34A, 342V 1750RPM,17,5KW, 96NM, 34A, 392V 2000RPM, 20KW, 96NM, 34A, 445V FORCED VENTILATION; DIRECTION OF AIR FLOW NDE --> DE; DEGREE OF PROTECTION IP55 W/O ENCODER with TEMPERAT. SENSOR KTY84-130 DESIGN IM B5 (IMV 1,IM V3) PLAIN SHAFT WITHOUT FITTED KEY; BEARING: STANDARD WITH FIXED BEARING, VIBRATION SEVERITY GRADE: R/A, FLANGE ACCURACY: R TERMINAL BOX (ABOVE) CABLE ENTRY ON THE ND-END SIGNAL CONNECTION LEFT | 4347 | TEM | 1 | MC | 106 | 1
1PH81331AF120CA1 | SIMOTICS M COMPACT ASYNCHRONOUS MOTOR 1500RPM, 15KW, 96NM, 34A, 342V 1750RPM,17,5KW, 96NM, 34A, 392V 2000RPM, 20KW, 96NM, 34A, 445V FORCED VENTILATION; DIRECTION OF AIR FLOW NDE --> DE; DEGREE OF PROTECTION IP55 W/O ENCODER with TEMPERAT. SENSOR KTY84-130 DESIGN IM B5 (IMV 1,IM V3) PLAIN SHAFT WITHOUT FITTED KEY; BEARING: STANDARD VIBRATION SEVERITY GRADE S/A; SHAFT A.FLANGE ACCURACY GR. R TERMINAL BOX (ABOVE) CABLE ENTRY ON THE RIGHT SIGNAL CONNECTION D-END | 4542 | TEM | 1 | MC | 106 | 1
1PH81331AF120CB1 | SIMOTICS M COMPACT ASYNCHRONOUS MOTOR 1500RPM, 15KW, 96NM, 34A, 342V 1750RPM,17,5KW, 96NM, 34A, 392V 2000RPM, 20KW, 96NM, 34A, 445V FORCED VENTILATION; DIRECTION OF AIR FLOW NDE --> DE; DEGREE OF PROTECTION IP55 W/O ENCODER with TEMPERAT. SENSOR KTY84-130 DESIGN IM B5 (IMV 1,IM V3) PLAIN SHAFT WITHOUT FITTED KEY; BEARING: STANDARD VIBRATION SEVERITY GRADE S/A; SHAFT A.FLANGE ACCURACY GR. R TERMINAL BOX (ABOVE) CABLE ENTRY ON THE LEFT SIGNAL CONNECTION D-END | 4542 | TEM | 1 | MC | 106 | 1
1PH81331AF120CC1 | SIMOTICS M COMPACT ASYNCHRONOUS MOTOR 1500RPM, 15KW, 96NM, 34A, 342V 1750RPM,17,5KW, 96NM, 34A, 392V 2000RPM, 20KW, 96NM, 34A, 445V FORCED VENTILATION; DIRECTION OF AIR FLOW NDE --> DE; DEGREE OF PROTECTION IP55 W/O ENCODER with TEMPERAT. SENSOR KTY84-130 DESIGN IM B5 (IMV 1,IM V3) PLAIN SHAFT WITHOUT FITTED KEY; BEARING: STANDARD VIBRATION SEVERITY GRADE S/A; SHAFT A.FLANGE ACCURACY GR. R TERMINAL BOX (ABOVE) CABLE ENTRY ON THE ND-END SIGNAL CONNECTION LEFT | 4542 | TEM | 1 | MC | 106 | 1
1PH81331AF122BA1 | SIMOTICS M COMPACT ASYNCHRONOUS MOTOR 1500RPM, 15KW, 96NM, 34A, 342V 1750RPM,17,5KW, 96NM, 34A, 392V 2000RPM, 20KW, 96NM, 34A, 445V FORCED VENTILATION; DIRECTION OF AIR FLOW NDE --> DE; DEGREE OF PROTECTION IP55 W/O ENCODER with TEMPERAT. SENSOR KTY84-130 DESIGN IM B5 (IMV 1,IM V3) SHAFT WITH FITTED KEY HALF-KEY BALANCING BEARING: STANDARD WITH FIXED BEARING, VIBRATION SEVERITY GRADE: R/A, FLANGE ACCURACY: R TERMINAL BOX (ABOVE) CABLE ENTRY ON THE RIGHT SIGNAL CONNECTION D-END | 4347 | TEM | 1 | MC | 106 | 1
1PH81331AF122BB1 | SIMOTICS M COMPACT ASYNCHRONOUS MOTOR 1500RPM, 15KW, 96NM, 34A, 342V 1750RPM,17,5KW, 96NM, 34A, 392V 2000RPM, 20KW, 96NM, 34A, 445V FORCED VENTILATION; DIRECTION OF AIR FLOW NDE --> DE; DEGREE OF PROTECTION IP55 W/O ENCODER with TEMPERAT. SENSOR KTY84-130 DESIGN IM B5 (IMV 1,IM V3) SHAFT WITH FITTED KEY HALF-KEY BALANCING BEARING: STANDARD WITH FIXED BEARING, VIBRATION SEVERITY GRADE: R/A, FLANGE ACCURACY: R TERMINAL BOX (ABOVE) CABLE ENTRY ON THE LEFT SIGNAL CONNECTION D-END | 4347 | TEM | 1 | MC | 106 | 1
1PH81331AF122BC1 | SIMOTICS M COMPACT ASYNCHRONOUS MOTOR 1500RPM, 15KW, 96NM, 34A, 342V 1750RPM,17,5KW, 96NM, 34A, 392V 2000RPM, 20KW, 96NM, 34A, 445V FORCED VENTILATION; DIRECTION OF AIR FLOW NDE --> DE; DEGREE OF PROTECTION IP55 W/O ENCODER with TEMPERAT. SENSOR KTY84-130 DESIGN IM B5 (IMV 1,IM V3) SHAFT WITH FITTED KEY HALF-KEY BALANCING BEARING: STANDARD WITH FIXED BEARING, VIBRATION SEVERITY GRADE: R/A, FLANGE ACCURACY: R TERMINAL BOX (ABOVE) CABLE ENTRY ON THE ND-END SIGNAL CONNECTION LEFT | 4347 | TEM | 1 | MC | 106 | 1
1PH81331AF122CA1 | SIMOTICS M COMPACT ASYNCHRONOUS MOTOR 1500RPM, 15KW, 96NM, 34A, 342V 1750RPM,17,5KW, 96NM, 34A, 392V 2000RPM, 20KW, 96NM, 34A, 445V FORCED VENTILATION; DIRECTION OF AIR FLOW NDE --> DE; DEGREE OF PROTECTION IP55 W/O ENCODER with TEMPERAT. SENSOR KTY84-130 DESIGN IM B5 (IMV 1,IM V3) SHAFT WITH FITTED KEY HALF-KEY BALANCING BEARING: STANDARD VIBRATION SEVERITY GRADE S/A; SHAFT A.FLANGE ACCURACY GR. R TERMINAL BOX (ABOVE) CABLE ENTRY ON THE RIGHT SIGNAL CONNECTION D-END | 4542 | TEM | 1 | MC | 106 | 1
1PH81331AF122CB1 | SIMOTICS M COMPACT ASYNCHRONOUS MOTOR 1500RPM, 15KW, 96NM, 34A, 342V 1750RPM,17,5KW, 96NM, 34A, 392V 2000RPM, 20KW, 96NM, 34A, 445V FORCED VENTILATION; DIRECTION OF AIR FLOW NDE --> DE; DEGREE OF PROTECTION IP55 W/O ENCODER with TEMPERAT. SENSOR KTY84-130 DESIGN IM B5 (IMV 1,IM V3) SHAFT WITH FITTED KEY HALF-KEY BALANCING BEARING: STANDARD VIBRATION SEVERITY GRADE S/A; SHAFT A.FLANGE ACCURACY GR. R TERMINAL BOX (ABOVE) CABLE ENTRY ON THE LEFT SIGNAL CONNECTION D-END | 4542 | TEM | 1 | MC | 106 | 1
1PH81331AF122CC1 | SIMOTICS M COMPACT ASYNCHRONOUS MOTOR 1500RPM, 15KW, 96NM, 34A, 342V 1750RPM,17,5KW, 96NM, 34A, 392V 2000RPM, 20KW, 96NM, 34A, 445V FORCED VENTILATION; DIRECTION OF AIR FLOW NDE --> DE; DEGREE OF PROTECTION IP55 W/O ENCODER with TEMPERAT. SENSOR KTY84-130 DESIGN IM B5 (IMV 1,IM V3) SHAFT WITH FITTED KEY HALF-KEY BALANCING BEARING: STANDARD VIBRATION SEVERITY GRADE S/A; SHAFT A.FLANGE ACCURACY GR. R TERMINAL BOX (ABOVE) CABLE ENTRY ON THE ND-END SIGNAL CONNECTION LEFT | 4542 | TEM | 1 | MC | 106 | 1
1PH81331AF130BA1 | SIMOTICS M COMPACT ASYNCHRONOUS MOTOR 1500RPM, 15KW, 96NM, 34A, 342V 1750RPM,17,5KW, 96NM, 34A, 392V 2000RPM, 20KW, 96NM, 34A, 445V FORCED VENTILATION; DIRECTION OF AIR FLOW NDE --> DE; DEGREE OF PROTECTION IP55 W/O ENCODER with TEMPERAT. SENSOR KTY84-130 DESIGN IM B35 (IM V15, IM V35) PLAIN SHAFT WITHOUT FITTED KEY; BEARING: STANDARD WITH FIXED BEARING, VIBRATION SEVERITY GRADE: R/A, FLANGE ACCURACY: R TERMINAL BOX (ABOVE) CABLE ENTRY ON THE RIGHT SIGNAL CONNECTION D-END | 4650 | TEM | 1 | MC | 106 | 1
1PH81331AF130BB1 | SIMOTICS M COMPACT ASYNCHRONOUS MOTOR 1500RPM, 15KW, 96NM, 34A, 342V 1750RPM,17,5KW, 96NM, 34A, 392V 2000RPM, 20KW, 96NM, 34A, 445V FORCED VENTILATION; DIRECTION OF AIR FLOW NDE --> DE; DEGREE OF PROTECTION IP55 W/O ENCODER with TEMPERAT. SENSOR KTY84-130 DESIGN IM B35 (IM V15, IM V35) PLAIN SHAFT WITHOUT FITTED KEY; BEARING: STANDARD WITH FIXED BEARING, VIBRATION SEVERITY GRADE: R/A, FLANGE ACCURACY: R TERMINAL BOX (ABOVE) CABLE ENTRY ON THE LEFT SIGNAL CONNECTION D-END | 4650 | TEM | 1 | MC | 106 | 1
1PH81331AF130BC1 | SIMOTICS M COMPACT ASYNCHRONOUS MOTOR 1500RPM, 15KW, 96NM, 34A, 342V 1750RPM,17,5KW, 96NM, 34A, 392V 2000RPM, 20KW, 96NM, 34A, 445V FORCED VENTILATION; DIRECTION OF AIR FLOW NDE --> DE; DEGREE OF PROTECTION IP55 W/O ENCODER with TEMPERAT. SENSOR KTY84-130 DESIGN IM B35 (IM V15, IM V35) PLAIN SHAFT WITHOUT FITTED KEY; BEARING: STANDARD WITH FIXED BEARING, VIBRATION SEVERITY GRADE: R/A, FLANGE ACCURACY: R TERMINAL BOX (ABOVE) CABLE ENTRY ON THE ND-END SIGNAL CONNECTION LEFT | 4650 | TEM | 1 | MC | 106 | 1
1PH81331AF130CA1 | SIMOTICS M COMPACT ASYNCHRONOUS MOTOR 1500RPM, 15KW, 96NM, 34A, 342V 1750RPM,17,5KW, 96NM, 34A, 392V 2000RPM, 20KW, 96NM, 34A, 445V FORCED VENTILATION; DIRECTION OF AIR FLOW NDE --> DE; DEGREE OF PROTECTION IP55 W/O ENCODER with TEMPERAT. SENSOR KTY84-130 DESIGN IM B35 (IM V15, IM V35) PLAIN SHAFT WITHOUT FITTED KEY; BEARING: STANDARD VIBRATION SEVERITY GRADE S/A; SHAFT A.FLANGE ACCURACY GR. R TERMINAL BOX (ABOVE) CABLE ENTRY ON THE RIGHT SIGNAL CONNECTION D-END | 4845 | TEM | 1 | MC | 106 | 1
1PH81331AF130CB1 | SIMOTICS M COMPACT ASYNCHRONOUS MOTOR 1500RPM, 15KW, 96NM, 34A, 342V 1750RPM,17,5KW, 96NM, 34A, 392V 2000RPM, 20KW, 96NM, 34A, 445V FORCED VENTILATION; DIRECTION OF AIR FLOW NDE --> DE; DEGREE OF PROTECTION IP55 W/O ENCODER with TEMPERAT. SENSOR KTY84-130 DESIGN IM B35 (IM V15, IM V35) PLAIN SHAFT WITHOUT FITTED KEY; BEARING: STANDARD VIBRATION SEVERITY GRADE S/A; SHAFT A.FLANGE ACCURACY GR. R TERMINAL BOX (ABOVE) CABLE ENTRY ON THE LEFT SIGNAL CONNECTION D-END | 4845 | TEM | 1 | MC | 106 | 1
1PH81331AF130CC1 | SIMOTICS M COMPACT ASYNCHRONOUS MOTOR 1500RPM, 15KW, 96NM, 34A, 342V 1750RPM,17,5KW, 96NM, 34A, 392V 2000RPM, 20KW, 96NM, 34A, 445V FORCED VENTILATION; DIRECTION OF AIR FLOW NDE --> DE; DEGREE OF PROTECTION IP55 W/O ENCODER with TEMPERAT. SENSOR KTY84-130 DESIGN IM B35 (IM V15, IM V35) PLAIN SHAFT WITHOUT FITTED KEY; BEARING: STANDARD VIBRATION SEVERITY GRADE S/A; SHAFT A.FLANGE ACCURACY GR. R TERMINAL BOX (ABOVE) CABLE ENTRY ON THE ND-END SIGNAL CONNECTION LEFT | 4845 | TEM | 1 | MC | 106 | 1
1PH81331AF132BA1 | SIMOTICS M COMPACT ASYNCHRONOUS MOTOR 1500RPM, 15KW, 96NM, 34A, 342V 1750RPM,17,5KW, 96NM, 34A, 392V 2000RPM, 20KW, 96NM, 34A, 445V FORCED VENTILATION; DIRECTION OF AIR FLOW NDE --> DE; DEGREE OF PROTECTION IP55 W/O ENCODER with TEMPERAT. SENSOR KTY84-130 DESIGN IM B35 (IM V15, IM V35) SHAFT WITH FITTED KEY HALF-KEY BALANCING BEARING: STANDARD WITH FIXED BEARING, VIBRATION SEVERITY GRADE: R/A, FLANGE ACCURACY: R TERMINAL BOX (ABOVE) CABLE ENTRY ON THE RIGHT SIGNAL CONNECTION D-END | 4650 | TEM | 1 | MC | 106 | 1
1PH81331AF132BB1 | SIMOTICS M COMPACT ASYNCHRONOUS MOTOR 1500RPM, 15KW, 96NM, 34A, 342V 1750RPM,17,5KW, 96NM, 34A, 392V 2000RPM, 20KW, 96NM, 34A, 445V FORCED VENTILATION; DIRECTION OF AIR FLOW NDE --> DE; DEGREE OF PROTECTION IP55 W/O ENCODER with TEMPERAT. SENSOR KTY84-130 DESIGN IM B35 (IM V15, IM V35) SHAFT WITH FITTED KEY HALF-KEY BALANCING BEARING: STANDARD WITH FIXED BEARING, VIBRATION SEVERITY GRADE: R/A, FLANGE ACCURACY: R TERMINAL BOX (ABOVE) CABLE ENTRY ON THE LEFT SIGNAL CONNECTION D-END | 4650 | TEM | 1 | MC | 106 | 1
1PH81331AF132BC1 | SIMOTICS M COMPACT ASYNCHRONOUS MOTOR 1500RPM, 15KW, 96NM, 34A, 342V 1750RPM,17,5KW, 96NM, 34A, 392V 2000RPM, 20KW, 96NM, 34A, 445V FORCED VENTILATION; DIRECTION OF AIR FLOW NDE --> DE; DEGREE OF PROTECTION IP55 W/O ENCODER with TEMPERAT. SENSOR KTY84-130 DESIGN IM B35 (IM V15, IM V35) SHAFT WITH FITTED KEY HALF-KEY BALANCING BEARING: STANDARD WITH FIXED BEARING, VIBRATION SEVERITY GRADE: R/A, FLANGE ACCURACY: R TERMINAL BOX (ABOVE) CABLE ENTRY ON THE ND-END SIGNAL CONNECTION LEFT | 4650 | TEM | 1 | MC | 106 | 1
1PH81331AF132CA1 | SIMOTICS M COMPACT ASYNCHRONOUS MOTOR 1500RPM, 15KW, 96NM, 34A, 342V 1750RPM,17,5KW, 96NM, 34A, 392V 2000RPM, 20KW, 96NM, 34A, 445V FORCED VENTILATION; DIRECTION OF AIR FLOW NDE --> DE; DEGREE OF PROTECTION IP55 W/O ENCODER with TEMPERAT. SENSOR KTY84-130 DESIGN IM B35 (IM V15, IM V35) SHAFT WITH FITTED KEY HALF-KEY BALANCING BEARING: STANDARD VIBRATION SEVERITY GRADE S/A; SHAFT A.FLANGE ACCURACY GR. R TERMINAL BOX (ABOVE) CABLE ENTRY ON THE RIGHT SIGNAL CONNECTION D-END | 4845 | TEM | 1 | MC | 106 | 1
1PH81331AF132CB1 | SIMOTICS M COMPACT ASYNCHRONOUS MOTOR 1500RPM, 15KW, 96NM, 34A, 342V 1750RPM,17,5KW, 96NM, 34A, 392V 2000RPM, 20KW, 96NM, 34A, 445V FORCED VENTILATION; DIRECTION OF AIR FLOW NDE --> DE; DEGREE OF PROTECTION IP55 W/O ENCODER with TEMPERAT. SENSOR KTY84-130 DESIGN IM B35 (IM V15, IM V35) SHAFT WITH FITTED KEY HALF-KEY BALANCING BEARING: STANDARD VIBRATION SEVERITY GRADE S/A; SHAFT A.FLANGE ACCURACY GR. R TERMINAL BOX (ABOVE) CABLE ENTRY ON THE LEFT SIGNAL CONNECTION D-END | 4845 | TEM | 1 | MC | 106 | 1
1PH81331AF132CC1 | SIMOTICS M COMPACT ASYNCHRONOUS MOTOR 1500RPM, 15KW, 96NM, 34A, 342V 1750RPM,17,5KW, 96NM, 34A, 392V 2000RPM, 20KW, 96NM, 34A, 445V FORCED VENTILATION; DIRECTION OF AIR FLOW NDE --> DE; DEGREE OF PROTECTION IP55 W/O ENCODER with TEMPERAT. SENSOR KTY84-130 DESIGN IM B35 (IM V15, IM V35) SHAFT WITH FITTED KEY HALF-KEY BALANCING BEARING: STANDARD VIBRATION SEVERITY GRADE S/A; SHAFT A.FLANGE ACCURACY GR. R TERMINAL BOX (ABOVE) CABLE ENTRY ON THE ND-END SIGNAL CONNECTION LEFT | 4845 | TEM | 1 | MC | 106 | 1
1PH81331AF200BA1 | SIMOTICS M COMPACT ASYNCHRONOUS MOTOR 1500RPM, 17KW, 108NM, 38A, 345V 1750RPM, 19,5KW, 106NM, 38A, 40 2000RPM, 22,5KW, 107NM, 38A, 45 WATER COOLING DEGREE OF PROTECTION IP65 W/O ENCODER with TEMPERAT. SENSOR KTY84-130 DESIGN IM B3 (IM V5, IM V6) PLAIN SHAFT WITHOUT FITTED KEY; BEARING: STANDARD WITH FIXED BEARING, VIBRATION SEVERITY GRADE: R/A, FLANGE ACCURACY: R TERMINAL BOX (ABOVE) CABLE ENTRY ON THE RIGHT SIGNAL CONNECTION D-END | 4914 | TEM | 1 | MC | 123 | 1
1PH81331AF200BB1 | SIMOTICS M COMPACT ASYNCHRONOUS MOTOR 1500RPM, 17KW, 108NM, 38A, 345V 1750RPM, 19,5KW, 106NM, 38A, 40 2000RPM, 22,5KW, 107NM, 38A, 45 WATER COOLING DEGREE OF PROTECTION IP65 W/O ENCODER with TEMPERAT. SENSOR KTY84-130 DESIGN IM B3 (IM V5, IM V6) PLAIN SHAFT WITHOUT FITTED KEY; BEARING: STANDARD WITH FIXED BEARING, VIBRATION SEVERITY GRADE: R/A, FLANGE ACCURACY: R TERMINAL BOX (ABOVE) CABLE ENTRY ON THE LEFT SIGNAL CONNECTION D-END | 4914 | TEM | 1 | MC | 123 | 1
1PH81331AF200BC1 | SIMOTICS M COMPACT ASYNCHRONOUS MOTOR 1500RPM, 17KW, 108NM, 38A, 345V 1750RPM, 19,5KW, 106NM, 38A, 40 2000RPM, 22,5KW, 107NM, 38A, 45 WATER COOLING DEGREE OF PROTECTION IP65 W/O ENCODER with TEMPERAT. SENSOR KTY84-130 DESIGN IM B3 (IM V5, IM V6) PLAIN SHAFT WITHOUT FITTED KEY; BEARING: STANDARD WITH FIXED BEARING, VIBRATION SEVERITY GRADE: R/A, FLANGE ACCURACY: R TERMINAL BOX (ABOVE) CABLE ENTRY ON THE ND-END SIGNAL CONNECTION LEFT | 4914 | TEM | 1 | MC | 123 | 1
1PH81331AF200CA1 | SIMOTICS M COMPACT ASYNCHRONOUS MOTOR 1500RPM, 17KW, 108NM, 38A, 345V 1750RPM, 19,5KW, 106NM, 38A, 40 2000RPM, 22,5KW, 107NM, 38A, 45 WATER COOLING DEGREE OF PROTECTION IP65 W/O ENCODER with TEMPERAT. SENSOR KTY84-130 DESIGN IM B3 (IM V5, IM V6) PLAIN SHAFT WITHOUT FITTED KEY; BEARING: STANDARD VIBRATION SEVERITY GRADE S/A; SHAFT A.FLANGE ACCURACY GR. R TERMINAL BOX (ABOVE) CABLE ENTRY ON THE RIGHT SIGNAL CONNECTION D-END | 5109 | TEM | 1 | MC | 123 | 1
1PH81331AF200CB1 | SIMOTICS M COMPACT ASYNCHRONOUS MOTOR 1500RPM, 17KW, 108NM, 38A, 345V 1750RPM, 19,5KW, 106NM, 38A, 40 2000RPM, 22,5KW, 107NM, 38A, 45 WATER COOLING DEGREE OF PROTECTION IP65 W/O ENCODER with TEMPERAT. SENSOR KTY84-130 DESIGN IM B3 (IM V5, IM V6) PLAIN SHAFT WITHOUT FITTED KEY; BEARING: STANDARD VIBRATION SEVERITY GRADE S/A; SHAFT A.FLANGE ACCURACY GR. R TERMINAL BOX (ABOVE) CABLE ENTRY ON THE LEFT SIGNAL CONNECTION D-END | 5109 | TEM | 1 | MC | 123 | 1
1PH81331AF200CC1 | SIMOTICS M COMPACT ASYNCHRONOUS MOTOR 1500RPM, 17KW, 108NM, 38A, 345V 1750RPM, 19,5KW, 106NM, 38A, 40 2000RPM, 22,5KW, 107NM, 38A, 45 WATER COOLING DEGREE OF PROTECTION IP65 W/O ENCODER with TEMPERAT. SENSOR KTY84-130 DESIGN IM B3 (IM V5, IM V6) PLAIN SHAFT WITHOUT FITTED KEY; BEARING: STANDARD VIBRATION SEVERITY GRADE S/A; SHAFT A.FLANGE ACCURACY GR. R TERMINAL BOX (ABOVE) CABLE ENTRY ON THE ND-END SIGNAL CONNECTION LEFT | 5109 | TEM | 1 | MC | 123 | 1
1PH81331AF202BA1 | SIMOTICS M COMPACT ASYNCHRONOUS MOTOR 1500RPM, 17KW, 108NM, 38A, 345V 1750RPM, 19,5KW, 106NM, 38A, 40 2000RPM, 22,5KW, 107NM, 38A, 45 WATER COOLING DEGREE OF PROTECTION IP65 W/O ENCODER with TEMPERAT. SENSOR KTY84-130 DESIGN IM B3 (IM V5, IM V6) SHAFT WITH FITTED KEY HALF-KEY BALANCING BEARING: STANDARD WITH FIXED BEARING, VIBRATION SEVERITY GRADE: R/A, FLANGE ACCURACY: R TERMINAL BOX (ABOVE) CABLE ENTRY ON THE RIGHT SIGNAL CONNECTION D-END | 4914 | TEM | 1 | MC | 123 | 1
1PH81331AF202BB1 | SIMOTICS M COMPACT ASYNCHRONOUS MOTOR 1500RPM, 17KW, 108NM, 38A, 345V 1750RPM, 19,5KW, 106NM, 38A, 40 2000RPM, 22,5KW, 107NM, 38A, 45 WATER COOLING DEGREE OF PROTECTION IP65 W/O ENCODER with TEMPERAT. SENSOR KTY84-130 DESIGN IM B3 (IM V5, IM V6) SHAFT WITH FITTED KEY HALF-KEY BALANCING BEARING: STANDARD WITH FIXED BEARING, VIBRATION SEVERITY GRADE: R/A, FLANGE ACCURACY: R TERMINAL BOX (ABOVE) CABLE ENTRY ON THE LEFT SIGNAL CONNECTION D-END | 4914 | TEM | 1 | MC | 123 | 1
1PH81331AF202BC1 | SIMOTICS M COMPACT ASYNCHRONOUS MOTOR 1500RPM, 17KW, 108NM, 38A, 345V 1750RPM, 19,5KW, 106NM, 38A, 40 2000RPM, 22,5KW, 107NM, 38A, 45 WATER COOLING DEGREE OF PROTECTION IP65 W/O ENCODER with TEMPERAT. SENSOR KTY84-130 DESIGN IM B3 (IM V5, IM V6) SHAFT WITH FITTED KEY HALF-KEY BALANCING BEARING: STANDARD WITH FIXED BEARING, VIBRATION SEVERITY GRADE: R/A, FLANGE ACCURACY: R TERMINAL BOX (ABOVE) CABLE ENTRY ON THE ND-END SIGNAL CONNECTION LEFT | 4914 | TEM | 1 | MC | 123 | 1
1PH81331AF202CA1 | SIMOTICS M COMPACT ASYNCHRONOUS MOTOR 1500RPM, 17KW, 108NM, 38A, 345V 1750RPM, 19,5KW, 106NM, 38A, 40 2000RPM, 22,5KW, 107NM, 38A, 45 WATER COOLING DEGREE OF PROTECTION IP65 W/O ENCODER with TEMPERAT. SENSOR KTY84-130 DESIGN IM B3 (IM V5, IM V6) SHAFT WITH FITTED KEY HALF-KEY BALANCING BEARING: STANDARD VIBRATION SEVERITY GRADE S/A; SHAFT A.FLANGE ACCURACY GR. R TERMINAL BOX (ABOVE) CABLE ENTRY ON THE RIGHT SIGNAL CONNECTION D-END | 5109 | TEM | 1 | MC | 123 | 1
1PH81331AF202CB1 | SIMOTICS M COMPACT ASYNCHRONOUS MOTOR 1500RPM, 17KW, 108NM, 38A, 345V 1750RPM, 19,5KW, 106NM, 38A, 40 2000RPM, 22,5KW, 107NM, 38A, 45 WATER COOLING DEGREE OF PROTECTION IP65 W/O ENCODER with TEMPERAT. SENSOR KTY84-130 DESIGN IM B3 (IM V5, IM V6) SHAFT WITH FITTED KEY HALF-KEY BALANCING BEARING: STANDARD VIBRATION SEVERITY GRADE S/A; SHAFT A.FLANGE ACCURACY GR. R TERMINAL BOX (ABOVE) CABLE ENTRY ON THE LEFT SIGNAL CONNECTION D-END | 5109 | TEM | 1 | MC | 123 | 1
1PH81331AF202CC1 | SIMOTICS M COMPACT ASYNCHRONOUS MOTOR 1500RPM, 17KW, 108NM, 38A, 345V 1750RPM, 19,5KW, 106NM, 38A, 40 2000RPM, 22,5KW, 107NM, 38A, 45 WATER COOLING DEGREE OF PROTECTION IP65 W/O ENCODER with TEMPERAT. SENSOR KTY84-130 DESIGN IM B3 (IM V5, IM V6) SHAFT WITH FITTED KEY HALF-KEY BALANCING BEARING: STANDARD VIBRATION SEVERITY GRADE S/A; SHAFT A.FLANGE ACCURACY GR. R TERMINAL BOX (ABOVE) CABLE ENTRY ON THE ND-END SIGNAL CONNECTION LEFT | 5109 | TEM | 1 | MC | 123 | 1
1PH81331AF220BA1 | SIMOTICS M COMPACT ASYNCHRONOUS MOTOR 1500RPM, 17KW, 108NM, 38A, 345V 1750RPM, 19,5KW, 106NM, 38A, 40 2000RPM, 22,5KW, 107NM, 38A, 45 WATER COOLING DEGREE OF PROTECTION IP65 W/O ENCODER with TEMPERAT. SENSOR KTY84-130 DESIGN IM B5 (IMV 1,IM V3) PLAIN SHAFT WITHOUT FITTED KEY; BEARING: STANDARD WITH FIXED BEARING, VIBRATION SEVERITY GRADE: R/A, FLANGE ACCURACY: R TERMINAL BOX (ABOVE) CABLE ENTRY ON THE RIGHT SIGNAL CONNECTION D-END | 5153 | TEM | 1 | MC | 123 | 1
1PH81331AF220BB1 | SIMOTICS M COMPACT ASYNCHRONOUS MOTOR 1500RPM, 17KW, 108NM, 38A, 345V 1750RPM, 19,5KW, 106NM, 38A, 40 2000RPM, 22,5KW, 107NM, 38A, 45 WATER COOLING DEGREE OF PROTECTION IP65 W/O ENCODER with TEMPERAT. SENSOR KTY84-130 DESIGN IM B5 (IMV 1,IM V3) PLAIN SHAFT WITHOUT FITTED KEY; BEARING: STANDARD WITH FIXED BEARING, VIBRATION SEVERITY GRADE: R/A, FLANGE ACCURACY: R TERMINAL BOX (ABOVE) CABLE ENTRY ON THE LEFT SIGNAL CONNECTION D-END | 5153 | TEM | 1 | MC | 123 | 1
1PH81331AF220BC1 | SIMOTICS M COMPACT ASYNCHRONOUS MOTOR 1500RPM, 17KW, 108NM, 38A, 345V 1750RPM, 19,5KW, 106NM, 38A, 40 2000RPM, 22,5KW, 107NM, 38A, 45 WATER COOLING DEGREE OF PROTECTION IP65 W/O ENCODER with TEMPERAT. SENSOR KTY84-130 DESIGN IM B5 (IMV 1,IM V3) PLAIN SHAFT WITHOUT FITTED KEY; BEARING: STANDARD WITH FIXED BEARING, VIBRATION SEVERITY GRADE: R/A, FLANGE ACCURACY: R TERMINAL BOX (ABOVE) CABLE ENTRY ON THE ND-END SIGNAL CONNECTION LEFT | 5153 | TEM | 1 | MC | 123 | 1
1PH81331AF220CA1 | SIMOTICS M COMPACT ASYNCHRONOUS MOTOR 1500RPM, 17KW, 108NM, 38A, 345V 1750RPM, 19,5KW, 106NM, 38A, 40 2000RPM, 22,5KW, 107NM, 38A, 45 WATER COOLING DEGREE OF PROTECTION IP65 W/O ENCODER with TEMPERAT. SENSOR KTY84-130 DESIGN IM B5 (IMV 1,IM V3) PLAIN SHAFT WITHOUT FITTED KEY; BEARING: STANDARD VIBRATION SEVERITY GRADE S/A; SHAFT A.FLANGE ACCURACY GR. R TERMINAL BOX (ABOVE) CABLE ENTRY ON THE RIGHT SIGNAL CONNECTION D-END | 5348 | TEM | 1 | MC | 123 | 1
1PH81331AF220CB1 | SIMOTICS M COMPACT ASYNCHRONOUS MOTOR 1500RPM, 17KW, 108NM, 38A, 345V 1750RPM, 19,5KW, 106NM, 38A, 40 2000RPM, 22,5KW, 107NM, 38A, 45 WATER COOLING DEGREE OF PROTECTION IP65 W/O ENCODER with TEMPERAT. SENSOR KTY84-130 DESIGN IM B5 (IMV 1,IM V3) PLAIN SHAFT WITHOUT FITTED KEY; BEARING: STANDARD VIBRATION SEVERITY GRADE S/A; SHAFT A.FLANGE ACCURACY GR. R TERMINAL BOX (ABOVE) CABLE ENTRY ON THE LEFT SIGNAL CONNECTION D-END | 5348 | TEM | 1 | MC | 123 | 1
1PH81331AF220CC1 | SIMOTICS M COMPACT ASYNCHRONOUS MOTOR 1500RPM, 17KW, 108NM, 38A, 345V 1750RPM, 19,5KW, 106NM, 38A, 40 2000RPM, 22,5KW, 107NM, 38A, 45 WATER COOLING DEGREE OF PROTECTION IP65 W/O ENCODER with TEMPERAT. SENSOR KTY84-130 DESIGN IM B5 (IMV 1,IM V3) PLAIN SHAFT WITHOUT FITTED KEY; BEARING: STANDARD VIBRATION SEVERITY GRADE S/A; SHAFT A.FLANGE ACCURACY GR. R TERMINAL BOX (ABOVE) CABLE ENTRY ON THE ND-END SIGNAL CONNECTION LEFT | 5348 | TEM | 1 | MC | 123 | 1
1PH81331AF221CE1 | SIMOTICS M COMPACT ASYNCHRONOUS MOTOR 1500RPM, 17KW, 108NM, 38A, 345V 1750RPM, 19,5KW, 106NM, 38A, 40 2000RPM, 22,5KW, 107NM, 38A, 45 WATER COOLING DEGREE OF PROTECTION IP65 W/O ENCODER with TEMPERAT. SENSOR KTY84-130 DESIGN IM B5 (IMV 1,IM V3) SHAFT WITH FITTED KEY FULL-KEY BALANCING BEARING: STANDARD VIBRATION SEVERITY GRADE S/A; SHAFT A.FLANGE ACCURACY GR. R POWER CONNECTOR (ABOVE) CABLE ENTRY ON THE RIGHT SIGNAL CONNECTION D-END | 5348 | TEM | 1 | MC | 123 | 1
1PH81331AF221CH1 | SIMOTICS M COMPACT ASYNCHRONOUS MOTOR 1500RPM, 17KW, 108NM, 38A, 345V 1750RPM, 19,5KW, 106NM, 38A, 40 2000RPM, 22,5KW, 107NM, 38A, 45 WATER COOLING DEGREE OF PROTECTION IP65 W/O ENCODER with TEMPERAT. SENSOR KTY84-130 DESIGN IM B5 (IMV 1,IM V3) SHAFT WITH FITTED KEY FULL-KEY BALANCING BEARING: STANDARD VIBRATION SEVERITY GRADE S/A; SHAFT A.FLANGE ACCURACY GR. R POWER CONNECTOR (ABOVE) CABLE ENTRY ON THE D-END SIGNAL CONNECTION LEFT | 5348 | TEM | 1 | MC | 123 | 1
1PH81331AF222BA1 | SIMOTICS M COMPACT ASYNCHRONOUS MOTOR 1500RPM, 17KW, 108NM, 38A, 345V 1750RPM, 19,5KW, 106NM, 38A, 40 2000RPM, 22,5KW, 107NM, 38A, 45 WATER COOLING DEGREE OF PROTECTION IP65 W/O ENCODER with TEMPERAT. SENSOR KTY84-130 DESIGN IM B5 (IMV 1,IM V3) SHAFT WITH FITTED KEY HALF-KEY BALANCING BEARING: STANDARD WITH FIXED BEARING, VIBRATION SEVERITY GRADE: R/A, FLANGE ACCURACY: R TERMINAL BOX (ABOVE) CABLE ENTRY ON THE RIGHT SIGNAL CONNECTION D-END | 5153 | TEM | 1 | MC | 123 | 1
1PH81331AF222BB1 | SIMOTICS M COMPACT ASYNCHRONOUS MOTOR 1500RPM, 17KW, 108NM, 38A, 345V 1750RPM, 19,5KW, 106NM, 38A, 40 2000RPM, 22,5KW, 107NM, 38A, 45 WATER COOLING DEGREE OF PROTECTION IP65 W/O ENCODER with TEMPERAT. SENSOR KTY84-130 DESIGN IM B5 (IMV 1,IM V3) SHAFT WITH FITTED KEY HALF-KEY BALANCING BEARING: STANDARD WITH FIXED BEARING, VIBRATION SEVERITY GRADE: R/A, FLANGE ACCURACY: R TERMINAL BOX (ABOVE) CABLE ENTRY ON THE LEFT SIGNAL CONNECTION D-END | 5153 | TEM | 1 | MC | 123 | 1
1PH81331AF222BC1 | SIMOTICS M COMPACT ASYNCHRONOUS MOTOR 1500RPM, 17KW, 108NM, 38A, 345V 1750RPM, 19,5KW, 106NM, 38A, 40 2000RPM, 22,5KW, 107NM, 38A, 45 WATER COOLING DEGREE OF PROTECTION IP65 W/O ENCODER with TEMPERAT. SENSOR KTY84-130 DESIGN IM B5 (IMV 1,IM V3) SHAFT WITH FITTED KEY HALF-KEY BALANCING BEARING: STANDARD WITH FIXED BEARING, VIBRATION SEVERITY GRADE: R/A, FLANGE ACCURACY: R TERMINAL BOX (ABOVE) CABLE ENTRY ON THE ND-END SIGNAL CONNECTION LEFT | 5153 | TEM | 1 | MC | 123 | 1
1PH81331AF222CA1 | SIMOTICS M COMPACT ASYNCHRONOUS MOTOR 1500RPM, 17KW, 108NM, 38A, 345V 1750RPM, 19,5KW, 106NM, 38A, 40 2000RPM, 22,5KW, 107NM, 38A, 45 WATER COOLING DEGREE OF PROTECTION IP65 W/O ENCODER with TEMPERAT. SENSOR KTY84-130 DESIGN IM B5 (IMV 1,IM V3) SHAFT WITH FITTED KEY HALF-KEY BALANCING BEARING: STANDARD VIBRATION SEVERITY GRADE S/A; SHAFT A.FLANGE ACCURACY GR. R TERMINAL BOX (ABOVE) CABLE ENTRY ON THE RIGHT SIGNAL CONNECTION D-END | 5348 | TEM | 1 | MC | 123 | 1
1PH81331AF222CB1 | SIMOTICS M COMPACT ASYNCHRONOUS MOTOR 1500RPM, 17KW, 108NM, 38A, 345V 1750RPM, 19,5KW, 106NM, 38A, 40 2000RPM, 22,5KW, 107NM, 38A, 45 WATER COOLING DEGREE OF PROTECTION IP65 W/O ENCODER with TEMPERAT. SENSOR KTY84-130 DESIGN IM B5 (IMV 1,IM V3) SHAFT WITH FITTED KEY HALF-KEY BALANCING BEARING: STANDARD VIBRATION SEVERITY GRADE S/A; SHAFT A.FLANGE ACCURACY GR. R TERMINAL BOX (ABOVE) CABLE ENTRY ON THE LEFT SIGNAL CONNECTION D-END | 5348 | TEM | 1 | MC | 123 | 1
1PH81331AF222CC1 | SIMOTICS M COMPACT ASYNCHRONOUS MOTOR 1500RPM, 17KW, 108NM, 38A, 345V 1750RPM, 19,5KW, 106NM, 38A, 40 2000RPM, 22,5KW, 107NM, 38A, 45 WATER COOLING DEGREE OF PROTECTION IP65 W/O ENCODER with TEMPERAT. SENSOR KTY84-130 DESIGN IM B5 (IMV 1,IM V3) SHAFT WITH FITTED KEY HALF-KEY BALANCING BEARING: STANDARD VIBRATION SEVERITY GRADE S/A; SHAFT A.FLANGE ACCURACY GR. R TERMINAL BOX (ABOVE) CABLE ENTRY ON THE ND-END SIGNAL CONNECTION LEFT | 5348 | TEM | 1 | MC | 123 | 1
1PH81331AF230BA1 | SIMOTICS M COMPACT ASYNCHRONOUS MOTOR 1500RPM, 17KW, 108NM, 38A, 345V 1750RPM, 19,5KW, 106NM, 38A, 40 2000RPM, 22,5KW, 107NM, 38A, 45 WATER COOLING DEGREE OF PROTECTION IP65 W/O ENCODER with TEMPERAT. SENSOR KTY84-130 DESIGN IM B35 (IM V15, IM V35) PLAIN SHAFT WITHOUT FITTED KEY; BEARING: STANDARD WITH FIXED BEARING, VIBRATION SEVERITY GRADE: R/A, FLANGE ACCURACY: R TERMINAL BOX (ABOVE) CABLE ENTRY ON THE RIGHT SIGNAL CONNECTION D-END | 5456 | TEM | 1 | MC | 123 | 1
1PH81331AF230BB1 | SIMOTICS M COMPACT ASYNCHRONOUS MOTOR 1500RPM, 17KW, 108NM, 38A, 345V 1750RPM, 19,5KW, 106NM, 38A, 40 2000RPM, 22,5KW, 107NM, 38A, 45 WATER COOLING DEGREE OF PROTECTION IP65 W/O ENCODER with TEMPERAT. SENSOR KTY84-130 DESIGN IM B35 (IM V15, IM V35) PLAIN SHAFT WITHOUT FITTED KEY; BEARING: STANDARD WITH FIXED BEARING, VIBRATION SEVERITY GRADE: R/A, FLANGE ACCURACY: R TERMINAL BOX (ABOVE) CABLE ENTRY ON THE LEFT SIGNAL CONNECTION D-END | 5456 | TEM | 1 | MC | 123 | 1
1PH81331AF230BC1 | SIMOTICS M COMPACT ASYNCHRONOUS MOTOR 1500RPM, 17KW, 108NM, 38A, 345V 1750RPM, 19,5KW, 106NM, 38A, 40 2000RPM, 22,5KW, 107NM, 38A, 45 WATER COOLING DEGREE OF PROTECTION IP65 W/O ENCODER with TEMPERAT. SENSOR KTY84-130 DESIGN IM B35 (IM V15, IM V35) PLAIN SHAFT WITHOUT FITTED KEY; BEARING: STANDARD WITH FIXED BEARING, VIBRATION SEVERITY GRADE: R/A, FLANGE ACCURACY: R TERMINAL BOX (ABOVE) CABLE ENTRY ON THE ND-END SIGNAL CONNECTION LEFT | 5456 | TEM | 1 | MC | 123 | 1
1PH81331AF230CA1 | SIMOTICS M COMPACT ASYNCHRONOUS MOTOR 1500RPM, 17KW, 108NM, 38A, 345V 1750RPM, 19,5KW, 106NM, 38A, 40 2000RPM, 22,5KW, 107NM, 38A, 45 WATER COOLING DEGREE OF PROTECTION IP65 W/O ENCODER with TEMPERAT. SENSOR KTY84-130 DESIGN IM B35 (IM V15, IM V35) PLAIN SHAFT WITHOUT FITTED KEY; BEARING: STANDARD VIBRATION SEVERITY GRADE S/A; SHAFT A.FLANGE ACCURACY GR. R TERMINAL BOX (ABOVE) CABLE ENTRY ON THE RIGHT SIGNAL CONNECTION D-END | 5651 | TEM | 1 | MC | 123 | 1
1PH81331AF230CB1 | SIMOTICS M COMPACT ASYNCHRONOUS MOTOR 1500RPM, 17KW, 108NM, 38A, 345V 1750RPM, 19,5KW, 106NM, 38A, 40 2000RPM, 22,5KW, 107NM, 38A, 45 WATER COOLING DEGREE OF PROTECTION IP65 W/O ENCODER with TEMPERAT. SENSOR KTY84-130 DESIGN IM B35 (IM V15, IM V35) PLAIN SHAFT WITHOUT FITTED KEY; BEARING: STANDARD VIBRATION SEVERITY GRADE S/A; SHAFT A.FLANGE ACCURACY GR. R TERMINAL BOX (ABOVE) CABLE ENTRY ON THE LEFT SIGNAL CONNECTION D-END | 5651 | TEM | 1 | MC | 123 | 1
1PH81331AF230CC1 | SIMOTICS M COMPACT ASYNCHRONOUS MOTOR 1500RPM, 17KW, 108NM, 38A, 345V 1750RPM, 19,5KW, 106NM, 38A, 40 2000RPM, 22,5KW, 107NM, 38A, 45 WATER COOLING DEGREE OF PROTECTION IP65 W/O ENCODER with TEMPERAT. SENSOR KTY84-130 DESIGN IM B35 (IM V15, IM V35) PLAIN SHAFT WITHOUT FITTED KEY; BEARING: STANDARD VIBRATION SEVERITY GRADE S/A; SHAFT A.FLANGE ACCURACY GR. R TERMINAL BOX (ABOVE) CABLE ENTRY ON THE ND-END SIGNAL CONNECTION LEFT | 5651 | TEM | 1 | MC | 123 | 1
1PH81331AF232BA1 | SIMOTICS M COMPACT ASYNCHRONOUS MOTOR 1500RPM, 17KW, 108NM, 38A, 345V 1750RPM, 19,5KW, 106NM, 38A, 40 2000RPM, 22,5KW, 107NM, 38A, 45 WATER COOLING DEGREE OF PROTECTION IP65 W/O ENCODER with TEMPERAT. SENSOR KTY84-130 DESIGN IM B35 (IM V15, IM V35) SHAFT WITH FITTED KEY HALF-KEY BALANCING BEARING: STANDARD WITH FIXED BEARING, VIBRATION SEVERITY GRADE: R/A, FLANGE ACCURACY: R TERMINAL BOX (ABOVE) CABLE ENTRY ON THE RIGHT SIGNAL CONNECTION D-END | 5456 | TEM | 1 | MC | 123 | 1
1PH81331AF232BB1 | SIMOTICS M COMPACT ASYNCHRONOUS MOTOR 1500RPM, 17KW, 108NM, 38A, 345V 1750RPM, 19,5KW, 106NM, 38A, 40 2000RPM, 22,5KW, 107NM, 38A, 45 WATER COOLING DEGREE OF PROTECTION IP65 W/O ENCODER with TEMPERAT. SENSOR KTY84-130 DESIGN IM B35 (IM V15, IM V35) SHAFT WITH FITTED KEY HALF-KEY BALANCING BEARING: STANDARD WITH FIXED BEARING, VIBRATION SEVERITY GRADE: R/A, FLANGE ACCURACY: R TERMINAL BOX (ABOVE) CABLE ENTRY ON THE LEFT SIGNAL CONNECTION D-END | 5456 | TEM | 1 | MC | 123 | 1
1PH81331AF232BC1 | SIMOTICS M COMPACT ASYNCHRONOUS MOTOR 1500RPM, 17KW, 108NM, 38A, 345V 1750RPM, 19,5KW, 106NM, 38A, 40 2000RPM, 22,5KW, 107NM, 38A, 45 WATER COOLING DEGREE OF PROTECTION IP65 W/O ENCODER with TEMPERAT. SENSOR KTY84-130 DESIGN IM B35 (IM V15, IM V35) SHAFT WITH FITTED KEY HALF-KEY BALANCING BEARING: STANDARD WITH FIXED BEARING, VIBRATION SEVERITY GRADE: R/A, FLANGE ACCURACY: R TERMINAL BOX (ABOVE) CABLE ENTRY ON THE ND-END SIGNAL CONNECTION LEFT | 5456 | TEM | 1 | MC | 123 | 1
1PH81331AF232CA1 | SIMOTICS M COMPACT ASYNCHRONOUS MOTOR 1500RPM, 17KW, 108NM, 38A, 345V 1750RPM, 19,5KW, 106NM, 38A, 40 2000RPM, 22,5KW, 107NM, 38A, 45 WATER COOLING DEGREE OF PROTECTION IP65 W/O ENCODER with TEMPERAT. SENSOR KTY84-130 DESIGN IM B35 (IM V15, IM V35) SHAFT WITH FITTED KEY HALF-KEY BALANCING BEARING: STANDARD VIBRATION SEVERITY GRADE S/A; SHAFT A.FLANGE ACCURACY GR. R TERMINAL BOX (ABOVE) CABLE ENTRY ON THE RIGHT SIGNAL CONNECTION D-END | 5651 | TEM | 1 | MC | 123 | 1
1PH81331AF232CB1 | SIMOTICS M COMPACT ASYNCHRONOUS MOTOR 1500RPM, 17KW, 108NM, 38A, 345V 1750RPM, 19,5KW, 106NM, 38A, 40 2000RPM, 22,5KW, 107NM, 38A, 45 WATER COOLING DEGREE OF PROTECTION IP65 W/O ENCODER with TEMPERAT. SENSOR KTY84-130 DESIGN IM B35 (IM V15, IM V35) SHAFT WITH FITTED KEY HALF-KEY BALANCING BEARING: STANDARD VIBRATION SEVERITY GRADE S/A; SHAFT A.FLANGE ACCURACY GR. R TERMINAL BOX (ABOVE) CABLE ENTRY ON THE LEFT SIGNAL CONNECTION D-END | 5651 | TEM | 1 | MC | 123 | 1
1PH81331AF232CC1 | SIMOTICS M COMPACT ASYNCHRONOUS MOTOR 1500RPM, 17KW, 108NM, 38A, 345V 1750RPM, 19,5KW, 106NM, 38A, 40 2000RPM, 22,5KW, 107NM, 38A, 45 WATER COOLING DEGREE OF PROTECTION IP65 W/O ENCODER with TEMPERAT. SENSOR KTY84-130 DESIGN IM B35 (IM V15, IM V35) SHAFT WITH FITTED KEY HALF-KEY BALANCING BEARING: STANDARD VIBRATION SEVERITY GRADE S/A; SHAFT A.FLANGE ACCURACY GR. R TERMINAL BOX (ABOVE) CABLE ENTRY ON THE ND-END SIGNAL CONNECTION LEFT | 5651 | TEM | 1 | MC | 123 | 1
1PH81331AG000BA1 | SIMOTICS M COMPACT ASYNCHRONOUS MOTOR 2000RPM, 20KW, 96NM, 45A, 350V 2300RPM,22,5KW, 93NM, 44A, 400V 2650RPM, 24KW, 86NM, 41A, 456V FORCED VENTILATION; DIRECTION OF AIR FLOW DE --> NDE; DEGREE OF PROTECTION IP55 W/O ENCODER with TEMPERAT. SENSOR KTY84-130 DESIGN IM B3 (IM V5, IM V6) PLAIN SHAFT WITHOUT FITTED KEY; BEARING: STANDARD WITH FIXED BEARING, VIBRATION SEVERITY GRADE: R/A, FLANGE ACCURACY: R TERMINAL BOX (ABOVE) CABLE ENTRY ON THE RIGHT SIGNAL CONNECTION D-END | 4108 | TEM | 1 | MC | 106 | 1
1PH81331AG021BA1 | SIMOTICS M COMPACT ASYNCHRONOUS MOTOR 2000RPM, 20KW, 96NM, 45A, 350V 2300RPM,22,5KW, 93NM, 44A, 400V 2650RPM, 24KW, 86NM, 41A, 456V FORCED VENTILATION; DIRECTION OF AIR FLOW DE --> NDE; DEGREE OF PROTECTION IP55 W/O ENCODER with TEMPERAT. SENSOR KTY84-130 DESIGN IM B5 (IMV 1,IM V3) SHAFT WITH FITTED KEY FULL-KEY BALANCING BEARING: STANDARD WITH FIXED BEARING, VIBRATION SEVERITY GRADE: R/A, FLANGE ACCURACY: R TERMINAL BOX (ABOVE) CABLE ENTRY ON THE RIGHT SIGNAL CONNECTION D-END | 4347 | TEM | 1 | MC | 106 | 1
1PH81331AG021CA1 | SIMOTICS M COMPACT ASYNCHRONOUS MOTOR 2000RPM, 20KW, 96NM, 45A, 350V 2300RPM,22,5KW, 93NM, 44A, 400V 2650RPM, 24KW, 86NM, 41A, 456V FORCED VENTILATION; DIRECTION OF AIR FLOW DE --> NDE; DEGREE OF PROTECTION IP55 W/O ENCODER with TEMPERAT. SENSOR KTY84-130 DESIGN IM B5 (IMV 1,IM V3) SHAFT WITH FITTED KEY FULL-KEY BALANCING BEARING: STANDARD VIBRATION SEVERITY GRADE S/A; SHAFT A.FLANGE ACCURACY GR. R TERMINAL BOX (ABOVE) CABLE ENTRY ON THE RIGHT SIGNAL CONNECTION D-END | 4542 | TEM | 1 | MC | 106 | 1
1PH81331AG022BA1 | SIMOTICS M COMPACT ASYNCHRONOUS MOTOR 2000RPM, 20KW, 96NM, 45A, 350V 2300RPM,22,5KW, 93NM, 44A, 400V 2650RPM, 24KW, 86NM, 41A, 456V FORCED VENTILATION; DIRECTION OF AIR FLOW DE --> NDE; DEGREE OF PROTECTION IP55 W/O ENCODER with TEMPERAT. SENSOR KTY84-130 DESIGN IM B5 (IMV 1,IM V3) SHAFT WITH FITTED KEY HALF-KEY BALANCING BEARING: STANDARD WITH FIXED BEARING, VIBRATION SEVERITY GRADE: R/A, FLANGE ACCURACY: R TERMINAL BOX (ABOVE) CABLE ENTRY ON THE RIGHT SIGNAL CONNECTION D-END | 4347 | TEM | 1 | MC | 106 | 1
1PH81331AG032BA1 | SIMOTICS M COMPACT ASYNCHRONOUS MOTOR 2000RPM, 20KW, 96NM, 45A, 350V 2300RPM,22,5KW, 93NM, 44A, 400V 2650RPM, 24KW, 86NM, 41A, 456V FORCED VENTILATION; DIRECTION OF AIR FLOW DE --> NDE; DEGREE OF PROTECTION IP55 W/O ENCODER with TEMPERAT. SENSOR KTY84-130 DESIGN IM B35 (IM V15, IM V35) SHAFT WITH FITTED KEY HALF-KEY BALANCING BEARING: STANDARD WITH FIXED BEARING, VIBRATION SEVERITY GRADE: R/A, FLANGE ACCURACY: R TERMINAL BOX (ABOVE) CABLE ENTRY ON THE RIGHT SIGNAL CONNECTION D-END | 4650 | TEM | 1 | MC | 106 | 1
1PH81331AG231BA1 | SIMOTICS M COMPACT ASYNCHRONOUS MOTOR 2000RPM, 22KW, 105NM, 52A, 336V 2300RPM, 25KW, 104NM, 52A, 373V 2650RPM, 28KW, 101NM, 50A, 427V WATER COOLING DEGREE OF PROTECTION IP65 W/O ENCODER with TEMPERAT. SENSOR KTY84-130 DESIGN IM B35 (IM V15, IM V35) SHAFT WITH FITTED KEY FULL-KEY BALANCING BEARING: STANDARD WITH FIXED BEARING, VIBRATION SEVERITY GRADE: R/A, FLANGE ACCURACY: R TERMINAL BOX (ABOVE) CABLE ENTRY ON THE RIGHT SIGNAL CONNECTION D-END | 5456 | TEM | 1 | MC | 123 | 1
1PH81331CD123MA1 | SIMOTICS M COMPACT ASYNCHRONOUS MOTOR 1000RPM, 12KW, 115NM, 30A, 319V 1150RPM,13,5KW,112NM, 29A, 361V 1350RPM, 15KW, 106NM, 28A, 417V FORCED VENTILATION; DIRECTION OF AIR FLOW NDE --> DE; DEGREE OF PROTECTION IP55 INCREMENTAL ENCODER SIN/COS 1VPP 256 S/R WITHOUT ND-END AT TERMINAL BOX (ENCODER IN256S/R) with TEMPERAT. SENSOR KTY84-130 DESIGN IM B5 (IMV 1,IM V3) PLAIN HOLLOW-SHAFT BEARING: HIGH PERFORMANCE VIBRATION SEVERITY GRADE SPECIAL/B SHAFT AND FLANGE ACCURACY GR. SPECIAL TERMINAL BOX (ABOVE) CABLE ENTRY ON THE RIGHT SIGNAL CONNECTION D-END | 9218 | TEM | 1 | MC | 108.5 | 1
1PH81331CF000LA1 | SIMOTICS M COMPACT ASYNCHRONOUS MOTOR 1500RPM, 15KW, 96NM, 34A, 342V 1750RPM,17,5KW, 96NM, 34A, 392V 2000RPM, 20KW, 96NM, 34A, 445V FORCED VENTILATION; DIRECTION OF AIR FLOW DE --> NDE; DEGREE OF PROTECTION IP55 INCREMENTAL ENCODER SIN/COS 1VPP 256 S/R WITHOUT ND-END AT TERMINAL BOX (ENCODER IN256S/R) with TEMPERAT. SENSOR KTY84-130 DESIGN IM B3 (IM V5, IM V6) PLAIN SHAFT WITHOUT FITTED KEY; BEARING: PERFORMANCE, VIBRATION SEVERITY GRADE: SPECIAL/B, SHAFT AND FLANGE ACCURACY: SPECIAL TERMINAL BOX (ABOVE) CABLE ENTRY ON THE RIGHT SIGNAL CONNECTION D-END | 6713 | TEM | 1 | MC | 106 | 1
1PH81331CF023LA1 | SIMOTICS M COMPACT ASYNCHRONOUS MOTOR 1500RPM, 15KW, 96NM, 34A, 342V 1750RPM,17,5KW, 96NM, 34A, 392V 2000RPM, 20KW, 96NM, 34A, 445V FORCED VENTILATION; DIRECTION OF AIR FLOW DE --> NDE; DEGREE OF PROTECTION IP55 INCREMENTAL ENCODER SIN/COS 1VPP 256 S/R WITHOUT ND-END AT TERMINAL BOX (ENCODER IN256S/R) with TEMPERAT. SENSOR KTY84-130 DESIGN IM B5 (IMV 1,IM V3) PLAIN HOLLOW-SHAFT BEARING: PERFORMANCE, VIBRATION SEVERITY GRADE: SPECIAL/B, SHAFT AND FLANGE ACCURACY: SPECIAL TERMINAL BOX (ABOVE) CABLE ENTRY ON THE RIGHT SIGNAL CONNECTION D-END | 8545 | TEM | 1 | MC | 108.5 | 1
1PH81331CF023LC1 | SIMOTICS M COMPACT ASYNCHRONOUS MOTOR 1500RPM, 15KW, 96NM, 34A, 342V 1750RPM,17,5KW, 96NM, 34A, 392V 2000RPM, 20KW, 96NM, 34A, 445V FORCED VENTILATION; DIRECTION OF AIR FLOW DE --> NDE; DEGREE OF PROTECTION IP55 INCREMENTAL ENCODER SIN/COS 1VPP 256 S/R WITHOUT ND-END AT TERMINAL BOX (ENCODER IN256S/R) with TEMPERAT. SENSOR KTY84-130 DESIGN IM B5 (IMV 1,IM V3) PLAIN HOLLOW-SHAFT BEARING: PERFORMANCE, VIBRATION SEVERITY GRADE: SPECIAL/B, SHAFT AND FLANGE ACCURACY: SPECIAL TERMINAL BOX (ABOVE) CABLE ENTRY ON THE ND-END SIGNAL CONNECTION LEFT | 8545 | TEM | 1 | MC | 108.5 | 1
1PH81331CF023MA1 | SIMOTICS M COMPACT ASYNCHRONOUS MOTOR 1500RPM, 15KW, 96NM, 34A, 342V 1750RPM,17,5KW, 96NM, 34A, 392V 2000RPM, 20KW, 96NM, 34A, 445V FORCED VENTILATION; DIRECTION OF AIR FLOW DE --> NDE; DEGREE OF PROTECTION IP55 INCREMENTAL ENCODER SIN/COS 1VPP 256 S/R WITHOUT ND-END AT TERMINAL BOX (ENCODER IN256S/R) with TEMPERAT. SENSOR KTY84-130 DESIGN IM B5 (IMV 1,IM V3) PLAIN HOLLOW-SHAFT BEARING: HIGH PERFORMANCE VIBRATION SEVERITY GRADE SPECIAL/B SHAFT AND FLANGE ACCURACY GR. SPECIAL TERMINAL BOX (ABOVE) CABLE ENTRY ON THE RIGHT SIGNAL CONNECTION D-END | 9218 | TEM | 1 | MC | 108.5 | 1
1PH81331CF123MA1 | SIMOTICS M COMPACT ASYNCHRONOUS MOTOR 1500RPM, 15KW, 96NM, 34A, 342V 1750RPM,17,5KW, 96NM, 34A, 392V 2000RPM, 20KW, 96NM, 34A, 445V FORCED VENTILATION; DIRECTION OF AIR FLOW NDE --> DE; DEGREE OF PROTECTION IP55 INCREMENTAL ENCODER SIN/COS 1VPP 256 S/R WITHOUT ND-END AT TERMINAL BOX (ENCODER IN256S/R) with TEMPERAT. SENSOR KTY84-130 DESIGN IM B5 (IMV 1,IM V3) PLAIN HOLLOW-SHAFT BEARING: HIGH PERFORMANCE VIBRATION SEVERITY GRADE SPECIAL/B SHAFT AND FLANGE ACCURACY GR. SPECIAL TERMINAL BOX (ABOVE) CABLE ENTRY ON THE RIGHT SIGNAL CONNECTION D-END | 9218 | TEM | 1 | MC | 108.5 | 1
1PH81331CF223MC1 | SIMOTICS M COMPACT ASYNCHRONOUS MOTOR 1500RPM, 17KW, 108NM, 38A, 345V 1750RPM, 19,5KW, 106NM, 38A, 40 2000RPM, 22,5KW, 107NM, 38A, 45 WATER COOLING DEGREE OF PROTECTION IP65 INCREMENTAL ENCODER SIN/COS 1VPP 256 S/R WITHOUT ND-END AT TERMINAL BOX (ENCODER IN256S/R) with TEMPERAT. SENSOR KTY84-130 DESIGN IM B5 (IMV 1,IM V3) PLAIN HOLLOW-SHAFT BEARING: HIGH PERFORMANCE VIBRATION SEVERITY GRADE SPECIAL/B SHAFT AND FLANGE ACCURACY GR. SPECIAL TERMINAL BOX (ABOVE) CABLE ENTRY ON THE ND-END SIGNAL CONNECTION LEFT | 10024 | TEM | 1 | MC | 125.5 | 1
1PH81331CG020MA1 | SIMOTICS M COMPACT ASYNCHRONOUS MOTOR 2000RPM, 20KW, 96NM, 45A, 350V 2300RPM,22,5KW, 93NM, 44A, 400V 2650RPM, 24KW, 86NM, 41A, 456V FORCED VENTILATION; DIRECTION OF AIR FLOW DE --> NDE; DEGREE OF PROTECTION IP55 INCREMENTAL ENCODER SIN/COS 1VPP 256 S/R WITHOUT ND-END AT TERMINAL BOX (ENCODER IN256S/R) with TEMPERAT. SENSOR KTY84-130 DESIGN IM B5 (IMV 1,IM V3) PLAIN SHAFT WITHOUT FITTED KEY; BEARING: HIGH PERFORMANCE VIBRATION SEVERITY GRADE SPECIAL/B SHAFT AND FLANGE ACCURACY GR. SPECIAL TERMINAL BOX (ABOVE) CABLE ENTRY ON THE RIGHT SIGNAL CONNECTION D-END | 7624 | TEM | 1 | MC | 106 | 1
1PH81331CG023MA1 | SIMOTICS M COMPACT ASYNCHRONOUS MOTOR 2000RPM, 20KW, 96NM, 45A, 350V 2300RPM,22,5KW, 93NM, 44A, 400V 2650RPM, 24KW, 86NM, 41A, 456V FORCED VENTILATION; DIRECTION OF AIR FLOW DE --> NDE; DEGREE OF PROTECTION IP55 INCREMENTAL ENCODER SIN/COS 1VPP 256 S/R WITHOUT ND-END AT TERMINAL BOX (ENCODER IN256S/R) with TEMPERAT. SENSOR KTY84-130 DESIGN IM B5 (IMV 1,IM V3) PLAIN HOLLOW-SHAFT BEARING: HIGH PERFORMANCE VIBRATION SEVERITY GRADE SPECIAL/B SHAFT AND FLANGE ACCURACY GR. SPECIAL TERMINAL BOX (ABOVE) CABLE ENTRY ON THE RIGHT SIGNAL CONNECTION D-END | 9218 | TEM | 1 | MC | 108.5 | 1
1PH81331DB001BA1 | SIMOTICS M COMPACT ASYNCHRONOUS MOTOR 400RPM 5,2KW 124NM 15,5A 309V 500RPM 6,5KW 124NM 15,5A 363V 600RPM 7,8KW 124NM 15,5A 421V FORCED VENTILATION; DIRECTION OF AIR FLOW DE --> NDE; DEGREE OF PROTECTION IP55 INCREMENTAL ENCODER 22 BIT WITH COMMUTATING POSITION (ENCODER IC22DQ) WITH DRIVE-CLIQ INTERFACE DESIGN IM B3 (IM V5, IM V6) SHAFT WITH FITTED KEY FULL-KEY BALANCING BEARING: STANDARD WITH FIXED BEARING, VIBRATION SEVERITY GRADE: R/A, FLANGE ACCURACY: R TERMINAL BOX (ABOVE) CABLE ENTRY ON THE RIGHT SIGNAL CONNECTION D-END | 5516 | TEM | 1 | MC | 106 | 1
1PH81331DB001HA1 | SIMOTICS M COMPACT ASYNCHRONOUS MOTOR 400RPM 5,2KW 124NM 15,5A 309V 500RPM 6,5KW 124NM 15,5A 363V 600RPM 7,8KW 124NM 15,5A 421V FORCED VENTILATION; DIRECTION OF AIR FLOW DE --> NDE; DEGREE OF PROTECTION IP55 INCREMENTAL ENCODER 22 BIT WITH COMMUTATING POSITION (ENCODER IC22DQ) WITH DRIVE-CLIQ INTERFACE DESIGN IM B3 (IM V5, IM V6) SHAFT WITH FITTED KEY FULL-KEY BALANCING BEARING: STANDARD, VIBRATION SEVERITY GRADE: S/A, SHAFT AND FLANGE ACCURACY: R TERMINAL BOX (ABOVE) CABLE ENTRY ON THE RIGHT SIGNAL CONNECTION D-END | 5426 | TEM | 1 | MC | 106 | 1
1PH81331DB020BA1 | SIMOTICS M COMPACT ASYNCHRONOUS MOTOR 400RPM 5,2KW 124NM 15,5A 309V 500RPM 6,5KW 124NM 15,5A 363V 600RPM 7,8KW 124NM 15,5A 421V FORCED VENTILATION; DIRECTION OF AIR FLOW DE --> NDE; DEGREE OF PROTECTION IP55 INCREMENTAL ENCODER 22 BIT WITH COMMUTATING POSITION (ENCODER IC22DQ) WITH DRIVE-CLIQ INTERFACE DESIGN IM B5 (IMV 1,IM V3) PLAIN SHAFT WITHOUT FITTED KEY; BEARING: STANDARD WITH FIXED BEARING, VIBRATION SEVERITY GRADE: R/A, FLANGE ACCURACY: R TERMINAL BOX (ABOVE) CABLE ENTRY ON THE RIGHT SIGNAL CONNECTION D-END | 5754 | TEM | 1 | MC | 106 | 1
1PH81331DD000BA1 | SIMOTICS M COMPACT ASYNCHRONOUS MOTOR 1000RPM, 12KW, 115NM, 30A, 319V 1150RPM,13,5KW,112NM, 29A, 361V 1350RPM, 15KW, 106NM, 28A, 417V FORCED VENTILATION; DIRECTION OF AIR FLOW DE --> NDE; DEGREE OF PROTECTION IP55 INCREMENTAL ENCODER 22 BIT WITH COMMUTATING POSITION (ENCODER IC22DQ) WITH DRIVE-CLIQ INTERFACE DESIGN IM B3 (IM V5, IM V6) PLAIN SHAFT WITHOUT FITTED KEY; BEARING: STANDARD WITH FIXED BEARING, VIBRATION SEVERITY GRADE: R/A, FLANGE ACCURACY: R TERMINAL BOX (ABOVE) CABLE ENTRY ON THE RIGHT SIGNAL CONNECTION D-END | 5516 | TEM | 1 | MC | 106 | 1
1PH81331DD000BB1 | SIMOTICS M COMPACT ASYNCHRONOUS MOTOR 1000RPM, 12KW, 115NM, 30A, 319V 1150RPM,13,5KW,112NM, 29A, 361V 1350RPM, 15KW, 106NM, 28A, 417V FORCED VENTILATION; DIRECTION OF AIR FLOW DE --> NDE; DEGREE OF PROTECTION IP55 INCREMENTAL ENCODER 22 BIT WITH COMMUTATING POSITION (ENCODER IC22DQ) WITH DRIVE-CLIQ INTERFACE DESIGN IM B3 (IM V5, IM V6) PLAIN SHAFT WITHOUT FITTED KEY; BEARING: STANDARD WITH FIXED BEARING, VIBRATION SEVERITY GRADE: R/A, FLANGE ACCURACY: R TERMINAL BOX (ABOVE) CABLE ENTRY ON THE LEFT SIGNAL CONNECTION D-END | 5516 | TEM | 1 | MC | 106 | 1
1PH81331DD000CA1 | SIMOTICS M COMPACT ASYNCHRONOUS MOTOR 1000RPM, 12KW, 115NM, 30A, 319V 1150RPM,13,5KW,112NM, 29A, 361V 1350RPM, 15KW, 106NM, 28A, 417V FORCED VENTILATION; DIRECTION OF AIR FLOW DE --> NDE; DEGREE OF PROTECTION IP55 INCREMENTAL ENCODER 22 BIT WITH COMMUTATING POSITION (ENCODER IC22DQ) WITH DRIVE-CLIQ INTERFACE DESIGN IM B3 (IM V5, IM V6) PLAIN SHAFT WITHOUT FITTED KEY; BEARING: STANDARD WITH FIXED BEARING, VIBRATION SEVERITY GRADE: S/A, SHAFT AND FLANGE ACCURACY: R TERMINAL BOX (ABOVE) CABLE ENTRY ON THE RIGHT SIGNAL CONNECTION D-END | 5711 | TEM | 1 | MC | 106 | 1
1PH81331DD000CB1 | SIMOTICS M COMPACT ASYNCHRONOUS MOTOR 1000RPM, 12KW, 115NM, 30A, 319V 1150RPM,13,5KW,112NM, 29A, 361V 1350RPM, 15KW, 106NM, 28A, 417V FORCED VENTILATION; DIRECTION OF AIR FLOW DE --> NDE; DEGREE OF PROTECTION IP55 INCREMENTAL ENCODER 22 BIT WITH COMMUTATING POSITION (ENCODER IC22DQ) WITH DRIVE-CLIQ INTERFACE DESIGN IM B3 (IM V5, IM V6) PLAIN SHAFT WITHOUT FITTED KEY; BEARING: STANDARD WITH FIXED BEARING, VIBRATION SEVERITY GRADE: S/A, SHAFT AND FLANGE ACCURACY: R TERMINAL BOX (ABOVE) CABLE ENTRY ON THE LEFT SIGNAL CONNECTION D-END | 5711 | TEM | 1 | MC | 106 | 1
1PH81331DD000CC1 | SIMOTICS M COMPACT ASYNCHRONOUS MOTOR 1000RPM, 12KW, 115NM, 30A, 319V 1150RPM,13,5KW,112NM, 29A, 361V 1350RPM, 15KW, 106NM, 28A, 417V FORCED VENTILATION; DIRECTION OF AIR FLOW DE --> NDE; DEGREE OF PROTECTION IP55 INCREMENTAL ENCODER 22 BIT WITH COMMUTATING POSITION (ENCODER IC22DQ) WITH DRIVE-CLIQ INTERFACE DESIGN IM B3 (IM V5, IM V6) PLAIN SHAFT WITHOUT FITTED KEY; BEARING: STANDARD WITH FIXED BEARING, VIBRATION SEVERITY GRADE: S/A, SHAFT AND FLANGE ACCURACY: R TERMINAL BOX (ABOVE) CABLE ENTRY ON THE ND-END SIGNAL CONNECTION LEFT | 5711 | TEM | 1 | MC | 106 | 1
1PH81331DD000DA1 | SIMOTICS M COMPACT ASYNCHRONOUS MOTOR 1000RPM, 12KW, 115NM, 30A, 319V 1150RPM,13,5KW,112NM, 29A, 361V 1350RPM, 15KW, 106NM, 28A, 417V FORCED VENTILATION; DIRECTION OF AIR FLOW DE --> NDE; DEGREE OF PROTECTION IP55 INCREMENTAL ENCODER 22 BIT WITH COMMUTATING POSITION (ENCODER IC22DQ) WITH DRIVE-CLIQ INTERFACE DESIGN IM B3 (IM V5, IM V6) PLAIN SHAFT WITHOUT FITTED KEY; BEARING: STANDARD WITH FIXED BEARING, VIBRATION SEVERITY GRADE: SR/A, SHAFT AND FLANGE ACCURACY: R TERMINAL BOX (ABOVE) CABLE ENTRY ON THE RIGHT SIGNAL CONNECTION D-END | 5781 | TEM | 1 | MC | 106 | 1
1PH81331DD000LA1 | SIMOTICS M COMPACT ASYNCHRONOUS MOTOR 1000RPM, 12KW, 115NM, 30A, 319V 1150RPM,13,5KW,112NM, 29A, 361V 1350RPM, 15KW, 106NM, 28A, 417V FORCED VENTILATION; DIRECTION OF AIR FLOW DE --> NDE; DEGREE OF PROTECTION IP55 INCREMENTAL ENCODER 22 BIT WITH COMMUTATING POSITION (ENCODER IC22DQ) WITH DRIVE-CLIQ INTERFACE DESIGN IM B3 (IM V5, IM V6) PLAIN SHAFT WITHOUT FITTED KEY; BEARING: PERFORMANCE, VIBRATION SEVERITY GRADE: SPECIAL/B, SHAFT AND FLANGE ACCURACY: SPECIAL TERMINAL BOX (ABOVE) CABLE ENTRY ON THE RIGHT SIGNAL CONNECTION D-END | 6062 | TEM | 1 | MC | 106 | 1
1PH81331DD001BA1 | SIMOTICS M COMPACT ASYNCHRONOUS MOTOR 1000RPM, 12KW, 115NM, 30A, 319V 1150RPM,13,5KW,112NM, 29A, 361V 1350RPM, 15KW, 106NM, 28A, 417V FORCED VENTILATION; DIRECTION OF AIR FLOW DE --> NDE; DEGREE OF PROTECTION IP55 INCREMENTAL ENCODER 22 BIT WITH COMMUTATING POSITION (ENCODER IC22DQ) WITH DRIVE-CLIQ INTERFACE DESIGN IM B3 (IM V5, IM V6) SHAFT WITH FITTED KEY FULL-KEY BALANCING BEARING: STANDARD WITH FIXED BEARING, VIBRATION SEVERITY GRADE: R/A, FLANGE ACCURACY: R TERMINAL BOX (ABOVE) CABLE ENTRY ON THE RIGHT SIGNAL CONNECTION D-END | 5516 | TEM | 1 | MC | 106 | 1
1PH81331DD001CA1 | SIMOTICS M COMPACT ASYNCHRONOUS MOTOR 1000RPM, 12KW, 115NM, 30A, 319V 1150RPM,13,5KW,112NM, 29A, 361V 1350RPM, 15KW, 106NM, 28A, 417V FORCED VENTILATION; DIRECTION OF AIR FLOW DE --> NDE; DEGREE OF PROTECTION IP55 INCREMENTAL ENCODER 22 BIT WITH COMMUTATING POSITION (ENCODER IC22DQ) WITH DRIVE-CLIQ INTERFACE DESIGN IM B3 (IM V5, IM V6) SHAFT WITH FITTED KEY FULL-KEY BALANCING BEARING: STANDARD WITH FIXED BEARING, VIBRATION SEVERITY GRADE: S/A, SHAFT AND FLANGE ACCURACY: R TERMINAL BOX (ABOVE) CABLE ENTRY ON THE RIGHT SIGNAL CONNECTION D-END | 5711 | TEM | 1 | MC | 106 | 1
1PH81331DD001DA1 | SIMOTICS M COMPACT ASYNCHRONOUS MOTOR 1000RPM, 12KW, 115NM, 30A, 319V 1150RPM,13,5KW,112NM, 29A, 361V 1350RPM, 15KW, 106NM, 28A, 417V FORCED VENTILATION; DIRECTION OF AIR FLOW DE --> NDE; DEGREE OF PROTECTION IP55 INCREMENTAL ENCODER 22 BIT WITH COMMUTATING POSITION (ENCODER IC22DQ) WITH DRIVE-CLIQ INTERFACE DESIGN IM B3 (IM V5, IM V6) SHAFT WITH FITTED KEY FULL-KEY BALANCING BEARING: STANDARD WITH FIXED BEARING, VIBRATION SEVERITY GRADE: SR/A, SHAFT AND FLANGE ACCURACY: R TERMINAL BOX (ABOVE) CABLE ENTRY ON THE RIGHT SIGNAL CONNECTION D-END | 5781 | TEM | 1 | MC | 106 | 1
1PH81331DD001LA1 | SIMOTICS M COMPACT ASYNCHRONOUS MOTOR 1000RPM, 12KW, 115NM, 30A, 319V 1150RPM,13,5KW,112NM, 29A, 361V 1350RPM, 15KW, 106NM, 28A, 417V FORCED VENTILATION; DIRECTION OF AIR FLOW DE --> NDE; DEGREE OF PROTECTION IP55 INCREMENTAL ENCODER 22 BIT WITH COMMUTATING POSITION (ENCODER IC22DQ) WITH DRIVE-CLIQ INTERFACE DESIGN IM B3 (IM V5, IM V6) SHAFT WITH FITTED KEY FULL-KEY BALANCING BEARING: PERFORMANCE, VIBRATION SEVERITY GRADE: SPECIAL/B, SHAFT AND FLANGE ACCURACY: SPECIAL TERMINAL BOX (ABOVE) CABLE ENTRY ON THE RIGHT SIGNAL CONNECTION D-END | 6062 | TEM | 1 | MC | 106 | 1
1PH81331DD002BA1 | SIMOTICS M COMPACT ASYNCHRONOUS MOTOR 1000RPM, 12KW, 115NM, 30A, 319V 1150RPM,13,5KW,112NM, 29A, 361V 1350RPM, 15KW, 106NM, 28A, 417V FORCED VENTILATION; DIRECTION OF AIR FLOW DE --> NDE; DEGREE OF PROTECTION IP55 INCREMENTAL ENCODER 22 BIT WITH COMMUTATING POSITION (ENCODER IC22DQ) WITH DRIVE-CLIQ INTERFACE DESIGN IM B3 (IM V5, IM V6) SHAFT WITH FITTED KEY HALF-KEY BALANCING BEARING: STANDARD WITH FIXED BEARING, VIBRATION SEVERITY GRADE: R/A, FLANGE ACCURACY: R TERMINAL BOX (ABOVE) CABLE ENTRY ON THE RIGHT SIGNAL CONNECTION D-END | 5516 | TEM | 1 | MC | 106 | 1
1PH81331DD002BB1 | SIMOTICS M COMPACT ASYNCHRONOUS MOTOR 1000RPM, 12KW, 115NM, 30A, 319V 1150RPM,13,5KW,112NM, 29A, 361V 1350RPM, 15KW, 106NM, 28A, 417V FORCED VENTILATION; DIRECTION OF AIR FLOW DE --> NDE; DEGREE OF PROTECTION IP55 INCREMENTAL ENCODER 22 BIT WITH COMMUTATING POSITION (ENCODER IC22DQ) WITH DRIVE-CLIQ INTERFACE DESIGN IM B3 (IM V5, IM V6) SHAFT WITH FITTED KEY HALF-KEY BALANCING BEARING: STANDARD WITH FIXED BEARING, VIBRATION SEVERITY GRADE: R/A, FLANGE ACCURACY: R TERMINAL BOX (ABOVE) CABLE ENTRY ON THE LEFT SIGNAL CONNECTION D-END | 5516 | TEM | 1 | MC | 106 | 1
1PH81331DD002CA1 | SIMOTICS M COMPACT ASYNCHRONOUS MOTOR 1000RPM, 12KW, 115NM, 30A, 319V 1150RPM,13,5KW,112NM, 29A, 361V 1350RPM, 15KW, 106NM, 28A, 417V FORCED VENTILATION; DIRECTION OF AIR FLOW DE --> NDE; DEGREE OF PROTECTION IP55 INCREMENTAL ENCODER 22 BIT WITH COMMUTATING POSITION (ENCODER IC22DQ) WITH DRIVE-CLIQ INTERFACE DESIGN IM B3 (IM V5, IM V6) SHAFT WITH FITTED KEY HALF-KEY BALANCING BEARING: STANDARD WITH FIXED BEARING, VIBRATION SEVERITY GRADE: S/A, SHAFT AND FLANGE ACCURACY: R TERMINAL BOX (ABOVE) CABLE ENTRY ON THE RIGHT SIGNAL CONNECTION D-END | 5711 | TEM | 1 | MC | 106 | 1
1PH81331DD002GA1 | SIMOTICS M COMPACT ASYNCHRONOUS MOTOR 1000RPM, 12KW, 115NM, 30A, 319V 1150RPM,13,5KW,112NM, 29A, 361V 1350RPM, 15KW, 106NM, 28A, 417V FORCED VENTILATION; DIRECTION OF AIR FLOW DE --> NDE; DEGREE OF PROTECTION IP55 INCREMENTAL ENCODER 22 BIT WITH COMMUTATING POSITION (ENCODER IC22DQ) WITH DRIVE-CLIQ INTERFACE DESIGN IM B3 (IM V5, IM V6) SHAFT WITH FITTED KEY HALF-KEY BALANCING BEARING: STANDARD, VIBRATION SEVERITY GRADE: R/A, SHAFT AND FLANGE ACCURACY: R TERMINAL BOX (ABOVE) CABLE ENTRY ON THE RIGHT SIGNAL CONNECTION D-END | 5231 | TEM | 1 | MC | 106 | 1
1PH81331DD002GB1 | SIMOTICS M COMPACT ASYNCHRONOUS MOTOR 1000RPM, 12KW, 115NM, 30A, 319V 1150RPM,13,5KW,112NM, 29A, 361V 1350RPM, 15KW, 106NM, 28A, 417V FORCED VENTILATION; DIRECTION OF AIR FLOW DE --> NDE; DEGREE OF PROTECTION IP55 INCREMENTAL ENCODER 22 BIT WITH COMMUTATING POSITION (ENCODER IC22DQ) WITH DRIVE-CLIQ INTERFACE DESIGN IM B3 (IM V5, IM V6) SHAFT WITH FITTED KEY HALF-KEY BALANCING BEARING: STANDARD, VIBRATION SEVERITY GRADE: R/A, SHAFT AND FLANGE ACCURACY: R TERMINAL BOX (ABOVE) CABLE ENTRY ON THE LEFT SIGNAL CONNECTION D-END | 5231 | TEM | 1 | MC | 106 | 1
1PH81331DD002QA1 | SIMOTICS M COMPACT ASYNCHRONOUS MOTOR 1000RPM, 12KW, 115NM, 30A, 319V 1150RPM,13,5KW,112NM, 29A, 361V 1350RPM, 15KW, 106NM, 28A, 417V FORCED VENTILATION; DIRECTION OF AIR FLOW DE --> NDE; DEGREE OF PROTECTION IP55 INCREMENTAL ENCODER 22 BIT WITH COMMUTATING POSITION (ENCODER IC22DQ) WITH DRIVE-CLIQ INTERFACE DESIGN IM B3 (IM V5, IM V6) SHAFT WITH FITTED KEY HALF-KEY BALANCING BEARING: ADVANCED LIFETIME VIBRATION SEVERITY S/A SHAFT A. FLANGE ACCURACY GR. R TERMINAL BOX (ABOVE) CABLE ENTRY ON THE RIGHT SIGNAL CONNECTION D-END | 5946 | TEM | 1 | MC | 106 | 1
1PH81331DD002QG1 | SIMOTICS M COMPACT ASYNCHRONOUS MOTOR 1000RPM, 12KW, 115NM, 30A, 319V 1150RPM,13,5KW,112NM, 29A, 361V 1350RPM, 15KW, 106NM, 28A, 417V FORCED VENTILATION; DIRECTION OF AIR FLOW DE --> NDE; DEGREE OF PROTECTION IP55 INCREMENTAL ENCODER 22 BIT WITH COMMUTATING POSITION (ENCODER IC22DQ) WITH DRIVE-CLIQ INTERFACE DESIGN IM B3 (IM V5, IM V6) SHAFT WITH FITTED KEY HALF-KEY BALANCING BEARING: ADVANCED LIFETIME VIBRATION SEVERITY S/A SHAFT A. FLANGE ACCURACY GR. R POWER CONNECTOR (ABOVE) CABLE ENTRY ON THE ND-END SIGNAL CONNECTION LEFT | 5946 | TEM | 1 | MC | 106 | 1
1PH81331DD020BA1 | SIMOTICS M COMPACT ASYNCHRONOUS MOTOR 1000RPM, 12KW, 115NM, 30A, 319V 1150RPM,13,5KW,112NM, 29A, 361V 1350RPM, 15KW, 106NM, 28A, 417V FORCED VENTILATION; DIRECTION OF AIR FLOW DE --> NDE; DEGREE OF PROTECTION IP55 INCREMENTAL ENCODER 22 BIT WITH COMMUTATING POSITION (ENCODER IC22DQ) WITH DRIVE-CLIQ INTERFACE DESIGN IM B5 (IMV 1,IM V3) PLAIN SHAFT WITHOUT FITTED KEY; BEARING: STANDARD WITH FIXED BEARING, VIBRATION SEVERITY GRADE: R/A, FLANGE ACCURACY: R TERMINAL BOX (ABOVE) CABLE ENTRY ON THE RIGHT SIGNAL CONNECTION D-END | 5754 | TEM | 1 | MC | 106 | 1
1PH81331DD020BB1 | SIMOTICS M COMPACT ASYNCHRONOUS MOTOR 1000RPM, 12KW, 115NM, 30A, 319V 1150RPM,13,5KW,112NM, 29A, 361V 1350RPM, 15KW, 106NM, 28A, 417V FORCED VENTILATION; DIRECTION OF AIR FLOW DE --> NDE; DEGREE OF PROTECTION IP55 INCREMENTAL ENCODER 22 BIT WITH COMMUTATING POSITION (ENCODER IC22DQ) WITH DRIVE-CLIQ INTERFACE DESIGN IM B5 (IMV 1,IM V3) PLAIN SHAFT WITHOUT FITTED KEY; BEARING: STANDARD WITH FIXED BEARING, VIBRATION SEVERITY GRADE: R/A, FLANGE ACCURACY: R TERMINAL BOX (ABOVE) CABLE ENTRY ON THE LEFT SIGNAL CONNECTION D-END | 5754 | TEM | 1 | MC | 106 | 1
1PH81331DD020BC1 | SIMOTICS M COMPACT ASYNCHRONOUS MOTOR 1000RPM, 12KW, 115NM, 30A, 319V 1150RPM,13,5KW,112NM, 29A, 361V 1350RPM, 15KW, 106NM, 28A, 417V FORCED VENTILATION; DIRECTION OF AIR FLOW DE --> NDE; DEGREE OF PROTECTION IP55 INCREMENTAL ENCODER 22 BIT WITH COMMUTATING POSITION (ENCODER IC22DQ) WITH DRIVE-CLIQ INTERFACE DESIGN IM B5 (IMV 1,IM V3) PLAIN SHAFT WITHOUT FITTED KEY; BEARING: STANDARD WITH FIXED BEARING, VIBRATION SEVERITY GRADE: R/A, FLANGE ACCURACY: R TERMINAL BOX (ABOVE) CABLE ENTRY ON THE ND-END SIGNAL CONNECTION LEFT | 5754 | TEM | 1 | MC | 106 | 1
1PH81331DD020CA1 | SIMOTICS M COMPACT ASYNCHRONOUS MOTOR 1000RPM, 12KW, 115NM, 30A, 319V 1150RPM,13,5KW,112NM, 29A, 361V 1350RPM, 15KW, 106NM, 28A, 417V FORCED VENTILATION; DIRECTION OF AIR FLOW DE --> NDE; DEGREE OF PROTECTION IP55 INCREMENTAL ENCODER 22 BIT WITH COMMUTATING POSITION (ENCODER IC22DQ) WITH DRIVE-CLIQ INTERFACE DESIGN IM B5 (IMV 1,IM V3) PLAIN SHAFT WITHOUT FITTED KEY; BEARING: STANDARD WITH FIXED BEARING, VIBRATION SEVERITY GRADE: S/A, SHAFT AND FLANGE ACCURACY: R TERMINAL BOX (ABOVE) CABLE ENTRY ON THE RIGHT SIGNAL CONNECTION D-END | 5949 | TEM | 1 | MC | 106 | 1
1PH81331DD020CC1 | SIMOTICS M COMPACT ASYNCHRONOUS MOTOR 1000RPM, 12KW, 115NM, 30A, 319V 1150RPM,13,5KW,112NM, 29A, 361V 1350RPM, 15KW, 106NM, 28A, 417V FORCED VENTILATION; DIRECTION OF AIR FLOW DE --> NDE; DEGREE OF PROTECTION IP55 INCREMENTAL ENCODER 22 BIT WITH COMMUTATING POSITION (ENCODER IC22DQ) WITH DRIVE-CLIQ INTERFACE DESIGN IM B5 (IMV 1,IM V3) PLAIN SHAFT WITHOUT FITTED KEY; BEARING: STANDARD WITH FIXED BEARING, VIBRATION SEVERITY GRADE: S/A, SHAFT AND FLANGE ACCURACY: R TERMINAL BOX (ABOVE) CABLE ENTRY ON THE ND-END SIGNAL CONNECTION LEFT | 5949 | TEM | 1 | MC | 106 | 1
1PH81331DD020CE1 | SIMOTICS M COMPACT ASYNCHRONOUS MOTOR 1000RPM, 12KW, 115NM, 30A, 319V 1150RPM,13,5KW,112NM, 29A, 361V 1350RPM, 15KW, 106NM, 28A, 417V FORCED VENTILATION; DIRECTION OF AIR FLOW DE --> NDE; DEGREE OF PROTECTION IP55 INCREMENTAL ENCODER 22 BIT WITH COMMUTATING POSITION (ENCODER IC22DQ) WITH DRIVE-CLIQ INTERFACE DESIGN IM B5 (IMV 1,IM V3) PLAIN SHAFT WITHOUT FITTED KEY; BEARING: STANDARD WITH FIXED BEARING, VIBRATION SEVERITY GRADE: S/A, SHAFT AND FLANGE ACCURACY: R POWER CONNECTOR (ABOVE) CABLE ENTRY ON THE RIGHT SIGNAL CONNECTION D-END | 5949 | TEM | 1 | MC | 106 | 1
1PH81331DD020LA1 | SIMOTICS M COMPACT ASYNCHRONOUS MOTOR 1000RPM, 12KW, 115NM, 30A, 319V 1150RPM,13,5KW,112NM, 29A, 361V 1350RPM, 15KW, 106NM, 28A, 417V FORCED VENTILATION; DIRECTION OF AIR FLOW DE --> NDE; DEGREE OF PROTECTION IP55 INCREMENTAL ENCODER 22 BIT WITH COMMUTATING POSITION (ENCODER IC22DQ) WITH DRIVE-CLIQ INTERFACE DESIGN IM B5 (IMV 1,IM V3) PLAIN SHAFT WITHOUT FITTED KEY; BEARING: PERFORMANCE, VIBRATION SEVERITY GRADE: SPECIAL/B, SHAFT AND FLANGE ACCURACY: SPECIAL TERMINAL BOX (ABOVE) CABLE ENTRY ON THE RIGHT SIGNAL CONNECTION D-END | 6301 | TEM | 1 | MC | 106 | 1
1PH81331DD020LC1 | SIMOTICS M COMPACT ASYNCHRONOUS MOTOR 1000RPM, 12KW, 115NM, 30A, 319V 1150RPM,13,5KW,112NM, 29A, 361V 1350RPM, 15KW, 106NM, 28A, 417V FORCED VENTILATION; DIRECTION OF AIR FLOW DE --> NDE; DEGREE OF PROTECTION IP55 INCREMENTAL ENCODER 22 BIT WITH COMMUTATING POSITION (ENCODER IC22DQ) WITH DRIVE-CLIQ INTERFACE DESIGN IM B5 (IMV 1,IM V3) PLAIN SHAFT WITHOUT FITTED KEY; BEARING: PERFORMANCE, VIBRATION SEVERITY GRADE: SPECIAL/B, SHAFT AND FLANGE ACCURACY: SPECIAL TERMINAL BOX (ABOVE) CABLE ENTRY ON THE ND-END SIGNAL CONNECTION LEFT | 6301 | TEM | 1 | MC | 106 | 1
1PH81331DD021BA1 | SIMOTICS M COMPACT ASYNCHRONOUS MOTOR 1000RPM, 12KW, 115NM, 30A, 319V 1150RPM,13,5KW,112NM, 29A, 361V 1350RPM, 15KW, 106NM, 28A, 417V FORCED VENTILATION; DIRECTION OF AIR FLOW DE --> NDE; DEGREE OF PROTECTION IP55 INCREMENTAL ENCODER 22 BIT WITH COMMUTATING POSITION (ENCODER IC22DQ) WITH DRIVE-CLIQ INTERFACE DESIGN IM B5 (IMV 1,IM V3) SHAFT WITH FITTED KEY FULL-KEY BALANCING BEARING: STANDARD WITH FIXED BEARING, VIBRATION SEVERITY GRADE: R/A, FLANGE ACCURACY: R TERMINAL BOX (ABOVE) CABLE ENTRY ON THE RIGHT SIGNAL CONNECTION D-END | 5754 | TEM | 1 | MC | 106 | 1
1PH81331DD021BC1 | SIMOTICS M COMPACT ASYNCHRONOUS MOTOR 1000RPM, 12KW, 115NM, 30A, 319V 1150RPM,13,5KW,112NM, 29A, 361V 1350RPM, 15KW, 106NM, 28A, 417V FORCED VENTILATION; DIRECTION OF AIR FLOW DE --> NDE; DEGREE OF PROTECTION IP55 INCREMENTAL ENCODER 22 BIT WITH COMMUTATING POSITION (ENCODER IC22DQ) WITH DRIVE-CLIQ INTERFACE DESIGN IM B5 (IMV 1,IM V3) SHAFT WITH FITTED KEY FULL-KEY BALANCING BEARING: STANDARD WITH FIXED BEARING, VIBRATION SEVERITY GRADE: R/A, FLANGE ACCURACY: R TERMINAL BOX (ABOVE) CABLE ENTRY ON THE ND-END SIGNAL CONNECTION LEFT | 5754 | TEM | 1 | MC | 106 | 1
1PH81331DD021CA1 | SIMOTICS M COMPACT ASYNCHRONOUS MOTOR 1000RPM, 12KW, 115NM, 30A, 319V 1150RPM,13,5KW,112NM, 29A, 361V 1350RPM, 15KW, 106NM, 28A, 417V FORCED VENTILATION; DIRECTION OF AIR FLOW DE --> NDE; DEGREE OF PROTECTION IP55 INCREMENTAL ENCODER 22 BIT WITH COMMUTATING POSITION (ENCODER IC22DQ) WITH DRIVE-CLIQ INTERFACE DESIGN IM B5 (IMV 1,IM V3) SHAFT WITH FITTED KEY FULL-KEY BALANCING BEARING: STANDARD WITH FIXED BEARING, VIBRATION SEVERITY GRADE: S/A, SHAFT AND FLANGE ACCURACY: R TERMINAL BOX (ABOVE) CABLE ENTRY ON THE RIGHT SIGNAL CONNECTION D-END | 5949 | TEM | 1 | MC | 106 | 1
1PH81331DD021CE1 | SIMOTICS M COMPACT ASYNCHRONOUS MOTOR 1000RPM, 12KW, 115NM, 30A, 319V 1150RPM,13,5KW,112NM, 29A, 361V 1350RPM, 15KW, 106NM, 28A, 417V FORCED VENTILATION; DIRECTION OF AIR FLOW DE --> NDE; DEGREE OF PROTECTION IP55 INCREMENTAL ENCODER 22 BIT WITH COMMUTATING POSITION (ENCODER IC22DQ) WITH DRIVE-CLIQ INTERFACE DESIGN IM B5 (IMV 1,IM V3) SHAFT WITH FITTED KEY FULL-KEY BALANCING BEARING: STANDARD WITH FIXED BEARING, VIBRATION SEVERITY GRADE: S/A, SHAFT AND FLANGE ACCURACY: R POWER CONNECTOR (ABOVE) CABLE ENTRY ON THE RIGHT SIGNAL CONNECTION D-END | 5949 | TEM | 1 | MC | 106 | 1
1PH81331DD021DA1 | SIMOTICS M COMPACT ASYNCHRONOUS MOTOR 1000RPM, 12KW, 115NM, 30A, 319V 1150RPM,13,5KW,112NM, 29A, 361V 1350RPM, 15KW, 106NM, 28A, 417V FORCED VENTILATION; DIRECTION OF AIR FLOW DE --> NDE; DEGREE OF PROTECTION IP55 INCREMENTAL ENCODER 22 BIT WITH COMMUTATING POSITION (ENCODER IC22DQ) WITH DRIVE-CLIQ INTERFACE DESIGN IM B5 (IMV 1,IM V3) SHAFT WITH FITTED KEY FULL-KEY BALANCING BEARING: STANDARD WITH FIXED BEARING, VIBRATION SEVERITY GRADE: SR/A, SHAFT AND FLANGE ACCURACY: R TERMINAL BOX (ABOVE) CABLE ENTRY ON THE RIGHT SIGNAL CONNECTION D-END | 6019 | TEM | 1 | MC | 106 | 1
1PH81331DD021GA1 | SIMOTICS M COMPACT ASYNCHRONOUS MOTOR 1000RPM, 12KW, 115NM, 30A, 319V 1150RPM,13,5KW,112NM, 29A, 361V 1350RPM, 15KW, 106NM, 28A, 417V FORCED VENTILATION; DIRECTION OF AIR FLOW DE --> NDE; DEGREE OF PROTECTION IP55 INCREMENTAL ENCODER 22 BIT WITH COMMUTATING POSITION (ENCODER IC22DQ) WITH DRIVE-CLIQ INTERFACE DESIGN IM B5 (IMV 1,IM V3) SHAFT WITH FITTED KEY FULL-KEY BALANCING BEARING: STANDARD, VIBRATION SEVERITY GRADE: R/A, SHAFT AND FLANGE ACCURACY: R TERMINAL BOX (ABOVE) CABLE ENTRY ON THE RIGHT SIGNAL CONNECTION D-END | 5469 | TEM | 1 | MC | 106 | 1
1PH81331DD021LA1 | SIMOTICS M COMPACT ASYNCHRONOUS MOTOR 1000RPM, 12KW, 115NM, 30A, 319V 1150RPM,13,5KW,112NM, 29A, 361V 1350RPM, 15KW, 106NM, 28A, 417V FORCED VENTILATION; DIRECTION OF AIR FLOW DE --> NDE; DEGREE OF PROTECTION IP55 INCREMENTAL ENCODER 22 BIT WITH COMMUTATING POSITION (ENCODER IC22DQ) WITH DRIVE-CLIQ INTERFACE DESIGN IM B5 (IMV 1,IM V3) SHAFT WITH FITTED KEY FULL-KEY BALANCING BEARING: PERFORMANCE, VIBRATION SEVERITY GRADE: SPECIAL/B, SHAFT AND FLANGE ACCURACY: SPECIAL TERMINAL BOX (ABOVE) CABLE ENTRY ON THE RIGHT SIGNAL CONNECTION D-END | 6301 | TEM | 1 | MC | 106 | 1
1PH81331DD021LC1 | SIMOTICS M COMPACT ASYNCHRONOUS MOTOR 1000RPM, 12KW, 115NM, 30A, 319V 1150RPM,13,5KW,112NM, 29A, 361V 1350RPM, 15KW, 106NM, 28A, 417V FORCED VENTILATION; DIRECTION OF AIR FLOW DE --> NDE; DEGREE OF PROTECTION IP55 INCREMENTAL ENCODER 22 BIT WITH COMMUTATING POSITION (ENCODER IC22DQ) WITH DRIVE-CLIQ INTERFACE DESIGN IM B5 (IMV 1,IM V3) SHAFT WITH FITTED KEY FULL-KEY BALANCING BEARING: PERFORMANCE, VIBRATION SEVERITY GRADE: SPECIAL/B, SHAFT AND FLANGE ACCURACY: SPECIAL TERMINAL BOX (ABOVE) CABLE ENTRY ON THE ND-END SIGNAL CONNECTION LEFT | 6301 | TEM | 1 | MC | 106 | 1
1PH81331DD022BA1 | SIMOTICS M COMPACT ASYNCHRONOUS MOTOR 1000RPM, 12KW, 115NM, 30A, 319V 1150RPM,13,5KW,112NM, 29A, 361V 1350RPM, 15KW, 106NM, 28A, 417V FORCED VENTILATION; DIRECTION OF AIR FLOW DE --> NDE; DEGREE OF PROTECTION IP55 INCREMENTAL ENCODER 22 BIT WITH COMMUTATING POSITION (ENCODER IC22DQ) WITH DRIVE-CLIQ INTERFACE DESIGN IM B5 (IMV 1,IM V3) SHAFT WITH FITTED KEY HALF-KEY BALANCING BEARING: STANDARD WITH FIXED BEARING, VIBRATION SEVERITY GRADE: R/A, FLANGE ACCURACY: R TERMINAL BOX (ABOVE) CABLE ENTRY ON THE RIGHT SIGNAL CONNECTION D-END | 5754 | TEM | 1 | MC | 106 | 1
1PH81331DD022BB1 | SIMOTICS M COMPACT ASYNCHRONOUS MOTOR 1000RPM, 12KW, 115NM, 30A, 319V 1150RPM,13,5KW,112NM, 29A, 361V 1350RPM, 15KW, 106NM, 28A, 417V FORCED VENTILATION; DIRECTION OF AIR FLOW DE --> NDE; DEGREE OF PROTECTION IP55 INCREMENTAL ENCODER 22 BIT WITH COMMUTATING POSITION (ENCODER IC22DQ) WITH DRIVE-CLIQ INTERFACE DESIGN IM B5 (IMV 1,IM V3) SHAFT WITH FITTED KEY HALF-KEY BALANCING BEARING: STANDARD WITH FIXED BEARING, VIBRATION SEVERITY GRADE: R/A, FLANGE ACCURACY: R TERMINAL BOX (ABOVE) CABLE ENTRY ON THE LEFT SIGNAL CONNECTION D-END | 5754 | TEM | 1 | MC | 106 | 1
1PH81331DD022BC1 | SIMOTICS M COMPACT ASYNCHRONOUS MOTOR 1000RPM, 12KW, 115NM, 30A, 319V 1150RPM,13,5KW,112NM, 29A, 361V 1350RPM, 15KW, 106NM, 28A, 417V FORCED VENTILATION; DIRECTION OF AIR FLOW DE --> NDE; DEGREE OF PROTECTION IP55 INCREMENTAL ENCODER 22 BIT WITH COMMUTATING POSITION (ENCODER IC22DQ) WITH DRIVE-CLIQ INTERFACE DESIGN IM B5 (IMV 1,IM V3) SHAFT WITH FITTED KEY HALF-KEY BALANCING BEARING: STANDARD WITH FIXED BEARING, VIBRATION SEVERITY GRADE: R/A, FLANGE ACCURACY: R TERMINAL BOX (ABOVE) CABLE ENTRY ON THE ND-END SIGNAL CONNECTION LEFT | 5754 | TEM | 1 | MC | 106 | 1
1PH81331DD022CA1 | SIMOTICS M COMPACT ASYNCHRONOUS MOTOR 1000RPM, 12KW, 115NM, 30A, 319V 1150RPM,13,5KW,112NM, 29A, 361V 1350RPM, 15KW, 106NM, 28A, 417V FORCED VENTILATION; DIRECTION OF AIR FLOW DE --> NDE; DEGREE OF PROTECTION IP55 INCREMENTAL ENCODER 22 BIT WITH COMMUTATING POSITION (ENCODER IC22DQ) WITH DRIVE-CLIQ INTERFACE DESIGN IM B5 (IMV 1,IM V3) SHAFT WITH FITTED KEY HALF-KEY BALANCING BEARING: STANDARD WITH FIXED BEARING, VIBRATION SEVERITY GRADE: S/A, SHAFT AND FLANGE ACCURACY: R TERMINAL BOX (ABOVE) CABLE ENTRY ON THE RIGHT SIGNAL CONNECTION D-END | 5949 | TEM | 1 | MC | 106 | 1
1PH81331DD022GA1 | SIMOTICS M COMPACT ASYNCHRONOUS MOTOR 1000RPM, 12KW, 115NM, 30A, 319V 1150RPM,13,5KW,112NM, 29A, 361V 1350RPM, 15KW, 106NM, 28A, 417V FORCED VENTILATION; DIRECTION OF AIR FLOW DE --> NDE; DEGREE OF PROTECTION IP55 INCREMENTAL ENCODER 22 BIT WITH COMMUTATING POSITION (ENCODER IC22DQ) WITH DRIVE-CLIQ INTERFACE DESIGN IM B5 (IMV 1,IM V3) SHAFT WITH FITTED KEY HALF-KEY BALANCING BEARING: STANDARD, VIBRATION SEVERITY GRADE: R/A, SHAFT AND FLANGE ACCURACY: R TERMINAL BOX (ABOVE) CABLE ENTRY ON THE RIGHT SIGNAL CONNECTION D-END | 5469 | TEM | 1 | MC | 106 | 1
1PH81331DD022LA1 | SIMOTICS M COMPACT ASYNCHRONOUS MOTOR 1000RPM, 12KW, 115NM, 30A, 319V 1150RPM,13,5KW,112NM, 29A, 361V 1350RPM, 15KW, 106NM, 28A, 417V FORCED VENTILATION; DIRECTION OF AIR FLOW DE --> NDE; DEGREE OF PROTECTION IP55 INCREMENTAL ENCODER 22 BIT WITH COMMUTATING POSITION (ENCODER IC22DQ) WITH DRIVE-CLIQ INTERFACE DESIGN IM B5 (IMV 1,IM V3) SHAFT WITH FITTED KEY HALF-KEY BALANCING BEARING: PERFORMANCE, VIBRATION SEVERITY GRADE: SPECIAL/B, SHAFT AND FLANGE ACCURACY: SPECIAL TERMINAL BOX (ABOVE) CABLE ENTRY ON THE RIGHT SIGNAL CONNECTION D-END | 6301 | TEM | 1 | MC | 106 | 1
1PH81331DD022LB1 | SIMOTICS M COMPACT ASYNCHRONOUS MOTOR 1000RPM, 12KW, 115NM, 30A, 319V 1150RPM,13,5KW,112NM, 29A, 361V 1350RPM, 15KW, 106NM, 28A, 417V FORCED VENTILATION; DIRECTION OF AIR FLOW DE --> NDE; DEGREE OF PROTECTION IP55 INCREMENTAL ENCODER 22 BIT WITH COMMUTATING POSITION (ENCODER IC22DQ) WITH DRIVE-CLIQ INTERFACE DESIGN IM B5 (IMV 1,IM V3) SHAFT WITH FITTED KEY HALF-KEY BALANCING BEARING: PERFORMANCE, VIBRATION SEVERITY GRADE: SPECIAL/B, SHAFT AND FLANGE ACCURACY: SPECIAL TERMINAL BOX (ABOVE) CABLE ENTRY ON THE LEFT SIGNAL CONNECTION D-END | 6301 | TEM | 1 | MC | 106 | 1
1PH81331DD022LC1 | SIMOTICS M COMPACT ASYNCHRONOUS MOTOR 1000RPM, 12KW, 115NM, 30A, 319V 1150RPM,13,5KW,112NM, 29A, 361V 1350RPM, 15KW, 106NM, 28A, 417V FORCED VENTILATION; DIRECTION OF AIR FLOW DE --> NDE; DEGREE OF PROTECTION IP55 INCREMENTAL ENCODER 22 BIT WITH COMMUTATING POSITION (ENCODER IC22DQ) WITH DRIVE-CLIQ INTERFACE DESIGN IM B5 (IMV 1,IM V3) SHAFT WITH FITTED KEY HALF-KEY BALANCING BEARING: PERFORMANCE, VIBRATION SEVERITY GRADE: SPECIAL/B, SHAFT AND FLANGE ACCURACY: SPECIAL TERMINAL BOX (ABOVE) CABLE ENTRY ON THE ND-END SIGNAL CONNECTION LEFT | 6301 | TEM | 1 | MC | 106 | 1
1PH81331DD030BA1 | SIMOTICS M COMPACT ASYNCHRONOUS MOTOR 1000RPM, 12KW, 115NM, 30A, 319V 1150RPM,13,5KW,112NM, 29A, 361V 1350RPM, 15KW, 106NM, 28A, 417V FORCED VENTILATION; DIRECTION OF AIR FLOW DE --> NDE; DEGREE OF PROTECTION IP55 INCREMENTAL ENCODER 22 BIT WITH COMMUTATING POSITION (ENCODER IC22DQ) WITH DRIVE-CLIQ INTERFACE DESIGN IM B35 (IM V15, IM V35) PLAIN SHAFT WITHOUT FITTED KEY; BEARING: STANDARD WITH FIXED BEARING, VIBRATION SEVERITY GRADE: R/A, FLANGE ACCURACY: R TERMINAL BOX (ABOVE) CABLE ENTRY ON THE RIGHT SIGNAL CONNECTION D-END | 6058 | TEM | 1 | MC | 106 | 1
1PH81331DD030BB1 | SIMOTICS M COMPACT ASYNCHRONOUS MOTOR 1000RPM, 12KW, 115NM, 30A, 319V 1150RPM,13,5KW,112NM, 29A, 361V 1350RPM, 15KW, 106NM, 28A, 417V FORCED VENTILATION; DIRECTION OF AIR FLOW DE --> NDE; DEGREE OF PROTECTION IP55 INCREMENTAL ENCODER 22 BIT WITH COMMUTATING POSITION (ENCODER IC22DQ) WITH DRIVE-CLIQ INTERFACE DESIGN IM B35 (IM V15, IM V35) PLAIN SHAFT WITHOUT FITTED KEY; BEARING: STANDARD WITH FIXED BEARING, VIBRATION SEVERITY GRADE: R/A, FLANGE ACCURACY: R TERMINAL BOX (ABOVE) CABLE ENTRY ON THE LEFT SIGNAL CONNECTION D-END | 6058 | TEM | 1 | MC | 106 | 1
1PH81331DD030CA1 | SIMOTICS M COMPACT ASYNCHRONOUS MOTOR 1000RPM, 12KW, 115NM, 30A, 319V 1150RPM,13,5KW,112NM, 29A, 361V 1350RPM, 15KW, 106NM, 28A, 417V FORCED VENTILATION; DIRECTION OF AIR FLOW DE --> NDE; DEGREE OF PROTECTION IP55 INCREMENTAL ENCODER 22 BIT WITH COMMUTATING POSITION (ENCODER IC22DQ) WITH DRIVE-CLIQ INTERFACE DESIGN IM B35 (IM V15, IM V35) PLAIN SHAFT WITHOUT FITTED KEY; BEARING: STANDARD WITH FIXED BEARING, VIBRATION SEVERITY GRADE: S/A, SHAFT AND FLANGE ACCURACY: R TERMINAL BOX (ABOVE) CABLE ENTRY ON THE RIGHT SIGNAL CONNECTION D-END | 6253 | TEM | 1 | MC | 106 | 1
1PH81331DD030LA1 | SIMOTICS M COMPACT ASYNCHRONOUS MOTOR 1000RPM, 12KW, 115NM, 30A, 319V 1150RPM,13,5KW,112NM, 29A, 361V 1350RPM, 15KW, 106NM, 28A, 417V FORCED VENTILATION; DIRECTION OF AIR FLOW DE --> NDE; DEGREE OF PROTECTION IP55 INCREMENTAL ENCODER 22 BIT WITH COMMUTATING POSITION (ENCODER IC22DQ) WITH DRIVE-CLIQ INTERFACE DESIGN IM B35 (IM V15, IM V35) PLAIN SHAFT WITHOUT FITTED KEY; BEARING: PERFORMANCE, VIBRATION SEVERITY GRADE: SPECIAL/B, SHAFT AND FLANGE ACCURACY: SPECIAL TERMINAL BOX (ABOVE) CABLE ENTRY ON THE RIGHT SIGNAL CONNECTION D-END | 6604 | TEM | 1 | MC | 106 | 1
1PH81331DD030QA1 | SIMOTICS M COMPACT ASYNCHRONOUS MOTOR 1000RPM, 12KW, 115NM, 30A, 319V 1150RPM,13,5KW,112NM, 29A, 361V 1350RPM, 15KW, 106NM, 28A, 417V FORCED VENTILATION; DIRECTION OF AIR FLOW DE --> NDE; DEGREE OF PROTECTION IP55 INCREMENTAL ENCODER 22 BIT WITH COMMUTATING POSITION (ENCODER IC22DQ) WITH DRIVE-CLIQ INTERFACE DESIGN IM B35 (IM V15, IM V35) PLAIN SHAFT WITHOUT FITTED KEY; BEARING: ADVANCED LIFETIME VIBRATION SEVERITY S/A SHAFT A. FLANGE ACCURACY GR. R TERMINAL BOX (ABOVE) CABLE ENTRY ON THE RIGHT SIGNAL CONNECTION D-END | 6488 | TEM | 1 | MC | 106 | 1
1PH81331DD031BA1 | SIMOTICS M COMPACT ASYNCHRONOUS MOTOR 1000RPM, 12KW, 115NM, 30A, 319V 1150RPM,13,5KW,112NM, 29A, 361V 1350RPM, 15KW, 106NM, 28A, 417V FORCED VENTILATION; DIRECTION OF AIR FLOW DE --> NDE; DEGREE OF PROTECTION IP55 INCREMENTAL ENCODER 22 BIT WITH COMMUTATING POSITION (ENCODER IC22DQ) WITH DRIVE-CLIQ INTERFACE DESIGN IM B35 (IM V15, IM V35) SHAFT WITH FITTED KEY FULL-KEY BALANCING BEARING: STANDARD WITH FIXED BEARING, VIBRATION SEVERITY GRADE: R/A, FLANGE ACCURACY: R TERMINAL BOX (ABOVE) CABLE ENTRY ON THE RIGHT SIGNAL CONNECTION D-END | 6058 | TEM | 1 | MC | 106 | 1
1PH81331DD031CA1 | SIMOTICS M COMPACT ASYNCHRONOUS MOTOR 1000RPM, 12KW, 115NM, 30A, 319V 1150RPM,13,5KW,112NM, 29A, 361V 1350RPM, 15KW, 106NM, 28A, 417V FORCED VENTILATION; DIRECTION OF AIR FLOW DE --> NDE; DEGREE OF PROTECTION IP55 INCREMENTAL ENCODER 22 BIT WITH COMMUTATING POSITION (ENCODER IC22DQ) WITH DRIVE-CLIQ INTERFACE DESIGN IM B35 (IM V15, IM V35) SHAFT WITH FITTED KEY FULL-KEY BALANCING BEARING: STANDARD WITH FIXED BEARING, VIBRATION SEVERITY GRADE: S/A, SHAFT AND FLANGE ACCURACY: R TERMINAL BOX (ABOVE) CABLE ENTRY ON THE RIGHT SIGNAL CONNECTION D-END | 6253 | TEM | 1 | MC | 106 | 1
1PH81331DD031CE1 | SIMOTICS M COMPACT ASYNCHRONOUS MOTOR 1000RPM, 12KW, 115NM, 30A, 319V 1150RPM,13,5KW,112NM, 29A, 361V 1350RPM, 15KW, 106NM, 28A, 417V FORCED VENTILATION; DIRECTION OF AIR FLOW DE --> NDE; DEGREE OF PROTECTION IP55 INCREMENTAL ENCODER 22 BIT WITH COMMUTATING POSITION (ENCODER IC22DQ) WITH DRIVE-CLIQ INTERFACE DESIGN IM B35 (IM V15, IM V35) SHAFT WITH FITTED KEY FULL-KEY BALANCING BEARING: STANDARD WITH FIXED BEARING, VIBRATION SEVERITY GRADE: S/A, SHAFT AND FLANGE ACCURACY: R POWER CONNECTOR (ABOVE) CABLE ENTRY ON THE RIGHT SIGNAL CONNECTION D-END | 6253 | TEM | 1 | MC | 106 | 1
1PH81331DD031LA1 | SIMOTICS M COMPACT ASYNCHRONOUS MOTOR 1000RPM, 12KW, 115NM, 30A, 319V 1150RPM,13,5KW,112NM, 29A, 361V 1350RPM, 15KW, 106NM, 28A, 417V FORCED VENTILATION; DIRECTION OF AIR FLOW DE --> NDE; DEGREE OF PROTECTION IP55 INCREMENTAL ENCODER 22 BIT WITH COMMUTATING POSITION (ENCODER IC22DQ) WITH DRIVE-CLIQ INTERFACE DESIGN IM B35 (IM V15, IM V35) SHAFT WITH FITTED KEY FULL-KEY BALANCING BEARING: PERFORMANCE, VIBRATION SEVERITY GRADE: SPECIAL/B, SHAFT AND FLANGE ACCURACY: SPECIAL TERMINAL BOX (ABOVE) CABLE ENTRY ON THE RIGHT SIGNAL CONNECTION D-END | 6604 | TEM | 1 | MC | 106 | 1
1PH81331DD032BA1 | SIMOTICS M COMPACT ASYNCHRONOUS MOTOR 1000RPM, 12KW, 115NM, 30A, 319V 1150RPM,13,5KW,112NM, 29A, 361V 1350RPM, 15KW, 106NM, 28A, 417V FORCED VENTILATION; DIRECTION OF AIR FLOW DE --> NDE; DEGREE OF PROTECTION IP55 INCREMENTAL ENCODER 22 BIT WITH COMMUTATING POSITION (ENCODER IC22DQ) WITH DRIVE-CLIQ INTERFACE DESIGN IM B35 (IM V15, IM V35) SHAFT WITH FITTED KEY HALF-KEY BALANCING BEARING: STANDARD WITH FIXED BEARING, VIBRATION SEVERITY GRADE: R/A, FLANGE ACCURACY: R TERMINAL BOX (ABOVE) CABLE ENTRY ON THE RIGHT SIGNAL CONNECTION D-END | 6058 | TEM | 1 | MC | 106 | 1
1PH81331DD032BB1 | SIMOTICS M COMPACT ASYNCHRONOUS MOTOR 1000RPM, 12KW, 115NM, 30A, 319V 1150RPM,13,5KW,112NM, 29A, 361V 1350RPM, 15KW, 106NM, 28A, 417V FORCED VENTILATION; DIRECTION OF AIR FLOW DE --> NDE; DEGREE OF PROTECTION IP55 INCREMENTAL ENCODER 22 BIT WITH COMMUTATING POSITION (ENCODER IC22DQ) WITH DRIVE-CLIQ INTERFACE DESIGN IM B35 (IM V15, IM V35) SHAFT WITH FITTED KEY HALF-KEY BALANCING BEARING: STANDARD WITH FIXED BEARING, VIBRATION SEVERITY GRADE: R/A, FLANGE ACCURACY: R TERMINAL BOX (ABOVE) CABLE ENTRY ON THE LEFT SIGNAL CONNECTION D-END | 6058 | TEM | 1 | MC | 106 | 1
1PH81331DD032CA1 | SIMOTICS M COMPACT ASYNCHRONOUS MOTOR 1000RPM, 12KW, 115NM, 30A, 319V 1150RPM,13,5KW,112NM, 29A, 361V 1350RPM, 15KW, 106NM, 28A, 417V FORCED VENTILATION; DIRECTION OF AIR FLOW DE --> NDE; DEGREE OF PROTECTION IP55 INCREMENTAL ENCODER 22 BIT WITH COMMUTATING POSITION (ENCODER IC22DQ) WITH DRIVE-CLIQ INTERFACE DESIGN IM B35 (IM V15, IM V35) SHAFT WITH FITTED KEY HALF-KEY BALANCING BEARING: STANDARD WITH FIXED BEARING, VIBRATION SEVERITY GRADE: S/A, SHAFT AND FLANGE ACCURACY: R TERMINAL BOX (ABOVE) CABLE ENTRY ON THE RIGHT SIGNAL CONNECTION D-END | 6253 | TEM | 1 | MC | 106 | 1
1PH81331DD032GA1 | SIMOTICS M COMPACT ASYNCHRONOUS MOTOR 1000RPM, 12KW, 115NM, 30A, 319V 1150RPM,13,5KW,112NM, 29A, 361V 1350RPM, 15KW, 106NM, 28A, 417V FORCED VENTILATION; DIRECTION OF AIR FLOW DE --> NDE; DEGREE OF PROTECTION IP55 INCREMENTAL ENCODER 22 BIT WITH COMMUTATING POSITION (ENCODER IC22DQ) WITH DRIVE-CLIQ INTERFACE DESIGN IM B35 (IM V15, IM V35) SHAFT WITH FITTED KEY HALF-KEY BALANCING BEARING: STANDARD, VIBRATION SEVERITY GRADE: R/A, SHAFT AND FLANGE ACCURACY: R TERMINAL BOX (ABOVE) CABLE ENTRY ON THE RIGHT SIGNAL CONNECTION D-END | 5773 | TEM | 1 | MC | 106 | 1
1PH81331DD032LA1 | SIMOTICS M COMPACT ASYNCHRONOUS MOTOR 1000RPM, 12KW, 115NM, 30A, 319V 1150RPM,13,5KW,112NM, 29A, 361V 1350RPM, 15KW, 106NM, 28A, 417V FORCED VENTILATION; DIRECTION OF AIR FLOW DE --> NDE; DEGREE OF PROTECTION IP55 INCREMENTAL ENCODER 22 BIT WITH COMMUTATING POSITION (ENCODER IC22DQ) WITH DRIVE-CLIQ INTERFACE DESIGN IM B35 (IM V15, IM V35) SHAFT WITH FITTED KEY HALF-KEY BALANCING BEARING: PERFORMANCE, VIBRATION SEVERITY GRADE: SPECIAL/B, SHAFT AND FLANGE ACCURACY: SPECIAL TERMINAL BOX (ABOVE) CABLE ENTRY ON THE RIGHT SIGNAL CONNECTION D-END | 6604 | TEM | 1 | MC | 106 | 1
1PH81331DD100BC1 | SIMOTICS M COMPACT ASYNCHRONOUS MOTOR 1000RPM, 12KW, 115NM, 30A, 319V 1150RPM,13,5KW,112NM, 29A, 361V 1350RPM, 15KW, 106NM, 28A, 417V FORCED VENTILATION; DIRECTION OF AIR FLOW NDE --> DE; DEGREE OF PROTECTION IP55 INCREMENTAL ENCODER 22 BIT WITH COMMUTATING POSITION (ENCODER IC22DQ) WITH DRIVE-CLIQ INTERFACE DESIGN IM B3 (IM V5, IM V6) PLAIN SHAFT WITHOUT FITTED KEY; BEARING: STANDARD WITH FIXED BEARING, VIBRATION SEVERITY GRADE: R/A, FLANGE ACCURACY: R TERMINAL BOX (ABOVE) CABLE ENTRY ON THE ND-END SIGNAL CONNECTION LEFT | 5516 | TEM | 1 | MC | 106 | 1
1PH81331DD100DH1 | SIMOTICS M COMPACT ASYNCHRONOUS MOTOR 1000RPM, 12KW, 115NM, 30A, 319V 1150RPM,13,5KW,112NM, 29A, 361V 1350RPM, 15KW, 106NM, 28A, 417V FORCED VENTILATION; DIRECTION OF AIR FLOW NDE --> DE; DEGREE OF PROTECTION IP55 INCREMENTAL ENCODER 22 BIT WITH COMMUTATING POSITION (ENCODER IC22DQ) WITH DRIVE-CLIQ INTERFACE DESIGN IM B3 (IM V5, IM V6) PLAIN SHAFT WITHOUT FITTED KEY; BEARING: STANDARD WITH FIXED BEARING, VIBRATION SEVERITY GRADE: SR/A, SHAFT AND FLANGE ACCURACY: R POWER CONNECTOR (ABOVE) CABLE ENTRY ON THE D-END SIGNAL CONNECTION LEFT | 5781 | TEM | 1 | MC | 106 | 1
1PH81331DD101BA1 | SIMOTICS M COMPACT ASYNCHRONOUS MOTOR 1000RPM, 12KW, 115NM, 30A, 319V 1150RPM,13,5KW,112NM, 29A, 361V 1350RPM, 15KW, 106NM, 28A, 417V FORCED VENTILATION; DIRECTION OF AIR FLOW NDE --> DE; DEGREE OF PROTECTION IP55 INCREMENTAL ENCODER 22 BIT WITH COMMUTATING POSITION (ENCODER IC22DQ) WITH DRIVE-CLIQ INTERFACE DESIGN IM B3 (IM V5, IM V6) SHAFT WITH FITTED KEY FULL-KEY BALANCING BEARING: STANDARD WITH FIXED BEARING, VIBRATION SEVERITY GRADE: R/A, FLANGE ACCURACY: R TERMINAL BOX (ABOVE) CABLE ENTRY ON THE RIGHT SIGNAL CONNECTION D-END | 5516 | TEM | 1 | MC | 106 | 1
1PH81331DD101BB1 | SIMOTICS M COMPACT ASYNCHRONOUS MOTOR 1000RPM, 12KW, 115NM, 30A, 319V 1150RPM,13,5KW,112NM, 29A, 361V 1350RPM, 15KW, 106NM, 28A, 417V FORCED VENTILATION; DIRECTION OF AIR FLOW NDE --> DE; DEGREE OF PROTECTION IP55 INCREMENTAL ENCODER 22 BIT WITH COMMUTATING POSITION (ENCODER IC22DQ) WITH DRIVE-CLIQ INTERFACE DESIGN IM B3 (IM V5, IM V6) SHAFT WITH FITTED KEY FULL-KEY BALANCING BEARING: STANDARD WITH FIXED BEARING, VIBRATION SEVERITY GRADE: R/A, FLANGE ACCURACY: R TERMINAL BOX (ABOVE) CABLE ENTRY ON THE LEFT SIGNAL CONNECTION D-END | 5516 | TEM | 1 | MC | 106 | 1
1PH81331DD101BE1 | SIMOTICS M COMPACT ASYNCHRONOUS MOTOR 1000RPM, 12KW, 115NM, 30A, 319V 1150RPM,13,5KW,112NM, 29A, 361V 1350RPM, 15KW, 106NM, 28A, 417V FORCED VENTILATION; DIRECTION OF AIR FLOW NDE --> DE; DEGREE OF PROTECTION IP55 INCREMENTAL ENCODER 22 BIT WITH COMMUTATING POSITION (ENCODER IC22DQ) WITH DRIVE-CLIQ INTERFACE DESIGN IM B3 (IM V5, IM V6) SHAFT WITH FITTED KEY FULL-KEY BALANCING BEARING: STANDARD WITH FIXED BEARING, VIBRATION SEVERITY GRADE: R/A, FLANGE ACCURACY: R POWER CONNECTOR (ABOVE) CABLE ENTRY ON THE RIGHT SIGNAL CONNECTION D-END | 5516 | TEM | 1 | MC | 106 | 1
1PH81331DD101FA1 | SIMOTICS M COMPACT ASYNCHRONOUS MOTOR 1000RPM, 12KW, 115NM, 30A, 319V 1150RPM,13,5KW,112NM, 29A, 361V 1350RPM, 15KW, 106NM, 28A, 417V FORCED VENTILATION; DIRECTION OF AIR FLOW NDE --> DE; DEGREE OF PROTECTION IP55 INCREMENTAL ENCODER 22 BIT WITH COMMUTATING POSITION (ENCODER IC22DQ) WITH DRIVE-CLIQ INTERFACE DESIGN IM B3 (IM V5, IM V6) SHAFT WITH FITTED KEY FULL-KEY BALANCING BEARING: INCREASED RADIAL FORCES, VIBRATION SEVERITY GRADE: R/A, SHAFT AND FLANGE ACCURACY: R TERMINAL BOX (ABOVE) CABLE ENTRY ON THE RIGHT SIGNAL CONNECTION D-END | 5647 | TEM | 1 | MC | 106 | 1
1PH81331DD102BA1 | SIMOTICS M COMPACT ASYNCHRONOUS MOTOR 1000RPM, 12KW, 115NM, 30A, 319V 1150RPM,13,5KW,112NM, 29A, 361V 1350RPM, 15KW, 106NM, 28A, 417V FORCED VENTILATION; DIRECTION OF AIR FLOW NDE --> DE; DEGREE OF PROTECTION IP55 INCREMENTAL ENCODER 22 BIT WITH COMMUTATING POSITION (ENCODER IC22DQ) WITH DRIVE-CLIQ INTERFACE DESIGN IM B3 (IM V5, IM V6) SHAFT WITH FITTED KEY HALF-KEY BALANCING BEARING: STANDARD WITH FIXED BEARING, VIBRATION SEVERITY GRADE: R/A, FLANGE ACCURACY: R TERMINAL BOX (ABOVE) CABLE ENTRY ON THE RIGHT SIGNAL CONNECTION D-END | 5516 | TEM | 1 | MC | 106 | 1
1PH81331DD102BB1 | SIMOTICS M COMPACT ASYNCHRONOUS MOTOR 1000RPM, 12KW, 115NM, 30A, 319V 1150RPM,13,5KW,112NM, 29A, 361V 1350RPM, 15KW, 106NM, 28A, 417V FORCED VENTILATION; DIRECTION OF AIR FLOW NDE --> DE; DEGREE OF PROTECTION IP55 INCREMENTAL ENCODER 22 BIT WITH COMMUTATING POSITION (ENCODER IC22DQ) WITH DRIVE-CLIQ INTERFACE DESIGN IM B3 (IM V5, IM V6) SHAFT WITH FITTED KEY HALF-KEY BALANCING BEARING: STANDARD WITH FIXED BEARING, VIBRATION SEVERITY GRADE: R/A, FLANGE ACCURACY: R TERMINAL BOX (ABOVE) CABLE ENTRY ON THE LEFT SIGNAL CONNECTION D-END | 5516 | TEM | 1 | MC | 106 | 1
1PH81331DD102BC1 | SIMOTICS M COMPACT ASYNCHRONOUS MOTOR 1000RPM, 12KW, 115NM, 30A, 319V 1150RPM,13,5KW,112NM, 29A, 361V 1350RPM, 15KW, 106NM, 28A, 417V FORCED VENTILATION; DIRECTION OF AIR FLOW NDE --> DE; DEGREE OF PROTECTION IP55 INCREMENTAL ENCODER 22 BIT WITH COMMUTATING POSITION (ENCODER IC22DQ) WITH DRIVE-CLIQ INTERFACE DESIGN IM B3 (IM V5, IM V6) SHAFT WITH FITTED KEY HALF-KEY BALANCING BEARING: STANDARD WITH FIXED BEARING, VIBRATION SEVERITY GRADE: R/A, FLANGE ACCURACY: R TERMINAL BOX (ABOVE) CABLE ENTRY ON THE ND-END SIGNAL CONNECTION LEFT | 5516 | TEM | 1 | MC | 106 | 1
1PH81331DD102BE1 | SIMOTICS M COMPACT ASYNCHRONOUS MOTOR 1000RPM, 12KW, 115NM, 30A, 319V 1150RPM,13,5KW,112NM, 29A, 361V 1350RPM, 15KW, 106NM, 28A, 417V FORCED VENTILATION; DIRECTION OF AIR FLOW NDE --> DE; DEGREE OF PROTECTION IP55 INCREMENTAL ENCODER 22 BIT WITH COMMUTATING POSITION (ENCODER IC22DQ) WITH DRIVE-CLIQ INTERFACE DESIGN IM B3 (IM V5, IM V6) SHAFT WITH FITTED KEY HALF-KEY BALANCING BEARING: STANDARD WITH FIXED BEARING, VIBRATION SEVERITY GRADE: R/A, FLANGE ACCURACY: R POWER CONNECTOR (ABOVE) CABLE ENTRY ON THE RIGHT SIGNAL CONNECTION D-END | 5516 | TEM | 1 | MC | 106 | 1
1PH81331DD102DG1 | SIMOTICS M COMPACT ASYNCHRONOUS MOTOR 1000RPM, 12KW, 115NM, 30A, 319V 1150RPM,13,5KW,112NM, 29A, 361V 1350RPM, 15KW, 106NM, 28A, 417V FORCED VENTILATION; DIRECTION OF AIR FLOW NDE --> DE; DEGREE OF PROTECTION IP55 INCREMENTAL ENCODER 22 BIT WITH COMMUTATING POSITION (ENCODER IC22DQ) WITH DRIVE-CLIQ INTERFACE DESIGN IM B3 (IM V5, IM V6) SHAFT WITH FITTED KEY HALF-KEY BALANCING BEARING: STANDARD WITH FIXED BEARING, VIBRATION SEVERITY GRADE: SR/A, SHAFT AND FLANGE ACCURACY: R POWER CONNECTOR (ABOVE) CABLE ENTRY ON THE ND-END SIGNAL CONNECTION LEFT | 5781 | TEM | 1 | MC | 106 | 1
1PH81331DD102FA1 | SIMOTICS M COMPACT ASYNCHRONOUS MOTOR 1000RPM, 12KW, 115NM, 30A, 319V 1150RPM,13,5KW,112NM, 29A, 361V 1350RPM, 15KW, 106NM, 28A, 417V FORCED VENTILATION; DIRECTION OF AIR FLOW NDE --> DE; DEGREE OF PROTECTION IP55 INCREMENTAL ENCODER 22 BIT WITH COMMUTATING POSITION (ENCODER IC22DQ) WITH DRIVE-CLIQ INTERFACE DESIGN IM B3 (IM V5, IM V6) SHAFT WITH FITTED KEY HALF-KEY BALANCING BEARING: INCREASED RADIAL FORCES, VIBRATION SEVERITY GRADE: R/A, SHAFT AND FLANGE ACCURACY: R TERMINAL BOX (ABOVE) CABLE ENTRY ON THE RIGHT SIGNAL CONNECTION D-END | 5647 | TEM | 1 | MC | 106 | 1
1PH81331DD102GA1 | SIMOTICS M COMPACT ASYNCHRONOUS MOTOR 1000RPM, 12KW, 115NM, 30A, 319V 1150RPM,13,5KW,112NM, 29A, 361V 1350RPM, 15KW, 106NM, 28A, 417V FORCED VENTILATION; DIRECTION OF AIR FLOW NDE --> DE; DEGREE OF PROTECTION IP55 INCREMENTAL ENCODER 22 BIT WITH COMMUTATING POSITION (ENCODER IC22DQ) WITH DRIVE-CLIQ INTERFACE DESIGN IM B3 (IM V5, IM V6) SHAFT WITH FITTED KEY HALF-KEY BALANCING BEARING: STANDARD, VIBRATION SEVERITY GRADE: R/A, SHAFT AND FLANGE ACCURACY: R TERMINAL BOX (ABOVE) CABLE ENTRY ON THE RIGHT SIGNAL CONNECTION D-END | 5231 | TEM | 1 | MC | 106 | 1
1PH81331DD120BA1 | SIMOTICS M COMPACT ASYNCHRONOUS MOTOR 1000RPM, 12KW, 115NM, 30A, 319V 1150RPM,13,5KW,112NM, 29A, 361V 1350RPM, 15KW, 106NM, 28A, 417V FORCED VENTILATION; DIRECTION OF AIR FLOW NDE --> DE; DEGREE OF PROTECTION IP55 INCREMENTAL ENCODER 22 BIT WITH COMMUTATING POSITION (ENCODER IC22DQ) WITH DRIVE-CLIQ INTERFACE DESIGN IM B5 (IMV 1,IM V3) PLAIN SHAFT WITHOUT FITTED KEY; BEARING: STANDARD WITH FIXED BEARING, VIBRATION SEVERITY GRADE: R/A, FLANGE ACCURACY: R TERMINAL BOX (ABOVE) CABLE ENTRY ON THE RIGHT SIGNAL CONNECTION D-END | 5754 | TEM | 1 | MC | 106 | 1
1PH81331DD120BE1 | SIMOTICS M COMPACT ASYNCHRONOUS MOTOR 1000RPM, 12KW, 115NM, 30A, 319V 1150RPM,13,5KW,112NM, 29A, 361V 1350RPM, 15KW, 106NM, 28A, 417V FORCED VENTILATION; DIRECTION OF AIR FLOW NDE --> DE; DEGREE OF PROTECTION IP55 INCREMENTAL ENCODER 22 BIT WITH COMMUTATING POSITION (ENCODER IC22DQ) WITH DRIVE-CLIQ INTERFACE DESIGN IM B5 (IMV 1,IM V3) PLAIN SHAFT WITHOUT FITTED KEY; BEARING: STANDARD WITH FIXED BEARING, VIBRATION SEVERITY GRADE: R/A, FLANGE ACCURACY: R POWER CONNECTOR (ABOVE) CABLE ENTRY ON THE RIGHT SIGNAL CONNECTION D-END | 5754 | TEM | 1 | MC | 106 | 1
1PH81331DD121BA1 | SIMOTICS M COMPACT ASYNCHRONOUS MOTOR 1000RPM, 12KW, 115NM, 30A, 319V 1150RPM,13,5KW,112NM, 29A, 361V 1350RPM, 15KW, 106NM, 28A, 417V FORCED VENTILATION; DIRECTION OF AIR FLOW NDE --> DE; DEGREE OF PROTECTION IP55 INCREMENTAL ENCODER 22 BIT WITH COMMUTATING POSITION (ENCODER IC22DQ) WITH DRIVE-CLIQ INTERFACE DESIGN IM B5 (IMV 1,IM V3) SHAFT WITH FITTED KEY FULL-KEY BALANCING BEARING: STANDARD WITH FIXED BEARING, VIBRATION SEVERITY GRADE: R/A, FLANGE ACCURACY: R TERMINAL BOX (ABOVE) CABLE ENTRY ON THE RIGHT SIGNAL CONNECTION D-END | 5754 | TEM | 1 | MC | 106 | 1
1PH81331DD121BC1 | SIMOTICS M COMPACT ASYNCHRONOUS MOTOR 1000RPM, 12KW, 115NM, 30A, 319V 1150RPM,13,5KW,112NM, 29A, 361V 1350RPM, 15KW, 106NM, 28A, 417V FORCED VENTILATION; DIRECTION OF AIR FLOW NDE --> DE; DEGREE OF PROTECTION IP55 INCREMENTAL ENCODER 22 BIT WITH COMMUTATING POSITION (ENCODER IC22DQ) WITH DRIVE-CLIQ INTERFACE DESIGN IM B5 (IMV 1,IM V3) SHAFT WITH FITTED KEY FULL-KEY BALANCING BEARING: STANDARD WITH FIXED BEARING, VIBRATION SEVERITY GRADE: R/A, FLANGE ACCURACY: R TERMINAL BOX (ABOVE) CABLE ENTRY ON THE ND-END SIGNAL CONNECTION LEFT | 5754 | TEM | 1 | MC | 106 | 1
1PH81331DD121CA1 | SIMOTICS M COMPACT ASYNCHRONOUS MOTOR 1000RPM, 12KW, 115NM, 30A, 319V 1150RPM,13,5KW,112NM, 29A, 361V 1350RPM, 15KW, 106NM, 28A, 417V FORCED VENTILATION; DIRECTION OF AIR FLOW NDE --> DE; DEGREE OF PROTECTION IP55 INCREMENTAL ENCODER 22 BIT WITH COMMUTATING POSITION (ENCODER IC22DQ) WITH DRIVE-CLIQ INTERFACE DESIGN IM B5 (IMV 1,IM V3) SHAFT WITH FITTED KEY FULL-KEY BALANCING BEARING: STANDARD WITH FIXED BEARING, VIBRATION SEVERITY GRADE: S/A, SHAFT AND FLANGE ACCURACY: R TERMINAL BOX (ABOVE) CABLE ENTRY ON THE RIGHT SIGNAL CONNECTION D-END | 5949 | TEM | 1 | MC | 106 | 1
1PH81331DD121CC1 | SIMOTICS M COMPACT ASYNCHRONOUS MOTOR 1000RPM, 12KW, 115NM, 30A, 319V 1150RPM,13,5KW,112NM, 29A, 361V 1350RPM, 15KW, 106NM, 28A, 417V FORCED VENTILATION; DIRECTION OF AIR FLOW NDE --> DE; DEGREE OF PROTECTION IP55 INCREMENTAL ENCODER 22 BIT WITH COMMUTATING POSITION (ENCODER IC22DQ) WITH DRIVE-CLIQ INTERFACE DESIGN IM B5 (IMV 1,IM V3) SHAFT WITH FITTED KEY FULL-KEY BALANCING BEARING: STANDARD WITH FIXED BEARING, VIBRATION SEVERITY GRADE: S/A, SHAFT AND FLANGE ACCURACY: R TERMINAL BOX (ABOVE) CABLE ENTRY ON THE ND-END SIGNAL CONNECTION LEFT | 5949 | TEM | 1 | MC | 106 | 1
1PH81331DD122BA1 | SIMOTICS M COMPACT ASYNCHRONOUS MOTOR 1000RPM, 12KW, 115NM, 30A, 319V 1150RPM,13,5KW,112NM, 29A, 361V 1350RPM, 15KW, 106NM, 28A, 417V FORCED VENTILATION; DIRECTION OF AIR FLOW NDE --> DE; DEGREE OF PROTECTION IP55 INCREMENTAL ENCODER 22 BIT WITH COMMUTATING POSITION (ENCODER IC22DQ) WITH DRIVE-CLIQ INTERFACE DESIGN IM B5 (IMV 1,IM V3) SHAFT WITH FITTED KEY HALF-KEY BALANCING BEARING: STANDARD WITH FIXED BEARING, VIBRATION SEVERITY GRADE: R/A, FLANGE ACCURACY: R TERMINAL BOX (ABOVE) CABLE ENTRY ON THE RIGHT SIGNAL CONNECTION D-END | 5754 | TEM | 1 | MC | 106 | 1
1PH81331DD122BB1 | SIMOTICS M COMPACT ASYNCHRONOUS MOTOR 1000RPM, 12KW, 115NM, 30A, 319V 1150RPM,13,5KW,112NM, 29A, 361V 1350RPM, 15KW, 106NM, 28A, 417V FORCED VENTILATION; DIRECTION OF AIR FLOW NDE --> DE; DEGREE OF PROTECTION IP55 INCREMENTAL ENCODER 22 BIT WITH COMMUTATING POSITION (ENCODER IC22DQ) WITH DRIVE-CLIQ INTERFACE DESIGN IM B5 (IMV 1,IM V3) SHAFT WITH FITTED KEY HALF-KEY BALANCING BEARING: STANDARD WITH FIXED BEARING, VIBRATION SEVERITY GRADE: R/A, FLANGE ACCURACY: R TERMINAL BOX (ABOVE) CABLE ENTRY ON THE LEFT SIGNAL CONNECTION D-END | 5754 | TEM | 1 | MC | 106 | 1
1PH81331DD122CA1 | SIMOTICS M COMPACT ASYNCHRONOUS MOTOR 1000RPM, 12KW, 115NM, 30A, 319V 1150RPM,13,5KW,112NM, 29A, 361V 1350RPM, 15KW, 106NM, 28A, 417V FORCED VENTILATION; DIRECTION OF AIR FLOW NDE --> DE; DEGREE OF PROTECTION IP55 INCREMENTAL ENCODER 22 BIT WITH COMMUTATING POSITION (ENCODER IC22DQ) WITH DRIVE-CLIQ INTERFACE DESIGN IM B5 (IMV 1,IM V3) SHAFT WITH FITTED KEY HALF-KEY BALANCING BEARING: STANDARD WITH FIXED BEARING, VIBRATION SEVERITY GRADE: S/A, SHAFT AND FLANGE ACCURACY: R TERMINAL BOX (ABOVE) CABLE ENTRY ON THE RIGHT SIGNAL CONNECTION D-END | 5949 | TEM | 1 | MC | 106 | 1
1PH81331DD130BA1 | SIMOTICS M COMPACT ASYNCHRONOUS MOTOR 1000RPM, 12KW, 115NM, 30A, 319V 1150RPM,13,5KW,112NM, 29A, 361V 1350RPM, 15KW, 106NM, 28A, 417V FORCED VENTILATION; DIRECTION OF AIR FLOW NDE --> DE; DEGREE OF PROTECTION IP55 INCREMENTAL ENCODER 22 BIT WITH COMMUTATING POSITION (ENCODER IC22DQ) WITH DRIVE-CLIQ INTERFACE DESIGN IM B35 (IM V15, IM V35) PLAIN SHAFT WITHOUT FITTED KEY; BEARING: STANDARD WITH FIXED BEARING, VIBRATION SEVERITY GRADE: R/A, FLANGE ACCURACY: R TERMINAL BOX (ABOVE) CABLE ENTRY ON THE RIGHT SIGNAL CONNECTION D-END | 6058 | TEM | 1 | MC | 106 | 1
1PH81331DD130BC1 | SIMOTICS M COMPACT ASYNCHRONOUS MOTOR 1000RPM, 12KW, 115NM, 30A, 319V 1150RPM,13,5KW,112NM, 29A, 361V 1350RPM, 15KW, 106NM, 28A, 417V FORCED VENTILATION; DIRECTION OF AIR FLOW NDE --> DE; DEGREE OF PROTECTION IP55 INCREMENTAL ENCODER 22 BIT WITH COMMUTATING POSITION (ENCODER IC22DQ) WITH DRIVE-CLIQ INTERFACE DESIGN IM B35 (IM V15, IM V35) PLAIN SHAFT WITHOUT FITTED KEY; BEARING: STANDARD WITH FIXED BEARING, VIBRATION SEVERITY GRADE: R/A, FLANGE ACCURACY: R TERMINAL BOX (ABOVE) CABLE ENTRY ON THE ND-END SIGNAL CONNECTION LEFT | 6058 | TEM | 1 | MC | 106 | 1
1PH81331DD131BA1 | SIMOTICS M COMPACT ASYNCHRONOUS MOTOR 1000RPM, 12KW, 115NM, 30A, 319V 1150RPM,13,5KW,112NM, 29A, 361V 1350RPM, 15KW, 106NM, 28A, 417V FORCED VENTILATION; DIRECTION OF AIR FLOW NDE --> DE; DEGREE OF PROTECTION IP55 INCREMENTAL ENCODER 22 BIT WITH COMMUTATING POSITION (ENCODER IC22DQ) WITH DRIVE-CLIQ INTERFACE DESIGN IM B35 (IM V15, IM V35) SHAFT WITH FITTED KEY FULL-KEY BALANCING BEARING: STANDARD WITH FIXED BEARING, VIBRATION SEVERITY GRADE: R/A, FLANGE ACCURACY: R TERMINAL BOX (ABOVE) CABLE ENTRY ON THE RIGHT SIGNAL CONNECTION D-END | 6058 | TEM | 1 | MC | 106 | 1
1PH81331DD131CF1 | SIMOTICS M COMPACT ASYNCHRONOUS MOTOR 1000RPM, 12KW, 115NM, 30A, 319V 1150RPM,13,5KW,112NM, 29A, 361V 1350RPM, 15KW, 106NM, 28A, 417V FORCED VENTILATION; DIRECTION OF AIR FLOW NDE --> DE; DEGREE OF PROTECTION IP55 INCREMENTAL ENCODER 22 BIT WITH COMMUTATING POSITION (ENCODER IC22DQ) WITH DRIVE-CLIQ INTERFACE DESIGN IM B35 (IM V15, IM V35) SHAFT WITH FITTED KEY FULL-KEY BALANCING BEARING: STANDARD WITH FIXED BEARING, VIBRATION SEVERITY GRADE: S/A, SHAFT AND FLANGE ACCURACY: R POWER CONNECTOR(ABOVE) CABLE ENTRY ON THE LEFT SIGNAL CONNECTION D-END | 6253 | TEM | 1 | MC | 106 | 1
1PH81331DD132BA1 | SIMOTICS M COMPACT ASYNCHRONOUS MOTOR 1000RPM, 12KW, 115NM, 30A, 319V 1150RPM,13,5KW,112NM, 29A, 361V 1350RPM, 15KW, 106NM, 28A, 417V FORCED VENTILATION; DIRECTION OF AIR FLOW NDE --> DE; DEGREE OF PROTECTION IP55 INCREMENTAL ENCODER 22 BIT WITH COMMUTATING POSITION (ENCODER IC22DQ) WITH DRIVE-CLIQ INTERFACE DESIGN IM B35 (IM V15, IM V35) SHAFT WITH FITTED KEY HALF-KEY BALANCING BEARING: STANDARD WITH FIXED BEARING, VIBRATION SEVERITY GRADE: R/A, FLANGE ACCURACY: R TERMINAL BOX (ABOVE) CABLE ENTRY ON THE RIGHT SIGNAL CONNECTION D-END | 6058 | TEM | 1 | MC | 106 | 1
1PH81331DF000BA1 | SIMOTICS M COMPACT ASYNCHRONOUS MOTOR 1500RPM, 15KW, 96NM, 34A, 342V 1750RPM,17,5KW, 96NM, 34A, 392V 2000RPM, 20KW, 96NM, 34A, 445V FORCED VENTILATION; DIRECTION OF AIR FLOW DE --> NDE; DEGREE OF PROTECTION IP55 INCREMENTAL ENCODER 22 BIT WITH COMMUTATING POSITION (ENCODER IC22DQ) WITH DRIVE-CLIQ INTERFACE DESIGN IM B3 (IM V5, IM V6) PLAIN SHAFT WITHOUT FITTED KEY; BEARING: STANDARD WITH FIXED BEARING, VIBRATION SEVERITY GRADE: R/A, FLANGE ACCURACY: R TERMINAL BOX (ABOVE) CABLE ENTRY ON THE RIGHT SIGNAL CONNECTION D-END | 5516 | TEM | 1 | MC | 106 | 1
1PH81331DF000BB1 | SIMOTICS M COMPACT ASYNCHRONOUS MOTOR 1500RPM, 15KW, 96NM, 34A, 342V 1750RPM,17,5KW, 96NM, 34A, 392V 2000RPM, 20KW, 96NM, 34A, 445V FORCED VENTILATION; DIRECTION OF AIR FLOW DE --> NDE; DEGREE OF PROTECTION IP55 INCREMENTAL ENCODER 22 BIT WITH COMMUTATING POSITION (ENCODER IC22DQ) WITH DRIVE-CLIQ INTERFACE DESIGN IM B3 (IM V5, IM V6) PLAIN SHAFT WITHOUT FITTED KEY; BEARING: STANDARD WITH FIXED BEARING, VIBRATION SEVERITY GRADE: R/A, FLANGE ACCURACY: R TERMINAL BOX (ABOVE) CABLE ENTRY ON THE LEFT SIGNAL CONNECTION D-END | 5516 | TEM | 1 | MC | 106 | 1
1PH81331DF000BC1 | SIMOTICS M COMPACT ASYNCHRONOUS MOTOR 1500RPM, 15KW, 96NM, 34A, 342V 1750RPM,17,5KW, 96NM, 34A, 392V 2000RPM, 20KW, 96NM, 34A, 445V FORCED VENTILATION; DIRECTION OF AIR FLOW DE --> NDE; DEGREE OF PROTECTION IP55 INCREMENTAL ENCODER 22 BIT WITH COMMUTATING POSITION (ENCODER IC22DQ) WITH DRIVE-CLIQ INTERFACE DESIGN IM B3 (IM V5, IM V6) PLAIN SHAFT WITHOUT FITTED KEY; BEARING: STANDARD WITH FIXED BEARING, VIBRATION SEVERITY GRADE: R/A, FLANGE ACCURACY: R TERMINAL BOX (ABOVE) CABLE ENTRY ON THE ND-END SIGNAL CONNECTION LEFT | 5516 | TEM | 1 | MC | 106 | 1
1PH81331DF000CA1 | SIMOTICS M COMPACT ASYNCHRONOUS MOTOR 1500RPM, 15KW, 96NM, 34A, 342V 1750RPM,17,5KW, 96NM, 34A, 392V 2000RPM, 20KW, 96NM, 34A, 445V FORCED VENTILATION; DIRECTION OF AIR FLOW DE --> NDE; DEGREE OF PROTECTION IP55 INCREMENTAL ENCODER 22 BIT WITH COMMUTATING POSITION (ENCODER IC22DQ) WITH DRIVE-CLIQ INTERFACE DESIGN IM B3 (IM V5, IM V6) PLAIN SHAFT WITHOUT FITTED KEY; BEARING: STANDARD WITH FIXED BEARING, VIBRATION SEVERITY GRADE: S/A, SHAFT AND FLANGE ACCURACY: R TERMINAL BOX (ABOVE) CABLE ENTRY ON THE RIGHT SIGNAL CONNECTION D-END | 5711 | TEM | 1 | MC | 106 | 1
1PH81331DF000DA1 | SIMOTICS M COMPACT ASYNCHRONOUS MOTOR 1500RPM, 15KW, 96NM, 34A, 342V 1750RPM,17,5KW, 96NM, 34A, 392V 2000RPM, 20KW, 96NM, 34A, 445V FORCED VENTILATION; DIRECTION OF AIR FLOW DE --> NDE; DEGREE OF PROTECTION IP55 INCREMENTAL ENCODER 22 BIT WITH COMMUTATING POSITION (ENCODER IC22DQ) WITH DRIVE-CLIQ INTERFACE DESIGN IM B3 (IM V5, IM V6) PLAIN SHAFT WITHOUT FITTED KEY; BEARING: STANDARD WITH FIXED BEARING, VIBRATION SEVERITY GRADE: SR/A, SHAFT AND FLANGE ACCURACY: R TERMINAL BOX (ABOVE) CABLE ENTRY ON THE RIGHT SIGNAL CONNECTION D-END | 5781 | TEM | 1 | MC | 106 | 1
1PH81331DF000LA1 | SIMOTICS M COMPACT ASYNCHRONOUS MOTOR 1500RPM, 15KW, 96NM, 34A, 342V 1750RPM,17,5KW, 96NM, 34A, 392V 2000RPM, 20KW, 96NM, 34A, 445V FORCED VENTILATION; DIRECTION OF AIR FLOW DE --> NDE; DEGREE OF PROTECTION IP55 INCREMENTAL ENCODER 22 BIT WITH COMMUTATING POSITION (ENCODER IC22DQ) WITH DRIVE-CLIQ INTERFACE DESIGN IM B3 (IM V5, IM V6) PLAIN SHAFT WITHOUT FITTED KEY; BEARING: PERFORMANCE, VIBRATION SEVERITY GRADE: SPECIAL/B, SHAFT AND FLANGE ACCURACY: SPECIAL TERMINAL BOX (ABOVE) CABLE ENTRY ON THE RIGHT SIGNAL CONNECTION D-END | 6062 | TEM | 1 | MC | 106 | 1
1PH81331DF000QG1 | SIMOTICS M COMPACT ASYNCHRONOUS MOTOR 1500RPM, 15KW, 96NM, 34A, 342V 1750RPM,17,5KW, 96NM, 34A, 392V 2000RPM, 20KW, 96NM, 34A, 445V FORCED VENTILATION; DIRECTION OF AIR FLOW DE --> NDE; DEGREE OF PROTECTION IP55 INCREMENTAL ENCODER 22 BIT WITH COMMUTATING POSITION (ENCODER IC22DQ) WITH DRIVE-CLIQ INTERFACE DESIGN IM B3 (IM V5, IM V6) PLAIN SHAFT WITHOUT FITTED KEY; BEARING: ADVANCED LIFETIME VIBRATION SEVERITY S/A SHAFT A. FLANGE ACCURACY GR. R POWER CONNECTOR (ABOVE) CABLE ENTRY ON THE ND-END SIGNAL CONNECTION LEFT | 5946 | TEM | 1 | MC | 106 | 1
1PH81331DF001BA1 | SIMOTICS M COMPACT ASYNCHRONOUS MOTOR 1500RPM, 15KW, 96NM, 34A, 342V 1750RPM,17,5KW, 96NM, 34A, 392V 2000RPM, 20KW, 96NM, 34A, 445V FORCED VENTILATION; DIRECTION OF AIR FLOW DE --> NDE; DEGREE OF PROTECTION IP55 INCREMENTAL ENCODER 22 BIT WITH COMMUTATING POSITION (ENCODER IC22DQ) WITH DRIVE-CLIQ INTERFACE DESIGN IM B3 (IM V5, IM V6) SHAFT WITH FITTED KEY FULL-KEY BALANCING BEARING: STANDARD WITH FIXED BEARING, VIBRATION SEVERITY GRADE: R/A, FLANGE ACCURACY: R TERMINAL BOX (ABOVE) CABLE ENTRY ON THE RIGHT SIGNAL CONNECTION D-END | 5516 | TEM | 1 | MC | 106 | 1
1PH81331DF001BC1 | SIMOTICS M COMPACT ASYNCHRONOUS MOTOR 1500RPM, 15KW, 96NM, 34A, 342V 1750RPM,17,5KW, 96NM, 34A, 392V 2000RPM, 20KW, 96NM, 34A, 445V FORCED VENTILATION; DIRECTION OF AIR FLOW DE --> NDE; DEGREE OF PROTECTION IP55 INCREMENTAL ENCODER 22 BIT WITH COMMUTATING POSITION (ENCODER IC22DQ) WITH DRIVE-CLIQ INTERFACE DESIGN IM B3 (IM V5, IM V6) SHAFT WITH FITTED KEY FULL-KEY BALANCING BEARING: STANDARD WITH FIXED BEARING, VIBRATION SEVERITY GRADE: R/A, FLANGE ACCURACY: R TERMINAL BOX (ABOVE) CABLE ENTRY ON THE ND-END SIGNAL CONNECTION LEFT | 5516 | TEM | 1 | MC | 106 | 1
1PH81331DF001BG1 | SIMOTICS M COMPACT ASYNCHRONOUS MOTOR 1500RPM, 15KW, 96NM, 34A, 342V 1750RPM,17,5KW, 96NM, 34A, 392V 2000RPM, 20KW, 96NM, 34A, 445V FORCED VENTILATION; DIRECTION OF AIR FLOW DE --> NDE; DEGREE OF PROTECTION IP55 INCREMENTAL ENCODER 22 BIT WITH COMMUTATING POSITION (ENCODER IC22DQ) WITH DRIVE-CLIQ INTERFACE DESIGN IM B3 (IM V5, IM V6) SHAFT WITH FITTED KEY FULL-KEY BALANCING BEARING: STANDARD WITH FIXED BEARING, VIBRATION SEVERITY GRADE: R/A, FLANGE ACCURACY: R POWER CONNECTOR (ABOVE) CABLE ENTRY ON THE ND-END SIGNAL CONNECTION LEFT | 5516 | TEM | 1 | MC | 106 | 1
1PH81331DF001CA1 | SIMOTICS M COMPACT ASYNCHRONOUS MOTOR 1500RPM, 15KW, 96NM, 34A, 342V 1750RPM,17,5KW, 96NM, 34A, 392V 2000RPM, 20KW, 96NM, 34A, 445V FORCED VENTILATION; DIRECTION OF AIR FLOW DE --> NDE; DEGREE OF PROTECTION IP55 INCREMENTAL ENCODER 22 BIT WITH COMMUTATING POSITION (ENCODER IC22DQ) WITH DRIVE-CLIQ INTERFACE DESIGN IM B3 (IM V5, IM V6) SHAFT WITH FITTED KEY FULL-KEY BALANCING BEARING: STANDARD WITH FIXED BEARING, VIBRATION SEVERITY GRADE: S/A, SHAFT AND FLANGE ACCURACY: R TERMINAL BOX (ABOVE) CABLE ENTRY ON THE RIGHT SIGNAL CONNECTION D-END | 5711 | TEM | 1 | MC | 106 | 1
1PH81331DF001GA1 | SIMOTICS M COMPACT ASYNCHRONOUS MOTOR 1500RPM, 15KW, 96NM, 34A, 342V 1750RPM,17,5KW, 96NM, 34A, 392V 2000RPM, 20KW, 96NM, 34A, 445V FORCED VENTILATION; DIRECTION OF AIR FLOW DE --> NDE; DEGREE OF PROTECTION IP55 INCREMENTAL ENCODER 22 BIT WITH COMMUTATING POSITION (ENCODER IC22DQ) WITH DRIVE-CLIQ INTERFACE DESIGN IM B3 (IM V5, IM V6) SHAFT WITH FITTED KEY FULL-KEY BALANCING BEARING: STANDARD, VIBRATION SEVERITY GRADE: R/A, SHAFT AND FLANGE ACCURACY: R TERMINAL BOX (ABOVE) CABLE ENTRY ON THE RIGHT SIGNAL CONNECTION D-END | 5231 | TEM | 1 | MC | 106 | 1
1PH81331DF002BA1 | SIMOTICS M COMPACT ASYNCHRONOUS MOTOR 1500RPM, 15KW, 96NM, 34A, 342V 1750RPM,17,5KW, 96NM, 34A, 392V 2000RPM, 20KW, 96NM, 34A, 445V FORCED VENTILATION; DIRECTION OF AIR FLOW DE --> NDE; DEGREE OF PROTECTION IP55 INCREMENTAL ENCODER 22 BIT WITH COMMUTATING POSITION (ENCODER IC22DQ) WITH DRIVE-CLIQ INTERFACE DESIGN IM B3 (IM V5, IM V6) SHAFT WITH FITTED KEY HALF-KEY BALANCING BEARING: STANDARD WITH FIXED BEARING, VIBRATION SEVERITY GRADE: R/A, FLANGE ACCURACY: R TERMINAL BOX (ABOVE) CABLE ENTRY ON THE RIGHT SIGNAL CONNECTION D-END | 5516 | TEM | 1 | MC | 106 | 1
1PH81331DF002BB1 | SIMOTICS M COMPACT ASYNCHRONOUS MOTOR 1500RPM, 15KW, 96NM, 34A, 342V 1750RPM,17,5KW, 96NM, 34A, 392V 2000RPM, 20KW, 96NM, 34A, 445V FORCED VENTILATION; DIRECTION OF AIR FLOW DE --> NDE; DEGREE OF PROTECTION IP55 INCREMENTAL ENCODER 22 BIT WITH COMMUTATING POSITION (ENCODER IC22DQ) WITH DRIVE-CLIQ INTERFACE DESIGN IM B3 (IM V5, IM V6) SHAFT WITH FITTED KEY HALF-KEY BALANCING BEARING: STANDARD WITH FIXED BEARING, VIBRATION SEVERITY GRADE: R/A, FLANGE ACCURACY: R TERMINAL BOX (ABOVE) CABLE ENTRY ON THE LEFT SIGNAL CONNECTION D-END | 5516 | TEM | 1 | MC | 106 | 1
1PH81331DF002BC1 | SIMOTICS M COMPACT ASYNCHRONOUS MOTOR 1500RPM, 15KW, 96NM, 34A, 342V 1750RPM,17,5KW, 96NM, 34A, 392V 2000RPM, 20KW, 96NM, 34A, 445V FORCED VENTILATION; DIRECTION OF AIR FLOW DE --> NDE; DEGREE OF PROTECTION IP55 INCREMENTAL ENCODER 22 BIT WITH COMMUTATING POSITION (ENCODER IC22DQ) WITH DRIVE-CLIQ INTERFACE DESIGN IM B3 (IM V5, IM V6) SHAFT WITH FITTED KEY HALF-KEY BALANCING BEARING: STANDARD WITH FIXED BEARING, VIBRATION SEVERITY GRADE: R/A, FLANGE ACCURACY: R TERMINAL BOX (ABOVE) CABLE ENTRY ON THE ND-END SIGNAL CONNECTION LEFT | 5516 | TEM | 1 | MC | 106 | 1
1PH81331DF002BE1 | SIMOTICS M COMPACT ASYNCHRONOUS MOTOR 1500RPM, 15KW, 96NM, 34A, 342V 1750RPM,17,5KW, 96NM, 34A, 392V 2000RPM, 20KW, 96NM, 34A, 445V FORCED VENTILATION; DIRECTION OF AIR FLOW DE --> NDE; DEGREE OF PROTECTION IP55 INCREMENTAL ENCODER 22 BIT WITH COMMUTATING POSITION (ENCODER IC22DQ) WITH DRIVE-CLIQ INTERFACE DESIGN IM B3 (IM V5, IM V6) SHAFT WITH FITTED KEY HALF-KEY BALANCING BEARING: STANDARD WITH FIXED BEARING, VIBRATION SEVERITY GRADE: R/A, FLANGE ACCURACY: R POWER CONNECTOR (ABOVE) CABLE ENTRY ON THE RIGHT SIGNAL CONNECTION D-END | 5516 | TEM | 1 | MC | 106 | 1
1PH81331DF002BG1 | SIMOTICS M COMPACT ASYNCHRONOUS MOTOR 1500RPM, 15KW, 96NM, 34A, 342V 1750RPM,17,5KW, 96NM, 34A, 392V 2000RPM, 20KW, 96NM, 34A, 445V FORCED VENTILATION; DIRECTION OF AIR FLOW DE --> NDE; DEGREE OF PROTECTION IP55 INCREMENTAL ENCODER 22 BIT WITH COMMUTATING POSITION (ENCODER IC22DQ) WITH DRIVE-CLIQ INTERFACE DESIGN IM B3 (IM V5, IM V6) SHAFT WITH FITTED KEY HALF-KEY BALANCING BEARING: STANDARD WITH FIXED BEARING, VIBRATION SEVERITY GRADE: R/A, FLANGE ACCURACY: R POWER CONNECTOR (ABOVE) CABLE ENTRY ON THE ND-END SIGNAL CONNECTION LEFT | 5516 | TEM | 1 | MC | 106 | 1
1PH81331DF002CA1 | SIMOTICS M COMPACT ASYNCHRONOUS MOTOR 1500RPM, 15KW, 96NM, 34A, 342V 1750RPM,17,5KW, 96NM, 34A, 392V 2000RPM, 20KW, 96NM, 34A, 445V FORCED VENTILATION; DIRECTION OF AIR FLOW DE --> NDE; DEGREE OF PROTECTION IP55 INCREMENTAL ENCODER 22 BIT WITH COMMUTATING POSITION (ENCODER IC22DQ) WITH DRIVE-CLIQ INTERFACE DESIGN IM B3 (IM V5, IM V6) SHAFT WITH FITTED KEY HALF-KEY BALANCING BEARING: STANDARD WITH FIXED BEARING, VIBRATION SEVERITY GRADE: S/A, SHAFT AND FLANGE ACCURACY: R TERMINAL BOX (ABOVE) CABLE ENTRY ON THE RIGHT SIGNAL CONNECTION D-END | 5711 | TEM | 1 | MC | 106 | 1
1PH81331DF002DB1 | SIMOTICS M COMPACT ASYNCHRONOUS MOTOR 1500RPM, 15KW, 96NM, 34A, 342V 1750RPM,17,5KW, 96NM, 34A, 392V 2000RPM, 20KW, 96NM, 34A, 445V FORCED VENTILATION; DIRECTION OF AIR FLOW DE --> NDE; DEGREE OF PROTECTION IP55 INCREMENTAL ENCODER 22 BIT WITH COMMUTATING POSITION (ENCODER IC22DQ) WITH DRIVE-CLIQ INTERFACE DESIGN IM B3 (IM V5, IM V6) SHAFT WITH FITTED KEY HALF-KEY BALANCING BEARING: STANDARD WITH FIXED BEARING, VIBRATION SEVERITY GRADE: SR/A, SHAFT AND FLANGE ACCURACY: R TERMINAL BOX (ABOVE) CABLE ENTRY ON THE LEFT SIGNAL CONNECTION D-END | 5781 | TEM | 1 | MC | 106 | 1
1PH81331DF002GA1 | SIMOTICS M COMPACT ASYNCHRONOUS MOTOR 1500RPM, 15KW, 96NM, 34A, 342V 1750RPM,17,5KW, 96NM, 34A, 392V 2000RPM, 20KW, 96NM, 34A, 445V FORCED VENTILATION; DIRECTION OF AIR FLOW DE --> NDE; DEGREE OF PROTECTION IP55 INCREMENTAL ENCODER 22 BIT WITH COMMUTATING POSITION (ENCODER IC22DQ) WITH DRIVE-CLIQ INTERFACE DESIGN IM B3 (IM V5, IM V6) SHAFT WITH FITTED KEY HALF-KEY BALANCING BEARING: STANDARD, VIBRATION SEVERITY GRADE: R/A, SHAFT AND FLANGE ACCURACY: R TERMINAL BOX (ABOVE) CABLE ENTRY ON THE RIGHT SIGNAL CONNECTION D-END | 5231 | TEM | 1 | MC | 106 | 1
1PH81331DF002LA1 | SIMOTICS M COMPACT ASYNCHRONOUS MOTOR 1500RPM, 15KW, 96NM, 34A, 342V 1750RPM,17,5KW, 96NM, 34A, 392V 2000RPM, 20KW, 96NM, 34A, 445V FORCED VENTILATION; DIRECTION OF AIR FLOW DE --> NDE; DEGREE OF PROTECTION IP55 INCREMENTAL ENCODER 22 BIT WITH COMMUTATING POSITION (ENCODER IC22DQ) WITH DRIVE-CLIQ INTERFACE DESIGN IM B3 (IM V5, IM V6) SHAFT WITH FITTED KEY HALF-KEY BALANCING BEARING: PERFORMANCE, VIBRATION SEVERITY GRADE: SPECIAL/B, SHAFT AND FLANGE ACCURACY: SPECIAL TERMINAL BOX (ABOVE) CABLE ENTRY ON THE RIGHT SIGNAL CONNECTION D-END | 6062 | TEM | 1 | MC | 106 | 1
1PH81331DF020BA1 | SIMOTICS M COMPACT ASYNCHRONOUS MOTOR 1500RPM, 15KW, 96NM, 34A, 342V 1750RPM,17,5KW, 96NM, 34A, 392V 2000RPM, 20KW, 96NM, 34A, 445V FORCED VENTILATION; DIRECTION OF AIR FLOW DE --> NDE; DEGREE OF PROTECTION IP55 INCREMENTAL ENCODER 22 BIT WITH COMMUTATING POSITION (ENCODER IC22DQ) WITH DRIVE-CLIQ INTERFACE DESIGN IM B5 (IMV 1,IM V3) PLAIN SHAFT WITHOUT FITTED KEY; BEARING: STANDARD WITH FIXED BEARING, VIBRATION SEVERITY GRADE: R/A, FLANGE ACCURACY: R TERMINAL BOX (ABOVE) CABLE ENTRY ON THE RIGHT SIGNAL CONNECTION D-END | 5754 | TEM | 1 | MC | 106 | 1
1PH81331DF020BB1 | SIMOTICS M COMPACT ASYNCHRONOUS MOTOR 1500RPM, 15KW, 96NM, 34A, 342V 1750RPM,17,5KW, 96NM, 34A, 392V 2000RPM, 20KW, 96NM, 34A, 445V FORCED VENTILATION; DIRECTION OF AIR FLOW DE --> NDE; DEGREE OF PROTECTION IP55 INCREMENTAL ENCODER 22 BIT WITH COMMUTATING POSITION (ENCODER IC22DQ) WITH DRIVE-CLIQ INTERFACE DESIGN IM B5 (IMV 1,IM V3) PLAIN SHAFT WITHOUT FITTED KEY; BEARING: STANDARD WITH FIXED BEARING, VIBRATION SEVERITY GRADE: R/A, FLANGE ACCURACY: R TERMINAL BOX (ABOVE) CABLE ENTRY ON THE LEFT SIGNAL CONNECTION D-END | 5754 | TEM | 1 | MC | 106 | 1
1PH81331DF020BC1 | SIMOTICS M COMPACT ASYNCHRONOUS MOTOR 1500RPM, 15KW, 96NM, 34A, 342V 1750RPM,17,5KW, 96NM, 34A, 392V 2000RPM, 20KW, 96NM, 34A, 445V FORCED VENTILATION; DIRECTION OF AIR FLOW DE --> NDE; DEGREE OF PROTECTION IP55 INCREMENTAL ENCODER 22 BIT WITH COMMUTATING POSITION (ENCODER IC22DQ) WITH DRIVE-CLIQ INTERFACE DESIGN IM B5 (IMV 1,IM V3) PLAIN SHAFT WITHOUT FITTED KEY; BEARING: STANDARD WITH FIXED BEARING, VIBRATION SEVERITY GRADE: R/A, FLANGE ACCURACY: R TERMINAL BOX (ABOVE) CABLE ENTRY ON THE ND-END SIGNAL CONNECTION LEFT | 5754 | TEM | 1 | MC | 106 | 1
1PH81331DF020BG1 | SIMOTICS M COMPACT ASYNCHRONOUS MOTOR 1500RPM, 15KW, 96NM, 34A, 342V 1750RPM,17,5KW, 96NM, 34A, 392V 2000RPM, 20KW, 96NM, 34A, 445V FORCED VENTILATION; DIRECTION OF AIR FLOW DE --> NDE; DEGREE OF PROTECTION IP55 INCREMENTAL ENCODER 22 BIT WITH COMMUTATING POSITION (ENCODER IC22DQ) WITH DRIVE-CLIQ INTERFACE DESIGN IM B5 (IMV 1,IM V3) PLAIN SHAFT WITHOUT FITTED KEY; BEARING: STANDARD WITH FIXED BEARING, VIBRATION SEVERITY GRADE: R/A, FLANGE ACCURACY: R POWER CONNECTOR (ABOVE) CABLE ENTRY ON THE ND-END SIGNAL CONNECTION LEFT | 5754 | TEM | 1 | MC | 106 | 1
1PH81331DF020CA1 | SIMOTICS M COMPACT ASYNCHRONOUS MOTOR 1500RPM, 15KW, 96NM, 34A, 342V 1750RPM,17,5KW, 96NM, 34A, 392V 2000RPM, 20KW, 96NM, 34A, 445V FORCED VENTILATION; DIRECTION OF AIR FLOW DE --> NDE; DEGREE OF PROTECTION IP55 INCREMENTAL ENCODER 22 BIT WITH COMMUTATING POSITION (ENCODER IC22DQ) WITH DRIVE-CLIQ INTERFACE DESIGN IM B5 (IMV 1,IM V3) PLAIN SHAFT WITHOUT FITTED KEY; BEARING: STANDARD WITH FIXED BEARING, VIBRATION SEVERITY GRADE: S/A, SHAFT AND FLANGE ACCURACY: R TERMINAL BOX (ABOVE) CABLE ENTRY ON THE RIGHT SIGNAL CONNECTION D-END | 5949 | TEM | 1 | MC | 106 | 1
1PH81331DF020CC1 | SIMOTICS M COMPACT ASYNCHRONOUS MOTOR 1500RPM, 15KW, 96NM, 34A, 342V 1750RPM,17,5KW, 96NM, 34A, 392V 2000RPM, 20KW, 96NM, 34A, 445V FORCED VENTILATION; DIRECTION OF AIR FLOW DE --> NDE; DEGREE OF PROTECTION IP55 INCREMENTAL ENCODER 22 BIT WITH COMMUTATING POSITION (ENCODER IC22DQ) WITH DRIVE-CLIQ INTERFACE DESIGN IM B5 (IMV 1,IM V3) PLAIN SHAFT WITHOUT FITTED KEY; BEARING: STANDARD WITH FIXED BEARING, VIBRATION SEVERITY GRADE: S/A, SHAFT AND FLANGE ACCURACY: R TERMINAL BOX (ABOVE) CABLE ENTRY ON THE ND-END SIGNAL CONNECTION LEFT | 5949 | TEM | 1 | MC | 106 | 1
1PH81331DF020DA1 | SIMOTICS M COMPACT ASYNCHRONOUS MOTOR 1500RPM, 15KW, 96NM, 34A, 342V 1750RPM,17,5KW, 96NM, 34A, 392V 2000RPM, 20KW, 96NM, 34A, 445V FORCED VENTILATION; DIRECTION OF AIR FLOW DE --> NDE; DEGREE OF PROTECTION IP55 INCREMENTAL ENCODER 22 BIT WITH COMMUTATING POSITION (ENCODER IC22DQ) WITH DRIVE-CLIQ INTERFACE DESIGN IM B5 (IMV 1,IM V3) PLAIN SHAFT WITHOUT FITTED KEY; BEARING: STANDARD WITH FIXED BEARING, VIBRATION SEVERITY GRADE: SR/A, SHAFT AND FLANGE ACCURACY: R TERMINAL BOX (ABOVE) CABLE ENTRY ON THE RIGHT SIGNAL CONNECTION D-END | 6019 | TEM | 1 | MC | 106 | 1
1PH81331DF020DB1 | SIMOTICS M COMPACT ASYNCHRONOUS MOTOR 1500RPM, 15KW, 96NM, 34A, 342V 1750RPM,17,5KW, 96NM, 34A, 392V 2000RPM, 20KW, 96NM, 34A, 445V FORCED VENTILATION; DIRECTION OF AIR FLOW DE --> NDE; DEGREE OF PROTECTION IP55 INCREMENTAL ENCODER 22 BIT WITH COMMUTATING POSITION (ENCODER IC22DQ) WITH DRIVE-CLIQ INTERFACE DESIGN IM B5 (IMV 1,IM V3) PLAIN SHAFT WITHOUT FITTED KEY; BEARING: STANDARD WITH FIXED BEARING, VIBRATION SEVERITY GRADE: SR/A, SHAFT AND FLANGE ACCURACY: R TERMINAL BOX (ABOVE) CABLE ENTRY ON THE LEFT SIGNAL CONNECTION D-END | 6019 | TEM | 1 | MC | 106 | 1
1PH81331DF020DC1 | SIMOTICS M COMPACT ASYNCHRONOUS MOTOR 1500RPM, 15KW, 96NM, 34A, 342V 1750RPM,17,5KW, 96NM, 34A, 392V 2000RPM, 20KW, 96NM, 34A, 445V FORCED VENTILATION; DIRECTION OF AIR FLOW DE --> NDE; DEGREE OF PROTECTION IP55 INCREMENTAL ENCODER 22 BIT WITH COMMUTATING POSITION (ENCODER IC22DQ) WITH DRIVE-CLIQ INTERFACE DESIGN IM B5 (IMV 1,IM V3) PLAIN SHAFT WITHOUT FITTED KEY; BEARING: STANDARD WITH FIXED BEARING, VIBRATION SEVERITY GRADE: SR/A, SHAFT AND FLANGE ACCURACY: R TERMINAL BOX (ABOVE) CABLE ENTRY ON THE ND-END SIGNAL CONNECTION LEFT | 6019 | TEM | 1 | MC | 106 | 1
1PH81331DF020DE1 | SIMOTICS M COMPACT ASYNCHRONOUS MOTOR 1500RPM, 15KW, 96NM, 34A, 342V 1750RPM,17,5KW, 96NM, 34A, 392V 2000RPM, 20KW, 96NM, 34A, 445V FORCED VENTILATION; DIRECTION OF AIR FLOW DE --> NDE; DEGREE OF PROTECTION IP55 INCREMENTAL ENCODER 22 BIT WITH COMMUTATING POSITION (ENCODER IC22DQ) WITH DRIVE-CLIQ INTERFACE DESIGN IM B5 (IMV 1,IM V3) PLAIN SHAFT WITHOUT FITTED KEY; BEARING: STANDARD WITH FIXED BEARING, VIBRATION SEVERITY GRADE: SR/A, SHAFT AND FLANGE ACCURACY: R POWER CONNECTOR (ABOVE) CABLE ENTRY ON THE RIGHT SIGNAL CONNECTION D-END | 6019 | TEM | 1 | MC | 106 | 1
1PH81331DF020DG1 | SIMOTICS M COMPACT ASYNCHRONOUS MOTOR 1500RPM, 15KW, 96NM, 34A, 342V 1750RPM,17,5KW, 96NM, 34A, 392V 2000RPM, 20KW, 96NM, 34A, 445V FORCED VENTILATION; DIRECTION OF AIR FLOW DE --> NDE; DEGREE OF PROTECTION IP55 INCREMENTAL ENCODER 22 BIT WITH COMMUTATING POSITION (ENCODER IC22DQ) WITH DRIVE-CLIQ INTERFACE DESIGN IM B5 (IMV 1,IM V3) PLAIN SHAFT WITHOUT FITTED KEY; BEARING: STANDARD WITH FIXED BEARING, VIBRATION SEVERITY GRADE: SR/A, SHAFT AND FLANGE ACCURACY: R POWER CONNECTOR (ABOVE) CABLE ENTRY ON THE ND-END SIGNAL CONNECTION LEFT | 6019 | TEM | 1 | MC | 106 | 1
1PH81331DF020DH1 | SIMOTICS M COMPACT ASYNCHRONOUS MOTOR 1500RPM, 15KW, 96NM, 34A, 342V 1750RPM,17,5KW, 96NM, 34A, 392V 2000RPM, 20KW, 96NM, 34A, 445V FORCED VENTILATION; DIRECTION OF AIR FLOW DE --> NDE; DEGREE OF PROTECTION IP55 INCREMENTAL ENCODER 22 BIT WITH COMMUTATING POSITION (ENCODER IC22DQ) WITH DRIVE-CLIQ INTERFACE DESIGN IM B5 (IMV 1,IM V3) PLAIN SHAFT WITHOUT FITTED KEY; BEARING: STANDARD WITH FIXED BEARING, VIBRATION SEVERITY GRADE: SR/A, SHAFT AND FLANGE ACCURACY: R POWER CONNECTOR (ABOVE) CABLE ENTRY ON THE D-END SIGNAL CONNECTION LEFT | 6019 | TEM | 1 | MC | 106 | 1
1PH81331DF020GA1 | SIMOTICS M COMPACT ASYNCHRONOUS MOTOR 1500RPM, 15KW, 96NM, 34A, 342V 1750RPM,17,5KW, 96NM, 34A, 392V 2000RPM, 20KW, 96NM, 34A, 445V FORCED VENTILATION; DIRECTION OF AIR FLOW DE --> NDE; DEGREE OF PROTECTION IP55 INCREMENTAL ENCODER 22 BIT WITH COMMUTATING POSITION (ENCODER IC22DQ) WITH DRIVE-CLIQ INTERFACE DESIGN IM B5 (IMV 1,IM V3) PLAIN SHAFT WITHOUT FITTED KEY; BEARING: STANDARD, VIBRATION SEVERITY GRADE: R/A, SHAFT AND FLANGE ACCURACY: R TERMINAL BOX (ABOVE) CABLE ENTRY ON THE RIGHT SIGNAL CONNECTION D-END | 5469 | TEM | 1 | MC | 106 | 1
1PH81331DF020LA1 | SIMOTICS M COMPACT ASYNCHRONOUS MOTOR 1500RPM, 15KW, 96NM, 34A, 342V 1750RPM,17,5KW, 96NM, 34A, 392V 2000RPM, 20KW, 96NM, 34A, 445V FORCED VENTILATION; DIRECTION OF AIR FLOW DE --> NDE; DEGREE OF PROTECTION IP55 INCREMENTAL ENCODER 22 BIT WITH COMMUTATING POSITION (ENCODER IC22DQ) WITH DRIVE-CLIQ INTERFACE DESIGN IM B5 (IMV 1,IM V3) PLAIN SHAFT WITHOUT FITTED KEY; BEARING: PERFORMANCE, VIBRATION SEVERITY GRADE: SPECIAL/B, SHAFT AND FLANGE ACCURACY: SPECIAL TERMINAL BOX (ABOVE) CABLE ENTRY ON THE RIGHT SIGNAL CONNECTION D-END | 6301 | TEM | 1 | MC | 106 | 1
1PH81331DF020LC1 | SIMOTICS M COMPACT ASYNCHRONOUS MOTOR 1500RPM, 15KW, 96NM, 34A, 342V 1750RPM,17,5KW, 96NM, 34A, 392V 2000RPM, 20KW, 96NM, 34A, 445V FORCED VENTILATION; DIRECTION OF AIR FLOW DE --> NDE; DEGREE OF PROTECTION IP55 INCREMENTAL ENCODER 22 BIT WITH COMMUTATING POSITION (ENCODER IC22DQ) WITH DRIVE-CLIQ INTERFACE DESIGN IM B5 (IMV 1,IM V3) PLAIN SHAFT WITHOUT FITTED KEY; BEARING: PERFORMANCE, VIBRATION SEVERITY GRADE: SPECIAL/B, SHAFT AND FLANGE ACCURACY: SPECIAL TERMINAL BOX (ABOVE) CABLE ENTRY ON THE ND-END SIGNAL CONNECTION LEFT | 6301 | TEM | 1 | MC | 106 | 1
1PH81331DF020MA1 | SIMOTICS M COMPACT ASYNCHRONOUS MOTOR 1500RPM, 15KW, 96NM, 34A, 342V 1750RPM,17,5KW, 96NM, 34A, 392V 2000RPM, 20KW, 96NM, 34A, 445V FORCED VENTILATION; DIRECTION OF AIR FLOW DE --> NDE; DEGREE OF PROTECTION IP55 INCREMENTAL ENCODER 22 BIT WITH COMMUTATING POSITION (ENCODER IC22DQ) WITH DRIVE-CLIQ INTERFACE DESIGN IM B5 (IMV 1,IM V3) PLAIN SHAFT WITHOUT FITTED KEY; BEARING: HIGH PERFORMANCE VIBRATION SEVERITY GRADE SPECIAL/B SHAFT AND FLANGE ACCURACY GR. SPECIAL TERMINAL BOX (ABOVE) CABLE ENTRY ON THE RIGHT SIGNAL CONNECTION D-END | 6974 | TEM | 1 | MC | 106 | 1
1PH81331DF021BA1 | SIMOTICS M COMPACT ASYNCHRONOUS MOTOR 1500RPM, 15KW, 96NM, 34A, 342V 1750RPM,17,5KW, 96NM, 34A, 392V 2000RPM, 20KW, 96NM, 34A, 445V FORCED VENTILATION; DIRECTION OF AIR FLOW DE --> NDE; DEGREE OF PROTECTION IP55 INCREMENTAL ENCODER 22 BIT WITH COMMUTATING POSITION (ENCODER IC22DQ) WITH DRIVE-CLIQ INTERFACE DESIGN IM B5 (IMV 1,IM V3) SHAFT WITH FITTED KEY FULL-KEY BALANCING BEARING: STANDARD WITH FIXED BEARING, VIBRATION SEVERITY GRADE: R/A, FLANGE ACCURACY: R TERMINAL BOX (ABOVE) CABLE ENTRY ON THE RIGHT SIGNAL CONNECTION D-END | 5754 | TEM | 1 | MC | 106 | 1
1PH81331DF021BC1 | SIMOTICS M COMPACT ASYNCHRONOUS MOTOR 1500RPM, 15KW, 96NM, 34A, 342V 1750RPM,17,5KW, 96NM, 34A, 392V 2000RPM, 20KW, 96NM, 34A, 445V FORCED VENTILATION; DIRECTION OF AIR FLOW DE --> NDE; DEGREE OF PROTECTION IP55 INCREMENTAL ENCODER 22 BIT WITH COMMUTATING POSITION (ENCODER IC22DQ) WITH DRIVE-CLIQ INTERFACE DESIGN IM B5 (IMV 1,IM V3) SHAFT WITH FITTED KEY FULL-KEY BALANCING BEARING: STANDARD WITH FIXED BEARING, VIBRATION SEVERITY GRADE: R/A, FLANGE ACCURACY: R TERMINAL BOX (ABOVE) CABLE ENTRY ON THE ND-END SIGNAL CONNECTION LEFT | 5754 | TEM | 1 | MC | 106 | 1
1PH81331DF021BE1 | SIMOTICS M COMPACT ASYNCHRONOUS MOTOR 1500RPM, 15KW, 96NM, 34A, 342V 1750RPM,17,5KW, 96NM, 34A, 392V 2000RPM, 20KW, 96NM, 34A, 445V FORCED VENTILATION; DIRECTION OF AIR FLOW DE --> NDE; DEGREE OF PROTECTION IP55 INCREMENTAL ENCODER 22 BIT WITH COMMUTATING POSITION (ENCODER IC22DQ) WITH DRIVE-CLIQ INTERFACE DESIGN IM B5 (IMV 1,IM V3) SHAFT WITH FITTED KEY FULL-KEY BALANCING BEARING: STANDARD WITH FIXED BEARING, VIBRATION SEVERITY GRADE: R/A, FLANGE ACCURACY: R POWER CONNECTOR (ABOVE) CABLE ENTRY ON THE RIGHT SIGNAL CONNECTION D-END | 5754 | TEM | 1 | MC | 106 | 1
1PH81331DF021CA1 | SIMOTICS M COMPACT ASYNCHRONOUS MOTOR 1500RPM, 15KW, 96NM, 34A, 342V 1750RPM,17,5KW, 96NM, 34A, 392V 2000RPM, 20KW, 96NM, 34A, 445V FORCED VENTILATION; DIRECTION OF AIR FLOW DE --> NDE; DEGREE OF PROTECTION IP55 INCREMENTAL ENCODER 22 BIT WITH COMMUTATING POSITION (ENCODER IC22DQ) WITH DRIVE-CLIQ INTERFACE DESIGN IM B5 (IMV 1,IM V3) SHAFT WITH FITTED KEY FULL-KEY BALANCING BEARING: STANDARD WITH FIXED BEARING, VIBRATION SEVERITY GRADE: S/A, SHAFT AND FLANGE ACCURACY: R TERMINAL BOX (ABOVE) CABLE ENTRY ON THE RIGHT SIGNAL CONNECTION D-END | 5949 | TEM | 1 | MC | 106 | 1
1PH81331DF021CC1 | SIMOTICS M COMPACT ASYNCHRONOUS MOTOR 1500RPM, 15KW, 96NM, 34A, 342V 1750RPM,17,5KW, 96NM, 34A, 392V 2000RPM, 20KW, 96NM, 34A, 445V FORCED VENTILATION; DIRECTION OF AIR FLOW DE --> NDE; DEGREE OF PROTECTION IP55 INCREMENTAL ENCODER 22 BIT WITH COMMUTATING POSITION (ENCODER IC22DQ) WITH DRIVE-CLIQ INTERFACE DESIGN IM B5 (IMV 1,IM V3) SHAFT WITH FITTED KEY FULL-KEY BALANCING BEARING: STANDARD WITH FIXED BEARING, VIBRATION SEVERITY GRADE: S/A, SHAFT AND FLANGE ACCURACY: R TERMINAL BOX (ABOVE) CABLE ENTRY ON THE ND-END SIGNAL CONNECTION LEFT | 5949 | TEM | 1 | MC | 106 | 1
1PH81331DF021DA1 | SIMOTICS M COMPACT ASYNCHRONOUS MOTOR 1500RPM, 15KW, 96NM, 34A, 342V 1750RPM,17,5KW, 96NM, 34A, 392V 2000RPM, 20KW, 96NM, 34A, 445V FORCED VENTILATION; DIRECTION OF AIR FLOW DE --> NDE; DEGREE OF PROTECTION IP55 INCREMENTAL ENCODER 22 BIT WITH COMMUTATING POSITION (ENCODER IC22DQ) WITH DRIVE-CLIQ INTERFACE DESIGN IM B5 (IMV 1,IM V3) SHAFT WITH FITTED KEY FULL-KEY BALANCING BEARING: STANDARD WITH FIXED BEARING, VIBRATION SEVERITY GRADE: SR/A, SHAFT AND FLANGE ACCURACY: R TERMINAL BOX (ABOVE) CABLE ENTRY ON THE RIGHT SIGNAL CONNECTION D-END | 6019 | TEM | 1 | MC | 106 | 1
1PH81331DF021DE1 | SIMOTICS M COMPACT ASYNCHRONOUS MOTOR 1500RPM, 15KW, 96NM, 34A, 342V 1750RPM,17,5KW, 96NM, 34A, 392V 2000RPM, 20KW, 96NM, 34A, 445V FORCED VENTILATION; DIRECTION OF AIR FLOW DE --> NDE; DEGREE OF PROTECTION IP55 INCREMENTAL ENCODER 22 BIT WITH COMMUTATING POSITION (ENCODER IC22DQ) WITH DRIVE-CLIQ INTERFACE DESIGN IM B5 (IMV 1,IM V3) SHAFT WITH FITTED KEY FULL-KEY BALANCING BEARING: STANDARD WITH FIXED BEARING, VIBRATION SEVERITY GRADE: SR/A, SHAFT AND FLANGE ACCURACY: R POWER CONNECTOR (ABOVE) CABLE ENTRY ON THE RIGHT SIGNAL CONNECTION D-END | 6019 | TEM | 1 | MC | 106 | 1
1PH81331DF021LA1 | SIMOTICS M COMPACT ASYNCHRONOUS MOTOR 1500RPM, 15KW, 96NM, 34A, 342V 1750RPM,17,5KW, 96NM, 34A, 392V 2000RPM, 20KW, 96NM, 34A, 445V FORCED VENTILATION; DIRECTION OF AIR FLOW DE --> NDE; DEGREE OF PROTECTION IP55 INCREMENTAL ENCODER 22 BIT WITH COMMUTATING POSITION (ENCODER IC22DQ) WITH DRIVE-CLIQ INTERFACE DESIGN IM B5 (IMV 1,IM V3) SHAFT WITH FITTED KEY FULL-KEY BALANCING BEARING: PERFORMANCE, VIBRATION SEVERITY GRADE: SPECIAL/B, SHAFT AND FLANGE ACCURACY: SPECIAL TERMINAL BOX (ABOVE) CABLE ENTRY ON THE RIGHT SIGNAL CONNECTION D-END | 6301 | TEM | 1 | MC | 106 | 1
1PH81331DF021LC1 | SIMOTICS M COMPACT ASYNCHRONOUS MOTOR 1500RPM, 15KW, 96NM, 34A, 342V 1750RPM,17,5KW, 96NM, 34A, 392V 2000RPM, 20KW, 96NM, 34A, 445V FORCED VENTILATION; DIRECTION OF AIR FLOW DE --> NDE; DEGREE OF PROTECTION IP55 INCREMENTAL ENCODER 22 BIT WITH COMMUTATING POSITION (ENCODER IC22DQ) WITH DRIVE-CLIQ INTERFACE DESIGN IM B5 (IMV 1,IM V3) SHAFT WITH FITTED KEY FULL-KEY BALANCING BEARING: PERFORMANCE, VIBRATION SEVERITY GRADE: SPECIAL/B, SHAFT AND FLANGE ACCURACY: SPECIAL TERMINAL BOX (ABOVE) CABLE ENTRY ON THE ND-END SIGNAL CONNECTION LEFT | 6301 | TEM | 1 | MC | 106 | 1
1PH81331DF021MA1 | SIMOTICS M COMPACT ASYNCHRONOUS MOTOR 1500RPM, 15KW, 96NM, 34A, 342V 1750RPM,17,5KW, 96NM, 34A, 392V 2000RPM, 20KW, 96NM, 34A, 445V FORCED VENTILATION; DIRECTION OF AIR FLOW DE --> NDE; DEGREE OF PROTECTION IP55 INCREMENTAL ENCODER 22 BIT WITH COMMUTATING POSITION (ENCODER IC22DQ) WITH DRIVE-CLIQ INTERFACE DESIGN IM B5 (IMV 1,IM V3) SHAFT WITH FITTED KEY FULL-KEY BALANCING BEARING: HIGH PERFORMANCE VIBRATION SEVERITY GRADE SPECIAL/B SHAFT AND FLANGE ACCURACY GR. SPECIAL TERMINAL BOX (ABOVE) CABLE ENTRY ON THE RIGHT SIGNAL CONNECTION D-END | 6974 | TEM | 1 | MC | 106 | 1
1PH81331DF022BA1 | SIMOTICS M COMPACT ASYNCHRONOUS MOTOR 1500RPM, 15KW, 96NM, 34A, 342V 1750RPM,17,5KW, 96NM, 34A, 392V 2000RPM, 20KW, 96NM, 34A, 445V FORCED VENTILATION; DIRECTION OF AIR FLOW DE --> NDE; DEGREE OF PROTECTION IP55 INCREMENTAL ENCODER 22 BIT WITH COMMUTATING POSITION (ENCODER IC22DQ) WITH DRIVE-CLIQ INTERFACE DESIGN IM B5 (IMV 1,IM V3) SHAFT WITH FITTED KEY HALF-KEY BALANCING BEARING: STANDARD WITH FIXED BEARING, VIBRATION SEVERITY GRADE: R/A, FLANGE ACCURACY: R TERMINAL BOX (ABOVE) CABLE ENTRY ON THE RIGHT SIGNAL CONNECTION D-END | 5754 | TEM | 1 | MC | 106 | 1
1PH81331DF022BB1 | SIMOTICS M COMPACT ASYNCHRONOUS MOTOR 1500RPM, 15KW, 96NM, 34A, 342V 1750RPM,17,5KW, 96NM, 34A, 392V 2000RPM, 20KW, 96NM, 34A, 445V FORCED VENTILATION; DIRECTION OF AIR FLOW DE --> NDE; DEGREE OF PROTECTION IP55 INCREMENTAL ENCODER 22 BIT WITH COMMUTATING POSITION (ENCODER IC22DQ) WITH DRIVE-CLIQ INTERFACE DESIGN IM B5 (IMV 1,IM V3) SHAFT WITH FITTED KEY HALF-KEY BALANCING BEARING: STANDARD WITH FIXED BEARING, VIBRATION SEVERITY GRADE: R/A, FLANGE ACCURACY: R TERMINAL BOX (ABOVE) CABLE ENTRY ON THE LEFT SIGNAL CONNECTION D-END | 5754 | TEM | 1 | MC | 106 | 1
1PH81331DF022BC1 | SIMOTICS M COMPACT ASYNCHRONOUS MOTOR 1500RPM, 15KW, 96NM, 34A, 342V 1750RPM,17,5KW, 96NM, 34A, 392V 2000RPM, 20KW, 96NM, 34A, 445V FORCED VENTILATION; DIRECTION OF AIR FLOW DE --> NDE; DEGREE OF PROTECTION IP55 INCREMENTAL ENCODER 22 BIT WITH COMMUTATING POSITION (ENCODER IC22DQ) WITH DRIVE-CLIQ INTERFACE DESIGN IM B5 (IMV 1,IM V3) SHAFT WITH FITTED KEY HALF-KEY BALANCING BEARING: STANDARD WITH FIXED BEARING, VIBRATION SEVERITY GRADE: R/A, FLANGE ACCURACY: R TERMINAL BOX (ABOVE) CABLE ENTRY ON THE ND-END SIGNAL CONNECTION LEFT | 5754 | TEM | 1 | MC | 106 | 1
1PH81331DF022CA1 | SIMOTICS M COMPACT ASYNCHRONOUS MOTOR 1500RPM, 15KW, 96NM, 34A, 342V 1750RPM,17,5KW, 96NM, 34A, 392V 2000RPM, 20KW, 96NM, 34A, 445V FORCED VENTILATION; DIRECTION OF AIR FLOW DE --> NDE; DEGREE OF PROTECTION IP55 INCREMENTAL ENCODER 22 BIT WITH COMMUTATING POSITION (ENCODER IC22DQ) WITH DRIVE-CLIQ INTERFACE DESIGN IM B5 (IMV 1,IM V3) SHAFT WITH FITTED KEY HALF-KEY BALANCING BEARING: STANDARD WITH FIXED BEARING, VIBRATION SEVERITY GRADE: S/A, SHAFT AND FLANGE ACCURACY: R TERMINAL BOX (ABOVE) CABLE ENTRY ON THE RIGHT SIGNAL CONNECTION D-END | 5949 | TEM | 1 | MC | 106 | 1
1PH81331DF022DA1 | SIMOTICS M COMPACT ASYNCHRONOUS MOTOR 1500RPM, 15KW, 96NM, 34A, 342V 1750RPM,17,5KW, 96NM, 34A, 392V 2000RPM, 20KW, 96NM, 34A, 445V FORCED VENTILATION; DIRECTION OF AIR FLOW DE --> NDE; DEGREE OF PROTECTION IP55 INCREMENTAL ENCODER 22 BIT WITH COMMUTATING POSITION (ENCODER IC22DQ) WITH DRIVE-CLIQ INTERFACE DESIGN IM B5 (IMV 1,IM V3) SHAFT WITH FITTED KEY HALF-KEY BALANCING BEARING: STANDARD WITH FIXED BEARING, VIBRATION SEVERITY GRADE: SR/A, SHAFT AND FLANGE ACCURACY: R TERMINAL BOX (ABOVE) CABLE ENTRY ON THE RIGHT SIGNAL CONNECTION D-END | 6019 | TEM | 1 | MC | 106 | 1
1PH81331DF022GA1 | SIMOTICS M COMPACT ASYNCHRONOUS MOTOR 1500RPM, 15KW, 96NM, 34A, 342V 1750RPM,17,5KW, 96NM, 34A, 392V 2000RPM, 20KW, 96NM, 34A, 445V FORCED VENTILATION; DIRECTION OF AIR FLOW DE --> NDE; DEGREE OF PROTECTION IP55 INCREMENTAL ENCODER 22 BIT WITH COMMUTATING POSITION (ENCODER IC22DQ) WITH DRIVE-CLIQ INTERFACE DESIGN IM B5 (IMV 1,IM V3) SHAFT WITH FITTED KEY HALF-KEY BALANCING BEARING: STANDARD, VIBRATION SEVERITY GRADE: R/A, SHAFT AND FLANGE ACCURACY: R TERMINAL BOX (ABOVE) CABLE ENTRY ON THE RIGHT SIGNAL CONNECTION D-END | 5469 | TEM | 1 | MC | 106 | 1
1PH81331DF022LA1 | SIMOTICS M COMPACT ASYNCHRONOUS MOTOR 1500RPM, 15KW, 96NM, 34A, 342V 1750RPM,17,5KW, 96NM, 34A, 392V 2000RPM, 20KW, 96NM, 34A, 445V FORCED VENTILATION; DIRECTION OF AIR FLOW DE --> NDE; DEGREE OF PROTECTION IP55 INCREMENTAL ENCODER 22 BIT WITH COMMUTATING POSITION (ENCODER IC22DQ) WITH DRIVE-CLIQ INTERFACE DESIGN IM B5 (IMV 1,IM V3) SHAFT WITH FITTED KEY HALF-KEY BALANCING BEARING: PERFORMANCE, VIBRATION SEVERITY GRADE: SPECIAL/B, SHAFT AND FLANGE ACCURACY: SPECIAL TERMINAL BOX (ABOVE) CABLE ENTRY ON THE RIGHT SIGNAL CONNECTION D-END | 6301 | TEM | 1 | MC | 106 | 1
1PH81331DF030BA1 | SIMOTICS M COMPACT ASYNCHRONOUS MOTOR 1500RPM, 15KW, 96NM, 34A, 342V 1750RPM,17,5KW, 96NM, 34A, 392V 2000RPM, 20KW, 96NM, 34A, 445V FORCED VENTILATION; DIRECTION OF AIR FLOW DE --> NDE; DEGREE OF PROTECTION IP55 INCREMENTAL ENCODER 22 BIT WITH COMMUTATING POSITION (ENCODER IC22DQ) WITH DRIVE-CLIQ INTERFACE DESIGN IM B35 (IM V15, IM V35) PLAIN SHAFT WITHOUT FITTED KEY; BEARING: STANDARD WITH FIXED BEARING, VIBRATION SEVERITY GRADE: R/A, FLANGE ACCURACY: R TERMINAL BOX (ABOVE) CABLE ENTRY ON THE RIGHT SIGNAL CONNECTION D-END | 6058 | TEM | 1 | MC | 106 | 1
1PH81331DF030BB1 | SIMOTICS M COMPACT ASYNCHRONOUS MOTOR 1500RPM, 15KW, 96NM, 34A, 342V 1750RPM,17,5KW, 96NM, 34A, 392V 2000RPM, 20KW, 96NM, 34A, 445V FORCED VENTILATION; DIRECTION OF AIR FLOW DE --> NDE; DEGREE OF PROTECTION IP55 INCREMENTAL ENCODER 22 BIT WITH COMMUTATING POSITION (ENCODER IC22DQ) WITH DRIVE-CLIQ INTERFACE DESIGN IM B35 (IM V15, IM V35) PLAIN SHAFT WITHOUT FITTED KEY; BEARING: STANDARD WITH FIXED BEARING, VIBRATION SEVERITY GRADE: R/A, FLANGE ACCURACY: R TERMINAL BOX (ABOVE) CABLE ENTRY ON THE LEFT SIGNAL CONNECTION D-END | 6058 | TEM | 1 | MC | 106 | 1
1PH81331DF030BE1 | SIMOTICS M COMPACT ASYNCHRONOUS MOTOR 1500RPM, 15KW, 96NM, 34A, 342V 1750RPM,17,5KW, 96NM, 34A, 392V 2000RPM, 20KW, 96NM, 34A, 445V FORCED VENTILATION; DIRECTION OF AIR FLOW DE --> NDE; DEGREE OF PROTECTION IP55 INCREMENTAL ENCODER 22 BIT WITH COMMUTATING POSITION (ENCODER IC22DQ) WITH DRIVE-CLIQ INTERFACE DESIGN IM B35 (IM V15, IM V35) PLAIN SHAFT WITHOUT FITTED KEY; BEARING: STANDARD WITH FIXED BEARING, VIBRATION SEVERITY GRADE: R/A, FLANGE ACCURACY: R POWER CONNECTOR (ABOVE) CABLE ENTRY ON THE RIGHT SIGNAL CONNECTION D-END | 6058 | TEM | 1 | MC | 106 | 1
1PH81331DF030CA1 | SIMOTICS M COMPACT ASYNCHRONOUS MOTOR 1500RPM, 15KW, 96NM, 34A, 342V 1750RPM,17,5KW, 96NM, 34A, 392V 2000RPM, 20KW, 96NM, 34A, 445V FORCED VENTILATION; DIRECTION OF AIR FLOW DE --> NDE; DEGREE OF PROTECTION IP55 INCREMENTAL ENCODER 22 BIT WITH COMMUTATING POSITION (ENCODER IC22DQ) WITH DRIVE-CLIQ INTERFACE DESIGN IM B35 (IM V15, IM V35) PLAIN SHAFT WITHOUT FITTED KEY; BEARING: STANDARD WITH FIXED BEARING, VIBRATION SEVERITY GRADE: S/A, SHAFT AND FLANGE ACCURACY: R TERMINAL BOX (ABOVE) CABLE ENTRY ON THE RIGHT SIGNAL CONNECTION D-END | 6253 | TEM | 1 | MC | 106 | 1
1PH81331DF030CG1 | SIMOTICS M COMPACT ASYNCHRONOUS MOTOR 1500RPM, 15KW, 96NM, 34A, 342V 1750RPM,17,5KW, 96NM, 34A, 392V 2000RPM, 20KW, 96NM, 34A, 445V FORCED VENTILATION; DIRECTION OF AIR FLOW DE --> NDE; DEGREE OF PROTECTION IP55 INCREMENTAL ENCODER 22 BIT WITH COMMUTATING POSITION (ENCODER IC22DQ) WITH DRIVE-CLIQ INTERFACE DESIGN IM B35 (IM V15, IM V35) PLAIN SHAFT WITHOUT FITTED KEY; BEARING: STANDARD WITH FIXED BEARING, VIBRATION SEVERITY GRADE: S/A, SHAFT AND FLANGE ACCURACY: R POWER CONNECTOR (ABOVE) CABLE ENTRY ON THE ND-END SIGNAL CONNECTION LEFT | 6253 | TEM | 1 | MC | 106 | 1
1PH81331DF030LA1 | SIMOTICS M COMPACT ASYNCHRONOUS MOTOR 1500RPM, 15KW, 96NM, 34A, 342V 1750RPM,17,5KW, 96NM, 34A, 392V 2000RPM, 20KW, 96NM, 34A, 445V FORCED VENTILATION; DIRECTION OF AIR FLOW DE --> NDE; DEGREE OF PROTECTION IP55 INCREMENTAL ENCODER 22 BIT WITH COMMUTATING POSITION (ENCODER IC22DQ) WITH DRIVE-CLIQ INTERFACE DESIGN IM B35 (IM V15, IM V35) PLAIN SHAFT WITHOUT FITTED KEY; BEARING: PERFORMANCE, VIBRATION SEVERITY GRADE: SPECIAL/B, SHAFT AND FLANGE ACCURACY: SPECIAL TERMINAL BOX (ABOVE) CABLE ENTRY ON THE RIGHT SIGNAL CONNECTION D-END | 6604 | TEM | 1 | MC | 106 | 1
1PH81331DF031BA1 | SIMOTICS M COMPACT ASYNCHRONOUS MOTOR 1500RPM, 15KW, 96NM, 34A, 342V 1750RPM,17,5KW, 96NM, 34A, 392V 2000RPM, 20KW, 96NM, 34A, 445V FORCED VENTILATION; DIRECTION OF AIR FLOW DE --> NDE; DEGREE OF PROTECTION IP55 INCREMENTAL ENCODER 22 BIT WITH COMMUTATING POSITION (ENCODER IC22DQ) WITH DRIVE-CLIQ INTERFACE DESIGN IM B35 (IM V15, IM V35) SHAFT WITH FITTED KEY FULL-KEY BALANCING BEARING: STANDARD WITH FIXED BEARING, VIBRATION SEVERITY GRADE: R/A, FLANGE ACCURACY: R TERMINAL BOX (ABOVE) CABLE ENTRY ON THE RIGHT SIGNAL CONNECTION D-END | 6058 | TEM | 1 | MC | 106 | 1
1PH81331DF031BB1 | SIMOTICS M COMPACT ASYNCHRONOUS MOTOR 1500RPM, 15KW, 96NM, 34A, 342V 1750RPM,17,5KW, 96NM, 34A, 392V 2000RPM, 20KW, 96NM, 34A, 445V FORCED VENTILATION; DIRECTION OF AIR FLOW DE --> NDE; DEGREE OF PROTECTION IP55 INCREMENTAL ENCODER 22 BIT WITH COMMUTATING POSITION (ENCODER IC22DQ) WITH DRIVE-CLIQ INTERFACE DESIGN IM B35 (IM V15, IM V35) SHAFT WITH FITTED KEY FULL-KEY BALANCING BEARING: STANDARD WITH FIXED BEARING, VIBRATION SEVERITY GRADE: R/A, FLANGE ACCURACY: R TERMINAL BOX (ABOVE) CABLE ENTRY ON THE LEFT SIGNAL CONNECTION D-END | 6058 | TEM | 1 | MC | 106 | 1
1PH81331DF031BC1 | SIMOTICS M COMPACT ASYNCHRONOUS MOTOR 1500RPM, 15KW, 96NM, 34A, 342V 1750RPM,17,5KW, 96NM, 34A, 392V 2000RPM, 20KW, 96NM, 34A, 445V FORCED VENTILATION; DIRECTION OF AIR FLOW DE --> NDE; DEGREE OF PROTECTION IP55 INCREMENTAL ENCODER 22 BIT WITH COMMUTATING POSITION (ENCODER IC22DQ) WITH DRIVE-CLIQ INTERFACE DESIGN IM B35 (IM V15, IM V35) SHAFT WITH FITTED KEY FULL-KEY BALANCING BEARING: STANDARD WITH FIXED BEARING, VIBRATION SEVERITY GRADE: R/A, FLANGE ACCURACY: R TERMINAL BOX (ABOVE) CABLE ENTRY ON THE ND-END SIGNAL CONNECTION LEFT | 6058 | TEM | 1 | MC | 106 | 1
1PH81331DF031BE1 | SIMOTICS M COMPACT ASYNCHRONOUS MOTOR 1500RPM, 15KW, 96NM, 34A, 342V 1750RPM,17,5KW, 96NM, 34A, 392V 2000RPM, 20KW, 96NM, 34A, 445V FORCED VENTILATION; DIRECTION OF AIR FLOW DE --> NDE; DEGREE OF PROTECTION IP55 INCREMENTAL ENCODER 22 BIT WITH COMMUTATING POSITION (ENCODER IC22DQ) WITH DRIVE-CLIQ INTERFACE DESIGN IM B35 (IM V15, IM V35) SHAFT WITH FITTED KEY FULL-KEY BALANCING BEARING: STANDARD WITH FIXED BEARING, VIBRATION SEVERITY GRADE: R/A, FLANGE ACCURACY: R POWER CONNECTOR (ABOVE) CABLE ENTRY ON THE RIGHT SIGNAL CONNECTION D-END | 6058 | TEM | 1 | MC | 106 | 1
1PH81331DF031CA1 | SIMOTICS M COMPACT ASYNCHRONOUS MOTOR 1500RPM, 15KW, 96NM, 34A, 342V 1750RPM,17,5KW, 96NM, 34A, 392V 2000RPM, 20KW, 96NM, 34A, 445V FORCED VENTILATION; DIRECTION OF AIR FLOW DE --> NDE; DEGREE OF PROTECTION IP55 INCREMENTAL ENCODER 22 BIT WITH COMMUTATING POSITION (ENCODER IC22DQ) WITH DRIVE-CLIQ INTERFACE DESIGN IM B35 (IM V15, IM V35) SHAFT WITH FITTED KEY FULL-KEY BALANCING BEARING: STANDARD WITH FIXED BEARING, VIBRATION SEVERITY GRADE: S/A, SHAFT AND FLANGE ACCURACY: R TERMINAL BOX (ABOVE) CABLE ENTRY ON THE RIGHT SIGNAL CONNECTION D-END | 6253 | TEM | 1 | MC | 106 | 1
1PH81331DF031DC1 | SIMOTICS M COMPACT ASYNCHRONOUS MOTOR 1500RPM, 15KW, 96NM, 34A, 342V 1750RPM,17,5KW, 96NM, 34A, 392V 2000RPM, 20KW, 96NM, 34A, 445V FORCED VENTILATION; DIRECTION OF AIR FLOW DE --> NDE; DEGREE OF PROTECTION IP55 INCREMENTAL ENCODER 22 BIT WITH COMMUTATING POSITION (ENCODER IC22DQ) WITH DRIVE-CLIQ INTERFACE DESIGN IM B35 (IM V15, IM V35) SHAFT WITH FITTED KEY FULL-KEY BALANCING BEARING: STANDARD WITH FIXED BEARING, VIBRATION SEVERITY GRADE: SR/A, SHAFT AND FLANGE ACCURACY: R TERMINAL BOX (ABOVE) CABLE ENTRY ON THE ND-END SIGNAL CONNECTION LEFT | 6323 | TEM | 1 | MC | 106 | 1
1PH81331DF031GA1 | SIMOTICS M COMPACT ASYNCHRONOUS MOTOR 1500RPM, 15KW, 96NM, 34A, 342V 1750RPM,17,5KW, 96NM, 34A, 392V 2000RPM, 20KW, 96NM, 34A, 445V FORCED VENTILATION; DIRECTION OF AIR FLOW DE --> NDE; DEGREE OF PROTECTION IP55 INCREMENTAL ENCODER 22 BIT WITH COMMUTATING POSITION (ENCODER IC22DQ) WITH DRIVE-CLIQ INTERFACE DESIGN IM B35 (IM V15, IM V35) SHAFT WITH FITTED KEY FULL-KEY BALANCING BEARING: STANDARD, VIBRATION SEVERITY GRADE: R/A, SHAFT AND FLANGE ACCURACY: R TERMINAL BOX (ABOVE) CABLE ENTRY ON THE RIGHT SIGNAL CONNECTION D-END | 5773 | TEM | 1 | MC | 106 | 1
1PH81331DF032BA1 | SIMOTICS M COMPACT ASYNCHRONOUS MOTOR 1500RPM, 15KW, 96NM, 34A, 342V 1750RPM,17,5KW, 96NM, 34A, 392V 2000RPM, 20KW, 96NM, 34A, 445V FORCED VENTILATION; DIRECTION OF AIR FLOW DE --> NDE; DEGREE OF PROTECTION IP55 INCREMENTAL ENCODER 22 BIT WITH COMMUTATING POSITION (ENCODER IC22DQ) WITH DRIVE-CLIQ INTERFACE DESIGN IM B35 (IM V15, IM V35) SHAFT WITH FITTED KEY HALF-KEY BALANCING BEARING: STANDARD WITH FIXED BEARING, VIBRATION SEVERITY GRADE: R/A, FLANGE ACCURACY: R TERMINAL BOX (ABOVE) CABLE ENTRY ON THE RIGHT SIGNAL CONNECTION D-END | 6058 | TEM | 1 | MC | 106 | 1
1PH81331DF032BC1 | SIMOTICS M COMPACT ASYNCHRONOUS MOTOR 1500RPM, 15KW, 96NM, 34A, 342V 1750RPM,17,5KW, 96NM, 34A, 392V 2000RPM, 20KW, 96NM, 34A, 445V FORCED VENTILATION; DIRECTION OF AIR FLOW DE --> NDE; DEGREE OF PROTECTION IP55 INCREMENTAL ENCODER 22 BIT WITH COMMUTATING POSITION (ENCODER IC22DQ) WITH DRIVE-CLIQ INTERFACE DESIGN IM B35 (IM V15, IM V35) SHAFT WITH FITTED KEY HALF-KEY BALANCING BEARING: STANDARD WITH FIXED BEARING, VIBRATION SEVERITY GRADE: R/A, FLANGE ACCURACY: R TERMINAL BOX (ABOVE) CABLE ENTRY ON THE ND-END SIGNAL CONNECTION LEFT | 6058 | TEM | 1 | MC | 106 | 1
1PH81331DF032CA1 | SIMOTICS M COMPACT ASYNCHRONOUS MOTOR 1500RPM, 15KW, 96NM, 34A, 342V 1750RPM,17,5KW, 96NM, 34A, 392V 2000RPM, 20KW, 96NM, 34A, 445V FORCED VENTILATION; DIRECTION OF AIR FLOW DE --> NDE; DEGREE OF PROTECTION IP55 INCREMENTAL ENCODER 22 BIT WITH COMMUTATING POSITION (ENCODER IC22DQ) WITH DRIVE-CLIQ INTERFACE DESIGN IM B35 (IM V15, IM V35) SHAFT WITH FITTED KEY HALF-KEY BALANCING BEARING: STANDARD WITH FIXED BEARING, VIBRATION SEVERITY GRADE: S/A, SHAFT AND FLANGE ACCURACY: R TERMINAL BOX (ABOVE) CABLE ENTRY ON THE RIGHT SIGNAL CONNECTION D-END | 6253 | TEM | 1 | MC | 106 | 1
1PH81331DF032CB1 | SIMOTICS M COMPACT ASYNCHRONOUS MOTOR 1500RPM, 15KW, 96NM, 34A, 342V 1750RPM,17,5KW, 96NM, 34A, 392V 2000RPM, 20KW, 96NM, 34A, 445V FORCED VENTILATION; DIRECTION OF AIR FLOW DE --> NDE; DEGREE OF PROTECTION IP55 INCREMENTAL ENCODER 22 BIT WITH COMMUTATING POSITION (ENCODER IC22DQ) WITH DRIVE-CLIQ INTERFACE DESIGN IM B35 (IM V15, IM V35) SHAFT WITH FITTED KEY HALF-KEY BALANCING BEARING: STANDARD WITH FIXED BEARING, VIBRATION SEVERITY GRADE: S/A, SHAFT AND FLANGE ACCURACY: R TERMINAL BOX (ABOVE) CABLE ENTRY ON THE LEFT SIGNAL CONNECTION D-END | 6253 | TEM | 1 | MC | 106 | 1
1PH81331DF032LA1 | SIMOTICS M COMPACT ASYNCHRONOUS MOTOR 1500RPM, 15KW, 96NM, 34A, 342V 1750RPM,17,5KW, 96NM, 34A, 392V 2000RPM, 20KW, 96NM, 34A, 445V FORCED VENTILATION; DIRECTION OF AIR FLOW DE --> NDE; DEGREE OF PROTECTION IP55 INCREMENTAL ENCODER 22 BIT WITH COMMUTATING POSITION (ENCODER IC22DQ) WITH DRIVE-CLIQ INTERFACE DESIGN IM B35 (IM V15, IM V35) SHAFT WITH FITTED KEY HALF-KEY BALANCING BEARING: PERFORMANCE, VIBRATION SEVERITY GRADE: SPECIAL/B, SHAFT AND FLANGE ACCURACY: SPECIAL TERMINAL BOX (ABOVE) CABLE ENTRY ON THE RIGHT SIGNAL CONNECTION D-END | 6604 | TEM | 1 | MC | 106 | 1
1PH81331DF100BA1 | SIMOTICS M COMPACT ASYNCHRONOUS MOTOR 1500RPM, 15KW, 96NM, 34A, 342V 1750RPM,17,5KW, 96NM, 34A, 392V 2000RPM, 20KW, 96NM, 34A, 445V FORCED VENTILATION; DIRECTION OF AIR FLOW NDE --> DE; DEGREE OF PROTECTION IP55 INCREMENTAL ENCODER 22 BIT WITH COMMUTATING POSITION (ENCODER IC22DQ) WITH DRIVE-CLIQ INTERFACE DESIGN IM B3 (IM V5, IM V6) PLAIN SHAFT WITHOUT FITTED KEY; BEARING: STANDARD WITH FIXED BEARING, VIBRATION SEVERITY GRADE: R/A, FLANGE ACCURACY: R TERMINAL BOX (ABOVE) CABLE ENTRY ON THE RIGHT SIGNAL CONNECTION D-END | 5516 | TEM | 1 | MC | 106 | 1
1PH81331DF100BB1 | SIMOTICS M COMPACT ASYNCHRONOUS MOTOR 1500RPM, 15KW, 96NM, 34A, 342V 1750RPM,17,5KW, 96NM, 34A, 392V 2000RPM, 20KW, 96NM, 34A, 445V FORCED VENTILATION; DIRECTION OF AIR FLOW NDE --> DE; DEGREE OF PROTECTION IP55 INCREMENTAL ENCODER 22 BIT WITH COMMUTATING POSITION (ENCODER IC22DQ) WITH DRIVE-CLIQ INTERFACE DESIGN IM B3 (IM V5, IM V6) PLAIN SHAFT WITHOUT FITTED KEY; BEARING: STANDARD WITH FIXED BEARING, VIBRATION SEVERITY GRADE: R/A, FLANGE ACCURACY: R TERMINAL BOX (ABOVE) CABLE ENTRY ON THE LEFT SIGNAL CONNECTION D-END | 5516 | TEM | 1 | MC | 106 | 1
1PH81331DF100LE1 | SIMOTICS M COMPACT ASYNCHRONOUS MOTOR 1500RPM, 15KW, 96NM, 34A, 342V 1750RPM,17,5KW, 96NM, 34A, 392V 2000RPM, 20KW, 96NM, 34A, 445V FORCED VENTILATION; DIRECTION OF AIR FLOW NDE --> DE; DEGREE OF PROTECTION IP55 INCREMENTAL ENCODER 22 BIT WITH COMMUTATING POSITION (ENCODER IC22DQ) WITH DRIVE-CLIQ INTERFACE DESIGN IM B3 (IM V5, IM V6) PLAIN SHAFT WITHOUT FITTED KEY; BEARING: PERFORMANCE, VIBRATION SEVERITY GRADE: SPECIAL/B, SHAFT AND FLANGE ACCURACY: SPECIAL POWER CONNECTOR (ABOVE) CABLE ENTRY ON THE RIGHT SIGNAL CONNECTION D-END | 6062 | TEM | 1 | MC | 106 | 1
1PH81331DF101BA1 | SIMOTICS M COMPACT ASYNCHRONOUS MOTOR 1500RPM, 15KW, 96NM, 34A, 342V 1750RPM,17,5KW, 96NM, 34A, 392V 2000RPM, 20KW, 96NM, 34A, 445V FORCED VENTILATION; DIRECTION OF AIR FLOW NDE --> DE; DEGREE OF PROTECTION IP55 INCREMENTAL ENCODER 22 BIT WITH COMMUTATING POSITION (ENCODER IC22DQ) WITH DRIVE-CLIQ INTERFACE DESIGN IM B3 (IM V5, IM V6) SHAFT WITH FITTED KEY FULL-KEY BALANCING BEARING: STANDARD WITH FIXED BEARING, VIBRATION SEVERITY GRADE: R/A, FLANGE ACCURACY: R TERMINAL BOX (ABOVE) CABLE ENTRY ON THE RIGHT SIGNAL CONNECTION D-END | 5516 | TEM | 1 | MC | 106 | 1
1PH81331DF101BB1 | SIMOTICS M COMPACT ASYNCHRONOUS MOTOR 1500RPM, 15KW, 96NM, 34A, 342V 1750RPM,17,5KW, 96NM, 34A, 392V 2000RPM, 20KW, 96NM, 34A, 445V FORCED VENTILATION; DIRECTION OF AIR FLOW NDE --> DE; DEGREE OF PROTECTION IP55 INCREMENTAL ENCODER 22 BIT WITH COMMUTATING POSITION (ENCODER IC22DQ) WITH DRIVE-CLIQ INTERFACE DESIGN IM B3 (IM V5, IM V6) SHAFT WITH FITTED KEY FULL-KEY BALANCING BEARING: STANDARD WITH FIXED BEARING, VIBRATION SEVERITY GRADE: R/A, FLANGE ACCURACY: R TERMINAL BOX (ABOVE) CABLE ENTRY ON THE LEFT SIGNAL CONNECTION D-END | 5516 | TEM | 1 | MC | 106 | 1
1PH81331DF101BC1 | SIMOTICS M COMPACT ASYNCHRONOUS MOTOR 1500RPM, 15KW, 96NM, 34A, 342V 1750RPM,17,5KW, 96NM, 34A, 392V 2000RPM, 20KW, 96NM, 34A, 445V FORCED VENTILATION; DIRECTION OF AIR FLOW NDE --> DE; DEGREE OF PROTECTION IP55 INCREMENTAL ENCODER 22 BIT WITH COMMUTATING POSITION (ENCODER IC22DQ) WITH DRIVE-CLIQ INTERFACE DESIGN IM B3 (IM V5, IM V6) SHAFT WITH FITTED KEY FULL-KEY BALANCING BEARING: STANDARD WITH FIXED BEARING, VIBRATION SEVERITY GRADE: R/A, FLANGE ACCURACY: R TERMINAL BOX (ABOVE) CABLE ENTRY ON THE ND-END SIGNAL CONNECTION LEFT | 5516 | TEM | 1 | MC | 106 | 1
1PH81331DF101BE1 | SIMOTICS M COMPACT ASYNCHRONOUS MOTOR 1500RPM, 15KW, 96NM, 34A, 342V 1750RPM,17,5KW, 96NM, 34A, 392V 2000RPM, 20KW, 96NM, 34A, 445V FORCED VENTILATION; DIRECTION OF AIR FLOW NDE --> DE; DEGREE OF PROTECTION IP55 INCREMENTAL ENCODER 22 BIT WITH COMMUTATING POSITION (ENCODER IC22DQ) WITH DRIVE-CLIQ INTERFACE DESIGN IM B3 (IM V5, IM V6) SHAFT WITH FITTED KEY FULL-KEY BALANCING BEARING: STANDARD WITH FIXED BEARING, VIBRATION SEVERITY GRADE: R/A, FLANGE ACCURACY: R POWER CONNECTOR (ABOVE) CABLE ENTRY ON THE RIGHT SIGNAL CONNECTION D-END | 5516 | TEM | 1 | MC | 106 | 1
1PH81331DF101GA1 | SIMOTICS M COMPACT ASYNCHRONOUS MOTOR 1500RPM, 15KW, 96NM, 34A, 342V 1750RPM,17,5KW, 96NM, 34A, 392V 2000RPM, 20KW, 96NM, 34A, 445V FORCED VENTILATION; DIRECTION OF AIR FLOW NDE --> DE; DEGREE OF PROTECTION IP55 INCREMENTAL ENCODER 22 BIT WITH COMMUTATING POSITION (ENCODER IC22DQ) WITH DRIVE-CLIQ INTERFACE DESIGN IM B3 (IM V5, IM V6) SHAFT WITH FITTED KEY FULL-KEY BALANCING BEARING: STANDARD, VIBRATION SEVERITY GRADE: R/A, SHAFT AND FLANGE ACCURACY: R TERMINAL BOX (ABOVE) CABLE ENTRY ON THE RIGHT SIGNAL CONNECTION D-END | 5231 | TEM | 1 | MC | 106 | 1
1PH81331DF101LG1 | SIMOTICS M COMPACT ASYNCHRONOUS MOTOR 1500RPM, 15KW, 96NM, 34A, 342V 1750RPM,17,5KW, 96NM, 34A, 392V 2000RPM, 20KW, 96NM, 34A, 445V FORCED VENTILATION; DIRECTION OF AIR FLOW NDE --> DE; DEGREE OF PROTECTION IP55 INCREMENTAL ENCODER 22 BIT WITH COMMUTATING POSITION (ENCODER IC22DQ) WITH DRIVE-CLIQ INTERFACE DESIGN IM B3 (IM V5, IM V6) SHAFT WITH FITTED KEY FULL-KEY BALANCING BEARING: PERFORMANCE, VIBRATION SEVERITY GRADE: SPECIAL/B, SHAFT AND FLANGE ACCURACY: SPECIAL POWER CONNECTOR (ABOVE) CABLE ENTRY ON THE ND-END SIGNAL CONNECTION LEFT | 6062 | TEM | 1 | MC | 106 | 1
1PH81331DF101MG1 | SIMOTICS M COMPACT ASYNCHRONOUS MOTOR 1500RPM, 15KW, 96NM, 34A, 342V 1750RPM,17,5KW, 96NM, 34A, 392V 2000RPM, 20KW, 96NM, 34A, 445V FORCED VENTILATION; DIRECTION OF AIR FLOW NDE --> DE; DEGREE OF PROTECTION IP55 INCREMENTAL ENCODER 22 BIT WITH COMMUTATING POSITION (ENCODER IC22DQ) WITH DRIVE-CLIQ INTERFACE DESIGN IM B3 (IM V5, IM V6) SHAFT WITH FITTED KEY FULL-KEY BALANCING BEARING: HIGH PERFORMANCE VIBRATION SEVERITY GRADE SPECIAL/B SHAFT AND FLANGE ACCURACY GR. SPECIAL POWER CONNECTOR (ABOVE) CABLE ENTRY ON THE ND-END SIGNAL CONNECTION LEFT | 6735 | TEM | 1 | MC | 106 | 1
1PH81331DF102BA1 | SIMOTICS M COMPACT ASYNCHRONOUS MOTOR 1500RPM, 15KW, 96NM, 34A, 342V 1750RPM,17,5KW, 96NM, 34A, 392V 2000RPM, 20KW, 96NM, 34A, 445V FORCED VENTILATION; DIRECTION OF AIR FLOW NDE --> DE; DEGREE OF PROTECTION IP55 INCREMENTAL ENCODER 22 BIT WITH COMMUTATING POSITION (ENCODER IC22DQ) WITH DRIVE-CLIQ INTERFACE DESIGN IM B3 (IM V5, IM V6) SHAFT WITH FITTED KEY HALF-KEY BALANCING BEARING: STANDARD WITH FIXED BEARING, VIBRATION SEVERITY GRADE: R/A, FLANGE ACCURACY: R TERMINAL BOX (ABOVE) CABLE ENTRY ON THE RIGHT SIGNAL CONNECTION D-END | 5516 | TEM | 1 | MC | 106 | 1
1PH81331DF102BB1 | SIMOTICS M COMPACT ASYNCHRONOUS MOTOR 1500RPM, 15KW, 96NM, 34A, 342V 1750RPM,17,5KW, 96NM, 34A, 392V 2000RPM, 20KW, 96NM, 34A, 445V FORCED VENTILATION; DIRECTION OF AIR FLOW NDE --> DE; DEGREE OF PROTECTION IP55 INCREMENTAL ENCODER 22 BIT WITH COMMUTATING POSITION (ENCODER IC22DQ) WITH DRIVE-CLIQ INTERFACE DESIGN IM B3 (IM V5, IM V6) SHAFT WITH FITTED KEY HALF-KEY BALANCING BEARING: STANDARD WITH FIXED BEARING, VIBRATION SEVERITY GRADE: R/A, FLANGE ACCURACY: R TERMINAL BOX (ABOVE) CABLE ENTRY ON THE LEFT SIGNAL CONNECTION D-END | 5516 | TEM | 1 | MC | 106 | 1
1PH81331DF102BE1 | SIMOTICS M COMPACT ASYNCHRONOUS MOTOR 1500RPM, 15KW, 96NM, 34A, 342V 1750RPM,17,5KW, 96NM, 34A, 392V 2000RPM, 20KW, 96NM, 34A, 445V FORCED VENTILATION; DIRECTION OF AIR FLOW NDE --> DE; DEGREE OF PROTECTION IP55 INCREMENTAL ENCODER 22 BIT WITH COMMUTATING POSITION (ENCODER IC22DQ) WITH DRIVE-CLIQ INTERFACE DESIGN IM B3 (IM V5, IM V6) SHAFT WITH FITTED KEY HALF-KEY BALANCING BEARING: STANDARD WITH FIXED BEARING, VIBRATION SEVERITY GRADE: R/A, FLANGE ACCURACY: R POWER CONNECTOR (ABOVE) CABLE ENTRY ON THE RIGHT SIGNAL CONNECTION D-END | 5516 | TEM | 1 | MC | 106 | 1
1PH81331DF102BF1 | SIMOTICS M COMPACT ASYNCHRONOUS MOTOR 1500RPM, 15KW, 96NM, 34A, 342V 1750RPM,17,5KW, 96NM, 34A, 392V 2000RPM, 20KW, 96NM, 34A, 445V FORCED VENTILATION; DIRECTION OF AIR FLOW NDE --> DE; DEGREE OF PROTECTION IP55 INCREMENTAL ENCODER 22 BIT WITH COMMUTATING POSITION (ENCODER IC22DQ) WITH DRIVE-CLIQ INTERFACE DESIGN IM B3 (IM V5, IM V6) SHAFT WITH FITTED KEY HALF-KEY BALANCING BEARING: STANDARD WITH FIXED BEARING, VIBRATION SEVERITY GRADE: R/A, FLANGE ACCURACY: R POWER CONNECTOR(ABOVE) CABLE ENTRY ON THE LEFT SIGNAL CONNECTION D-END | 5516 | TEM | 1 | MC | 106 | 1
1PH81331DF102GA1 | SIMOTICS M COMPACT ASYNCHRONOUS MOTOR 1500RPM, 15KW, 96NM, 34A, 342V 1750RPM,17,5KW, 96NM, 34A, 392V 2000RPM, 20KW, 96NM, 34A, 445V FORCED VENTILATION; DIRECTION OF AIR FLOW NDE --> DE; DEGREE OF PROTECTION IP55 INCREMENTAL ENCODER 22 BIT WITH COMMUTATING POSITION (ENCODER IC22DQ) WITH DRIVE-CLIQ INTERFACE DESIGN IM B3 (IM V5, IM V6) SHAFT WITH FITTED KEY HALF-KEY BALANCING BEARING: STANDARD, VIBRATION SEVERITY GRADE: R/A, SHAFT AND FLANGE ACCURACY: R TERMINAL BOX (ABOVE) CABLE ENTRY ON THE RIGHT SIGNAL CONNECTION D-END | 5231 | TEM | 1 | MC | 106 | 1
1PH81331DF102LA1 | SIMOTICS M COMPACT ASYNCHRONOUS MOTOR 1500RPM, 15KW, 96NM, 34A, 342V 1750RPM,17,5KW, 96NM, 34A, 392V 2000RPM, 20KW, 96NM, 34A, 445V FORCED VENTILATION; DIRECTION OF AIR FLOW NDE --> DE; DEGREE OF PROTECTION IP55 INCREMENTAL ENCODER 22 BIT WITH COMMUTATING POSITION (ENCODER IC22DQ) WITH DRIVE-CLIQ INTERFACE DESIGN IM B3 (IM V5, IM V6) SHAFT WITH FITTED KEY HALF-KEY BALANCING BEARING: PERFORMANCE, VIBRATION SEVERITY GRADE: SPECIAL/B, SHAFT AND FLANGE ACCURACY: SPECIAL TERMINAL BOX (ABOVE) CABLE ENTRY ON THE RIGHT SIGNAL CONNECTION D-END | 6062 | TEM | 1 | MC | 106 | 1
1PH81331DF102LB1 | SIMOTICS M COMPACT ASYNCHRONOUS MOTOR 1500RPM, 15KW, 96NM, 34A, 342V 1750RPM,17,5KW, 96NM, 34A, 392V 2000RPM, 20KW, 96NM, 34A, 445V FORCED VENTILATION; DIRECTION OF AIR FLOW NDE --> DE; DEGREE OF PROTECTION IP55 INCREMENTAL ENCODER 22 BIT WITH COMMUTATING POSITION (ENCODER IC22DQ) WITH DRIVE-CLIQ INTERFACE DESIGN IM B3 (IM V5, IM V6) SHAFT WITH FITTED KEY HALF-KEY BALANCING BEARING: PERFORMANCE, VIBRATION SEVERITY GRADE: SPECIAL/B, SHAFT AND FLANGE ACCURACY: SPECIAL TERMINAL BOX (ABOVE) CABLE ENTRY ON THE LEFT SIGNAL CONNECTION D-END | 6062 | TEM | 1 | MC | 106 | 1
1PH81331DF102LC1 | SIMOTICS M COMPACT ASYNCHRONOUS MOTOR 1500RPM, 15KW, 96NM, 34A, 342V 1750RPM,17,5KW, 96NM, 34A, 392V 2000RPM, 20KW, 96NM, 34A, 445V FORCED VENTILATION; DIRECTION OF AIR FLOW NDE --> DE; DEGREE OF PROTECTION IP55 INCREMENTAL ENCODER 22 BIT WITH COMMUTATING POSITION (ENCODER IC22DQ) WITH DRIVE-CLIQ INTERFACE DESIGN IM B3 (IM V5, IM V6) SHAFT WITH FITTED KEY HALF-KEY BALANCING BEARING: PERFORMANCE, VIBRATION SEVERITY GRADE: SPECIAL/B, SHAFT AND FLANGE ACCURACY: SPECIAL TERMINAL BOX (ABOVE) CABLE ENTRY ON THE ND-END SIGNAL CONNECTION LEFT | 6062 | TEM | 1 | MC | 106 | 1
1PH81331DF120BA1 | SIMOTICS M COMPACT ASYNCHRONOUS MOTOR 1500RPM, 15KW, 96NM, 34A, 342V 1750RPM,17,5KW, 96NM, 34A, 392V 2000RPM, 20KW, 96NM, 34A, 445V FORCED VENTILATION; DIRECTION OF AIR FLOW NDE --> DE; DEGREE OF PROTECTION IP55 INCREMENTAL ENCODER 22 BIT WITH COMMUTATING POSITION (ENCODER IC22DQ) WITH DRIVE-CLIQ INTERFACE DESIGN IM B5 (IMV 1,IM V3) PLAIN SHAFT WITHOUT FITTED KEY; BEARING: STANDARD WITH FIXED BEARING, VIBRATION SEVERITY GRADE: R/A, FLANGE ACCURACY: R TERMINAL BOX (ABOVE) CABLE ENTRY ON THE RIGHT SIGNAL CONNECTION D-END | 5754 | TEM | 1 | MC | 106 | 1
1PH81331DF120BH1 | SIMOTICS M COMPACT ASYNCHRONOUS MOTOR 1500RPM, 15KW, 96NM, 34A, 342V 1750RPM,17,5KW, 96NM, 34A, 392V 2000RPM, 20KW, 96NM, 34A, 445V FORCED VENTILATION; DIRECTION OF AIR FLOW NDE --> DE; DEGREE OF PROTECTION IP55 INCREMENTAL ENCODER 22 BIT WITH COMMUTATING POSITION (ENCODER IC22DQ) WITH DRIVE-CLIQ INTERFACE DESIGN IM B5 (IMV 1,IM V3) PLAIN SHAFT WITHOUT FITTED KEY; BEARING: STANDARD WITH FIXED BEARING, VIBRATION SEVERITY GRADE: R/A, FLANGE ACCURACY: R POWER CONNECTOR (ABOVE) CABLE ENTRY ON THE D-END SIGNAL CONNECTION LEFT | 5754 | TEM | 1 | MC | 106 | 1
1PH81331DF120CA1 | SIMOTICS M COMPACT ASYNCHRONOUS MOTOR 1500RPM, 15KW, 96NM, 34A, 342V 1750RPM,17,5KW, 96NM, 34A, 392V 2000RPM, 20KW, 96NM, 34A, 445V FORCED VENTILATION; DIRECTION OF AIR FLOW NDE --> DE; DEGREE OF PROTECTION IP55 INCREMENTAL ENCODER 22 BIT WITH COMMUTATING POSITION (ENCODER IC22DQ) WITH DRIVE-CLIQ INTERFACE DESIGN IM B5 (IMV 1,IM V3) PLAIN SHAFT WITHOUT FITTED KEY; BEARING: STANDARD WITH FIXED BEARING, VIBRATION SEVERITY GRADE: S/A, SHAFT AND FLANGE ACCURACY: R TERMINAL BOX (ABOVE) CABLE ENTRY ON THE RIGHT SIGNAL CONNECTION D-END | 5949 | TEM | 1 | MC | 106 | 1
1PH81331DF120DB1 | SIMOTICS M COMPACT ASYNCHRONOUS MOTOR 1500RPM, 15KW, 96NM, 34A, 342V 1750RPM,17,5KW, 96NM, 34A, 392V 2000RPM, 20KW, 96NM, 34A, 445V FORCED VENTILATION; DIRECTION OF AIR FLOW NDE --> DE; DEGREE OF PROTECTION IP55 INCREMENTAL ENCODER 22 BIT WITH COMMUTATING POSITION (ENCODER IC22DQ) WITH DRIVE-CLIQ INTERFACE DESIGN IM B5 (IMV 1,IM V3) PLAIN SHAFT WITHOUT FITTED KEY; BEARING: STANDARD WITH FIXED BEARING, VIBRATION SEVERITY GRADE: SR/A, SHAFT AND FLANGE ACCURACY: R TERMINAL BOX (ABOVE) CABLE ENTRY ON THE LEFT SIGNAL CONNECTION D-END | 6019 | TEM | 1 | MC | 106 | 1
1PH81331DF120GA1 | SIMOTICS M COMPACT ASYNCHRONOUS MOTOR 1500RPM, 15KW, 96NM, 34A, 342V 1750RPM,17,5KW, 96NM, 34A, 392V 2000RPM, 20KW, 96NM, 34A, 445V FORCED VENTILATION; DIRECTION OF AIR FLOW NDE --> DE; DEGREE OF PROTECTION IP55 INCREMENTAL ENCODER 22 BIT WITH COMMUTATING POSITION (ENCODER IC22DQ) WITH DRIVE-CLIQ INTERFACE DESIGN IM B5 (IMV 1,IM V3) PLAIN SHAFT WITHOUT FITTED KEY; BEARING: STANDARD, VIBRATION SEVERITY GRADE: R/A, SHAFT AND FLANGE ACCURACY: R TERMINAL BOX (ABOVE) CABLE ENTRY ON THE RIGHT SIGNAL CONNECTION D-END | 5469 | TEM | 1 | MC | 106 | 1
1PH81331DF121BA1 | SIMOTICS M COMPACT ASYNCHRONOUS MOTOR 1500RPM, 15KW, 96NM, 34A, 342V 1750RPM,17,5KW, 96NM, 34A, 392V 2000RPM, 20KW, 96NM, 34A, 445V FORCED VENTILATION; DIRECTION OF AIR FLOW NDE --> DE; DEGREE OF PROTECTION IP55 INCREMENTAL ENCODER 22 BIT WITH COMMUTATING POSITION (ENCODER IC22DQ) WITH DRIVE-CLIQ INTERFACE DESIGN IM B5 (IMV 1,IM V3) SHAFT WITH FITTED KEY FULL-KEY BALANCING BEARING: STANDARD WITH FIXED BEARING, VIBRATION SEVERITY GRADE: R/A, FLANGE ACCURACY: R TERMINAL BOX (ABOVE) CABLE ENTRY ON THE RIGHT SIGNAL CONNECTION D-END | 5754 | TEM | 1 | MC | 106 | 1
1PH81331DF121BE1 | SIMOTICS M COMPACT ASYNCHRONOUS MOTOR 1500RPM, 15KW, 96NM, 34A, 342V 1750RPM,17,5KW, 96NM, 34A, 392V 2000RPM, 20KW, 96NM, 34A, 445V FORCED VENTILATION; DIRECTION OF AIR FLOW NDE --> DE; DEGREE OF PROTECTION IP55 INCREMENTAL ENCODER 22 BIT WITH COMMUTATING POSITION (ENCODER IC22DQ) WITH DRIVE-CLIQ INTERFACE DESIGN IM B5 (IMV 1,IM V3) SHAFT WITH FITTED KEY FULL-KEY BALANCING BEARING: STANDARD WITH FIXED BEARING, VIBRATION SEVERITY GRADE: R/A, FLANGE ACCURACY: R POWER CONNECTOR (ABOVE) CABLE ENTRY ON THE RIGHT SIGNAL CONNECTION D-END | 5754 | TEM | 1 | MC | 106 | 1
1PH81331DF121CA1 | SIMOTICS M COMPACT ASYNCHRONOUS MOTOR 1500RPM, 15KW, 96NM, 34A, 342V 1750RPM,17,5KW, 96NM, 34A, 392V 2000RPM, 20KW, 96NM, 34A, 445V FORCED VENTILATION; DIRECTION OF AIR FLOW NDE --> DE; DEGREE OF PROTECTION IP55 INCREMENTAL ENCODER 22 BIT WITH COMMUTATING POSITION (ENCODER IC22DQ) WITH DRIVE-CLIQ INTERFACE DESIGN IM B5 (IMV 1,IM V3) SHAFT WITH FITTED KEY FULL-KEY BALANCING BEARING: STANDARD WITH FIXED BEARING, VIBRATION SEVERITY GRADE: S/A, SHAFT AND FLANGE ACCURACY: R TERMINAL BOX (ABOVE) CABLE ENTRY ON THE RIGHT SIGNAL CONNECTION D-END | 5949 | TEM | 1 | MC | 106 | 1
1PH81331DF121DA1 | SIMOTICS M COMPACT ASYNCHRONOUS MOTOR 1500RPM, 15KW, 96NM, 34A, 342V 1750RPM,17,5KW, 96NM, 34A, 392V 2000RPM, 20KW, 96NM, 34A, 445V FORCED VENTILATION; DIRECTION OF AIR FLOW NDE --> DE; DEGREE OF PROTECTION IP55 INCREMENTAL ENCODER 22 BIT WITH COMMUTATING POSITION (ENCODER IC22DQ) WITH DRIVE-CLIQ INTERFACE DESIGN IM B5 (IMV 1,IM V3) SHAFT WITH FITTED KEY FULL-KEY BALANCING BEARING: STANDARD WITH FIXED BEARING, VIBRATION SEVERITY GRADE: SR/A, SHAFT AND FLANGE ACCURACY: R TERMINAL BOX (ABOVE) CABLE ENTRY ON THE RIGHT SIGNAL CONNECTION D-END | 6019 | TEM | 1 | MC | 106 | 1
1PH81331DF121QA1 | SIMOTICS M COMPACT ASYNCHRONOUS MOTOR 1500RPM, 15KW, 96NM, 34A, 342V 1750RPM,17,5KW, 96NM, 34A, 392V 2000RPM, 20KW, 96NM, 34A, 445V FORCED VENTILATION; DIRECTION OF AIR FLOW NDE --> DE; DEGREE OF PROTECTION IP55 INCREMENTAL ENCODER 22 BIT WITH COMMUTATING POSITION (ENCODER IC22DQ) WITH DRIVE-CLIQ INTERFACE DESIGN IM B5 (IMV 1,IM V3) SHAFT WITH FITTED KEY FULL-KEY BALANCING BEARING: ADVANCED LIFETIME VIBRATION SEVERITY S/A SHAFT A. FLANGE ACCURACY GR. R TERMINAL BOX (ABOVE) CABLE ENTRY ON THE RIGHT SIGNAL CONNECTION D-END | 6185 | TEM | 1 | MC | 106 | 1
1PH81331DF122BA1 | SIMOTICS M COMPACT ASYNCHRONOUS MOTOR 1500RPM, 15KW, 96NM, 34A, 342V 1750RPM,17,5KW, 96NM, 34A, 392V 2000RPM, 20KW, 96NM, 34A, 445V FORCED VENTILATION; DIRECTION OF AIR FLOW NDE --> DE; DEGREE OF PROTECTION IP55 INCREMENTAL ENCODER 22 BIT WITH COMMUTATING POSITION (ENCODER IC22DQ) WITH DRIVE-CLIQ INTERFACE DESIGN IM B5 (IMV 1,IM V3) SHAFT WITH FITTED KEY HALF-KEY BALANCING BEARING: STANDARD WITH FIXED BEARING, VIBRATION SEVERITY GRADE: R/A, FLANGE ACCURACY: R TERMINAL BOX (ABOVE) CABLE ENTRY ON THE RIGHT SIGNAL CONNECTION D-END | 5754 | TEM | 1 | MC | 106 | 1
1PH81331DF122BB1 | SIMOTICS M COMPACT ASYNCHRONOUS MOTOR 1500RPM, 15KW, 96NM, 34A, 342V 1750RPM,17,5KW, 96NM, 34A, 392V 2000RPM, 20KW, 96NM, 34A, 445V FORCED VENTILATION; DIRECTION OF AIR FLOW NDE --> DE; DEGREE OF PROTECTION IP55 INCREMENTAL ENCODER 22 BIT WITH COMMUTATING POSITION (ENCODER IC22DQ) WITH DRIVE-CLIQ INTERFACE DESIGN IM B5 (IMV 1,IM V3) SHAFT WITH FITTED KEY HALF-KEY BALANCING BEARING: STANDARD WITH FIXED BEARING, VIBRATION SEVERITY GRADE: R/A, FLANGE ACCURACY: R TERMINAL BOX (ABOVE) CABLE ENTRY ON THE LEFT SIGNAL CONNECTION D-END | 5754 | TEM | 1 | MC | 106 | 1
1PH81331DF122BE1 | SIMOTICS M COMPACT ASYNCHRONOUS MOTOR 1500RPM, 15KW, 96NM, 34A, 342V 1750RPM,17,5KW, 96NM, 34A, 392V 2000RPM, 20KW, 96NM, 34A, 445V FORCED VENTILATION; DIRECTION OF AIR FLOW NDE --> DE; DEGREE OF PROTECTION IP55 INCREMENTAL ENCODER 22 BIT WITH COMMUTATING POSITION (ENCODER IC22DQ) WITH DRIVE-CLIQ INTERFACE DESIGN IM B5 (IMV 1,IM V3) SHAFT WITH FITTED KEY HALF-KEY BALANCING BEARING: STANDARD WITH FIXED BEARING, VIBRATION SEVERITY GRADE: R/A, FLANGE ACCURACY: R POWER CONNECTOR (ABOVE) CABLE ENTRY ON THE RIGHT SIGNAL CONNECTION D-END | 5754 | TEM | 1 | MC | 106 | 1
1PH81331DF122CA1 | SIMOTICS M COMPACT ASYNCHRONOUS MOTOR 1500RPM, 15KW, 96NM, 34A, 342V 1750RPM,17,5KW, 96NM, 34A, 392V 2000RPM, 20KW, 96NM, 34A, 445V FORCED VENTILATION; DIRECTION OF AIR FLOW NDE --> DE; DEGREE OF PROTECTION IP55 INCREMENTAL ENCODER 22 BIT WITH COMMUTATING POSITION (ENCODER IC22DQ) WITH DRIVE-CLIQ INTERFACE DESIGN IM B5 (IMV 1,IM V3) SHAFT WITH FITTED KEY HALF-KEY BALANCING BEARING: STANDARD WITH FIXED BEARING, VIBRATION SEVERITY GRADE: S/A, SHAFT AND FLANGE ACCURACY: R TERMINAL BOX (ABOVE) CABLE ENTRY ON THE RIGHT SIGNAL CONNECTION D-END | 5949 | TEM | 1 | MC | 106 | 1
1PH81331DF122CE1 | SIMOTICS M COMPACT ASYNCHRONOUS MOTOR 1500RPM, 15KW, 96NM, 34A, 342V 1750RPM,17,5KW, 96NM, 34A, 392V 2000RPM, 20KW, 96NM, 34A, 445V FORCED VENTILATION; DIRECTION OF AIR FLOW NDE --> DE; DEGREE OF PROTECTION IP55 INCREMENTAL ENCODER 22 BIT WITH COMMUTATING POSITION (ENCODER IC22DQ) WITH DRIVE-CLIQ INTERFACE DESIGN IM B5 (IMV 1,IM V3) SHAFT WITH FITTED KEY HALF-KEY BALANCING BEARING: STANDARD WITH FIXED BEARING, VIBRATION SEVERITY GRADE: S/A, SHAFT AND FLANGE ACCURACY: R POWER CONNECTOR (ABOVE) CABLE ENTRY ON THE RIGHT SIGNAL CONNECTION D-END | 5949 | TEM | 1 | MC | 106 | 1
1PH81331DF122DA1 | SIMOTICS M COMPACT ASYNCHRONOUS MOTOR 1500RPM, 15KW, 96NM, 34A, 342V 1750RPM,17,5KW, 96NM, 34A, 392V 2000RPM, 20KW, 96NM, 34A, 445V FORCED VENTILATION; DIRECTION OF AIR FLOW NDE --> DE; DEGREE OF PROTECTION IP55 INCREMENTAL ENCODER 22 BIT WITH COMMUTATING POSITION (ENCODER IC22DQ) WITH DRIVE-CLIQ INTERFACE DESIGN IM B5 (IMV 1,IM V3) SHAFT WITH FITTED KEY HALF-KEY BALANCING BEARING: STANDARD WITH FIXED BEARING, VIBRATION SEVERITY GRADE: SR/A, SHAFT AND FLANGE ACCURACY: R TERMINAL BOX (ABOVE) CABLE ENTRY ON THE RIGHT SIGNAL CONNECTION D-END | 6019 | TEM | 1 | MC | 106 | 1
1PH81331DF122LC1 | SIMOTICS M COMPACT ASYNCHRONOUS MOTOR 1500RPM, 15KW, 96NM, 34A, 342V 1750RPM,17,5KW, 96NM, 34A, 392V 2000RPM, 20KW, 96NM, 34A, 445V FORCED VENTILATION; DIRECTION OF AIR FLOW NDE --> DE; DEGREE OF PROTECTION IP55 INCREMENTAL ENCODER 22 BIT WITH COMMUTATING POSITION (ENCODER IC22DQ) WITH DRIVE-CLIQ INTERFACE DESIGN IM B5 (IMV 1,IM V3) SHAFT WITH FITTED KEY HALF-KEY BALANCING BEARING: PERFORMANCE, VIBRATION SEVERITY GRADE: SPECIAL/B, SHAFT AND FLANGE ACCURACY: SPECIAL TERMINAL BOX (ABOVE) CABLE ENTRY ON THE ND-END SIGNAL CONNECTION LEFT | 6301 | TEM | 1 | MC | 106 | 1
1PH81331DF130BB1 | SIMOTICS M COMPACT ASYNCHRONOUS MOTOR 1500RPM, 15KW, 96NM, 34A, 342V 1750RPM,17,5KW, 96NM, 34A, 392V 2000RPM, 20KW, 96NM, 34A, 445V FORCED VENTILATION; DIRECTION OF AIR FLOW NDE --> DE; DEGREE OF PROTECTION IP55 INCREMENTAL ENCODER 22 BIT WITH COMMUTATING POSITION (ENCODER IC22DQ) WITH DRIVE-CLIQ INTERFACE DESIGN IM B35 (IM V15, IM V35) PLAIN SHAFT WITHOUT FITTED KEY; BEARING: STANDARD WITH FIXED BEARING, VIBRATION SEVERITY GRADE: R/A, FLANGE ACCURACY: R TERMINAL BOX (ABOVE) CABLE ENTRY ON THE LEFT SIGNAL CONNECTION D-END | 6058 | TEM | 1 | MC | 106 | 1
1PH81331DF131BA1 | SIMOTICS M COMPACT ASYNCHRONOUS MOTOR 1500RPM, 15KW, 96NM, 34A, 342V 1750RPM,17,5KW, 96NM, 34A, 392V 2000RPM, 20KW, 96NM, 34A, 445V FORCED VENTILATION; DIRECTION OF AIR FLOW NDE --> DE; DEGREE OF PROTECTION IP55 INCREMENTAL ENCODER 22 BIT WITH COMMUTATING POSITION (ENCODER IC22DQ) WITH DRIVE-CLIQ INTERFACE DESIGN IM B35 (IM V15, IM V35) SHAFT WITH FITTED KEY FULL-KEY BALANCING BEARING: STANDARD WITH FIXED BEARING, VIBRATION SEVERITY GRADE: R/A, FLANGE ACCURACY: R TERMINAL BOX (ABOVE) CABLE ENTRY ON THE RIGHT SIGNAL CONNECTION D-END | 6058 | TEM | 1 | MC | 106 | 1
1PH81331DF131BB1 | SIMOTICS M COMPACT ASYNCHRONOUS MOTOR 1500RPM, 15KW, 96NM, 34A, 342V 1750RPM,17,5KW, 96NM, 34A, 392V 2000RPM, 20KW, 96NM, 34A, 445V FORCED VENTILATION; DIRECTION OF AIR FLOW NDE --> DE; DEGREE OF PROTECTION IP55 INCREMENTAL ENCODER 22 BIT WITH COMMUTATING POSITION (ENCODER IC22DQ) WITH DRIVE-CLIQ INTERFACE DESIGN IM B35 (IM V15, IM V35) SHAFT WITH FITTED KEY FULL-KEY BALANCING BEARING: STANDARD WITH FIXED BEARING, VIBRATION SEVERITY GRADE: R/A, FLANGE ACCURACY: R TERMINAL BOX (ABOVE) CABLE ENTRY ON THE LEFT SIGNAL CONNECTION D-END | 6058 | TEM | 1 | MC | 106 | 1
1PH81331DF132BA1 | SIMOTICS M COMPACT ASYNCHRONOUS MOTOR 1500RPM, 15KW, 96NM, 34A, 342V 1750RPM,17,5KW, 96NM, 34A, 392V 2000RPM, 20KW, 96NM, 34A, 445V FORCED VENTILATION; DIRECTION OF AIR FLOW NDE --> DE; DEGREE OF PROTECTION IP55 INCREMENTAL ENCODER 22 BIT WITH COMMUTATING POSITION (ENCODER IC22DQ) WITH DRIVE-CLIQ INTERFACE DESIGN IM B35 (IM V15, IM V35) SHAFT WITH FITTED KEY HALF-KEY BALANCING BEARING: STANDARD WITH FIXED BEARING, VIBRATION SEVERITY GRADE: R/A, FLANGE ACCURACY: R TERMINAL BOX (ABOVE) CABLE ENTRY ON THE RIGHT SIGNAL CONNECTION D-END | 6058 | TEM | 1 | MC | 106 | 1
1PH81331DF132BE1 | SIMOTICS M COMPACT ASYNCHRONOUS MOTOR 1500RPM, 15KW, 96NM, 34A, 342V 1750RPM,17,5KW, 96NM, 34A, 392V 2000RPM, 20KW, 96NM, 34A, 445V FORCED VENTILATION; DIRECTION OF AIR FLOW NDE --> DE; DEGREE OF PROTECTION IP55 INCREMENTAL ENCODER 22 BIT WITH COMMUTATING POSITION (ENCODER IC22DQ) WITH DRIVE-CLIQ INTERFACE DESIGN IM B35 (IM V15, IM V35) SHAFT WITH FITTED KEY HALF-KEY BALANCING BEARING: STANDARD WITH FIXED BEARING, VIBRATION SEVERITY GRADE: R/A, FLANGE ACCURACY: R POWER CONNECTOR (ABOVE) CABLE ENTRY ON THE RIGHT SIGNAL CONNECTION D-END | 6058 | TEM | 1 | MC | 106 | 1
1PH81331DF132GA1 | SIMOTICS M COMPACT ASYNCHRONOUS MOTOR 1500RPM, 15KW, 96NM, 34A, 342V 1750RPM,17,5KW, 96NM, 34A, 392V 2000RPM, 20KW, 96NM, 34A, 445V FORCED VENTILATION; DIRECTION OF AIR FLOW NDE --> DE; DEGREE OF PROTECTION IP55 INCREMENTAL ENCODER 22 BIT WITH COMMUTATING POSITION (ENCODER IC22DQ) WITH DRIVE-CLIQ INTERFACE DESIGN IM B35 (IM V15, IM V35) SHAFT WITH FITTED KEY HALF-KEY BALANCING BEARING: STANDARD, VIBRATION SEVERITY GRADE: R/A, SHAFT AND FLANGE ACCURACY: R TERMINAL BOX (ABOVE) CABLE ENTRY ON THE RIGHT SIGNAL CONNECTION D-END | 5773 | TEM | 1 | MC | 106 | 1
1PH81331DF200BC1 | SIMOTICS M COMPACT ASYNCHRONOUS MOTOR 1500RPM, 17KW, 108NM, 38A, 345V 1750RPM, 19,5KW, 106NM, 38A, 40 2000RPM, 22,5KW, 107NM, 38A, 45 WATER COOLING DEGREE OF PROTECTION IP65 INCREMENTAL ENCODER 22 BIT WITH COMMUTATING POSITION (ENCODER IC22DQ) WITH DRIVE-CLIQ INTERFACE DESIGN IM B3 (IM V5, IM V6) PLAIN SHAFT WITHOUT FITTED KEY; BEARING: STANDARD WITH FIXED BEARING, VIBRATION SEVERITY GRADE: R/A, FLANGE ACCURACY: R TERMINAL BOX (ABOVE) CABLE ENTRY ON THE ND-END SIGNAL CONNECTION LEFT | 6322 | TEM | 1 | MC | 123 | 1
1PH81331DF200DC1 | SIMOTICS M COMPACT ASYNCHRONOUS MOTOR 1500RPM, 17KW, 108NM, 38A, 345V 1750RPM, 19,5KW, 106NM, 38A, 40 2000RPM, 22,5KW, 107NM, 38A, 45 WATER COOLING DEGREE OF PROTECTION IP65 INCREMENTAL ENCODER 22 BIT WITH COMMUTATING POSITION (ENCODER IC22DQ) WITH DRIVE-CLIQ INTERFACE DESIGN IM B3 (IM V5, IM V6) PLAIN SHAFT WITHOUT FITTED KEY; BEARING: STANDARD WITH FIXED BEARING, VIBRATION SEVERITY GRADE: SR/A, SHAFT AND FLANGE ACCURACY: R TERMINAL BOX (ABOVE) CABLE ENTRY ON THE ND-END SIGNAL CONNECTION LEFT | 6587 | TEM | 1 | MC | 123 | 1
1PH81331DF200DF1 | SIMOTICS M COMPACT ASYNCHRONOUS MOTOR 1500RPM, 17KW, 108NM, 38A, 345V 1750RPM, 19,5KW, 106NM, 38A, 40 2000RPM, 22,5KW, 107NM, 38A, 45 WATER COOLING DEGREE OF PROTECTION IP65 INCREMENTAL ENCODER 22 BIT WITH COMMUTATING POSITION (ENCODER IC22DQ) WITH DRIVE-CLIQ INTERFACE DESIGN IM B3 (IM V5, IM V6) PLAIN SHAFT WITHOUT FITTED KEY; BEARING: STANDARD WITH FIXED BEARING, VIBRATION SEVERITY GRADE: SR/A, SHAFT AND FLANGE ACCURACY: R POWER CONNECTOR(ABOVE) CABLE ENTRY ON THE LEFT SIGNAL CONNECTION D-END | 6587 | TEM | 1 | MC | 123 | 1
1PH81331DF201CB1 | SIMOTICS M COMPACT ASYNCHRONOUS MOTOR 1500RPM, 17KW, 108NM, 38A, 345V 1750RPM, 19,5KW, 106NM, 38A, 40 2000RPM, 22,5KW, 107NM, 38A, 45 WATER COOLING DEGREE OF PROTECTION IP65 INCREMENTAL ENCODER 22 BIT WITH COMMUTATING POSITION (ENCODER IC22DQ) WITH DRIVE-CLIQ INTERFACE DESIGN IM B3 (IM V5, IM V6) SHAFT WITH FITTED KEY FULL-KEY BALANCING BEARING: STANDARD WITH FIXED BEARING, VIBRATION SEVERITY GRADE: S/A, SHAFT AND FLANGE ACCURACY: R TERMINAL BOX (ABOVE) CABLE ENTRY ON THE LEFT SIGNAL CONNECTION D-END | 6517 | TEM | 1 | MC | 123 | 1
1PH81331DF220DC1 | SIMOTICS M COMPACT ASYNCHRONOUS MOTOR 1500RPM, 17KW, 108NM, 38A, 345V 1750RPM, 19,5KW, 106NM, 38A, 40 2000RPM, 22,5KW, 107NM, 38A, 45 WATER COOLING DEGREE OF PROTECTION IP65 INCREMENTAL ENCODER 22 BIT WITH COMMUTATING POSITION (ENCODER IC22DQ) WITH DRIVE-CLIQ INTERFACE DESIGN IM B5 (IMV 1,IM V3) PLAIN SHAFT WITHOUT FITTED KEY; BEARING: STANDARD WITH FIXED BEARING, VIBRATION SEVERITY GRADE: SR/A, SHAFT AND FLANGE ACCURACY: R TERMINAL BOX (ABOVE) CABLE ENTRY ON THE ND-END SIGNAL CONNECTION LEFT | 6825 | TEM | 1 | MC | 123 | 1
1PH81331DF220FG1 | SIMOTICS M COMPACT ASYNCHRONOUS MOTOR 1500RPM, 17KW, 108NM, 38A, 345V 1750RPM, 19,5KW, 106NM, 38A, 40 2000RPM, 22,5KW, 107NM, 38A, 45 WATER COOLING DEGREE OF PROTECTION IP65 INCREMENTAL ENCODER 22 BIT WITH COMMUTATING POSITION (ENCODER IC22DQ) WITH DRIVE-CLIQ INTERFACE DESIGN IM B5 (IMV 1,IM V3) PLAIN SHAFT WITHOUT FITTED KEY; BEARING: INCREASED RADIAL FORCES, VIBRATION SEVERITY GRADE: R/A, SHAFT AND FLANGE ACCURACY: R POWER CONNECTOR (ABOVE) CABLE ENTRY ON THE ND-END SIGNAL CONNECTION LEFT | 6691 | TEM | 1 | MC | 123 | 1
1PH81331DF220LA1 | SIMOTICS M COMPACT ASYNCHRONOUS MOTOR 1500RPM, 17KW, 108NM, 38A, 345V 1750RPM, 19,5KW, 106NM, 38A, 40 2000RPM, 22,5KW, 107NM, 38A, 45 WATER COOLING DEGREE OF PROTECTION IP65 INCREMENTAL ENCODER 22 BIT WITH COMMUTATING POSITION (ENCODER IC22DQ) WITH DRIVE-CLIQ INTERFACE DESIGN IM B5 (IMV 1,IM V3) PLAIN SHAFT WITHOUT FITTED KEY; BEARING: PERFORMANCE, VIBRATION SEVERITY GRADE: SPECIAL/B, SHAFT AND FLANGE ACCURACY: SPECIAL TERMINAL BOX (ABOVE) CABLE ENTRY ON THE RIGHT SIGNAL CONNECTION D-END | 7107 | TEM | 1 | MC | 123 | 1
1PH81331DF221BC1 | SIMOTICS M COMPACT ASYNCHRONOUS MOTOR 1500RPM, 17KW, 108NM, 38A, 345V 1750RPM, 19,5KW, 106NM, 38A, 40 2000RPM, 22,5KW, 107NM, 38A, 45 WATER COOLING DEGREE OF PROTECTION IP65 INCREMENTAL ENCODER 22 BIT WITH COMMUTATING POSITION (ENCODER IC22DQ) WITH DRIVE-CLIQ INTERFACE DESIGN IM B5 (IMV 1,IM V3) SHAFT WITH FITTED KEY FULL-KEY BALANCING BEARING: STANDARD WITH FIXED BEARING, VIBRATION SEVERITY GRADE: R/A, FLANGE ACCURACY: R TERMINAL BOX (ABOVE) CABLE ENTRY ON THE ND-END SIGNAL CONNECTION LEFT | 6560 | TEM | 1 | MC | 123 | 1
1PH81331DF222BA1 | SIMOTICS M COMPACT ASYNCHRONOUS MOTOR 1500RPM, 17KW, 108NM, 38A, 345V 1750RPM, 19,5KW, 106NM, 38A, 40 2000RPM, 22,5KW, 107NM, 38A, 45 WATER COOLING DEGREE OF PROTECTION IP65 INCREMENTAL ENCODER 22 BIT WITH COMMUTATING POSITION (ENCODER IC22DQ) WITH DRIVE-CLIQ INTERFACE DESIGN IM B5 (IMV 1,IM V3) SHAFT WITH FITTED KEY HALF-KEY BALANCING BEARING: STANDARD WITH FIXED BEARING, VIBRATION SEVERITY GRADE: R/A, FLANGE ACCURACY: R TERMINAL BOX (ABOVE) CABLE ENTRY ON THE RIGHT SIGNAL CONNECTION D-END | 6560 | TEM | 1 | MC | 123 | 1
1PH81331DF230BA1 | SIMOTICS M COMPACT ASYNCHRONOUS MOTOR 1500RPM, 17KW, 108NM, 38A, 345V 1750RPM, 19,5KW, 106NM, 38A, 40 2000RPM, 22,5KW, 107NM, 38A, 45 WATER COOLING DEGREE OF PROTECTION IP65 INCREMENTAL ENCODER 22 BIT WITH COMMUTATING POSITION (ENCODER IC22DQ) WITH DRIVE-CLIQ INTERFACE DESIGN IM B35 (IM V15, IM V35) PLAIN SHAFT WITHOUT FITTED KEY; BEARING: STANDARD WITH FIXED BEARING, VIBRATION SEVERITY GRADE: R/A, FLANGE ACCURACY: R TERMINAL BOX (ABOVE) CABLE ENTRY ON THE RIGHT SIGNAL CONNECTION D-END | 6864 | TEM | 1 | MC | 123 | 1
1PH81331DF230BB1 | SIMOTICS M COMPACT ASYNCHRONOUS MOTOR 1500RPM, 17KW, 108NM, 38A, 345V 1750RPM, 19,5KW, 106NM, 38A, 40 2000RPM, 22,5KW, 107NM, 38A, 45 WATER COOLING DEGREE OF PROTECTION IP65 INCREMENTAL ENCODER 22 BIT WITH COMMUTATING POSITION (ENCODER IC22DQ) WITH DRIVE-CLIQ INTERFACE DESIGN IM B35 (IM V15, IM V35) PLAIN SHAFT WITHOUT FITTED KEY; BEARING: STANDARD WITH FIXED BEARING, VIBRATION SEVERITY GRADE: R/A, FLANGE ACCURACY: R TERMINAL BOX (ABOVE) CABLE ENTRY ON THE LEFT SIGNAL CONNECTION D-END | 6864 | TEM | 1 | MC | 123 | 1
1PH81331DF231BA1 | SIMOTICS M COMPACT ASYNCHRONOUS MOTOR 1500RPM, 17KW, 108NM, 38A, 345V 1750RPM, 19,5KW, 106NM, 38A, 40 2000RPM, 22,5KW, 107NM, 38A, 45 WATER COOLING DEGREE OF PROTECTION IP65 INCREMENTAL ENCODER 22 BIT WITH COMMUTATING POSITION (ENCODER IC22DQ) WITH DRIVE-CLIQ INTERFACE DESIGN IM B35 (IM V15, IM V35) SHAFT WITH FITTED KEY FULL-KEY BALANCING BEARING: STANDARD WITH FIXED BEARING, VIBRATION SEVERITY GRADE: R/A, FLANGE ACCURACY: R TERMINAL BOX (ABOVE) CABLE ENTRY ON THE RIGHT SIGNAL CONNECTION D-END | 6864 | TEM | 1 | MC | 123 | 1
1PH81331DG000BA1 | SIMOTICS M COMPACT ASYNCHRONOUS MOTOR 2000RPM, 20KW, 96NM, 45A, 350V 2300RPM,22,5KW, 93NM, 44A, 400V 2650RPM, 24KW, 86NM, 41A, 456V FORCED VENTILATION; DIRECTION OF AIR FLOW DE --> NDE; DEGREE OF PROTECTION IP55 INCREMENTAL ENCODER 22 BIT WITH COMMUTATING POSITION (ENCODER IC22DQ) WITH DRIVE-CLIQ INTERFACE DESIGN IM B3 (IM V5, IM V6) PLAIN SHAFT WITHOUT FITTED KEY; BEARING: STANDARD WITH FIXED BEARING, VIBRATION SEVERITY GRADE: R/A, FLANGE ACCURACY: R TERMINAL BOX (ABOVE) CABLE ENTRY ON THE RIGHT SIGNAL CONNECTION D-END | 5516 | TEM | 1 | MC | 106 | 1
1PH81331DG000BH1 | SIMOTICS M COMPACT ASYNCHRONOUS MOTOR 2000RPM, 20KW, 96NM, 45A, 350V 2300RPM,22,5KW, 93NM, 44A, 400V 2650RPM, 24KW, 86NM, 41A, 456V FORCED VENTILATION; DIRECTION OF AIR FLOW DE --> NDE; DEGREE OF PROTECTION IP55 INCREMENTAL ENCODER 22 BIT WITH COMMUTATING POSITION (ENCODER IC22DQ) WITH DRIVE-CLIQ INTERFACE DESIGN IM B3 (IM V5, IM V6) PLAIN SHAFT WITHOUT FITTED KEY; BEARING: STANDARD WITH FIXED BEARING, VIBRATION SEVERITY GRADE: R/A, FLANGE ACCURACY: R POWER CONNECTOR (ABOVE) CABLE ENTRY ON THE D-END SIGNAL CONNECTION LEFT | 5516 | TEM | 1 | MC | 106 | 1
1PH81331DG000CA1 | SIMOTICS M COMPACT ASYNCHRONOUS MOTOR 2000RPM, 20KW, 96NM, 45A, 350V 2300RPM,22,5KW, 93NM, 44A, 400V 2650RPM, 24KW, 86NM, 41A, 456V FORCED VENTILATION; DIRECTION OF AIR FLOW DE --> NDE; DEGREE OF PROTECTION IP55 INCREMENTAL ENCODER 22 BIT WITH COMMUTATING POSITION (ENCODER IC22DQ) WITH DRIVE-CLIQ INTERFACE DESIGN IM B3 (IM V5, IM V6) PLAIN SHAFT WITHOUT FITTED KEY; BEARING: STANDARD WITH FIXED BEARING, VIBRATION SEVERITY GRADE: S/A, SHAFT AND FLANGE ACCURACY: R TERMINAL BOX (ABOVE) CABLE ENTRY ON THE RIGHT SIGNAL CONNECTION D-END | 5711 | TEM | 1 | MC | 106 | 1
1PH81331DG000DA1 | SIMOTICS M COMPACT ASYNCHRONOUS MOTOR 2000RPM, 20KW, 96NM, 45A, 350V 2300RPM,22,5KW, 93NM, 44A, 400V 2650RPM, 24KW, 86NM, 41A, 456V FORCED VENTILATION; DIRECTION OF AIR FLOW DE --> NDE; DEGREE OF PROTECTION IP55 INCREMENTAL ENCODER 22 BIT WITH COMMUTATING POSITION (ENCODER IC22DQ) WITH DRIVE-CLIQ INTERFACE DESIGN IM B3 (IM V5, IM V6) PLAIN SHAFT WITHOUT FITTED KEY; BEARING: STANDARD WITH FIXED BEARING, VIBRATION SEVERITY GRADE: SR/A, SHAFT AND FLANGE ACCURACY: R TERMINAL BOX (ABOVE) CABLE ENTRY ON THE RIGHT SIGNAL CONNECTION D-END | 5781 | TEM | 1 | MC | 106 | 1
1PH81331DG001BA1 | SIMOTICS M COMPACT ASYNCHRONOUS MOTOR 2000RPM, 20KW, 96NM, 45A, 350V 2300RPM,22,5KW, 93NM, 44A, 400V 2650RPM, 24KW, 86NM, 41A, 456V FORCED VENTILATION; DIRECTION OF AIR FLOW DE --> NDE; DEGREE OF PROTECTION IP55 INCREMENTAL ENCODER 22 BIT WITH COMMUTATING POSITION (ENCODER IC22DQ) WITH DRIVE-CLIQ INTERFACE DESIGN IM B3 (IM V5, IM V6) SHAFT WITH FITTED KEY FULL-KEY BALANCING BEARING: STANDARD WITH FIXED BEARING, VIBRATION SEVERITY GRADE: R/A, FLANGE ACCURACY: R TERMINAL BOX (ABOVE) CABLE ENTRY ON THE RIGHT SIGNAL CONNECTION D-END | 5516 | TEM | 1 | MC | 106 | 1
1PH81331DG001BE1 | SIMOTICS M COMPACT ASYNCHRONOUS MOTOR 2000RPM, 20KW, 96NM, 45A, 350V 2300RPM,22,5KW, 93NM, 44A, 400V 2650RPM, 24KW, 86NM, 41A, 456V FORCED VENTILATION; DIRECTION OF AIR FLOW DE --> NDE; DEGREE OF PROTECTION IP55 INCREMENTAL ENCODER 22 BIT WITH COMMUTATING POSITION (ENCODER IC22DQ) WITH DRIVE-CLIQ INTERFACE DESIGN IM B3 (IM V5, IM V6) SHAFT WITH FITTED KEY FULL-KEY BALANCING BEARING: STANDARD WITH FIXED BEARING, VIBRATION SEVERITY GRADE: R/A, FLANGE ACCURACY: R POWER CONNECTOR (ABOVE) CABLE ENTRY ON THE RIGHT SIGNAL CONNECTION D-END | 5516 | TEM | 1 | MC | 106 | 1
1PH81331DG001BG1 | SIMOTICS M COMPACT ASYNCHRONOUS MOTOR 2000RPM, 20KW, 96NM, 45A, 350V 2300RPM,22,5KW, 93NM, 44A, 400V 2650RPM, 24KW, 86NM, 41A, 456V FORCED VENTILATION; DIRECTION OF AIR FLOW DE --> NDE; DEGREE OF PROTECTION IP55 INCREMENTAL ENCODER 22 BIT WITH COMMUTATING POSITION (ENCODER IC22DQ) WITH DRIVE-CLIQ INTERFACE DESIGN IM B3 (IM V5, IM V6) SHAFT WITH FITTED KEY FULL-KEY BALANCING BEARING: STANDARD WITH FIXED BEARING, VIBRATION SEVERITY GRADE: R/A, FLANGE ACCURACY: R POWER CONNECTOR (ABOVE) CABLE ENTRY ON THE ND-END SIGNAL CONNECTION LEFT | 5516 | TEM | 1 | MC | 106 | 1
1PH81331DG001CA1 | SIMOTICS M COMPACT ASYNCHRONOUS MOTOR 2000RPM, 20KW, 96NM, 45A, 350V 2300RPM,22,5KW, 93NM, 44A, 400V 2650RPM, 24KW, 86NM, 41A, 456V FORCED VENTILATION; DIRECTION OF AIR FLOW DE --> NDE; DEGREE OF PROTECTION IP55 INCREMENTAL ENCODER 22 BIT WITH COMMUTATING POSITION (ENCODER IC22DQ) WITH DRIVE-CLIQ INTERFACE DESIGN IM B3 (IM V5, IM V6) SHAFT WITH FITTED KEY FULL-KEY BALANCING BEARING: STANDARD WITH FIXED BEARING, VIBRATION SEVERITY GRADE: S/A, SHAFT AND FLANGE ACCURACY: R TERMINAL BOX (ABOVE) CABLE ENTRY ON THE RIGHT SIGNAL CONNECTION D-END | 5711 | TEM | 1 | MC | 106 | 1
1PH81331DG001DC1 | SIMOTICS M COMPACT ASYNCHRONOUS MOTOR 2000RPM, 20KW, 96NM, 45A, 350V 2300RPM,22,5KW, 93NM, 44A, 400V 2650RPM, 24KW, 86NM, 41A, 456V FORCED VENTILATION; DIRECTION OF AIR FLOW DE --> NDE; DEGREE OF PROTECTION IP55 INCREMENTAL ENCODER 22 BIT WITH COMMUTATING POSITION (ENCODER IC22DQ) WITH DRIVE-CLIQ INTERFACE DESIGN IM B3 (IM V5, IM V6) SHAFT WITH FITTED KEY FULL-KEY BALANCING BEARING: STANDARD WITH FIXED BEARING, VIBRATION SEVERITY GRADE: SR/A, SHAFT AND FLANGE ACCURACY: R TERMINAL BOX (ABOVE) CABLE ENTRY ON THE ND-END SIGNAL CONNECTION LEFT | 5781 | TEM | 1 | MC | 106 | 1
1PH81331DG002BA1 | SIMOTICS M COMPACT ASYNCHRONOUS MOTOR 2000RPM, 20KW, 96NM, 45A, 350V 2300RPM,22,5KW, 93NM, 44A, 400V 2650RPM, 24KW, 86NM, 41A, 456V FORCED VENTILATION; DIRECTION OF AIR FLOW DE --> NDE; DEGREE OF PROTECTION IP55 INCREMENTAL ENCODER 22 BIT WITH COMMUTATING POSITION (ENCODER IC22DQ) WITH DRIVE-CLIQ INTERFACE DESIGN IM B3 (IM V5, IM V6) SHAFT WITH FITTED KEY HALF-KEY BALANCING BEARING: STANDARD WITH FIXED BEARING, VIBRATION SEVERITY GRADE: R/A, FLANGE ACCURACY: R TERMINAL BOX (ABOVE) CABLE ENTRY ON THE RIGHT SIGNAL CONNECTION D-END | 5516 | TEM | 1 | MC | 106 | 1
1PH81331DG002BB1 | SIMOTICS M COMPACT ASYNCHRONOUS MOTOR 2000RPM, 20KW, 96NM, 45A, 350V 2300RPM,22,5KW, 93NM, 44A, 400V 2650RPM, 24KW, 86NM, 41A, 456V FORCED VENTILATION; DIRECTION OF AIR FLOW DE --> NDE; DEGREE OF PROTECTION IP55 INCREMENTAL ENCODER 22 BIT WITH COMMUTATING POSITION (ENCODER IC22DQ) WITH DRIVE-CLIQ INTERFACE DESIGN IM B3 (IM V5, IM V6) SHAFT WITH FITTED KEY HALF-KEY BALANCING BEARING: STANDARD WITH FIXED BEARING, VIBRATION SEVERITY GRADE: R/A, FLANGE ACCURACY: R TERMINAL BOX (ABOVE) CABLE ENTRY ON THE LEFT SIGNAL CONNECTION D-END | 5516 | TEM | 1 | MC | 106 | 1
1PH81331DG002DA1 | SIMOTICS M COMPACT ASYNCHRONOUS MOTOR 2000RPM, 20KW, 96NM, 45A, 350V 2300RPM,22,5KW, 93NM, 44A, 400V 2650RPM, 24KW, 86NM, 41A, 456V FORCED VENTILATION; DIRECTION OF AIR FLOW DE --> NDE; DEGREE OF PROTECTION IP55 INCREMENTAL ENCODER 22 BIT WITH COMMUTATING POSITION (ENCODER IC22DQ) WITH DRIVE-CLIQ INTERFACE DESIGN IM B3 (IM V5, IM V6) SHAFT WITH FITTED KEY HALF-KEY BALANCING BEARING: STANDARD WITH FIXED BEARING, VIBRATION SEVERITY GRADE: SR/A, SHAFT AND FLANGE ACCURACY: R TERMINAL BOX (ABOVE) CABLE ENTRY ON THE RIGHT SIGNAL CONNECTION D-END | 5781 | TEM | 1 | MC | 106 | 1
1PH81331DG002GA1 | SIMOTICS M COMPACT ASYNCHRONOUS MOTOR 2000RPM, 20KW, 96NM, 45A, 350V 2300RPM,22,5KW, 93NM, 44A, 400V 2650RPM, 24KW, 86NM, 41A, 456V FORCED VENTILATION; DIRECTION OF AIR FLOW DE --> NDE; DEGREE OF PROTECTION IP55 INCREMENTAL ENCODER 22 BIT WITH COMMUTATING POSITION (ENCODER IC22DQ) WITH DRIVE-CLIQ INTERFACE DESIGN IM B3 (IM V5, IM V6) SHAFT WITH FITTED KEY HALF-KEY BALANCING BEARING: STANDARD, VIBRATION SEVERITY GRADE: R/A, SHAFT AND FLANGE ACCURACY: R TERMINAL BOX (ABOVE) CABLE ENTRY ON THE RIGHT SIGNAL CONNECTION D-END | 5231 | TEM | 1 | MC | 106 | 1
1PH81331DG002LA1 | SIMOTICS M COMPACT ASYNCHRONOUS MOTOR 2000RPM, 20KW, 96NM, 45A, 350V 2300RPM,22,5KW, 93NM, 44A, 400V 2650RPM, 24KW, 86NM, 41A, 456V FORCED VENTILATION; DIRECTION OF AIR FLOW DE --> NDE; DEGREE OF PROTECTION IP55 INCREMENTAL ENCODER 22 BIT WITH COMMUTATING POSITION (ENCODER IC22DQ) WITH DRIVE-CLIQ INTERFACE DESIGN IM B3 (IM V5, IM V6) SHAFT WITH FITTED KEY HALF-KEY BALANCING BEARING: PERFORMANCE, VIBRATION SEVERITY GRADE: SPECIAL/B, SHAFT AND FLANGE ACCURACY: SPECIAL TERMINAL BOX (ABOVE) CABLE ENTRY ON THE RIGHT SIGNAL CONNECTION D-END | 6062 | TEM | 1 | MC | 106 | 1
1PH81331DG002LE1 | SIMOTICS M COMPACT ASYNCHRONOUS MOTOR 2000RPM, 20KW, 96NM, 45A, 350V 2300RPM,22,5KW, 93NM, 44A, 400V 2650RPM, 24KW, 86NM, 41A, 456V FORCED VENTILATION; DIRECTION OF AIR FLOW DE --> NDE; DEGREE OF PROTECTION IP55 INCREMENTAL ENCODER 22 BIT WITH COMMUTATING POSITION (ENCODER IC22DQ) WITH DRIVE-CLIQ INTERFACE DESIGN IM B3 (IM V5, IM V6) SHAFT WITH FITTED KEY HALF-KEY BALANCING BEARING: PERFORMANCE, VIBRATION SEVERITY GRADE: SPECIAL/B, SHAFT AND FLANGE ACCURACY: SPECIAL POWER CONNECTOR (ABOVE) CABLE ENTRY ON THE RIGHT SIGNAL CONNECTION D-END | 6062 | TEM | 1 | MC | 106 | 1
1PH81331DG020BA1 | SIMOTICS M COMPACT ASYNCHRONOUS MOTOR 2000RPM, 20KW, 96NM, 45A, 350V 2300RPM,22,5KW, 93NM, 44A, 400V 2650RPM, 24KW, 86NM, 41A, 456V FORCED VENTILATION; DIRECTION OF AIR FLOW DE --> NDE; DEGREE OF PROTECTION IP55 INCREMENTAL ENCODER 22 BIT WITH COMMUTATING POSITION (ENCODER IC22DQ) WITH DRIVE-CLIQ INTERFACE DESIGN IM B5 (IMV 1,IM V3) PLAIN SHAFT WITHOUT FITTED KEY; BEARING: STANDARD WITH FIXED BEARING, VIBRATION SEVERITY GRADE: R/A, FLANGE ACCURACY: R TERMINAL BOX (ABOVE) CABLE ENTRY ON THE RIGHT SIGNAL CONNECTION D-END | 5754 | TEM | 1 | MC | 106 | 1
1PH81331DG020BC1 | SIMOTICS M COMPACT ASYNCHRONOUS MOTOR 2000RPM, 20KW, 96NM, 45A, 350V 2300RPM,22,5KW, 93NM, 44A, 400V 2650RPM, 24KW, 86NM, 41A, 456V FORCED VENTILATION; DIRECTION OF AIR FLOW DE --> NDE; DEGREE OF PROTECTION IP55 INCREMENTAL ENCODER 22 BIT WITH COMMUTATING POSITION (ENCODER IC22DQ) WITH DRIVE-CLIQ INTERFACE DESIGN IM B5 (IMV 1,IM V3) PLAIN SHAFT WITHOUT FITTED KEY; BEARING: STANDARD WITH FIXED BEARING, VIBRATION SEVERITY GRADE: R/A, FLANGE ACCURACY: R TERMINAL BOX (ABOVE) CABLE ENTRY ON THE ND-END SIGNAL CONNECTION LEFT | 5754 | TEM | 1 | MC | 106 | 1
1PH81331DG020BE1 | SIMOTICS M COMPACT ASYNCHRONOUS MOTOR 2000RPM, 20KW, 96NM, 45A, 350V 2300RPM,22,5KW, 93NM, 44A, 400V 2650RPM, 24KW, 86NM, 41A, 456V FORCED VENTILATION; DIRECTION OF AIR FLOW DE --> NDE; DEGREE OF PROTECTION IP55 INCREMENTAL ENCODER 22 BIT WITH COMMUTATING POSITION (ENCODER IC22DQ) WITH DRIVE-CLIQ INTERFACE DESIGN IM B5 (IMV 1,IM V3) PLAIN SHAFT WITHOUT FITTED KEY; BEARING: STANDARD WITH FIXED BEARING, VIBRATION SEVERITY GRADE: R/A, FLANGE ACCURACY: R POWER CONNECTOR (ABOVE) CABLE ENTRY ON THE RIGHT SIGNAL CONNECTION D-END | 5754 | TEM | 1 | MC | 106 | 1
1PH81331DG020CA1 | SIMOTICS M COMPACT ASYNCHRONOUS MOTOR 2000RPM, 20KW, 96NM, 45A, 350V 2300RPM,22,5KW, 93NM, 44A, 400V 2650RPM, 24KW, 86NM, 41A, 456V FORCED VENTILATION; DIRECTION OF AIR FLOW DE --> NDE; DEGREE OF PROTECTION IP55 INCREMENTAL ENCODER 22 BIT WITH COMMUTATING POSITION (ENCODER IC22DQ) WITH DRIVE-CLIQ INTERFACE DESIGN IM B5 (IMV 1,IM V3) PLAIN SHAFT WITHOUT FITTED KEY; BEARING: STANDARD WITH FIXED BEARING, VIBRATION SEVERITY GRADE: S/A, SHAFT AND FLANGE ACCURACY: R TERMINAL BOX (ABOVE) CABLE ENTRY ON THE RIGHT SIGNAL CONNECTION D-END | 5949 | TEM | 1 | MC | 106 | 1
1PH81331DG020CE1 | SIMOTICS M COMPACT ASYNCHRONOUS MOTOR 2000RPM, 20KW, 96NM, 45A, 350V 2300RPM,22,5KW, 93NM, 44A, 400V 2650RPM, 24KW, 86NM, 41A, 456V FORCED VENTILATION; DIRECTION OF AIR FLOW DE --> NDE; DEGREE OF PROTECTION IP55 INCREMENTAL ENCODER 22 BIT WITH COMMUTATING POSITION (ENCODER IC22DQ) WITH DRIVE-CLIQ INTERFACE DESIGN IM B5 (IMV 1,IM V3) PLAIN SHAFT WITHOUT FITTED KEY; BEARING: STANDARD WITH FIXED BEARING, VIBRATION SEVERITY GRADE: S/A, SHAFT AND FLANGE ACCURACY: R POWER CONNECTOR (ABOVE) CABLE ENTRY ON THE RIGHT SIGNAL CONNECTION D-END | 5949 | TEM | 1 | MC | 106 | 1
1PH81331DG020DA1 | SIMOTICS M COMPACT ASYNCHRONOUS MOTOR 2000RPM, 20KW, 96NM, 45A, 350V 2300RPM,22,5KW, 93NM, 44A, 400V 2650RPM, 24KW, 86NM, 41A, 456V FORCED VENTILATION; DIRECTION OF AIR FLOW DE --> NDE; DEGREE OF PROTECTION IP55 INCREMENTAL ENCODER 22 BIT WITH COMMUTATING POSITION (ENCODER IC22DQ) WITH DRIVE-CLIQ INTERFACE DESIGN IM B5 (IMV 1,IM V3) PLAIN SHAFT WITHOUT FITTED KEY; BEARING: STANDARD WITH FIXED BEARING, VIBRATION SEVERITY GRADE: SR/A, SHAFT AND FLANGE ACCURACY: R TERMINAL BOX (ABOVE) CABLE ENTRY ON THE RIGHT SIGNAL CONNECTION D-END | 6019 | TEM | 1 | MC | 106 | 1
1PH81331DG020FA1 | SIMOTICS M COMPACT ASYNCHRONOUS MOTOR 2000RPM, 20KW, 96NM, 45A, 350V 2300RPM,22,5KW, 93NM, 44A, 400V 2650RPM, 24KW, 86NM, 41A, 456V FORCED VENTILATION; DIRECTION OF AIR FLOW DE --> NDE; DEGREE OF PROTECTION IP55 INCREMENTAL ENCODER 22 BIT WITH COMMUTATING POSITION (ENCODER IC22DQ) WITH DRIVE-CLIQ INTERFACE DESIGN IM B5 (IMV 1,IM V3) PLAIN SHAFT WITHOUT FITTED KEY; BEARING: INCREASED RADIAL FORCES, VIBRATION SEVERITY GRADE: R/A, SHAFT AND FLANGE ACCURACY: R TERMINAL BOX (ABOVE) CABLE ENTRY ON THE RIGHT SIGNAL CONNECTION D-END | 5885 | TEM | 1 | MC | 106 | 1
1PH81331DG020GA1 | SIMOTICS M COMPACT ASYNCHRONOUS MOTOR 2000RPM, 20KW, 96NM, 45A, 350V 2300RPM,22,5KW, 93NM, 44A, 400V 2650RPM, 24KW, 86NM, 41A, 456V FORCED VENTILATION; DIRECTION OF AIR FLOW DE --> NDE; DEGREE OF PROTECTION IP55 INCREMENTAL ENCODER 22 BIT WITH COMMUTATING POSITION (ENCODER IC22DQ) WITH DRIVE-CLIQ INTERFACE DESIGN IM B5 (IMV 1,IM V3) PLAIN SHAFT WITHOUT FITTED KEY; BEARING: STANDARD, VIBRATION SEVERITY GRADE: R/A, SHAFT AND FLANGE ACCURACY: R TERMINAL BOX (ABOVE) CABLE ENTRY ON THE RIGHT SIGNAL CONNECTION D-END | 5469 | TEM | 1 | MC | 106 | 1
1PH81331DG020LA1 | SIMOTICS M COMPACT ASYNCHRONOUS MOTOR 2000RPM, 20KW, 96NM, 45A, 350V 2300RPM,22,5KW, 93NM, 44A, 400V 2650RPM, 24KW, 86NM, 41A, 456V FORCED VENTILATION; DIRECTION OF AIR FLOW DE --> NDE; DEGREE OF PROTECTION IP55 INCREMENTAL ENCODER 22 BIT WITH COMMUTATING POSITION (ENCODER IC22DQ) WITH DRIVE-CLIQ INTERFACE DESIGN IM B5 (IMV 1,IM V3) PLAIN SHAFT WITHOUT FITTED KEY; BEARING: PERFORMANCE, VIBRATION SEVERITY GRADE: SPECIAL/B, SHAFT AND FLANGE ACCURACY: SPECIAL TERMINAL BOX (ABOVE) CABLE ENTRY ON THE RIGHT SIGNAL CONNECTION D-END | 6301 | TEM | 1 | MC | 106 | 1
1PH81331DG021BA1 | SIMOTICS M COMPACT ASYNCHRONOUS MOTOR 2000RPM, 20KW, 96NM, 45A, 350V 2300RPM,22,5KW, 93NM, 44A, 400V 2650RPM, 24KW, 86NM, 41A, 456V FORCED VENTILATION; DIRECTION OF AIR FLOW DE --> NDE; DEGREE OF PROTECTION IP55 INCREMENTAL ENCODER 22 BIT WITH COMMUTATING POSITION (ENCODER IC22DQ) WITH DRIVE-CLIQ INTERFACE DESIGN IM B5 (IMV 1,IM V3) SHAFT WITH FITTED KEY FULL-KEY BALANCING BEARING: STANDARD WITH FIXED BEARING, VIBRATION SEVERITY GRADE: R/A, FLANGE ACCURACY: R TERMINAL BOX (ABOVE) CABLE ENTRY ON THE RIGHT SIGNAL CONNECTION D-END | 5754 | TEM | 1 | MC | 106 | 1
1PH81331DG021BB1 | SIMOTICS M COMPACT ASYNCHRONOUS MOTOR 2000RPM, 20KW, 96NM, 45A, 350V 2300RPM,22,5KW, 93NM, 44A, 400V 2650RPM, 24KW, 86NM, 41A, 456V FORCED VENTILATION; DIRECTION OF AIR FLOW DE --> NDE; DEGREE OF PROTECTION IP55 INCREMENTAL ENCODER 22 BIT WITH COMMUTATING POSITION (ENCODER IC22DQ) WITH DRIVE-CLIQ INTERFACE DESIGN IM B5 (IMV 1,IM V3) SHAFT WITH FITTED KEY FULL-KEY BALANCING BEARING: STANDARD WITH FIXED BEARING, VIBRATION SEVERITY GRADE: R/A, FLANGE ACCURACY: R TERMINAL BOX (ABOVE) CABLE ENTRY ON THE LEFT SIGNAL CONNECTION D-END | 5754 | TEM | 1 | MC | 106 | 1
1PH81331DG021CA1 | SIMOTICS M COMPACT ASYNCHRONOUS MOTOR 2000RPM, 20KW, 96NM, 45A, 350V 2300RPM,22,5KW, 93NM, 44A, 400V 2650RPM, 24KW, 86NM, 41A, 456V FORCED VENTILATION; DIRECTION OF AIR FLOW DE --> NDE; DEGREE OF PROTECTION IP55 INCREMENTAL ENCODER 22 BIT WITH COMMUTATING POSITION (ENCODER IC22DQ) WITH DRIVE-CLIQ INTERFACE DESIGN IM B5 (IMV 1,IM V3) SHAFT WITH FITTED KEY FULL-KEY BALANCING BEARING: STANDARD WITH FIXED BEARING, VIBRATION SEVERITY GRADE: S/A, SHAFT AND FLANGE ACCURACY: R TERMINAL BOX (ABOVE) CABLE ENTRY ON THE RIGHT SIGNAL CONNECTION D-END | 5949 | TEM | 1 | MC | 106 | 1
1PH81331DG022BA1 | SIMOTICS M COMPACT ASYNCHRONOUS MOTOR 2000RPM, 20KW, 96NM, 45A, 350V 2300RPM,22,5KW, 93NM, 44A, 400V 2650RPM, 24KW, 86NM, 41A, 456V FORCED VENTILATION; DIRECTION OF AIR FLOW DE --> NDE; DEGREE OF PROTECTION IP55 INCREMENTAL ENCODER 22 BIT WITH COMMUTATING POSITION (ENCODER IC22DQ) WITH DRIVE-CLIQ INTERFACE DESIGN IM B5 (IMV 1,IM V3) SHAFT WITH FITTED KEY HALF-KEY BALANCING BEARING: STANDARD WITH FIXED BEARING, VIBRATION SEVERITY GRADE: R/A, FLANGE ACCURACY: R TERMINAL BOX (ABOVE) CABLE ENTRY ON THE RIGHT SIGNAL CONNECTION D-END | 5754 | TEM | 1 | MC | 106 | 1
1PH81331DG022BB1 | SIMOTICS M COMPACT ASYNCHRONOUS MOTOR 2000RPM, 20KW, 96NM, 45A, 350V 2300RPM,22,5KW, 93NM, 44A, 400V 2650RPM, 24KW, 86NM, 41A, 456V FORCED VENTILATION; DIRECTION OF AIR FLOW DE --> NDE; DEGREE OF PROTECTION IP55 INCREMENTAL ENCODER 22 BIT WITH COMMUTATING POSITION (ENCODER IC22DQ) WITH DRIVE-CLIQ INTERFACE DESIGN IM B5 (IMV 1,IM V3) SHAFT WITH FITTED KEY HALF-KEY BALANCING BEARING: STANDARD WITH FIXED BEARING, VIBRATION SEVERITY GRADE: R/A, FLANGE ACCURACY: R TERMINAL BOX (ABOVE) CABLE ENTRY ON THE LEFT SIGNAL CONNECTION D-END | 5754 | TEM | 1 | MC | 106 | 1
1PH81331DG022BG1 | SIMOTICS M COMPACT ASYNCHRONOUS MOTOR 2000RPM, 20KW, 96NM, 45A, 350V 2300RPM,22,5KW, 93NM, 44A, 400V 2650RPM, 24KW, 86NM, 41A, 456V FORCED VENTILATION; DIRECTION OF AIR FLOW DE --> NDE; DEGREE OF PROTECTION IP55 INCREMENTAL ENCODER 22 BIT WITH COMMUTATING POSITION (ENCODER IC22DQ) WITH DRIVE-CLIQ INTERFACE DESIGN IM B5 (IMV 1,IM V3) SHAFT WITH FITTED KEY HALF-KEY BALANCING BEARING: STANDARD WITH FIXED BEARING, VIBRATION SEVERITY GRADE: R/A, FLANGE ACCURACY: R POWER CONNECTOR (ABOVE) CABLE ENTRY ON THE ND-END SIGNAL CONNECTION LEFT | 5754 | TEM | 1 | MC | 106 | 1
1PH81331DG022BH1 | SIMOTICS M COMPACT ASYNCHRONOUS MOTOR 2000RPM, 20KW, 96NM, 45A, 350V 2300RPM,22,5KW, 93NM, 44A, 400V 2650RPM, 24KW, 86NM, 41A, 456V FORCED VENTILATION; DIRECTION OF AIR FLOW DE --> NDE; DEGREE OF PROTECTION IP55 INCREMENTAL ENCODER 22 BIT WITH COMMUTATING POSITION (ENCODER IC22DQ) WITH DRIVE-CLIQ INTERFACE DESIGN IM B5 (IMV 1,IM V3) SHAFT WITH FITTED KEY HALF-KEY BALANCING BEARING: STANDARD WITH FIXED BEARING, VIBRATION SEVERITY GRADE: R/A, FLANGE ACCURACY: R POWER CONNECTOR (ABOVE) CABLE ENTRY ON THE D-END SIGNAL CONNECTION LEFT | 5754 | TEM | 1 | MC | 106 | 1
1PH81331DG022CA1 | SIMOTICS M COMPACT ASYNCHRONOUS MOTOR 2000RPM, 20KW, 96NM, 45A, 350V 2300RPM,22,5KW, 93NM, 44A, 400V 2650RPM, 24KW, 86NM, 41A, 456V FORCED VENTILATION; DIRECTION OF AIR FLOW DE --> NDE; DEGREE OF PROTECTION IP55 INCREMENTAL ENCODER 22 BIT WITH COMMUTATING POSITION (ENCODER IC22DQ) WITH DRIVE-CLIQ INTERFACE DESIGN IM B5 (IMV 1,IM V3) SHAFT WITH FITTED KEY HALF-KEY BALANCING BEARING: STANDARD WITH FIXED BEARING, VIBRATION SEVERITY GRADE: S/A, SHAFT AND FLANGE ACCURACY: R TERMINAL BOX (ABOVE) CABLE ENTRY ON THE RIGHT SIGNAL CONNECTION D-END | 5949 | TEM | 1 | MC | 106 | 1
1PH81331DG022CB1 | SIMOTICS M COMPACT ASYNCHRONOUS MOTOR 2000RPM, 20KW, 96NM, 45A, 350V 2300RPM,22,5KW, 93NM, 44A, 400V 2650RPM, 24KW, 86NM, 41A, 456V FORCED VENTILATION; DIRECTION OF AIR FLOW DE --> NDE; DEGREE OF PROTECTION IP55 INCREMENTAL ENCODER 22 BIT WITH COMMUTATING POSITION (ENCODER IC22DQ) WITH DRIVE-CLIQ INTERFACE DESIGN IM B5 (IMV 1,IM V3) SHAFT WITH FITTED KEY HALF-KEY BALANCING BEARING: STANDARD WITH FIXED BEARING, VIBRATION SEVERITY GRADE: S/A, SHAFT AND FLANGE ACCURACY: R TERMINAL BOX (ABOVE) CABLE ENTRY ON THE LEFT SIGNAL CONNECTION D-END | 5949 | TEM | 1 | MC | 106 | 1
1PH81331DG022CC1 | SIMOTICS M COMPACT ASYNCHRONOUS MOTOR 2000RPM, 20KW, 96NM, 45A, 350V 2300RPM,22,5KW, 93NM, 44A, 400V 2650RPM, 24KW, 86NM, 41A, 456V FORCED VENTILATION; DIRECTION OF AIR FLOW DE --> NDE; DEGREE OF PROTECTION IP55 INCREMENTAL ENCODER 22 BIT WITH COMMUTATING POSITION (ENCODER IC22DQ) WITH DRIVE-CLIQ INTERFACE DESIGN IM B5 (IMV 1,IM V3) SHAFT WITH FITTED KEY HALF-KEY BALANCING BEARING: STANDARD WITH FIXED BEARING, VIBRATION SEVERITY GRADE: S/A, SHAFT AND FLANGE ACCURACY: R TERMINAL BOX (ABOVE) CABLE ENTRY ON THE ND-END SIGNAL CONNECTION LEFT | 5949 | TEM | 1 | MC | 106 | 1
1PH81331DG022GA1 | SIMOTICS M COMPACT ASYNCHRONOUS MOTOR 2000RPM, 20KW, 96NM, 45A, 350V 2300RPM,22,5KW, 93NM, 44A, 400V 2650RPM, 24KW, 86NM, 41A, 456V FORCED VENTILATION; DIRECTION OF AIR FLOW DE --> NDE; DEGREE OF PROTECTION IP55 INCREMENTAL ENCODER 22 BIT WITH COMMUTATING POSITION (ENCODER IC22DQ) WITH DRIVE-CLIQ INTERFACE DESIGN IM B5 (IMV 1,IM V3) SHAFT WITH FITTED KEY HALF-KEY BALANCING BEARING: STANDARD, VIBRATION SEVERITY GRADE: R/A, SHAFT AND FLANGE ACCURACY: R TERMINAL BOX (ABOVE) CABLE ENTRY ON THE RIGHT SIGNAL CONNECTION D-END | 5469 | TEM | 1 | MC | 106 | 1
1PH81331DG030BA1 | SIMOTICS M COMPACT ASYNCHRONOUS MOTOR 2000RPM, 20KW, 96NM, 45A, 350V 2300RPM,22,5KW, 93NM, 44A, 400V 2650RPM, 24KW, 86NM, 41A, 456V FORCED VENTILATION; DIRECTION OF AIR FLOW DE --> NDE; DEGREE OF PROTECTION IP55 INCREMENTAL ENCODER 22 BIT WITH COMMUTATING POSITION (ENCODER IC22DQ) WITH DRIVE-CLIQ INTERFACE DESIGN IM B35 (IM V15, IM V35) PLAIN SHAFT WITHOUT FITTED KEY; BEARING: STANDARD WITH FIXED BEARING, VIBRATION SEVERITY GRADE: R/A, FLANGE ACCURACY: R TERMINAL BOX (ABOVE) CABLE ENTRY ON THE RIGHT SIGNAL CONNECTION D-END | 6058 | TEM | 1 | MC | 106 | 1
1PH81331DG030BC1 | SIMOTICS M COMPACT ASYNCHRONOUS MOTOR 2000RPM, 20KW, 96NM, 45A, 350V 2300RPM,22,5KW, 93NM, 44A, 400V 2650RPM, 24KW, 86NM, 41A, 456V FORCED VENTILATION; DIRECTION OF AIR FLOW DE --> NDE; DEGREE OF PROTECTION IP55 INCREMENTAL ENCODER 22 BIT WITH COMMUTATING POSITION (ENCODER IC22DQ) WITH DRIVE-CLIQ INTERFACE DESIGN IM B35 (IM V15, IM V35) PLAIN SHAFT WITHOUT FITTED KEY; BEARING: STANDARD WITH FIXED BEARING, VIBRATION SEVERITY GRADE: R/A, FLANGE ACCURACY: R TERMINAL BOX (ABOVE) CABLE ENTRY ON THE ND-END SIGNAL CONNECTION LEFT | 6058 | TEM | 1 | MC | 106 | 1
1PH81331DG030CE1 | SIMOTICS M COMPACT ASYNCHRONOUS MOTOR 2000RPM, 20KW, 96NM, 45A, 350V 2300RPM,22,5KW, 93NM, 44A, 400V 2650RPM, 24KW, 86NM, 41A, 456V FORCED VENTILATION; DIRECTION OF AIR FLOW DE --> NDE; DEGREE OF PROTECTION IP55 INCREMENTAL ENCODER 22 BIT WITH COMMUTATING POSITION (ENCODER IC22DQ) WITH DRIVE-CLIQ INTERFACE DESIGN IM B35 (IM V15, IM V35) PLAIN SHAFT WITHOUT FITTED KEY; BEARING: STANDARD WITH FIXED BEARING, VIBRATION SEVERITY GRADE: S/A, SHAFT AND FLANGE ACCURACY: R POWER CONNECTOR (ABOVE) CABLE ENTRY ON THE RIGHT SIGNAL CONNECTION D-END | 6253 | TEM | 1 | MC | 106 | 1
1PH81331DG030DE1 | SIMOTICS M COMPACT ASYNCHRONOUS MOTOR 2000RPM, 20KW, 96NM, 45A, 350V 2300RPM,22,5KW, 93NM, 44A, 400V 2650RPM, 24KW, 86NM, 41A, 456V FORCED VENTILATION; DIRECTION OF AIR FLOW DE --> NDE; DEGREE OF PROTECTION IP55 INCREMENTAL ENCODER 22 BIT WITH COMMUTATING POSITION (ENCODER IC22DQ) WITH DRIVE-CLIQ INTERFACE DESIGN IM B35 (IM V15, IM V35) PLAIN SHAFT WITHOUT FITTED KEY; BEARING: STANDARD WITH FIXED BEARING, VIBRATION SEVERITY GRADE: SR/A, SHAFT AND FLANGE ACCURACY: R POWER CONNECTOR (ABOVE) CABLE ENTRY ON THE RIGHT SIGNAL CONNECTION D-END | 6323 | TEM | 1 | MC | 106 | 1
1PH81331DG030LA1 | SIMOTICS M COMPACT ASYNCHRONOUS MOTOR 2000RPM, 20KW, 96NM, 45A, 350V 2300RPM,22,5KW, 93NM, 44A, 400V 2650RPM, 24KW, 86NM, 41A, 456V FORCED VENTILATION; DIRECTION OF AIR FLOW DE --> NDE; DEGREE OF PROTECTION IP55 INCREMENTAL ENCODER 22 BIT WITH COMMUTATING POSITION (ENCODER IC22DQ) WITH DRIVE-CLIQ INTERFACE DESIGN IM B35 (IM V15, IM V35) PLAIN SHAFT WITHOUT FITTED KEY; BEARING: PERFORMANCE, VIBRATION SEVERITY GRADE: SPECIAL/B, SHAFT AND FLANGE ACCURACY: SPECIAL TERMINAL BOX (ABOVE) CABLE ENTRY ON THE RIGHT SIGNAL CONNECTION D-END | 6604 | TEM | 1 | MC | 106 | 1
1PH81331DG031BA1 | SIMOTICS M COMPACT ASYNCHRONOUS MOTOR 2000RPM, 20KW, 96NM, 45A, 350V 2300RPM,22,5KW, 93NM, 44A, 400V 2650RPM, 24KW, 86NM, 41A, 456V FORCED VENTILATION; DIRECTION OF AIR FLOW DE --> NDE; DEGREE OF PROTECTION IP55 INCREMENTAL ENCODER 22 BIT WITH COMMUTATING POSITION (ENCODER IC22DQ) WITH DRIVE-CLIQ INTERFACE DESIGN IM B35 (IM V15, IM V35) SHAFT WITH FITTED KEY FULL-KEY BALANCING BEARING: STANDARD WITH FIXED BEARING, VIBRATION SEVERITY GRADE: R/A, FLANGE ACCURACY: R TERMINAL BOX (ABOVE) CABLE ENTRY ON THE RIGHT SIGNAL CONNECTION D-END | 6058 | TEM | 1 | MC | 106 | 1
1PH81331DG031BB1 | SIMOTICS M COMPACT ASYNCHRONOUS MOTOR 2000RPM, 20KW, 96NM, 45A, 350V 2300RPM,22,5KW, 93NM, 44A, 400V 2650RPM, 24KW, 86NM, 41A, 456V FORCED VENTILATION; DIRECTION OF AIR FLOW DE --> NDE; DEGREE OF PROTECTION IP55 INCREMENTAL ENCODER 22 BIT WITH COMMUTATING POSITION (ENCODER IC22DQ) WITH DRIVE-CLIQ INTERFACE DESIGN IM B35 (IM V15, IM V35) SHAFT WITH FITTED KEY FULL-KEY BALANCING BEARING: STANDARD WITH FIXED BEARING, VIBRATION SEVERITY GRADE: R/A, FLANGE ACCURACY: R TERMINAL BOX (ABOVE) CABLE ENTRY ON THE LEFT SIGNAL CONNECTION D-END | 6058 | TEM | 1 | MC | 106 | 1
1PH81331DG031BC1 | SIMOTICS M COMPACT ASYNCHRONOUS MOTOR 2000RPM, 20KW, 96NM, 45A, 350V 2300RPM,22,5KW, 93NM, 44A, 400V 2650RPM, 24KW, 86NM, 41A, 456V FORCED VENTILATION; DIRECTION OF AIR FLOW DE --> NDE; DEGREE OF PROTECTION IP55 INCREMENTAL ENCODER 22 BIT WITH COMMUTATING POSITION (ENCODER IC22DQ) WITH DRIVE-CLIQ INTERFACE DESIGN IM B35 (IM V15, IM V35) SHAFT WITH FITTED KEY FULL-KEY BALANCING BEARING: STANDARD WITH FIXED BEARING, VIBRATION SEVERITY GRADE: R/A, FLANGE ACCURACY: R TERMINAL BOX (ABOVE) CABLE ENTRY ON THE ND-END SIGNAL CONNECTION LEFT | 6058 | TEM | 1 | MC | 106 | 1
1PH81331DG031DC1 | SIMOTICS M COMPACT ASYNCHRONOUS MOTOR 2000RPM, 20KW, 96NM, 45A, 350V 2300RPM,22,5KW, 93NM, 44A, 400V 2650RPM, 24KW, 86NM, 41A, 456V FORCED VENTILATION; DIRECTION OF AIR FLOW DE --> NDE; DEGREE OF PROTECTION IP55 INCREMENTAL ENCODER 22 BIT WITH COMMUTATING POSITION (ENCODER IC22DQ) WITH DRIVE-CLIQ INTERFACE DESIGN IM B35 (IM V15, IM V35) SHAFT WITH FITTED KEY FULL-KEY BALANCING BEARING: STANDARD WITH FIXED BEARING, VIBRATION SEVERITY GRADE: SR/A, SHAFT AND FLANGE ACCURACY: R TERMINAL BOX (ABOVE) CABLE ENTRY ON THE ND-END SIGNAL CONNECTION LEFT | 6323 | TEM | 1 | MC | 106 | 1
1PH81331DG031QC1 | SIMOTICS M COMPACT ASYNCHRONOUS MOTOR 2000RPM, 20KW, 96NM, 45A, 350V 2300RPM,22,5KW, 93NM, 44A, 400V 2650RPM, 24KW, 86NM, 41A, 456V FORCED VENTILATION; DIRECTION OF AIR FLOW DE --> NDE; DEGREE OF PROTECTION IP55 INCREMENTAL ENCODER 22 BIT WITH COMMUTATING POSITION (ENCODER IC22DQ) WITH DRIVE-CLIQ INTERFACE DESIGN IM B35 (IM V15, IM V35) SHAFT WITH FITTED KEY FULL-KEY BALANCING BEARING: ADVANCED LIFETIME VIBRATION SEVERITY S/A SHAFT A. FLANGE ACCURACY GR. R TERMINAL BOX (ABOVE) CABLE ENTRY ON THE ND-END SIGNAL CONNECTION LEFT | 6488 | TEM | 1 | MC | 106 | 1
1PH81331DG032BA1 | SIMOTICS M COMPACT ASYNCHRONOUS MOTOR 2000RPM, 20KW, 96NM, 45A, 350V 2300RPM,22,5KW, 93NM, 44A, 400V 2650RPM, 24KW, 86NM, 41A, 456V FORCED VENTILATION; DIRECTION OF AIR FLOW DE --> NDE; DEGREE OF PROTECTION IP55 INCREMENTAL ENCODER 22 BIT WITH COMMUTATING POSITION (ENCODER IC22DQ) WITH DRIVE-CLIQ INTERFACE DESIGN IM B35 (IM V15, IM V35) SHAFT WITH FITTED KEY HALF-KEY BALANCING BEARING: STANDARD WITH FIXED BEARING, VIBRATION SEVERITY GRADE: R/A, FLANGE ACCURACY: R TERMINAL BOX (ABOVE) CABLE ENTRY ON THE RIGHT SIGNAL CONNECTION D-END | 6058 | TEM | 1 | MC | 106 | 1
1PH81331DG032CA1 | SIMOTICS M COMPACT ASYNCHRONOUS MOTOR 2000RPM, 20KW, 96NM, 45A, 350V 2300RPM,22,5KW, 93NM, 44A, 400V 2650RPM, 24KW, 86NM, 41A, 456V FORCED VENTILATION; DIRECTION OF AIR FLOW DE --> NDE; DEGREE OF PROTECTION IP55 INCREMENTAL ENCODER 22 BIT WITH COMMUTATING POSITION (ENCODER IC22DQ) WITH DRIVE-CLIQ INTERFACE DESIGN IM B35 (IM V15, IM V35) SHAFT WITH FITTED KEY HALF-KEY BALANCING BEARING: STANDARD WITH FIXED BEARING, VIBRATION SEVERITY GRADE: S/A, SHAFT AND FLANGE ACCURACY: R TERMINAL BOX (ABOVE) CABLE ENTRY ON THE RIGHT SIGNAL CONNECTION D-END | 6253 | TEM | 1 | MC | 106 | 1
1PH81331DG032GA1 | SIMOTICS M COMPACT ASYNCHRONOUS MOTOR 2000RPM, 20KW, 96NM, 45A, 350V 2300RPM,22,5KW, 93NM, 44A, 400V 2650RPM, 24KW, 86NM, 41A, 456V FORCED VENTILATION; DIRECTION OF AIR FLOW DE --> NDE; DEGREE OF PROTECTION IP55 INCREMENTAL ENCODER 22 BIT WITH COMMUTATING POSITION (ENCODER IC22DQ) WITH DRIVE-CLIQ INTERFACE DESIGN IM B35 (IM V15, IM V35) SHAFT WITH FITTED KEY HALF-KEY BALANCING BEARING: STANDARD, VIBRATION SEVERITY GRADE: R/A, SHAFT AND FLANGE ACCURACY: R TERMINAL BOX (ABOVE) CABLE ENTRY ON THE RIGHT SIGNAL CONNECTION D-END | 5773 | TEM | 1 | MC | 106 | 1
1PH81331DG100BG1 | SIMOTICS M COMPACT ASYNCHRONOUS MOTOR 2000RPM, 20KW, 96NM, 45A, 350V 2300RPM,22,5KW, 93NM, 44A, 400V 2650RPM, 24KW, 86NM, 41A, 456V FORCED VENTILATION; DIRECTION OF AIR FLOW NDE --> DE; DEGREE OF PROTECTION IP55 INCREMENTAL ENCODER 22 BIT WITH COMMUTATING POSITION (ENCODER IC22DQ) WITH DRIVE-CLIQ INTERFACE DESIGN IM B3 (IM V5, IM V6) PLAIN SHAFT WITHOUT FITTED KEY; BEARING: STANDARD WITH FIXED BEARING, VIBRATION SEVERITY GRADE: R/A, FLANGE ACCURACY: R POWER CONNECTOR (ABOVE) CABLE ENTRY ON THE ND-END SIGNAL CONNECTION LEFT | 5516 | TEM | 1 | MC | 106 | 1
1PH81331DG100CE1 | SIMOTICS M COMPACT ASYNCHRONOUS MOTOR 2000RPM, 20KW, 96NM, 45A, 350V 2300RPM,22,5KW, 93NM, 44A, 400V 2650RPM, 24KW, 86NM, 41A, 456V FORCED VENTILATION; DIRECTION OF AIR FLOW NDE --> DE; DEGREE OF PROTECTION IP55 INCREMENTAL ENCODER 22 BIT WITH COMMUTATING POSITION (ENCODER IC22DQ) WITH DRIVE-CLIQ INTERFACE DESIGN IM B3 (IM V5, IM V6) PLAIN SHAFT WITHOUT FITTED KEY; BEARING: STANDARD WITH FIXED BEARING, VIBRATION SEVERITY GRADE: S/A, SHAFT AND FLANGE ACCURACY: R POWER CONNECTOR (ABOVE) CABLE ENTRY ON THE RIGHT SIGNAL CONNECTION D-END | 5711 | TEM | 1 | MC | 106 | 1
1PH81331DG101BC1 | SIMOTICS M COMPACT ASYNCHRONOUS MOTOR 2000RPM, 20KW, 96NM, 45A, 350V 2300RPM,22,5KW, 93NM, 44A, 400V 2650RPM, 24KW, 86NM, 41A, 456V FORCED VENTILATION; DIRECTION OF AIR FLOW NDE --> DE; DEGREE OF PROTECTION IP55 INCREMENTAL ENCODER 22 BIT WITH COMMUTATING POSITION (ENCODER IC22DQ) WITH DRIVE-CLIQ INTERFACE DESIGN IM B3 (IM V5, IM V6) SHAFT WITH FITTED KEY FULL-KEY BALANCING BEARING: STANDARD WITH FIXED BEARING, VIBRATION SEVERITY GRADE: R/A, FLANGE ACCURACY: R TERMINAL BOX (ABOVE) CABLE ENTRY ON THE ND-END SIGNAL CONNECTION LEFT | 5516 | TEM | 1 | MC | 106 | 1
1PH81331DG101CA1 | SIMOTICS M COMPACT ASYNCHRONOUS MOTOR 2000RPM, 20KW, 96NM, 45A, 350V 2300RPM,22,5KW, 93NM, 44A, 400V 2650RPM, 24KW, 86NM, 41A, 456V FORCED VENTILATION; DIRECTION OF AIR FLOW NDE --> DE; DEGREE OF PROTECTION IP55 INCREMENTAL ENCODER 22 BIT WITH COMMUTATING POSITION (ENCODER IC22DQ) WITH DRIVE-CLIQ INTERFACE DESIGN IM B3 (IM V5, IM V6) SHAFT WITH FITTED KEY FULL-KEY BALANCING BEARING: STANDARD WITH FIXED BEARING, VIBRATION SEVERITY GRADE: S/A, SHAFT AND FLANGE ACCURACY: R TERMINAL BOX (ABOVE) CABLE ENTRY ON THE RIGHT SIGNAL CONNECTION D-END | 5711 | TEM | 1 | MC | 106 | 1
1PH81331DG101LB1 | SIMOTICS M COMPACT ASYNCHRONOUS MOTOR 2000RPM, 20KW, 96NM, 45A, 350V 2300RPM,22,5KW, 93NM, 44A, 400V 2650RPM, 24KW, 86NM, 41A, 456V FORCED VENTILATION; DIRECTION OF AIR FLOW NDE --> DE; DEGREE OF PROTECTION IP55 INCREMENTAL ENCODER 22 BIT WITH COMMUTATING POSITION (ENCODER IC22DQ) WITH DRIVE-CLIQ INTERFACE DESIGN IM B3 (IM V5, IM V6) SHAFT WITH FITTED KEY FULL-KEY BALANCING BEARING: PERFORMANCE, VIBRATION SEVERITY GRADE: SPECIAL/B, SHAFT AND FLANGE ACCURACY: SPECIAL TERMINAL BOX (ABOVE) CABLE ENTRY ON THE LEFT SIGNAL CONNECTION D-END | 6062 | TEM | 1 | MC | 106 | 1
1PH81331DG102BA1 | SIMOTICS M COMPACT ASYNCHRONOUS MOTOR 2000RPM, 20KW, 96NM, 45A, 350V 2300RPM,22,5KW, 93NM, 44A, 400V 2650RPM, 24KW, 86NM, 41A, 456V FORCED VENTILATION; DIRECTION OF AIR FLOW NDE --> DE; DEGREE OF PROTECTION IP55 INCREMENTAL ENCODER 22 BIT WITH COMMUTATING POSITION (ENCODER IC22DQ) WITH DRIVE-CLIQ INTERFACE DESIGN IM B3 (IM V5, IM V6) SHAFT WITH FITTED KEY HALF-KEY BALANCING BEARING: STANDARD WITH FIXED BEARING, VIBRATION SEVERITY GRADE: R/A, FLANGE ACCURACY: R TERMINAL BOX (ABOVE) CABLE ENTRY ON THE RIGHT SIGNAL CONNECTION D-END | 5516 | TEM | 1 | MC | 106 | 1
1PH81331DG102BB1 | SIMOTICS M COMPACT ASYNCHRONOUS MOTOR 2000RPM, 20KW, 96NM, 45A, 350V 2300RPM,22,5KW, 93NM, 44A, 400V 2650RPM, 24KW, 86NM, 41A, 456V FORCED VENTILATION; DIRECTION OF AIR FLOW NDE --> DE; DEGREE OF PROTECTION IP55 INCREMENTAL ENCODER 22 BIT WITH COMMUTATING POSITION (ENCODER IC22DQ) WITH DRIVE-CLIQ INTERFACE DESIGN IM B3 (IM V5, IM V6) SHAFT WITH FITTED KEY HALF-KEY BALANCING BEARING: STANDARD WITH FIXED BEARING, VIBRATION SEVERITY GRADE: R/A, FLANGE ACCURACY: R TERMINAL BOX (ABOVE) CABLE ENTRY ON THE LEFT SIGNAL CONNECTION D-END | 5516 | TEM | 1 | MC | 106 | 1
1PH81331DG102BC1 | SIMOTICS M COMPACT ASYNCHRONOUS MOTOR 2000RPM, 20KW, 96NM, 45A, 350V 2300RPM,22,5KW, 93NM, 44A, 400V 2650RPM, 24KW, 86NM, 41A, 456V FORCED VENTILATION; DIRECTION OF AIR FLOW NDE --> DE; DEGREE OF PROTECTION IP55 INCREMENTAL ENCODER 22 BIT WITH COMMUTATING POSITION (ENCODER IC22DQ) WITH DRIVE-CLIQ INTERFACE DESIGN IM B3 (IM V5, IM V6) SHAFT WITH FITTED KEY HALF-KEY BALANCING BEARING: STANDARD WITH FIXED BEARING, VIBRATION SEVERITY GRADE: R/A, FLANGE ACCURACY: R TERMINAL BOX (ABOVE) CABLE ENTRY ON THE ND-END SIGNAL CONNECTION LEFT | 5516 | TEM | 1 | MC | 106 | 1
1PH81331DG102BE1 | SIMOTICS M COMPACT ASYNCHRONOUS MOTOR 2000RPM, 20KW, 96NM, 45A, 350V 2300RPM,22,5KW, 93NM, 44A, 400V 2650RPM, 24KW, 86NM, 41A, 456V FORCED VENTILATION; DIRECTION OF AIR FLOW NDE --> DE; DEGREE OF PROTECTION IP55 INCREMENTAL ENCODER 22 BIT WITH COMMUTATING POSITION (ENCODER IC22DQ) WITH DRIVE-CLIQ INTERFACE DESIGN IM B3 (IM V5, IM V6) SHAFT WITH FITTED KEY HALF-KEY BALANCING BEARING: STANDARD WITH FIXED BEARING, VIBRATION SEVERITY GRADE: R/A, FLANGE ACCURACY: R POWER CONNECTOR (ABOVE) CABLE ENTRY ON THE RIGHT SIGNAL CONNECTION D-END | 5516 | TEM | 1 | MC | 106 | 1
1PH81331DG102BG1 | SIMOTICS M COMPACT ASYNCHRONOUS MOTOR 2000RPM, 20KW, 96NM, 45A, 350V 2300RPM,22,5KW, 93NM, 44A, 400V 2650RPM, 24KW, 86NM, 41A, 456V FORCED VENTILATION; DIRECTION OF AIR FLOW NDE --> DE; DEGREE OF PROTECTION IP55 INCREMENTAL ENCODER 22 BIT WITH COMMUTATING POSITION (ENCODER IC22DQ) WITH DRIVE-CLIQ INTERFACE DESIGN IM B3 (IM V5, IM V6) SHAFT WITH FITTED KEY HALF-KEY BALANCING BEARING: STANDARD WITH FIXED BEARING, VIBRATION SEVERITY GRADE: R/A, FLANGE ACCURACY: R POWER CONNECTOR (ABOVE) CABLE ENTRY ON THE ND-END SIGNAL CONNECTION LEFT | 5516 | TEM | 1 | MC | 106 | 1
1PH81331DG102GA1 | SIMOTICS M COMPACT ASYNCHRONOUS MOTOR 2000RPM, 20KW, 96NM, 45A, 350V 2300RPM,22,5KW, 93NM, 44A, 400V 2650RPM, 24KW, 86NM, 41A, 456V FORCED VENTILATION; DIRECTION OF AIR FLOW NDE --> DE; DEGREE OF PROTECTION IP55 INCREMENTAL ENCODER 22 BIT WITH COMMUTATING POSITION (ENCODER IC22DQ) WITH DRIVE-CLIQ INTERFACE DESIGN IM B3 (IM V5, IM V6) SHAFT WITH FITTED KEY HALF-KEY BALANCING BEARING: STANDARD, VIBRATION SEVERITY GRADE: R/A, SHAFT AND FLANGE ACCURACY: R TERMINAL BOX (ABOVE) CABLE ENTRY ON THE RIGHT SIGNAL CONNECTION D-END | 5231 | TEM | 1 | MC | 106 | 1
1PH81331DG120BA1 | SIMOTICS M COMPACT ASYNCHRONOUS MOTOR 2000RPM, 20KW, 96NM, 45A, 350V 2300RPM,22,5KW, 93NM, 44A, 400V 2650RPM, 24KW, 86NM, 41A, 456V FORCED VENTILATION; DIRECTION OF AIR FLOW NDE --> DE; DEGREE OF PROTECTION IP55 INCREMENTAL ENCODER 22 BIT WITH COMMUTATING POSITION (ENCODER IC22DQ) WITH DRIVE-CLIQ INTERFACE DESIGN IM B5 (IMV 1,IM V3) PLAIN SHAFT WITHOUT FITTED KEY; BEARING: STANDARD WITH FIXED BEARING, VIBRATION SEVERITY GRADE: R/A, FLANGE ACCURACY: R TERMINAL BOX (ABOVE) CABLE ENTRY ON THE RIGHT SIGNAL CONNECTION D-END | 5754 | TEM | 1 | MC | 106 | 1
1PH81331DG120BC1 | SIMOTICS M COMPACT ASYNCHRONOUS MOTOR 2000RPM, 20KW, 96NM, 45A, 350V 2300RPM,22,5KW, 93NM, 44A, 400V 2650RPM, 24KW, 86NM, 41A, 456V FORCED VENTILATION; DIRECTION OF AIR FLOW NDE --> DE; DEGREE OF PROTECTION IP55 INCREMENTAL ENCODER 22 BIT WITH COMMUTATING POSITION (ENCODER IC22DQ) WITH DRIVE-CLIQ INTERFACE DESIGN IM B5 (IMV 1,IM V3) PLAIN SHAFT WITHOUT FITTED KEY; BEARING: STANDARD WITH FIXED BEARING, VIBRATION SEVERITY GRADE: R/A, FLANGE ACCURACY: R TERMINAL BOX (ABOVE) CABLE ENTRY ON THE ND-END SIGNAL CONNECTION LEFT | 5754 | TEM | 1 | MC | 106 | 1
1PH81331DG120BE1 | SIMOTICS M COMPACT ASYNCHRONOUS MOTOR 2000RPM, 20KW, 96NM, 45A, 350V 2300RPM,22,5KW, 93NM, 44A, 400V 2650RPM, 24KW, 86NM, 41A, 456V FORCED VENTILATION; DIRECTION OF AIR FLOW NDE --> DE; DEGREE OF PROTECTION IP55 INCREMENTAL ENCODER 22 BIT WITH COMMUTATING POSITION (ENCODER IC22DQ) WITH DRIVE-CLIQ INTERFACE DESIGN IM B5 (IMV 1,IM V3) PLAIN SHAFT WITHOUT FITTED KEY; BEARING: STANDARD WITH FIXED BEARING, VIBRATION SEVERITY GRADE: R/A, FLANGE ACCURACY: R POWER CONNECTOR (ABOVE) CABLE ENTRY ON THE RIGHT SIGNAL CONNECTION D-END | 5754 | TEM | 1 | MC | 106 | 1
1PH81331DG120DB1 | SIMOTICS M COMPACT ASYNCHRONOUS MOTOR 2000RPM, 20KW, 96NM, 45A, 350V 2300RPM,22,5KW, 93NM, 44A, 400V 2650RPM, 24KW, 86NM, 41A, 456V FORCED VENTILATION; DIRECTION OF AIR FLOW NDE --> DE; DEGREE OF PROTECTION IP55 INCREMENTAL ENCODER 22 BIT WITH COMMUTATING POSITION (ENCODER IC22DQ) WITH DRIVE-CLIQ INTERFACE DESIGN IM B5 (IMV 1,IM V3) PLAIN SHAFT WITHOUT FITTED KEY; BEARING: STANDARD WITH FIXED BEARING, VIBRATION SEVERITY GRADE: SR/A, SHAFT AND FLANGE ACCURACY: R TERMINAL BOX (ABOVE) CABLE ENTRY ON THE LEFT SIGNAL CONNECTION D-END | 6019 | TEM | 1 | MC | 106 | 1
1PH81331DG121BA1 | SIMOTICS M COMPACT ASYNCHRONOUS MOTOR 2000RPM, 20KW, 96NM, 45A, 350V 2300RPM,22,5KW, 93NM, 44A, 400V 2650RPM, 24KW, 86NM, 41A, 456V FORCED VENTILATION; DIRECTION OF AIR FLOW NDE --> DE; DEGREE OF PROTECTION IP55 INCREMENTAL ENCODER 22 BIT WITH COMMUTATING POSITION (ENCODER IC22DQ) WITH DRIVE-CLIQ INTERFACE DESIGN IM B5 (IMV 1,IM V3) SHAFT WITH FITTED KEY FULL-KEY BALANCING BEARING: STANDARD WITH FIXED BEARING, VIBRATION SEVERITY GRADE: R/A, FLANGE ACCURACY: R TERMINAL BOX (ABOVE) CABLE ENTRY ON THE RIGHT SIGNAL CONNECTION D-END | 5754 | TEM | 1 | MC | 106 | 1
1PH81331DG122BA1 | SIMOTICS M COMPACT ASYNCHRONOUS MOTOR 2000RPM, 20KW, 96NM, 45A, 350V 2300RPM,22,5KW, 93NM, 44A, 400V 2650RPM, 24KW, 86NM, 41A, 456V FORCED VENTILATION; DIRECTION OF AIR FLOW NDE --> DE; DEGREE OF PROTECTION IP55 INCREMENTAL ENCODER 22 BIT WITH COMMUTATING POSITION (ENCODER IC22DQ) WITH DRIVE-CLIQ INTERFACE DESIGN IM B5 (IMV 1,IM V3) SHAFT WITH FITTED KEY HALF-KEY BALANCING BEARING: STANDARD WITH FIXED BEARING, VIBRATION SEVERITY GRADE: R/A, FLANGE ACCURACY: R TERMINAL BOX (ABOVE) CABLE ENTRY ON THE RIGHT SIGNAL CONNECTION D-END | 5754 | TEM | 1 | MC | 106 | 1
1PH81331DG122BG1 | SIMOTICS M COMPACT ASYNCHRONOUS MOTOR 2000RPM, 20KW, 96NM, 45A, 350V 2300RPM,22,5KW, 93NM, 44A, 400V 2650RPM, 24KW, 86NM, 41A, 456V FORCED VENTILATION; DIRECTION OF AIR FLOW NDE --> DE; DEGREE OF PROTECTION IP55 INCREMENTAL ENCODER 22 BIT WITH COMMUTATING POSITION (ENCODER IC22DQ) WITH DRIVE-CLIQ INTERFACE DESIGN IM B5 (IMV 1,IM V3) SHAFT WITH FITTED KEY HALF-KEY BALANCING BEARING: STANDARD WITH FIXED BEARING, VIBRATION SEVERITY GRADE: R/A, FLANGE ACCURACY: R POWER CONNECTOR (ABOVE) CABLE ENTRY ON THE ND-END SIGNAL CONNECTION LEFT | 5754 | TEM | 1 | MC | 106 | 1
1PH81331DG130LA1 | SIMOTICS M COMPACT ASYNCHRONOUS MOTOR 2000RPM, 20KW, 96NM, 45A, 350V 2300RPM,22,5KW, 93NM, 44A, 400V 2650RPM, 24KW, 86NM, 41A, 456V FORCED VENTILATION; DIRECTION OF AIR FLOW NDE --> DE; DEGREE OF PROTECTION IP55 INCREMENTAL ENCODER 22 BIT WITH COMMUTATING POSITION (ENCODER IC22DQ) WITH DRIVE-CLIQ INTERFACE DESIGN IM B35 (IM V15, IM V35) PLAIN SHAFT WITHOUT FITTED KEY; BEARING: PERFORMANCE, VIBRATION SEVERITY GRADE: SPECIAL/B, SHAFT AND FLANGE ACCURACY: SPECIAL TERMINAL BOX (ABOVE) CABLE ENTRY ON THE RIGHT SIGNAL CONNECTION D-END | 6604 | TEM | 1 | MC | 106 | 1
1PH81331DG131BA1 | SIMOTICS M COMPACT ASYNCHRONOUS MOTOR 2000RPM, 20KW, 96NM, 45A, 350V 2300RPM,22,5KW, 93NM, 44A, 400V 2650RPM, 24KW, 86NM, 41A, 456V FORCED VENTILATION; DIRECTION OF AIR FLOW NDE --> DE; DEGREE OF PROTECTION IP55 INCREMENTAL ENCODER 22 BIT WITH COMMUTATING POSITION (ENCODER IC22DQ) WITH DRIVE-CLIQ INTERFACE DESIGN IM B35 (IM V15, IM V35) SHAFT WITH FITTED KEY FULL-KEY BALANCING BEARING: STANDARD WITH FIXED BEARING, VIBRATION SEVERITY GRADE: R/A, FLANGE ACCURACY: R TERMINAL BOX (ABOVE) CABLE ENTRY ON THE RIGHT SIGNAL CONNECTION D-END | 6058 | TEM | 1 | MC | 106 | 1
1PH81331DG132BA1 | SIMOTICS M COMPACT ASYNCHRONOUS MOTOR 2000RPM, 20KW, 96NM, 45A, 350V 2300RPM,22,5KW, 93NM, 44A, 400V 2650RPM, 24KW, 86NM, 41A, 456V FORCED VENTILATION; DIRECTION OF AIR FLOW NDE --> DE; DEGREE OF PROTECTION IP55 INCREMENTAL ENCODER 22 BIT WITH COMMUTATING POSITION (ENCODER IC22DQ) WITH DRIVE-CLIQ INTERFACE DESIGN IM B35 (IM V15, IM V35) SHAFT WITH FITTED KEY HALF-KEY BALANCING BEARING: STANDARD WITH FIXED BEARING, VIBRATION SEVERITY GRADE: R/A, FLANGE ACCURACY: R TERMINAL BOX (ABOVE) CABLE ENTRY ON THE RIGHT SIGNAL CONNECTION D-END | 6058 | TEM | 1 | MC | 106 | 1
1PH81331DG220CE1 | SIMOTICS M COMPACT ASYNCHRONOUS MOTOR 2000RPM, 22KW, 105NM, 52A, 336V 2300RPM, 25KW, 104NM, 52A, 373V 2650RPM, 28KW, 101NM, 50A, 427V WATER COOLING DEGREE OF PROTECTION IP65 INCREMENTAL ENCODER 22 BIT WITH COMMUTATING POSITION (ENCODER IC22DQ) WITH DRIVE-CLIQ INTERFACE DESIGN IM B5 (IMV 1,IM V3) PLAIN SHAFT WITHOUT FITTED KEY; BEARING: STANDARD WITH FIXED BEARING, VIBRATION SEVERITY GRADE: S/A, SHAFT AND FLANGE ACCURACY: R POWER CONNECTOR (ABOVE) CABLE ENTRY ON THE RIGHT SIGNAL CONNECTION D-END | 6755 | TEM | 1 | MC | 123 | 1
1PH81331DG220CH1 | SIMOTICS M COMPACT ASYNCHRONOUS MOTOR 2000RPM, 22KW, 105NM, 52A, 336V 2300RPM, 25KW, 104NM, 52A, 373V 2650RPM, 28KW, 101NM, 50A, 427V WATER COOLING DEGREE OF PROTECTION IP65 INCREMENTAL ENCODER 22 BIT WITH COMMUTATING POSITION (ENCODER IC22DQ) WITH DRIVE-CLIQ INTERFACE DESIGN IM B5 (IMV 1,IM V3) PLAIN SHAFT WITHOUT FITTED KEY; BEARING: STANDARD WITH FIXED BEARING, VIBRATION SEVERITY GRADE: S/A, SHAFT AND FLANGE ACCURACY: R POWER CONNECTOR (ABOVE) CABLE ENTRY ON THE D-END SIGNAL CONNECTION LEFT | 6755 | TEM | 1 | MC | 123 | 1
1PH81331DG220LE1 | SIMOTICS M COMPACT ASYNCHRONOUS MOTOR 2000RPM, 22KW, 105NM, 52A, 336V 2300RPM, 25KW, 104NM, 52A, 373V 2650RPM, 28KW, 101NM, 50A, 427V WATER COOLING DEGREE OF PROTECTION IP65 INCREMENTAL ENCODER 22 BIT WITH COMMUTATING POSITION (ENCODER IC22DQ) WITH DRIVE-CLIQ INTERFACE DESIGN IM B5 (IMV 1,IM V3) PLAIN SHAFT WITHOUT FITTED KEY; BEARING: PERFORMANCE, VIBRATION SEVERITY GRADE: SPECIAL/B, SHAFT AND FLANGE ACCURACY: SPECIAL POWER CONNECTOR (ABOVE) CABLE ENTRY ON THE RIGHT SIGNAL CONNECTION D-END | 7107 | TEM | 1 | MC | 123 | 1
1PH81331DG221BA1 | SIMOTICS M COMPACT ASYNCHRONOUS MOTOR 2000RPM, 22KW, 105NM, 52A, 336V 2300RPM, 25KW, 104NM, 52A, 373V 2650RPM, 28KW, 101NM, 50A, 427V WATER COOLING DEGREE OF PROTECTION IP65 INCREMENTAL ENCODER 22 BIT WITH COMMUTATING POSITION (ENCODER IC22DQ) WITH DRIVE-CLIQ INTERFACE DESIGN IM B5 (IMV 1,IM V3) SHAFT WITH FITTED KEY FULL-KEY BALANCING BEARING: STANDARD WITH FIXED BEARING, VIBRATION SEVERITY GRADE: R/A, FLANGE ACCURACY: R TERMINAL BOX (ABOVE) CABLE ENTRY ON THE RIGHT SIGNAL CONNECTION D-END | 6560 | TEM | 1 | MC | 123 | 1
1PH81331DG221BB1 | SIMOTICS M COMPACT ASYNCHRONOUS MOTOR 2000RPM, 22KW, 105NM, 52A, 336V 2300RPM, 25KW, 104NM, 52A, 373V 2650RPM, 28KW, 101NM, 50A, 427V WATER COOLING DEGREE OF PROTECTION IP65 INCREMENTAL ENCODER 22 BIT WITH COMMUTATING POSITION (ENCODER IC22DQ) WITH DRIVE-CLIQ INTERFACE DESIGN IM B5 (IMV 1,IM V3) SHAFT WITH FITTED KEY FULL-KEY BALANCING BEARING: STANDARD WITH FIXED BEARING, VIBRATION SEVERITY GRADE: R/A, FLANGE ACCURACY: R TERMINAL BOX (ABOVE) CABLE ENTRY ON THE LEFT SIGNAL CONNECTION D-END | 6560 | TEM | 1 | MC | 123 | 1
1PH81331DG230BA1 | SIMOTICS M COMPACT ASYNCHRONOUS MOTOR 2000RPM, 22KW, 105NM, 52A, 336V 2300RPM, 25KW, 104NM, 52A, 373V 2650RPM, 28KW, 101NM, 50A, 427V WATER COOLING DEGREE OF PROTECTION IP65 INCREMENTAL ENCODER 22 BIT WITH COMMUTATING POSITION (ENCODER IC22DQ) WITH DRIVE-CLIQ INTERFACE DESIGN IM B35 (IM V15, IM V35) PLAIN SHAFT WITHOUT FITTED KEY; BEARING: STANDARD WITH FIXED BEARING, VIBRATION SEVERITY GRADE: R/A, FLANGE ACCURACY: R TERMINAL BOX (ABOVE) CABLE ENTRY ON THE RIGHT SIGNAL CONNECTION D-END | 6864 | TEM | 1 | MC | 123 | 1
1PH81331DG230BC1 | SIMOTICS M COMPACT ASYNCHRONOUS MOTOR 2000RPM, 22KW, 105NM, 52A, 336V 2300RPM, 25KW, 104NM, 52A, 373V 2650RPM, 28KW, 101NM, 50A, 427V WATER COOLING DEGREE OF PROTECTION IP65 INCREMENTAL ENCODER 22 BIT WITH COMMUTATING POSITION (ENCODER IC22DQ) WITH DRIVE-CLIQ INTERFACE DESIGN IM B35 (IM V15, IM V35) PLAIN SHAFT WITHOUT FITTED KEY; BEARING: STANDARD WITH FIXED BEARING, VIBRATION SEVERITY GRADE: R/A, FLANGE ACCURACY: R TERMINAL BOX (ABOVE) CABLE ENTRY ON THE ND-END SIGNAL CONNECTION LEFT | 6864 | TEM | 1 | MC | 123 | 1
1PH81331DG232BA1 | SIMOTICS M COMPACT ASYNCHRONOUS MOTOR 2000RPM, 22KW, 105NM, 52A, 336V 2300RPM, 25KW, 104NM, 52A, 373V 2650RPM, 28KW, 101NM, 50A, 427V WATER COOLING DEGREE OF PROTECTION IP65 INCREMENTAL ENCODER 22 BIT WITH COMMUTATING POSITION (ENCODER IC22DQ) WITH DRIVE-CLIQ INTERFACE DESIGN IM B35 (IM V15, IM V35) SHAFT WITH FITTED KEY HALF-KEY BALANCING BEARING: STANDARD WITH FIXED BEARING, VIBRATION SEVERITY GRADE: R/A, FLANGE ACCURACY: R TERMINAL BOX (ABOVE) CABLE ENTRY ON THE RIGHT SIGNAL CONNECTION D-END | 6864 | TEM | 1 | MC | 123 | 1
1PH81331EB120BB1 | SIMOTICS M COMPACT ASYNCHRONOUS MOTOR 400RPM, 5,2KW,124NM,15,5A, 309V 500RPM, 6,5KW,124NM,15,5A, 363V 600RPM, 7,8KW,124NM,15,5A, 421V FORCED VENTILATION; DIRECTION OF AIR FLOW NDE --> DE; DEGREE OF PROTECTION IP55 ABSOLUTE ENCODER ENDAT 2048 S/R (ENCODER AM2048S/R) DESIGN IM B5 (IMV 1,IM V3) PLAIN SHAFT WITHOUT FITTED KEY; BEARING: STANDARD VIBRATION SEVERITY GRADE R/A; SHAFT A.FLANGE ACCURACY GR. R TERMINAL BOX (ABOVE) CABLE ENTRY ON THE LEFT SIGNAL CONNECTION D-END | 5686 | TEM | 1 | MC | 106 | 1
1PH81331ED120BB1 | SIMOTICS M COMPACT ASYNCHRONOUS MOTOR 1000RPM, 12KW, 115NM, 30A, 319V 1150RPM,13,5KW,112NM, 29A, 361V 1350RPM, 15KW, 106NM, 28A, 417V FORCED VENTILATION; DIRECTION OF AIR FLOW NDE --> DE; DEGREE OF PROTECTION IP55 ABSOLUTE ENCODER ENDAT 2048 S/R (ENCODER AM2048S/R) with TEMPERAT. SENSOR KTY84-130 DESIGN IM B5 (IMV 1,IM V3) PLAIN SHAFT WITHOUT FITTED KEY; BEARING: STANDARD WITH FIXED BEARING, VIBRATION SEVERITY GRADE: R/A, FLANGE ACCURACY: R TERMINAL BOX (ABOVE) CABLE ENTRY ON THE LEFT SIGNAL CONNECTION D-END | 5971 | TEM | 1 | MC | 106 | 1
1PH81331EF000CA1 | SIMOTICS M COMPACT ASYNCHRONOUS MOTOR 1500RPM, 15KW, 96NM, 34A, 342V 1750RPM,17,5KW, 96NM, 34A, 392V 2000RPM, 20KW, 96NM, 34A, 445V FORCED VENTILATION; DIRECTION OF AIR FLOW DE --> NDE; DEGREE OF PROTECTION IP55 ABSOLUTE ENCODER ENDAT 2048 S/R (ENCODER AM2048S/R) with TEMPERAT. SENSOR KTY84-130 DESIGN IM B3 (IM V5, IM V6) PLAIN SHAFT WITHOUT FITTED KEY; BEARING: STANDARD WITH FIXED BEARING, VIBRATION SEVERITY GRADE: S/A, SHAFT AND FLANGE ACCURACY: R TERMINAL BOX (ABOVE) CABLE ENTRY ON THE RIGHT SIGNAL CONNECTION D-END | 5928 | TEM | 1 | MC | 106 | 1
1PH81331EF131BA1 | SIMOTICS M COMPACT ASYNCHRONOUS MOTOR 1500RPM, 15KW, 96NM, 34A, 342V 1750RPM,17,5KW, 96NM, 34A, 392V 2000RPM, 20KW, 96NM, 34A, 445V FORCED VENTILATION; DIRECTION OF AIR FLOW NDE --> DE; DEGREE OF PROTECTION IP55 ABSOLUTE ENCODER ENDAT 2048 S/R (ENCODER AM2048S/R) with TEMPERAT. SENSOR KTY84-130 DESIGN IM B35 (IM V15, IM V35) SHAFT WITH FITTED KEY FULL-KEY BALANCING BEARING: STANDARD WITH FIXED BEARING, VIBRATION SEVERITY GRADE: R/A, FLANGE ACCURACY: R TERMINAL BOX (ABOVE) CABLE ENTRY ON THE RIGHT SIGNAL CONNECTION D-END | 6274 | TEM | 1 | MC | 106 | 1
1PH81331EF132FA1 | SIMOTICS M COMPACT ASYNCHRONOUS MOTOR 1500RPM, 15KW, 96NM, 34A, 342V 1750RPM,17,5KW, 96NM, 34A, 392V 2000RPM, 20KW, 96NM, 34A, 445V FORCED VENTILATION; DIRECTION OF AIR FLOW NDE --> DE; DEGREE OF PROTECTION IP55 ABSOLUTE ENCODER ENDAT 2048 S/R (ENCODER AM2048S/R) with TEMPERAT. SENSOR KTY84-130 DESIGN IM B35 (IM V15, IM V35) SHAFT WITH FITTED KEY HALF-KEY BALANCING BEARING: INCREASED RADIAL FORCES, VIBRATION SEVERITY GRADE: R/A, SHAFT AND FLANGE ACCURACY: R TERMINAL BOX (ABOVE) CABLE ENTRY ON THE RIGHT SIGNAL CONNECTION D-END | 6406 | TEM | 1 | MC | 106 | 1
1PH81331EG120BA1 | SIMOTICS M COMPACT ASYNCHRONOUS MOTOR 2000RPM, 20KW, 96NM, 45A, 350V 2300RPM,22,5KW, 93NM, 44A, 400V 2650RPM, 24KW, 86NM, 41A, 456V FORCED VENTILATION; DIRECTION OF AIR FLOW NDE --> DE; DEGREE OF PROTECTION IP55 ABSOLUTE ENCODER ENDAT 2048 S/R (ENCODER AM2048S/R) with TEMPERAT. SENSOR KTY84-130 DESIGN IM B5 (IMV 1,IM V3) PLAIN SHAFT WITHOUT FITTED KEY; BEARING: STANDARD WITH FIXED BEARING, VIBRATION SEVERITY GRADE: R/A, FLANGE ACCURACY: R TERMINAL BOX (ABOVE) CABLE ENTRY ON THE RIGHT SIGNAL CONNECTION D-END | 5971 | TEM | 1 | MC | 106 | 1
1PH81331FD000BA1 | SIMOTICS M COMPACT ASYNCHRONOUS MOTOR 1000RPM, 12KW, 115NM, 30A, 319V 1150RPM,13,5KW,112NM, 29A, 361V 1350RPM, 15KW, 106NM, 28A, 417V FORCED VENTILATION; DIRECTION OF AIR FLOW DE --> NDE; DEGREE OF PROTECTION IP55 ABSOLUTE ENCODER 22 BIT SINGLETURN AND 12 BIT MULTITURN (ENCODER AM22DQ) WITH DRIVE-CLIQ INTERFACE DESIGN IM B3 (IM V5, IM V6) PLAIN SHAFT WITHOUT FITTED KEY; BEARING: STANDARD WITH FIXED BEARING, VIBRATION SEVERITY GRADE: R/A, FLANGE ACCURACY: R TERMINAL BOX (ABOVE) CABLE ENTRY ON THE RIGHT SIGNAL CONNECTION D-END | 6426 | TEM | 1 | MC | 106 | 1
1PH81331FD001BA1 | SIMOTICS M COMPACT ASYNCHRONOUS MOTOR 1000RPM, 12KW, 115NM, 30A, 319V 1150RPM,13,5KW,112NM, 29A, 361V 1350RPM, 15KW, 106NM, 28A, 417V FORCED VENTILATION; DIRECTION OF AIR FLOW DE --> NDE; DEGREE OF PROTECTION IP55 ABSOLUTE ENCODER 22 BIT SINGLETURN AND 12 BIT MULTITURN (ENCODER AM22DQ) WITH DRIVE-CLIQ INTERFACE DESIGN IM B3 (IM V5, IM V6) SHAFT WITH FITTED KEY FULL-KEY BALANCING BEARING: STANDARD WITH FIXED BEARING, VIBRATION SEVERITY GRADE: R/A, FLANGE ACCURACY: R TERMINAL BOX (ABOVE) CABLE ENTRY ON THE RIGHT SIGNAL CONNECTION D-END | 6426 | TEM | 1 | MC | 106 | 1
1PH81331FD002BA1 | SIMOTICS M COMPACT ASYNCHRONOUS MOTOR 1000RPM, 12KW, 115NM, 30A, 319V 1150RPM,13,5KW,112NM, 29A, 361V 1350RPM, 15KW, 106NM, 28A, 417V FORCED VENTILATION; DIRECTION OF AIR FLOW DE --> NDE; DEGREE OF PROTECTION IP55 ABSOLUTE ENCODER 22 BIT SINGLETURN AND 12 BIT MULTITURN (ENCODER AM22DQ) WITH DRIVE-CLIQ INTERFACE DESIGN IM B3 (IM V5, IM V6) SHAFT WITH FITTED KEY HALF-KEY BALANCING BEARING: STANDARD WITH FIXED BEARING, VIBRATION SEVERITY GRADE: R/A, FLANGE ACCURACY: R TERMINAL BOX (ABOVE) CABLE ENTRY ON THE RIGHT SIGNAL CONNECTION D-END | 6426 | TEM | 1 | MC | 106 | 1
1PH81331FD002BC1 | SIMOTICS M COMPACT ASYNCHRONOUS MOTOR 1000RPM, 12KW, 115NM, 30A, 319V 1150RPM,13,5KW,112NM, 29A, 361V 1350RPM, 15KW, 106NM, 28A, 417V FORCED VENTILATION; DIRECTION OF AIR FLOW DE --> NDE; DEGREE OF PROTECTION IP55 ABSOLUTE ENCODER 22 BIT SINGLETURN AND 12 BIT MULTITURN (ENCODER AM22DQ) WITH DRIVE-CLIQ INTERFACE DESIGN IM B3 (IM V5, IM V6) SHAFT WITH FITTED KEY HALF-KEY BALANCING BEARING: STANDARD WITH FIXED BEARING, VIBRATION SEVERITY GRADE: R/A, FLANGE ACCURACY: R TERMINAL BOX (ABOVE) CABLE ENTRY ON THE ND-END SIGNAL CONNECTION LEFT | 6426 | TEM | 1 | MC | 106 | 1
1PH81331FD020BE1 | SIMOTICS M COMPACT ASYNCHRONOUS MOTOR 1000RPM, 12KW, 115NM, 30A, 319V 1150RPM,13,5KW,112NM, 29A, 361V 1350RPM, 15KW, 106NM, 28A, 417V FORCED VENTILATION; DIRECTION OF AIR FLOW DE --> NDE; DEGREE OF PROTECTION IP55 ABSOLUTE ENCODER 22 BIT SINGLETURN AND 12 BIT MULTITURN (ENCODER AM22DQ) WITH DRIVE-CLIQ INTERFACE DESIGN IM B5 (IMV 1,IM V3) PLAIN SHAFT WITHOUT FITTED KEY; BEARING: STANDARD WITH FIXED BEARING, VIBRATION SEVERITY GRADE: R/A, FLANGE ACCURACY: R POWER CONNECTOR (ABOVE) CABLE ENTRY ON THE RIGHT SIGNAL CONNECTION D-END | 6665 | TEM | 1 | MC | 106 | 1
1PH81331FD021BA1 | SIMOTICS M COMPACT ASYNCHRONOUS MOTOR 1000RPM, 12KW, 115NM, 30A, 319V 1150RPM,13,5KW,112NM, 29A, 361V 1350RPM, 15KW, 106NM, 28A, 417V FORCED VENTILATION; DIRECTION OF AIR FLOW DE --> NDE; DEGREE OF PROTECTION IP55 ABSOLUTE ENCODER 22 BIT SINGLETURN AND 12 BIT MULTITURN (ENCODER AM22DQ) WITH DRIVE-CLIQ INTERFACE DESIGN IM B5 (IMV 1,IM V3) SHAFT WITH FITTED KEY FULL-KEY BALANCING BEARING: STANDARD WITH FIXED BEARING, VIBRATION SEVERITY GRADE: R/A, FLANGE ACCURACY: R TERMINAL BOX (ABOVE) CABLE ENTRY ON THE RIGHT SIGNAL CONNECTION D-END | 6665 | TEM | 1 | MC | 106 | 1
1PH81331FD021BH1 | SIMOTICS M COMPACT ASYNCHRONOUS MOTOR 1000RPM, 12KW, 115NM, 30A, 319V 1150RPM,13,5KW,112NM, 29A, 361V 1350RPM, 15KW, 106NM, 28A, 417V FORCED VENTILATION; DIRECTION OF AIR FLOW DE --> NDE; DEGREE OF PROTECTION IP55 ABSOLUTE ENCODER 22 BIT SINGLETURN AND 12 BIT MULTITURN (ENCODER AM22DQ) WITH DRIVE-CLIQ INTERFACE DESIGN IM B5 (IMV 1,IM V3) SHAFT WITH FITTED KEY FULL-KEY BALANCING BEARING: STANDARD WITH FIXED BEARING, VIBRATION SEVERITY GRADE: R/A, FLANGE ACCURACY: R POWER CONNECTOR (ABOVE) CABLE ENTRY ON THE D-END SIGNAL CONNECTION LEFT | 6665 | TEM | 1 | MC | 106 | 1
1PH81331FD030BA1 | SIMOTICS M COMPACT ASYNCHRONOUS MOTOR 1000RPM, 12KW, 115NM, 30A, 319V 1150RPM,13,5KW,112NM, 29A, 361V 1350RPM, 15KW, 106NM, 28A, 417V FORCED VENTILATION; DIRECTION OF AIR FLOW DE --> NDE; DEGREE OF PROTECTION IP55 ABSOLUTE ENCODER 22 BIT SINGLETURN AND 12 BIT MULTITURN (ENCODER AM22DQ) WITH DRIVE-CLIQ INTERFACE DESIGN IM B35 (IM V15, IM V35) PLAIN SHAFT WITHOUT FITTED KEY; BEARING: STANDARD WITH FIXED BEARING, VIBRATION SEVERITY GRADE: R/A, FLANGE ACCURACY: R TERMINAL BOX (ABOVE) CABLE ENTRY ON THE RIGHT SIGNAL CONNECTION D-END | 6968 | TEM | 1 | MC | 106 | 1
1PH81331FD102CH1 | SIMOTICS M COMPACT ASYNCHRONOUS MOTOR 1000RPM, 12KW, 115NM, 30A, 319V 1150RPM,13,5KW,112NM, 29A, 361V 1350RPM, 15KW, 106NM, 28A, 417V FORCED VENTILATION; DIRECTION OF AIR FLOW NDE --> DE; DEGREE OF PROTECTION IP55 ABSOLUTE ENCODER 22 BIT SINGLETURN AND 12 BIT MULTITURN (ENCODER AM22DQ) WITH DRIVE-CLIQ INTERFACE DESIGN IM B3 (IM V5, IM V6) SHAFT WITH FITTED KEY HALF-KEY BALANCING BEARING: STANDARD WITH FIXED BEARING, VIBRATION SEVERITY GRADE: S/A, SHAFT AND FLANGE ACCURACY: R POWER CONNECTOR (ABOVE) CABLE ENTRY ON THE D-END SIGNAL CONNECTION LEFT | 6621 | TEM | 1 | MC | 106 | 1
1PH81331FD120BA1 | SIMOTICS M COMPACT ASYNCHRONOUS MOTOR 1000RPM, 12KW, 115NM, 30A, 319V 1150RPM,13,5KW,112NM, 29A, 361V 1350RPM, 15KW, 106NM, 28A, 417V FORCED VENTILATION; DIRECTION OF AIR FLOW NDE --> DE; DEGREE OF PROTECTION IP55 ABSOLUTE ENCODER 22 BIT SINGLETURN AND 12 BIT MULTITURN (ENCODER AM22DQ) WITH DRIVE-CLIQ INTERFACE DESIGN IM B5 (IMV 1,IM V3) PLAIN SHAFT WITHOUT FITTED KEY; BEARING: STANDARD WITH FIXED BEARING, VIBRATION SEVERITY GRADE: R/A, FLANGE ACCURACY: R TERMINAL BOX (ABOVE) CABLE ENTRY ON THE RIGHT SIGNAL CONNECTION D-END | 6665 | TEM | 1 | MC | 106 | 1
1PH81331FD120CA1 | SIMOTICS M COMPACT ASYNCHRONOUS MOTOR 1000RPM, 12KW, 115NM, 30A, 319V 1150RPM,13,5KW,112NM, 29A, 361V 1350RPM, 15KW, 106NM, 28A, 417V FORCED VENTILATION; DIRECTION OF AIR FLOW NDE --> DE; DEGREE OF PROTECTION IP55 ABSOLUTE ENCODER 22 BIT SINGLETURN AND 12 BIT MULTITURN (ENCODER AM22DQ) WITH DRIVE-CLIQ INTERFACE DESIGN IM B5 (IMV 1,IM V3) PLAIN SHAFT WITHOUT FITTED KEY; BEARING: STANDARD WITH FIXED BEARING, VIBRATION SEVERITY GRADE: S/A, SHAFT AND FLANGE ACCURACY: R TERMINAL BOX (ABOVE) CABLE ENTRY ON THE RIGHT SIGNAL CONNECTION D-END | 6860 | TEM | 1 | MC | 106 | 1
1PH81331FD121BA1 | SIMOTICS M COMPACT ASYNCHRONOUS MOTOR 1000RPM, 12KW, 115NM, 30A, 319V 1150RPM,13,5KW,112NM, 29A, 361V 1350RPM, 15KW, 106NM, 28A, 417V FORCED VENTILATION; DIRECTION OF AIR FLOW NDE --> DE; DEGREE OF PROTECTION IP55 ABSOLUTE ENCODER 22 BIT SINGLETURN AND 12 BIT MULTITURN (ENCODER AM22DQ) WITH DRIVE-CLIQ INTERFACE DESIGN IM B5 (IMV 1,IM V3) SHAFT WITH FITTED KEY FULL-KEY BALANCING BEARING: STANDARD WITH FIXED BEARING, VIBRATION SEVERITY GRADE: R/A, FLANGE ACCURACY: R TERMINAL BOX (ABOVE) CABLE ENTRY ON THE RIGHT SIGNAL CONNECTION D-END | 6665 | TEM | 1 | MC | 106 | 1
1PH81331FD122BE1 | SIMOTICS M COMPACT ASYNCHRONOUS MOTOR 1000RPM, 12KW, 115NM, 30A, 319V 1150RPM,13,5KW,112NM, 29A, 361V 1350RPM, 15KW, 106NM, 28A, 417V FORCED VENTILATION; DIRECTION OF AIR FLOW NDE --> DE; DEGREE OF PROTECTION IP55 ABSOLUTE ENCODER 22 BIT SINGLETURN AND 12 BIT MULTITURN (ENCODER AM22DQ) WITH DRIVE-CLIQ INTERFACE DESIGN IM B5 (IMV 1,IM V3) SHAFT WITH FITTED KEY HALF-KEY BALANCING BEARING: STANDARD WITH FIXED BEARING, VIBRATION SEVERITY GRADE: R/A, FLANGE ACCURACY: R POWER CONNECTOR (ABOVE) CABLE ENTRY ON THE RIGHT SIGNAL CONNECTION D-END | 6665 | TEM | 1 | MC | 106 | 1
1PH81331FD122CH1 | SIMOTICS M COMPACT ASYNCHRONOUS MOTOR 1000RPM, 12KW, 115NM, 30A, 319V 1150RPM,13,5KW,112NM, 29A, 361V 1350RPM, 15KW, 106NM, 28A, 417V FORCED VENTILATION; DIRECTION OF AIR FLOW NDE --> DE; DEGREE OF PROTECTION IP55 ABSOLUTE ENCODER 22 BIT SINGLETURN AND 12 BIT MULTITURN (ENCODER AM22DQ) WITH DRIVE-CLIQ INTERFACE DESIGN IM B5 (IMV 1,IM V3) SHAFT WITH FITTED KEY HALF-KEY BALANCING BEARING: STANDARD WITH FIXED BEARING, VIBRATION SEVERITY GRADE: S/A, SHAFT AND FLANGE ACCURACY: R POWER CONNECTOR (ABOVE) CABLE ENTRY ON THE D-END SIGNAL CONNECTION LEFT | 6860 | TEM | 1 | MC | 106 | 1
1PH81331FF000BA1 | SIMOTICS M COMPACT ASYNCHRONOUS MOTOR 1500RPM, 15KW, 96NM, 34A, 342V 1750RPM,17,5KW, 96NM, 34A, 392V 2000RPM, 20KW, 96NM, 34A, 445V FORCED VENTILATION; DIRECTION OF AIR FLOW DE --> NDE; DEGREE OF PROTECTION IP55 ABSOLUTE ENCODER 22 BIT SINGLETURN AND 12 BIT MULTITURN (ENCODER AM22DQ) WITH DRIVE-CLIQ INTERFACE DESIGN IM B3 (IM V5, IM V6) PLAIN SHAFT WITHOUT FITTED KEY; BEARING: STANDARD WITH FIXED BEARING, VIBRATION SEVERITY GRADE: R/A, FLANGE ACCURACY: R TERMINAL BOX (ABOVE) CABLE ENTRY ON THE RIGHT SIGNAL CONNECTION D-END | 6426 | TEM | 1 | MC | 106 | 1
1PH81331FF001BA1 | SIMOTICS M COMPACT ASYNCHRONOUS MOTOR 1500RPM, 15KW, 96NM, 34A, 342V 1750RPM,17,5KW, 96NM, 34A, 392V 2000RPM, 20KW, 96NM, 34A, 445V FORCED VENTILATION; DIRECTION OF AIR FLOW DE --> NDE; DEGREE OF PROTECTION IP55 ABSOLUTE ENCODER 22 BIT SINGLETURN AND 12 BIT MULTITURN (ENCODER AM22DQ) WITH DRIVE-CLIQ INTERFACE DESIGN IM B3 (IM V5, IM V6) SHAFT WITH FITTED KEY FULL-KEY BALANCING BEARING: STANDARD WITH FIXED BEARING, VIBRATION SEVERITY GRADE: R/A, FLANGE ACCURACY: R TERMINAL BOX (ABOVE) CABLE ENTRY ON THE RIGHT SIGNAL CONNECTION D-END | 6426 | TEM | 1 | MC | 106 | 1
1PH81331FF002BA1 | SIMOTICS M COMPACT ASYNCHRONOUS MOTOR 1500RPM, 15KW, 96NM, 34A, 342V 1750RPM,17,5KW, 96NM, 34A, 392V 2000RPM, 20KW, 96NM, 34A, 445V FORCED VENTILATION; DIRECTION OF AIR FLOW DE --> NDE; DEGREE OF PROTECTION IP55 ABSOLUTE ENCODER 22 BIT SINGLETURN AND 12 BIT MULTITURN (ENCODER AM22DQ) WITH DRIVE-CLIQ INTERFACE DESIGN IM B3 (IM V5, IM V6) SHAFT WITH FITTED KEY HALF-KEY BALANCING BEARING: STANDARD WITH FIXED BEARING, VIBRATION SEVERITY GRADE: R/A, FLANGE ACCURACY: R TERMINAL BOX (ABOVE) CABLE ENTRY ON THE RIGHT SIGNAL CONNECTION D-END | 6426 | TEM | 1 | MC | 106 | 1
1PH81331FF020BA1 | SIMOTICS M COMPACT ASYNCHRONOUS MOTOR 1500RPM, 15KW, 96NM, 34A, 342V 1750RPM,17,5KW, 96NM, 34A, 392V 2000RPM, 20KW, 96NM, 34A, 445V FORCED VENTILATION; DIRECTION OF AIR FLOW DE --> NDE; DEGREE OF PROTECTION IP55 ABSOLUTE ENCODER 22 BIT SINGLETURN AND 12 BIT MULTITURN (ENCODER AM22DQ) WITH DRIVE-CLIQ INTERFACE DESIGN IM B5 (IMV 1,IM V3) PLAIN SHAFT WITHOUT FITTED KEY; BEARING: STANDARD WITH FIXED BEARING, VIBRATION SEVERITY GRADE: R/A, FLANGE ACCURACY: R TERMINAL BOX (ABOVE) CABLE ENTRY ON THE RIGHT SIGNAL CONNECTION D-END | 6665 | TEM | 1 | MC | 106 | 1
1PH81331FF020BC1 | SIMOTICS M COMPACT ASYNCHRONOUS MOTOR 1500RPM, 15KW, 96NM, 34A, 342V 1750RPM,17,5KW, 96NM, 34A, 392V 2000RPM, 20KW, 96NM, 34A, 445V FORCED VENTILATION; DIRECTION OF AIR FLOW DE --> NDE; DEGREE OF PROTECTION IP55 ABSOLUTE ENCODER 22 BIT SINGLETURN AND 12 BIT MULTITURN (ENCODER AM22DQ) WITH DRIVE-CLIQ INTERFACE DESIGN IM B5 (IMV 1,IM V3) PLAIN SHAFT WITHOUT FITTED KEY; BEARING: STANDARD WITH FIXED BEARING, VIBRATION SEVERITY GRADE: R/A, FLANGE ACCURACY: R TERMINAL BOX (ABOVE) CABLE ENTRY ON THE ND-END SIGNAL CONNECTION LEFT | 6665 | TEM | 1 | MC | 106 | 1
1PH81331FF020BE1 | SIMOTICS M COMPACT ASYNCHRONOUS MOTOR 1500RPM, 15KW, 96NM, 34A, 342V 1750RPM,17,5KW, 96NM, 34A, 392V 2000RPM, 20KW, 96NM, 34A, 445V FORCED VENTILATION; DIRECTION OF AIR FLOW DE --> NDE; DEGREE OF PROTECTION IP55 ABSOLUTE ENCODER 22 BIT SINGLETURN AND 12 BIT MULTITURN (ENCODER AM22DQ) WITH DRIVE-CLIQ INTERFACE DESIGN IM B5 (IMV 1,IM V3) PLAIN SHAFT WITHOUT FITTED KEY; BEARING: STANDARD WITH FIXED BEARING, VIBRATION SEVERITY GRADE: R/A, FLANGE ACCURACY: R POWER CONNECTOR (ABOVE) CABLE ENTRY ON THE RIGHT SIGNAL CONNECTION D-END | 6665 | TEM | 1 | MC | 106 | 1
1PH81331FF020DH1 | SIMOTICS M COMPACT ASYNCHRONOUS MOTOR 1500RPM, 15KW, 96NM, 34A, 342V 1750RPM,17,5KW, 96NM, 34A, 392V 2000RPM, 20KW, 96NM, 34A, 445V FORCED VENTILATION; DIRECTION OF AIR FLOW DE --> NDE; DEGREE OF PROTECTION IP55 ABSOLUTE ENCODER 22 BIT SINGLETURN AND 12 BIT MULTITURN (ENCODER AM22DQ) WITH DRIVE-CLIQ INTERFACE DESIGN IM B5 (IMV 1,IM V3) PLAIN SHAFT WITHOUT FITTED KEY; BEARING: STANDARD WITH FIXED BEARING, VIBRATION SEVERITY GRADE: SR/A, SHAFT AND FLANGE ACCURACY: R POWER CONNECTOR (ABOVE) CABLE ENTRY ON THE D-END SIGNAL CONNECTION LEFT | 6930 | TEM | 1 | MC | 106 | 1
1PH81331FF021BA1 | SIMOTICS M COMPACT ASYNCHRONOUS MOTOR 1500RPM, 15KW, 96NM, 34A, 342V 1750RPM,17,5KW, 96NM, 34A, 392V 2000RPM, 20KW, 96NM, 34A, 445V FORCED VENTILATION; DIRECTION OF AIR FLOW DE --> NDE; DEGREE OF PROTECTION IP55 ABSOLUTE ENCODER 22 BIT SINGLETURN AND 12 BIT MULTITURN (ENCODER AM22DQ) WITH DRIVE-CLIQ INTERFACE DESIGN IM B5 (IMV 1,IM V3) SHAFT WITH FITTED KEY FULL-KEY BALANCING BEARING: STANDARD WITH FIXED BEARING, VIBRATION SEVERITY GRADE: R/A, FLANGE ACCURACY: R TERMINAL BOX (ABOVE) CABLE ENTRY ON THE RIGHT SIGNAL CONNECTION D-END | 6665 | TEM | 1 | MC | 106 | 1
1PH81331FF021CA1 | SIMOTICS M COMPACT ASYNCHRONOUS MOTOR 1500RPM, 15KW, 96NM, 34A, 342V 1750RPM,17,5KW, 96NM, 34A, 392V 2000RPM, 20KW, 96NM, 34A, 445V FORCED VENTILATION; DIRECTION OF AIR FLOW DE --> NDE; DEGREE OF PROTECTION IP55 ABSOLUTE ENCODER 22 BIT SINGLETURN AND 12 BIT MULTITURN (ENCODER AM22DQ) WITH DRIVE-CLIQ INTERFACE DESIGN IM B5 (IMV 1,IM V3) SHAFT WITH FITTED KEY FULL-KEY BALANCING BEARING: STANDARD WITH FIXED BEARING, VIBRATION SEVERITY GRADE: S/A, SHAFT AND FLANGE ACCURACY: R TERMINAL BOX (ABOVE) CABLE ENTRY ON THE RIGHT SIGNAL CONNECTION D-END | 6860 | TEM | 1 | MC | 106 | 1
1PH81331FF021CB1 | SIMOTICS M COMPACT ASYNCHRONOUS MOTOR 1500RPM, 15KW, 96NM, 34A, 342V 1750RPM,17,5KW, 96NM, 34A, 392V 2000RPM, 20KW, 96NM, 34A, 445V FORCED VENTILATION; DIRECTION OF AIR FLOW DE --> NDE; DEGREE OF PROTECTION IP55 ABSOLUTE ENCODER 22 BIT SINGLETURN AND 12 BIT MULTITURN (ENCODER AM22DQ) WITH DRIVE-CLIQ INTERFACE DESIGN IM B5 (IMV 1,IM V3) SHAFT WITH FITTED KEY FULL-KEY BALANCING BEARING: STANDARD WITH FIXED BEARING, VIBRATION SEVERITY GRADE: S/A, SHAFT AND FLANGE ACCURACY: R TERMINAL BOX (ABOVE) CABLE ENTRY ON THE LEFT SIGNAL CONNECTION D-END | 6860 | TEM | 1 | MC | 106 | 1
1PH81331FF022BA1 | SIMOTICS M COMPACT ASYNCHRONOUS MOTOR 1500RPM, 15KW, 96NM, 34A, 342V 1750RPM,17,5KW, 96NM, 34A, 392V 2000RPM, 20KW, 96NM, 34A, 445V FORCED VENTILATION; DIRECTION OF AIR FLOW DE --> NDE; DEGREE OF PROTECTION IP55 ABSOLUTE ENCODER 22 BIT SINGLETURN AND 12 BIT MULTITURN (ENCODER AM22DQ) WITH DRIVE-CLIQ INTERFACE DESIGN IM B5 (IMV 1,IM V3) SHAFT WITH FITTED KEY HALF-KEY BALANCING BEARING: STANDARD WITH FIXED BEARING, VIBRATION SEVERITY GRADE: R/A, FLANGE ACCURACY: R TERMINAL BOX (ABOVE) CABLE ENTRY ON THE RIGHT SIGNAL CONNECTION D-END | 6665 | TEM | 1 | MC | 106 | 1
1PH81331FF030BC1 | SIMOTICS M COMPACT ASYNCHRONOUS MOTOR 1500RPM, 15KW, 96NM, 34A, 342V 1750RPM,17,5KW, 96NM, 34A, 392V 2000RPM, 20KW, 96NM, 34A, 445V FORCED VENTILATION; DIRECTION OF AIR FLOW DE --> NDE; DEGREE OF PROTECTION IP55 ABSOLUTE ENCODER 22 BIT SINGLETURN AND 12 BIT MULTITURN (ENCODER AM22DQ) WITH DRIVE-CLIQ INTERFACE DESIGN IM B35 (IM V15, IM V35) PLAIN SHAFT WITHOUT FITTED KEY; BEARING: STANDARD WITH FIXED BEARING, VIBRATION SEVERITY GRADE: R/A, FLANGE ACCURACY: R TERMINAL BOX (ABOVE) CABLE ENTRY ON THE ND-END SIGNAL CONNECTION LEFT | 6968 | TEM | 1 | MC | 106 | 1
1PH81331FF032CA1 | SIMOTICS M COMPACT ASYNCHRONOUS MOTOR 1500RPM, 15KW, 96NM, 34A, 342V 1750RPM,17,5KW, 96NM, 34A, 392V 2000RPM, 20KW, 96NM, 34A, 445V FORCED VENTILATION; DIRECTION OF AIR FLOW DE --> NDE; DEGREE OF PROTECTION IP55 ABSOLUTE ENCODER 22 BIT SINGLETURN AND 12 BIT MULTITURN (ENCODER AM22DQ) WITH DRIVE-CLIQ INTERFACE DESIGN IM B35 (IM V15, IM V35) SHAFT WITH FITTED KEY HALF-KEY BALANCING BEARING: STANDARD WITH FIXED BEARING, VIBRATION SEVERITY GRADE: S/A, SHAFT AND FLANGE ACCURACY: R TERMINAL BOX (ABOVE) CABLE ENTRY ON THE RIGHT SIGNAL CONNECTION D-END | 7163 | TEM | 1 | MC | 106 | 1
1PH81331FF100BA1 | SIMOTICS M COMPACT ASYNCHRONOUS MOTOR 1500RPM, 15KW, 96NM, 34A, 342V 1750RPM,17,5KW, 96NM, 34A, 392V 2000RPM, 20KW, 96NM, 34A, 445V FORCED VENTILATION; DIRECTION OF AIR FLOW NDE --> DE; DEGREE OF PROTECTION IP55 ABSOLUTE ENCODER 22 BIT SINGLETURN AND 12 BIT MULTITURN (ENCODER AM22DQ) WITH DRIVE-CLIQ INTERFACE DESIGN IM B3 (IM V5, IM V6) PLAIN SHAFT WITHOUT FITTED KEY; BEARING: STANDARD WITH FIXED BEARING, VIBRATION SEVERITY GRADE: R/A, FLANGE ACCURACY: R TERMINAL BOX (ABOVE) CABLE ENTRY ON THE RIGHT SIGNAL CONNECTION D-END | 6426 | TEM | 1 | MC | 106 | 1
1PH81331FF101QC1 | SIMOTICS M COMPACT ASYNCHRONOUS MOTOR 1500RPM, 15KW, 96NM, 34A, 342V 1750RPM,17,5KW, 96NM, 34A, 392V 2000RPM, 20KW, 96NM, 34A, 445V FORCED VENTILATION; DIRECTION OF AIR FLOW NDE --> DE; DEGREE OF PROTECTION IP55 ABSOLUTE ENCODER 22 BIT SINGLETURN AND 12 BIT MULTITURN (ENCODER AM22DQ) WITH DRIVE-CLIQ INTERFACE DESIGN IM B3 (IM V5, IM V6) SHAFT WITH FITTED KEY FULL-KEY BALANCING BEARING: ADVANCED LIFETIME VIBRATION SEVERITY S/A SHAFT A. FLANGE ACCURACY GR. R TERMINAL BOX (ABOVE) CABLE ENTRY ON THE ND-END SIGNAL CONNECTION LEFT | 6857 | TEM | 1 | MC | 106 | 1
1PH81331FF102BA1 | SIMOTICS M COMPACT ASYNCHRONOUS MOTOR 1500RPM, 15KW, 96NM, 34A, 342V 1750RPM,17,5KW, 96NM, 34A, 392V 2000RPM, 20KW, 96NM, 34A, 445V FORCED VENTILATION; DIRECTION OF AIR FLOW NDE --> DE; DEGREE OF PROTECTION IP55 ABSOLUTE ENCODER 22 BIT SINGLETURN AND 12 BIT MULTITURN (ENCODER AM22DQ) WITH DRIVE-CLIQ INTERFACE DESIGN IM B3 (IM V5, IM V6) SHAFT WITH FITTED KEY HALF-KEY BALANCING BEARING: STANDARD WITH FIXED BEARING, VIBRATION SEVERITY GRADE: R/A, FLANGE ACCURACY: R TERMINAL BOX (ABOVE) CABLE ENTRY ON THE RIGHT SIGNAL CONNECTION D-END | 6426 | TEM | 1 | MC | 106 | 1
1PH81331FF120BA1 | SIMOTICS M COMPACT ASYNCHRONOUS MOTOR 1500RPM, 15KW, 96NM, 34A, 342V 1750RPM,17,5KW, 96NM, 34A, 392V 2000RPM, 20KW, 96NM, 34A, 445V FORCED VENTILATION; DIRECTION OF AIR FLOW NDE --> DE; DEGREE OF PROTECTION IP55 ABSOLUTE ENCODER 22 BIT SINGLETURN AND 12 BIT MULTITURN (ENCODER AM22DQ) WITH DRIVE-CLIQ INTERFACE DESIGN IM B5 (IMV 1,IM V3) PLAIN SHAFT WITHOUT FITTED KEY; BEARING: STANDARD WITH FIXED BEARING, VIBRATION SEVERITY GRADE: R/A, FLANGE ACCURACY: R TERMINAL BOX (ABOVE) CABLE ENTRY ON THE RIGHT SIGNAL CONNECTION D-END | 6665 | TEM | 1 | MC | 106 | 1
1PH81331FF120QA1 | SIMOTICS M COMPACT ASYNCHRONOUS MOTOR 1500RPM, 15KW, 96NM, 34A, 342V 1750RPM,17,5KW, 96NM, 34A, 392V 2000RPM, 20KW, 96NM, 34A, 445V FORCED VENTILATION; DIRECTION OF AIR FLOW NDE --> DE; DEGREE OF PROTECTION IP55 ABSOLUTE ENCODER 22 BIT SINGLETURN AND 12 BIT MULTITURN (ENCODER AM22DQ) WITH DRIVE-CLIQ INTERFACE DESIGN IM B5 (IMV 1,IM V3) PLAIN SHAFT WITHOUT FITTED KEY; BEARING: ADVANCED LIFETIME VIBRATION SEVERITY S/A SHAFT A. FLANGE ACCURACY GR. R TERMINAL BOX (ABOVE) CABLE ENTRY ON THE RIGHT SIGNAL CONNECTION D-END | 7095 | TEM | 1 | MC | 106 | 1
1PH81331FF121BA1 | SIMOTICS M COMPACT ASYNCHRONOUS MOTOR 1500RPM, 15KW, 96NM, 34A, 342V 1750RPM,17,5KW, 96NM, 34A, 392V 2000RPM, 20KW, 96NM, 34A, 445V FORCED VENTILATION; DIRECTION OF AIR FLOW NDE --> DE; DEGREE OF PROTECTION IP55 ABSOLUTE ENCODER 22 BIT SINGLETURN AND 12 BIT MULTITURN (ENCODER AM22DQ) WITH DRIVE-CLIQ INTERFACE DESIGN IM B5 (IMV 1,IM V3) SHAFT WITH FITTED KEY FULL-KEY BALANCING BEARING: STANDARD WITH FIXED BEARING, VIBRATION SEVERITY GRADE: R/A, FLANGE ACCURACY: R TERMINAL BOX (ABOVE) CABLE ENTRY ON THE RIGHT SIGNAL CONNECTION D-END | 6665 | TEM | 1 | MC | 106 | 1
1PH81331FF121BB1 | SIMOTICS M COMPACT ASYNCHRONOUS MOTOR 1500RPM, 15KW, 96NM, 34A, 342V 1750RPM,17,5KW, 96NM, 34A, 392V 2000RPM, 20KW, 96NM, 34A, 445V FORCED VENTILATION; DIRECTION OF AIR FLOW NDE --> DE; DEGREE OF PROTECTION IP55 ABSOLUTE ENCODER 22 BIT SINGLETURN AND 12 BIT MULTITURN (ENCODER AM22DQ) WITH DRIVE-CLIQ INTERFACE DESIGN IM B5 (IMV 1,IM V3) SHAFT WITH FITTED KEY FULL-KEY BALANCING BEARING: STANDARD WITH FIXED BEARING, VIBRATION SEVERITY GRADE: R/A, FLANGE ACCURACY: R TERMINAL BOX (ABOVE) CABLE ENTRY ON THE LEFT SIGNAL CONNECTION D-END | 6665 | TEM | 1 | MC | 106 | 1
1PH81331FF122BB1 | SIMOTICS M COMPACT ASYNCHRONOUS MOTOR 1500RPM, 15KW, 96NM, 34A, 342V 1750RPM,17,5KW, 96NM, 34A, 392V 2000RPM, 20KW, 96NM, 34A, 445V FORCED VENTILATION; DIRECTION OF AIR FLOW NDE --> DE; DEGREE OF PROTECTION IP55 ABSOLUTE ENCODER 22 BIT SINGLETURN AND 12 BIT MULTITURN (ENCODER AM22DQ) WITH DRIVE-CLIQ INTERFACE DESIGN IM B5 (IMV 1,IM V3) SHAFT WITH FITTED KEY HALF-KEY BALANCING BEARING: STANDARD WITH FIXED BEARING, VIBRATION SEVERITY GRADE: R/A, FLANGE ACCURACY: R TERMINAL BOX (ABOVE) CABLE ENTRY ON THE LEFT SIGNAL CONNECTION D-END | 6665 | TEM | 1 | MC | 106 | 1
1PH81331FF221BA1 | SIMOTICS M COMPACT ASYNCHRONOUS MOTOR 1500RPM, 17KW, 108NM, 38A, 345V 1750RPM, 19,5KW, 106NM, 38A, 40 2000RPM, 22,5KW, 107NM, 38A, 45 WATER COOLING DEGREE OF PROTECTION IP65 ABSOLUTE ENCODER 22 BIT SINGLETURN AND 12 BIT MULTITURN (ENCODER AM22DQ) WITH DRIVE-CLIQ INTERFACE DESIGN IM B5 (IMV 1,IM V3) SHAFT WITH FITTED KEY FULL-KEY BALANCING BEARING: STANDARD WITH FIXED BEARING, VIBRATION SEVERITY GRADE: R/A, FLANGE ACCURACY: R TERMINAL BOX (ABOVE) CABLE ENTRY ON THE RIGHT SIGNAL CONNECTION D-END | 7471 | TEM | 1 | MC | 123 | 1
1PH81331FF231BA1 | SIMOTICS M COMPACT ASYNCHRONOUS MOTOR 1500RPM, 17KW, 108NM, 38A, 345V 1750RPM, 19,5KW, 106NM, 38A, 40 2000RPM, 22,5KW, 107NM, 38A, 45 WATER COOLING DEGREE OF PROTECTION IP65 ABSOLUTE ENCODER 22 BIT SINGLETURN AND 12 BIT MULTITURN (ENCODER AM22DQ) WITH DRIVE-CLIQ INTERFACE DESIGN IM B35 (IM V15, IM V35) SHAFT WITH FITTED KEY FULL-KEY BALANCING BEARING: STANDARD WITH FIXED BEARING, VIBRATION SEVERITY GRADE: R/A, FLANGE ACCURACY: R TERMINAL BOX (ABOVE) CABLE ENTRY ON THE RIGHT SIGNAL CONNECTION D-END | 7774 | TEM | 1 | MC | 123 | 1
1PH81331FF231BC1 | SIMOTICS M COMPACT ASYNCHRONOUS MOTOR 1500RPM, 17KW, 108NM, 38A, 345V 1750RPM, 19,5KW, 106NM, 38A, 40 2000RPM, 22,5KW, 107NM, 38A, 45 WATER COOLING DEGREE OF PROTECTION IP65 ABSOLUTE ENCODER 22 BIT SINGLETURN AND 12 BIT MULTITURN (ENCODER AM22DQ) WITH DRIVE-CLIQ INTERFACE DESIGN IM B35 (IM V15, IM V35) SHAFT WITH FITTED KEY FULL-KEY BALANCING BEARING: STANDARD WITH FIXED BEARING, VIBRATION SEVERITY GRADE: R/A, FLANGE ACCURACY: R TERMINAL BOX (ABOVE) CABLE ENTRY ON THE ND-END SIGNAL CONNECTION LEFT | 7774 | TEM | 1 | MC | 123 | 1
1PH81331FG000BA1 | SIMOTICS M COMPACT ASYNCHRONOUS MOTOR 2000RPM, 20KW, 96NM, 45A, 350V 2300RPM,22,5KW, 93NM, 44A, 400V 2650RPM, 24KW, 86NM, 41A, 456V FORCED VENTILATION; DIRECTION OF AIR FLOW DE --> NDE; DEGREE OF PROTECTION IP55 ABSOLUTE ENCODER 22 BIT SINGLETURN AND 12 BIT MULTITURN (ENCODER AM22DQ) WITH DRIVE-CLIQ INTERFACE DESIGN IM B3 (IM V5, IM V6) PLAIN SHAFT WITHOUT FITTED KEY; BEARING: STANDARD WITH FIXED BEARING, VIBRATION SEVERITY GRADE: R/A, FLANGE ACCURACY: R TERMINAL BOX (ABOVE) CABLE ENTRY ON THE RIGHT SIGNAL CONNECTION D-END | 6426 | TEM | 1 | MC | 106 | 1
1PH81331FG020BA1 | SIMOTICS M COMPACT ASYNCHRONOUS MOTOR 2000RPM, 20KW, 96NM, 45A, 350V 2300RPM,22,5KW, 93NM, 44A, 400V 2650RPM, 24KW, 86NM, 41A, 456V FORCED VENTILATION; DIRECTION OF AIR FLOW DE --> NDE; DEGREE OF PROTECTION IP55 ABSOLUTE ENCODER 22 BIT SINGLETURN AND 12 BIT MULTITURN (ENCODER AM22DQ) WITH DRIVE-CLIQ INTERFACE DESIGN IM B5 (IMV 1,IM V3) PLAIN SHAFT WITHOUT FITTED KEY; BEARING: STANDARD WITH FIXED BEARING, VIBRATION SEVERITY GRADE: R/A, FLANGE ACCURACY: R TERMINAL BOX (ABOVE) CABLE ENTRY ON THE RIGHT SIGNAL CONNECTION D-END | 6665 | TEM | 1 | MC | 106 | 1
1PH81331FG020GA1 | SIMOTICS M COMPACT ASYNCHRONOUS MOTOR 2000RPM, 20KW, 96NM, 45A, 350V 2300RPM,22,5KW, 93NM, 44A, 400V 2650RPM, 24KW, 86NM, 41A, 456V FORCED VENTILATION; DIRECTION OF AIR FLOW DE --> NDE; DEGREE OF PROTECTION IP55 ABSOLUTE ENCODER 22 BIT SINGLETURN AND 12 BIT MULTITURN (ENCODER AM22DQ) WITH DRIVE-CLIQ INTERFACE DESIGN IM B5 (IMV 1,IM V3) PLAIN SHAFT WITHOUT FITTED KEY; BEARING: STANDARD, VIBRATION SEVERITY GRADE: R/A, SHAFT AND FLANGE ACCURACY: R TERMINAL BOX (ABOVE) CABLE ENTRY ON THE RIGHT SIGNAL CONNECTION D-END | 6380 | TEM | 1 | MC | 106 | 1
1PH81331FG022BA1 | SIMOTICS M COMPACT ASYNCHRONOUS MOTOR 2000RPM, 20KW, 96NM, 45A, 350V 2300RPM,22,5KW, 93NM, 44A, 400V 2650RPM, 24KW, 86NM, 41A, 456V FORCED VENTILATION; DIRECTION OF AIR FLOW DE --> NDE; DEGREE OF PROTECTION IP55 ABSOLUTE ENCODER 22 BIT SINGLETURN AND 12 BIT MULTITURN (ENCODER AM22DQ) WITH DRIVE-CLIQ INTERFACE DESIGN IM B5 (IMV 1,IM V3) SHAFT WITH FITTED KEY HALF-KEY BALANCING BEARING: STANDARD WITH FIXED BEARING, VIBRATION SEVERITY GRADE: R/A, FLANGE ACCURACY: R TERMINAL BOX (ABOVE) CABLE ENTRY ON THE RIGHT SIGNAL CONNECTION D-END | 6665 | TEM | 1 | MC | 106 | 1
1PH81331FG030BA1 | SIMOTICS M COMPACT ASYNCHRONOUS MOTOR 2000RPM, 20KW, 96NM, 45A, 350V 2300RPM,22,5KW, 93NM, 44A, 400V 2650RPM, 24KW, 86NM, 41A, 456V FORCED VENTILATION; DIRECTION OF AIR FLOW DE --> NDE; DEGREE OF PROTECTION IP55 ABSOLUTE ENCODER 22 BIT SINGLETURN AND 12 BIT MULTITURN (ENCODER AM22DQ) WITH DRIVE-CLIQ INTERFACE DESIGN IM B35 (IM V15, IM V35) PLAIN SHAFT WITHOUT FITTED KEY; BEARING: STANDARD WITH FIXED BEARING, VIBRATION SEVERITY GRADE: R/A, FLANGE ACCURACY: R TERMINAL BOX (ABOVE) CABLE ENTRY ON THE RIGHT SIGNAL CONNECTION D-END | 6968 | TEM | 1 | MC | 106 | 1
1PH81331FG031BA1 | SIMOTICS M COMPACT ASYNCHRONOUS MOTOR 2000RPM, 20KW, 96NM, 45A, 350V 2300RPM,22,5KW, 93NM, 44A, 400V 2650RPM, 24KW, 86NM, 41A, 456V FORCED VENTILATION; DIRECTION OF AIR FLOW DE --> NDE; DEGREE OF PROTECTION IP55 ABSOLUTE ENCODER 22 BIT SINGLETURN AND 12 BIT MULTITURN (ENCODER AM22DQ) WITH DRIVE-CLIQ INTERFACE DESIGN IM B35 (IM V15, IM V35) SHAFT WITH FITTED KEY FULL-KEY BALANCING BEARING: STANDARD WITH FIXED BEARING, VIBRATION SEVERITY GRADE: R/A, FLANGE ACCURACY: R TERMINAL BOX (ABOVE) CABLE ENTRY ON THE RIGHT SIGNAL CONNECTION D-END | 6968 | TEM | 1 | MC | 106 | 1
1PH81331FG032LA1 | SIMOTICS M COMPACT ASYNCHRONOUS MOTOR 2000RPM, 20KW, 96NM, 45A, 350V 2300RPM,22,5KW, 93NM, 44A, 400V 2650RPM, 24KW, 86NM, 41A, 456V FORCED VENTILATION; DIRECTION OF AIR FLOW DE --> NDE; DEGREE OF PROTECTION IP55 ABSOLUTE ENCODER 22 BIT SINGLETURN AND 12 BIT MULTITURN (ENCODER AM22DQ) WITH DRIVE-CLIQ INTERFACE DESIGN IM B35 (IM V15, IM V35) SHAFT WITH FITTED KEY HALF-KEY BALANCING BEARING: PERFORMANCE, VIBRATION SEVERITY GRADE: SPECIAL/B, SHAFT AND FLANGE ACCURACY: SPECIAL TERMINAL BOX (ABOVE) CABLE ENTRY ON THE RIGHT SIGNAL CONNECTION D-END | 7515 | TEM | 1 | MC | 106 | 1
1PH81331FG101BA1 | SIMOTICS M COMPACT ASYNCHRONOUS MOTOR 2000RPM, 20KW, 96NM, 45A, 350V 2300RPM,22,5KW, 93NM, 44A, 400V 2650RPM, 24KW, 86NM, 41A, 456V FORCED VENTILATION; DIRECTION OF AIR FLOW NDE --> DE; DEGREE OF PROTECTION IP55 ABSOLUTE ENCODER 22 BIT SINGLETURN AND 12 BIT MULTITURN (ENCODER AM22DQ) WITH DRIVE-CLIQ INTERFACE DESIGN IM B3 (IM V5, IM V6) SHAFT WITH FITTED KEY FULL-KEY BALANCING BEARING: STANDARD WITH FIXED BEARING, VIBRATION SEVERITY GRADE: R/A, FLANGE ACCURACY: R TERMINAL BOX (ABOVE) CABLE ENTRY ON THE RIGHT SIGNAL CONNECTION D-END | 6426 | TEM | 1 | MC | 106 | 1
1PH81331FG102BA1 | SIMOTICS M COMPACT ASYNCHRONOUS MOTOR 2000RPM, 20KW, 96NM, 45A, 350V 2300RPM,22,5KW, 93NM, 44A, 400V 2650RPM, 24KW, 86NM, 41A, 456V FORCED VENTILATION; DIRECTION OF AIR FLOW NDE --> DE; DEGREE OF PROTECTION IP55 ABSOLUTE ENCODER 22 BIT SINGLETURN AND 12 BIT MULTITURN (ENCODER AM22DQ) WITH DRIVE-CLIQ INTERFACE DESIGN IM B3 (IM V5, IM V6) SHAFT WITH FITTED KEY HALF-KEY BALANCING BEARING: STANDARD WITH FIXED BEARING, VIBRATION SEVERITY GRADE: R/A, FLANGE ACCURACY: R TERMINAL BOX (ABOVE) CABLE ENTRY ON THE RIGHT SIGNAL CONNECTION D-END | 6426 | TEM | 1 | MC | 106 | 1
1PH81331FG120BA1 | SIMOTICS M COMPACT ASYNCHRONOUS MOTOR 2000RPM, 20KW, 96NM, 45A, 350V 2300RPM,22,5KW, 93NM, 44A, 400V 2650RPM, 24KW, 86NM, 41A, 456V FORCED VENTILATION; DIRECTION OF AIR FLOW NDE --> DE; DEGREE OF PROTECTION IP55 ABSOLUTE ENCODER 22 BIT SINGLETURN AND 12 BIT MULTITURN (ENCODER AM22DQ) WITH DRIVE-CLIQ INTERFACE DESIGN IM B5 (IMV 1,IM V3) PLAIN SHAFT WITHOUT FITTED KEY; BEARING: STANDARD WITH FIXED BEARING, VIBRATION SEVERITY GRADE: R/A, FLANGE ACCURACY: R TERMINAL BOX (ABOVE) CABLE ENTRY ON THE RIGHT SIGNAL CONNECTION D-END | 6665 | TEM | 1 | MC | 106 | 1
1PH81331FG120BB1 | SIMOTICS M COMPACT ASYNCHRONOUS MOTOR 2000RPM, 20KW, 96NM, 45A, 350V 2300RPM,22,5KW, 93NM, 44A, 400V 2650RPM, 24KW, 86NM, 41A, 456V FORCED VENTILATION; DIRECTION OF AIR FLOW NDE --> DE; DEGREE OF PROTECTION IP55 ABSOLUTE ENCODER 22 BIT SINGLETURN AND 12 BIT MULTITURN (ENCODER AM22DQ) WITH DRIVE-CLIQ INTERFACE DESIGN IM B5 (IMV 1,IM V3) PLAIN SHAFT WITHOUT FITTED KEY; BEARING: STANDARD WITH FIXED BEARING, VIBRATION SEVERITY GRADE: R/A, FLANGE ACCURACY: R TERMINAL BOX (ABOVE) CABLE ENTRY ON THE LEFT SIGNAL CONNECTION D-END | 6665 | TEM | 1 | MC | 106 | 1
1PH81331FG120CG1 | SIMOTICS M COMPACT ASYNCHRONOUS MOTOR 2000RPM, 20KW, 96NM, 45A, 350V 2300RPM,22,5KW, 93NM, 44A, 400V 2650RPM, 24KW, 86NM, 41A, 456V FORCED VENTILATION; DIRECTION OF AIR FLOW NDE --> DE; DEGREE OF PROTECTION IP55 ABSOLUTE ENCODER 22 BIT SINGLETURN AND 12 BIT MULTITURN (ENCODER AM22DQ) WITH DRIVE-CLIQ INTERFACE DESIGN IM B5 (IMV 1,IM V3) PLAIN SHAFT WITHOUT FITTED KEY; BEARING: STANDARD WITH FIXED BEARING, VIBRATION SEVERITY GRADE: S/A, SHAFT AND FLANGE ACCURACY: R POWER CONNECTOR (ABOVE) CABLE ENTRY ON THE ND-END SIGNAL CONNECTION LEFT | 6860 | TEM | 1 | MC | 106 | 1
1PH81331FG120QA1 | SIMOTICS M COMPACT ASYNCHRONOUS MOTOR 2000RPM, 20KW, 96NM, 45A, 350V 2300RPM,22,5KW, 93NM, 44A, 400V 2650RPM, 24KW, 86NM, 41A, 456V FORCED VENTILATION; DIRECTION OF AIR FLOW NDE --> DE; DEGREE OF PROTECTION IP55 ABSOLUTE ENCODER 22 BIT SINGLETURN AND 12 BIT MULTITURN (ENCODER AM22DQ) WITH DRIVE-CLIQ INTERFACE DESIGN IM B5 (IMV 1,IM V3) PLAIN SHAFT WITHOUT FITTED KEY; BEARING: ADVANCED LIFETIME VIBRATION SEVERITY S/A SHAFT A. FLANGE ACCURACY GR. R TERMINAL BOX (ABOVE) CABLE ENTRY ON THE RIGHT SIGNAL CONNECTION D-END | 7095 | TEM | 1 | MC | 106 | 1
1PH81331FG121QC1 | SIMOTICS M COMPACT ASYNCHRONOUS MOTOR 2000RPM, 20KW, 96NM, 45A, 350V 2300RPM,22,5KW, 93NM, 44A, 400V 2650RPM, 24KW, 86NM, 41A, 456V FORCED VENTILATION; DIRECTION OF AIR FLOW NDE --> DE; DEGREE OF PROTECTION IP55 ABSOLUTE ENCODER 22 BIT SINGLETURN AND 12 BIT MULTITURN (ENCODER AM22DQ) WITH DRIVE-CLIQ INTERFACE DESIGN IM B5 (IMV 1,IM V3) SHAFT WITH FITTED KEY FULL-KEY BALANCING BEARING: ADVANCED LIFETIME VIBRATION SEVERITY S/A SHAFT A. FLANGE ACCURACY GR. R TERMINAL BOX (ABOVE) CABLE ENTRY ON THE ND-END SIGNAL CONNECTION LEFT | 7095 | TEM | 1 | MC | 106 | 1
1PH81331FG132BA1 | SIMOTICS M COMPACT ASYNCHRONOUS MOTOR 2000RPM, 20KW, 96NM, 45A, 350V 2300RPM,22,5KW, 93NM, 44A, 400V 2650RPM, 24KW, 86NM, 41A, 456V FORCED VENTILATION; DIRECTION OF AIR FLOW NDE --> DE; DEGREE OF PROTECTION IP55 ABSOLUTE ENCODER 22 BIT SINGLETURN AND 12 BIT MULTITURN (ENCODER AM22DQ) WITH DRIVE-CLIQ INTERFACE DESIGN IM B35 (IM V15, IM V35) SHAFT WITH FITTED KEY HALF-KEY BALANCING BEARING: STANDARD WITH FIXED BEARING, VIBRATION SEVERITY GRADE: R/A, FLANGE ACCURACY: R TERMINAL BOX (ABOVE) CABLE ENTRY ON THE RIGHT SIGNAL CONNECTION D-END | 6968 | TEM | 1 | MC | 106 | 1
1PH81331FG200BC1 | SIMOTICS M COMPACT ASYNCHRONOUS MOTOR 2000RPM, 22KW, 105NM, 52A, 336V 2300RPM, 25KW, 104NM, 52A, 373V 2650RPM, 28KW, 101NM, 50A, 427V WATER COOLING DEGREE OF PROTECTION IP65 ABSOLUTE ENCODER 22 BIT SINGLETURN AND 12 BIT MULTITURN (ENCODER AM22DQ) WITH DRIVE-CLIQ INTERFACE DESIGN IM B3 (IM V5, IM V6) PLAIN SHAFT WITHOUT FITTED KEY; BEARING: STANDARD WITH FIXED BEARING, VIBRATION SEVERITY GRADE: R/A, FLANGE ACCURACY: R TERMINAL BOX (ABOVE) CABLE ENTRY ON THE ND-END SIGNAL CONNECTION LEFT | 7232 | TEM | 1 | MC | 123 | 1
1PH81331FG201BA1 | SIMOTICS M COMPACT ASYNCHRONOUS MOTOR 2000RPM, 22KW, 105NM, 52A, 336V 2300RPM, 25KW, 104NM, 52A, 373V 2650RPM, 28KW, 101NM, 50A, 427V WATER COOLING DEGREE OF PROTECTION IP65 ABSOLUTE ENCODER 22 BIT SINGLETURN AND 12 BIT MULTITURN (ENCODER AM22DQ) WITH DRIVE-CLIQ INTERFACE DESIGN IM B3 (IM V5, IM V6) SHAFT WITH FITTED KEY FULL-KEY BALANCING BEARING: STANDARD WITH FIXED BEARING, VIBRATION SEVERITY GRADE: R/A, FLANGE ACCURACY: R TERMINAL BOX (ABOVE) CABLE ENTRY ON THE RIGHT SIGNAL CONNECTION D-END | 7232 | TEM | 1 | MC | 123 | 1
1PH81331FG220CA1 | SIMOTICS M COMPACT ASYNCHRONOUS MOTOR 2000RPM, 22KW, 105NM, 52A, 336V 2300RPM, 25KW, 104NM, 52A, 373V 2650RPM, 28KW, 101NM, 50A, 427V WATER COOLING DEGREE OF PROTECTION IP65 ABSOLUTE ENCODER 22 BIT SINGLETURN AND 12 BIT MULTITURN (ENCODER AM22DQ) WITH DRIVE-CLIQ INTERFACE DESIGN IM B5 (IMV 1,IM V3) PLAIN SHAFT WITHOUT FITTED KEY; BEARING: STANDARD WITH FIXED BEARING, VIBRATION SEVERITY GRADE: S/A, SHAFT AND FLANGE ACCURACY: R TERMINAL BOX (ABOVE) CABLE ENTRY ON THE RIGHT SIGNAL CONNECTION D-END | 7666 | TEM | 1 | MC | 123 | 1
1PH81331HB000BA1 | SIMOTICS M COMPACT ASYNCHRONOUS MOTOR 400RPM 5,2KW 124NM 15,5A 309V 500RPM 6,5KW 124NM 15,5A 363V 600RPM 7,8KW 124NM 15,5A 421V FORCED VENTILATION; DIRECTION OF AIR FLOW DE --> NDE; DEGREE OF PROTECTION IP55 INCREMENT. ENCODER HTL 1024 S/R (ENCODER HTL1024S/R) with TEMPERAT. SENSOR KTY84-130 DESIGN IM B3 (IM V5, IM V6) PLAIN SHAFT WITHOUT FITTED KEY; BEARING: STANDARD WITH FIXED BEARING, VIBRATION SEVERITY GRADE: R/A, FLANGE ACCURACY: R TERMINAL BOX (ABOVE) CABLE ENTRY ON THE RIGHT SIGNAL CONNECTION D-END | 4497 | TEM | 1 | MC | 106 | 1
1PH81331HD000BA1 | SIMOTICS M COMPACT ASYNCHRONOUS MOTOR 1000RPM, 12KW, 115NM, 30A, 319V 1150RPM,13,5KW,112NM, 29A, 361V 1350RPM, 15KW, 106NM, 28A, 417V FORCED VENTILATION; DIRECTION OF AIR FLOW DE --> NDE; DEGREE OF PROTECTION IP55 INCREMENT. ENCODER HTL 1024 S/R (ENCODER HTL1024S/R) with TEMPERAT. SENSOR KTY84-130 DESIGN IM B3 (IM V5, IM V6) PLAIN SHAFT WITHOUT FITTED KEY; BEARING: STANDARD WITH FIXED BEARING, VIBRATION SEVERITY GRADE: R/A, FLANGE ACCURACY: R TERMINAL BOX (ABOVE) CABLE ENTRY ON THE RIGHT SIGNAL CONNECTION D-END | 4497 | TEM | 1 | MC | 106 | 1
1PH81331HD001BA1 | SIMOTICS M COMPACT ASYNCHRONOUS MOTOR 1000RPM, 12KW, 115NM, 30A, 319V 1150RPM,13,5KW,112NM, 29A, 361V 1350RPM, 15KW, 106NM, 28A, 417V FORCED VENTILATION; DIRECTION OF AIR FLOW DE --> NDE; DEGREE OF PROTECTION IP55 INCREMENT. ENCODER HTL 1024 S/R (ENCODER HTL1024S/R) with TEMPERAT. SENSOR KTY84-130 DESIGN IM B3 (IM V5, IM V6) SHAFT WITH FITTED KEY FULL-KEY BALANCING BEARING: STANDARD WITH FIXED BEARING, VIBRATION SEVERITY GRADE: R/A, FLANGE ACCURACY: R TERMINAL BOX (ABOVE) CABLE ENTRY ON THE RIGHT SIGNAL CONNECTION D-END | 4497 | TEM | 1 | MC | 106 | 1
1PH81331HD002BA1 | SIMOTICS M COMPACT ASYNCHRONOUS MOTOR 1000RPM, 12KW, 115NM, 30A, 319V 1150RPM,13,5KW,112NM, 29A, 361V 1350RPM, 15KW, 106NM, 28A, 417V FORCED VENTILATION; DIRECTION OF AIR FLOW DE --> NDE; DEGREE OF PROTECTION IP55 INCREMENT. ENCODER HTL 1024 S/R (ENCODER HTL1024S/R) with TEMPERAT. SENSOR KTY84-130 DESIGN IM B3 (IM V5, IM V6) SHAFT WITH FITTED KEY HALF-KEY BALANCING BEARING: STANDARD WITH FIXED BEARING, VIBRATION SEVERITY GRADE: R/A, FLANGE ACCURACY: R TERMINAL BOX (ABOVE) CABLE ENTRY ON THE RIGHT SIGNAL CONNECTION D-END | 4497 | TEM | 1 | MC | 106 | 1
1PH81331HD002BC1 | SIMOTICS M COMPACT ASYNCHRONOUS MOTOR 1000RPM, 12KW, 115NM, 30A, 319V 1150RPM,13,5KW,112NM, 29A, 361V 1350RPM, 15KW, 106NM, 28A, 417V FORCED VENTILATION; DIRECTION OF AIR FLOW DE --> NDE; DEGREE OF PROTECTION IP55 INCREMENT. ENCODER HTL 1024 S/R (ENCODER HTL1024S/R) with TEMPERAT. SENSOR KTY84-130 DESIGN IM B3 (IM V5, IM V6) SHAFT WITH FITTED KEY HALF-KEY BALANCING BEARING: STANDARD WITH FIXED BEARING, VIBRATION SEVERITY GRADE: R/A, FLANGE ACCURACY: R TERMINAL BOX (ABOVE) CABLE ENTRY ON THE ND-END SIGNAL CONNECTION LEFT | 4497 | TEM | 1 | MC | 106 | 1
1PH81331HD021BC1 | SIMOTICS M COMPACT ASYNCHRONOUS MOTOR 1000RPM, 12KW, 115NM, 30A, 319V 1150RPM,13,5KW,112NM, 29A, 361V 1350RPM, 15KW, 106NM, 28A, 417V FORCED VENTILATION; DIRECTION OF AIR FLOW DE --> NDE; DEGREE OF PROTECTION IP55 INCREMENT. ENCODER HTL 1024 S/R (ENCODER HTL1024S/R) with TEMPERAT. SENSOR KTY84-130 DESIGN IM B5 (IMV 1,IM V3) SHAFT WITH FITTED KEY FULL-KEY BALANCING BEARING: STANDARD WITH FIXED BEARING, VIBRATION SEVERITY GRADE: R/A, FLANGE ACCURACY: R TERMINAL BOX (ABOVE) CABLE ENTRY ON THE ND-END SIGNAL CONNECTION LEFT | 4736 | TEM | 1 | MC | 106 | 1
1PH81331HD022BA1 | SIMOTICS M COMPACT ASYNCHRONOUS MOTOR 1000RPM, 12KW, 115NM, 30A, 319V 1150RPM,13,5KW,112NM, 29A, 361V 1350RPM, 15KW, 106NM, 28A, 417V FORCED VENTILATION; DIRECTION OF AIR FLOW DE --> NDE; DEGREE OF PROTECTION IP55 INCREMENT. ENCODER HTL 1024 S/R (ENCODER HTL1024S/R) with TEMPERAT. SENSOR KTY84-130 DESIGN IM B5 (IMV 1,IM V3) SHAFT WITH FITTED KEY HALF-KEY BALANCING BEARING: STANDARD WITH FIXED BEARING, VIBRATION SEVERITY GRADE: R/A, FLANGE ACCURACY: R TERMINAL BOX (ABOVE) CABLE ENTRY ON THE RIGHT SIGNAL CONNECTION D-END | 4736 | TEM | 1 | MC | 106 | 1
1PH81331HD022BB1 | SIMOTICS M COMPACT ASYNCHRONOUS MOTOR 1000RPM, 12KW, 115NM, 30A, 319V 1150RPM,13,5KW,112NM, 29A, 361V 1350RPM, 15KW, 106NM, 28A, 417V FORCED VENTILATION; DIRECTION OF AIR FLOW DE --> NDE; DEGREE OF PROTECTION IP55 INCREMENT. ENCODER HTL 1024 S/R (ENCODER HTL1024S/R) with TEMPERAT. SENSOR KTY84-130 DESIGN IM B5 (IMV 1,IM V3) SHAFT WITH FITTED KEY HALF-KEY BALANCING BEARING: STANDARD WITH FIXED BEARING, VIBRATION SEVERITY GRADE: R/A, FLANGE ACCURACY: R TERMINAL BOX (ABOVE) CABLE ENTRY ON THE LEFT SIGNAL CONNECTION D-END | 4736 | TEM | 1 | MC | 106 | 1
1PH81331HD022BC1 | SIMOTICS M COMPACT ASYNCHRONOUS MOTOR 1000RPM, 12KW, 115NM, 30A, 319V 1150RPM,13,5KW,112NM, 29A, 361V 1350RPM, 15KW, 106NM, 28A, 417V FORCED VENTILATION; DIRECTION OF AIR FLOW DE --> NDE; DEGREE OF PROTECTION IP55 INCREMENT. ENCODER HTL 1024 S/R (ENCODER HTL1024S/R) with TEMPERAT. SENSOR KTY84-130 DESIGN IM B5 (IMV 1,IM V3) SHAFT WITH FITTED KEY HALF-KEY BALANCING BEARING: STANDARD WITH FIXED BEARING, VIBRATION SEVERITY GRADE: R/A, FLANGE ACCURACY: R TERMINAL BOX (ABOVE) CABLE ENTRY ON THE ND-END SIGNAL CONNECTION LEFT | 4736 | TEM | 1 | MC | 106 | 1
1PH81331HD031BA1 | SIMOTICS M COMPACT ASYNCHRONOUS MOTOR 1000RPM, 12KW, 115NM, 30A, 319V 1150RPM,13,5KW,112NM, 29A, 361V 1350RPM, 15KW, 106NM, 28A, 417V FORCED VENTILATION; DIRECTION OF AIR FLOW DE --> NDE; DEGREE OF PROTECTION IP55 INCREMENT. ENCODER HTL 1024 S/R (ENCODER HTL1024S/R) with TEMPERAT. SENSOR KTY84-130 DESIGN IM B35 (IM V15, IM V35) SHAFT WITH FITTED KEY FULL-KEY BALANCING BEARING: STANDARD WITH FIXED BEARING, VIBRATION SEVERITY GRADE: R/A, FLANGE ACCURACY: R TERMINAL BOX (ABOVE) CABLE ENTRY ON THE RIGHT SIGNAL CONNECTION D-END | 5039 | TEM | 1 | MC | 106 | 1
1PH81331HD032BA1 | SIMOTICS M COMPACT ASYNCHRONOUS MOTOR 1000RPM, 12KW, 115NM, 30A, 319V 1150RPM,13,5KW,112NM, 29A, 361V 1350RPM, 15KW, 106NM, 28A, 417V FORCED VENTILATION; DIRECTION OF AIR FLOW DE --> NDE; DEGREE OF PROTECTION IP55 INCREMENT. ENCODER HTL 1024 S/R (ENCODER HTL1024S/R) with TEMPERAT. SENSOR KTY84-130 DESIGN IM B35 (IM V15, IM V35) SHAFT WITH FITTED KEY HALF-KEY BALANCING BEARING: STANDARD WITH FIXED BEARING, VIBRATION SEVERITY GRADE: R/A, FLANGE ACCURACY: R TERMINAL BOX (ABOVE) CABLE ENTRY ON THE RIGHT SIGNAL CONNECTION D-END | 5039 | TEM | 1 | MC | 106 | 1
1PH81331HD100BA1 | SIMOTICS M COMPACT ASYNCHRONOUS MOTOR 1000RPM, 12KW, 115NM, 30A, 319V 1150RPM,13,5KW,112NM, 29A, 361V 1350RPM, 15KW, 106NM, 28A, 417V FORCED VENTILATION; DIRECTION OF AIR FLOW NDE --> DE; DEGREE OF PROTECTION IP55 INCREMENT. ENCODER HTL 1024 S/R (ENCODER HTL1024S/R) with TEMPERAT. SENSOR KTY84-130 DESIGN IM B3 (IM V5, IM V6) PLAIN SHAFT WITHOUT FITTED KEY; BEARING: STANDARD WITH FIXED BEARING, VIBRATION SEVERITY GRADE: R/A, FLANGE ACCURACY: R TERMINAL BOX (ABOVE) CABLE ENTRY ON THE RIGHT SIGNAL CONNECTION D-END | 4497 | TEM | 1 | MC | 106 | 1
1PH81331HD100BB1 | SIMOTICS M COMPACT ASYNCHRONOUS MOTOR 1000RPM, 12KW, 115NM, 30A, 319V 1150RPM,13,5KW,112NM, 29A, 361V 1350RPM, 15KW, 106NM, 28A, 417V FORCED VENTILATION; DIRECTION OF AIR FLOW NDE --> DE; DEGREE OF PROTECTION IP55 INCREMENT. ENCODER HTL 1024 S/R (ENCODER HTL1024S/R) with TEMPERAT. SENSOR KTY84-130 DESIGN IM B3 (IM V5, IM V6) PLAIN SHAFT WITHOUT FITTED KEY; BEARING: STANDARD WITH FIXED BEARING, VIBRATION SEVERITY GRADE: R/A, FLANGE ACCURACY: R TERMINAL BOX (ABOVE) CABLE ENTRY ON THE LEFT SIGNAL CONNECTION D-END | 4497 | TEM | 1 | MC | 106 | 1
1PH81331HD100BC1 | SIMOTICS M COMPACT ASYNCHRONOUS MOTOR 1000RPM, 12KW, 115NM, 30A, 319V 1150RPM,13,5KW,112NM, 29A, 361V 1350RPM, 15KW, 106NM, 28A, 417V FORCED VENTILATION; DIRECTION OF AIR FLOW NDE --> DE; DEGREE OF PROTECTION IP55 INCREMENT. ENCODER HTL 1024 S/R (ENCODER HTL1024S/R) with TEMPERAT. SENSOR KTY84-130 DESIGN IM B3 (IM V5, IM V6) PLAIN SHAFT WITHOUT FITTED KEY; BEARING: STANDARD WITH FIXED BEARING, VIBRATION SEVERITY GRADE: R/A, FLANGE ACCURACY: R TERMINAL BOX (ABOVE) CABLE ENTRY ON THE ND-END SIGNAL CONNECTION LEFT | 4497 | TEM | 1 | MC | 106 | 1
1PH81331HD100CA1 | SIMOTICS M COMPACT ASYNCHRONOUS MOTOR 1000RPM, 12KW, 115NM, 30A, 319V 1150RPM,13,5KW,112NM, 29A, 361V 1350RPM, 15KW, 106NM, 28A, 417V FORCED VENTILATION; DIRECTION OF AIR FLOW NDE --> DE; DEGREE OF PROTECTION IP55 INCREMENT. ENCODER HTL 1024 S/R (ENCODER HTL1024S/R) with TEMPERAT. SENSOR KTY84-130 DESIGN IM B3 (IM V5, IM V6) PLAIN SHAFT WITHOUT FITTED KEY; BEARING: STANDARD WITH FIXED BEARING, VIBRATION SEVERITY GRADE: S/A, SHAFT AND FLANGE ACCURACY: R TERMINAL BOX (ABOVE) CABLE ENTRY ON THE RIGHT SIGNAL CONNECTION D-END | 4692 | TEM | 1 | MC | 106 | 1
1PH81331HD100CB1 | SIMOTICS M COMPACT ASYNCHRONOUS MOTOR 1000RPM, 12KW, 115NM, 30A, 319V 1150RPM,13,5KW,112NM, 29A, 361V 1350RPM, 15KW, 106NM, 28A, 417V FORCED VENTILATION; DIRECTION OF AIR FLOW NDE --> DE; DEGREE OF PROTECTION IP55 INCREMENT. ENCODER HTL 1024 S/R (ENCODER HTL1024S/R) with TEMPERAT. SENSOR KTY84-130 DESIGN IM B3 (IM V5, IM V6) PLAIN SHAFT WITHOUT FITTED KEY; BEARING: STANDARD WITH FIXED BEARING, VIBRATION SEVERITY GRADE: S/A, SHAFT AND FLANGE ACCURACY: R TERMINAL BOX (ABOVE) CABLE ENTRY ON THE LEFT SIGNAL CONNECTION D-END | 4692 | TEM | 1 | MC | 106 | 1
1PH81331HD100CC1 | SIMOTICS M COMPACT ASYNCHRONOUS MOTOR 1000RPM, 12KW, 115NM, 30A, 319V 1150RPM,13,5KW,112NM, 29A, 361V 1350RPM, 15KW, 106NM, 28A, 417V FORCED VENTILATION; DIRECTION OF AIR FLOW NDE --> DE; DEGREE OF PROTECTION IP55 INCREMENT. ENCODER HTL 1024 S/R (ENCODER HTL1024S/R) with TEMPERAT. SENSOR KTY84-130 DESIGN IM B3 (IM V5, IM V6) PLAIN SHAFT WITHOUT FITTED KEY; BEARING: STANDARD WITH FIXED BEARING, VIBRATION SEVERITY GRADE: S/A, SHAFT AND FLANGE ACCURACY: R TERMINAL BOX (ABOVE) CABLE ENTRY ON THE ND-END SIGNAL CONNECTION LEFT | 4692 | TEM | 1 | MC | 106 | 1
1PH81331HD101BA1 | SIMOTICS M COMPACT ASYNCHRONOUS MOTOR 1000RPM, 12KW, 115NM, 30A, 319V 1150RPM,13,5KW,112NM, 29A, 361V 1350RPM, 15KW, 106NM, 28A, 417V FORCED VENTILATION; DIRECTION OF AIR FLOW NDE --> DE; DEGREE OF PROTECTION IP55 INCREMENT. ENCODER HTL 1024 S/R (ENCODER HTL1024S/R) with TEMPERAT. SENSOR KTY84-130 DESIGN IM B3 (IM V5, IM V6) SHAFT WITH FITTED KEY FULL-KEY BALANCING BEARING: STANDARD WITH FIXED BEARING, VIBRATION SEVERITY GRADE: R/A, FLANGE ACCURACY: R TERMINAL BOX (ABOVE) CABLE ENTRY ON THE RIGHT SIGNAL CONNECTION D-END | 4497 | TEM | 1 | MC | 106 | 1
1PH81331HD101BC1 | SIMOTICS M COMPACT ASYNCHRONOUS MOTOR 1000RPM, 12KW, 115NM, 30A, 319V 1150RPM,13,5KW,112NM, 29A, 361V 1350RPM, 15KW, 106NM, 28A, 417V FORCED VENTILATION; DIRECTION OF AIR FLOW NDE --> DE; DEGREE OF PROTECTION IP55 INCREMENT. ENCODER HTL 1024 S/R (ENCODER HTL1024S/R) with TEMPERAT. SENSOR KTY84-130 DESIGN IM B3 (IM V5, IM V6) SHAFT WITH FITTED KEY FULL-KEY BALANCING BEARING: STANDARD WITH FIXED BEARING, VIBRATION SEVERITY GRADE: R/A, FLANGE ACCURACY: R TERMINAL BOX (ABOVE) CABLE ENTRY ON THE ND-END SIGNAL CONNECTION LEFT | 4497 | TEM | 1 | MC | 106 | 1
1PH81331HD102BA1 | SIMOTICS M COMPACT ASYNCHRONOUS MOTOR 1000RPM, 12KW, 115NM, 30A, 319V 1150RPM,13,5KW,112NM, 29A, 361V 1350RPM, 15KW, 106NM, 28A, 417V FORCED VENTILATION; DIRECTION OF AIR FLOW NDE --> DE; DEGREE OF PROTECTION IP55 INCREMENT. ENCODER HTL 1024 S/R (ENCODER HTL1024S/R) with TEMPERAT. SENSOR KTY84-130 DESIGN IM B3 (IM V5, IM V6) SHAFT WITH FITTED KEY HALF-KEY BALANCING BEARING: STANDARD WITH FIXED BEARING, VIBRATION SEVERITY GRADE: R/A, FLANGE ACCURACY: R TERMINAL BOX (ABOVE) CABLE ENTRY ON THE RIGHT SIGNAL CONNECTION D-END | 4497 | TEM | 1 | MC | 106 | 1
1PH81331HD102BB1 | SIMOTICS M COMPACT ASYNCHRONOUS MOTOR 1000RPM, 12KW, 115NM, 30A, 319V 1150RPM,13,5KW,112NM, 29A, 361V 1350RPM, 15KW, 106NM, 28A, 417V FORCED VENTILATION; DIRECTION OF AIR FLOW NDE --> DE; DEGREE OF PROTECTION IP55 INCREMENT. ENCODER HTL 1024 S/R (ENCODER HTL1024S/R) with TEMPERAT. SENSOR KTY84-130 DESIGN IM B3 (IM V5, IM V6) SHAFT WITH FITTED KEY HALF-KEY BALANCING BEARING: STANDARD WITH FIXED BEARING, VIBRATION SEVERITY GRADE: R/A, FLANGE ACCURACY: R TERMINAL BOX (ABOVE) CABLE ENTRY ON THE LEFT SIGNAL CONNECTION D-END | 4497 | TEM | 1 | MC | 106 | 1
1PH81331HD102BC1 | SIMOTICS M COMPACT ASYNCHRONOUS MOTOR 1000RPM, 12KW, 115NM, 30A, 319V 1150RPM,13,5KW,112NM, 29A, 361V 1350RPM, 15KW, 106NM, 28A, 417V FORCED VENTILATION; DIRECTION OF AIR FLOW NDE --> DE; DEGREE OF PROTECTION IP55 INCREMENT. ENCODER HTL 1024 S/R (ENCODER HTL1024S/R) with TEMPERAT. SENSOR KTY84-130 DESIGN IM B3 (IM V5, IM V6) SHAFT WITH FITTED KEY HALF-KEY BALANCING BEARING: STANDARD WITH FIXED BEARING, VIBRATION SEVERITY GRADE: R/A, FLANGE ACCURACY: R TERMINAL BOX (ABOVE) CABLE ENTRY ON THE ND-END SIGNAL CONNECTION LEFT | 4497 | TEM | 1 | MC | 106 | 1
1PH81331HD102CA1 | SIMOTICS M COMPACT ASYNCHRONOUS MOTOR 1000RPM, 12KW, 115NM, 30A, 319V 1150RPM,13,5KW,112NM, 29A, 361V 1350RPM, 15KW, 106NM, 28A, 417V FORCED VENTILATION; DIRECTION OF AIR FLOW NDE --> DE; DEGREE OF PROTECTION IP55 INCREMENT. ENCODER HTL 1024 S/R (ENCODER HTL1024S/R) with TEMPERAT. SENSOR KTY84-130 DESIGN IM B3 (IM V5, IM V6) SHAFT WITH FITTED KEY HALF-KEY BALANCING BEARING: STANDARD WITH FIXED BEARING, VIBRATION SEVERITY GRADE: S/A, SHAFT AND FLANGE ACCURACY: R TERMINAL BOX (ABOVE) CABLE ENTRY ON THE RIGHT SIGNAL CONNECTION D-END | 4692 | TEM | 1 | MC | 106 | 1
1PH81331HD102CB1 | SIMOTICS M COMPACT ASYNCHRONOUS MOTOR 1000RPM, 12KW, 115NM, 30A, 319V 1150RPM,13,5KW,112NM, 29A, 361V 1350RPM, 15KW, 106NM, 28A, 417V FORCED VENTILATION; DIRECTION OF AIR FLOW NDE --> DE; DEGREE OF PROTECTION IP55 INCREMENT. ENCODER HTL 1024 S/R (ENCODER HTL1024S/R) with TEMPERAT. SENSOR KTY84-130 DESIGN IM B3 (IM V5, IM V6) SHAFT WITH FITTED KEY HALF-KEY BALANCING BEARING: STANDARD WITH FIXED BEARING, VIBRATION SEVERITY GRADE: S/A, SHAFT AND FLANGE ACCURACY: R TERMINAL BOX (ABOVE) CABLE ENTRY ON THE LEFT SIGNAL CONNECTION D-END | 4692 | TEM | 1 | MC | 106 | 1
1PH81331HD102CC1 | SIMOTICS M COMPACT ASYNCHRONOUS MOTOR 1000RPM, 12KW, 115NM, 30A, 319V 1150RPM,13,5KW,112NM, 29A, 361V 1350RPM, 15KW, 106NM, 28A, 417V FORCED VENTILATION; DIRECTION OF AIR FLOW NDE --> DE; DEGREE OF PROTECTION IP55 INCREMENT. ENCODER HTL 1024 S/R (ENCODER HTL1024S/R) with TEMPERAT. SENSOR KTY84-130 DESIGN IM B3 (IM V5, IM V6) SHAFT WITH FITTED KEY HALF-KEY BALANCING BEARING: STANDARD WITH FIXED BEARING, VIBRATION SEVERITY GRADE: S/A, SHAFT AND FLANGE ACCURACY: R TERMINAL BOX (ABOVE) CABLE ENTRY ON THE ND-END SIGNAL CONNECTION LEFT | 4692 | TEM | 1 | MC | 106 | 1
1PH81331HD102GA1 | SIMOTICS M COMPACT ASYNCHRONOUS MOTOR 1000RPM, 12KW, 115NM, 30A, 319V 1150RPM,13,5KW,112NM, 29A, 361V 1350RPM, 15KW, 106NM, 28A, 417V FORCED VENTILATION; DIRECTION OF AIR FLOW NDE --> DE; DEGREE OF PROTECTION IP55 INCREMENT. ENCODER HTL 1024 S/R (ENCODER HTL1024S/R) with TEMPERAT. SENSOR KTY84-130 DESIGN IM B3 (IM V5, IM V6) SHAFT WITH FITTED KEY HALF-KEY BALANCING BEARING: STANDARD, VIBRATION SEVERITY GRADE: R/A, SHAFT AND FLANGE ACCURACY: R TERMINAL BOX (ABOVE) CABLE ENTRY ON THE RIGHT SIGNAL CONNECTION D-END | 4212 | TEM | 1 | MC | 106 | 1
1PH81331HD120BA1 | SIMOTICS M COMPACT ASYNCHRONOUS MOTOR 1000RPM, 12KW, 115NM, 30A, 319V 1150RPM,13,5KW,112NM, 29A, 361V 1350RPM, 15KW, 106NM, 28A, 417V FORCED VENTILATION; DIRECTION OF AIR FLOW NDE --> DE; DEGREE OF PROTECTION IP55 INCREMENT. ENCODER HTL 1024 S/R (ENCODER HTL1024S/R) with TEMPERAT. SENSOR KTY84-130 DESIGN IM B5 (IMV 1,IM V3) PLAIN SHAFT WITHOUT FITTED KEY; BEARING: STANDARD WITH FIXED BEARING, VIBRATION SEVERITY GRADE: R/A, FLANGE ACCURACY: R TERMINAL BOX (ABOVE) CABLE ENTRY ON THE RIGHT SIGNAL CONNECTION D-END | 4736 | TEM | 1 | MC | 106 | 1
1PH81331HD120BB1 | SIMOTICS M COMPACT ASYNCHRONOUS MOTOR 1000RPM, 12KW, 115NM, 30A, 319V 1150RPM,13,5KW,112NM, 29A, 361V 1350RPM, 15KW, 106NM, 28A, 417V FORCED VENTILATION; DIRECTION OF AIR FLOW NDE --> DE; DEGREE OF PROTECTION IP55 INCREMENT. ENCODER HTL 1024 S/R (ENCODER HTL1024S/R) with TEMPERAT. SENSOR KTY84-130 DESIGN IM B5 (IMV 1,IM V3) PLAIN SHAFT WITHOUT FITTED KEY; BEARING: STANDARD WITH FIXED BEARING, VIBRATION SEVERITY GRADE: R/A, FLANGE ACCURACY: R TERMINAL BOX (ABOVE) CABLE ENTRY ON THE LEFT SIGNAL CONNECTION D-END | 4736 | TEM | 1 | MC | 106 | 1
1PH81331HD120BC1 | SIMOTICS M COMPACT ASYNCHRONOUS MOTOR 1000RPM, 12KW, 115NM, 30A, 319V 1150RPM,13,5KW,112NM, 29A, 361V 1350RPM, 15KW, 106NM, 28A, 417V FORCED VENTILATION; DIRECTION OF AIR FLOW NDE --> DE; DEGREE OF PROTECTION IP55 INCREMENT. ENCODER HTL 1024 S/R (ENCODER HTL1024S/R) with TEMPERAT. SENSOR KTY84-130 DESIGN IM B5 (IMV 1,IM V3) PLAIN SHAFT WITHOUT FITTED KEY; BEARING: STANDARD WITH FIXED BEARING, VIBRATION SEVERITY GRADE: R/A, FLANGE ACCURACY: R TERMINAL BOX (ABOVE) CABLE ENTRY ON THE ND-END SIGNAL CONNECTION LEFT | 4736 | TEM | 1 | MC | 106 | 1
1PH81331HD120CA1 | SIMOTICS M COMPACT ASYNCHRONOUS MOTOR 1000RPM, 12KW, 115NM, 30A, 319V 1150RPM,13,5KW,112NM, 29A, 361V 1350RPM, 15KW, 106NM, 28A, 417V FORCED VENTILATION; DIRECTION OF AIR FLOW NDE --> DE; DEGREE OF PROTECTION IP55 INCREMENT. ENCODER HTL 1024 S/R (ENCODER HTL1024S/R) with TEMPERAT. SENSOR KTY84-130 DESIGN IM B5 (IMV 1,IM V3) PLAIN SHAFT WITHOUT FITTED KEY; BEARING: STANDARD WITH FIXED BEARING, VIBRATION SEVERITY GRADE: S/A, SHAFT AND FLANGE ACCURACY: R TERMINAL BOX (ABOVE) CABLE ENTRY ON THE RIGHT SIGNAL CONNECTION D-END | 4931 | TEM | 1 | MC | 106 | 1
1PH81331HD120CB1 | SIMOTICS M COMPACT ASYNCHRONOUS MOTOR 1000RPM, 12KW, 115NM, 30A, 319V 1150RPM,13,5KW,112NM, 29A, 361V 1350RPM, 15KW, 106NM, 28A, 417V FORCED VENTILATION; DIRECTION OF AIR FLOW NDE --> DE; DEGREE OF PROTECTION IP55 INCREMENT. ENCODER HTL 1024 S/R (ENCODER HTL1024S/R) with TEMPERAT. SENSOR KTY84-130 DESIGN IM B5 (IMV 1,IM V3) PLAIN SHAFT WITHOUT FITTED KEY; BEARING: STANDARD WITH FIXED BEARING, VIBRATION SEVERITY GRADE: S/A, SHAFT AND FLANGE ACCURACY: R TERMINAL BOX (ABOVE) CABLE ENTRY ON THE LEFT SIGNAL CONNECTION D-END | 4931 | TEM | 1 | MC | 106 | 1
1PH81331HD120CC1 | SIMOTICS M COMPACT ASYNCHRONOUS MOTOR 1000RPM, 12KW, 115NM, 30A, 319V 1150RPM,13,5KW,112NM, 29A, 361V 1350RPM, 15KW, 106NM, 28A, 417V FORCED VENTILATION; DIRECTION OF AIR FLOW NDE --> DE; DEGREE OF PROTECTION IP55 INCREMENT. ENCODER HTL 1024 S/R (ENCODER HTL1024S/R) with TEMPERAT. SENSOR KTY84-130 DESIGN IM B5 (IMV 1,IM V3) PLAIN SHAFT WITHOUT FITTED KEY; BEARING: STANDARD WITH FIXED BEARING, VIBRATION SEVERITY GRADE: S/A, SHAFT AND FLANGE ACCURACY: R TERMINAL BOX (ABOVE) CABLE ENTRY ON THE ND-END SIGNAL CONNECTION LEFT | 4931 | TEM | 1 | MC | 106 | 1
1PH81331HD122BA1 | SIMOTICS M COMPACT ASYNCHRONOUS MOTOR 1000RPM, 12KW, 115NM, 30A, 319V 1150RPM,13,5KW,112NM, 29A, 361V 1350RPM, 15KW, 106NM, 28A, 417V FORCED VENTILATION; DIRECTION OF AIR FLOW NDE --> DE; DEGREE OF PROTECTION IP55 INCREMENT. ENCODER HTL 1024 S/R (ENCODER HTL1024S/R) with TEMPERAT. SENSOR KTY84-130 DESIGN IM B5 (IMV 1,IM V3) SHAFT WITH FITTED KEY HALF-KEY BALANCING BEARING: STANDARD WITH FIXED BEARING, VIBRATION SEVERITY GRADE: R/A, FLANGE ACCURACY: R TERMINAL BOX (ABOVE) CABLE ENTRY ON THE RIGHT SIGNAL CONNECTION D-END | 4736 | TEM | 1 | MC | 106 | 1
1PH81331HD122BB1 | SIMOTICS M COMPACT ASYNCHRONOUS MOTOR 1000RPM, 12KW, 115NM, 30A, 319V 1150RPM,13,5KW,112NM, 29A, 361V 1350RPM, 15KW, 106NM, 28A, 417V FORCED VENTILATION; DIRECTION OF AIR FLOW NDE --> DE; DEGREE OF PROTECTION IP55 INCREMENT. ENCODER HTL 1024 S/R (ENCODER HTL1024S/R) with TEMPERAT. SENSOR KTY84-130 DESIGN IM B5 (IMV 1,IM V3) SHAFT WITH FITTED KEY HALF-KEY BALANCING BEARING: STANDARD WITH FIXED BEARING, VIBRATION SEVERITY GRADE: R/A, FLANGE ACCURACY: R TERMINAL BOX (ABOVE) CABLE ENTRY ON THE LEFT SIGNAL CONNECTION D-END | 4736 | TEM | 1 | MC | 106 | 1
1PH81331HD122BC1 | SIMOTICS M COMPACT ASYNCHRONOUS MOTOR 1000RPM, 12KW, 115NM, 30A, 319V 1150RPM,13,5KW,112NM, 29A, 361V 1350RPM, 15KW, 106NM, 28A, 417V FORCED VENTILATION; DIRECTION OF AIR FLOW NDE --> DE; DEGREE OF PROTECTION IP55 INCREMENT. ENCODER HTL 1024 S/R (ENCODER HTL1024S/R) with TEMPERAT. SENSOR KTY84-130 DESIGN IM B5 (IMV 1,IM V3) SHAFT WITH FITTED KEY HALF-KEY BALANCING BEARING: STANDARD WITH FIXED BEARING, VIBRATION SEVERITY GRADE: R/A, FLANGE ACCURACY: R TERMINAL BOX (ABOVE) CABLE ENTRY ON THE ND-END SIGNAL CONNECTION LEFT | 4736 | TEM | 1 | MC | 106 | 1
1PH81331HD122CA1 | SIMOTICS M COMPACT ASYNCHRONOUS MOTOR 1000RPM, 12KW, 115NM, 30A, 319V 1150RPM,13,5KW,112NM, 29A, 361V 1350RPM, 15KW, 106NM, 28A, 417V FORCED VENTILATION; DIRECTION OF AIR FLOW NDE --> DE; DEGREE OF PROTECTION IP55 INCREMENT. ENCODER HTL 1024 S/R (ENCODER HTL1024S/R) with TEMPERAT. SENSOR KTY84-130 DESIGN IM B5 (IMV 1,IM V3) SHAFT WITH FITTED KEY HALF-KEY BALANCING BEARING: STANDARD WITH FIXED BEARING, VIBRATION SEVERITY GRADE: S/A, SHAFT AND FLANGE ACCURACY: R TERMINAL BOX (ABOVE) CABLE ENTRY ON THE RIGHT SIGNAL CONNECTION D-END | 4931 | TEM | 1 | MC | 106 | 1
1PH81331HD122CB1 | SIMOTICS M COMPACT ASYNCHRONOUS MOTOR 1000RPM, 12KW, 115NM, 30A, 319V 1150RPM,13,5KW,112NM, 29A, 361V 1350RPM, 15KW, 106NM, 28A, 417V FORCED VENTILATION; DIRECTION OF AIR FLOW NDE --> DE; DEGREE OF PROTECTION IP55 INCREMENT. ENCODER HTL 1024 S/R (ENCODER HTL1024S/R) with TEMPERAT. SENSOR KTY84-130 DESIGN IM B5 (IMV 1,IM V3) SHAFT WITH FITTED KEY HALF-KEY BALANCING BEARING: STANDARD WITH FIXED BEARING, VIBRATION SEVERITY GRADE: S/A, SHAFT AND FLANGE ACCURACY: R TERMINAL BOX (ABOVE) CABLE ENTRY ON THE LEFT SIGNAL CONNECTION D-END | 4931 | TEM | 1 | MC | 106 | 1
1PH81331HD122CC1 | SIMOTICS M COMPACT ASYNCHRONOUS MOTOR 1000RPM, 12KW, 115NM, 30A, 319V 1150RPM,13,5KW,112NM, 29A, 361V 1350RPM, 15KW, 106NM, 28A, 417V FORCED VENTILATION; DIRECTION OF AIR FLOW NDE --> DE; DEGREE OF PROTECTION IP55 INCREMENT. ENCODER HTL 1024 S/R (ENCODER HTL1024S/R) with TEMPERAT. SENSOR KTY84-130 DESIGN IM B5 (IMV 1,IM V3) SHAFT WITH FITTED KEY HALF-KEY BALANCING BEARING: STANDARD WITH FIXED BEARING, VIBRATION SEVERITY GRADE: S/A, SHAFT AND FLANGE ACCURACY: R TERMINAL BOX (ABOVE) CABLE ENTRY ON THE ND-END SIGNAL CONNECTION LEFT | 4931 | TEM | 1 | MC | 106 | 1
1PH81331HD130BA1 | SIMOTICS M COMPACT ASYNCHRONOUS MOTOR 1000RPM, 12KW, 115NM, 30A, 319V 1150RPM,13,5KW,112NM, 29A, 361V 1350RPM, 15KW, 106NM, 28A, 417V FORCED VENTILATION; DIRECTION OF AIR FLOW NDE --> DE; DEGREE OF PROTECTION IP55 INCREMENT. ENCODER HTL 1024 S/R (ENCODER HTL1024S/R) with TEMPERAT. SENSOR KTY84-130 DESIGN IM B35 (IM V15, IM V35) PLAIN SHAFT WITHOUT FITTED KEY; BEARING: STANDARD WITH FIXED BEARING, VIBRATION SEVERITY GRADE: R/A, FLANGE ACCURACY: R TERMINAL BOX (ABOVE) CABLE ENTRY ON THE RIGHT SIGNAL CONNECTION D-END | 5039 | TEM | 1 | MC | 106 | 1
1PH81331HD130BB1 | SIMOTICS M COMPACT ASYNCHRONOUS MOTOR 1000RPM, 12KW, 115NM, 30A, 319V 1150RPM,13,5KW,112NM, 29A, 361V 1350RPM, 15KW, 106NM, 28A, 417V FORCED VENTILATION; DIRECTION OF AIR FLOW NDE --> DE; DEGREE OF PROTECTION IP55 INCREMENT. ENCODER HTL 1024 S/R (ENCODER HTL1024S/R) with TEMPERAT. SENSOR KTY84-130 DESIGN IM B35 (IM V15, IM V35) PLAIN SHAFT WITHOUT FITTED KEY; BEARING: STANDARD WITH FIXED BEARING, VIBRATION SEVERITY GRADE: R/A, FLANGE ACCURACY: R TERMINAL BOX (ABOVE) CABLE ENTRY ON THE LEFT SIGNAL CONNECTION D-END | 5039 | TEM | 1 | MC | 106 | 1
1PH81331HD130BC1 | SIMOTICS M COMPACT ASYNCHRONOUS MOTOR 1000RPM, 12KW, 115NM, 30A, 319V 1150RPM,13,5KW,112NM, 29A, 361V 1350RPM, 15KW, 106NM, 28A, 417V FORCED VENTILATION; DIRECTION OF AIR FLOW NDE --> DE; DEGREE OF PROTECTION IP55 INCREMENT. ENCODER HTL 1024 S/R (ENCODER HTL1024S/R) with TEMPERAT. SENSOR KTY84-130 DESIGN IM B35 (IM V15, IM V35) PLAIN SHAFT WITHOUT FITTED KEY; BEARING: STANDARD WITH FIXED BEARING, VIBRATION SEVERITY GRADE: R/A, FLANGE ACCURACY: R TERMINAL BOX (ABOVE) CABLE ENTRY ON THE ND-END SIGNAL CONNECTION LEFT | 5039 | TEM | 1 | MC | 106 | 1
1PH81331HD130CA1 | SIMOTICS M COMPACT ASYNCHRONOUS MOTOR 1000RPM, 12KW, 115NM, 30A, 319V 1150RPM,13,5KW,112NM, 29A, 361V 1350RPM, 15KW, 106NM, 28A, 417V FORCED VENTILATION; DIRECTION OF AIR FLOW NDE --> DE; DEGREE OF PROTECTION IP55 INCREMENT. ENCODER HTL 1024 S/R (ENCODER HTL1024S/R) with TEMPERAT. SENSOR KTY84-130 DESIGN IM B35 (IM V15, IM V35) PLAIN SHAFT WITHOUT FITTED KEY; BEARING: STANDARD WITH FIXED BEARING, VIBRATION SEVERITY GRADE: S/A, SHAFT AND FLANGE ACCURACY: R TERMINAL BOX (ABOVE) CABLE ENTRY ON THE RIGHT SIGNAL CONNECTION D-END | 5234 | TEM | 1 | MC | 106 | 1
1PH81331HD130CB1 | SIMOTICS M COMPACT ASYNCHRONOUS MOTOR 1000RPM, 12KW, 115NM, 30A, 319V 1150RPM,13,5KW,112NM, 29A, 361V 1350RPM, 15KW, 106NM, 28A, 417V FORCED VENTILATION; DIRECTION OF AIR FLOW NDE --> DE; DEGREE OF PROTECTION IP55 INCREMENT. ENCODER HTL 1024 S/R (ENCODER HTL1024S/R) with TEMPERAT. SENSOR KTY84-130 DESIGN IM B35 (IM V15, IM V35) PLAIN SHAFT WITHOUT FITTED KEY; BEARING: STANDARD WITH FIXED BEARING, VIBRATION SEVERITY GRADE: S/A, SHAFT AND FLANGE ACCURACY: R TERMINAL BOX (ABOVE) CABLE ENTRY ON THE LEFT SIGNAL CONNECTION D-END | 5234 | TEM | 1 | MC | 106 | 1
1PH81331HD130CC1 | SIMOTICS M COMPACT ASYNCHRONOUS MOTOR 1000RPM, 12KW, 115NM, 30A, 319V 1150RPM,13,5KW,112NM, 29A, 361V 1350RPM, 15KW, 106NM, 28A, 417V FORCED VENTILATION; DIRECTION OF AIR FLOW NDE --> DE; DEGREE OF PROTECTION IP55 INCREMENT. ENCODER HTL 1024 S/R (ENCODER HTL1024S/R) with TEMPERAT. SENSOR KTY84-130 DESIGN IM B35 (IM V15, IM V35) PLAIN SHAFT WITHOUT FITTED KEY; BEARING: STANDARD WITH FIXED BEARING, VIBRATION SEVERITY GRADE: S/A, SHAFT AND FLANGE ACCURACY: R TERMINAL BOX (ABOVE) CABLE ENTRY ON THE ND-END SIGNAL CONNECTION LEFT | 5234 | TEM | 1 | MC | 106 | 1
1PH81331HD131BA1 | SIMOTICS M COMPACT ASYNCHRONOUS MOTOR 1000RPM, 12KW, 115NM, 30A, 319V 1150RPM,13,5KW,112NM, 29A, 361V 1350RPM, 15KW, 106NM, 28A, 417V FORCED VENTILATION; DIRECTION OF AIR FLOW NDE --> DE; DEGREE OF PROTECTION IP55 INCREMENT. ENCODER HTL 1024 S/R (ENCODER HTL1024S/R) with TEMPERAT. SENSOR KTY84-130 DESIGN IM B35 (IM V15, IM V35) SHAFT WITH FITTED KEY FULL-KEY BALANCING BEARING: STANDARD WITH FIXED BEARING, VIBRATION SEVERITY GRADE: R/A, FLANGE ACCURACY: R TERMINAL BOX (ABOVE) CABLE ENTRY ON THE RIGHT SIGNAL CONNECTION D-END | 5039 | TEM | 1 | MC | 106 | 1
1PH81331HD132BA1 | SIMOTICS M COMPACT ASYNCHRONOUS MOTOR 1000RPM, 12KW, 115NM, 30A, 319V 1150RPM,13,5KW,112NM, 29A, 361V 1350RPM, 15KW, 106NM, 28A, 417V FORCED VENTILATION; DIRECTION OF AIR FLOW NDE --> DE; DEGREE OF PROTECTION IP55 INCREMENT. ENCODER HTL 1024 S/R (ENCODER HTL1024S/R) with TEMPERAT. SENSOR KTY84-130 DESIGN IM B35 (IM V15, IM V35) SHAFT WITH FITTED KEY HALF-KEY BALANCING BEARING: STANDARD WITH FIXED BEARING, VIBRATION SEVERITY GRADE: R/A, FLANGE ACCURACY: R TERMINAL BOX (ABOVE) CABLE ENTRY ON THE RIGHT SIGNAL CONNECTION D-END | 5039 | TEM | 1 | MC | 106 | 1
1PH81331HD132BB1 | SIMOTICS M COMPACT ASYNCHRONOUS MOTOR 1000RPM, 12KW, 115NM, 30A, 319V 1150RPM,13,5KW,112NM, 29A, 361V 1350RPM, 15KW, 106NM, 28A, 417V FORCED VENTILATION; DIRECTION OF AIR FLOW NDE --> DE; DEGREE OF PROTECTION IP55 INCREMENT. ENCODER HTL 1024 S/R (ENCODER HTL1024S/R) with TEMPERAT. SENSOR KTY84-130 DESIGN IM B35 (IM V15, IM V35) SHAFT WITH FITTED KEY HALF-KEY BALANCING BEARING: STANDARD WITH FIXED BEARING, VIBRATION SEVERITY GRADE: R/A, FLANGE ACCURACY: R TERMINAL BOX (ABOVE) CABLE ENTRY ON THE LEFT SIGNAL CONNECTION D-END | 5039 | TEM | 1 | MC | 106 | 1
1PH81331HD132BC1 | SIMOTICS M COMPACT ASYNCHRONOUS MOTOR 1000RPM, 12KW, 115NM, 30A, 319V 1150RPM,13,5KW,112NM, 29A, 361V 1350RPM, 15KW, 106NM, 28A, 417V FORCED VENTILATION; DIRECTION OF AIR FLOW NDE --> DE; DEGREE OF PROTECTION IP55 INCREMENT. ENCODER HTL 1024 S/R (ENCODER HTL1024S/R) with TEMPERAT. SENSOR KTY84-130 DESIGN IM B35 (IM V15, IM V35) SHAFT WITH FITTED KEY HALF-KEY BALANCING BEARING: STANDARD WITH FIXED BEARING, VIBRATION SEVERITY GRADE: R/A, FLANGE ACCURACY: R TERMINAL BOX (ABOVE) CABLE ENTRY ON THE ND-END SIGNAL CONNECTION LEFT | 5039 | TEM | 1 | MC | 106 | 1
1PH81331HD132CA1 | SIMOTICS M COMPACT ASYNCHRONOUS MOTOR 1000RPM, 12KW, 115NM, 30A, 319V 1150RPM,13,5KW,112NM, 29A, 361V 1350RPM, 15KW, 106NM, 28A, 417V FORCED VENTILATION; DIRECTION OF AIR FLOW NDE --> DE; DEGREE OF PROTECTION IP55 INCREMENT. ENCODER HTL 1024 S/R (ENCODER HTL1024S/R) with TEMPERAT. SENSOR KTY84-130 DESIGN IM B35 (IM V15, IM V35) SHAFT WITH FITTED KEY HALF-KEY BALANCING BEARING: STANDARD WITH FIXED BEARING, VIBRATION SEVERITY GRADE: S/A, SHAFT AND FLANGE ACCURACY: R TERMINAL BOX (ABOVE) CABLE ENTRY ON THE RIGHT SIGNAL CONNECTION D-END | 5234 | TEM | 1 | MC | 106 | 1
1PH81331HD132CB1 | SIMOTICS M COMPACT ASYNCHRONOUS MOTOR 1000RPM, 12KW, 115NM, 30A, 319V 1150RPM,13,5KW,112NM, 29A, 361V 1350RPM, 15KW, 106NM, 28A, 417V FORCED VENTILATION; DIRECTION OF AIR FLOW NDE --> DE; DEGREE OF PROTECTION IP55 INCREMENT. ENCODER HTL 1024 S/R (ENCODER HTL1024S/R) with TEMPERAT. SENSOR KTY84-130 DESIGN IM B35 (IM V15, IM V35) SHAFT WITH FITTED KEY HALF-KEY BALANCING BEARING: STANDARD WITH FIXED BEARING, VIBRATION SEVERITY GRADE: S/A, SHAFT AND FLANGE ACCURACY: R TERMINAL BOX (ABOVE) CABLE ENTRY ON THE LEFT SIGNAL CONNECTION D-END | 5234 | TEM | 1 | MC | 106 | 1
1PH81331HD132CC1 | SIMOTICS M COMPACT ASYNCHRONOUS MOTOR 1000RPM, 12KW, 115NM, 30A, 319V 1150RPM,13,5KW,112NM, 29A, 361V 1350RPM, 15KW, 106NM, 28A, 417V FORCED VENTILATION; DIRECTION OF AIR FLOW NDE --> DE; DEGREE OF PROTECTION IP55 INCREMENT. ENCODER HTL 1024 S/R (ENCODER HTL1024S/R) with TEMPERAT. SENSOR KTY84-130 DESIGN IM B35 (IM V15, IM V35) SHAFT WITH FITTED KEY HALF-KEY BALANCING BEARING: STANDARD WITH FIXED BEARING, VIBRATION SEVERITY GRADE: S/A, SHAFT AND FLANGE ACCURACY: R TERMINAL BOX (ABOVE) CABLE ENTRY ON THE ND-END SIGNAL CONNECTION LEFT | 5234 | TEM | 1 | MC | 106 | 1
1PH81331HF000BA1 | SIMOTICS M COMPACT ASYNCHRONOUS MOTOR 1500RPM, 15KW, 96NM, 34A, 342V 1750RPM,17,5KW, 96NM, 34A, 392V 2000RPM, 20KW, 96NM, 34A, 445V FORCED VENTILATION; DIRECTION OF AIR FLOW DE --> NDE; DEGREE OF PROTECTION IP55 INCREMENT. ENCODER HTL 1024 S/R (ENCODER HTL1024S/R) with TEMPERAT. SENSOR KTY84-130 DESIGN IM B3 (IM V5, IM V6) PLAIN SHAFT WITHOUT FITTED KEY; BEARING: STANDARD WITH FIXED BEARING, VIBRATION SEVERITY GRADE: R/A, FLANGE ACCURACY: R TERMINAL BOX (ABOVE) CABLE ENTRY ON THE RIGHT SIGNAL CONNECTION D-END | 4497 | TEM | 1 | MC | 106 | 1
1PH81331HF001BA1 | SIMOTICS M COMPACT ASYNCHRONOUS MOTOR 1500RPM, 15KW, 96NM, 34A, 342V 1750RPM,17,5KW, 96NM, 34A, 392V 2000RPM, 20KW, 96NM, 34A, 445V FORCED VENTILATION; DIRECTION OF AIR FLOW DE --> NDE; DEGREE OF PROTECTION IP55 INCREMENT. ENCODER HTL 1024 S/R (ENCODER HTL1024S/R) with TEMPERAT. SENSOR KTY84-130 DESIGN IM B3 (IM V5, IM V6) SHAFT WITH FITTED KEY FULL-KEY BALANCING BEARING: STANDARD WITH FIXED BEARING, VIBRATION SEVERITY GRADE: R/A, FLANGE ACCURACY: R TERMINAL BOX (ABOVE) CABLE ENTRY ON THE RIGHT SIGNAL CONNECTION D-END | 4497 | TEM | 1 | MC | 106 | 1
1PH81331HF001BB1 | SIMOTICS M COMPACT ASYNCHRONOUS MOTOR 1500RPM, 15KW, 96NM, 34A, 342V 1750RPM,17,5KW, 96NM, 34A, 392V 2000RPM, 20KW, 96NM, 34A, 445V FORCED VENTILATION; DIRECTION OF AIR FLOW DE --> NDE; DEGREE OF PROTECTION IP55 INCREMENT. ENCODER HTL 1024 S/R (ENCODER HTL1024S/R) with TEMPERAT. SENSOR KTY84-130 DESIGN IM B3 (IM V5, IM V6) SHAFT WITH FITTED KEY FULL-KEY BALANCING BEARING: STANDARD WITH FIXED BEARING, VIBRATION SEVERITY GRADE: R/A, FLANGE ACCURACY: R TERMINAL BOX (ABOVE) CABLE ENTRY ON THE LEFT SIGNAL CONNECTION D-END | 4497 | TEM | 1 | MC | 106 | 1
1PH81331HF001BC1 | SIMOTICS M COMPACT ASYNCHRONOUS MOTOR 1500RPM, 15KW, 96NM, 34A, 342V 1750RPM,17,5KW, 96NM, 34A, 392V 2000RPM, 20KW, 96NM, 34A, 445V FORCED VENTILATION; DIRECTION OF AIR FLOW DE --> NDE; DEGREE OF PROTECTION IP55 INCREMENT. ENCODER HTL 1024 S/R (ENCODER HTL1024S/R) with TEMPERAT. SENSOR KTY84-130 DESIGN IM B3 (IM V5, IM V6) SHAFT WITH FITTED KEY FULL-KEY BALANCING BEARING: STANDARD WITH FIXED BEARING, VIBRATION SEVERITY GRADE: R/A, FLANGE ACCURACY: R TERMINAL BOX (ABOVE) CABLE ENTRY ON THE ND-END SIGNAL CONNECTION LEFT | 4497 | TEM | 1 | MC | 106 | 1
1PH81331HF002BA1 | SIMOTICS M COMPACT ASYNCHRONOUS MOTOR 1500RPM, 15KW, 96NM, 34A, 342V 1750RPM,17,5KW, 96NM, 34A, 392V 2000RPM, 20KW, 96NM, 34A, 445V FORCED VENTILATION; DIRECTION OF AIR FLOW DE --> NDE; DEGREE OF PROTECTION IP55 INCREMENT. ENCODER HTL 1024 S/R (ENCODER HTL1024S/R) with TEMPERAT. SENSOR KTY84-130 DESIGN IM B3 (IM V5, IM V6) SHAFT WITH FITTED KEY HALF-KEY BALANCING BEARING: STANDARD WITH FIXED BEARING, VIBRATION SEVERITY GRADE: R/A, FLANGE ACCURACY: R TERMINAL BOX (ABOVE) CABLE ENTRY ON THE RIGHT SIGNAL CONNECTION D-END | 4497 | TEM | 1 | MC | 106 | 1
1PH81331HF002BB1 | SIMOTICS M COMPACT ASYNCHRONOUS MOTOR 1500RPM, 15KW, 96NM, 34A, 342V 1750RPM,17,5KW, 96NM, 34A, 392V 2000RPM, 20KW, 96NM, 34A, 445V FORCED VENTILATION; DIRECTION OF AIR FLOW DE --> NDE; DEGREE OF PROTECTION IP55 INCREMENT. ENCODER HTL 1024 S/R (ENCODER HTL1024S/R) with TEMPERAT. SENSOR KTY84-130 DESIGN IM B3 (IM V5, IM V6) SHAFT WITH FITTED KEY HALF-KEY BALANCING BEARING: STANDARD WITH FIXED BEARING, VIBRATION SEVERITY GRADE: R/A, FLANGE ACCURACY: R TERMINAL BOX (ABOVE) CABLE ENTRY ON THE LEFT SIGNAL CONNECTION D-END | 4497 | TEM | 1 | MC | 106 | 1
1PH81331HF020CB1 | SIMOTICS M COMPACT ASYNCHRONOUS MOTOR 1500RPM, 15KW, 96NM, 34A, 342V 1750RPM,17,5KW, 96NM, 34A, 392V 2000RPM, 20KW, 96NM, 34A, 445V FORCED VENTILATION; DIRECTION OF AIR FLOW DE --> NDE; DEGREE OF PROTECTION IP55 INCREMENT. ENCODER HTL 1024 S/R (ENCODER HTL1024S/R) with TEMPERAT. SENSOR KTY84-130 DESIGN IM B5 (IMV 1,IM V3) PLAIN SHAFT WITHOUT FITTED KEY; BEARING: STANDARD WITH FIXED BEARING, VIBRATION SEVERITY GRADE: S/A, SHAFT AND FLANGE ACCURACY: R TERMINAL BOX (ABOVE) CABLE ENTRY ON THE LEFT SIGNAL CONNECTION D-END | 4931 | TEM | 1 | MC | 106 | 1
1PH81331HF021BA1 | SIMOTICS M COMPACT ASYNCHRONOUS MOTOR 1500RPM, 15KW, 96NM, 34A, 342V 1750RPM,17,5KW, 96NM, 34A, 392V 2000RPM, 20KW, 96NM, 34A, 445V FORCED VENTILATION; DIRECTION OF AIR FLOW DE --> NDE; DEGREE OF PROTECTION IP55 INCREMENT. ENCODER HTL 1024 S/R (ENCODER HTL1024S/R) with TEMPERAT. SENSOR KTY84-130 DESIGN IM B5 (IMV 1,IM V3) SHAFT WITH FITTED KEY FULL-KEY BALANCING BEARING: STANDARD WITH FIXED BEARING, VIBRATION SEVERITY GRADE: R/A, FLANGE ACCURACY: R TERMINAL BOX (ABOVE) CABLE ENTRY ON THE RIGHT SIGNAL CONNECTION D-END | 4736 | TEM | 1 | MC | 106 | 1
1PH81331HF022BA1 | SIMOTICS M COMPACT ASYNCHRONOUS MOTOR 1500RPM, 15KW, 96NM, 34A, 342V 1750RPM,17,5KW, 96NM, 34A, 392V 2000RPM, 20KW, 96NM, 34A, 445V FORCED VENTILATION; DIRECTION OF AIR FLOW DE --> NDE; DEGREE OF PROTECTION IP55 INCREMENT. ENCODER HTL 1024 S/R (ENCODER HTL1024S/R) with TEMPERAT. SENSOR KTY84-130 DESIGN IM B5 (IMV 1,IM V3) SHAFT WITH FITTED KEY HALF-KEY BALANCING BEARING: STANDARD WITH FIXED BEARING, VIBRATION SEVERITY GRADE: R/A, FLANGE ACCURACY: R TERMINAL BOX (ABOVE) CABLE ENTRY ON THE RIGHT SIGNAL CONNECTION D-END | 4736 | TEM | 1 | MC | 106 | 1
1PH81331HF022BB1 | SIMOTICS M COMPACT ASYNCHRONOUS MOTOR 1500RPM, 15KW, 96NM, 34A, 342V 1750RPM,17,5KW, 96NM, 34A, 392V 2000RPM, 20KW, 96NM, 34A, 445V FORCED VENTILATION; DIRECTION OF AIR FLOW DE --> NDE; DEGREE OF PROTECTION IP55 INCREMENT. ENCODER HTL 1024 S/R (ENCODER HTL1024S/R) with TEMPERAT. SENSOR KTY84-130 DESIGN IM B5 (IMV 1,IM V3) SHAFT WITH FITTED KEY HALF-KEY BALANCING BEARING: STANDARD WITH FIXED BEARING, VIBRATION SEVERITY GRADE: R/A, FLANGE ACCURACY: R TERMINAL BOX (ABOVE) CABLE ENTRY ON THE LEFT SIGNAL CONNECTION D-END | 4736 | TEM | 1 | MC | 106 | 1
1PH81331HF022BC1 | SIMOTICS M COMPACT ASYNCHRONOUS MOTOR 1500RPM, 15KW, 96NM, 34A, 342V 1750RPM,17,5KW, 96NM, 34A, 392V 2000RPM, 20KW, 96NM, 34A, 445V FORCED VENTILATION; DIRECTION OF AIR FLOW DE --> NDE; DEGREE OF PROTECTION IP55 INCREMENT. ENCODER HTL 1024 S/R (ENCODER HTL1024S/R) with TEMPERAT. SENSOR KTY84-130 DESIGN IM B5 (IMV 1,IM V3) SHAFT WITH FITTED KEY HALF-KEY BALANCING BEARING: STANDARD WITH FIXED BEARING, VIBRATION SEVERITY GRADE: R/A, FLANGE ACCURACY: R TERMINAL BOX (ABOVE) CABLE ENTRY ON THE ND-END SIGNAL CONNECTION LEFT | 4736 | TEM | 1 | MC | 106 | 1
1PH81331HF030BA1 | SIMOTICS M COMPACT ASYNCHRONOUS MOTOR 1500RPM, 15KW, 96NM, 34A, 342V 1750RPM,17,5KW, 96NM, 34A, 392V 2000RPM, 20KW, 96NM, 34A, 445V FORCED VENTILATION; DIRECTION OF AIR FLOW DE --> NDE; DEGREE OF PROTECTION IP55 INCREMENT. ENCODER HTL 1024 S/R (ENCODER HTL1024S/R) with TEMPERAT. SENSOR KTY84-130 DESIGN IM B35 (IM V15, IM V35) PLAIN SHAFT WITHOUT FITTED KEY; BEARING: STANDARD WITH FIXED BEARING, VIBRATION SEVERITY GRADE: R/A, FLANGE ACCURACY: R TERMINAL BOX (ABOVE) CABLE ENTRY ON THE RIGHT SIGNAL CONNECTION D-END | 5039 | TEM | 1 | MC | 106 | 1
1PH81331HF031BA1 | SIMOTICS M COMPACT ASYNCHRONOUS MOTOR 1500RPM, 15KW, 96NM, 34A, 342V 1750RPM,17,5KW, 96NM, 34A, 392V 2000RPM, 20KW, 96NM, 34A, 445V FORCED VENTILATION; DIRECTION OF AIR FLOW DE --> NDE; DEGREE OF PROTECTION IP55 INCREMENT. ENCODER HTL 1024 S/R (ENCODER HTL1024S/R) with TEMPERAT. SENSOR KTY84-130 DESIGN IM B35 (IM V15, IM V35) SHAFT WITH FITTED KEY FULL-KEY BALANCING BEARING: STANDARD WITH FIXED BEARING, VIBRATION SEVERITY GRADE: R/A, FLANGE ACCURACY: R TERMINAL BOX (ABOVE) CABLE ENTRY ON THE RIGHT SIGNAL CONNECTION D-END | 5039 | TEM | 1 | MC | 106 | 1
1PH81331HF031GA1 | SIMOTICS M COMPACT ASYNCHRONOUS MOTOR 1500RPM, 15KW, 96NM, 34A, 342V 1750RPM,17,5KW, 96NM, 34A, 392V 2000RPM, 20KW, 96NM, 34A, 445V FORCED VENTILATION; DIRECTION OF AIR FLOW DE --> NDE; DEGREE OF PROTECTION IP55 INCREMENT. ENCODER HTL 1024 S/R (ENCODER HTL1024S/R) with TEMPERAT. SENSOR KTY84-130 DESIGN IM B35 (IM V15, IM V35) SHAFT WITH FITTED KEY FULL-KEY BALANCING BEARING: STANDARD, VIBRATION SEVERITY GRADE: R/A, SHAFT AND FLANGE ACCURACY: R TERMINAL BOX (ABOVE) CABLE ENTRY ON THE RIGHT SIGNAL CONNECTION D-END | 4754 | TEM | 1 | MC | 106 | 1
1PH81331HF032BA1 | SIMOTICS M COMPACT ASYNCHRONOUS MOTOR 1500RPM, 15KW, 96NM, 34A, 342V 1750RPM,17,5KW, 96NM, 34A, 392V 2000RPM, 20KW, 96NM, 34A, 445V FORCED VENTILATION; DIRECTION OF AIR FLOW DE --> NDE; DEGREE OF PROTECTION IP55 INCREMENT. ENCODER HTL 1024 S/R (ENCODER HTL1024S/R) with TEMPERAT. SENSOR KTY84-130 DESIGN IM B35 (IM V15, IM V35) SHAFT WITH FITTED KEY HALF-KEY BALANCING BEARING: STANDARD WITH FIXED BEARING, VIBRATION SEVERITY GRADE: R/A, FLANGE ACCURACY: R TERMINAL BOX (ABOVE) CABLE ENTRY ON THE RIGHT SIGNAL CONNECTION D-END | 5039 | TEM | 1 | MC | 106 | 1
1PH81331HF032BB1 | SIMOTICS M COMPACT ASYNCHRONOUS MOTOR 1500RPM, 15KW, 96NM, 34A, 342V 1750RPM,17,5KW, 96NM, 34A, 392V 2000RPM, 20KW, 96NM, 34A, 445V FORCED VENTILATION; DIRECTION OF AIR FLOW DE --> NDE; DEGREE OF PROTECTION IP55 INCREMENT. ENCODER HTL 1024 S/R (ENCODER HTL1024S/R) with TEMPERAT. SENSOR KTY84-130 DESIGN IM B35 (IM V15, IM V35) SHAFT WITH FITTED KEY HALF-KEY BALANCING BEARING: STANDARD WITH FIXED BEARING, VIBRATION SEVERITY GRADE: R/A, FLANGE ACCURACY: R TERMINAL BOX (ABOVE) CABLE ENTRY ON THE LEFT SIGNAL CONNECTION D-END | 5039 | TEM | 1 | MC | 106 | 1
1PH81331HF032BC1 | SIMOTICS M COMPACT ASYNCHRONOUS MOTOR 1500RPM, 15KW, 96NM, 34A, 342V 1750RPM,17,5KW, 96NM, 34A, 392V 2000RPM, 20KW, 96NM, 34A, 445V FORCED VENTILATION; DIRECTION OF AIR FLOW DE --> NDE; DEGREE OF PROTECTION IP55 INCREMENT. ENCODER HTL 1024 S/R (ENCODER HTL1024S/R) with TEMPERAT. SENSOR KTY84-130 DESIGN IM B35 (IM V15, IM V35) SHAFT WITH FITTED KEY HALF-KEY BALANCING BEARING: STANDARD WITH FIXED BEARING, VIBRATION SEVERITY GRADE: R/A, FLANGE ACCURACY: R TERMINAL BOX (ABOVE) CABLE ENTRY ON THE ND-END SIGNAL CONNECTION LEFT | 5039 | TEM | 1 | MC | 106 | 1
1PH81331HF100BA1 | SIMOTICS M COMPACT ASYNCHRONOUS MOTOR 1500RPM, 15KW, 96NM, 34A, 342V 1750RPM,17,5KW, 96NM, 34A, 392V 2000RPM, 20KW, 96NM, 34A, 445V FORCED VENTILATION; DIRECTION OF AIR FLOW NDE --> DE; DEGREE OF PROTECTION IP55 INCREMENT. ENCODER HTL 1024 S/R (ENCODER HTL1024S/R) with TEMPERAT. SENSOR KTY84-130 DESIGN IM B3 (IM V5, IM V6) PLAIN SHAFT WITHOUT FITTED KEY; BEARING: STANDARD WITH FIXED BEARING, VIBRATION SEVERITY GRADE: R/A, FLANGE ACCURACY: R TERMINAL BOX (ABOVE) CABLE ENTRY ON THE RIGHT SIGNAL CONNECTION D-END | 4497 | TEM | 1 | MC | 106 | 1
1PH81331HF100BB1 | SIMOTICS M COMPACT ASYNCHRONOUS MOTOR 1500RPM, 15KW, 96NM, 34A, 342V 1750RPM,17,5KW, 96NM, 34A, 392V 2000RPM, 20KW, 96NM, 34A, 445V FORCED VENTILATION; DIRECTION OF AIR FLOW NDE --> DE; DEGREE OF PROTECTION IP55 INCREMENT. ENCODER HTL 1024 S/R (ENCODER HTL1024S/R) with TEMPERAT. SENSOR KTY84-130 DESIGN IM B3 (IM V5, IM V6) PLAIN SHAFT WITHOUT FITTED KEY; BEARING: STANDARD WITH FIXED BEARING, VIBRATION SEVERITY GRADE: R/A, FLANGE ACCURACY: R TERMINAL BOX (ABOVE) CABLE ENTRY ON THE LEFT SIGNAL CONNECTION D-END | 4497 | TEM | 1 | MC | 106 | 1
1PH81331HF100BC1 | SIMOTICS M COMPACT ASYNCHRONOUS MOTOR 1500RPM, 15KW, 96NM, 34A, 342V 1750RPM,17,5KW, 96NM, 34A, 392V 2000RPM, 20KW, 96NM, 34A, 445V FORCED VENTILATION; DIRECTION OF AIR FLOW NDE --> DE; DEGREE OF PROTECTION IP55 INCREMENT. ENCODER HTL 1024 S/R (ENCODER HTL1024S/R) with TEMPERAT. SENSOR KTY84-130 DESIGN IM B3 (IM V5, IM V6) PLAIN SHAFT WITHOUT FITTED KEY; BEARING: STANDARD WITH FIXED BEARING, VIBRATION SEVERITY GRADE: R/A, FLANGE ACCURACY: R TERMINAL BOX (ABOVE) CABLE ENTRY ON THE ND-END SIGNAL CONNECTION LEFT | 4497 | TEM | 1 | MC | 106 | 1
1PH81331HF100CA1 | SIMOTICS M COMPACT ASYNCHRONOUS MOTOR 1500RPM, 15KW, 96NM, 34A, 342V 1750RPM,17,5KW, 96NM, 34A, 392V 2000RPM, 20KW, 96NM, 34A, 445V FORCED VENTILATION; DIRECTION OF AIR FLOW NDE --> DE; DEGREE OF PROTECTION IP55 INCREMENT. ENCODER HTL 1024 S/R (ENCODER HTL1024S/R) with TEMPERAT. SENSOR KTY84-130 DESIGN IM B3 (IM V5, IM V6) PLAIN SHAFT WITHOUT FITTED KEY; BEARING: STANDARD WITH FIXED BEARING, VIBRATION SEVERITY GRADE: S/A, SHAFT AND FLANGE ACCURACY: R TERMINAL BOX (ABOVE) CABLE ENTRY ON THE RIGHT SIGNAL CONNECTION D-END | 4692 | TEM | 1 | MC | 106 | 1
1PH81331HF100CB1 | SIMOTICS M COMPACT ASYNCHRONOUS MOTOR 1500RPM, 15KW, 96NM, 34A, 342V 1750RPM,17,5KW, 96NM, 34A, 392V 2000RPM, 20KW, 96NM, 34A, 445V FORCED VENTILATION; DIRECTION OF AIR FLOW NDE --> DE; DEGREE OF PROTECTION IP55 INCREMENT. ENCODER HTL 1024 S/R (ENCODER HTL1024S/R) with TEMPERAT. SENSOR KTY84-130 DESIGN IM B3 (IM V5, IM V6) PLAIN SHAFT WITHOUT FITTED KEY; BEARING: STANDARD WITH FIXED BEARING, VIBRATION SEVERITY GRADE: S/A, SHAFT AND FLANGE ACCURACY: R TERMINAL BOX (ABOVE) CABLE ENTRY ON THE LEFT SIGNAL CONNECTION D-END | 4692 | TEM | 1 | MC | 106 | 1
1PH81331HF100CC1 | SIMOTICS M COMPACT ASYNCHRONOUS MOTOR 1500RPM, 15KW, 96NM, 34A, 342V 1750RPM,17,5KW, 96NM, 34A, 392V 2000RPM, 20KW, 96NM, 34A, 445V FORCED VENTILATION; DIRECTION OF AIR FLOW NDE --> DE; DEGREE OF PROTECTION IP55 INCREMENT. ENCODER HTL 1024 S/R (ENCODER HTL1024S/R) with TEMPERAT. SENSOR KTY84-130 DESIGN IM B3 (IM V5, IM V6) PLAIN SHAFT WITHOUT FITTED KEY; BEARING: STANDARD WITH FIXED BEARING, VIBRATION SEVERITY GRADE: S/A, SHAFT AND FLANGE ACCURACY: R TERMINAL BOX (ABOVE) CABLE ENTRY ON THE ND-END SIGNAL CONNECTION LEFT | 4692 | TEM | 1 | MC | 106 | 1
1PH81331HF101BA1 | SIMOTICS M COMPACT ASYNCHRONOUS MOTOR 1500RPM, 15KW, 96NM, 34A, 342V 1750RPM,17,5KW, 96NM, 34A, 392V 2000RPM, 20KW, 96NM, 34A, 445V FORCED VENTILATION; DIRECTION OF AIR FLOW NDE --> DE; DEGREE OF PROTECTION IP55 INCREMENT. ENCODER HTL 1024 S/R (ENCODER HTL1024S/R) with TEMPERAT. SENSOR KTY84-130 DESIGN IM B3 (IM V5, IM V6) SHAFT WITH FITTED KEY FULL-KEY BALANCING BEARING: STANDARD WITH FIXED BEARING, VIBRATION SEVERITY GRADE: R/A, FLANGE ACCURACY: R TERMINAL BOX (ABOVE) CABLE ENTRY ON THE RIGHT SIGNAL CONNECTION D-END | 4497 | TEM | 1 | MC | 106 | 1
1PH81331HF101BC1 | SIMOTICS M COMPACT ASYNCHRONOUS MOTOR 1500RPM, 15KW, 96NM, 34A, 342V 1750RPM,17,5KW, 96NM, 34A, 392V 2000RPM, 20KW, 96NM, 34A, 445V FORCED VENTILATION; DIRECTION OF AIR FLOW NDE --> DE; DEGREE OF PROTECTION IP55 INCREMENT. ENCODER HTL 1024 S/R (ENCODER HTL1024S/R) with TEMPERAT. SENSOR KTY84-130 DESIGN IM B3 (IM V5, IM V6) SHAFT WITH FITTED KEY FULL-KEY BALANCING BEARING: STANDARD WITH FIXED BEARING, VIBRATION SEVERITY GRADE: R/A, FLANGE ACCURACY: R TERMINAL BOX (ABOVE) CABLE ENTRY ON THE ND-END SIGNAL CONNECTION LEFT | 4497 | TEM | 1 | MC | 106 | 1
1PH81331HF101DH1 | SIMOTICS M COMPACT ASYNCHRONOUS MOTOR 1500RPM, 15KW, 96NM, 34A, 342V 1750RPM,17,5KW, 96NM, 34A, 392V 2000RPM, 20KW, 96NM, 34A, 445V FORCED VENTILATION; DIRECTION OF AIR FLOW NDE --> DE; DEGREE OF PROTECTION IP55 INCREMENT. ENCODER HTL 1024 S/R (ENCODER HTL1024S/R) with TEMPERAT. SENSOR KTY84-130 DESIGN IM B3 (IM V5, IM V6) SHAFT WITH FITTED KEY FULL-KEY BALANCING BEARING: STANDARD WITH FIXED BEARING, VIBRATION SEVERITY GRADE: SR/A, SHAFT AND FLANGE ACCURACY: R POWER CONNECTOR (ABOVE) CABLE ENTRY ON THE D-END SIGNAL CONNECTION LEFT | 4762 | TEM | 1 | MC | 106 | 1
1PH81331HF102BA1 | SIMOTICS M COMPACT ASYNCHRONOUS MOTOR 1500RPM, 15KW, 96NM, 34A, 342V 1750RPM,17,5KW, 96NM, 34A, 392V 2000RPM, 20KW, 96NM, 34A, 445V FORCED VENTILATION; DIRECTION OF AIR FLOW NDE --> DE; DEGREE OF PROTECTION IP55 INCREMENT. ENCODER HTL 1024 S/R (ENCODER HTL1024S/R) with TEMPERAT. SENSOR KTY84-130 DESIGN IM B3 (IM V5, IM V6) SHAFT WITH FITTED KEY HALF-KEY BALANCING BEARING: STANDARD WITH FIXED BEARING, VIBRATION SEVERITY GRADE: R/A, FLANGE ACCURACY: R TERMINAL BOX (ABOVE) CABLE ENTRY ON THE RIGHT SIGNAL CONNECTION D-END | 4497 | TEM | 1 | MC | 106 | 1
1PH81331HF102BB1 | SIMOTICS M COMPACT ASYNCHRONOUS MOTOR 1500RPM, 15KW, 96NM, 34A, 342V 1750RPM,17,5KW, 96NM, 34A, 392V 2000RPM, 20KW, 96NM, 34A, 445V FORCED VENTILATION; DIRECTION OF AIR FLOW NDE --> DE; DEGREE OF PROTECTION IP55 INCREMENT. ENCODER HTL 1024 S/R (ENCODER HTL1024S/R) with TEMPERAT. SENSOR KTY84-130 DESIGN IM B3 (IM V5, IM V6) SHAFT WITH FITTED KEY HALF-KEY BALANCING BEARING: STANDARD WITH FIXED BEARING, VIBRATION SEVERITY GRADE: R/A, FLANGE ACCURACY: R TERMINAL BOX (ABOVE) CABLE ENTRY ON THE LEFT SIGNAL CONNECTION D-END | 4497 | TEM | 1 | MC | 106 | 1
1PH81331HF102BC1 | SIMOTICS M COMPACT ASYNCHRONOUS MOTOR 1500RPM, 15KW, 96NM, 34A, 342V 1750RPM,17,5KW, 96NM, 34A, 392V 2000RPM, 20KW, 96NM, 34A, 445V FORCED VENTILATION; DIRECTION OF AIR FLOW NDE --> DE; DEGREE OF PROTECTION IP55 INCREMENT. ENCODER HTL 1024 S/R (ENCODER HTL1024S/R) with TEMPERAT. SENSOR KTY84-130 DESIGN IM B3 (IM V5, IM V6) SHAFT WITH FITTED KEY HALF-KEY BALANCING BEARING: STANDARD WITH FIXED BEARING, VIBRATION SEVERITY GRADE: R/A, FLANGE ACCURACY: R TERMINAL BOX (ABOVE) CABLE ENTRY ON THE ND-END SIGNAL CONNECTION LEFT | 4497 | TEM | 1 | MC | 106 | 1
1PH81331HF102CA1 | SIMOTICS M COMPACT ASYNCHRONOUS MOTOR 1500RPM, 15KW, 96NM, 34A, 342V 1750RPM,17,5KW, 96NM, 34A, 392V 2000RPM, 20KW, 96NM, 34A, 445V FORCED VENTILATION; DIRECTION OF AIR FLOW NDE --> DE; DEGREE OF PROTECTION IP55 INCREMENT. ENCODER HTL 1024 S/R (ENCODER HTL1024S/R) with TEMPERAT. SENSOR KTY84-130 DESIGN IM B3 (IM V5, IM V6) SHAFT WITH FITTED KEY HALF-KEY BALANCING BEARING: STANDARD WITH FIXED BEARING, VIBRATION SEVERITY GRADE: S/A, SHAFT AND FLANGE ACCURACY: R TERMINAL BOX (ABOVE) CABLE ENTRY ON THE RIGHT SIGNAL CONNECTION D-END | 4692 | TEM | 1 | MC | 106 | 1
1PH81331HF102CB1 | SIMOTICS M COMPACT ASYNCHRONOUS MOTOR 1500RPM, 15KW, 96NM, 34A, 342V 1750RPM,17,5KW, 96NM, 34A, 392V 2000RPM, 20KW, 96NM, 34A, 445V FORCED VENTILATION; DIRECTION OF AIR FLOW NDE --> DE; DEGREE OF PROTECTION IP55 INCREMENT. ENCODER HTL 1024 S/R (ENCODER HTL1024S/R) with TEMPERAT. SENSOR KTY84-130 DESIGN IM B3 (IM V5, IM V6) SHAFT WITH FITTED KEY HALF-KEY BALANCING BEARING: STANDARD WITH FIXED BEARING, VIBRATION SEVERITY GRADE: S/A, SHAFT AND FLANGE ACCURACY: R TERMINAL BOX (ABOVE) CABLE ENTRY ON THE LEFT SIGNAL CONNECTION D-END | 4692 | TEM | 1 | MC | 106 | 1
1PH81331HF102CC1 | SIMOTICS M COMPACT ASYNCHRONOUS MOTOR 1500RPM, 15KW, 96NM, 34A, 342V 1750RPM,17,5KW, 96NM, 34A, 392V 2000RPM, 20KW, 96NM, 34A, 445V FORCED VENTILATION; DIRECTION OF AIR FLOW NDE --> DE; DEGREE OF PROTECTION IP55 INCREMENT. ENCODER HTL 1024 S/R (ENCODER HTL1024S/R) with TEMPERAT. SENSOR KTY84-130 DESIGN IM B3 (IM V5, IM V6) SHAFT WITH FITTED KEY HALF-KEY BALANCING BEARING: STANDARD WITH FIXED BEARING, VIBRATION SEVERITY GRADE: S/A, SHAFT AND FLANGE ACCURACY: R TERMINAL BOX (ABOVE) CABLE ENTRY ON THE ND-END SIGNAL CONNECTION LEFT | 4692 | TEM | 1 | MC | 106 | 1
1PH81331HF102DC1 | SIMOTICS M COMPACT ASYNCHRONOUS MOTOR 1500RPM, 15KW, 96NM, 34A, 342V 1750RPM,17,5KW, 96NM, 34A, 392V 2000RPM, 20KW, 96NM, 34A, 445V FORCED VENTILATION; DIRECTION OF AIR FLOW NDE --> DE; DEGREE OF PROTECTION IP55 INCREMENT. ENCODER HTL 1024 S/R (ENCODER HTL1024S/R) with TEMPERAT. SENSOR KTY84-130 DESIGN IM B3 (IM V5, IM V6) SHAFT WITH FITTED KEY HALF-KEY BALANCING BEARING: STANDARD WITH FIXED BEARING, VIBRATION SEVERITY GRADE: SR/A, SHAFT AND FLANGE ACCURACY: R TERMINAL BOX (ABOVE) CABLE ENTRY ON THE ND-END SIGNAL CONNECTION LEFT | 4762 | TEM | 1 | MC | 106 | 1
1PH81331HF102GA1 | SIMOTICS M COMPACT ASYNCHRONOUS MOTOR 1500RPM, 15KW, 96NM, 34A, 342V 1750RPM,17,5KW, 96NM, 34A, 392V 2000RPM, 20KW, 96NM, 34A, 445V FORCED VENTILATION; DIRECTION OF AIR FLOW NDE --> DE; DEGREE OF PROTECTION IP55 INCREMENT. ENCODER HTL 1024 S/R (ENCODER HTL1024S/R) with TEMPERAT. SENSOR KTY84-130 DESIGN IM B3 (IM V5, IM V6) SHAFT WITH FITTED KEY HALF-KEY BALANCING BEARING: STANDARD, VIBRATION SEVERITY GRADE: R/A, SHAFT AND FLANGE ACCURACY: R TERMINAL BOX (ABOVE) CABLE ENTRY ON THE RIGHT SIGNAL CONNECTION D-END | 4212 | TEM | 1 | MC | 106 | 1
1PH81331HF120BA1 | SIMOTICS M COMPACT ASYNCHRONOUS MOTOR 1500RPM, 15KW, 96NM, 34A, 342V 1750RPM,17,5KW, 96NM, 34A, 392V 2000RPM, 20KW, 96NM, 34A, 445V FORCED VENTILATION; DIRECTION OF AIR FLOW NDE --> DE; DEGREE OF PROTECTION IP55 INCREMENT. ENCODER HTL 1024 S/R (ENCODER HTL1024S/R) with TEMPERAT. SENSOR KTY84-130 DESIGN IM B5 (IMV 1,IM V3) PLAIN SHAFT WITHOUT FITTED KEY; BEARING: STANDARD WITH FIXED BEARING, VIBRATION SEVERITY GRADE: R/A, FLANGE ACCURACY: R TERMINAL BOX (ABOVE) CABLE ENTRY ON THE RIGHT SIGNAL CONNECTION D-END | 4736 | TEM | 1 | MC | 106 | 1
1PH81331HF120BB1 | SIMOTICS M COMPACT ASYNCHRONOUS MOTOR 1500RPM, 15KW, 96NM, 34A, 342V 1750RPM,17,5KW, 96NM, 34A, 392V 2000RPM, 20KW, 96NM, 34A, 445V FORCED VENTILATION; DIRECTION OF AIR FLOW NDE --> DE; DEGREE OF PROTECTION IP55 INCREMENT. ENCODER HTL 1024 S/R (ENCODER HTL1024S/R) with TEMPERAT. SENSOR KTY84-130 DESIGN IM B5 (IMV 1,IM V3) PLAIN SHAFT WITHOUT FITTED KEY; BEARING: STANDARD WITH FIXED BEARING, VIBRATION SEVERITY GRADE: R/A, FLANGE ACCURACY: R TERMINAL BOX (ABOVE) CABLE ENTRY ON THE LEFT SIGNAL CONNECTION D-END | 4736 | TEM | 1 | MC | 106 | 1
1PH81331HF120BC1 | SIMOTICS M COMPACT ASYNCHRONOUS MOTOR 1500RPM, 15KW, 96NM, 34A, 342V 1750RPM,17,5KW, 96NM, 34A, 392V 2000RPM, 20KW, 96NM, 34A, 445V FORCED VENTILATION; DIRECTION OF AIR FLOW NDE --> DE; DEGREE OF PROTECTION IP55 INCREMENT. ENCODER HTL 1024 S/R (ENCODER HTL1024S/R) with TEMPERAT. SENSOR KTY84-130 DESIGN IM B5 (IMV 1,IM V3) PLAIN SHAFT WITHOUT FITTED KEY; BEARING: STANDARD WITH FIXED BEARING, VIBRATION SEVERITY GRADE: R/A, FLANGE ACCURACY: R TERMINAL BOX (ABOVE) CABLE ENTRY ON THE ND-END SIGNAL CONNECTION LEFT | 4736 | TEM | 1 | MC | 106 | 1
1PH81331HF120CA1 | SIMOTICS M COMPACT ASYNCHRONOUS MOTOR 1500RPM, 15KW, 96NM, 34A, 342V 1750RPM,17,5KW, 96NM, 34A, 392V 2000RPM, 20KW, 96NM, 34A, 445V FORCED VENTILATION; DIRECTION OF AIR FLOW NDE --> DE; DEGREE OF PROTECTION IP55 INCREMENT. ENCODER HTL 1024 S/R (ENCODER HTL1024S/R) with TEMPERAT. SENSOR KTY84-130 DESIGN IM B5 (IMV 1,IM V3) PLAIN SHAFT WITHOUT FITTED KEY; BEARING: STANDARD WITH FIXED BEARING, VIBRATION SEVERITY GRADE: S/A, SHAFT AND FLANGE ACCURACY: R TERMINAL BOX (ABOVE) CABLE ENTRY ON THE RIGHT SIGNAL CONNECTION D-END | 4931 | TEM | 1 | MC | 106 | 1
1PH81331HF120CB1 | SIMOTICS M COMPACT ASYNCHRONOUS MOTOR 1500RPM, 15KW, 96NM, 34A, 342V 1750RPM,17,5KW, 96NM, 34A, 392V 2000RPM, 20KW, 96NM, 34A, 445V FORCED VENTILATION; DIRECTION OF AIR FLOW NDE --> DE; DEGREE OF PROTECTION IP55 INCREMENT. ENCODER HTL 1024 S/R (ENCODER HTL1024S/R) with TEMPERAT. SENSOR KTY84-130 DESIGN IM B5 (IMV 1,IM V3) PLAIN SHAFT WITHOUT FITTED KEY; BEARING: STANDARD WITH FIXED BEARING, VIBRATION SEVERITY GRADE: S/A, SHAFT AND FLANGE ACCURACY: R TERMINAL BOX (ABOVE) CABLE ENTRY ON THE LEFT SIGNAL CONNECTION D-END | 4931 | TEM | 1 | MC | 106 | 1
1PH81331HF120CC1 | SIMOTICS M COMPACT ASYNCHRONOUS MOTOR 1500RPM, 15KW, 96NM, 34A, 342V 1750RPM,17,5KW, 96NM, 34A, 392V 2000RPM, 20KW, 96NM, 34A, 445V FORCED VENTILATION; DIRECTION OF AIR FLOW NDE --> DE; DEGREE OF PROTECTION IP55 INCREMENT. ENCODER HTL 1024 S/R (ENCODER HTL1024S/R) with TEMPERAT. SENSOR KTY84-130 DESIGN IM B5 (IMV 1,IM V3) PLAIN SHAFT WITHOUT FITTED KEY; BEARING: STANDARD WITH FIXED BEARING, VIBRATION SEVERITY GRADE: S/A, SHAFT AND FLANGE ACCURACY: R TERMINAL BOX (ABOVE) CABLE ENTRY ON THE ND-END SIGNAL CONNECTION LEFT | 4931 | TEM | 1 | MC | 106 | 1
1PH81331HF121BA1 | SIMOTICS M COMPACT ASYNCHRONOUS MOTOR 1500RPM, 15KW, 96NM, 34A, 342V 1750RPM,17,5KW, 96NM, 34A, 392V 2000RPM, 20KW, 96NM, 34A, 445V FORCED VENTILATION; DIRECTION OF AIR FLOW NDE --> DE; DEGREE OF PROTECTION IP55 INCREMENT. ENCODER HTL 1024 S/R (ENCODER HTL1024S/R) with TEMPERAT. SENSOR KTY84-130 DESIGN IM B5 (IMV 1,IM V3) SHAFT WITH FITTED KEY FULL-KEY BALANCING BEARING: STANDARD WITH FIXED BEARING, VIBRATION SEVERITY GRADE: R/A, FLANGE ACCURACY: R TERMINAL BOX (ABOVE) CABLE ENTRY ON THE RIGHT SIGNAL CONNECTION D-END | 4736 | TEM | 1 | MC | 106 | 1
1PH81331HF121BB1 | SIMOTICS M COMPACT ASYNCHRONOUS MOTOR 1500RPM, 15KW, 96NM, 34A, 342V 1750RPM,17,5KW, 96NM, 34A, 392V 2000RPM, 20KW, 96NM, 34A, 445V FORCED VENTILATION; DIRECTION OF AIR FLOW NDE --> DE; DEGREE OF PROTECTION IP55 INCREMENT. ENCODER HTL 1024 S/R (ENCODER HTL1024S/R) with TEMPERAT. SENSOR KTY84-130 DESIGN IM B5 (IMV 1,IM V3) SHAFT WITH FITTED KEY FULL-KEY BALANCING BEARING: STANDARD WITH FIXED BEARING, VIBRATION SEVERITY GRADE: R/A, FLANGE ACCURACY: R TERMINAL BOX (ABOVE) CABLE ENTRY ON THE LEFT SIGNAL CONNECTION D-END | 4736 | TEM | 1 | MC | 106 | 1
1PH81331HF121BC1 | SIMOTICS M COMPACT ASYNCHRONOUS MOTOR 1500RPM, 15KW, 96NM, 34A, 342V 1750RPM,17,5KW, 96NM, 34A, 392V 2000RPM, 20KW, 96NM, 34A, 445V FORCED VENTILATION; DIRECTION OF AIR FLOW NDE --> DE; DEGREE OF PROTECTION IP55 INCREMENT. ENCODER HTL 1024 S/R (ENCODER HTL1024S/R) with TEMPERAT. SENSOR KTY84-130 DESIGN IM B5 (IMV 1,IM V3) SHAFT WITH FITTED KEY FULL-KEY BALANCING BEARING: STANDARD WITH FIXED BEARING, VIBRATION SEVERITY GRADE: R/A, FLANGE ACCURACY: R TERMINAL BOX (ABOVE) CABLE ENTRY ON THE ND-END SIGNAL CONNECTION LEFT | 4736 | TEM | 1 | MC | 106 | 1
1PH81331HF122BA1 | SIMOTICS M COMPACT ASYNCHRONOUS MOTOR 1500RPM, 15KW, 96NM, 34A, 342V 1750RPM,17,5KW, 96NM, 34A, 392V 2000RPM, 20KW, 96NM, 34A, 445V FORCED VENTILATION; DIRECTION OF AIR FLOW NDE --> DE; DEGREE OF PROTECTION IP55 INCREMENT. ENCODER HTL 1024 S/R (ENCODER HTL1024S/R) with TEMPERAT. SENSOR KTY84-130 DESIGN IM B5 (IMV 1,IM V3) SHAFT WITH FITTED KEY HALF-KEY BALANCING BEARING: STANDARD WITH FIXED BEARING, VIBRATION SEVERITY GRADE: R/A, FLANGE ACCURACY: R TERMINAL BOX (ABOVE) CABLE ENTRY ON THE RIGHT SIGNAL CONNECTION D-END | 4736 | TEM | 1 | MC | 106 | 1
1PH81331HF122BB1 | SIMOTICS M COMPACT ASYNCHRONOUS MOTOR 1500RPM, 15KW, 96NM, 34A, 342V 1750RPM,17,5KW, 96NM, 34A, 392V 2000RPM, 20KW, 96NM, 34A, 445V FORCED VENTILATION; DIRECTION OF AIR FLOW NDE --> DE; DEGREE OF PROTECTION IP55 INCREMENT. ENCODER HTL 1024 S/R (ENCODER HTL1024S/R) with TEMPERAT. SENSOR KTY84-130 DESIGN IM B5 (IMV 1,IM V3) SHAFT WITH FITTED KEY HALF-KEY BALANCING BEARING: STANDARD WITH FIXED BEARING, VIBRATION SEVERITY GRADE: R/A, FLANGE ACCURACY: R TERMINAL BOX (ABOVE) CABLE ENTRY ON THE LEFT SIGNAL CONNECTION D-END | 4736 | TEM | 1 | MC | 106 | 1
1PH81331HF122BC1 | SIMOTICS M COMPACT ASYNCHRONOUS MOTOR 1500RPM, 15KW, 96NM, 34A, 342V 1750RPM,17,5KW, 96NM, 34A, 392V 2000RPM, 20KW, 96NM, 34A, 445V FORCED VENTILATION; DIRECTION OF AIR FLOW NDE --> DE; DEGREE OF PROTECTION IP55 INCREMENT. ENCODER HTL 1024 S/R (ENCODER HTL1024S/R) with TEMPERAT. SENSOR KTY84-130 DESIGN IM B5 (IMV 1,IM V3) SHAFT WITH FITTED KEY HALF-KEY BALANCING BEARING: STANDARD WITH FIXED BEARING, VIBRATION SEVERITY GRADE: R/A, FLANGE ACCURACY: R TERMINAL BOX (ABOVE) CABLE ENTRY ON THE ND-END SIGNAL CONNECTION LEFT | 4736 | TEM | 1 | MC | 106 | 1
1PH81331HF122CA1 | SIMOTICS M COMPACT ASYNCHRONOUS MOTOR 1500RPM, 15KW, 96NM, 34A, 342V 1750RPM,17,5KW, 96NM, 34A, 392V 2000RPM, 20KW, 96NM, 34A, 445V FORCED VENTILATION; DIRECTION OF AIR FLOW NDE --> DE; DEGREE OF PROTECTION IP55 INCREMENT. ENCODER HTL 1024 S/R (ENCODER HTL1024S/R) with TEMPERAT. SENSOR KTY84-130 DESIGN IM B5 (IMV 1,IM V3) SHAFT WITH FITTED KEY HALF-KEY BALANCING BEARING: STANDARD WITH FIXED BEARING, VIBRATION SEVERITY GRADE: S/A, SHAFT AND FLANGE ACCURACY: R TERMINAL BOX (ABOVE) CABLE ENTRY ON THE RIGHT SIGNAL CONNECTION D-END | 4931 | TEM | 1 | MC | 106 | 1
1PH81331HF122CB1 | SIMOTICS M COMPACT ASYNCHRONOUS MOTOR 1500RPM, 15KW, 96NM, 34A, 342V 1750RPM,17,5KW, 96NM, 34A, 392V 2000RPM, 20KW, 96NM, 34A, 445V FORCED VENTILATION; DIRECTION OF AIR FLOW NDE --> DE; DEGREE OF PROTECTION IP55 INCREMENT. ENCODER HTL 1024 S/R (ENCODER HTL1024S/R) with TEMPERAT. SENSOR KTY84-130 DESIGN IM B5 (IMV 1,IM V3) SHAFT WITH FITTED KEY HALF-KEY BALANCING BEARING: STANDARD WITH FIXED BEARING, VIBRATION SEVERITY GRADE: S/A, SHAFT AND FLANGE ACCURACY: R TERMINAL BOX (ABOVE) CABLE ENTRY ON THE LEFT SIGNAL CONNECTION D-END | 4931 | TEM | 1 | MC | 106 | 1
1PH81331HF122CC1 | SIMOTICS M COMPACT ASYNCHRONOUS MOTOR 1500RPM, 15KW, 96NM, 34A, 342V 1750RPM,17,5KW, 96NM, 34A, 392V 2000RPM, 20KW, 96NM, 34A, 445V FORCED VENTILATION; DIRECTION OF AIR FLOW NDE --> DE; DEGREE OF PROTECTION IP55 INCREMENT. ENCODER HTL 1024 S/R (ENCODER HTL1024S/R) with TEMPERAT. SENSOR KTY84-130 DESIGN IM B5 (IMV 1,IM V3) SHAFT WITH FITTED KEY HALF-KEY BALANCING BEARING: STANDARD WITH FIXED BEARING, VIBRATION SEVERITY GRADE: S/A, SHAFT AND FLANGE ACCURACY: R TERMINAL BOX (ABOVE) CABLE ENTRY ON THE ND-END SIGNAL CONNECTION LEFT | 4931 | TEM | 1 | MC | 106 | 1
1PH81331HF122GA1 | SIMOTICS M COMPACT ASYNCHRONOUS MOTOR 1500RPM, 15KW, 96NM, 34A, 342V 1750RPM,17,5KW, 96NM, 34A, 392V 2000RPM, 20KW, 96NM, 34A, 445V FORCED VENTILATION; DIRECTION OF AIR FLOW NDE --> DE; DEGREE OF PROTECTION IP55 INCREMENT. ENCODER HTL 1024 S/R (ENCODER HTL1024S/R) with TEMPERAT. SENSOR KTY84-130 DESIGN IM B5 (IMV 1,IM V3) SHAFT WITH FITTED KEY HALF-KEY BALANCING BEARING: STANDARD, VIBRATION SEVERITY GRADE: R/A, SHAFT AND FLANGE ACCURACY: R TERMINAL BOX (ABOVE) CABLE ENTRY ON THE RIGHT SIGNAL CONNECTION D-END | 4451 | TEM | 1 | MC | 106 | 1
1PH81331HF130BA1 | SIMOTICS M COMPACT ASYNCHRONOUS MOTOR 1500RPM, 15KW, 96NM, 34A, 342V 1750RPM,17,5KW, 96NM, 34A, 392V 2000RPM, 20KW, 96NM, 34A, 445V FORCED VENTILATION; DIRECTION OF AIR FLOW NDE --> DE; DEGREE OF PROTECTION IP55 INCREMENT. ENCODER HTL 1024 S/R (ENCODER HTL1024S/R) with TEMPERAT. SENSOR KTY84-130 DESIGN IM B35 (IM V15, IM V35) PLAIN SHAFT WITHOUT FITTED KEY; BEARING: STANDARD WITH FIXED BEARING, VIBRATION SEVERITY GRADE: R/A, FLANGE ACCURACY: R TERMINAL BOX (ABOVE) CABLE ENTRY ON THE RIGHT SIGNAL CONNECTION D-END | 5039 | TEM | 1 | MC | 106 | 1
1PH81331HF130BB1 | SIMOTICS M COMPACT ASYNCHRONOUS MOTOR 1500RPM, 15KW, 96NM, 34A, 342V 1750RPM,17,5KW, 96NM, 34A, 392V 2000RPM, 20KW, 96NM, 34A, 445V FORCED VENTILATION; DIRECTION OF AIR FLOW NDE --> DE; DEGREE OF PROTECTION IP55 INCREMENT. ENCODER HTL 1024 S/R (ENCODER HTL1024S/R) with TEMPERAT. SENSOR KTY84-130 DESIGN IM B35 (IM V15, IM V35) PLAIN SHAFT WITHOUT FITTED KEY; BEARING: STANDARD WITH FIXED BEARING, VIBRATION SEVERITY GRADE: R/A, FLANGE ACCURACY: R TERMINAL BOX (ABOVE) CABLE ENTRY ON THE LEFT SIGNAL CONNECTION D-END | 5039 | TEM | 1 | MC | 106 | 1
1PH81331HF130BC1 | SIMOTICS M COMPACT ASYNCHRONOUS MOTOR 1500RPM, 15KW, 96NM, 34A, 342V 1750RPM,17,5KW, 96NM, 34A, 392V 2000RPM, 20KW, 96NM, 34A, 445V FORCED VENTILATION; DIRECTION OF AIR FLOW NDE --> DE; DEGREE OF PROTECTION IP55 INCREMENT. ENCODER HTL 1024 S/R (ENCODER HTL1024S/R) with TEMPERAT. SENSOR KTY84-130 DESIGN IM B35 (IM V15, IM V35) PLAIN SHAFT WITHOUT FITTED KEY; BEARING: STANDARD WITH FIXED BEARING, VIBRATION SEVERITY GRADE: R/A, FLANGE ACCURACY: R TERMINAL BOX (ABOVE) CABLE ENTRY ON THE ND-END SIGNAL CONNECTION LEFT | 5039 | TEM | 1 | MC | 106 | 1
1PH81331HF130CA1 | SIMOTICS M COMPACT ASYNCHRONOUS MOTOR 1500RPM, 15KW, 96NM, 34A, 342V 1750RPM,17,5KW, 96NM, 34A, 392V 2000RPM, 20KW, 96NM, 34A, 445V FORCED VENTILATION; DIRECTION OF AIR FLOW NDE --> DE; DEGREE OF PROTECTION IP55 INCREMENT. ENCODER HTL 1024 S/R (ENCODER HTL1024S/R) with TEMPERAT. SENSOR KTY84-130 DESIGN IM B35 (IM V15, IM V35) PLAIN SHAFT WITHOUT FITTED KEY; BEARING: STANDARD WITH FIXED BEARING, VIBRATION SEVERITY GRADE: S/A, SHAFT AND FLANGE ACCURACY: R TERMINAL BOX (ABOVE) CABLE ENTRY ON THE RIGHT SIGNAL CONNECTION D-END | 5234 | TEM | 1 | MC | 106 | 1
1PH81331HF130CB1 | SIMOTICS M COMPACT ASYNCHRONOUS MOTOR 1500RPM, 15KW, 96NM, 34A, 342V 1750RPM,17,5KW, 96NM, 34A, 392V 2000RPM, 20KW, 96NM, 34A, 445V FORCED VENTILATION; DIRECTION OF AIR FLOW NDE --> DE; DEGREE OF PROTECTION IP55 INCREMENT. ENCODER HTL 1024 S/R (ENCODER HTL1024S/R) with TEMPERAT. SENSOR KTY84-130 DESIGN IM B35 (IM V15, IM V35) PLAIN SHAFT WITHOUT FITTED KEY; BEARING: STANDARD WITH FIXED BEARING, VIBRATION SEVERITY GRADE: S/A, SHAFT AND FLANGE ACCURACY: R TERMINAL BOX (ABOVE) CABLE ENTRY ON THE LEFT SIGNAL CONNECTION D-END | 5234 | TEM | 1 | MC | 106 | 1
1PH81331HF130CC1 | SIMOTICS M COMPACT ASYNCHRONOUS MOTOR 1500RPM, 15KW, 96NM, 34A, 342V 1750RPM,17,5KW, 96NM, 34A, 392V 2000RPM, 20KW, 96NM, 34A, 445V FORCED VENTILATION; DIRECTION OF AIR FLOW NDE --> DE; DEGREE OF PROTECTION IP55 INCREMENT. ENCODER HTL 1024 S/R (ENCODER HTL1024S/R) with TEMPERAT. SENSOR KTY84-130 DESIGN IM B35 (IM V15, IM V35) PLAIN SHAFT WITHOUT FITTED KEY; BEARING: STANDARD WITH FIXED BEARING, VIBRATION SEVERITY GRADE: S/A, SHAFT AND FLANGE ACCURACY: R TERMINAL BOX (ABOVE) CABLE ENTRY ON THE ND-END SIGNAL CONNECTION LEFT | 5234 | TEM | 1 | MC | 106 | 1
1PH81331HF131BB1 | SIMOTICS M COMPACT ASYNCHRONOUS MOTOR 1500RPM, 15KW, 96NM, 34A, 342V 1750RPM,17,5KW, 96NM, 34A, 392V 2000RPM, 20KW, 96NM, 34A, 445V FORCED VENTILATION; DIRECTION OF AIR FLOW NDE --> DE; DEGREE OF PROTECTION IP55 INCREMENT. ENCODER HTL 1024 S/R (ENCODER HTL1024S/R) with TEMPERAT. SENSOR KTY84-130 DESIGN IM B35 (IM V15, IM V35) SHAFT WITH FITTED KEY FULL-KEY BALANCING BEARING: STANDARD WITH FIXED BEARING, VIBRATION SEVERITY GRADE: R/A, FLANGE ACCURACY: R TERMINAL BOX (ABOVE) CABLE ENTRY ON THE LEFT SIGNAL CONNECTION D-END | 5039 | TEM | 1 | MC | 106 | 1
1PH81331HF132BA1 | SIMOTICS M COMPACT ASYNCHRONOUS MOTOR 1500RPM, 15KW, 96NM, 34A, 342V 1750RPM,17,5KW, 96NM, 34A, 392V 2000RPM, 20KW, 96NM, 34A, 445V FORCED VENTILATION; DIRECTION OF AIR FLOW NDE --> DE; DEGREE OF PROTECTION IP55 INCREMENT. ENCODER HTL 1024 S/R (ENCODER HTL1024S/R) with TEMPERAT. SENSOR KTY84-130 DESIGN IM B35 (IM V15, IM V35) SHAFT WITH FITTED KEY HALF-KEY BALANCING BEARING: STANDARD WITH FIXED BEARING, VIBRATION SEVERITY GRADE: R/A, FLANGE ACCURACY: R TERMINAL BOX (ABOVE) CABLE ENTRY ON THE RIGHT SIGNAL CONNECTION D-END | 5039 | TEM | 1 | MC | 106 | 1
1PH81331HF132BB1 | SIMOTICS M COMPACT ASYNCHRONOUS MOTOR 1500RPM, 15KW, 96NM, 34A, 342V 1750RPM,17,5KW, 96NM, 34A, 392V 2000RPM, 20KW, 96NM, 34A, 445V FORCED VENTILATION; DIRECTION OF AIR FLOW NDE --> DE; DEGREE OF PROTECTION IP55 INCREMENT. ENCODER HTL 1024 S/R (ENCODER HTL1024S/R) with TEMPERAT. SENSOR KTY84-130 DESIGN IM B35 (IM V15, IM V35) SHAFT WITH FITTED KEY HALF-KEY BALANCING BEARING: STANDARD WITH FIXED BEARING, VIBRATION SEVERITY GRADE: R/A, FLANGE ACCURACY: R TERMINAL BOX (ABOVE) CABLE ENTRY ON THE LEFT SIGNAL CONNECTION D-END | 5039 | TEM | 1 | MC | 106 | 1
1PH81331HF132BC1 | SIMOTICS M COMPACT ASYNCHRONOUS MOTOR 1500RPM, 15KW, 96NM, 34A, 342V 1750RPM,17,5KW, 96NM, 34A, 392V 2000RPM, 20KW, 96NM, 34A, 445V FORCED VENTILATION; DIRECTION OF AIR FLOW NDE --> DE; DEGREE OF PROTECTION IP55 INCREMENT. ENCODER HTL 1024 S/R (ENCODER HTL1024S/R) with TEMPERAT. SENSOR KTY84-130 DESIGN IM B35 (IM V15, IM V35) SHAFT WITH FITTED KEY HALF-KEY BALANCING BEARING: STANDARD WITH FIXED BEARING, VIBRATION SEVERITY GRADE: R/A, FLANGE ACCURACY: R TERMINAL BOX (ABOVE) CABLE ENTRY ON THE ND-END SIGNAL CONNECTION LEFT | 5039 | TEM | 1 | MC | 106 | 1
1PH81331HF132CA1 | SIMOTICS M COMPACT ASYNCHRONOUS MOTOR 1500RPM, 15KW, 96NM, 34A, 342V 1750RPM,17,5KW, 96NM, 34A, 392V 2000RPM, 20KW, 96NM, 34A, 445V FORCED VENTILATION; DIRECTION OF AIR FLOW NDE --> DE; DEGREE OF PROTECTION IP55 INCREMENT. ENCODER HTL 1024 S/R (ENCODER HTL1024S/R) with TEMPERAT. SENSOR KTY84-130 DESIGN IM B35 (IM V15, IM V35) SHAFT WITH FITTED KEY HALF-KEY BALANCING BEARING: STANDARD WITH FIXED BEARING, VIBRATION SEVERITY GRADE: S/A, SHAFT AND FLANGE ACCURACY: R TERMINAL BOX (ABOVE) CABLE ENTRY ON THE RIGHT SIGNAL CONNECTION D-END | 5234 | TEM | 1 | MC | 106 | 1
1PH81331HF132CB1 | SIMOTICS M COMPACT ASYNCHRONOUS MOTOR 1500RPM, 15KW, 96NM, 34A, 342V 1750RPM,17,5KW, 96NM, 34A, 392V 2000RPM, 20KW, 96NM, 34A, 445V FORCED VENTILATION; DIRECTION OF AIR FLOW NDE --> DE; DEGREE OF PROTECTION IP55 INCREMENT. ENCODER HTL 1024 S/R (ENCODER HTL1024S/R) with TEMPERAT. SENSOR KTY84-130 DESIGN IM B35 (IM V15, IM V35) SHAFT WITH FITTED KEY HALF-KEY BALANCING BEARING: STANDARD WITH FIXED BEARING, VIBRATION SEVERITY GRADE: S/A, SHAFT AND FLANGE ACCURACY: R TERMINAL BOX (ABOVE) CABLE ENTRY ON THE LEFT SIGNAL CONNECTION D-END | 5234 | TEM | 1 | MC | 106 | 1
1PH81331HF132CC1 | SIMOTICS M COMPACT ASYNCHRONOUS MOTOR 1500RPM, 15KW, 96NM, 34A, 342V 1750RPM,17,5KW, 96NM, 34A, 392V 2000RPM, 20KW, 96NM, 34A, 445V FORCED VENTILATION; DIRECTION OF AIR FLOW NDE --> DE; DEGREE OF PROTECTION IP55 INCREMENT. ENCODER HTL 1024 S/R (ENCODER HTL1024S/R) with TEMPERAT. SENSOR KTY84-130 DESIGN IM B35 (IM V15, IM V35) SHAFT WITH FITTED KEY HALF-KEY BALANCING BEARING: STANDARD WITH FIXED BEARING, VIBRATION SEVERITY GRADE: S/A, SHAFT AND FLANGE ACCURACY: R TERMINAL BOX (ABOVE) CABLE ENTRY ON THE ND-END SIGNAL CONNECTION LEFT | 5234 | TEM | 1 | MC | 106 | 1
1PH81331HF200BA1 | SIMOTICS M COMPACT ASYNCHRONOUS MOTOR 1500RPM, 17KW, 108NM, 38A, 345V 1750RPM, 19,5KW, 106NM, 38A, 40 2000RPM, 22,5KW, 107NM, 38A, 45 WATER COOLING DEGREE OF PROTECTION IP65 INCREMENT. ENCODER HTL 1024 S/R (ENCODER HTL1024S/R) with TEMPERAT. SENSOR KTY84-130 DESIGN IM B3 (IM V5, IM V6) PLAIN SHAFT WITHOUT FITTED KEY; BEARING: STANDARD WITH FIXED BEARING, VIBRATION SEVERITY GRADE: R/A, FLANGE ACCURACY: R TERMINAL BOX (ABOVE) CABLE ENTRY ON THE RIGHT SIGNAL CONNECTION D-END | 5303 | TEM | 1 | MC | 123 | 1
1PH81331HF200BB1 | SIMOTICS M COMPACT ASYNCHRONOUS MOTOR 1500RPM, 17KW, 108NM, 38A, 345V 1750RPM, 19,5KW, 106NM, 38A, 40 2000RPM, 22,5KW, 107NM, 38A, 45 WATER COOLING DEGREE OF PROTECTION IP65 INCREMENT. ENCODER HTL 1024 S/R (ENCODER HTL1024S/R) with TEMPERAT. SENSOR KTY84-130 DESIGN IM B3 (IM V5, IM V6) PLAIN SHAFT WITHOUT FITTED KEY; BEARING: STANDARD WITH FIXED BEARING, VIBRATION SEVERITY GRADE: R/A, FLANGE ACCURACY: R TERMINAL BOX (ABOVE) CABLE ENTRY ON THE LEFT SIGNAL CONNECTION D-END | 5303 | TEM | 1 | MC | 123 | 1
1PH81331HF200BC1 | SIMOTICS M COMPACT ASYNCHRONOUS MOTOR 1500RPM, 17KW, 108NM, 38A, 345V 1750RPM, 19,5KW, 106NM, 38A, 40 2000RPM, 22,5KW, 107NM, 38A, 45 WATER COOLING DEGREE OF PROTECTION IP65 INCREMENT. ENCODER HTL 1024 S/R (ENCODER HTL1024S/R) with TEMPERAT. SENSOR KTY84-130 DESIGN IM B3 (IM V5, IM V6) PLAIN SHAFT WITHOUT FITTED KEY; BEARING: STANDARD WITH FIXED BEARING, VIBRATION SEVERITY GRADE: R/A, FLANGE ACCURACY: R TERMINAL BOX (ABOVE) CABLE ENTRY ON THE ND-END SIGNAL CONNECTION LEFT | 5303 | TEM | 1 | MC | 123 | 1
1PH81331HF200CA1 | SIMOTICS M COMPACT ASYNCHRONOUS MOTOR 1500RPM, 17KW, 108NM, 38A, 345V 1750RPM, 19,5KW, 106NM, 38A, 40 2000RPM, 22,5KW, 107NM, 38A, 45 WATER COOLING DEGREE OF PROTECTION IP65 INCREMENT. ENCODER HTL 1024 S/R (ENCODER HTL1024S/R) with TEMPERAT. SENSOR KTY84-130 DESIGN IM B3 (IM V5, IM V6) PLAIN SHAFT WITHOUT FITTED KEY; BEARING: STANDARD WITH FIXED BEARING, VIBRATION SEVERITY GRADE: S/A, SHAFT AND FLANGE ACCURACY: R TERMINAL BOX (ABOVE) CABLE ENTRY ON THE RIGHT SIGNAL CONNECTION D-END | 5498 | TEM | 1 | MC | 123 | 1
1PH81331HF200CB1 | SIMOTICS M COMPACT ASYNCHRONOUS MOTOR 1500RPM, 17KW, 108NM, 38A, 345V 1750RPM, 19,5KW, 106NM, 38A, 40 2000RPM, 22,5KW, 107NM, 38A, 45 WATER COOLING DEGREE OF PROTECTION IP65 INCREMENT. ENCODER HTL 1024 S/R (ENCODER HTL1024S/R) with TEMPERAT. SENSOR KTY84-130 DESIGN IM B3 (IM V5, IM V6) PLAIN SHAFT WITHOUT FITTED KEY; BEARING: STANDARD WITH FIXED BEARING, VIBRATION SEVERITY GRADE: S/A, SHAFT AND FLANGE ACCURACY: R TERMINAL BOX (ABOVE) CABLE ENTRY ON THE LEFT SIGNAL CONNECTION D-END | 5498 | TEM | 1 | MC | 123 | 1
1PH81331HF200CC1 | SIMOTICS M COMPACT ASYNCHRONOUS MOTOR 1500RPM, 17KW, 108NM, 38A, 345V 1750RPM, 19,5KW, 106NM, 38A, 40 2000RPM, 22,5KW, 107NM, 38A, 45 WATER COOLING DEGREE OF PROTECTION IP65 INCREMENT. ENCODER HTL 1024 S/R (ENCODER HTL1024S/R) with TEMPERAT. SENSOR KTY84-130 DESIGN IM B3 (IM V5, IM V6) PLAIN SHAFT WITHOUT FITTED KEY; BEARING: STANDARD WITH FIXED BEARING, VIBRATION SEVERITY GRADE: S/A, SHAFT AND FLANGE ACCURACY: R TERMINAL BOX (ABOVE) CABLE ENTRY ON THE ND-END SIGNAL CONNECTION LEFT | 5498 | TEM | 1 | MC | 123 | 1
1PH81331HF202BA1 | SIMOTICS M COMPACT ASYNCHRONOUS MOTOR 1500RPM, 17KW, 108NM, 38A, 345V 1750RPM, 19,5KW, 106NM, 38A, 40 2000RPM, 22,5KW, 107NM, 38A, 45 WATER COOLING DEGREE OF PROTECTION IP65 INCREMENT. ENCODER HTL 1024 S/R (ENCODER HTL1024S/R) with TEMPERAT. SENSOR KTY84-130 DESIGN IM B3 (IM V5, IM V6) SHAFT WITH FITTED KEY HALF-KEY BALANCING BEARING: STANDARD WITH FIXED BEARING, VIBRATION SEVERITY GRADE: R/A, FLANGE ACCURACY: R TERMINAL BOX (ABOVE) CABLE ENTRY ON THE RIGHT SIGNAL CONNECTION D-END | 5303 | TEM | 1 | MC | 123 | 1
1PH81331HF202BB1 | SIMOTICS M COMPACT ASYNCHRONOUS MOTOR 1500RPM, 17KW, 108NM, 38A, 345V 1750RPM, 19,5KW, 106NM, 38A, 40 2000RPM, 22,5KW, 107NM, 38A, 45 WATER COOLING DEGREE OF PROTECTION IP65 INCREMENT. ENCODER HTL 1024 S/R (ENCODER HTL1024S/R) with TEMPERAT. SENSOR KTY84-130 DESIGN IM B3 (IM V5, IM V6) SHAFT WITH FITTED KEY HALF-KEY BALANCING BEARING: STANDARD WITH FIXED BEARING, VIBRATION SEVERITY GRADE: R/A, FLANGE ACCURACY: R TERMINAL BOX (ABOVE) CABLE ENTRY ON THE LEFT SIGNAL CONNECTION D-END | 5303 | TEM | 1 | MC | 123 | 1
1PH81331HF202BC1 | SIMOTICS M COMPACT ASYNCHRONOUS MOTOR 1500RPM, 17KW, 108NM, 38A, 345V 1750RPM, 19,5KW, 106NM, 38A, 40 2000RPM, 22,5KW, 107NM, 38A, 45 WATER COOLING DEGREE OF PROTECTION IP65 INCREMENT. ENCODER HTL 1024 S/R (ENCODER HTL1024S/R) with TEMPERAT. SENSOR KTY84-130 DESIGN IM B3 (IM V5, IM V6) SHAFT WITH FITTED KEY HALF-KEY BALANCING BEARING: STANDARD WITH FIXED BEARING, VIBRATION SEVERITY GRADE: R/A, FLANGE ACCURACY: R TERMINAL BOX (ABOVE) CABLE ENTRY ON THE ND-END SIGNAL CONNECTION LEFT | 5303 | TEM | 1 | MC | 123 | 1
1PH81331HF202CA1 | SIMOTICS M COMPACT ASYNCHRONOUS MOTOR 1500RPM, 17KW, 108NM, 38A, 345V 1750RPM, 19,5KW, 106NM, 38A, 40 2000RPM, 22,5KW, 107NM, 38A, 45 WATER COOLING DEGREE OF PROTECTION IP65 INCREMENT. ENCODER HTL 1024 S/R (ENCODER HTL1024S/R) with TEMPERAT. SENSOR KTY84-130 DESIGN IM B3 (IM V5, IM V6) SHAFT WITH FITTED KEY HALF-KEY BALANCING BEARING: STANDARD WITH FIXED BEARING, VIBRATION SEVERITY GRADE: S/A, SHAFT AND FLANGE ACCURACY: R TERMINAL BOX (ABOVE) CABLE ENTRY ON THE RIGHT SIGNAL CONNECTION D-END | 5498 | TEM | 1 | MC | 123 | 1
1PH81331HF202CB1 | SIMOTICS M COMPACT ASYNCHRONOUS MOTOR 1500RPM, 17KW, 108NM, 38A, 345V 1750RPM, 19,5KW, 106NM, 38A, 40 2000RPM, 22,5KW, 107NM, 38A, 45 WATER COOLING DEGREE OF PROTECTION IP65 INCREMENT. ENCODER HTL 1024 S/R (ENCODER HTL1024S/R) with TEMPERAT. SENSOR KTY84-130 DESIGN IM B3 (IM V5, IM V6) SHAFT WITH FITTED KEY HALF-KEY BALANCING BEARING: STANDARD WITH FIXED BEARING, VIBRATION SEVERITY GRADE: S/A, SHAFT AND FLANGE ACCURACY: R TERMINAL BOX (ABOVE) CABLE ENTRY ON THE LEFT SIGNAL CONNECTION D-END | 5498 | TEM | 1 | MC | 123 | 1
1PH81331HF202CC1 | SIMOTICS M COMPACT ASYNCHRONOUS MOTOR 1500RPM, 17KW, 108NM, 38A, 345V 1750RPM, 19,5KW, 106NM, 38A, 40 2000RPM, 22,5KW, 107NM, 38A, 45 WATER COOLING DEGREE OF PROTECTION IP65 INCREMENT. ENCODER HTL 1024 S/R (ENCODER HTL1024S/R) with TEMPERAT. SENSOR KTY84-130 DESIGN IM B3 (IM V5, IM V6) SHAFT WITH FITTED KEY HALF-KEY BALANCING BEARING: STANDARD WITH FIXED BEARING, VIBRATION SEVERITY GRADE: S/A, SHAFT AND FLANGE ACCURACY: R TERMINAL BOX (ABOVE) CABLE ENTRY ON THE ND-END SIGNAL CONNECTION LEFT | 5498 | TEM | 1 | MC | 123 | 1
1PH81331HF220BA1 | SIMOTICS M COMPACT ASYNCHRONOUS MOTOR 1500RPM, 17KW, 108NM, 38A, 345V 1750RPM, 19,5KW, 106NM, 38A, 40 2000RPM, 22,5KW, 107NM, 38A, 45 WATER COOLING DEGREE OF PROTECTION IP65 INCREMENT. ENCODER HTL 1024 S/R (ENCODER HTL1024S/R) with TEMPERAT. SENSOR KTY84-130 DESIGN IM B5 (IMV 1,IM V3) PLAIN SHAFT WITHOUT FITTED KEY; BEARING: STANDARD WITH FIXED BEARING, VIBRATION SEVERITY GRADE: R/A, FLANGE ACCURACY: R TERMINAL BOX (ABOVE) CABLE ENTRY ON THE RIGHT SIGNAL CONNECTION D-END | 5542 | TEM | 1 | MC | 123 | 1
1PH81331HF220BB1 | SIMOTICS M COMPACT ASYNCHRONOUS MOTOR 1500RPM, 17KW, 108NM, 38A, 345V 1750RPM, 19,5KW, 106NM, 38A, 40 2000RPM, 22,5KW, 107NM, 38A, 45 WATER COOLING DEGREE OF PROTECTION IP65 INCREMENT. ENCODER HTL 1024 S/R (ENCODER HTL1024S/R) with TEMPERAT. SENSOR KTY84-130 DESIGN IM B5 (IMV 1,IM V3) PLAIN SHAFT WITHOUT FITTED KEY; BEARING: STANDARD WITH FIXED BEARING, VIBRATION SEVERITY GRADE: R/A, FLANGE ACCURACY: R TERMINAL BOX (ABOVE) CABLE ENTRY ON THE LEFT SIGNAL CONNECTION D-END | 5542 | TEM | 1 | MC | 123 | 1
1PH81331HF220BC1 | SIMOTICS M COMPACT ASYNCHRONOUS MOTOR 1500RPM, 17KW, 108NM, 38A, 345V 1750RPM, 19,5KW, 106NM, 38A, 40 2000RPM, 22,5KW, 107NM, 38A, 45 WATER COOLING DEGREE OF PROTECTION IP65 INCREMENT. ENCODER HTL 1024 S/R (ENCODER HTL1024S/R) with TEMPERAT. SENSOR KTY84-130 DESIGN IM B5 (IMV 1,IM V3) PLAIN SHAFT WITHOUT FITTED KEY; BEARING: STANDARD WITH FIXED BEARING, VIBRATION SEVERITY GRADE: R/A, FLANGE ACCURACY: R TERMINAL BOX (ABOVE) CABLE ENTRY ON THE ND-END SIGNAL CONNECTION LEFT | 5542 | TEM | 1 | MC | 123 | 1
1PH81331HF220CA1 | SIMOTICS M COMPACT ASYNCHRONOUS MOTOR 1500RPM, 17KW, 108NM, 38A, 345V 1750RPM, 19,5KW, 106NM, 38A, 40 2000RPM, 22,5KW, 107NM, 38A, 45 WATER COOLING DEGREE OF PROTECTION IP65 INCREMENT. ENCODER HTL 1024 S/R (ENCODER HTL1024S/R) with TEMPERAT. SENSOR KTY84-130 DESIGN IM B5 (IMV 1,IM V3) PLAIN SHAFT WITHOUT FITTED KEY; BEARING: STANDARD WITH FIXED BEARING, VIBRATION SEVERITY GRADE: S/A, SHAFT AND FLANGE ACCURACY: R TERMINAL BOX (ABOVE) CABLE ENTRY ON THE RIGHT SIGNAL CONNECTION D-END | 5737 | TEM | 1 | MC | 123 | 1
1PH81331HF220CB1 | SIMOTICS M COMPACT ASYNCHRONOUS MOTOR 1500RPM, 17KW, 108NM, 38A, 345V 1750RPM, 19,5KW, 106NM, 38A, 40 2000RPM, 22,5KW, 107NM, 38A, 45 WATER COOLING DEGREE OF PROTECTION IP65 INCREMENT. ENCODER HTL 1024 S/R (ENCODER HTL1024S/R) with TEMPERAT. SENSOR KTY84-130 DESIGN IM B5 (IMV 1,IM V3) PLAIN SHAFT WITHOUT FITTED KEY; BEARING: STANDARD WITH FIXED BEARING, VIBRATION SEVERITY GRADE: S/A, SHAFT AND FLANGE ACCURACY: R TERMINAL BOX (ABOVE) CABLE ENTRY ON THE LEFT SIGNAL CONNECTION D-END | 5737 | TEM | 1 | MC | 123 | 1
1PH81331HF220CC1 | SIMOTICS M COMPACT ASYNCHRONOUS MOTOR 1500RPM, 17KW, 108NM, 38A, 345V 1750RPM, 19,5KW, 106NM, 38A, 40 2000RPM, 22,5KW, 107NM, 38A, 45 WATER COOLING DEGREE OF PROTECTION IP65 INCREMENT. ENCODER HTL 1024 S/R (ENCODER HTL1024S/R) with TEMPERAT. SENSOR KTY84-130 DESIGN IM B5 (IMV 1,IM V3) PLAIN SHAFT WITHOUT FITTED KEY; BEARING: STANDARD WITH FIXED BEARING, VIBRATION SEVERITY GRADE: S/A, SHAFT AND FLANGE ACCURACY: R TERMINAL BOX (ABOVE) CABLE ENTRY ON THE ND-END SIGNAL CONNECTION LEFT | 5737 | TEM | 1 | MC | 123 | 1
1PH81331HF222BA1 | SIMOTICS M COMPACT ASYNCHRONOUS MOTOR 1500RPM, 17KW, 108NM, 38A, 345V 1750RPM, 19,5KW, 106NM, 38A, 40 2000RPM, 22,5KW, 107NM, 38A, 45 WATER COOLING DEGREE OF PROTECTION IP65 INCREMENT. ENCODER HTL 1024 S/R (ENCODER HTL1024S/R) with TEMPERAT. SENSOR KTY84-130 DESIGN IM B5 (IMV 1,IM V3) SHAFT WITH FITTED KEY HALF-KEY BALANCING BEARING: STANDARD WITH FIXED BEARING, VIBRATION SEVERITY GRADE: R/A, FLANGE ACCURACY: R TERMINAL BOX (ABOVE) CABLE ENTRY ON THE RIGHT SIGNAL CONNECTION D-END | 5542 | TEM | 1 | MC | 123 | 1
1PH81331HF222BB1 | SIMOTICS M COMPACT ASYNCHRONOUS MOTOR 1500RPM, 17KW, 108NM, 38A, 345V 1750RPM, 19,5KW, 106NM, 38A, 40 2000RPM, 22,5KW, 107NM, 38A, 45 WATER COOLING DEGREE OF PROTECTION IP65 INCREMENT. ENCODER HTL 1024 S/R (ENCODER HTL1024S/R) with TEMPERAT. SENSOR KTY84-130 DESIGN IM B5 (IMV 1,IM V3) SHAFT WITH FITTED KEY HALF-KEY BALANCING BEARING: STANDARD WITH FIXED BEARING, VIBRATION SEVERITY GRADE: R/A, FLANGE ACCURACY: R TERMINAL BOX (ABOVE) CABLE ENTRY ON THE LEFT SIGNAL CONNECTION D-END | 5542 | TEM | 1 | MC | 123 | 1
1PH81331HF222BC1 | SIMOTICS M COMPACT ASYNCHRONOUS MOTOR 1500RPM, 17KW, 108NM, 38A, 345V 1750RPM, 19,5KW, 106NM, 38A, 40 2000RPM, 22,5KW, 107NM, 38A, 45 WATER COOLING DEGREE OF PROTECTION IP65 INCREMENT. ENCODER HTL 1024 S/R (ENCODER HTL1024S/R) with TEMPERAT. SENSOR KTY84-130 DESIGN IM B5 (IMV 1,IM V3) SHAFT WITH FITTED KEY HALF-KEY BALANCING BEARING: STANDARD WITH FIXED BEARING, VIBRATION SEVERITY GRADE: R/A, FLANGE ACCURACY: R TERMINAL BOX (ABOVE) CABLE ENTRY ON THE ND-END SIGNAL CONNECTION LEFT | 5542 | TEM | 1 | MC | 123 | 1
1PH81331HF222CA1 | SIMOTICS M COMPACT ASYNCHRONOUS MOTOR 1500RPM, 17KW, 108NM, 38A, 345V 1750RPM, 19,5KW, 106NM, 38A, 40 2000RPM, 22,5KW, 107NM, 38A, 45 WATER COOLING DEGREE OF PROTECTION IP65 INCREMENT. ENCODER HTL 1024 S/R (ENCODER HTL1024S/R) with TEMPERAT. SENSOR KTY84-130 DESIGN IM B5 (IMV 1,IM V3) SHAFT WITH FITTED KEY HALF-KEY BALANCING BEARING: STANDARD WITH FIXED BEARING, VIBRATION SEVERITY GRADE: S/A, SHAFT AND FLANGE ACCURACY: R TERMINAL BOX (ABOVE) CABLE ENTRY ON THE RIGHT SIGNAL CONNECTION D-END | 5737 | TEM | 1 | MC | 123 | 1
1PH81331HF222CB1 | SIMOTICS M COMPACT ASYNCHRONOUS MOTOR 1500RPM, 17KW, 108NM, 38A, 345V 1750RPM, 19,5KW, 106NM, 38A, 40 2000RPM, 22,5KW, 107NM, 38A, 45 WATER COOLING DEGREE OF PROTECTION IP65 INCREMENT. ENCODER HTL 1024 S/R (ENCODER HTL1024S/R) with TEMPERAT. SENSOR KTY84-130 DESIGN IM B5 (IMV 1,IM V3) SHAFT WITH FITTED KEY HALF-KEY BALANCING BEARING: STANDARD WITH FIXED BEARING, VIBRATION SEVERITY GRADE: S/A, SHAFT AND FLANGE ACCURACY: R TERMINAL BOX (ABOVE) CABLE ENTRY ON THE LEFT SIGNAL CONNECTION D-END | 5737 | TEM | 1 | MC | 123 | 1
1PH81331HF222CC1 | SIMOTICS M COMPACT ASYNCHRONOUS MOTOR 1500RPM, 17KW, 108NM, 38A, 345V 1750RPM, 19,5KW, 106NM, 38A, 40 2000RPM, 22,5KW, 107NM, 38A, 45 WATER COOLING DEGREE OF PROTECTION IP65 INCREMENT. ENCODER HTL 1024 S/R (ENCODER HTL1024S/R) with TEMPERAT. SENSOR KTY84-130 DESIGN IM B5 (IMV 1,IM V3) SHAFT WITH FITTED KEY HALF-KEY BALANCING BEARING: STANDARD WITH FIXED BEARING, VIBRATION SEVERITY GRADE: S/A, SHAFT AND FLANGE ACCURACY: R TERMINAL BOX (ABOVE) CABLE ENTRY ON THE ND-END SIGNAL CONNECTION LEFT | 5737 | TEM | 1 | MC | 123 | 1
1PH81331HF230BA1 | SIMOTICS M COMPACT ASYNCHRONOUS MOTOR 1500RPM, 17KW, 108NM, 38A, 345V 1750RPM, 19,5KW, 106NM, 38A, 40 2000RPM, 22,5KW, 107NM, 38A, 45 WATER COOLING DEGREE OF PROTECTION IP65 INCREMENT. ENCODER HTL 1024 S/R (ENCODER HTL1024S/R) with TEMPERAT. SENSOR KTY84-130 DESIGN IM B35 (IM V15, IM V35) PLAIN SHAFT WITHOUT FITTED KEY; BEARING: STANDARD WITH FIXED BEARING, VIBRATION SEVERITY GRADE: R/A, FLANGE ACCURACY: R TERMINAL BOX (ABOVE) CABLE ENTRY ON THE RIGHT SIGNAL CONNECTION D-END | 5845 | TEM | 1 | MC | 123 | 1
1PH81331HF230BB1 | SIMOTICS M COMPACT ASYNCHRONOUS MOTOR 1500RPM, 17KW, 108NM, 38A, 345V 1750RPM, 19,5KW, 106NM, 38A, 40 2000RPM, 22,5KW, 107NM, 38A, 45 WATER COOLING DEGREE OF PROTECTION IP65 INCREMENT. ENCODER HTL 1024 S/R (ENCODER HTL1024S/R) with TEMPERAT. SENSOR KTY84-130 DESIGN IM B35 (IM V15, IM V35) PLAIN SHAFT WITHOUT FITTED KEY; BEARING: STANDARD WITH FIXED BEARING, VIBRATION SEVERITY GRADE: R/A, FLANGE ACCURACY: R TERMINAL BOX (ABOVE) CABLE ENTRY ON THE LEFT SIGNAL CONNECTION D-END | 5845 | TEM | 1 | MC | 123 | 1
1PH81331HF230BC1 | SIMOTICS M COMPACT ASYNCHRONOUS MOTOR 1500RPM, 17KW, 108NM, 38A, 345V 1750RPM, 19,5KW, 106NM, 38A, 40 2000RPM, 22,5KW, 107NM, 38A, 45 WATER COOLING DEGREE OF PROTECTION IP65 INCREMENT. ENCODER HTL 1024 S/R (ENCODER HTL1024S/R) with TEMPERAT. SENSOR KTY84-130 DESIGN IM B35 (IM V15, IM V35) PLAIN SHAFT WITHOUT FITTED KEY; BEARING: STANDARD WITH FIXED BEARING, VIBRATION SEVERITY GRADE: R/A, FLANGE ACCURACY: R TERMINAL BOX (ABOVE) CABLE ENTRY ON THE ND-END SIGNAL CONNECTION LEFT | 5845 | TEM | 1 | MC | 123 | 1
1PH81331HF230CA1 | SIMOTICS M COMPACT ASYNCHRONOUS MOTOR 1500RPM, 17KW, 108NM, 38A, 345V 1750RPM, 19,5KW, 106NM, 38A, 40 2000RPM, 22,5KW, 107NM, 38A, 45 WATER COOLING DEGREE OF PROTECTION IP65 INCREMENT. ENCODER HTL 1024 S/R (ENCODER HTL1024S/R) with TEMPERAT. SENSOR KTY84-130 DESIGN IM B35 (IM V15, IM V35) PLAIN SHAFT WITHOUT FITTED KEY; BEARING: STANDARD WITH FIXED BEARING, VIBRATION SEVERITY GRADE: S/A, SHAFT AND FLANGE ACCURACY: R TERMINAL BOX (ABOVE) CABLE ENTRY ON THE RIGHT SIGNAL CONNECTION D-END | 6040 | TEM | 1 | MC | 123 | 1
1PH81331HF230CB1 | SIMOTICS M COMPACT ASYNCHRONOUS MOTOR 1500RPM, 17KW, 108NM, 38A, 345V 1750RPM, 19,5KW, 106NM, 38A, 40 2000RPM, 22,5KW, 107NM, 38A, 45 WATER COOLING DEGREE OF PROTECTION IP65 INCREMENT. ENCODER HTL 1024 S/R (ENCODER HTL1024S/R) with TEMPERAT. SENSOR KTY84-130 DESIGN IM B35 (IM V15, IM V35) PLAIN SHAFT WITHOUT FITTED KEY; BEARING: STANDARD WITH FIXED BEARING, VIBRATION SEVERITY GRADE: S/A, SHAFT AND FLANGE ACCURACY: R TERMINAL BOX (ABOVE) CABLE ENTRY ON THE LEFT SIGNAL CONNECTION D-END | 6040 | TEM | 1 | MC | 123 | 1
1PH81331HF230CC1 | SIMOTICS M COMPACT ASYNCHRONOUS MOTOR 1500RPM, 17KW, 108NM, 38A, 345V 1750RPM, 19,5KW, 106NM, 38A, 40 2000RPM, 22,5KW, 107NM, 38A, 45 WATER COOLING DEGREE OF PROTECTION IP65 INCREMENT. ENCODER HTL 1024 S/R (ENCODER HTL1024S/R) with TEMPERAT. SENSOR KTY84-130 DESIGN IM B35 (IM V15, IM V35) PLAIN SHAFT WITHOUT FITTED KEY; BEARING: STANDARD WITH FIXED BEARING, VIBRATION SEVERITY GRADE: S/A, SHAFT AND FLANGE ACCURACY: R TERMINAL BOX (ABOVE) CABLE ENTRY ON THE ND-END SIGNAL CONNECTION LEFT | 6040 | TEM | 1 | MC | 123 | 1
1PH81331HF230DA1 | SIMOTICS M COMPACT ASYNCHRONOUS MOTOR 1500RPM, 17KW, 108NM, 38A, 345V 1750RPM, 19,5KW, 106NM, 38A, 40 2000RPM, 22,5KW, 107NM, 38A, 45 WATER COOLING DEGREE OF PROTECTION IP65 INCREMENT. ENCODER HTL 1024 S/R (ENCODER HTL1024S/R) with TEMPERAT. SENSOR KTY84-130 DESIGN IM B35 (IM V15, IM V35) PLAIN SHAFT WITHOUT FITTED KEY; BEARING: STANDARD WITH FIXED BEARING, VIBRATION SEVERITY GRADE: SR/A, SHAFT AND FLANGE ACCURACY: R TERMINAL BOX (ABOVE) CABLE ENTRY ON THE RIGHT SIGNAL CONNECTION D-END | 6110 | TEM | 1 | MC | 123 | 1
1PH81331HF231BA1 | SIMOTICS M COMPACT ASYNCHRONOUS MOTOR 1500RPM, 17KW, 108NM, 38A, 345V 1750RPM, 19,5KW, 106NM, 38A, 40 2000RPM, 22,5KW, 107NM, 38A, 45 WATER COOLING DEGREE OF PROTECTION IP65 INCREMENT. ENCODER HTL 1024 S/R (ENCODER HTL1024S/R) with TEMPERAT. SENSOR KTY84-130 DESIGN IM B35 (IM V15, IM V35) SHAFT WITH FITTED KEY FULL-KEY BALANCING BEARING: STANDARD WITH FIXED BEARING, VIBRATION SEVERITY GRADE: R/A, FLANGE ACCURACY: R TERMINAL BOX (ABOVE) CABLE ENTRY ON THE RIGHT SIGNAL CONNECTION D-END | 5845 | TEM | 1 | MC | 123 | 1
1PH81331HF232BA1 | SIMOTICS M COMPACT ASYNCHRONOUS MOTOR 1500RPM, 17KW, 108NM, 38A, 345V 1750RPM, 19,5KW, 106NM, 38A, 40 2000RPM, 22,5KW, 107NM, 38A, 45 WATER COOLING DEGREE OF PROTECTION IP65 INCREMENT. ENCODER HTL 1024 S/R (ENCODER HTL1024S/R) with TEMPERAT. SENSOR KTY84-130 DESIGN IM B35 (IM V15, IM V35) SHAFT WITH FITTED KEY HALF-KEY BALANCING BEARING: STANDARD WITH FIXED BEARING, VIBRATION SEVERITY GRADE: R/A, FLANGE ACCURACY: R TERMINAL BOX (ABOVE) CABLE ENTRY ON THE RIGHT SIGNAL CONNECTION D-END | 5845 | TEM | 1 | MC | 123 | 1
1PH81331HF232BB1 | SIMOTICS M COMPACT ASYNCHRONOUS MOTOR 1500RPM, 17KW, 108NM, 38A, 345V 1750RPM, 19,5KW, 106NM, 38A, 40 2000RPM, 22,5KW, 107NM, 38A, 45 WATER COOLING DEGREE OF PROTECTION IP65 INCREMENT. ENCODER HTL 1024 S/R (ENCODER HTL1024S/R) with TEMPERAT. SENSOR KTY84-130 DESIGN IM B35 (IM V15, IM V35) SHAFT WITH FITTED KEY HALF-KEY BALANCING BEARING: STANDARD WITH FIXED BEARING, VIBRATION SEVERITY GRADE: R/A, FLANGE ACCURACY: R TERMINAL BOX (ABOVE) CABLE ENTRY ON THE LEFT SIGNAL CONNECTION D-END | 5845 | TEM | 1 | MC | 123 | 1
1PH81331HF232BC1 | SIMOTICS M COMPACT ASYNCHRONOUS MOTOR 1500RPM, 17KW, 108NM, 38A, 345V 1750RPM, 19,5KW, 106NM, 38A, 40 2000RPM, 22,5KW, 107NM, 38A, 45 WATER COOLING DEGREE OF PROTECTION IP65 INCREMENT. ENCODER HTL 1024 S/R (ENCODER HTL1024S/R) with TEMPERAT. SENSOR KTY84-130 DESIGN IM B35 (IM V15, IM V35) SHAFT WITH FITTED KEY HALF-KEY BALANCING BEARING: STANDARD WITH FIXED BEARING, VIBRATION SEVERITY GRADE: R/A, FLANGE ACCURACY: R TERMINAL BOX (ABOVE) CABLE ENTRY ON THE ND-END SIGNAL CONNECTION LEFT | 5845 | TEM | 1 | MC | 123 | 1
1PH81331HF232CA1 | SIMOTICS M COMPACT ASYNCHRONOUS MOTOR 1500RPM, 17KW, 108NM, 38A, 345V 1750RPM, 19,5KW, 106NM, 38A, 40 2000RPM, 22,5KW, 107NM, 38A, 45 WATER COOLING DEGREE OF PROTECTION IP65 INCREMENT. ENCODER HTL 1024 S/R (ENCODER HTL1024S/R) with TEMPERAT. SENSOR KTY84-130 DESIGN IM B35 (IM V15, IM V35) SHAFT WITH FITTED KEY HALF-KEY BALANCING BEARING: STANDARD WITH FIXED BEARING, VIBRATION SEVERITY GRADE: S/A, SHAFT AND FLANGE ACCURACY: R TERMINAL BOX (ABOVE) CABLE ENTRY ON THE RIGHT SIGNAL CONNECTION D-END | 6040 | TEM | 1 | MC | 123 | 1
1PH81331HF232CB1 | SIMOTICS M COMPACT ASYNCHRONOUS MOTOR 1500RPM, 17KW, 108NM, 38A, 345V 1750RPM, 19,5KW, 106NM, 38A, 40 2000RPM, 22,5KW, 107NM, 38A, 45 WATER COOLING DEGREE OF PROTECTION IP65 INCREMENT. ENCODER HTL 1024 S/R (ENCODER HTL1024S/R) with TEMPERAT. SENSOR KTY84-130 DESIGN IM B35 (IM V15, IM V35) SHAFT WITH FITTED KEY HALF-KEY BALANCING BEARING: STANDARD WITH FIXED BEARING, VIBRATION SEVERITY GRADE: S/A, SHAFT AND FLANGE ACCURACY: R TERMINAL BOX (ABOVE) CABLE ENTRY ON THE LEFT SIGNAL CONNECTION D-END | 6040 | TEM | 1 | MC | 123 | 1
1PH81331HF232CC1 | SIMOTICS M COMPACT ASYNCHRONOUS MOTOR 1500RPM, 17KW, 108NM, 38A, 345V 1750RPM, 19,5KW, 106NM, 38A, 40 2000RPM, 22,5KW, 107NM, 38A, 45 WATER COOLING DEGREE OF PROTECTION IP65 INCREMENT. ENCODER HTL 1024 S/R (ENCODER HTL1024S/R) with TEMPERAT. SENSOR KTY84-130 DESIGN IM B35 (IM V15, IM V35) SHAFT WITH FITTED KEY HALF-KEY BALANCING BEARING: STANDARD WITH FIXED BEARING, VIBRATION SEVERITY GRADE: S/A, SHAFT AND FLANGE ACCURACY: R TERMINAL BOX (ABOVE) CABLE ENTRY ON THE ND-END SIGNAL CONNECTION LEFT | 6040 | TEM | 1 | MC | 123 | 1
1PH81331HG000BA1 | SIMOTICS M COMPACT ASYNCHRONOUS MOTOR 2000RPM, 20KW, 96NM, 45A, 350V 2300RPM,22,5KW, 93NM, 44A, 400V 2650RPM, 24KW, 86NM, 41A, 456V FORCED VENTILATION; DIRECTION OF AIR FLOW DE --> NDE; DEGREE OF PROTECTION IP55 INCREMENT. ENCODER HTL 1024 S/R (ENCODER HTL1024S/R) with TEMPERAT. SENSOR KTY84-130 DESIGN IM B3 (IM V5, IM V6) PLAIN SHAFT WITHOUT FITTED KEY; BEARING: STANDARD WITH FIXED BEARING, VIBRATION SEVERITY GRADE: R/A, FLANGE ACCURACY: R TERMINAL BOX (ABOVE) CABLE ENTRY ON THE RIGHT SIGNAL CONNECTION D-END | 4497 | TEM | 1 | MC | 106 | 1
1PH81331HG000BE1 | SIMOTICS M COMPACT ASYNCHRONOUS MOTOR 2000RPM, 20KW, 96NM, 45A, 350V 2300RPM,22,5KW, 93NM, 44A, 400V 2650RPM, 24KW, 86NM, 41A, 456V FORCED VENTILATION; DIRECTION OF AIR FLOW DE --> NDE; DEGREE OF PROTECTION IP55 INCREMENT. ENCODER HTL 1024 S/R (ENCODER HTL1024S/R) with TEMPERAT. SENSOR KTY84-130 DESIGN IM B3 (IM V5, IM V6) PLAIN SHAFT WITHOUT FITTED KEY; BEARING: STANDARD WITH FIXED BEARING, VIBRATION SEVERITY GRADE: R/A, FLANGE ACCURACY: R POWER CONNECTOR (ABOVE) CABLE ENTRY ON THE RIGHT SIGNAL CONNECTION D-END | 4497 | TEM | 1 | MC | 106 | 1
1PH81331HG001BA1 | SIMOTICS M COMPACT ASYNCHRONOUS MOTOR 2000RPM, 20KW, 96NM, 45A, 350V 2300RPM,22,5KW, 93NM, 44A, 400V 2650RPM, 24KW, 86NM, 41A, 456V FORCED VENTILATION; DIRECTION OF AIR FLOW DE --> NDE; DEGREE OF PROTECTION IP55 INCREMENT. ENCODER HTL 1024 S/R (ENCODER HTL1024S/R) with TEMPERAT. SENSOR KTY84-130 DESIGN IM B3 (IM V5, IM V6) SHAFT WITH FITTED KEY FULL-KEY BALANCING BEARING: STANDARD WITH FIXED BEARING, VIBRATION SEVERITY GRADE: R/A, FLANGE ACCURACY: R TERMINAL BOX (ABOVE) CABLE ENTRY ON THE RIGHT SIGNAL CONNECTION D-END | 4497 | TEM | 1 | MC | 106 | 1
1PH81331HG001BB1 | SIMOTICS M COMPACT ASYNCHRONOUS MOTOR 2000RPM, 20KW, 96NM, 45A, 350V 2300RPM,22,5KW, 93NM, 44A, 400V 2650RPM, 24KW, 86NM, 41A, 456V FORCED VENTILATION; DIRECTION OF AIR FLOW DE --> NDE; DEGREE OF PROTECTION IP55 INCREMENT. ENCODER HTL 1024 S/R (ENCODER HTL1024S/R) with TEMPERAT. SENSOR KTY84-130 DESIGN IM B3 (IM V5, IM V6) SHAFT WITH FITTED KEY FULL-KEY BALANCING BEARING: STANDARD WITH FIXED BEARING, VIBRATION SEVERITY GRADE: R/A, FLANGE ACCURACY: R TERMINAL BOX (ABOVE) CABLE ENTRY ON THE LEFT SIGNAL CONNECTION D-END | 4497 | TEM | 1 | MC | 106 | 1
1PH81331HG001BC1 | SIMOTICS M COMPACT ASYNCHRONOUS MOTOR 2000RPM, 20KW, 96NM, 45A, 350V 2300RPM,22,5KW, 93NM, 44A, 400V 2650RPM, 24KW, 86NM, 41A, 456V FORCED VENTILATION; DIRECTION OF AIR FLOW DE --> NDE; DEGREE OF PROTECTION IP55 INCREMENT. ENCODER HTL 1024 S/R (ENCODER HTL1024S/R) with TEMPERAT. SENSOR KTY84-130 DESIGN IM B3 (IM V5, IM V6) SHAFT WITH FITTED KEY FULL-KEY BALANCING BEARING: STANDARD WITH FIXED BEARING, VIBRATION SEVERITY GRADE: R/A, FLANGE ACCURACY: R TERMINAL BOX (ABOVE) CABLE ENTRY ON THE ND-END SIGNAL CONNECTION LEFT | 4497 | TEM | 1 | MC | 106 | 1
1PH81331HG002BA1 | SIMOTICS M COMPACT ASYNCHRONOUS MOTOR 2000RPM, 20KW, 96NM, 45A, 350V 2300RPM,22,5KW, 93NM, 44A, 400V 2650RPM, 24KW, 86NM, 41A, 456V FORCED VENTILATION; DIRECTION OF AIR FLOW DE --> NDE; DEGREE OF PROTECTION IP55 INCREMENT. ENCODER HTL 1024 S/R (ENCODER HTL1024S/R) with TEMPERAT. SENSOR KTY84-130 DESIGN IM B3 (IM V5, IM V6) SHAFT WITH FITTED KEY HALF-KEY BALANCING BEARING: STANDARD WITH FIXED BEARING, VIBRATION SEVERITY GRADE: R/A, FLANGE ACCURACY: R TERMINAL BOX (ABOVE) CABLE ENTRY ON THE RIGHT SIGNAL CONNECTION D-END | 4497 | TEM | 1 | MC | 106 | 1
1PH81331HG002BB1 | SIMOTICS M COMPACT ASYNCHRONOUS MOTOR 2000RPM, 20KW, 96NM, 45A, 350V 2300RPM,22,5KW, 93NM, 44A, 400V 2650RPM, 24KW, 86NM, 41A, 456V FORCED VENTILATION; DIRECTION OF AIR FLOW DE --> NDE; DEGREE OF PROTECTION IP55 INCREMENT. ENCODER HTL 1024 S/R (ENCODER HTL1024S/R) with TEMPERAT. SENSOR KTY84-130 DESIGN IM B3 (IM V5, IM V6) SHAFT WITH FITTED KEY HALF-KEY BALANCING BEARING: STANDARD WITH FIXED BEARING, VIBRATION SEVERITY GRADE: R/A, FLANGE ACCURACY: R TERMINAL BOX (ABOVE) CABLE ENTRY ON THE LEFT SIGNAL CONNECTION D-END | 4497 | TEM | 1 | MC | 106 | 1
1PH81331HG020CC1 | SIMOTICS M COMPACT ASYNCHRONOUS MOTOR 2000RPM, 20KW, 96NM, 45A, 350V 2300RPM,22,5KW, 93NM, 44A, 400V 2650RPM, 24KW, 86NM, 41A, 456V FORCED VENTILATION; DIRECTION OF AIR FLOW DE --> NDE; DEGREE OF PROTECTION IP55 INCREMENT. ENCODER HTL 1024 S/R (ENCODER HTL1024S/R) with TEMPERAT. SENSOR KTY84-130 DESIGN IM B5 (IMV 1,IM V3) PLAIN SHAFT WITHOUT FITTED KEY; BEARING: STANDARD WITH FIXED BEARING, VIBRATION SEVERITY GRADE: S/A, SHAFT AND FLANGE ACCURACY: R TERMINAL BOX (ABOVE) CABLE ENTRY ON THE ND-END SIGNAL CONNECTION LEFT | 4931 | TEM | 1 | MC | 106 | 1
1PH81331HG021BA1 | SIMOTICS M COMPACT ASYNCHRONOUS MOTOR 2000RPM, 20KW, 96NM, 45A, 350V 2300RPM,22,5KW, 93NM, 44A, 400V 2650RPM, 24KW, 86NM, 41A, 456V FORCED VENTILATION; DIRECTION OF AIR FLOW DE --> NDE; DEGREE OF PROTECTION IP55 INCREMENT. ENCODER HTL 1024 S/R (ENCODER HTL1024S/R) with TEMPERAT. SENSOR KTY84-130 DESIGN IM B5 (IMV 1,IM V3) SHAFT WITH FITTED KEY FULL-KEY BALANCING BEARING: STANDARD WITH FIXED BEARING, VIBRATION SEVERITY GRADE: R/A, FLANGE ACCURACY: R TERMINAL BOX (ABOVE) CABLE ENTRY ON THE RIGHT SIGNAL CONNECTION D-END | 4736 | TEM | 1 | MC | 106 | 1
1PH81331HG021BB1 | SIMOTICS M COMPACT ASYNCHRONOUS MOTOR 2000RPM, 20KW, 96NM, 45A, 350V 2300RPM,22,5KW, 93NM, 44A, 400V 2650RPM, 24KW, 86NM, 41A, 456V FORCED VENTILATION; DIRECTION OF AIR FLOW DE --> NDE; DEGREE OF PROTECTION IP55 INCREMENT. ENCODER HTL 1024 S/R (ENCODER HTL1024S/R) with TEMPERAT. SENSOR KTY84-130 DESIGN IM B5 (IMV 1,IM V3) SHAFT WITH FITTED KEY FULL-KEY BALANCING BEARING: STANDARD WITH FIXED BEARING, VIBRATION SEVERITY GRADE: R/A, FLANGE ACCURACY: R TERMINAL BOX (ABOVE) CABLE ENTRY ON THE LEFT SIGNAL CONNECTION D-END | 4736 | TEM | 1 | MC | 106 | 1
1PH81331HG021CA1 | SIMOTICS M COMPACT ASYNCHRONOUS MOTOR 2000RPM, 20KW, 96NM, 45A, 350V 2300RPM,22,5KW, 93NM, 44A, 400V 2650RPM, 24KW, 86NM, 41A, 456V FORCED VENTILATION; DIRECTION OF AIR FLOW DE --> NDE; DEGREE OF PROTECTION IP55 INCREMENT. ENCODER HTL 1024 S/R (ENCODER HTL1024S/R) with TEMPERAT. SENSOR KTY84-130 DESIGN IM B5 (IMV 1,IM V3) SHAFT WITH FITTED KEY FULL-KEY BALANCING BEARING: STANDARD WITH FIXED BEARING, VIBRATION SEVERITY GRADE: S/A, SHAFT AND FLANGE ACCURACY: R TERMINAL BOX (ABOVE) CABLE ENTRY ON THE RIGHT SIGNAL CONNECTION D-END | 4931 | TEM | 1 | MC | 106 | 1
1PH81331HG022BA1 | SIMOTICS M COMPACT ASYNCHRONOUS MOTOR 2000RPM, 20KW, 96NM, 45A, 350V 2300RPM,22,5KW, 93NM, 44A, 400V 2650RPM, 24KW, 86NM, 41A, 456V FORCED VENTILATION; DIRECTION OF AIR FLOW DE --> NDE; DEGREE OF PROTECTION IP55 INCREMENT. ENCODER HTL 1024 S/R (ENCODER HTL1024S/R) with TEMPERAT. SENSOR KTY84-130 DESIGN IM B5 (IMV 1,IM V3) SHAFT WITH FITTED KEY HALF-KEY BALANCING BEARING: STANDARD WITH FIXED BEARING, VIBRATION SEVERITY GRADE: R/A, FLANGE ACCURACY: R TERMINAL BOX (ABOVE) CABLE ENTRY ON THE RIGHT SIGNAL CONNECTION D-END | 4736 | TEM | 1 | MC | 106 | 1
1PH81331HG022BB1 | SIMOTICS M COMPACT ASYNCHRONOUS MOTOR 2000RPM, 20KW, 96NM, 45A, 350V 2300RPM,22,5KW, 93NM, 44A, 400V 2650RPM, 24KW, 86NM, 41A, 456V FORCED VENTILATION; DIRECTION OF AIR FLOW DE --> NDE; DEGREE OF PROTECTION IP55 INCREMENT. ENCODER HTL 1024 S/R (ENCODER HTL1024S/R) with TEMPERAT. SENSOR KTY84-130 DESIGN IM B5 (IMV 1,IM V3) SHAFT WITH FITTED KEY HALF-KEY BALANCING BEARING: STANDARD WITH FIXED BEARING, VIBRATION SEVERITY GRADE: R/A, FLANGE ACCURACY: R TERMINAL BOX (ABOVE) CABLE ENTRY ON THE LEFT SIGNAL CONNECTION D-END | 4736 | TEM | 1 | MC | 106 | 1
1PH81331HG022BC1 | SIMOTICS M COMPACT ASYNCHRONOUS MOTOR 2000RPM, 20KW, 96NM, 45A, 350V 2300RPM,22,5KW, 93NM, 44A, 400V 2650RPM, 24KW, 86NM, 41A, 456V FORCED VENTILATION; DIRECTION OF AIR FLOW DE --> NDE; DEGREE OF PROTECTION IP55 INCREMENT. ENCODER HTL 1024 S/R (ENCODER HTL1024S/R) with TEMPERAT. SENSOR KTY84-130 DESIGN IM B5 (IMV 1,IM V3) SHAFT WITH FITTED KEY HALF-KEY BALANCING BEARING: STANDARD WITH FIXED BEARING, VIBRATION SEVERITY GRADE: R/A, FLANGE ACCURACY: R TERMINAL BOX (ABOVE) CABLE ENTRY ON THE ND-END SIGNAL CONNECTION LEFT | 4736 | TEM | 1 | MC | 106 | 1
1PH81331HG031BA1 | SIMOTICS M COMPACT ASYNCHRONOUS MOTOR 2000RPM, 20KW, 96NM, 45A, 350V 2300RPM,22,5KW, 93NM, 44A, 400V 2650RPM, 24KW, 86NM, 41A, 456V FORCED VENTILATION; DIRECTION OF AIR FLOW DE --> NDE; DEGREE OF PROTECTION IP55 INCREMENT. ENCODER HTL 1024 S/R (ENCODER HTL1024S/R) with TEMPERAT. SENSOR KTY84-130 DESIGN IM B35 (IM V15, IM V35) SHAFT WITH FITTED KEY FULL-KEY BALANCING BEARING: STANDARD WITH FIXED BEARING, VIBRATION SEVERITY GRADE: R/A, FLANGE ACCURACY: R TERMINAL BOX (ABOVE) CABLE ENTRY ON THE RIGHT SIGNAL CONNECTION D-END | 5039 | TEM | 1 | MC | 106 | 1
1PH81331HG031BB1 | SIMOTICS M COMPACT ASYNCHRONOUS MOTOR 2000RPM, 20KW, 96NM, 45A, 350V 2300RPM,22,5KW, 93NM, 44A, 400V 2650RPM, 24KW, 86NM, 41A, 456V FORCED VENTILATION; DIRECTION OF AIR FLOW DE --> NDE; DEGREE OF PROTECTION IP55 INCREMENT. ENCODER HTL 1024 S/R (ENCODER HTL1024S/R) with TEMPERAT. SENSOR KTY84-130 DESIGN IM B35 (IM V15, IM V35) SHAFT WITH FITTED KEY FULL-KEY BALANCING BEARING: STANDARD WITH FIXED BEARING, VIBRATION SEVERITY GRADE: R/A, FLANGE ACCURACY: R TERMINAL BOX (ABOVE) CABLE ENTRY ON THE LEFT SIGNAL CONNECTION D-END | 5039 | TEM | 1 | MC | 106 | 1
1PH81331HG032BA1 | SIMOTICS M COMPACT ASYNCHRONOUS MOTOR 2000RPM, 20KW, 96NM, 45A, 350V 2300RPM,22,5KW, 93NM, 44A, 400V 2650RPM, 24KW, 86NM, 41A, 456V FORCED VENTILATION; DIRECTION OF AIR FLOW DE --> NDE; DEGREE OF PROTECTION IP55 INCREMENT. ENCODER HTL 1024 S/R (ENCODER HTL1024S/R) with TEMPERAT. SENSOR KTY84-130 DESIGN IM B35 (IM V15, IM V35) SHAFT WITH FITTED KEY HALF-KEY BALANCING BEARING: STANDARD WITH FIXED BEARING, VIBRATION SEVERITY GRADE: R/A, FLANGE ACCURACY: R TERMINAL BOX (ABOVE) CABLE ENTRY ON THE RIGHT SIGNAL CONNECTION D-END | 5039 | TEM | 1 | MC | 106 | 1
1PH81331HG032BC1 | SIMOTICS M COMPACT ASYNCHRONOUS MOTOR 2000RPM, 20KW, 96NM, 45A, 350V 2300RPM,22,5KW, 93NM, 44A, 400V 2650RPM, 24KW, 86NM, 41A, 456V FORCED VENTILATION; DIRECTION OF AIR FLOW DE --> NDE; DEGREE OF PROTECTION IP55 INCREMENT. ENCODER HTL 1024 S/R (ENCODER HTL1024S/R) with TEMPERAT. SENSOR KTY84-130 DESIGN IM B35 (IM V15, IM V35) SHAFT WITH FITTED KEY HALF-KEY BALANCING BEARING: STANDARD WITH FIXED BEARING, VIBRATION SEVERITY GRADE: R/A, FLANGE ACCURACY: R TERMINAL BOX (ABOVE) CABLE ENTRY ON THE ND-END SIGNAL CONNECTION LEFT | 5039 | TEM | 1 | MC | 106 | 1
1PH81331HG032BH1 | SIMOTICS M COMPACT ASYNCHRONOUS MOTOR 2000RPM, 20KW, 96NM, 45A, 350V 2300RPM,22,5KW, 93NM, 44A, 400V 2650RPM, 24KW, 86NM, 41A, 456V FORCED VENTILATION; DIRECTION OF AIR FLOW DE --> NDE; DEGREE OF PROTECTION IP55 INCREMENT. ENCODER HTL 1024 S/R (ENCODER HTL1024S/R) with TEMPERAT. SENSOR KTY84-130 DESIGN IM B35 (IM V15, IM V35) SHAFT WITH FITTED KEY HALF-KEY BALANCING BEARING: STANDARD WITH FIXED BEARING, VIBRATION SEVERITY GRADE: R/A, FLANGE ACCURACY: R POWER CONNECTOR (ABOVE) CABLE ENTRY ON THE D-END SIGNAL CONNECTION LEFT | 5039 | TEM | 1 | MC | 106 | 1
1PH81331HG100DA1 | SIMOTICS M COMPACT ASYNCHRONOUS MOTOR 2000RPM, 20KW, 96NM, 45A, 350V 2300RPM,22,5KW, 93NM, 44A, 400V 2650RPM, 24KW, 86NM, 41A, 456V FORCED VENTILATION; DIRECTION OF AIR FLOW NDE --> DE; DEGREE OF PROTECTION IP55 INCREMENT. ENCODER HTL 1024 S/R (ENCODER HTL1024S/R) with TEMPERAT. SENSOR KTY84-130 DESIGN IM B3 (IM V5, IM V6) PLAIN SHAFT WITHOUT FITTED KEY; BEARING: STANDARD WITH FIXED BEARING, VIBRATION SEVERITY GRADE: SR/A, SHAFT AND FLANGE ACCURACY: R TERMINAL BOX (ABOVE) CABLE ENTRY ON THE RIGHT SIGNAL CONNECTION D-END | 4762 | TEM | 1 | MC | 106 | 1
1PH81331HG101BA1 | SIMOTICS M COMPACT ASYNCHRONOUS MOTOR 2000RPM, 20KW, 96NM, 45A, 350V 2300RPM,22,5KW, 93NM, 44A, 400V 2650RPM, 24KW, 86NM, 41A, 456V FORCED VENTILATION; DIRECTION OF AIR FLOW NDE --> DE; DEGREE OF PROTECTION IP55 INCREMENT. ENCODER HTL 1024 S/R (ENCODER HTL1024S/R) with TEMPERAT. SENSOR KTY84-130 DESIGN IM B3 (IM V5, IM V6) SHAFT WITH FITTED KEY FULL-KEY BALANCING BEARING: STANDARD WITH FIXED BEARING, VIBRATION SEVERITY GRADE: R/A, FLANGE ACCURACY: R TERMINAL BOX (ABOVE) CABLE ENTRY ON THE RIGHT SIGNAL CONNECTION D-END | 4497 | TEM | 1 | MC | 106 | 1
1PH81331HG102BA1 | SIMOTICS M COMPACT ASYNCHRONOUS MOTOR 2000RPM, 20KW, 96NM, 45A, 350V 2300RPM,22,5KW, 93NM, 44A, 400V 2650RPM, 24KW, 86NM, 41A, 456V FORCED VENTILATION; DIRECTION OF AIR FLOW NDE --> DE; DEGREE OF PROTECTION IP55 INCREMENT. ENCODER HTL 1024 S/R (ENCODER HTL1024S/R) with TEMPERAT. SENSOR KTY84-130 DESIGN IM B3 (IM V5, IM V6) SHAFT WITH FITTED KEY HALF-KEY BALANCING BEARING: STANDARD WITH FIXED BEARING, VIBRATION SEVERITY GRADE: R/A, FLANGE ACCURACY: R TERMINAL BOX (ABOVE) CABLE ENTRY ON THE RIGHT SIGNAL CONNECTION D-END | 4497 | TEM | 1 | MC | 106 | 1
1PH81331HG121BA1 | SIMOTICS M COMPACT ASYNCHRONOUS MOTOR 2000RPM, 20KW, 96NM, 45A, 350V 2300RPM,22,5KW, 93NM, 44A, 400V 2650RPM, 24KW, 86NM, 41A, 456V FORCED VENTILATION; DIRECTION OF AIR FLOW NDE --> DE; DEGREE OF PROTECTION IP55 INCREMENT. ENCODER HTL 1024 S/R (ENCODER HTL1024S/R) with TEMPERAT. SENSOR KTY84-130 DESIGN IM B5 (IMV 1,IM V3) SHAFT WITH FITTED KEY FULL-KEY BALANCING BEARING: STANDARD WITH FIXED BEARING, VIBRATION SEVERITY GRADE: R/A, FLANGE ACCURACY: R TERMINAL BOX (ABOVE) CABLE ENTRY ON THE RIGHT SIGNAL CONNECTION D-END | 4736 | TEM | 1 | MC | 106 | 1
1PH81331HG121BB1 | SIMOTICS M COMPACT ASYNCHRONOUS MOTOR 2000RPM, 20KW, 96NM, 45A, 350V 2300RPM,22,5KW, 93NM, 44A, 400V 2650RPM, 24KW, 86NM, 41A, 456V FORCED VENTILATION; DIRECTION OF AIR FLOW NDE --> DE; DEGREE OF PROTECTION IP55 INCREMENT. ENCODER HTL 1024 S/R (ENCODER HTL1024S/R) with TEMPERAT. SENSOR KTY84-130 DESIGN IM B5 (IMV 1,IM V3) SHAFT WITH FITTED KEY FULL-KEY BALANCING BEARING: STANDARD WITH FIXED BEARING, VIBRATION SEVERITY GRADE: R/A, FLANGE ACCURACY: R TERMINAL BOX (ABOVE) CABLE ENTRY ON THE LEFT SIGNAL CONNECTION D-END | 4736 | TEM | 1 | MC | 106 | 1
1PH81331HG130BA1 | SIMOTICS M COMPACT ASYNCHRONOUS MOTOR 2000RPM, 20KW, 96NM, 45A, 350V 2300RPM,22,5KW, 93NM, 44A, 400V 2650RPM, 24KW, 86NM, 41A, 456V FORCED VENTILATION; DIRECTION OF AIR FLOW NDE --> DE; DEGREE OF PROTECTION IP55 INCREMENT. ENCODER HTL 1024 S/R (ENCODER HTL1024S/R) with TEMPERAT. SENSOR KTY84-130 DESIGN IM B35 (IM V15, IM V35) PLAIN SHAFT WITHOUT FITTED KEY; BEARING: STANDARD WITH FIXED BEARING, VIBRATION SEVERITY GRADE: R/A, FLANGE ACCURACY: R TERMINAL BOX (ABOVE) CABLE ENTRY ON THE RIGHT SIGNAL CONNECTION D-END | 5039 | TEM | 1 | MC | 106 | 1
1PH81331HG131BA1 | SIMOTICS M COMPACT ASYNCHRONOUS MOTOR 2000RPM, 20KW, 96NM, 45A, 350V 2300RPM,22,5KW, 93NM, 44A, 400V 2650RPM, 24KW, 86NM, 41A, 456V FORCED VENTILATION; DIRECTION OF AIR FLOW NDE --> DE; DEGREE OF PROTECTION IP55 INCREMENT. ENCODER HTL 1024 S/R (ENCODER HTL1024S/R) with TEMPERAT. SENSOR KTY84-130 DESIGN IM B35 (IM V15, IM V35) SHAFT WITH FITTED KEY FULL-KEY BALANCING BEARING: STANDARD WITH FIXED BEARING, VIBRATION SEVERITY GRADE: R/A, FLANGE ACCURACY: R TERMINAL BOX (ABOVE) CABLE ENTRY ON THE RIGHT SIGNAL CONNECTION D-END | 5039 | TEM | 1 | MC | 106 | 1
1PH81331HG131BB1 | SIMOTICS M COMPACT ASYNCHRONOUS MOTOR 2000RPM, 20KW, 96NM, 45A, 350V 2300RPM,22,5KW, 93NM, 44A, 400V 2650RPM, 24KW, 86NM, 41A, 456V FORCED VENTILATION; DIRECTION OF AIR FLOW NDE --> DE; DEGREE OF PROTECTION IP55 INCREMENT. ENCODER HTL 1024 S/R (ENCODER HTL1024S/R) with TEMPERAT. SENSOR KTY84-130 DESIGN IM B35 (IM V15, IM V35) SHAFT WITH FITTED KEY FULL-KEY BALANCING BEARING: STANDARD WITH FIXED BEARING, VIBRATION SEVERITY GRADE: R/A, FLANGE ACCURACY: R TERMINAL BOX (ABOVE) CABLE ENTRY ON THE LEFT SIGNAL CONNECTION D-END | 5039 | TEM | 1 | MC | 106 | 1
1PH81331JD002DA1 | SIMOTICS M COMPACT ASYNCHRONOUS MOTOR 1000RPM, 12KW, 115NM, 30A, 319V 1150RPM,13,5KW,112NM, 29A, 361V 1350RPM, 15KW, 106NM, 28A, 417V FORCED VENTILATION; DIRECTION OF AIR FLOW DE --> NDE; DEGREE OF PROTECTION IP55 INCREMENT. ENCODER HTL 2048 S/R (ENCODER HTL2048S/R) with TEMPERAT. SENSOR KTY84-130 DESIGN IM B3 (IM V5, IM V6) SHAFT WITH FITTED KEY HALF-KEY BALANCING BEARING: STANDARD WITH FIXED BEARING, VIBRATION SEVERITY GRADE: SR/A, SHAFT AND FLANGE ACCURACY: R TERMINAL BOX (ABOVE) CABLE ENTRY ON THE RIGHT SIGNAL CONNECTION D-END | 5174 | TEM | 1 | MC | 106 | 1
1PH81331JD022BA1 | SIMOTICS M COMPACT ASYNCHRONOUS MOTOR 1000RPM, 12KW, 115NM, 30A, 319V 1150RPM,13,5KW,112NM, 29A, 361V 1350RPM, 15KW, 106NM, 28A, 417V FORCED VENTILATION; DIRECTION OF AIR FLOW DE --> NDE; DEGREE OF PROTECTION IP55 INCREMENT. ENCODER HTL 2048 S/R (ENCODER HTL2048S/R) with TEMPERAT. SENSOR KTY84-130 DESIGN IM B5 (IMV 1,IM V3) SHAFT WITH FITTED KEY HALF-KEY BALANCING BEARING: STANDARD WITH FIXED BEARING, VIBRATION SEVERITY GRADE: R/A, FLANGE ACCURACY: R TERMINAL BOX (ABOVE) CABLE ENTRY ON THE RIGHT SIGNAL CONNECTION D-END | 5147 | TEM | 1 | MC | 106 | 1
1PH81331JD031BA1 | SIMOTICS M COMPACT ASYNCHRONOUS MOTOR 1000RPM, 12KW, 115NM, 30A, 319V 1150RPM,13,5KW,112NM, 29A, 361V 1350RPM, 15KW, 106NM, 28A, 417V FORCED VENTILATION; DIRECTION OF AIR FLOW DE --> NDE; DEGREE OF PROTECTION IP55 INCREMENT. ENCODER HTL 2048 S/R (ENCODER HTL2048S/R) with TEMPERAT. SENSOR KTY84-130 DESIGN IM B35 (IM V15, IM V35) SHAFT WITH FITTED KEY FULL-KEY BALANCING BEARING: STANDARD WITH FIXED BEARING, VIBRATION SEVERITY GRADE: R/A, FLANGE ACCURACY: R TERMINAL BOX (ABOVE) CABLE ENTRY ON THE RIGHT SIGNAL CONNECTION D-END | 5451 | TEM | 1 | MC | 106 | 1
1PH81331JD032BA1 | SIMOTICS M COMPACT ASYNCHRONOUS MOTOR 1000RPM, 12KW, 115NM, 30A, 319V 1150RPM,13,5KW,112NM, 29A, 361V 1350RPM, 15KW, 106NM, 28A, 417V FORCED VENTILATION; DIRECTION OF AIR FLOW DE --> NDE; DEGREE OF PROTECTION IP55 INCREMENT. ENCODER HTL 2048 S/R (ENCODER HTL2048S/R) with TEMPERAT. SENSOR KTY84-130 DESIGN IM B35 (IM V15, IM V35) SHAFT WITH FITTED KEY HALF-KEY BALANCING BEARING: STANDARD WITH FIXED BEARING, VIBRATION SEVERITY GRADE: R/A, FLANGE ACCURACY: R TERMINAL BOX (ABOVE) CABLE ENTRY ON THE RIGHT SIGNAL CONNECTION D-END | 5451 | TEM | 1 | MC | 106 | 1
1PH81331JD100BA1 | SIMOTICS M COMPACT ASYNCHRONOUS MOTOR 1000RPM, 12KW, 115NM, 30A, 319V 1150RPM,13,5KW,112NM, 29A, 361V 1350RPM, 15KW, 106NM, 28A, 417V FORCED VENTILATION; DIRECTION OF AIR FLOW NDE --> DE; DEGREE OF PROTECTION IP55 INCREMENT. ENCODER HTL 2048 S/R (ENCODER HTL2048S/R) with TEMPERAT. SENSOR KTY84-130 DESIGN IM B3 (IM V5, IM V6) PLAIN SHAFT WITHOUT FITTED KEY; BEARING: STANDARD WITH FIXED BEARING, VIBRATION SEVERITY GRADE: R/A, FLANGE ACCURACY: R TERMINAL BOX (ABOVE) CABLE ENTRY ON THE RIGHT SIGNAL CONNECTION D-END | 4909 | TEM | 1 | MC | 106 | 1
1PH81331JD100BB1 | SIMOTICS M COMPACT ASYNCHRONOUS MOTOR 1000RPM, 12KW, 115NM, 30A, 319V 1150RPM,13,5KW,112NM, 29A, 361V 1350RPM, 15KW, 106NM, 28A, 417V FORCED VENTILATION; DIRECTION OF AIR FLOW NDE --> DE; DEGREE OF PROTECTION IP55 INCREMENT. ENCODER HTL 2048 S/R (ENCODER HTL2048S/R) with TEMPERAT. SENSOR KTY84-130 DESIGN IM B3 (IM V5, IM V6) PLAIN SHAFT WITHOUT FITTED KEY; BEARING: STANDARD WITH FIXED BEARING, VIBRATION SEVERITY GRADE: R/A, FLANGE ACCURACY: R TERMINAL BOX (ABOVE) CABLE ENTRY ON THE LEFT SIGNAL CONNECTION D-END | 4909 | TEM | 1 | MC | 106 | 1
1PH81331JD100BC1 | SIMOTICS M COMPACT ASYNCHRONOUS MOTOR 1000RPM, 12KW, 115NM, 30A, 319V 1150RPM,13,5KW,112NM, 29A, 361V 1350RPM, 15KW, 106NM, 28A, 417V FORCED VENTILATION; DIRECTION OF AIR FLOW NDE --> DE; DEGREE OF PROTECTION IP55 INCREMENT. ENCODER HTL 2048 S/R (ENCODER HTL2048S/R) with TEMPERAT. SENSOR KTY84-130 DESIGN IM B3 (IM V5, IM V6) PLAIN SHAFT WITHOUT FITTED KEY; BEARING: STANDARD WITH FIXED BEARING, VIBRATION SEVERITY GRADE: R/A, FLANGE ACCURACY: R TERMINAL BOX (ABOVE) CABLE ENTRY ON THE ND-END SIGNAL CONNECTION LEFT | 4909 | TEM | 1 | MC | 106 | 1
1PH81331JD100CA1 | SIMOTICS M COMPACT ASYNCHRONOUS MOTOR 1000RPM, 12KW, 115NM, 30A, 319V 1150RPM,13,5KW,112NM, 29A, 361V 1350RPM, 15KW, 106NM, 28A, 417V FORCED VENTILATION; DIRECTION OF AIR FLOW NDE --> DE; DEGREE OF PROTECTION IP55 INCREMENT. ENCODER HTL 2048 S/R (ENCODER HTL2048S/R) with TEMPERAT. SENSOR KTY84-130 DESIGN IM B3 (IM V5, IM V6) PLAIN SHAFT WITHOUT FITTED KEY; BEARING: STANDARD WITH FIXED BEARING, VIBRATION SEVERITY GRADE: S/A, SHAFT AND FLANGE ACCURACY: R TERMINAL BOX (ABOVE) CABLE ENTRY ON THE RIGHT SIGNAL CONNECTION D-END | 5104 | TEM | 1 | MC | 106 | 1
1PH81331JD100CB1 | SIMOTICS M COMPACT ASYNCHRONOUS MOTOR 1000RPM, 12KW, 115NM, 30A, 319V 1150RPM,13,5KW,112NM, 29A, 361V 1350RPM, 15KW, 106NM, 28A, 417V FORCED VENTILATION; DIRECTION OF AIR FLOW NDE --> DE; DEGREE OF PROTECTION IP55 INCREMENT. ENCODER HTL 2048 S/R (ENCODER HTL2048S/R) with TEMPERAT. SENSOR KTY84-130 DESIGN IM B3 (IM V5, IM V6) PLAIN SHAFT WITHOUT FITTED KEY; BEARING: STANDARD WITH FIXED BEARING, VIBRATION SEVERITY GRADE: S/A, SHAFT AND FLANGE ACCURACY: R TERMINAL BOX (ABOVE) CABLE ENTRY ON THE LEFT SIGNAL CONNECTION D-END | 5104 | TEM | 1 | MC | 106 | 1
1PH81331JD100CC1 | SIMOTICS M COMPACT ASYNCHRONOUS MOTOR 1000RPM, 12KW, 115NM, 30A, 319V 1150RPM,13,5KW,112NM, 29A, 361V 1350RPM, 15KW, 106NM, 28A, 417V FORCED VENTILATION; DIRECTION OF AIR FLOW NDE --> DE; DEGREE OF PROTECTION IP55 INCREMENT. ENCODER HTL 2048 S/R (ENCODER HTL2048S/R) with TEMPERAT. SENSOR KTY84-130 DESIGN IM B3 (IM V5, IM V6) PLAIN SHAFT WITHOUT FITTED KEY; BEARING: STANDARD WITH FIXED BEARING, VIBRATION SEVERITY GRADE: S/A, SHAFT AND FLANGE ACCURACY: R TERMINAL BOX (ABOVE) CABLE ENTRY ON THE ND-END SIGNAL CONNECTION LEFT | 5104 | TEM | 1 | MC | 106 | 1
1PH81331JD101BA1 | SIMOTICS M COMPACT ASYNCHRONOUS MOTOR 1000RPM, 12KW, 115NM, 30A, 319V 1150RPM,13,5KW,112NM, 29A, 361V 1350RPM, 15KW, 106NM, 28A, 417V FORCED VENTILATION; DIRECTION OF AIR FLOW NDE --> DE; DEGREE OF PROTECTION IP55 INCREMENT. ENCODER HTL 2048 S/R (ENCODER HTL2048S/R) with TEMPERAT. SENSOR KTY84-130 DESIGN IM B3 (IM V5, IM V6) SHAFT WITH FITTED KEY FULL-KEY BALANCING BEARING: STANDARD WITH FIXED BEARING, VIBRATION SEVERITY GRADE: R/A, FLANGE ACCURACY: R TERMINAL BOX (ABOVE) CABLE ENTRY ON THE RIGHT SIGNAL CONNECTION D-END | 4909 | TEM | 1 | MC | 106 | 1
1PH81331JD102BA1 | SIMOTICS M COMPACT ASYNCHRONOUS MOTOR 1000RPM, 12KW, 115NM, 30A, 319V 1150RPM,13,5KW,112NM, 29A, 361V 1350RPM, 15KW, 106NM, 28A, 417V FORCED VENTILATION; DIRECTION OF AIR FLOW NDE --> DE; DEGREE OF PROTECTION IP55 INCREMENT. ENCODER HTL 2048 S/R (ENCODER HTL2048S/R) with TEMPERAT. SENSOR KTY84-130 DESIGN IM B3 (IM V5, IM V6) SHAFT WITH FITTED KEY HALF-KEY BALANCING BEARING: STANDARD WITH FIXED BEARING, VIBRATION SEVERITY GRADE: R/A, FLANGE ACCURACY: R TERMINAL BOX (ABOVE) CABLE ENTRY ON THE RIGHT SIGNAL CONNECTION D-END | 4909 | TEM | 1 | MC | 106 | 1
1PH81331JD102BB1 | SIMOTICS M COMPACT ASYNCHRONOUS MOTOR 1000RPM, 12KW, 115NM, 30A, 319V 1150RPM,13,5KW,112NM, 29A, 361V 1350RPM, 15KW, 106NM, 28A, 417V FORCED VENTILATION; DIRECTION OF AIR FLOW NDE --> DE; DEGREE OF PROTECTION IP55 INCREMENT. ENCODER HTL 2048 S/R (ENCODER HTL2048S/R) with TEMPERAT. SENSOR KTY84-130 DESIGN IM B3 (IM V5, IM V6) SHAFT WITH FITTED KEY HALF-KEY BALANCING BEARING: STANDARD WITH FIXED BEARING, VIBRATION SEVERITY GRADE: R/A, FLANGE ACCURACY: R TERMINAL BOX (ABOVE) CABLE ENTRY ON THE LEFT SIGNAL CONNECTION D-END | 4909 | TEM | 1 | MC | 106 | 1
1PH81331JD102BC1 | SIMOTICS M COMPACT ASYNCHRONOUS MOTOR 1000RPM, 12KW, 115NM, 30A, 319V 1150RPM,13,5KW,112NM, 29A, 361V 1350RPM, 15KW, 106NM, 28A, 417V FORCED VENTILATION; DIRECTION OF AIR FLOW NDE --> DE; DEGREE OF PROTECTION IP55 INCREMENT. ENCODER HTL 2048 S/R (ENCODER HTL2048S/R) with TEMPERAT. SENSOR KTY84-130 DESIGN IM B3 (IM V5, IM V6) SHAFT WITH FITTED KEY HALF-KEY BALANCING BEARING: STANDARD WITH FIXED BEARING, VIBRATION SEVERITY GRADE: R/A, FLANGE ACCURACY: R TERMINAL BOX (ABOVE) CABLE ENTRY ON THE ND-END SIGNAL CONNECTION LEFT | 4909 | TEM | 1 | MC | 106 | 1
1PH81331JD102CA1 | SIMOTICS M COMPACT ASYNCHRONOUS MOTOR 1000RPM, 12KW, 115NM, 30A, 319V 1150RPM,13,5KW,112NM, 29A, 361V 1350RPM, 15KW, 106NM, 28A, 417V FORCED VENTILATION; DIRECTION OF AIR FLOW NDE --> DE; DEGREE OF PROTECTION IP55 INCREMENT. ENCODER HTL 2048 S/R (ENCODER HTL2048S/R) with TEMPERAT. SENSOR KTY84-130 DESIGN IM B3 (IM V5, IM V6) SHAFT WITH FITTED KEY HALF-KEY BALANCING BEARING: STANDARD WITH FIXED BEARING, VIBRATION SEVERITY GRADE: S/A, SHAFT AND FLANGE ACCURACY: R TERMINAL BOX (ABOVE) CABLE ENTRY ON THE RIGHT SIGNAL CONNECTION D-END | 5104 | TEM | 1 | MC | 106 | 1
1PH81331JD102CB1 | SIMOTICS M COMPACT ASYNCHRONOUS MOTOR 1000RPM, 12KW, 115NM, 30A, 319V 1150RPM,13,5KW,112NM, 29A, 361V 1350RPM, 15KW, 106NM, 28A, 417V FORCED VENTILATION; DIRECTION OF AIR FLOW NDE --> DE; DEGREE OF PROTECTION IP55 INCREMENT. ENCODER HTL 2048 S/R (ENCODER HTL2048S/R) with TEMPERAT. SENSOR KTY84-130 DESIGN IM B3 (IM V5, IM V6) SHAFT WITH FITTED KEY HALF-KEY BALANCING BEARING: STANDARD WITH FIXED BEARING, VIBRATION SEVERITY GRADE: S/A, SHAFT AND FLANGE ACCURACY: R TERMINAL BOX (ABOVE) CABLE ENTRY ON THE LEFT SIGNAL CONNECTION D-END | 5104 | TEM | 1 | MC | 106 | 1
1PH81331JD102CC1 | SIMOTICS M COMPACT ASYNCHRONOUS MOTOR 1000RPM, 12KW, 115NM, 30A, 319V 1150RPM,13,5KW,112NM, 29A, 361V 1350RPM, 15KW, 106NM, 28A, 417V FORCED VENTILATION; DIRECTION OF AIR FLOW NDE --> DE; DEGREE OF PROTECTION IP55 INCREMENT. ENCODER HTL 2048 S/R (ENCODER HTL2048S/R) with TEMPERAT. SENSOR KTY84-130 DESIGN IM B3 (IM V5, IM V6) SHAFT WITH FITTED KEY HALF-KEY BALANCING BEARING: STANDARD WITH FIXED BEARING, VIBRATION SEVERITY GRADE: S/A, SHAFT AND FLANGE ACCURACY: R TERMINAL BOX (ABOVE) CABLE ENTRY ON THE ND-END SIGNAL CONNECTION LEFT | 5104 | TEM | 1 | MC | 106 | 1
1PH81331JD120BA1 | SIMOTICS M COMPACT ASYNCHRONOUS MOTOR 1000RPM, 12KW, 115NM, 30A, 319V 1150RPM,13,5KW,112NM, 29A, 361V 1350RPM, 15KW, 106NM, 28A, 417V FORCED VENTILATION; DIRECTION OF AIR FLOW NDE --> DE; DEGREE OF PROTECTION IP55 INCREMENT. ENCODER HTL 2048 S/R (ENCODER HTL2048S/R) with TEMPERAT. SENSOR KTY84-130 DESIGN IM B5 (IMV 1,IM V3) PLAIN SHAFT WITHOUT FITTED KEY; BEARING: STANDARD WITH FIXED BEARING, VIBRATION SEVERITY GRADE: R/A, FLANGE ACCURACY: R TERMINAL BOX (ABOVE) CABLE ENTRY ON THE RIGHT SIGNAL CONNECTION D-END | 5147 | TEM | 1 | MC | 106 | 1
1PH81331JD120BB1 | SIMOTICS M COMPACT ASYNCHRONOUS MOTOR 1000RPM, 12KW, 115NM, 30A, 319V 1150RPM,13,5KW,112NM, 29A, 361V 1350RPM, 15KW, 106NM, 28A, 417V FORCED VENTILATION; DIRECTION OF AIR FLOW NDE --> DE; DEGREE OF PROTECTION IP55 INCREMENT. ENCODER HTL 2048 S/R (ENCODER HTL2048S/R) with TEMPERAT. SENSOR KTY84-130 DESIGN IM B5 (IMV 1,IM V3) PLAIN SHAFT WITHOUT FITTED KEY; BEARING: STANDARD WITH FIXED BEARING, VIBRATION SEVERITY GRADE: R/A, FLANGE ACCURACY: R TERMINAL BOX (ABOVE) CABLE ENTRY ON THE LEFT SIGNAL CONNECTION D-END | 5147 | TEM | 1 | MC | 106 | 1
1PH81331JD120BC1 | SIMOTICS M COMPACT ASYNCHRONOUS MOTOR 1000RPM, 12KW, 115NM, 30A, 319V 1150RPM,13,5KW,112NM, 29A, 361V 1350RPM, 15KW, 106NM, 28A, 417V FORCED VENTILATION; DIRECTION OF AIR FLOW NDE --> DE; DEGREE OF PROTECTION IP55 INCREMENT. ENCODER HTL 2048 S/R (ENCODER HTL2048S/R) with TEMPERAT. SENSOR KTY84-130 DESIGN IM B5 (IMV 1,IM V3) PLAIN SHAFT WITHOUT FITTED KEY; BEARING: STANDARD WITH FIXED BEARING, VIBRATION SEVERITY GRADE: R/A, FLANGE ACCURACY: R TERMINAL BOX (ABOVE) CABLE ENTRY ON THE ND-END SIGNAL CONNECTION LEFT | 5147 | TEM | 1 | MC | 106 | 1
1PH81331JD120CA1 | SIMOTICS M COMPACT ASYNCHRONOUS MOTOR 1000RPM, 12KW, 115NM, 30A, 319V 1150RPM,13,5KW,112NM, 29A, 361V 1350RPM, 15KW, 106NM, 28A, 417V FORCED VENTILATION; DIRECTION OF AIR FLOW NDE --> DE; DEGREE OF PROTECTION IP55 INCREMENT. ENCODER HTL 2048 S/R (ENCODER HTL2048S/R) with TEMPERAT. SENSOR KTY84-130 DESIGN IM B5 (IMV 1,IM V3) PLAIN SHAFT WITHOUT FITTED KEY; BEARING: STANDARD WITH FIXED BEARING, VIBRATION SEVERITY GRADE: S/A, SHAFT AND FLANGE ACCURACY: R TERMINAL BOX (ABOVE) CABLE ENTRY ON THE RIGHT SIGNAL CONNECTION D-END | 5342 | TEM | 1 | MC | 106 | 1
1PH81331JD120CB1 | SIMOTICS M COMPACT ASYNCHRONOUS MOTOR 1000RPM, 12KW, 115NM, 30A, 319V 1150RPM,13,5KW,112NM, 29A, 361V 1350RPM, 15KW, 106NM, 28A, 417V FORCED VENTILATION; DIRECTION OF AIR FLOW NDE --> DE; DEGREE OF PROTECTION IP55 INCREMENT. ENCODER HTL 2048 S/R (ENCODER HTL2048S/R) with TEMPERAT. SENSOR KTY84-130 DESIGN IM B5 (IMV 1,IM V3) PLAIN SHAFT WITHOUT FITTED KEY; BEARING: STANDARD WITH FIXED BEARING, VIBRATION SEVERITY GRADE: S/A, SHAFT AND FLANGE ACCURACY: R TERMINAL BOX (ABOVE) CABLE ENTRY ON THE LEFT SIGNAL CONNECTION D-END | 5342 | TEM | 1 | MC | 106 | 1
1PH81331JD120CC1 | SIMOTICS M COMPACT ASYNCHRONOUS MOTOR 1000RPM, 12KW, 115NM, 30A, 319V 1150RPM,13,5KW,112NM, 29A, 361V 1350RPM, 15KW, 106NM, 28A, 417V FORCED VENTILATION; DIRECTION OF AIR FLOW NDE --> DE; DEGREE OF PROTECTION IP55 INCREMENT. ENCODER HTL 2048 S/R (ENCODER HTL2048S/R) with TEMPERAT. SENSOR KTY84-130 DESIGN IM B5 (IMV 1,IM V3) PLAIN SHAFT WITHOUT FITTED KEY; BEARING: STANDARD WITH FIXED BEARING, VIBRATION SEVERITY GRADE: S/A, SHAFT AND FLANGE ACCURACY: R TERMINAL BOX (ABOVE) CABLE ENTRY ON THE ND-END SIGNAL CONNECTION LEFT | 5342 | TEM | 1 | MC | 106 | 1
1PH81331JD122BA1 | SIMOTICS M COMPACT ASYNCHRONOUS MOTOR 1000RPM, 12KW, 115NM, 30A, 319V 1150RPM,13,5KW,112NM, 29A, 361V 1350RPM, 15KW, 106NM, 28A, 417V FORCED VENTILATION; DIRECTION OF AIR FLOW NDE --> DE; DEGREE OF PROTECTION IP55 INCREMENT. ENCODER HTL 2048 S/R (ENCODER HTL2048S/R) with TEMPERAT. SENSOR KTY84-130 DESIGN IM B5 (IMV 1,IM V3) SHAFT WITH FITTED KEY HALF-KEY BALANCING BEARING: STANDARD WITH FIXED BEARING, VIBRATION SEVERITY GRADE: R/A, FLANGE ACCURACY: R TERMINAL BOX (ABOVE) CABLE ENTRY ON THE RIGHT SIGNAL CONNECTION D-END | 5147 | TEM | 1 | MC | 106 | 1
1PH81331JD122BB1 | SIMOTICS M COMPACT ASYNCHRONOUS MOTOR 1000RPM, 12KW, 115NM, 30A, 319V 1150RPM,13,5KW,112NM, 29A, 361V 1350RPM, 15KW, 106NM, 28A, 417V FORCED VENTILATION; DIRECTION OF AIR FLOW NDE --> DE; DEGREE OF PROTECTION IP55 INCREMENT. ENCODER HTL 2048 S/R (ENCODER HTL2048S/R) with TEMPERAT. SENSOR KTY84-130 DESIGN IM B5 (IMV 1,IM V3) SHAFT WITH FITTED KEY HALF-KEY BALANCING BEARING: STANDARD WITH FIXED BEARING, VIBRATION SEVERITY GRADE: R/A, FLANGE ACCURACY: R TERMINAL BOX (ABOVE) CABLE ENTRY ON THE LEFT SIGNAL CONNECTION D-END | 5147 | TEM | 1 | MC | 106 | 1
1PH81331JD122BC1 | SIMOTICS M COMPACT ASYNCHRONOUS MOTOR 1000RPM, 12KW, 115NM, 30A, 319V 1150RPM,13,5KW,112NM, 29A, 361V 1350RPM, 15KW, 106NM, 28A, 417V FORCED VENTILATION; DIRECTION OF AIR FLOW NDE --> DE; DEGREE OF PROTECTION IP55 INCREMENT. ENCODER HTL 2048 S/R (ENCODER HTL2048S/R) with TEMPERAT. SENSOR KTY84-130 DESIGN IM B5 (IMV 1,IM V3) SHAFT WITH FITTED KEY HALF-KEY BALANCING BEARING: STANDARD WITH FIXED BEARING, VIBRATION SEVERITY GRADE: R/A, FLANGE ACCURACY: R TERMINAL BOX (ABOVE) CABLE ENTRY ON THE ND-END SIGNAL CONNECTION LEFT | 5147 | TEM | 1 | MC | 106 | 1
1PH81331JD122CA1 | SIMOTICS M COMPACT ASYNCHRONOUS MOTOR 1000RPM, 12KW, 115NM, 30A, 319V 1150RPM,13,5KW,112NM, 29A, 361V 1350RPM, 15KW, 106NM, 28A, 417V FORCED VENTILATION; DIRECTION OF AIR FLOW NDE --> DE; DEGREE OF PROTECTION IP55 INCREMENT. ENCODER HTL 2048 S/R (ENCODER HTL2048S/R) with TEMPERAT. SENSOR KTY84-130 DESIGN IM B5 (IMV 1,IM V3) SHAFT WITH FITTED KEY HALF-KEY BALANCING BEARING: STANDARD WITH FIXED BEARING, VIBRATION SEVERITY GRADE: S/A, SHAFT AND FLANGE ACCURACY: R TERMINAL BOX (ABOVE) CABLE ENTRY ON THE RIGHT SIGNAL CONNECTION D-END | 5342 | TEM | 1 | MC | 106 | 1
1PH81331JD122CB1 | SIMOTICS M COMPACT ASYNCHRONOUS MOTOR 1000RPM, 12KW, 115NM, 30A, 319V 1150RPM,13,5KW,112NM, 29A, 361V 1350RPM, 15KW, 106NM, 28A, 417V FORCED VENTILATION; DIRECTION OF AIR FLOW NDE --> DE; DEGREE OF PROTECTION IP55 INCREMENT. ENCODER HTL 2048 S/R (ENCODER HTL2048S/R) with TEMPERAT. SENSOR KTY84-130 DESIGN IM B5 (IMV 1,IM V3) SHAFT WITH FITTED KEY HALF-KEY BALANCING BEARING: STANDARD WITH FIXED BEARING, VIBRATION SEVERITY GRADE: S/A, SHAFT AND FLANGE ACCURACY: R TERMINAL BOX (ABOVE) CABLE ENTRY ON THE LEFT SIGNAL CONNECTION D-END | 5342 | TEM | 1 | MC | 106 | 1
1PH81331JD122CC1 | SIMOTICS M COMPACT ASYNCHRONOUS MOTOR 1000RPM, 12KW, 115NM, 30A, 319V 1150RPM,13,5KW,112NM, 29A, 361V 1350RPM, 15KW, 106NM, 28A, 417V FORCED VENTILATION; DIRECTION OF AIR FLOW NDE --> DE; DEGREE OF PROTECTION IP55 INCREMENT. ENCODER HTL 2048 S/R (ENCODER HTL2048S/R) with TEMPERAT. SENSOR KTY84-130 DESIGN IM B5 (IMV 1,IM V3) SHAFT WITH FITTED KEY HALF-KEY BALANCING BEARING: STANDARD WITH FIXED BEARING, VIBRATION SEVERITY GRADE: S/A, SHAFT AND FLANGE ACCURACY: R TERMINAL BOX (ABOVE) CABLE ENTRY ON THE ND-END SIGNAL CONNECTION LEFT | 5342 | TEM | 1 | MC | 106 | 1
1PH81331JD130BA1 | SIMOTICS M COMPACT ASYNCHRONOUS MOTOR 1000RPM, 12KW, 115NM, 30A, 319V 1150RPM,13,5KW,112NM, 29A, 361V 1350RPM, 15KW, 106NM, 28A, 417V FORCED VENTILATION; DIRECTION OF AIR FLOW NDE --> DE; DEGREE OF PROTECTION IP55 INCREMENT. ENCODER HTL 2048 S/R (ENCODER HTL2048S/R) with TEMPERAT. SENSOR KTY84-130 DESIGN IM B35 (IM V15, IM V35) PLAIN SHAFT WITHOUT FITTED KEY; BEARING: STANDARD WITH FIXED BEARING, VIBRATION SEVERITY GRADE: R/A, FLANGE ACCURACY: R TERMINAL BOX (ABOVE) CABLE ENTRY ON THE RIGHT SIGNAL CONNECTION D-END | 5451 | TEM | 1 | MC | 106 | 1
1PH81331JD130BB1 | SIMOTICS M COMPACT ASYNCHRONOUS MOTOR 1000RPM, 12KW, 115NM, 30A, 319V 1150RPM,13,5KW,112NM, 29A, 361V 1350RPM, 15KW, 106NM, 28A, 417V FORCED VENTILATION; DIRECTION OF AIR FLOW NDE --> DE; DEGREE OF PROTECTION IP55 INCREMENT. ENCODER HTL 2048 S/R (ENCODER HTL2048S/R) with TEMPERAT. SENSOR KTY84-130 DESIGN IM B35 (IM V15, IM V35) PLAIN SHAFT WITHOUT FITTED KEY; BEARING: STANDARD WITH FIXED BEARING, VIBRATION SEVERITY GRADE: R/A, FLANGE ACCURACY: R TERMINAL BOX (ABOVE) CABLE ENTRY ON THE LEFT SIGNAL CONNECTION D-END | 5451 | TEM | 1 | MC | 106 | 1
1PH81331JD130BC1 | SIMOTICS M COMPACT ASYNCHRONOUS MOTOR 1000RPM, 12KW, 115NM, 30A, 319V 1150RPM,13,5KW,112NM, 29A, 361V 1350RPM, 15KW, 106NM, 28A, 417V FORCED VENTILATION; DIRECTION OF AIR FLOW NDE --> DE; DEGREE OF PROTECTION IP55 INCREMENT. ENCODER HTL 2048 S/R (ENCODER HTL2048S/R) with TEMPERAT. SENSOR KTY84-130 DESIGN IM B35 (IM V15, IM V35) PLAIN SHAFT WITHOUT FITTED KEY; BEARING: STANDARD WITH FIXED BEARING, VIBRATION SEVERITY GRADE: R/A, FLANGE ACCURACY: R TERMINAL BOX (ABOVE) CABLE ENTRY ON THE ND-END SIGNAL CONNECTION LEFT | 5451 | TEM | 1 | MC | 106 | 1
1PH81331JD130CA1 | SIMOTICS M COMPACT ASYNCHRONOUS MOTOR 1000RPM, 12KW, 115NM, 30A, 319V 1150RPM,13,5KW,112NM, 29A, 361V 1350RPM, 15KW, 106NM, 28A, 417V FORCED VENTILATION; DIRECTION OF AIR FLOW NDE --> DE; DEGREE OF PROTECTION IP55 INCREMENT. ENCODER HTL 2048 S/R (ENCODER HTL2048S/R) with TEMPERAT. SENSOR KTY84-130 DESIGN IM B35 (IM V15, IM V35) PLAIN SHAFT WITHOUT FITTED KEY; BEARING: STANDARD WITH FIXED BEARING, VIBRATION SEVERITY GRADE: S/A, SHAFT AND FLANGE ACCURACY: R TERMINAL BOX (ABOVE) CABLE ENTRY ON THE RIGHT SIGNAL CONNECTION D-END | 5646 | TEM | 1 | MC | 106 | 1
1PH81331JD130CB1 | SIMOTICS M COMPACT ASYNCHRONOUS MOTOR 1000RPM, 12KW, 115NM, 30A, 319V 1150RPM,13,5KW,112NM, 29A, 361V 1350RPM, 15KW, 106NM, 28A, 417V FORCED VENTILATION; DIRECTION OF AIR FLOW NDE --> DE; DEGREE OF PROTECTION IP55 INCREMENT. ENCODER HTL 2048 S/R (ENCODER HTL2048S/R) with TEMPERAT. SENSOR KTY84-130 DESIGN IM B35 (IM V15, IM V35) PLAIN SHAFT WITHOUT FITTED KEY; BEARING: STANDARD WITH FIXED BEARING, VIBRATION SEVERITY GRADE: S/A, SHAFT AND FLANGE ACCURACY: R TERMINAL BOX (ABOVE) CABLE ENTRY ON THE LEFT SIGNAL CONNECTION D-END | 5646 | TEM | 1 | MC | 106 | 1
1PH81331JD130CC1 | SIMOTICS M COMPACT ASYNCHRONOUS MOTOR 1000RPM, 12KW, 115NM, 30A, 319V 1150RPM,13,5KW,112NM, 29A, 361V 1350RPM, 15KW, 106NM, 28A, 417V FORCED VENTILATION; DIRECTION OF AIR FLOW NDE --> DE; DEGREE OF PROTECTION IP55 INCREMENT. ENCODER HTL 2048 S/R (ENCODER HTL2048S/R) with TEMPERAT. SENSOR KTY84-130 DESIGN IM B35 (IM V15, IM V35) PLAIN SHAFT WITHOUT FITTED KEY; BEARING: STANDARD WITH FIXED BEARING, VIBRATION SEVERITY GRADE: S/A, SHAFT AND FLANGE ACCURACY: R TERMINAL BOX (ABOVE) CABLE ENTRY ON THE ND-END SIGNAL CONNECTION LEFT | 5646 | TEM | 1 | MC | 106 | 1
1PH81331JD132BA1 | SIMOTICS M COMPACT ASYNCHRONOUS MOTOR 1000RPM, 12KW, 115NM, 30A, 319V 1150RPM,13,5KW,112NM, 29A, 361V 1350RPM, 15KW, 106NM, 28A, 417V FORCED VENTILATION; DIRECTION OF AIR FLOW NDE --> DE; DEGREE OF PROTECTION IP55 INCREMENT. ENCODER HTL 2048 S/R (ENCODER HTL2048S/R) with TEMPERAT. SENSOR KTY84-130 DESIGN IM B35 (IM V15, IM V35) SHAFT WITH FITTED KEY HALF-KEY BALANCING BEARING: STANDARD WITH FIXED BEARING, VIBRATION SEVERITY GRADE: R/A, FLANGE ACCURACY: R TERMINAL BOX (ABOVE) CABLE ENTRY ON THE RIGHT SIGNAL CONNECTION D-END | 5451 | TEM | 1 | MC | 106 | 1
1PH81331JD132BB1 | SIMOTICS M COMPACT ASYNCHRONOUS MOTOR 1000RPM, 12KW, 115NM, 30A, 319V 1150RPM,13,5KW,112NM, 29A, 361V 1350RPM, 15KW, 106NM, 28A, 417V FORCED VENTILATION; DIRECTION OF AIR FLOW NDE --> DE; DEGREE OF PROTECTION IP55 INCREMENT. ENCODER HTL 2048 S/R (ENCODER HTL2048S/R) with TEMPERAT. SENSOR KTY84-130 DESIGN IM B35 (IM V15, IM V35) SHAFT WITH FITTED KEY HALF-KEY BALANCING BEARING: STANDARD WITH FIXED BEARING, VIBRATION SEVERITY GRADE: R/A, FLANGE ACCURACY: R TERMINAL BOX (ABOVE) CABLE ENTRY ON THE LEFT SIGNAL CONNECTION D-END | 5451 | TEM | 1 | MC | 106 | 1
1PH81331JD132BC1 | SIMOTICS M COMPACT ASYNCHRONOUS MOTOR 1000RPM, 12KW, 115NM, 30A, 319V 1150RPM,13,5KW,112NM, 29A, 361V 1350RPM, 15KW, 106NM, 28A, 417V FORCED VENTILATION; DIRECTION OF AIR FLOW NDE --> DE; DEGREE OF PROTECTION IP55 INCREMENT. ENCODER HTL 2048 S/R (ENCODER HTL2048S/R) with TEMPERAT. SENSOR KTY84-130 DESIGN IM B35 (IM V15, IM V35) SHAFT WITH FITTED KEY HALF-KEY BALANCING BEARING: STANDARD WITH FIXED BEARING, VIBRATION SEVERITY GRADE: R/A, FLANGE ACCURACY: R TERMINAL BOX (ABOVE) CABLE ENTRY ON THE ND-END SIGNAL CONNECTION LEFT | 5451 | TEM | 1 | MC | 106 | 1
1PH81331JD132CA1 | SIMOTICS M COMPACT ASYNCHRONOUS MOTOR 1000RPM, 12KW, 115NM, 30A, 319V 1150RPM,13,5KW,112NM, 29A, 361V 1350RPM, 15KW, 106NM, 28A, 417V FORCED VENTILATION; DIRECTION OF AIR FLOW NDE --> DE; DEGREE OF PROTECTION IP55 INCREMENT. ENCODER HTL 2048 S/R (ENCODER HTL2048S/R) with TEMPERAT. SENSOR KTY84-130 DESIGN IM B35 (IM V15, IM V35) SHAFT WITH FITTED KEY HALF-KEY BALANCING BEARING: STANDARD WITH FIXED BEARING, VIBRATION SEVERITY GRADE: S/A, SHAFT AND FLANGE ACCURACY: R TERMINAL BOX (ABOVE) CABLE ENTRY ON THE RIGHT SIGNAL CONNECTION D-END | 5646 | TEM | 1 | MC | 106 | 1
1PH81331JD132CB1 | SIMOTICS M COMPACT ASYNCHRONOUS MOTOR 1000RPM, 12KW, 115NM, 30A, 319V 1150RPM,13,5KW,112NM, 29A, 361V 1350RPM, 15KW, 106NM, 28A, 417V FORCED VENTILATION; DIRECTION OF AIR FLOW NDE --> DE; DEGREE OF PROTECTION IP55 INCREMENT. ENCODER HTL 2048 S/R (ENCODER HTL2048S/R) with TEMPERAT. SENSOR KTY84-130 DESIGN IM B35 (IM V15, IM V35) SHAFT WITH FITTED KEY HALF-KEY BALANCING BEARING: STANDARD WITH FIXED BEARING, VIBRATION SEVERITY GRADE: S/A, SHAFT AND FLANGE ACCURACY: R TERMINAL BOX (ABOVE) CABLE ENTRY ON THE LEFT SIGNAL CONNECTION D-END | 5646 | TEM | 1 | MC | 106 | 1
1PH81331JD132CC1 | SIMOTICS M COMPACT ASYNCHRONOUS MOTOR 1000RPM, 12KW, 115NM, 30A, 319V 1150RPM,13,5KW,112NM, 29A, 361V 1350RPM, 15KW, 106NM, 28A, 417V FORCED VENTILATION; DIRECTION OF AIR FLOW NDE --> DE; DEGREE OF PROTECTION IP55 INCREMENT. ENCODER HTL 2048 S/R (ENCODER HTL2048S/R) with TEMPERAT. SENSOR KTY84-130 DESIGN IM B35 (IM V15, IM V35) SHAFT WITH FITTED KEY HALF-KEY BALANCING BEARING: STANDARD WITH FIXED BEARING, VIBRATION SEVERITY GRADE: S/A, SHAFT AND FLANGE ACCURACY: R TERMINAL BOX (ABOVE) CABLE ENTRY ON THE ND-END SIGNAL CONNECTION LEFT | 5646 | TEM | 1 | MC | 106 | 1
1PH81331JD132FB1 | SIMOTICS M COMPACT ASYNCHRONOUS MOTOR 1000RPM, 12KW, 115NM, 30A, 319V 1150RPM,13,5KW,112NM, 29A, 361V 1350RPM, 15KW, 106NM, 28A, 417V FORCED VENTILATION; DIRECTION OF AIR FLOW NDE --> DE; DEGREE OF PROTECTION IP55 INCREMENT. ENCODER HTL 2048 S/R (ENCODER HTL2048S/R) with TEMPERAT. SENSOR KTY84-130 DESIGN IM B35 (IM V15, IM V35) SHAFT WITH FITTED KEY HALF-KEY BALANCING BEARING: INCREASED RADIAL FORCES, VIBRATION SEVERITY GRADE: R/A, SHAFT AND FLANGE ACCURACY: R TERMINAL BOX (ABOVE) CABLE ENTRY ON THE LEFT SIGNAL CONNECTION D-END | 5582 | TEM | 1 | MC | 106 | 1
1PH81331JF000BA1 | SIMOTICS M COMPACT ASYNCHRONOUS MOTOR 1500RPM, 15KW, 96NM, 34A, 342V 1750RPM,17,5KW, 96NM, 34A, 392V 2000RPM, 20KW, 96NM, 34A, 445V FORCED VENTILATION; DIRECTION OF AIR FLOW DE --> NDE; DEGREE OF PROTECTION IP55 INCREMENT. ENCODER HTL 2048 S/R (ENCODER HTL2048S/R) with TEMPERAT. SENSOR KTY84-130 DESIGN IM B3 (IM V5, IM V6) PLAIN SHAFT WITHOUT FITTED KEY; BEARING: STANDARD WITH FIXED BEARING, VIBRATION SEVERITY GRADE: R/A, FLANGE ACCURACY: R TERMINAL BOX (ABOVE) CABLE ENTRY ON THE RIGHT SIGNAL CONNECTION D-END | 4909 | TEM | 1 | MC | 106 | 1
1PH81331JF001BA1 | SIMOTICS M COMPACT ASYNCHRONOUS MOTOR 1500RPM, 15KW, 96NM, 34A, 342V 1750RPM,17,5KW, 96NM, 34A, 392V 2000RPM, 20KW, 96NM, 34A, 445V FORCED VENTILATION; DIRECTION OF AIR FLOW DE --> NDE; DEGREE OF PROTECTION IP55 INCREMENT. ENCODER HTL 2048 S/R (ENCODER HTL2048S/R) with TEMPERAT. SENSOR KTY84-130 DESIGN IM B3 (IM V5, IM V6) SHAFT WITH FITTED KEY FULL-KEY BALANCING BEARING: STANDARD WITH FIXED BEARING, VIBRATION SEVERITY GRADE: R/A, FLANGE ACCURACY: R TERMINAL BOX (ABOVE) CABLE ENTRY ON THE RIGHT SIGNAL CONNECTION D-END | 4909 | TEM | 1 | MC | 106 | 1
1PH81331JF002BA1 | SIMOTICS M COMPACT ASYNCHRONOUS MOTOR 1500RPM, 15KW, 96NM, 34A, 342V 1750RPM,17,5KW, 96NM, 34A, 392V 2000RPM, 20KW, 96NM, 34A, 445V FORCED VENTILATION; DIRECTION OF AIR FLOW DE --> NDE; DEGREE OF PROTECTION IP55 INCREMENT. ENCODER HTL 2048 S/R (ENCODER HTL2048S/R) with TEMPERAT. SENSOR KTY84-130 DESIGN IM B3 (IM V5, IM V6) SHAFT WITH FITTED KEY HALF-KEY BALANCING BEARING: STANDARD WITH FIXED BEARING, VIBRATION SEVERITY GRADE: R/A, FLANGE ACCURACY: R TERMINAL BOX (ABOVE) CABLE ENTRY ON THE RIGHT SIGNAL CONNECTION D-END | 4909 | TEM | 1 | MC | 106 | 1
1PH81331JF031BB1 | SIMOTICS M COMPACT ASYNCHRONOUS MOTOR 1500RPM, 15KW, 96NM, 34A, 342V 1750RPM,17,5KW, 96NM, 34A, 392V 2000RPM, 20KW, 96NM, 34A, 445V FORCED VENTILATION; DIRECTION OF AIR FLOW DE --> NDE; DEGREE OF PROTECTION IP55 INCREMENT. ENCODER HTL 2048 S/R (ENCODER HTL2048S/R) with TEMPERAT. SENSOR KTY84-130 DESIGN IM B35 (IM V15, IM V35) SHAFT WITH FITTED KEY FULL-KEY BALANCING BEARING: STANDARD WITH FIXED BEARING, VIBRATION SEVERITY GRADE: R/A, FLANGE ACCURACY: R TERMINAL BOX (ABOVE) CABLE ENTRY ON THE LEFT SIGNAL CONNECTION D-END | 5451 | TEM | 1 | MC | 106 | 1
1PH81331JF032BA1 | SIMOTICS M COMPACT ASYNCHRONOUS MOTOR 1500RPM, 15KW, 96NM, 34A, 342V 1750RPM,17,5KW, 96NM, 34A, 392V 2000RPM, 20KW, 96NM, 34A, 445V FORCED VENTILATION; DIRECTION OF AIR FLOW DE --> NDE; DEGREE OF PROTECTION IP55 INCREMENT. ENCODER HTL 2048 S/R (ENCODER HTL2048S/R) with TEMPERAT. SENSOR KTY84-130 DESIGN IM B35 (IM V15, IM V35) SHAFT WITH FITTED KEY HALF-KEY BALANCING BEARING: STANDARD WITH FIXED BEARING, VIBRATION SEVERITY GRADE: R/A, FLANGE ACCURACY: R TERMINAL BOX (ABOVE) CABLE ENTRY ON THE RIGHT SIGNAL CONNECTION D-END | 5451 | TEM | 1 | MC | 106 | 1
1PH81331JF100BA1 | SIMOTICS M COMPACT ASYNCHRONOUS MOTOR 1500RPM, 15KW, 96NM, 34A, 342V 1750RPM,17,5KW, 96NM, 34A, 392V 2000RPM, 20KW, 96NM, 34A, 445V FORCED VENTILATION; DIRECTION OF AIR FLOW NDE --> DE; DEGREE OF PROTECTION IP55 INCREMENT. ENCODER HTL 2048 S/R (ENCODER HTL2048S/R) with TEMPERAT. SENSOR KTY84-130 DESIGN IM B3 (IM V5, IM V6) PLAIN SHAFT WITHOUT FITTED KEY; BEARING: STANDARD WITH FIXED BEARING, VIBRATION SEVERITY GRADE: R/A, FLANGE ACCURACY: R TERMINAL BOX (ABOVE) CABLE ENTRY ON THE RIGHT SIGNAL CONNECTION D-END | 4909 | TEM | 1 | MC | 106 | 1
1PH81331JF100BB1 | SIMOTICS M COMPACT ASYNCHRONOUS MOTOR 1500RPM, 15KW, 96NM, 34A, 342V 1750RPM,17,5KW, 96NM, 34A, 392V 2000RPM, 20KW, 96NM, 34A, 445V FORCED VENTILATION; DIRECTION OF AIR FLOW NDE --> DE; DEGREE OF PROTECTION IP55 INCREMENT. ENCODER HTL 2048 S/R (ENCODER HTL2048S/R) with TEMPERAT. SENSOR KTY84-130 DESIGN IM B3 (IM V5, IM V6) PLAIN SHAFT WITHOUT FITTED KEY; BEARING: STANDARD WITH FIXED BEARING, VIBRATION SEVERITY GRADE: R/A, FLANGE ACCURACY: R TERMINAL BOX (ABOVE) CABLE ENTRY ON THE LEFT SIGNAL CONNECTION D-END | 4909 | TEM | 1 | MC | 106 | 1
1PH81331JF100BC1 | SIMOTICS M COMPACT ASYNCHRONOUS MOTOR 1500RPM, 15KW, 96NM, 34A, 342V 1750RPM,17,5KW, 96NM, 34A, 392V 2000RPM, 20KW, 96NM, 34A, 445V FORCED VENTILATION; DIRECTION OF AIR FLOW NDE --> DE; DEGREE OF PROTECTION IP55 INCREMENT. ENCODER HTL 2048 S/R (ENCODER HTL2048S/R) with TEMPERAT. SENSOR KTY84-130 DESIGN IM B3 (IM V5, IM V6) PLAIN SHAFT WITHOUT FITTED KEY; BEARING: STANDARD WITH FIXED BEARING, VIBRATION SEVERITY GRADE: R/A, FLANGE ACCURACY: R TERMINAL BOX (ABOVE) CABLE ENTRY ON THE ND-END SIGNAL CONNECTION LEFT | 4909 | TEM | 1 | MC | 106 | 1
1PH81331JF100CA1 | SIMOTICS M COMPACT ASYNCHRONOUS MOTOR 1500RPM, 15KW, 96NM, 34A, 342V 1750RPM,17,5KW, 96NM, 34A, 392V 2000RPM, 20KW, 96NM, 34A, 445V FORCED VENTILATION; DIRECTION OF AIR FLOW NDE --> DE; DEGREE OF PROTECTION IP55 INCREMENT. ENCODER HTL 2048 S/R (ENCODER HTL2048S/R) with TEMPERAT. SENSOR KTY84-130 DESIGN IM B3 (IM V5, IM V6) PLAIN SHAFT WITHOUT FITTED KEY; BEARING: STANDARD WITH FIXED BEARING, VIBRATION SEVERITY GRADE: S/A, SHAFT AND FLANGE ACCURACY: R TERMINAL BOX (ABOVE) CABLE ENTRY ON THE RIGHT SIGNAL CONNECTION D-END | 5104 | TEM | 1 | MC | 106 | 1
1PH81331JF100CB1 | SIMOTICS M COMPACT ASYNCHRONOUS MOTOR 1500RPM, 15KW, 96NM, 34A, 342V 1750RPM,17,5KW, 96NM, 34A, 392V 2000RPM, 20KW, 96NM, 34A, 445V FORCED VENTILATION; DIRECTION OF AIR FLOW NDE --> DE; DEGREE OF PROTECTION IP55 INCREMENT. ENCODER HTL 2048 S/R (ENCODER HTL2048S/R) with TEMPERAT. SENSOR KTY84-130 DESIGN IM B3 (IM V5, IM V6) PLAIN SHAFT WITHOUT FITTED KEY; BEARING: STANDARD WITH FIXED BEARING, VIBRATION SEVERITY GRADE: S/A, SHAFT AND FLANGE ACCURACY: R TERMINAL BOX (ABOVE) CABLE ENTRY ON THE LEFT SIGNAL CONNECTION D-END | 5104 | TEM | 1 | MC | 106 | 1
1PH81331JF100CC1 | SIMOTICS M COMPACT ASYNCHRONOUS MOTOR 1500RPM, 15KW, 96NM, 34A, 342V 1750RPM,17,5KW, 96NM, 34A, 392V 2000RPM, 20KW, 96NM, 34A, 445V FORCED VENTILATION; DIRECTION OF AIR FLOW NDE --> DE; DEGREE OF PROTECTION IP55 INCREMENT. ENCODER HTL 2048 S/R (ENCODER HTL2048S/R) with TEMPERAT. SENSOR KTY84-130 DESIGN IM B3 (IM V5, IM V6) PLAIN SHAFT WITHOUT FITTED KEY; BEARING: STANDARD WITH FIXED BEARING, VIBRATION SEVERITY GRADE: S/A, SHAFT AND FLANGE ACCURACY: R TERMINAL BOX (ABOVE) CABLE ENTRY ON THE ND-END SIGNAL CONNECTION LEFT | 5104 | TEM | 1 | MC | 106 | 1
1PH81331JF102BA1 | SIMOTICS M COMPACT ASYNCHRONOUS MOTOR 1500RPM, 15KW, 96NM, 34A, 342V 1750RPM,17,5KW, 96NM, 34A, 392V 2000RPM, 20KW, 96NM, 34A, 445V FORCED VENTILATION; DIRECTION OF AIR FLOW NDE --> DE; DEGREE OF PROTECTION IP55 INCREMENT. ENCODER HTL 2048 S/R (ENCODER HTL2048S/R) with TEMPERAT. SENSOR KTY84-130 DESIGN IM B3 (IM V5, IM V6) SHAFT WITH FITTED KEY HALF-KEY BALANCING BEARING: STANDARD WITH FIXED BEARING, VIBRATION SEVERITY GRADE: R/A, FLANGE ACCURACY: R TERMINAL BOX (ABOVE) CABLE ENTRY ON THE RIGHT SIGNAL CONNECTION D-END | 4909 | TEM | 1 | MC | 106 | 1
1PH81331JF102BB1 | SIMOTICS M COMPACT ASYNCHRONOUS MOTOR 1500RPM, 15KW, 96NM, 34A, 342V 1750RPM,17,5KW, 96NM, 34A, 392V 2000RPM, 20KW, 96NM, 34A, 445V FORCED VENTILATION; DIRECTION OF AIR FLOW NDE --> DE; DEGREE OF PROTECTION IP55 INCREMENT. ENCODER HTL 2048 S/R (ENCODER HTL2048S/R) with TEMPERAT. SENSOR KTY84-130 DESIGN IM B3 (IM V5, IM V6) SHAFT WITH FITTED KEY HALF-KEY BALANCING BEARING: STANDARD WITH FIXED BEARING, VIBRATION SEVERITY GRADE: R/A, FLANGE ACCURACY: R TERMINAL BOX (ABOVE) CABLE ENTRY ON THE LEFT SIGNAL CONNECTION D-END | 4909 | TEM | 1 | MC | 106 | 1
1PH81331JF102BC1 | SIMOTICS M COMPACT ASYNCHRONOUS MOTOR 1500RPM, 15KW, 96NM, 34A, 342V 1750RPM,17,5KW, 96NM, 34A, 392V 2000RPM, 20KW, 96NM, 34A, 445V FORCED VENTILATION; DIRECTION OF AIR FLOW NDE --> DE; DEGREE OF PROTECTION IP55 INCREMENT. ENCODER HTL 2048 S/R (ENCODER HTL2048S/R) with TEMPERAT. SENSOR KTY84-130 DESIGN IM B3 (IM V5, IM V6) SHAFT WITH FITTED KEY HALF-KEY BALANCING BEARING: STANDARD WITH FIXED BEARING, VIBRATION SEVERITY GRADE: R/A, FLANGE ACCURACY: R TERMINAL BOX (ABOVE) CABLE ENTRY ON THE ND-END SIGNAL CONNECTION LEFT | 4909 | TEM | 1 | MC | 106 | 1
1PH81331JF102CA1 | SIMOTICS M COMPACT ASYNCHRONOUS MOTOR 1500RPM, 15KW, 96NM, 34A, 342V 1750RPM,17,5KW, 96NM, 34A, 392V 2000RPM, 20KW, 96NM, 34A, 445V FORCED VENTILATION; DIRECTION OF AIR FLOW NDE --> DE; DEGREE OF PROTECTION IP55 INCREMENT. ENCODER HTL 2048 S/R (ENCODER HTL2048S/R) with TEMPERAT. SENSOR KTY84-130 DESIGN IM B3 (IM V5, IM V6) SHAFT WITH FITTED KEY HALF-KEY BALANCING BEARING: STANDARD WITH FIXED BEARING, VIBRATION SEVERITY GRADE: S/A, SHAFT AND FLANGE ACCURACY: R TERMINAL BOX (ABOVE) CABLE ENTRY ON THE RIGHT SIGNAL CONNECTION D-END | 5104 | TEM | 1 | MC | 106 | 1
1PH81331JF102CB1 | SIMOTICS M COMPACT ASYNCHRONOUS MOTOR 1500RPM, 15KW, 96NM, 34A, 342V 1750RPM,17,5KW, 96NM, 34A, 392V 2000RPM, 20KW, 96NM, 34A, 445V FORCED VENTILATION; DIRECTION OF AIR FLOW NDE --> DE; DEGREE OF PROTECTION IP55 INCREMENT. ENCODER HTL 2048 S/R (ENCODER HTL2048S/R) with TEMPERAT. SENSOR KTY84-130 DESIGN IM B3 (IM V5, IM V6) SHAFT WITH FITTED KEY HALF-KEY BALANCING BEARING: STANDARD WITH FIXED BEARING, VIBRATION SEVERITY GRADE: S/A, SHAFT AND FLANGE ACCURACY: R TERMINAL BOX (ABOVE) CABLE ENTRY ON THE LEFT SIGNAL CONNECTION D-END | 5104 | TEM | 1 | MC | 106 | 1
1PH81331JF102CC1 | SIMOTICS M COMPACT ASYNCHRONOUS MOTOR 1500RPM, 15KW, 96NM, 34A, 342V 1750RPM,17,5KW, 96NM, 34A, 392V 2000RPM, 20KW, 96NM, 34A, 445V FORCED VENTILATION; DIRECTION OF AIR FLOW NDE --> DE; DEGREE OF PROTECTION IP55 INCREMENT. ENCODER HTL 2048 S/R (ENCODER HTL2048S/R) with TEMPERAT. SENSOR KTY84-130 DESIGN IM B3 (IM V5, IM V6) SHAFT WITH FITTED KEY HALF-KEY BALANCING BEARING: STANDARD WITH FIXED BEARING, VIBRATION SEVERITY GRADE: S/A, SHAFT AND FLANGE ACCURACY: R TERMINAL BOX (ABOVE) CABLE ENTRY ON THE ND-END SIGNAL CONNECTION LEFT | 5104 | TEM | 1 | MC | 106 | 1
1PH81331JF102DA1 | SIMOTICS M COMPACT ASYNCHRONOUS MOTOR 1500RPM, 15KW, 96NM, 34A, 342V 1750RPM,17,5KW, 96NM, 34A, 392V 2000RPM, 20KW, 96NM, 34A, 445V FORCED VENTILATION; DIRECTION OF AIR FLOW NDE --> DE; DEGREE OF PROTECTION IP55 INCREMENT. ENCODER HTL 2048 S/R (ENCODER HTL2048S/R) with TEMPERAT. SENSOR KTY84-130 DESIGN IM B3 (IM V5, IM V6) SHAFT WITH FITTED KEY HALF-KEY BALANCING BEARING: STANDARD WITH FIXED BEARING, VIBRATION SEVERITY GRADE: SR/A, SHAFT AND FLANGE ACCURACY: R TERMINAL BOX (ABOVE) CABLE ENTRY ON THE RIGHT SIGNAL CONNECTION D-END | 5174 | TEM | 1 | MC | 106 | 1
1PH81331JF102DB1 | SIMOTICS M COMPACT ASYNCHRONOUS MOTOR 1500RPM, 15KW, 96NM, 34A, 342V 1750RPM,17,5KW, 96NM, 34A, 392V 2000RPM, 20KW, 96NM, 34A, 445V FORCED VENTILATION; DIRECTION OF AIR FLOW NDE --> DE; DEGREE OF PROTECTION IP55 INCREMENT. ENCODER HTL 2048 S/R (ENCODER HTL2048S/R) with TEMPERAT. SENSOR KTY84-130 DESIGN IM B3 (IM V5, IM V6) SHAFT WITH FITTED KEY HALF-KEY BALANCING BEARING: STANDARD WITH FIXED BEARING, VIBRATION SEVERITY GRADE: SR/A, SHAFT AND FLANGE ACCURACY: R TERMINAL BOX (ABOVE) CABLE ENTRY ON THE LEFT SIGNAL CONNECTION D-END | 5174 | TEM | 1 | MC | 106 | 1
1PH81331JF120BA1 | SIMOTICS M COMPACT ASYNCHRONOUS MOTOR 1500RPM, 15KW, 96NM, 34A, 342V 1750RPM,17,5KW, 96NM, 34A, 392V 2000RPM, 20KW, 96NM, 34A, 445V FORCED VENTILATION; DIRECTION OF AIR FLOW NDE --> DE; DEGREE OF PROTECTION IP55 INCREMENT. ENCODER HTL 2048 S/R (ENCODER HTL2048S/R) with TEMPERAT. SENSOR KTY84-130 DESIGN IM B5 (IMV 1,IM V3) PLAIN SHAFT WITHOUT FITTED KEY; BEARING: STANDARD WITH FIXED BEARING, VIBRATION SEVERITY GRADE: R/A, FLANGE ACCURACY: R TERMINAL BOX (ABOVE) CABLE ENTRY ON THE RIGHT SIGNAL CONNECTION D-END | 5147 | TEM | 1 | MC | 106 | 1
1PH81331JF120BB1 | SIMOTICS M COMPACT ASYNCHRONOUS MOTOR 1500RPM, 15KW, 96NM, 34A, 342V 1750RPM,17,5KW, 96NM, 34A, 392V 2000RPM, 20KW, 96NM, 34A, 445V FORCED VENTILATION; DIRECTION OF AIR FLOW NDE --> DE; DEGREE OF PROTECTION IP55 INCREMENT. ENCODER HTL 2048 S/R (ENCODER HTL2048S/R) with TEMPERAT. SENSOR KTY84-130 DESIGN IM B5 (IMV 1,IM V3) PLAIN SHAFT WITHOUT FITTED KEY; BEARING: STANDARD WITH FIXED BEARING, VIBRATION SEVERITY GRADE: R/A, FLANGE ACCURACY: R TERMINAL BOX (ABOVE) CABLE ENTRY ON THE LEFT SIGNAL CONNECTION D-END | 5147 | TEM | 1 | MC | 106 | 1
1PH81331JF120BC1 | SIMOTICS M COMPACT ASYNCHRONOUS MOTOR 1500RPM, 15KW, 96NM, 34A, 342V 1750RPM,17,5KW, 96NM, 34A, 392V 2000RPM, 20KW, 96NM, 34A, 445V FORCED VENTILATION; DIRECTION OF AIR FLOW NDE --> DE; DEGREE OF PROTECTION IP55 INCREMENT. ENCODER HTL 2048 S/R (ENCODER HTL2048S/R) with TEMPERAT. SENSOR KTY84-130 DESIGN IM B5 (IMV 1,IM V3) PLAIN SHAFT WITHOUT FITTED KEY; BEARING: STANDARD WITH FIXED BEARING, VIBRATION SEVERITY GRADE: R/A, FLANGE ACCURACY: R TERMINAL BOX (ABOVE) CABLE ENTRY ON THE ND-END SIGNAL CONNECTION LEFT | 5147 | TEM | 1 | MC | 106 | 1
1PH81331JF120CA1 | SIMOTICS M COMPACT ASYNCHRONOUS MOTOR 1500RPM, 15KW, 96NM, 34A, 342V 1750RPM,17,5KW, 96NM, 34A, 392V 2000RPM, 20KW, 96NM, 34A, 445V FORCED VENTILATION; DIRECTION OF AIR FLOW NDE --> DE; DEGREE OF PROTECTION IP55 INCREMENT. ENCODER HTL 2048 S/R (ENCODER HTL2048S/R) with TEMPERAT. SENSOR KTY84-130 DESIGN IM B5 (IMV 1,IM V3) PLAIN SHAFT WITHOUT FITTED KEY; BEARING: STANDARD WITH FIXED BEARING, VIBRATION SEVERITY GRADE: S/A, SHAFT AND FLANGE ACCURACY: R TERMINAL BOX (ABOVE) CABLE ENTRY ON THE RIGHT SIGNAL CONNECTION D-END | 5342 | TEM | 1 | MC | 106 | 1
1PH81331JF120CB1 | SIMOTICS M COMPACT ASYNCHRONOUS MOTOR 1500RPM, 15KW, 96NM, 34A, 342V 1750RPM,17,5KW, 96NM, 34A, 392V 2000RPM, 20KW, 96NM, 34A, 445V FORCED VENTILATION; DIRECTION OF AIR FLOW NDE --> DE; DEGREE OF PROTECTION IP55 INCREMENT. ENCODER HTL 2048 S/R (ENCODER HTL2048S/R) with TEMPERAT. SENSOR KTY84-130 DESIGN IM B5 (IMV 1,IM V3) PLAIN SHAFT WITHOUT FITTED KEY; BEARING: STANDARD WITH FIXED BEARING, VIBRATION SEVERITY GRADE: S/A, SHAFT AND FLANGE ACCURACY: R TERMINAL BOX (ABOVE) CABLE ENTRY ON THE LEFT SIGNAL CONNECTION D-END | 5342 | TEM | 1 | MC | 106 | 1
1PH81331JF120CC1 | SIMOTICS M COMPACT ASYNCHRONOUS MOTOR 1500RPM, 15KW, 96NM, 34A, 342V 1750RPM,17,5KW, 96NM, 34A, 392V 2000RPM, 20KW, 96NM, 34A, 445V FORCED VENTILATION; DIRECTION OF AIR FLOW NDE --> DE; DEGREE OF PROTECTION IP55 INCREMENT. ENCODER HTL 2048 S/R (ENCODER HTL2048S/R) with TEMPERAT. SENSOR KTY84-130 DESIGN IM B5 (IMV 1,IM V3) PLAIN SHAFT WITHOUT FITTED KEY; BEARING: STANDARD WITH FIXED BEARING, VIBRATION SEVERITY GRADE: S/A, SHAFT AND FLANGE ACCURACY: R TERMINAL BOX (ABOVE) CABLE ENTRY ON THE ND-END SIGNAL CONNECTION LEFT | 5342 | TEM | 1 | MC | 106 | 1
1PH81331JF122BA1 | SIMOTICS M COMPACT ASYNCHRONOUS MOTOR 1500RPM, 15KW, 96NM, 34A, 342V 1750RPM,17,5KW, 96NM, 34A, 392V 2000RPM, 20KW, 96NM, 34A, 445V FORCED VENTILATION; DIRECTION OF AIR FLOW NDE --> DE; DEGREE OF PROTECTION IP55 INCREMENT. ENCODER HTL 2048 S/R (ENCODER HTL2048S/R) with TEMPERAT. SENSOR KTY84-130 DESIGN IM B5 (IMV 1,IM V3) SHAFT WITH FITTED KEY HALF-KEY BALANCING BEARING: STANDARD WITH FIXED BEARING, VIBRATION SEVERITY GRADE: R/A, FLANGE ACCURACY: R TERMINAL BOX (ABOVE) CABLE ENTRY ON THE RIGHT SIGNAL CONNECTION D-END | 5147 | TEM | 1 | MC | 106 | 1
1PH81331JF122BB1 | SIMOTICS M COMPACT ASYNCHRONOUS MOTOR 1500RPM, 15KW, 96NM, 34A, 342V 1750RPM,17,5KW, 96NM, 34A, 392V 2000RPM, 20KW, 96NM, 34A, 445V FORCED VENTILATION; DIRECTION OF AIR FLOW NDE --> DE; DEGREE OF PROTECTION IP55 INCREMENT. ENCODER HTL 2048 S/R (ENCODER HTL2048S/R) with TEMPERAT. SENSOR KTY84-130 DESIGN IM B5 (IMV 1,IM V3) SHAFT WITH FITTED KEY HALF-KEY BALANCING BEARING: STANDARD WITH FIXED BEARING, VIBRATION SEVERITY GRADE: R/A, FLANGE ACCURACY: R TERMINAL BOX (ABOVE) CABLE ENTRY ON THE LEFT SIGNAL CONNECTION D-END | 5147 | TEM | 1 | MC | 106 | 1
1PH81331JF122BC1 | SIMOTICS M COMPACT ASYNCHRONOUS MOTOR 1500RPM, 15KW, 96NM, 34A, 342V 1750RPM,17,5KW, 96NM, 34A, 392V 2000RPM, 20KW, 96NM, 34A, 445V FORCED VENTILATION; DIRECTION OF AIR FLOW NDE --> DE; DEGREE OF PROTECTION IP55 INCREMENT. ENCODER HTL 2048 S/R (ENCODER HTL2048S/R) with TEMPERAT. SENSOR KTY84-130 DESIGN IM B5 (IMV 1,IM V3) SHAFT WITH FITTED KEY HALF-KEY BALANCING BEARING: STANDARD WITH FIXED BEARING, VIBRATION SEVERITY GRADE: R/A, FLANGE ACCURACY: R TERMINAL BOX (ABOVE) CABLE ENTRY ON THE ND-END SIGNAL CONNECTION LEFT | 5147 | TEM | 1 | MC | 106 | 1
1PH81331JF122CA1 | SIMOTICS M COMPACT ASYNCHRONOUS MOTOR 1500RPM, 15KW, 96NM, 34A, 342V 1750RPM,17,5KW, 96NM, 34A, 392V 2000RPM, 20KW, 96NM, 34A, 445V FORCED VENTILATION; DIRECTION OF AIR FLOW NDE --> DE; DEGREE OF PROTECTION IP55 INCREMENT. ENCODER HTL 2048 S/R (ENCODER HTL2048S/R) with TEMPERAT. SENSOR KTY84-130 DESIGN IM B5 (IMV 1,IM V3) SHAFT WITH FITTED KEY HALF-KEY BALANCING BEARING: STANDARD WITH FIXED BEARING, VIBRATION SEVERITY GRADE: S/A, SHAFT AND FLANGE ACCURACY: R TERMINAL BOX (ABOVE) CABLE ENTRY ON THE RIGHT SIGNAL CONNECTION D-END | 5342 | TEM | 1 | MC | 106 | 1
1PH81331JF122CB1 | SIMOTICS M COMPACT ASYNCHRONOUS MOTOR 1500RPM, 15KW, 96NM, 34A, 342V 1750RPM,17,5KW, 96NM, 34A, 392V 2000RPM, 20KW, 96NM, 34A, 445V FORCED VENTILATION; DIRECTION OF AIR FLOW NDE --> DE; DEGREE OF PROTECTION IP55 INCREMENT. ENCODER HTL 2048 S/R (ENCODER HTL2048S/R) with TEMPERAT. SENSOR KTY84-130 DESIGN IM B5 (IMV 1,IM V3) SHAFT WITH FITTED KEY HALF-KEY BALANCING BEARING: STANDARD WITH FIXED BEARING, VIBRATION SEVERITY GRADE: S/A, SHAFT AND FLANGE ACCURACY: R TERMINAL BOX (ABOVE) CABLE ENTRY ON THE LEFT SIGNAL CONNECTION D-END | 5342 | TEM | 1 | MC | 106 | 1
1PH81331JF122CC1 | SIMOTICS M COMPACT ASYNCHRONOUS MOTOR 1500RPM, 15KW, 96NM, 34A, 342V 1750RPM,17,5KW, 96NM, 34A, 392V 2000RPM, 20KW, 96NM, 34A, 445V FORCED VENTILATION; DIRECTION OF AIR FLOW NDE --> DE; DEGREE OF PROTECTION IP55 INCREMENT. ENCODER HTL 2048 S/R (ENCODER HTL2048S/R) with TEMPERAT. SENSOR KTY84-130 DESIGN IM B5 (IMV 1,IM V3) SHAFT WITH FITTED KEY HALF-KEY BALANCING BEARING: STANDARD WITH FIXED BEARING, VIBRATION SEVERITY GRADE: S/A, SHAFT AND FLANGE ACCURACY: R TERMINAL BOX (ABOVE) CABLE ENTRY ON THE ND-END SIGNAL CONNECTION LEFT | 5342 | TEM | 1 | MC | 106 | 1
1PH81331JF122GA1 | SIMOTICS M COMPACT ASYNCHRONOUS MOTOR 1500RPM, 15KW, 96NM, 34A, 342V 1750RPM,17,5KW, 96NM, 34A, 392V 2000RPM, 20KW, 96NM, 34A, 445V FORCED VENTILATION; DIRECTION OF AIR FLOW NDE --> DE; DEGREE OF PROTECTION IP55 INCREMENT. ENCODER HTL 2048 S/R (ENCODER HTL2048S/R) with TEMPERAT. SENSOR KTY84-130 DESIGN IM B5 (IMV 1,IM V3) SHAFT WITH FITTED KEY HALF-KEY BALANCING BEARING: STANDARD, VIBRATION SEVERITY GRADE: R/A, SHAFT AND FLANGE ACCURACY: R TERMINAL BOX (ABOVE) CABLE ENTRY ON THE RIGHT SIGNAL CONNECTION D-END | 4862 | TEM | 1 | MC | 106 | 1
1PH81331JF130BA1 | SIMOTICS M COMPACT ASYNCHRONOUS MOTOR 1500RPM, 15KW, 96NM, 34A, 342V 1750RPM,17,5KW, 96NM, 34A, 392V 2000RPM, 20KW, 96NM, 34A, 445V FORCED VENTILATION; DIRECTION OF AIR FLOW NDE --> DE; DEGREE OF PROTECTION IP55 INCREMENT. ENCODER HTL 2048 S/R (ENCODER HTL2048S/R) with TEMPERAT. SENSOR KTY84-130 DESIGN IM B35 (IM V15, IM V35) PLAIN SHAFT WITHOUT FITTED KEY; BEARING: STANDARD WITH FIXED BEARING, VIBRATION SEVERITY GRADE: R/A, FLANGE ACCURACY: R TERMINAL BOX (ABOVE) CABLE ENTRY ON THE RIGHT SIGNAL CONNECTION D-END | 5451 | TEM | 1 | MC | 106 | 1
1PH81331JF130BB1 | SIMOTICS M COMPACT ASYNCHRONOUS MOTOR 1500RPM, 15KW, 96NM, 34A, 342V 1750RPM,17,5KW, 96NM, 34A, 392V 2000RPM, 20KW, 96NM, 34A, 445V FORCED VENTILATION; DIRECTION OF AIR FLOW NDE --> DE; DEGREE OF PROTECTION IP55 INCREMENT. ENCODER HTL 2048 S/R (ENCODER HTL2048S/R) with TEMPERAT. SENSOR KTY84-130 DESIGN IM B35 (IM V15, IM V35) PLAIN SHAFT WITHOUT FITTED KEY; BEARING: STANDARD WITH FIXED BEARING, VIBRATION SEVERITY GRADE: R/A, FLANGE ACCURACY: R TERMINAL BOX (ABOVE) CABLE ENTRY ON THE LEFT SIGNAL CONNECTION D-END | 5451 | TEM | 1 | MC | 106 | 1
1PH81331JF130BC1 | SIMOTICS M COMPACT ASYNCHRONOUS MOTOR 1500RPM, 15KW, 96NM, 34A, 342V 1750RPM,17,5KW, 96NM, 34A, 392V 2000RPM, 20KW, 96NM, 34A, 445V FORCED VENTILATION; DIRECTION OF AIR FLOW NDE --> DE; DEGREE OF PROTECTION IP55 INCREMENT. ENCODER HTL 2048 S/R (ENCODER HTL2048S/R) with TEMPERAT. SENSOR KTY84-130 DESIGN IM B35 (IM V15, IM V35) PLAIN SHAFT WITHOUT FITTED KEY; BEARING: STANDARD WITH FIXED BEARING, VIBRATION SEVERITY GRADE: R/A, FLANGE ACCURACY: R TERMINAL BOX (ABOVE) CABLE ENTRY ON THE ND-END SIGNAL CONNECTION LEFT | 5451 | TEM | 1 | MC | 106 | 1
1PH81331JF130CA1 | SIMOTICS M COMPACT ASYNCHRONOUS MOTOR 1500RPM, 15KW, 96NM, 34A, 342V 1750RPM,17,5KW, 96NM, 34A, 392V 2000RPM, 20KW, 96NM, 34A, 445V FORCED VENTILATION; DIRECTION OF AIR FLOW NDE --> DE; DEGREE OF PROTECTION IP55 INCREMENT. ENCODER HTL 2048 S/R (ENCODER HTL2048S/R) with TEMPERAT. SENSOR KTY84-130 DESIGN IM B35 (IM V15, IM V35) PLAIN SHAFT WITHOUT FITTED KEY; BEARING: STANDARD WITH FIXED BEARING, VIBRATION SEVERITY GRADE: S/A, SHAFT AND FLANGE ACCURACY: R TERMINAL BOX (ABOVE) CABLE ENTRY ON THE RIGHT SIGNAL CONNECTION D-END | 5646 | TEM | 1 | MC | 106 | 1
1PH81331JF130CB1 | SIMOTICS M COMPACT ASYNCHRONOUS MOTOR 1500RPM, 15KW, 96NM, 34A, 342V 1750RPM,17,5KW, 96NM, 34A, 392V 2000RPM, 20KW, 96NM, 34A, 445V FORCED VENTILATION; DIRECTION OF AIR FLOW NDE --> DE; DEGREE OF PROTECTION IP55 INCREMENT. ENCODER HTL 2048 S/R (ENCODER HTL2048S/R) with TEMPERAT. SENSOR KTY84-130 DESIGN IM B35 (IM V15, IM V35) PLAIN SHAFT WITHOUT FITTED KEY; BEARING: STANDARD WITH FIXED BEARING, VIBRATION SEVERITY GRADE: S/A, SHAFT AND FLANGE ACCURACY: R TERMINAL BOX (ABOVE) CABLE ENTRY ON THE LEFT SIGNAL CONNECTION D-END | 5646 | TEM | 1 | MC | 106 | 1
1PH81331JF130CC1 | SIMOTICS M COMPACT ASYNCHRONOUS MOTOR 1500RPM, 15KW, 96NM, 34A, 342V 1750RPM,17,5KW, 96NM, 34A, 392V 2000RPM, 20KW, 96NM, 34A, 445V FORCED VENTILATION; DIRECTION OF AIR FLOW NDE --> DE; DEGREE OF PROTECTION IP55 INCREMENT. ENCODER HTL 2048 S/R (ENCODER HTL2048S/R) with TEMPERAT. SENSOR KTY84-130 DESIGN IM B35 (IM V15, IM V35) PLAIN SHAFT WITHOUT FITTED KEY; BEARING: STANDARD WITH FIXED BEARING, VIBRATION SEVERITY GRADE: S/A, SHAFT AND FLANGE ACCURACY: R TERMINAL BOX (ABOVE) CABLE ENTRY ON THE ND-END SIGNAL CONNECTION LEFT | 5646 | TEM | 1 | MC | 106 | 1
1PH81331JF131BA1 | SIMOTICS M COMPACT ASYNCHRONOUS MOTOR 1500RPM, 15KW, 96NM, 34A, 342V 1750RPM,17,5KW, 96NM, 34A, 392V 2000RPM, 20KW, 96NM, 34A, 445V FORCED VENTILATION; DIRECTION OF AIR FLOW NDE --> DE; DEGREE OF PROTECTION IP55 INCREMENT. ENCODER HTL 2048 S/R (ENCODER HTL2048S/R) with TEMPERAT. SENSOR KTY84-130 DESIGN IM B35 (IM V15, IM V35) SHAFT WITH FITTED KEY FULL-KEY BALANCING BEARING: STANDARD WITH FIXED BEARING, VIBRATION SEVERITY GRADE: R/A, FLANGE ACCURACY: R TERMINAL BOX (ABOVE) CABLE ENTRY ON THE RIGHT SIGNAL CONNECTION D-END | 5451 | TEM | 1 | MC | 106 | 1
1PH81331JF132BA1 | SIMOTICS M COMPACT ASYNCHRONOUS MOTOR 1500RPM, 15KW, 96NM, 34A, 342V 1750RPM,17,5KW, 96NM, 34A, 392V 2000RPM, 20KW, 96NM, 34A, 445V FORCED VENTILATION; DIRECTION OF AIR FLOW NDE --> DE; DEGREE OF PROTECTION IP55 INCREMENT. ENCODER HTL 2048 S/R (ENCODER HTL2048S/R) with TEMPERAT. SENSOR KTY84-130 DESIGN IM B35 (IM V15, IM V35) SHAFT WITH FITTED KEY HALF-KEY BALANCING BEARING: STANDARD WITH FIXED BEARING, VIBRATION SEVERITY GRADE: R/A, FLANGE ACCURACY: R TERMINAL BOX (ABOVE) CABLE ENTRY ON THE RIGHT SIGNAL CONNECTION D-END | 5451 | TEM | 1 | MC | 106 | 1
1PH81331JF132BB1 | SIMOTICS M COMPACT ASYNCHRONOUS MOTOR 1500RPM, 15KW, 96NM, 34A, 342V 1750RPM,17,5KW, 96NM, 34A, 392V 2000RPM, 20KW, 96NM, 34A, 445V FORCED VENTILATION; DIRECTION OF AIR FLOW NDE --> DE; DEGREE OF PROTECTION IP55 INCREMENT. ENCODER HTL 2048 S/R (ENCODER HTL2048S/R) with TEMPERAT. SENSOR KTY84-130 DESIGN IM B35 (IM V15, IM V35) SHAFT WITH FITTED KEY HALF-KEY BALANCING BEARING: STANDARD WITH FIXED BEARING, VIBRATION SEVERITY GRADE: R/A, FLANGE ACCURACY: R TERMINAL BOX (ABOVE) CABLE ENTRY ON THE LEFT SIGNAL CONNECTION D-END | 5451 | TEM | 1 | MC | 106 | 1
1PH81331JF132BC1 | SIMOTICS M COMPACT ASYNCHRONOUS MOTOR 1500RPM, 15KW, 96NM, 34A, 342V 1750RPM,17,5KW, 96NM, 34A, 392V 2000RPM, 20KW, 96NM, 34A, 445V FORCED VENTILATION; DIRECTION OF AIR FLOW NDE --> DE; DEGREE OF PROTECTION IP55 INCREMENT. ENCODER HTL 2048 S/R (ENCODER HTL2048S/R) with TEMPERAT. SENSOR KTY84-130 DESIGN IM B35 (IM V15, IM V35) SHAFT WITH FITTED KEY HALF-KEY BALANCING BEARING: STANDARD WITH FIXED BEARING, VIBRATION SEVERITY GRADE: R/A, FLANGE ACCURACY: R TERMINAL BOX (ABOVE) CABLE ENTRY ON THE ND-END SIGNAL CONNECTION LEFT | 5451 | TEM | 1 | MC | 106 | 1
1PH81331JF132CA1 | SIMOTICS M COMPACT ASYNCHRONOUS MOTOR 1500RPM, 15KW, 96NM, 34A, 342V 1750RPM,17,5KW, 96NM, 34A, 392V 2000RPM, 20KW, 96NM, 34A, 445V FORCED VENTILATION; DIRECTION OF AIR FLOW NDE --> DE; DEGREE OF PROTECTION IP55 INCREMENT. ENCODER HTL 2048 S/R (ENCODER HTL2048S/R) with TEMPERAT. SENSOR KTY84-130 DESIGN IM B35 (IM V15, IM V35) SHAFT WITH FITTED KEY HALF-KEY BALANCING BEARING: STANDARD WITH FIXED BEARING, VIBRATION SEVERITY GRADE: S/A, SHAFT AND FLANGE ACCURACY: R TERMINAL BOX (ABOVE) CABLE ENTRY ON THE RIGHT SIGNAL CONNECTION D-END | 5646 | TEM | 1 | MC | 106 | 1
1PH81331JF132CB1 | SIMOTICS M COMPACT ASYNCHRONOUS MOTOR 1500RPM, 15KW, 96NM, 34A, 342V 1750RPM,17,5KW, 96NM, 34A, 392V 2000RPM, 20KW, 96NM, 34A, 445V FORCED VENTILATION; DIRECTION OF AIR FLOW NDE --> DE; DEGREE OF PROTECTION IP55 INCREMENT. ENCODER HTL 2048 S/R (ENCODER HTL2048S/R) with TEMPERAT. SENSOR KTY84-130 DESIGN IM B35 (IM V15, IM V35) SHAFT WITH FITTED KEY HALF-KEY BALANCING BEARING: STANDARD WITH FIXED BEARING, VIBRATION SEVERITY GRADE: S/A, SHAFT AND FLANGE ACCURACY: R TERMINAL BOX (ABOVE) CABLE ENTRY ON THE LEFT SIGNAL CONNECTION D-END | 5646 | TEM | 1 | MC | 106 | 1
1PH81331JF132CC1 | SIMOTICS M COMPACT ASYNCHRONOUS MOTOR 1500RPM, 15KW, 96NM, 34A, 342V 1750RPM,17,5KW, 96NM, 34A, 392V 2000RPM, 20KW, 96NM, 34A, 445V FORCED VENTILATION; DIRECTION OF AIR FLOW NDE --> DE; DEGREE OF PROTECTION IP55 INCREMENT. ENCODER HTL 2048 S/R (ENCODER HTL2048S/R) with TEMPERAT. SENSOR KTY84-130 DESIGN IM B35 (IM V15, IM V35) SHAFT WITH FITTED KEY HALF-KEY BALANCING BEARING: STANDARD WITH FIXED BEARING, VIBRATION SEVERITY GRADE: S/A, SHAFT AND FLANGE ACCURACY: R TERMINAL BOX (ABOVE) CABLE ENTRY ON THE ND-END SIGNAL CONNECTION LEFT | 5646 | TEM | 1 | MC | 106 | 1
1PH81331JF132FA1 | SIMOTICS M COMPACT ASYNCHRONOUS MOTOR 1500RPM, 15KW, 96NM, 34A, 342V 1750RPM,17,5KW, 96NM, 34A, 392V 2000RPM, 20KW, 96NM, 34A, 445V FORCED VENTILATION; DIRECTION OF AIR FLOW NDE --> DE; DEGREE OF PROTECTION IP55 INCREMENT. ENCODER HTL 2048 S/R (ENCODER HTL2048S/R) with TEMPERAT. SENSOR KTY84-130 DESIGN IM B35 (IM V15, IM V35) SHAFT WITH FITTED KEY HALF-KEY BALANCING BEARING: INCREASED RADIAL FORCES, VIBRATION SEVERITY GRADE: R/A, SHAFT AND FLANGE ACCURACY: R TERMINAL BOX (ABOVE) CABLE ENTRY ON THE RIGHT SIGNAL CONNECTION D-END | 5582 | TEM | 1 | MC | 106 | 1
1PH81331JF200BA1 | SIMOTICS M COMPACT ASYNCHRONOUS MOTOR 1500RPM, 17KW, 108NM, 38A, 345V 1750RPM, 19,5KW, 106NM, 38A, 40 2000RPM, 22,5KW, 107NM, 38A, 45 WATER COOLING DEGREE OF PROTECTION IP65 INCREMENT. ENCODER HTL 2048 S/R (ENCODER HTL2048S/R) with TEMPERAT. SENSOR KTY84-130 DESIGN IM B3 (IM V5, IM V6) PLAIN SHAFT WITHOUT FITTED KEY; BEARING: STANDARD WITH FIXED BEARING, VIBRATION SEVERITY GRADE: R/A, FLANGE ACCURACY: R TERMINAL BOX (ABOVE) CABLE ENTRY ON THE RIGHT SIGNAL CONNECTION D-END | 5715 | TEM | 1 | MC | 123 | 1
1PH81331JF200BB1 | SIMOTICS M COMPACT ASYNCHRONOUS MOTOR 1500RPM, 17KW, 108NM, 38A, 345V 1750RPM, 19,5KW, 106NM, 38A, 40 2000RPM, 22,5KW, 107NM, 38A, 45 WATER COOLING DEGREE OF PROTECTION IP65 INCREMENT. ENCODER HTL 2048 S/R (ENCODER HTL2048S/R) with TEMPERAT. SENSOR KTY84-130 DESIGN IM B3 (IM V5, IM V6) PLAIN SHAFT WITHOUT FITTED KEY; BEARING: STANDARD WITH FIXED BEARING, VIBRATION SEVERITY GRADE: R/A, FLANGE ACCURACY: R TERMINAL BOX (ABOVE) CABLE ENTRY ON THE LEFT SIGNAL CONNECTION D-END | 5715 | TEM | 1 | MC | 123 | 1
1PH81331JF200BC1 | SIMOTICS M COMPACT ASYNCHRONOUS MOTOR 1500RPM, 17KW, 108NM, 38A, 345V 1750RPM, 19,5KW, 106NM, 38A, 40 2000RPM, 22,5KW, 107NM, 38A, 45 WATER COOLING DEGREE OF PROTECTION IP65 INCREMENT. ENCODER HTL 2048 S/R (ENCODER HTL2048S/R) with TEMPERAT. SENSOR KTY84-130 DESIGN IM B3 (IM V5, IM V6) PLAIN SHAFT WITHOUT FITTED KEY; BEARING: STANDARD WITH FIXED BEARING, VIBRATION SEVERITY GRADE: R/A, FLANGE ACCURACY: R TERMINAL BOX (ABOVE) CABLE ENTRY ON THE ND-END SIGNAL CONNECTION LEFT | 5715 | TEM | 1 | MC | 123 | 1
1PH81331JF200CA1 | SIMOTICS M COMPACT ASYNCHRONOUS MOTOR 1500RPM, 17KW, 108NM, 38A, 345V 1750RPM, 19,5KW, 106NM, 38A, 40 2000RPM, 22,5KW, 107NM, 38A, 45 WATER COOLING DEGREE OF PROTECTION IP65 INCREMENT. ENCODER HTL 2048 S/R (ENCODER HTL2048S/R) with TEMPERAT. SENSOR KTY84-130 DESIGN IM B3 (IM V5, IM V6) PLAIN SHAFT WITHOUT FITTED KEY; BEARING: STANDARD WITH FIXED BEARING, VIBRATION SEVERITY GRADE: S/A, SHAFT AND FLANGE ACCURACY: R TERMINAL BOX (ABOVE) CABLE ENTRY ON THE RIGHT SIGNAL CONNECTION D-END | 5910 | TEM | 1 | MC | 123 | 1
1PH81331JF200CB1 | SIMOTICS M COMPACT ASYNCHRONOUS MOTOR 1500RPM, 17KW, 108NM, 38A, 345V 1750RPM, 19,5KW, 106NM, 38A, 40 2000RPM, 22,5KW, 107NM, 38A, 45 WATER COOLING DEGREE OF PROTECTION IP65 INCREMENT. ENCODER HTL 2048 S/R (ENCODER HTL2048S/R) with TEMPERAT. SENSOR KTY84-130 DESIGN IM B3 (IM V5, IM V6) PLAIN SHAFT WITHOUT FITTED KEY; BEARING: STANDARD WITH FIXED BEARING, VIBRATION SEVERITY GRADE: S/A, SHAFT AND FLANGE ACCURACY: R TERMINAL BOX (ABOVE) CABLE ENTRY ON THE LEFT SIGNAL CONNECTION D-END | 5910 | TEM | 1 | MC | 123 | 1
1PH81331JF200CC1 | SIMOTICS M COMPACT ASYNCHRONOUS MOTOR 1500RPM, 17KW, 108NM, 38A, 345V 1750RPM, 19,5KW, 106NM, 38A, 40 2000RPM, 22,5KW, 107NM, 38A, 45 WATER COOLING DEGREE OF PROTECTION IP65 INCREMENT. ENCODER HTL 2048 S/R (ENCODER HTL2048S/R) with TEMPERAT. SENSOR KTY84-130 DESIGN IM B3 (IM V5, IM V6) PLAIN SHAFT WITHOUT FITTED KEY; BEARING: STANDARD WITH FIXED BEARING, VIBRATION SEVERITY GRADE: S/A, SHAFT AND FLANGE ACCURACY: R TERMINAL BOX (ABOVE) CABLE ENTRY ON THE ND-END SIGNAL CONNECTION LEFT | 5910 | TEM | 1 | MC | 123 | 1
1PH81331JF202BA1 | SIMOTICS M COMPACT ASYNCHRONOUS MOTOR 1500RPM, 17KW, 108NM, 38A, 345V 1750RPM, 19,5KW, 106NM, 38A, 40 2000RPM, 22,5KW, 107NM, 38A, 45 WATER COOLING DEGREE OF PROTECTION IP65 INCREMENT. ENCODER HTL 2048 S/R (ENCODER HTL2048S/R) with TEMPERAT. SENSOR KTY84-130 DESIGN IM B3 (IM V5, IM V6) SHAFT WITH FITTED KEY HALF-KEY BALANCING BEARING: STANDARD WITH FIXED BEARING, VIBRATION SEVERITY GRADE: R/A, FLANGE ACCURACY: R TERMINAL BOX (ABOVE) CABLE ENTRY ON THE RIGHT SIGNAL CONNECTION D-END | 5715 | TEM | 1 | MC | 123 | 1
1PH81331JF202BB1 | SIMOTICS M COMPACT ASYNCHRONOUS MOTOR 1500RPM, 17KW, 108NM, 38A, 345V 1750RPM, 19,5KW, 106NM, 38A, 40 2000RPM, 22,5KW, 107NM, 38A, 45 WATER COOLING DEGREE OF PROTECTION IP65 INCREMENT. ENCODER HTL 2048 S/R (ENCODER HTL2048S/R) with TEMPERAT. SENSOR KTY84-130 DESIGN IM B3 (IM V5, IM V6) SHAFT WITH FITTED KEY HALF-KEY BALANCING BEARING: STANDARD WITH FIXED BEARING, VIBRATION SEVERITY GRADE: R/A, FLANGE ACCURACY: R TERMINAL BOX (ABOVE) CABLE ENTRY ON THE LEFT SIGNAL CONNECTION D-END | 5715 | TEM | 1 | MC | 123 | 1
1PH81331JF202BC1 | SIMOTICS M COMPACT ASYNCHRONOUS MOTOR 1500RPM, 17KW, 108NM, 38A, 345V 1750RPM, 19,5KW, 106NM, 38A, 40 2000RPM, 22,5KW, 107NM, 38A, 45 WATER COOLING DEGREE OF PROTECTION IP65 INCREMENT. ENCODER HTL 2048 S/R (ENCODER HTL2048S/R) with TEMPERAT. SENSOR KTY84-130 DESIGN IM B3 (IM V5, IM V6) SHAFT WITH FITTED KEY HALF-KEY BALANCING BEARING: STANDARD WITH FIXED BEARING, VIBRATION SEVERITY GRADE: R/A, FLANGE ACCURACY: R TERMINAL BOX (ABOVE) CABLE ENTRY ON THE ND-END SIGNAL CONNECTION LEFT | 5715 | TEM | 1 | MC | 123 | 1
1PH81331JF202CA1 | SIMOTICS M COMPACT ASYNCHRONOUS MOTOR 1500RPM, 17KW, 108NM, 38A, 345V 1750RPM, 19,5KW, 106NM, 38A, 40 2000RPM, 22,5KW, 107NM, 38A, 45 WATER COOLING DEGREE OF PROTECTION IP65 INCREMENT. ENCODER HTL 2048 S/R (ENCODER HTL2048S/R) with TEMPERAT. SENSOR KTY84-130 DESIGN IM B3 (IM V5, IM V6) SHAFT WITH FITTED KEY HALF-KEY BALANCING BEARING: STANDARD WITH FIXED BEARING, VIBRATION SEVERITY GRADE: S/A, SHAFT AND FLANGE ACCURACY: R TERMINAL BOX (ABOVE) CABLE ENTRY ON THE RIGHT SIGNAL CONNECTION D-END | 5910 | TEM | 1 | MC | 123 | 1
1PH81331JF202CB1 | SIMOTICS M COMPACT ASYNCHRONOUS MOTOR 1500RPM, 17KW, 108NM, 38A, 345V 1750RPM, 19,5KW, 106NM, 38A, 40 2000RPM, 22,5KW, 107NM, 38A, 45 WATER COOLING DEGREE OF PROTECTION IP65 INCREMENT. ENCODER HTL 2048 S/R (ENCODER HTL2048S/R) with TEMPERAT. SENSOR KTY84-130 DESIGN IM B3 (IM V5, IM V6) SHAFT WITH FITTED KEY HALF-KEY BALANCING BEARING: STANDARD WITH FIXED BEARING, VIBRATION SEVERITY GRADE: S/A, SHAFT AND FLANGE ACCURACY: R TERMINAL BOX (ABOVE) CABLE ENTRY ON THE LEFT SIGNAL CONNECTION D-END | 5910 | TEM | 1 | MC | 123 | 1
1PH81331JF202CC1 | SIMOTICS M COMPACT ASYNCHRONOUS MOTOR 1500RPM, 17KW, 108NM, 38A, 345V 1750RPM, 19,5KW, 106NM, 38A, 40 2000RPM, 22,5KW, 107NM, 38A, 45 WATER COOLING DEGREE OF PROTECTION IP65 INCREMENT. ENCODER HTL 2048 S/R (ENCODER HTL2048S/R) with TEMPERAT. SENSOR KTY84-130 DESIGN IM B3 (IM V5, IM V6) SHAFT WITH FITTED KEY HALF-KEY BALANCING BEARING: STANDARD WITH FIXED BEARING, VIBRATION SEVERITY GRADE: S/A, SHAFT AND FLANGE ACCURACY: R TERMINAL BOX (ABOVE) CABLE ENTRY ON THE ND-END SIGNAL CONNECTION LEFT | 5910 | TEM | 1 | MC | 123 | 1
1PH81331JF220BA1 | SIMOTICS M COMPACT ASYNCHRONOUS MOTOR 1500RPM, 17KW, 108NM, 38A, 345V 1750RPM, 19,5KW, 106NM, 38A, 40 2000RPM, 22,5KW, 107NM, 38A, 45 WATER COOLING DEGREE OF PROTECTION IP65 INCREMENT. ENCODER HTL 2048 S/R (ENCODER HTL2048S/R) with TEMPERAT. SENSOR KTY84-130 DESIGN IM B5 (IMV 1,IM V3) PLAIN SHAFT WITHOUT FITTED KEY; BEARING: STANDARD WITH FIXED BEARING, VIBRATION SEVERITY GRADE: R/A, FLANGE ACCURACY: R TERMINAL BOX (ABOVE) CABLE ENTRY ON THE RIGHT SIGNAL CONNECTION D-END | 5953 | TEM | 1 | MC | 123 | 1
1PH81331JF220BB1 | SIMOTICS M COMPACT ASYNCHRONOUS MOTOR 1500RPM, 17KW, 108NM, 38A, 345V 1750RPM, 19,5KW, 106NM, 38A, 40 2000RPM, 22,5KW, 107NM, 38A, 45 WATER COOLING DEGREE OF PROTECTION IP65 INCREMENT. ENCODER HTL 2048 S/R (ENCODER HTL2048S/R) with TEMPERAT. SENSOR KTY84-130 DESIGN IM B5 (IMV 1,IM V3) PLAIN SHAFT WITHOUT FITTED KEY; BEARING: STANDARD WITH FIXED BEARING, VIBRATION SEVERITY GRADE: R/A, FLANGE ACCURACY: R TERMINAL BOX (ABOVE) CABLE ENTRY ON THE LEFT SIGNAL CONNECTION D-END | 5953 | TEM | 1 | MC | 123 | 1
1PH81331JF220BC1 | SIMOTICS M COMPACT ASYNCHRONOUS MOTOR 1500RPM, 17KW, 108NM, 38A, 345V 1750RPM, 19,5KW, 106NM, 38A, 40 2000RPM, 22,5KW, 107NM, 38A, 45 WATER COOLING DEGREE OF PROTECTION IP65 INCREMENT. ENCODER HTL 2048 S/R (ENCODER HTL2048S/R) with TEMPERAT. SENSOR KTY84-130 DESIGN IM B5 (IMV 1,IM V3) PLAIN SHAFT WITHOUT FITTED KEY; BEARING: STANDARD WITH FIXED BEARING, VIBRATION SEVERITY GRADE: R/A, FLANGE ACCURACY: R TERMINAL BOX (ABOVE) CABLE ENTRY ON THE ND-END SIGNAL CONNECTION LEFT | 5953 | TEM | 1 | MC | 123 | 1
1PH81331JF220CA1 | SIMOTICS M COMPACT ASYNCHRONOUS MOTOR 1500RPM, 17KW, 108NM, 38A, 345V 1750RPM, 19,5KW, 106NM, 38A, 40 2000RPM, 22,5KW, 107NM, 38A, 45 WATER COOLING DEGREE OF PROTECTION IP65 INCREMENT. ENCODER HTL 2048 S/R (ENCODER HTL2048S/R) with TEMPERAT. SENSOR KTY84-130 DESIGN IM B5 (IMV 1,IM V3) PLAIN SHAFT WITHOUT FITTED KEY; BEARING: STANDARD WITH FIXED BEARING, VIBRATION SEVERITY GRADE: S/A, SHAFT AND FLANGE ACCURACY: R TERMINAL BOX (ABOVE) CABLE ENTRY ON THE RIGHT SIGNAL CONNECTION D-END | 6148 | TEM | 1 | MC | 123 | 1
1PH81331JF220CB1 | SIMOTICS M COMPACT ASYNCHRONOUS MOTOR 1500RPM, 17KW, 108NM, 38A, 345V 1750RPM, 19,5KW, 106NM, 38A, 40 2000RPM, 22,5KW, 107NM, 38A, 45 WATER COOLING DEGREE OF PROTECTION IP65 INCREMENT. ENCODER HTL 2048 S/R (ENCODER HTL2048S/R) with TEMPERAT. SENSOR KTY84-130 DESIGN IM B5 (IMV 1,IM V3) PLAIN SHAFT WITHOUT FITTED KEY; BEARING: STANDARD WITH FIXED BEARING, VIBRATION SEVERITY GRADE: S/A, SHAFT AND FLANGE ACCURACY: R TERMINAL BOX (ABOVE) CABLE ENTRY ON THE LEFT SIGNAL CONNECTION D-END | 6148 | TEM | 1 | MC | 123 | 1
1PH81331JF220CC1 | SIMOTICS M COMPACT ASYNCHRONOUS MOTOR 1500RPM, 17KW, 108NM, 38A, 345V 1750RPM, 19,5KW, 106NM, 38A, 40 2000RPM, 22,5KW, 107NM, 38A, 45 WATER COOLING DEGREE OF PROTECTION IP65 INCREMENT. ENCODER HTL 2048 S/R (ENCODER HTL2048S/R) with TEMPERAT. SENSOR KTY84-130 DESIGN IM B5 (IMV 1,IM V3) PLAIN SHAFT WITHOUT FITTED KEY; BEARING: STANDARD WITH FIXED BEARING, VIBRATION SEVERITY GRADE: S/A, SHAFT AND FLANGE ACCURACY: R TERMINAL BOX (ABOVE) CABLE ENTRY ON THE ND-END SIGNAL CONNECTION LEFT | 6148 | TEM | 1 | MC | 123 | 1
1PH81331JF221BA1 | SIMOTICS M COMPACT ASYNCHRONOUS MOTOR 1500RPM, 17KW, 108NM, 38A, 345V 1750RPM, 19,5KW, 106NM, 38A, 40 2000RPM, 22,5KW, 107NM, 38A, 45 WATER COOLING DEGREE OF PROTECTION IP65 INCREMENT. ENCODER HTL 2048 S/R (ENCODER HTL2048S/R) with TEMPERAT. SENSOR KTY84-130 DESIGN IM B5 (IMV 1,IM V3) SHAFT WITH FITTED KEY FULL-KEY BALANCING BEARING: STANDARD WITH FIXED BEARING, VIBRATION SEVERITY GRADE: R/A, FLANGE ACCURACY: R TERMINAL BOX (ABOVE) CABLE ENTRY ON THE RIGHT SIGNAL CONNECTION D-END | 5953 | TEM | 1 | MC | 123 | 1
1PH81331JF222BA1 | SIMOTICS M COMPACT ASYNCHRONOUS MOTOR 1500RPM, 17KW, 108NM, 38A, 345V 1750RPM, 19,5KW, 106NM, 38A, 40 2000RPM, 22,5KW, 107NM, 38A, 45 WATER COOLING DEGREE OF PROTECTION IP65 INCREMENT. ENCODER HTL 2048 S/R (ENCODER HTL2048S/R) with TEMPERAT. SENSOR KTY84-130 DESIGN IM B5 (IMV 1,IM V3) SHAFT WITH FITTED KEY HALF-KEY BALANCING BEARING: STANDARD WITH FIXED BEARING, VIBRATION SEVERITY GRADE: R/A, FLANGE ACCURACY: R TERMINAL BOX (ABOVE) CABLE ENTRY ON THE RIGHT SIGNAL CONNECTION D-END | 5953 | TEM | 1 | MC | 123 | 1
1PH81331JF222BB1 | SIMOTICS M COMPACT ASYNCHRONOUS MOTOR 1500RPM, 17KW, 108NM, 38A, 345V 1750RPM, 19,5KW, 106NM, 38A, 40 2000RPM, 22,5KW, 107NM, 38A, 45 WATER COOLING DEGREE OF PROTECTION IP65 INCREMENT. ENCODER HTL 2048 S/R (ENCODER HTL2048S/R) with TEMPERAT. SENSOR KTY84-130 DESIGN IM B5 (IMV 1,IM V3) SHAFT WITH FITTED KEY HALF-KEY BALANCING BEARING: STANDARD WITH FIXED BEARING, VIBRATION SEVERITY GRADE: R/A, FLANGE ACCURACY: R TERMINAL BOX (ABOVE) CABLE ENTRY ON THE LEFT SIGNAL CONNECTION D-END | 5953 | TEM | 1 | MC | 123 | 1
1PH81331JF222BC1 | SIMOTICS M COMPACT ASYNCHRONOUS MOTOR 1500RPM, 17KW, 108NM, 38A, 345V 1750RPM, 19,5KW, 106NM, 38A, 40 2000RPM, 22,5KW, 107NM, 38A, 45 WATER COOLING DEGREE OF PROTECTION IP65 INCREMENT. ENCODER HTL 2048 S/R (ENCODER HTL2048S/R) with TEMPERAT. SENSOR KTY84-130 DESIGN IM B5 (IMV 1,IM V3) SHAFT WITH FITTED KEY HALF-KEY BALANCING BEARING: STANDARD WITH FIXED BEARING, VIBRATION SEVERITY GRADE: R/A, FLANGE ACCURACY: R TERMINAL BOX (ABOVE) CABLE ENTRY ON THE ND-END SIGNAL CONNECTION LEFT | 5953 | TEM | 1 | MC | 123 | 1
1PH81331JF222CA1 | SIMOTICS M COMPACT ASYNCHRONOUS MOTOR 1500RPM, 17KW, 108NM, 38A, 345V 1750RPM, 19,5KW, 106NM, 38A, 40 2000RPM, 22,5KW, 107NM, 38A, 45 WATER COOLING DEGREE OF PROTECTION IP65 INCREMENT. ENCODER HTL 2048 S/R (ENCODER HTL2048S/R) with TEMPERAT. SENSOR KTY84-130 DESIGN IM B5 (IMV 1,IM V3) SHAFT WITH FITTED KEY HALF-KEY BALANCING BEARING: STANDARD WITH FIXED BEARING, VIBRATION SEVERITY GRADE: S/A, SHAFT AND FLANGE ACCURACY: R TERMINAL BOX (ABOVE) CABLE ENTRY ON THE RIGHT SIGNAL CONNECTION D-END | 6148 | TEM | 1 | MC | 123 | 1
1PH81331JF222CB1 | SIMOTICS M COMPACT ASYNCHRONOUS MOTOR 1500RPM, 17KW, 108NM, 38A, 345V 1750RPM, 19,5KW, 106NM, 38A, 40 2000RPM, 22,5KW, 107NM, 38A, 45 WATER COOLING DEGREE OF PROTECTION IP65 INCREMENT. ENCODER HTL 2048 S/R (ENCODER HTL2048S/R) with TEMPERAT. SENSOR KTY84-130 DESIGN IM B5 (IMV 1,IM V3) SHAFT WITH FITTED KEY HALF-KEY BALANCING BEARING: STANDARD WITH FIXED BEARING, VIBRATION SEVERITY GRADE: S/A, SHAFT AND FLANGE ACCURACY: R TERMINAL BOX (ABOVE) CABLE ENTRY ON THE LEFT SIGNAL CONNECTION D-END | 6148 | TEM | 1 | MC | 123 | 1
1PH81331JF222CC1 | SIMOTICS M COMPACT ASYNCHRONOUS MOTOR 1500RPM, 17KW, 108NM, 38A, 345V 1750RPM, 19,5KW, 106NM, 38A, 40 2000RPM, 22,5KW, 107NM, 38A, 45 WATER COOLING DEGREE OF PROTECTION IP65 INCREMENT. ENCODER HTL 2048 S/R (ENCODER HTL2048S/R) with TEMPERAT. SENSOR KTY84-130 DESIGN IM B5 (IMV 1,IM V3) SHAFT WITH FITTED KEY HALF-KEY BALANCING BEARING: STANDARD WITH FIXED BEARING, VIBRATION SEVERITY GRADE: S/A, SHAFT AND FLANGE ACCURACY: R TERMINAL BOX (ABOVE) CABLE ENTRY ON THE ND-END SIGNAL CONNECTION LEFT | 6148 | TEM | 1 | MC | 123 | 1
1PH81331JF230BA1 | SIMOTICS M COMPACT ASYNCHRONOUS MOTOR 1500RPM, 17KW, 108NM, 38A, 345V 1750RPM, 19,5KW, 106NM, 38A, 40 2000RPM, 22,5KW, 107NM, 38A, 45 WATER COOLING DEGREE OF PROTECTION IP65 INCREMENT. ENCODER HTL 2048 S/R (ENCODER HTL2048S/R) with TEMPERAT. SENSOR KTY84-130 DESIGN IM B35 (IM V15, IM V35) PLAIN SHAFT WITHOUT FITTED KEY; BEARING: STANDARD WITH FIXED BEARING, VIBRATION SEVERITY GRADE: R/A, FLANGE ACCURACY: R TERMINAL BOX (ABOVE) CABLE ENTRY ON THE RIGHT SIGNAL CONNECTION D-END | 6257 | TEM | 1 | MC | 123 | 1
1PH81331JF230BB1 | SIMOTICS M COMPACT ASYNCHRONOUS MOTOR 1500RPM, 17KW, 108NM, 38A, 345V 1750RPM, 19,5KW, 106NM, 38A, 40 2000RPM, 22,5KW, 107NM, 38A, 45 WATER COOLING DEGREE OF PROTECTION IP65 INCREMENT. ENCODER HTL 2048 S/R (ENCODER HTL2048S/R) with TEMPERAT. SENSOR KTY84-130 DESIGN IM B35 (IM V15, IM V35) PLAIN SHAFT WITHOUT FITTED KEY; BEARING: STANDARD WITH FIXED BEARING, VIBRATION SEVERITY GRADE: R/A, FLANGE ACCURACY: R TERMINAL BOX (ABOVE) CABLE ENTRY ON THE LEFT SIGNAL CONNECTION D-END | 6257 | TEM | 1 | MC | 123 | 1
1PH81331JF230BC1 | SIMOTICS M COMPACT ASYNCHRONOUS MOTOR 1500RPM, 17KW, 108NM, 38A, 345V 1750RPM, 19,5KW, 106NM, 38A, 40 2000RPM, 22,5KW, 107NM, 38A, 45 WATER COOLING DEGREE OF PROTECTION IP65 INCREMENT. ENCODER HTL 2048 S/R (ENCODER HTL2048S/R) with TEMPERAT. SENSOR KTY84-130 DESIGN IM B35 (IM V15, IM V35) PLAIN SHAFT WITHOUT FITTED KEY; BEARING: STANDARD WITH FIXED BEARING, VIBRATION SEVERITY GRADE: R/A, FLANGE ACCURACY: R TERMINAL BOX (ABOVE) CABLE ENTRY ON THE ND-END SIGNAL CONNECTION LEFT | 6257 | TEM | 1 | MC | 123 | 1
1PH81331JF230CA1 | SIMOTICS M COMPACT ASYNCHRONOUS MOTOR 1500RPM, 17KW, 108NM, 38A, 345V 1750RPM, 19,5KW, 106NM, 38A, 40 2000RPM, 22,5KW, 107NM, 38A, 45 WATER COOLING DEGREE OF PROTECTION IP65 INCREMENT. ENCODER HTL 2048 S/R (ENCODER HTL2048S/R) with TEMPERAT. SENSOR KTY84-130 DESIGN IM B35 (IM V15, IM V35) PLAIN SHAFT WITHOUT FITTED KEY; BEARING: STANDARD WITH FIXED BEARING, VIBRATION SEVERITY GRADE: S/A, SHAFT AND FLANGE ACCURACY: R TERMINAL BOX (ABOVE) CABLE ENTRY ON THE RIGHT SIGNAL CONNECTION D-END | 6452 | TEM | 1 | MC | 123 | 1
1PH81331JF230CB1 | SIMOTICS M COMPACT ASYNCHRONOUS MOTOR 1500RPM, 17KW, 108NM, 38A, 345V 1750RPM, 19,5KW, 106NM, 38A, 40 2000RPM, 22,5KW, 107NM, 38A, 45 WATER COOLING DEGREE OF PROTECTION IP65 INCREMENT. ENCODER HTL 2048 S/R (ENCODER HTL2048S/R) with TEMPERAT. SENSOR KTY84-130 DESIGN IM B35 (IM V15, IM V35) PLAIN SHAFT WITHOUT FITTED KEY; BEARING: STANDARD WITH FIXED BEARING, VIBRATION SEVERITY GRADE: S/A, SHAFT AND FLANGE ACCURACY: R TERMINAL BOX (ABOVE) CABLE ENTRY ON THE LEFT SIGNAL CONNECTION D-END | 6452 | TEM | 1 | MC | 123 | 1
1PH81331JF230CC1 | SIMOTICS M COMPACT ASYNCHRONOUS MOTOR 1500RPM, 17KW, 108NM, 38A, 345V 1750RPM, 19,5KW, 106NM, 38A, 40 2000RPM, 22,5KW, 107NM, 38A, 45 WATER COOLING DEGREE OF PROTECTION IP65 INCREMENT. ENCODER HTL 2048 S/R (ENCODER HTL2048S/R) with TEMPERAT. SENSOR KTY84-130 DESIGN IM B35 (IM V15, IM V35) PLAIN SHAFT WITHOUT FITTED KEY; BEARING: STANDARD WITH FIXED BEARING, VIBRATION SEVERITY GRADE: S/A, SHAFT AND FLANGE ACCURACY: R TERMINAL BOX (ABOVE) CABLE ENTRY ON THE ND-END SIGNAL CONNECTION LEFT | 6452 | TEM | 1 | MC | 123 | 1
1PH81331JF232BA1 | SIMOTICS M COMPACT ASYNCHRONOUS MOTOR 1500RPM, 17KW, 108NM, 38A, 345V 1750RPM, 19,5KW, 106NM, 38A, 40 2000RPM, 22,5KW, 107NM, 38A, 45 WATER COOLING DEGREE OF PROTECTION IP65 INCREMENT. ENCODER HTL 2048 S/R (ENCODER HTL2048S/R) with TEMPERAT. SENSOR KTY84-130 DESIGN IM B35 (IM V15, IM V35) SHAFT WITH FITTED KEY HALF-KEY BALANCING BEARING: STANDARD WITH FIXED BEARING, VIBRATION SEVERITY GRADE: R/A, FLANGE ACCURACY: R TERMINAL BOX (ABOVE) CABLE ENTRY ON THE RIGHT SIGNAL CONNECTION D-END | 6257 | TEM | 1 | MC | 123 | 1
1PH81331JF232BB1 | SIMOTICS M COMPACT ASYNCHRONOUS MOTOR 1500RPM, 17KW, 108NM, 38A, 345V 1750RPM, 19,5KW, 106NM, 38A, 40 2000RPM, 22,5KW, 107NM, 38A, 45 WATER COOLING DEGREE OF PROTECTION IP65 INCREMENT. ENCODER HTL 2048 S/R (ENCODER HTL2048S/R) with TEMPERAT. SENSOR KTY84-130 DESIGN IM B35 (IM V15, IM V35) SHAFT WITH FITTED KEY HALF-KEY BALANCING BEARING: STANDARD WITH FIXED BEARING, VIBRATION SEVERITY GRADE: R/A, FLANGE ACCURACY: R TERMINAL BOX (ABOVE) CABLE ENTRY ON THE LEFT SIGNAL CONNECTION D-END | 6257 | TEM | 1 | MC | 123 | 1
1PH81331JF232BC1 | SIMOTICS M COMPACT ASYNCHRONOUS MOTOR 1500RPM, 17KW, 108NM, 38A, 345V 1750RPM, 19,5KW, 106NM, 38A, 40 2000RPM, 22,5KW, 107NM, 38A, 45 WATER COOLING DEGREE OF PROTECTION IP65 INCREMENT. ENCODER HTL 2048 S/R (ENCODER HTL2048S/R) with TEMPERAT. SENSOR KTY84-130 DESIGN IM B35 (IM V15, IM V35) SHAFT WITH FITTED KEY HALF-KEY BALANCING BEARING: STANDARD WITH FIXED BEARING, VIBRATION SEVERITY GRADE: R/A, FLANGE ACCURACY: R TERMINAL BOX (ABOVE) CABLE ENTRY ON THE ND-END SIGNAL CONNECTION LEFT | 6257 | TEM | 1 | MC | 123 | 1
1PH81331JF232CA1 | SIMOTICS M COMPACT ASYNCHRONOUS MOTOR 1500RPM, 17KW, 108NM, 38A, 345V 1750RPM, 19,5KW, 106NM, 38A, 40 2000RPM, 22,5KW, 107NM, 38A, 45 WATER COOLING DEGREE OF PROTECTION IP65 INCREMENT. ENCODER HTL 2048 S/R (ENCODER HTL2048S/R) with TEMPERAT. SENSOR KTY84-130 DESIGN IM B35 (IM V15, IM V35) SHAFT WITH FITTED KEY HALF-KEY BALANCING BEARING: STANDARD WITH FIXED BEARING, VIBRATION SEVERITY GRADE: S/A, SHAFT AND FLANGE ACCURACY: R TERMINAL BOX (ABOVE) CABLE ENTRY ON THE RIGHT SIGNAL CONNECTION D-END | 6452 | TEM | 1 | MC | 123 | 1
1PH81331JF232CB1 | SIMOTICS M COMPACT ASYNCHRONOUS MOTOR 1500RPM, 17KW, 108NM, 38A, 345V 1750RPM, 19,5KW, 106NM, 38A, 40 2000RPM, 22,5KW, 107NM, 38A, 45 WATER COOLING DEGREE OF PROTECTION IP65 INCREMENT. ENCODER HTL 2048 S/R (ENCODER HTL2048S/R) with TEMPERAT. SENSOR KTY84-130 DESIGN IM B35 (IM V15, IM V35) SHAFT WITH FITTED KEY HALF-KEY BALANCING BEARING: STANDARD WITH FIXED BEARING, VIBRATION SEVERITY GRADE: S/A, SHAFT AND FLANGE ACCURACY: R TERMINAL BOX (ABOVE) CABLE ENTRY ON THE LEFT SIGNAL CONNECTION D-END | 6452 | TEM | 1 | MC | 123 | 1
1PH81331JF232CC1 | SIMOTICS M COMPACT ASYNCHRONOUS MOTOR 1500RPM, 17KW, 108NM, 38A, 345V 1750RPM, 19,5KW, 106NM, 38A, 40 2000RPM, 22,5KW, 107NM, 38A, 45 WATER COOLING DEGREE OF PROTECTION IP65 INCREMENT. ENCODER HTL 2048 S/R (ENCODER HTL2048S/R) with TEMPERAT. SENSOR KTY84-130 DESIGN IM B35 (IM V15, IM V35) SHAFT WITH FITTED KEY HALF-KEY BALANCING BEARING: STANDARD WITH FIXED BEARING, VIBRATION SEVERITY GRADE: S/A, SHAFT AND FLANGE ACCURACY: R TERMINAL BOX (ABOVE) CABLE ENTRY ON THE ND-END SIGNAL CONNECTION LEFT | 6452 | TEM | 1 | MC | 123 | 1
1PH81331JG020BA1 | SIMOTICS M COMPACT ASYNCHRONOUS MOTOR 2000RPM, 20KW, 96NM, 45A, 350V 2300RPM,22,5KW, 93NM, 44A, 400V 2650RPM, 24KW, 86NM, 41A, 456V FORCED VENTILATION; DIRECTION OF AIR FLOW DE --> NDE; DEGREE OF PROTECTION IP55 INCREMENT. ENCODER HTL 2048 S/R (ENCODER HTL2048S/R) with TEMPERAT. SENSOR KTY84-130 DESIGN IM B5 (IMV 1,IM V3) PLAIN SHAFT WITHOUT FITTED KEY; BEARING: STANDARD WITH FIXED BEARING, VIBRATION SEVERITY GRADE: R/A, FLANGE ACCURACY: R TERMINAL BOX (ABOVE) CABLE ENTRY ON THE RIGHT SIGNAL CONNECTION D-END | 5147 | TEM | 1 | MC | 106 | 1
1PH81331JG021BC1 | SIMOTICS M COMPACT ASYNCHRONOUS MOTOR 2000RPM, 20KW, 96NM, 45A, 350V 2300RPM,22,5KW, 93NM, 44A, 400V 2650RPM, 24KW, 86NM, 41A, 456V FORCED VENTILATION; DIRECTION OF AIR FLOW DE --> NDE; DEGREE OF PROTECTION IP55 INCREMENT. ENCODER HTL 2048 S/R (ENCODER HTL2048S/R) with TEMPERAT. SENSOR KTY84-130 DESIGN IM B5 (IMV 1,IM V3) SHAFT WITH FITTED KEY FULL-KEY BALANCING BEARING: STANDARD WITH FIXED BEARING, VIBRATION SEVERITY GRADE: R/A, FLANGE ACCURACY: R TERMINAL BOX (ABOVE) CABLE ENTRY ON THE ND-END SIGNAL CONNECTION LEFT | 5147 | TEM | 1 | MC | 106 | 1
1PH81331JG031BB1 | SIMOTICS M COMPACT ASYNCHRONOUS MOTOR 2000RPM, 20KW, 96NM, 45A, 350V 2300RPM,22,5KW, 93NM, 44A, 400V 2650RPM, 24KW, 86NM, 41A, 456V FORCED VENTILATION; DIRECTION OF AIR FLOW DE --> NDE; DEGREE OF PROTECTION IP55 INCREMENT. ENCODER HTL 2048 S/R (ENCODER HTL2048S/R) with TEMPERAT. SENSOR KTY84-130 DESIGN IM B35 (IM V15, IM V35) SHAFT WITH FITTED KEY FULL-KEY BALANCING BEARING: STANDARD WITH FIXED BEARING, VIBRATION SEVERITY GRADE: R/A, FLANGE ACCURACY: R TERMINAL BOX (ABOVE) CABLE ENTRY ON THE LEFT SIGNAL CONNECTION D-END | 5451 | TEM | 1 | MC | 106 | 1
1PH81331JG032BA1 | SIMOTICS M COMPACT ASYNCHRONOUS MOTOR 2000RPM, 20KW, 96NM, 45A, 350V 2300RPM,22,5KW, 93NM, 44A, 400V 2650RPM, 24KW, 86NM, 41A, 456V FORCED VENTILATION; DIRECTION OF AIR FLOW DE --> NDE; DEGREE OF PROTECTION IP55 INCREMENT. ENCODER HTL 2048 S/R (ENCODER HTL2048S/R) with TEMPERAT. SENSOR KTY84-130 DESIGN IM B35 (IM V15, IM V35) SHAFT WITH FITTED KEY HALF-KEY BALANCING BEARING: STANDARD WITH FIXED BEARING, VIBRATION SEVERITY GRADE: R/A, FLANGE ACCURACY: R TERMINAL BOX (ABOVE) CABLE ENTRY ON THE RIGHT SIGNAL CONNECTION D-END | 5451 | TEM | 1 | MC | 106 | 1
1PH81331JG032GA1 | SIMOTICS M COMPACT ASYNCHRONOUS MOTOR 2000RPM, 20KW, 96NM, 45A, 350V 2300RPM,22,5KW, 93NM, 44A, 400V 2650RPM, 24KW, 86NM, 41A, 456V FORCED VENTILATION; DIRECTION OF AIR FLOW DE --> NDE; DEGREE OF PROTECTION IP55 INCREMENT. ENCODER HTL 2048 S/R (ENCODER HTL2048S/R) with TEMPERAT. SENSOR KTY84-130 DESIGN IM B35 (IM V15, IM V35) SHAFT WITH FITTED KEY HALF-KEY BALANCING BEARING: STANDARD, VIBRATION SEVERITY GRADE: R/A, SHAFT AND FLANGE ACCURACY: R TERMINAL BOX (ABOVE) CABLE ENTRY ON THE RIGHT SIGNAL CONNECTION D-END | 5166 | TEM | 1 | MC | 106 | 1
1PH81331JG101BA1 | SIMOTICS M COMPACT ASYNCHRONOUS MOTOR 2000RPM, 20KW, 96NM, 45A, 350V 2300RPM,22,5KW, 93NM, 44A, 400V 2650RPM, 24KW, 86NM, 41A, 456V FORCED VENTILATION; DIRECTION OF AIR FLOW NDE --> DE; DEGREE OF PROTECTION IP55 INCREMENT. ENCODER HTL 2048 S/R (ENCODER HTL2048S/R) with TEMPERAT. SENSOR KTY84-130 DESIGN IM B3 (IM V5, IM V6) SHAFT WITH FITTED KEY FULL-KEY BALANCING BEARING: STANDARD WITH FIXED BEARING, VIBRATION SEVERITY GRADE: R/A, FLANGE ACCURACY: R TERMINAL BOX (ABOVE) CABLE ENTRY ON THE RIGHT SIGNAL CONNECTION D-END | 4909 | TEM | 1 | MC | 106 | 1
1PH81331JG121BA1 | SIMOTICS M COMPACT ASYNCHRONOUS MOTOR 2000RPM, 20KW, 96NM, 45A, 350V 2300RPM,22,5KW, 93NM, 44A, 400V 2650RPM, 24KW, 86NM, 41A, 456V FORCED VENTILATION; DIRECTION OF AIR FLOW NDE --> DE; DEGREE OF PROTECTION IP55 INCREMENT. ENCODER HTL 2048 S/R (ENCODER HTL2048S/R) with TEMPERAT. SENSOR KTY84-130 DESIGN IM B5 (IMV 1,IM V3) SHAFT WITH FITTED KEY FULL-KEY BALANCING BEARING: STANDARD WITH FIXED BEARING, VIBRATION SEVERITY GRADE: R/A, FLANGE ACCURACY: R TERMINAL BOX (ABOVE) CABLE ENTRY ON THE RIGHT SIGNAL CONNECTION D-END | 5147 | TEM | 1 | MC | 106 | 1
1PH81331JG122BE1 | SIMOTICS M COMPACT ASYNCHRONOUS MOTOR 2000RPM, 20KW, 96NM, 45A, 350V 2300RPM,22,5KW, 93NM, 44A, 400V 2650RPM, 24KW, 86NM, 41A, 456V FORCED VENTILATION; DIRECTION OF AIR FLOW NDE --> DE; DEGREE OF PROTECTION IP55 INCREMENT. ENCODER HTL 2048 S/R (ENCODER HTL2048S/R) with TEMPERAT. SENSOR KTY84-130 DESIGN IM B5 (IMV 1,IM V3) SHAFT WITH FITTED KEY HALF-KEY BALANCING BEARING: STANDARD WITH FIXED BEARING, VIBRATION SEVERITY GRADE: R/A, FLANGE ACCURACY: R POWER CONNECTOR (ABOVE) CABLE ENTRY ON THE RIGHT SIGNAL CONNECTION D-END | 5147 | TEM | 1 | MC | 106 | 1
1PH81331JG132CA1 | SIMOTICS M COMPACT ASYNCHRONOUS MOTOR 2000RPM, 20KW, 96NM, 45A, 350V 2300RPM,22,5KW, 93NM, 44A, 400V 2650RPM, 24KW, 86NM, 41A, 456V FORCED VENTILATION; DIRECTION OF AIR FLOW NDE --> DE; DEGREE OF PROTECTION IP55 INCREMENT. ENCODER HTL 2048 S/R (ENCODER HTL2048S/R) with TEMPERAT. SENSOR KTY84-130 DESIGN IM B35 (IM V15, IM V35) SHAFT WITH FITTED KEY HALF-KEY BALANCING BEARING: STANDARD WITH FIXED BEARING, VIBRATION SEVERITY GRADE: S/A, SHAFT AND FLANGE ACCURACY: R TERMINAL BOX (ABOVE) CABLE ENTRY ON THE RIGHT SIGNAL CONNECTION D-END | 5646 | TEM | 1 | MC | 106 | 1
1PH81331JG232CA1 | SIMOTICS M COMPACT ASYNCHRONOUS MOTOR 2000RPM, 22KW, 105NM, 52A, 336V 2300RPM, 25KW, 104NM, 52A, 373V 2650RPM, 28KW, 101NM, 50A, 427V WATER COOLING DEGREE OF PROTECTION IP65 INCREMENT. ENCODER HTL 2048 S/R (ENCODER HTL2048S/R) with TEMPERAT. SENSOR KTY84-130 DESIGN IM B35 (IM V15, IM V35) SHAFT WITH FITTED KEY HALF-KEY BALANCING BEARING: STANDARD WITH FIXED BEARING, VIBRATION SEVERITY GRADE: S/A, SHAFT AND FLANGE ACCURACY: R TERMINAL BOX (ABOVE) CABLE ENTRY ON THE RIGHT SIGNAL CONNECTION D-END | 6452 | TEM | 1 | MC | 123 | 1
1PH81331MD000CA1 | SIMOTICS M COMPACT ASYNCHRONOUS MOTOR 1000RPM, 12KW, 115NM, 30A, 319V 1150RPM,13,5KW,112NM, 29A, 361V 1350RPM, 15KW, 106NM, 28A, 417V FORCED VENTILATION; DIRECTION OF AIR FLOW DE --> NDE; DEGREE OF PROTECTION IP55 INCREMENTAL ENCODER SIN/COS 1VPP 2048 S/R WITH ND-END AT TERMINAL BOX (ENCODER IC2048S/R) with TEMPERAT. SENSOR KTY84-130 DESIGN IM B3 (IM V5, IM V6) PLAIN SHAFT WITHOUT FITTED KEY; BEARING: STANDARD WITH FIXED BEARING, VIBRATION SEVERITY GRADE: S/A, SHAFT AND FLANGE ACCURACY: R TERMINAL BOX (ABOVE) CABLE ENTRY ON THE RIGHT SIGNAL CONNECTION D-END | 5017 | TEM | 1 | MC | 106 | 1
1PH81331MD001BC1 | SIMOTICS M COMPACT ASYNCHRONOUS MOTOR 1000RPM, 12KW, 115NM, 30A, 319V 1150RPM,13,5KW,112NM, 29A, 361V 1350RPM, 15KW, 106NM, 28A, 417V FORCED VENTILATION; DIRECTION OF AIR FLOW DE --> NDE; DEGREE OF PROTECTION IP55 INCREMENTAL ENCODER SIN/COS 1VPP 2048 S/R WITH ND-END AT TERMINAL BOX (ENCODER IC2048S/R) with TEMPERAT. SENSOR KTY84-130 DESIGN IM B3 (IM V5, IM V6) SHAFT WITH FITTED KEY FULL-KEY BALANCING BEARING: STANDARD WITH FIXED BEARING, VIBRATION SEVERITY GRADE: R/A, FLANGE ACCURACY: R TERMINAL BOX (ABOVE) CABLE ENTRY ON THE ND-END SIGNAL CONNECTION LEFT | 4822 | TEM | 1 | MC | 106 | 1
1PH81331MD001CA1 | SIMOTICS M COMPACT ASYNCHRONOUS MOTOR 1000RPM, 12KW, 115NM, 30A, 319V 1150RPM,13,5KW,112NM, 29A, 361V 1350RPM, 15KW, 106NM, 28A, 417V FORCED VENTILATION; DIRECTION OF AIR FLOW DE --> NDE; DEGREE OF PROTECTION IP55 INCREMENTAL ENCODER SIN/COS 1VPP 2048 S/R WITH ND-END AT TERMINAL BOX (ENCODER IC2048S/R) with TEMPERAT. SENSOR KTY84-130 DESIGN IM B3 (IM V5, IM V6) SHAFT WITH FITTED KEY FULL-KEY BALANCING BEARING: STANDARD WITH FIXED BEARING, VIBRATION SEVERITY GRADE: S/A, SHAFT AND FLANGE ACCURACY: R TERMINAL BOX (ABOVE) CABLE ENTRY ON THE RIGHT SIGNAL CONNECTION D-END | 5017 | TEM | 1 | MC | 106 | 1
1PH81331MD002BA1 | SIMOTICS M COMPACT ASYNCHRONOUS MOTOR 1000RPM, 12KW, 115NM, 30A, 319V 1150RPM,13,5KW,112NM, 29A, 361V 1350RPM, 15KW, 106NM, 28A, 417V FORCED VENTILATION; DIRECTION OF AIR FLOW DE --> NDE; DEGREE OF PROTECTION IP55 INCREMENTAL ENCODER SIN/COS 1VPP 2048 S/R WITH ND-END AT TERMINAL BOX (ENCODER IC2048S/R) with TEMPERAT. SENSOR KTY84-130 DESIGN IM B3 (IM V5, IM V6) SHAFT WITH FITTED KEY HALF-KEY BALANCING BEARING: STANDARD WITH FIXED BEARING, VIBRATION SEVERITY GRADE: R/A, FLANGE ACCURACY: R TERMINAL BOX (ABOVE) CABLE ENTRY ON THE RIGHT SIGNAL CONNECTION D-END | 4822 | TEM | 1 | MC | 106 | 1
1PH81331MD020CA1 | SIMOTICS M COMPACT ASYNCHRONOUS MOTOR 1000RPM, 12KW, 115NM, 30A, 319V 1150RPM,13,5KW,112NM, 29A, 361V 1350RPM, 15KW, 106NM, 28A, 417V FORCED VENTILATION; DIRECTION OF AIR FLOW DE --> NDE; DEGREE OF PROTECTION IP55 INCREMENTAL ENCODER SIN/COS 1VPP 2048 S/R WITH ND-END AT TERMINAL BOX (ENCODER IC2048S/R) with TEMPERAT. SENSOR KTY84-130 DESIGN IM B5 (IMV 1,IM V3) PLAIN SHAFT WITHOUT FITTED KEY; BEARING: STANDARD WITH FIXED BEARING, VIBRATION SEVERITY GRADE: S/A, SHAFT AND FLANGE ACCURACY: R TERMINAL BOX (ABOVE) CABLE ENTRY ON THE RIGHT SIGNAL CONNECTION D-END | 5256 | TEM | 1 | MC | 106 | 1
1PH81331MD020LA1 | SIMOTICS M COMPACT ASYNCHRONOUS MOTOR 1000RPM, 12KW, 115NM, 30A, 319V 1150RPM,13,5KW,112NM, 29A, 361V 1350RPM, 15KW, 106NM, 28A, 417V FORCED VENTILATION; DIRECTION OF AIR FLOW DE --> NDE; DEGREE OF PROTECTION IP55 INCREMENTAL ENCODER SIN/COS 1VPP 2048 S/R WITH ND-END AT TERMINAL BOX (ENCODER IC2048S/R) with TEMPERAT. SENSOR KTY84-130 DESIGN IM B5 (IMV 1,IM V3) PLAIN SHAFT WITHOUT FITTED KEY; BEARING: PERFORMANCE, VIBRATION SEVERITY GRADE: SPECIAL/B, SHAFT AND FLANGE ACCURACY: SPECIAL TERMINAL BOX (ABOVE) CABLE ENTRY ON THE RIGHT SIGNAL CONNECTION D-END | 5607 | TEM | 1 | MC | 106 | 1
1PH81331MD022BA1 | SIMOTICS M COMPACT ASYNCHRONOUS MOTOR 1000RPM, 12KW, 115NM, 30A, 319V 1150RPM,13,5KW,112NM, 29A, 361V 1350RPM, 15KW, 106NM, 28A, 417V FORCED VENTILATION; DIRECTION OF AIR FLOW DE --> NDE; DEGREE OF PROTECTION IP55 INCREMENTAL ENCODER SIN/COS 1VPP 2048 S/R WITH ND-END AT TERMINAL BOX (ENCODER IC2048S/R) with TEMPERAT. SENSOR KTY84-130 DESIGN IM B5 (IMV 1,IM V3) SHAFT WITH FITTED KEY HALF-KEY BALANCING BEARING: STANDARD WITH FIXED BEARING, VIBRATION SEVERITY GRADE: R/A, FLANGE ACCURACY: R TERMINAL BOX (ABOVE) CABLE ENTRY ON THE RIGHT SIGNAL CONNECTION D-END | 5061 | TEM | 1 | MC | 106 | 1
1PH81331MD022BH1 | SIMOTICS M COMPACT ASYNCHRONOUS MOTOR 1000RPM, 12KW, 115NM, 30A, 319V 1150RPM,13,5KW,112NM, 29A, 361V 1350RPM, 15KW, 106NM, 28A, 417V FORCED VENTILATION; DIRECTION OF AIR FLOW DE --> NDE; DEGREE OF PROTECTION IP55 INCREMENTAL ENCODER SIN/COS 1VPP 2048 S/R WITH ND-END AT TERMINAL BOX (ENCODER IC2048S/R) with TEMPERAT. SENSOR KTY84-130 DESIGN IM B5 (IMV 1,IM V3) SHAFT WITH FITTED KEY HALF-KEY BALANCING BEARING: STANDARD WITH FIXED BEARING, VIBRATION SEVERITY GRADE: R/A, FLANGE ACCURACY: R POWER CONNECTOR (ABOVE) CABLE ENTRY ON THE D-END SIGNAL CONNECTION LEFT | 5061 | TEM | 1 | MC | 106 | 1
1PH81331MD022CA1 | SIMOTICS M COMPACT ASYNCHRONOUS MOTOR 1000RPM, 12KW, 115NM, 30A, 319V 1150RPM,13,5KW,112NM, 29A, 361V 1350RPM, 15KW, 106NM, 28A, 417V FORCED VENTILATION; DIRECTION OF AIR FLOW DE --> NDE; DEGREE OF PROTECTION IP55 INCREMENTAL ENCODER SIN/COS 1VPP 2048 S/R WITH ND-END AT TERMINAL BOX (ENCODER IC2048S/R) with TEMPERAT. SENSOR KTY84-130 DESIGN IM B5 (IMV 1,IM V3) SHAFT WITH FITTED KEY HALF-KEY BALANCING BEARING: STANDARD WITH FIXED BEARING, VIBRATION SEVERITY GRADE: S/A, SHAFT AND FLANGE ACCURACY: R TERMINAL BOX (ABOVE) CABLE ENTRY ON THE RIGHT SIGNAL CONNECTION D-END | 5256 | TEM | 1 | MC | 106 | 1
1PH81331MD031CA1 | SIMOTICS M COMPACT ASYNCHRONOUS MOTOR 1000RPM, 12KW, 115NM, 30A, 319V 1150RPM,13,5KW,112NM, 29A, 361V 1350RPM, 15KW, 106NM, 28A, 417V FORCED VENTILATION; DIRECTION OF AIR FLOW DE --> NDE; DEGREE OF PROTECTION IP55 INCREMENTAL ENCODER SIN/COS 1VPP 2048 S/R WITH ND-END AT TERMINAL BOX (ENCODER IC2048S/R) with TEMPERAT. SENSOR KTY84-130 DESIGN IM B35 (IM V15, IM V35) SHAFT WITH FITTED KEY FULL-KEY BALANCING BEARING: STANDARD WITH FIXED BEARING, VIBRATION SEVERITY GRADE: S/A, SHAFT AND FLANGE ACCURACY: R TERMINAL BOX (ABOVE) CABLE ENTRY ON THE RIGHT SIGNAL CONNECTION D-END | 5559 | TEM | 1 | MC | 106 | 1
1PH81331MD032BA1 | SIMOTICS M COMPACT ASYNCHRONOUS MOTOR 1000RPM, 12KW, 115NM, 30A, 319V 1150RPM,13,5KW,112NM, 29A, 361V 1350RPM, 15KW, 106NM, 28A, 417V FORCED VENTILATION; DIRECTION OF AIR FLOW DE --> NDE; DEGREE OF PROTECTION IP55 INCREMENTAL ENCODER SIN/COS 1VPP 2048 S/R WITH ND-END AT TERMINAL BOX (ENCODER IC2048S/R) with TEMPERAT. SENSOR KTY84-130 DESIGN IM B35 (IM V15, IM V35) SHAFT WITH FITTED KEY HALF-KEY BALANCING BEARING: STANDARD WITH FIXED BEARING, VIBRATION SEVERITY GRADE: R/A, FLANGE ACCURACY: R TERMINAL BOX (ABOVE) CABLE ENTRY ON THE RIGHT SIGNAL CONNECTION D-END | 5364 | TEM | 1 | MC | 106 | 1
1PH81331MD100CB1 | SIMOTICS M COMPACT ASYNCHRONOUS MOTOR 1000RPM, 12KW, 115NM, 30A, 319V 1150RPM,13,5KW,112NM, 29A, 361V 1350RPM, 15KW, 106NM, 28A, 417V FORCED VENTILATION; DIRECTION OF AIR FLOW NDE --> DE; DEGREE OF PROTECTION IP55 INCREMENTAL ENCODER SIN/COS 1VPP 2048 S/R WITH ND-END AT TERMINAL BOX (ENCODER IC2048S/R) with TEMPERAT. SENSOR KTY84-130 DESIGN IM B3 (IM V5, IM V6) PLAIN SHAFT WITHOUT FITTED KEY; BEARING: STANDARD WITH FIXED BEARING, VIBRATION SEVERITY GRADE: S/A, SHAFT AND FLANGE ACCURACY: R TERMINAL BOX (ABOVE) CABLE ENTRY ON THE LEFT SIGNAL CONNECTION D-END | 5017 | TEM | 1 | MC | 106 | 1
1PH81331MD121BA1 | SIMOTICS M COMPACT ASYNCHRONOUS MOTOR 1000RPM, 12KW, 115NM, 30A, 319V 1150RPM,13,5KW,112NM, 29A, 361V 1350RPM, 15KW, 106NM, 28A, 417V FORCED VENTILATION; DIRECTION OF AIR FLOW NDE --> DE; DEGREE OF PROTECTION IP55 INCREMENTAL ENCODER SIN/COS 1VPP 2048 S/R WITH ND-END AT TERMINAL BOX (ENCODER IC2048S/R) with TEMPERAT. SENSOR KTY84-130 DESIGN IM B5 (IMV 1,IM V3) SHAFT WITH FITTED KEY FULL-KEY BALANCING BEARING: STANDARD WITH FIXED BEARING, VIBRATION SEVERITY GRADE: R/A, FLANGE ACCURACY: R TERMINAL BOX (ABOVE) CABLE ENTRY ON THE RIGHT SIGNAL CONNECTION D-END | 5061 | TEM | 1 | MC | 106 | 1
1PH81331MD130CA1 | SIMOTICS M COMPACT ASYNCHRONOUS MOTOR 1000RPM, 12KW, 115NM, 30A, 319V 1150RPM,13,5KW,112NM, 29A, 361V 1350RPM, 15KW, 106NM, 28A, 417V FORCED VENTILATION; DIRECTION OF AIR FLOW NDE --> DE; DEGREE OF PROTECTION IP55 INCREMENTAL ENCODER SIN/COS 1VPP 2048 S/R WITH ND-END AT TERMINAL BOX (ENCODER IC2048S/R) with TEMPERAT. SENSOR KTY84-130 DESIGN IM B35 (IM V15, IM V35) PLAIN SHAFT WITHOUT FITTED KEY; BEARING: STANDARD WITH FIXED BEARING, VIBRATION SEVERITY GRADE: S/A, SHAFT AND FLANGE ACCURACY: R TERMINAL BOX (ABOVE) CABLE ENTRY ON THE RIGHT SIGNAL CONNECTION D-END | 5559 | TEM | 1 | MC | 106 | 1
1PH81331MF000CB1 | SIMOTICS M COMPACT ASYNCHRONOUS MOTOR 1500RPM, 15KW, 96NM, 34A, 342V 1750RPM,17,5KW, 96NM, 34A, 392V 2000RPM, 20KW, 96NM, 34A, 445V FORCED VENTILATION; DIRECTION OF AIR FLOW DE --> NDE; DEGREE OF PROTECTION IP55 INCREMENTAL ENCODER SIN/COS 1VPP 2048 S/R WITH ND-END AT TERMINAL BOX (ENCODER IC2048S/R) with TEMPERAT. SENSOR KTY84-130 DESIGN IM B3 (IM V5, IM V6) PLAIN SHAFT WITHOUT FITTED KEY; BEARING: STANDARD WITH FIXED BEARING, VIBRATION SEVERITY GRADE: S/A, SHAFT AND FLANGE ACCURACY: R TERMINAL BOX (ABOVE) CABLE ENTRY ON THE LEFT SIGNAL CONNECTION D-END | 5017 | TEM | 1 | MC | 106 | 1
1PH81331MF001BA1 | SIMOTICS M COMPACT ASYNCHRONOUS MOTOR 1500RPM, 15KW, 96NM, 34A, 342V 1750RPM,17,5KW, 96NM, 34A, 392V 2000RPM, 20KW, 96NM, 34A, 445V FORCED VENTILATION; DIRECTION OF AIR FLOW DE --> NDE; DEGREE OF PROTECTION IP55 INCREMENTAL ENCODER SIN/COS 1VPP 2048 S/R WITH ND-END AT TERMINAL BOX (ENCODER IC2048S/R) with TEMPERAT. SENSOR KTY84-130 DESIGN IM B3 (IM V5, IM V6) SHAFT WITH FITTED KEY FULL-KEY BALANCING BEARING: STANDARD WITH FIXED BEARING, VIBRATION SEVERITY GRADE: R/A, FLANGE ACCURACY: R TERMINAL BOX (ABOVE) CABLE ENTRY ON THE RIGHT SIGNAL CONNECTION D-END | 4822 | TEM | 1 | MC | 106 | 1
1PH81331MF002BA1 | SIMOTICS M COMPACT ASYNCHRONOUS MOTOR 1500RPM, 15KW, 96NM, 34A, 342V 1750RPM,17,5KW, 96NM, 34A, 392V 2000RPM, 20KW, 96NM, 34A, 445V FORCED VENTILATION; DIRECTION OF AIR FLOW DE --> NDE; DEGREE OF PROTECTION IP55 INCREMENTAL ENCODER SIN/COS 1VPP 2048 S/R WITH ND-END AT TERMINAL BOX (ENCODER IC2048S/R) with TEMPERAT. SENSOR KTY84-130 DESIGN IM B3 (IM V5, IM V6) SHAFT WITH FITTED KEY HALF-KEY BALANCING BEARING: STANDARD WITH FIXED BEARING, VIBRATION SEVERITY GRADE: R/A, FLANGE ACCURACY: R TERMINAL BOX (ABOVE) CABLE ENTRY ON THE RIGHT SIGNAL CONNECTION D-END | 4822 | TEM | 1 | MC | 106 | 1
1PH81331MF020CA1 | SIMOTICS M COMPACT ASYNCHRONOUS MOTOR 1500RPM, 15KW, 96NM, 34A, 342V 1750RPM,17,5KW, 96NM, 34A, 392V 2000RPM, 20KW, 96NM, 34A, 445V FORCED VENTILATION; DIRECTION OF AIR FLOW DE --> NDE; DEGREE OF PROTECTION IP55 INCREMENTAL ENCODER SIN/COS 1VPP 2048 S/R WITH ND-END AT TERMINAL BOX (ENCODER IC2048S/R) with TEMPERAT. SENSOR KTY84-130 DESIGN IM B5 (IMV 1,IM V3) PLAIN SHAFT WITHOUT FITTED KEY; BEARING: STANDARD WITH FIXED BEARING, VIBRATION SEVERITY GRADE: S/A, SHAFT AND FLANGE ACCURACY: R TERMINAL BOX (ABOVE) CABLE ENTRY ON THE RIGHT SIGNAL CONNECTION D-END | 5256 | TEM | 1 | MC | 106 | 1
1PH81331MF020DH1 | SIMOTICS M COMPACT ASYNCHRONOUS MOTOR 1500RPM, 15KW, 96NM, 34A, 342V 1750RPM,17,5KW, 96NM, 34A, 392V 2000RPM, 20KW, 96NM, 34A, 445V FORCED VENTILATION; DIRECTION OF AIR FLOW DE --> NDE; DEGREE OF PROTECTION IP55 INCREMENTAL ENCODER SIN/COS 1VPP 2048 S/R WITH ND-END AT TERMINAL BOX (ENCODER IC2048S/R) with TEMPERAT. SENSOR KTY84-130 DESIGN IM B5 (IMV 1,IM V3) PLAIN SHAFT WITHOUT FITTED KEY; BEARING: STANDARD WITH FIXED BEARING, VIBRATION SEVERITY GRADE: SR/A, SHAFT AND FLANGE ACCURACY: R POWER CONNECTOR (ABOVE) CABLE ENTRY ON THE D-END SIGNAL CONNECTION LEFT | 5326 | TEM | 1 | MC | 106 | 1
1PH81331MF020LA1 | SIMOTICS M COMPACT ASYNCHRONOUS MOTOR 1500RPM, 15KW, 96NM, 34A, 342V 1750RPM,17,5KW, 96NM, 34A, 392V 2000RPM, 20KW, 96NM, 34A, 445V FORCED VENTILATION; DIRECTION OF AIR FLOW DE --> NDE; DEGREE OF PROTECTION IP55 INCREMENTAL ENCODER SIN/COS 1VPP 2048 S/R WITH ND-END AT TERMINAL BOX (ENCODER IC2048S/R) with TEMPERAT. SENSOR KTY84-130 DESIGN IM B5 (IMV 1,IM V3) PLAIN SHAFT WITHOUT FITTED KEY; BEARING: PERFORMANCE, VIBRATION SEVERITY GRADE: SPECIAL/B, SHAFT AND FLANGE ACCURACY: SPECIAL TERMINAL BOX (ABOVE) CABLE ENTRY ON THE RIGHT SIGNAL CONNECTION D-END | 5607 | TEM | 1 | MC | 106 | 1
1PH81331MF021BA1 | SIMOTICS M COMPACT ASYNCHRONOUS MOTOR 1500RPM, 15KW, 96NM, 34A, 342V 1750RPM,17,5KW, 96NM, 34A, 392V 2000RPM, 20KW, 96NM, 34A, 445V FORCED VENTILATION; DIRECTION OF AIR FLOW DE --> NDE; DEGREE OF PROTECTION IP55 INCREMENTAL ENCODER SIN/COS 1VPP 2048 S/R WITH ND-END AT TERMINAL BOX (ENCODER IC2048S/R) with TEMPERAT. SENSOR KTY84-130 DESIGN IM B5 (IMV 1,IM V3) SHAFT WITH FITTED KEY FULL-KEY BALANCING BEARING: STANDARD WITH FIXED BEARING, VIBRATION SEVERITY GRADE: R/A, FLANGE ACCURACY: R TERMINAL BOX (ABOVE) CABLE ENTRY ON THE RIGHT SIGNAL CONNECTION D-END | 5061 | TEM | 1 | MC | 106 | 1
1PH81331MF021BB1 | SIMOTICS M COMPACT ASYNCHRONOUS MOTOR 1500RPM, 15KW, 96NM, 34A, 342V 1750RPM,17,5KW, 96NM, 34A, 392V 2000RPM, 20KW, 96NM, 34A, 445V FORCED VENTILATION; DIRECTION OF AIR FLOW DE --> NDE; DEGREE OF PROTECTION IP55 INCREMENTAL ENCODER SIN/COS 1VPP 2048 S/R WITH ND-END AT TERMINAL BOX (ENCODER IC2048S/R) with TEMPERAT. SENSOR KTY84-130 DESIGN IM B5 (IMV 1,IM V3) SHAFT WITH FITTED KEY FULL-KEY BALANCING BEARING: STANDARD WITH FIXED BEARING, VIBRATION SEVERITY GRADE: R/A, FLANGE ACCURACY: R TERMINAL BOX (ABOVE) CABLE ENTRY ON THE LEFT SIGNAL CONNECTION D-END | 5061 | TEM | 1 | MC | 106 | 1
1PH81331MF021CA1 | SIMOTICS M COMPACT ASYNCHRONOUS MOTOR 1500RPM, 15KW, 96NM, 34A, 342V 1750RPM,17,5KW, 96NM, 34A, 392V 2000RPM, 20KW, 96NM, 34A, 445V FORCED VENTILATION; DIRECTION OF AIR FLOW DE --> NDE; DEGREE OF PROTECTION IP55 INCREMENTAL ENCODER SIN/COS 1VPP 2048 S/R WITH ND-END AT TERMINAL BOX (ENCODER IC2048S/R) with TEMPERAT. SENSOR KTY84-130 DESIGN IM B5 (IMV 1,IM V3) SHAFT WITH FITTED KEY FULL-KEY BALANCING BEARING: STANDARD WITH FIXED BEARING, VIBRATION SEVERITY GRADE: S/A, SHAFT AND FLANGE ACCURACY: R TERMINAL BOX (ABOVE) CABLE ENTRY ON THE RIGHT SIGNAL CONNECTION D-END | 5256 | TEM | 1 | MC | 106 | 1
1PH81331MF022BA1 | SIMOTICS M COMPACT ASYNCHRONOUS MOTOR 1500RPM, 15KW, 96NM, 34A, 342V 1750RPM,17,5KW, 96NM, 34A, 392V 2000RPM, 20KW, 96NM, 34A, 445V FORCED VENTILATION; DIRECTION OF AIR FLOW DE --> NDE; DEGREE OF PROTECTION IP55 INCREMENTAL ENCODER SIN/COS 1VPP 2048 S/R WITH ND-END AT TERMINAL BOX (ENCODER IC2048S/R) with TEMPERAT. SENSOR KTY84-130 DESIGN IM B5 (IMV 1,IM V3) SHAFT WITH FITTED KEY HALF-KEY BALANCING BEARING: STANDARD WITH FIXED BEARING, VIBRATION SEVERITY GRADE: R/A, FLANGE ACCURACY: R TERMINAL BOX (ABOVE) CABLE ENTRY ON THE RIGHT SIGNAL CONNECTION D-END | 5061 | TEM | 1 | MC | 106 | 1
1PH81331MF022BC1 | SIMOTICS M COMPACT ASYNCHRONOUS MOTOR 1500RPM, 15KW, 96NM, 34A, 342V 1750RPM,17,5KW, 96NM, 34A, 392V 2000RPM, 20KW, 96NM, 34A, 445V FORCED VENTILATION; DIRECTION OF AIR FLOW DE --> NDE; DEGREE OF PROTECTION IP55 INCREMENTAL ENCODER SIN/COS 1VPP 2048 S/R WITH ND-END AT TERMINAL BOX (ENCODER IC2048S/R) with TEMPERAT. SENSOR KTY84-130 DESIGN IM B5 (IMV 1,IM V3) SHAFT WITH FITTED KEY HALF-KEY BALANCING BEARING: STANDARD WITH FIXED BEARING, VIBRATION SEVERITY GRADE: R/A, FLANGE ACCURACY: R TERMINAL BOX (ABOVE) CABLE ENTRY ON THE ND-END SIGNAL CONNECTION LEFT | 5061 | TEM | 1 | MC | 106 | 1
1PH81331MF022BG1 | SIMOTICS M COMPACT ASYNCHRONOUS MOTOR 1500RPM, 15KW, 96NM, 34A, 342V 1750RPM,17,5KW, 96NM, 34A, 392V 2000RPM, 20KW, 96NM, 34A, 445V FORCED VENTILATION; DIRECTION OF AIR FLOW DE --> NDE; DEGREE OF PROTECTION IP55 INCREMENTAL ENCODER SIN/COS 1VPP 2048 S/R WITH ND-END AT TERMINAL BOX (ENCODER IC2048S/R) with TEMPERAT. SENSOR KTY84-130 DESIGN IM B5 (IMV 1,IM V3) SHAFT WITH FITTED KEY HALF-KEY BALANCING BEARING: STANDARD WITH FIXED BEARING, VIBRATION SEVERITY GRADE: R/A, FLANGE ACCURACY: R POWER CONNECTOR (ABOVE) CABLE ENTRY ON THE ND-END SIGNAL CONNECTION LEFT | 5061 | TEM | 1 | MC | 106 | 1
1PH81331MF022CA1 | SIMOTICS M COMPACT ASYNCHRONOUS MOTOR 1500RPM, 15KW, 96NM, 34A, 342V 1750RPM,17,5KW, 96NM, 34A, 392V 2000RPM, 20KW, 96NM, 34A, 445V FORCED VENTILATION; DIRECTION OF AIR FLOW DE --> NDE; DEGREE OF PROTECTION IP55 INCREMENTAL ENCODER SIN/COS 1VPP 2048 S/R WITH ND-END AT TERMINAL BOX (ENCODER IC2048S/R) with TEMPERAT. SENSOR KTY84-130 DESIGN IM B5 (IMV 1,IM V3) SHAFT WITH FITTED KEY HALF-KEY BALANCING BEARING: STANDARD WITH FIXED BEARING, VIBRATION SEVERITY GRADE: S/A, SHAFT AND FLANGE ACCURACY: R TERMINAL BOX (ABOVE) CABLE ENTRY ON THE RIGHT SIGNAL CONNECTION D-END | 5256 | TEM | 1 | MC | 106 | 1
1PH81331MF022GA1 | SIMOTICS M COMPACT ASYNCHRONOUS MOTOR 1500RPM, 15KW, 96NM, 34A, 342V 1750RPM,17,5KW, 96NM, 34A, 392V 2000RPM, 20KW, 96NM, 34A, 445V FORCED VENTILATION; DIRECTION OF AIR FLOW DE --> NDE; DEGREE OF PROTECTION IP55 INCREMENTAL ENCODER SIN/COS 1VPP 2048 S/R WITH ND-END AT TERMINAL BOX (ENCODER IC2048S/R) with TEMPERAT. SENSOR KTY84-130 DESIGN IM B5 (IMV 1,IM V3) SHAFT WITH FITTED KEY HALF-KEY BALANCING BEARING: STANDARD, VIBRATION SEVERITY GRADE: R/A, SHAFT AND FLANGE ACCURACY: R TERMINAL BOX (ABOVE) CABLE ENTRY ON THE RIGHT SIGNAL CONNECTION D-END | 4776 | TEM | 1 | MC | 106 | 1
1PH81331MF030BA1 | SIMOTICS M COMPACT ASYNCHRONOUS MOTOR 1500RPM, 15KW, 96NM, 34A, 342V 1750RPM,17,5KW, 96NM, 34A, 392V 2000RPM, 20KW, 96NM, 34A, 445V FORCED VENTILATION; DIRECTION OF AIR FLOW DE --> NDE; DEGREE OF PROTECTION IP55 INCREMENTAL ENCODER SIN/COS 1VPP 2048 S/R WITH ND-END AT TERMINAL BOX (ENCODER IC2048S/R) with TEMPERAT. SENSOR KTY84-130 DESIGN IM B35 (IM V15, IM V35) PLAIN SHAFT WITHOUT FITTED KEY; BEARING: STANDARD WITH FIXED BEARING, VIBRATION SEVERITY GRADE: R/A, FLANGE ACCURACY: R TERMINAL BOX (ABOVE) CABLE ENTRY ON THE RIGHT SIGNAL CONNECTION D-END | 5364 | TEM | 1 | MC | 106 | 1
1PH81331MF030DB1 | SIMOTICS M COMPACT ASYNCHRONOUS MOTOR 1500RPM, 15KW, 96NM, 34A, 342V 1750RPM,17,5KW, 96NM, 34A, 392V 2000RPM, 20KW, 96NM, 34A, 445V FORCED VENTILATION; DIRECTION OF AIR FLOW DE --> NDE; DEGREE OF PROTECTION IP55 INCREMENTAL ENCODER SIN/COS 1VPP 2048 S/R WITH ND-END AT TERMINAL BOX (ENCODER IC2048S/R) with TEMPERAT. SENSOR KTY84-130 DESIGN IM B35 (IM V15, IM V35) PLAIN SHAFT WITHOUT FITTED KEY; BEARING: STANDARD WITH FIXED BEARING, VIBRATION SEVERITY GRADE: SR/A, SHAFT AND FLANGE ACCURACY: R TERMINAL BOX (ABOVE) CABLE ENTRY ON THE LEFT SIGNAL CONNECTION D-END | 5629 | TEM | 1 | MC | 106 | 1
1PH81331MF031BA1 | SIMOTICS M COMPACT ASYNCHRONOUS MOTOR 1500RPM, 15KW, 96NM, 34A, 342V 1750RPM,17,5KW, 96NM, 34A, 392V 2000RPM, 20KW, 96NM, 34A, 445V FORCED VENTILATION; DIRECTION OF AIR FLOW DE --> NDE; DEGREE OF PROTECTION IP55 INCREMENTAL ENCODER SIN/COS 1VPP 2048 S/R WITH ND-END AT TERMINAL BOX (ENCODER IC2048S/R) with TEMPERAT. SENSOR KTY84-130 DESIGN IM B35 (IM V15, IM V35) SHAFT WITH FITTED KEY FULL-KEY BALANCING BEARING: STANDARD WITH FIXED BEARING, VIBRATION SEVERITY GRADE: R/A, FLANGE ACCURACY: R TERMINAL BOX (ABOVE) CABLE ENTRY ON THE RIGHT SIGNAL CONNECTION D-END | 5364 | TEM | 1 | MC | 106 | 1
1PH81331MF031BB1 | SIMOTICS M COMPACT ASYNCHRONOUS MOTOR 1500RPM, 15KW, 96NM, 34A, 342V 1750RPM,17,5KW, 96NM, 34A, 392V 2000RPM, 20KW, 96NM, 34A, 445V FORCED VENTILATION; DIRECTION OF AIR FLOW DE --> NDE; DEGREE OF PROTECTION IP55 INCREMENTAL ENCODER SIN/COS 1VPP 2048 S/R WITH ND-END AT TERMINAL BOX (ENCODER IC2048S/R) with TEMPERAT. SENSOR KTY84-130 DESIGN IM B35 (IM V15, IM V35) SHAFT WITH FITTED KEY FULL-KEY BALANCING BEARING: STANDARD WITH FIXED BEARING, VIBRATION SEVERITY GRADE: R/A, FLANGE ACCURACY: R TERMINAL BOX (ABOVE) CABLE ENTRY ON THE LEFT SIGNAL CONNECTION D-END | 5364 | TEM | 1 | MC | 106 | 1
1PH81331MF032BA1 | SIMOTICS M COMPACT ASYNCHRONOUS MOTOR 1500RPM, 15KW, 96NM, 34A, 342V 1750RPM,17,5KW, 96NM, 34A, 392V 2000RPM, 20KW, 96NM, 34A, 445V FORCED VENTILATION; DIRECTION OF AIR FLOW DE --> NDE; DEGREE OF PROTECTION IP55 INCREMENTAL ENCODER SIN/COS 1VPP 2048 S/R WITH ND-END AT TERMINAL BOX (ENCODER IC2048S/R) with TEMPERAT. SENSOR KTY84-130 DESIGN IM B35 (IM V15, IM V35) SHAFT WITH FITTED KEY HALF-KEY BALANCING BEARING: STANDARD WITH FIXED BEARING, VIBRATION SEVERITY GRADE: R/A, FLANGE ACCURACY: R TERMINAL BOX (ABOVE) CABLE ENTRY ON THE RIGHT SIGNAL CONNECTION D-END | 5364 | TEM | 1 | MC | 106 | 1
1PH81331MF102BA1 | SIMOTICS M COMPACT ASYNCHRONOUS MOTOR 1500RPM, 15KW, 96NM, 34A, 342V 1750RPM,17,5KW, 96NM, 34A, 392V 2000RPM, 20KW, 96NM, 34A, 445V FORCED VENTILATION; DIRECTION OF AIR FLOW NDE --> DE; DEGREE OF PROTECTION IP55 INCREMENTAL ENCODER SIN/COS 1VPP 2048 S/R WITH ND-END AT TERMINAL BOX (ENCODER IC2048S/R) with TEMPERAT. SENSOR KTY84-130 DESIGN IM B3 (IM V5, IM V6) SHAFT WITH FITTED KEY HALF-KEY BALANCING BEARING: STANDARD WITH FIXED BEARING, VIBRATION SEVERITY GRADE: R/A, FLANGE ACCURACY: R TERMINAL BOX (ABOVE) CABLE ENTRY ON THE RIGHT SIGNAL CONNECTION D-END | 4822 | TEM | 1 | MC | 106 | 1
1PH81331MF102LA1 | SIMOTICS M COMPACT ASYNCHRONOUS MOTOR 1500RPM, 15KW, 96NM, 34A, 342V 1750RPM,17,5KW, 96NM, 34A, 392V 2000RPM, 20KW, 96NM, 34A, 445V FORCED VENTILATION; DIRECTION OF AIR FLOW NDE --> DE; DEGREE OF PROTECTION IP55 INCREMENTAL ENCODER SIN/COS 1VPP 2048 S/R WITH ND-END AT TERMINAL BOX (ENCODER IC2048S/R) with TEMPERAT. SENSOR KTY84-130 DESIGN IM B3 (IM V5, IM V6) SHAFT WITH FITTED KEY HALF-KEY BALANCING BEARING: PERFORMANCE, VIBRATION SEVERITY GRADE: SPECIAL/B, SHAFT AND FLANGE ACCURACY: SPECIAL TERMINAL BOX (ABOVE) CABLE ENTRY ON THE RIGHT SIGNAL CONNECTION D-END | 5369 | TEM | 1 | MC | 106 | 1
1PH81331MF122BA1 | SIMOTICS M COMPACT ASYNCHRONOUS MOTOR 1500RPM, 15KW, 96NM, 34A, 342V 1750RPM,17,5KW, 96NM, 34A, 392V 2000RPM, 20KW, 96NM, 34A, 445V FORCED VENTILATION; DIRECTION OF AIR FLOW NDE --> DE; DEGREE OF PROTECTION IP55 INCREMENTAL ENCODER SIN/COS 1VPP 2048 S/R WITH ND-END AT TERMINAL BOX (ENCODER IC2048S/R) with TEMPERAT. SENSOR KTY84-130 DESIGN IM B5 (IMV 1,IM V3) SHAFT WITH FITTED KEY HALF-KEY BALANCING BEARING: STANDARD WITH FIXED BEARING, VIBRATION SEVERITY GRADE: R/A, FLANGE ACCURACY: R TERMINAL BOX (ABOVE) CABLE ENTRY ON THE RIGHT SIGNAL CONNECTION D-END | 5061 | TEM | 1 | MC | 106 | 1
1PH81331MF122BC1 | SIMOTICS M COMPACT ASYNCHRONOUS MOTOR 1500RPM, 15KW, 96NM, 34A, 342V 1750RPM,17,5KW, 96NM, 34A, 392V 2000RPM, 20KW, 96NM, 34A, 445V FORCED VENTILATION; DIRECTION OF AIR FLOW NDE --> DE; DEGREE OF PROTECTION IP55 INCREMENTAL ENCODER SIN/COS 1VPP 2048 S/R WITH ND-END AT TERMINAL BOX (ENCODER IC2048S/R) with TEMPERAT. SENSOR KTY84-130 DESIGN IM B5 (IMV 1,IM V3) SHAFT WITH FITTED KEY HALF-KEY BALANCING BEARING: STANDARD WITH FIXED BEARING, VIBRATION SEVERITY GRADE: R/A, FLANGE ACCURACY: R TERMINAL BOX (ABOVE) CABLE ENTRY ON THE ND-END SIGNAL CONNECTION LEFT | 5061 | TEM | 1 | MC | 106 | 1
1PH81331MF200BA1 | SIMOTICS M COMPACT ASYNCHRONOUS MOTOR 1500RPM, 17KW, 108NM, 38A, 345V 1750RPM, 19,5KW, 106NM, 38A, 40 2000RPM, 22,5KW, 107NM, 38A, 45 WATER COOLING DEGREE OF PROTECTION IP65 INCREMENTAL ENCODER SIN/COS 1VPP 2048 S/R WITH ND-END AT TERMINAL BOX (ENCODER IC2048S/R) with TEMPERAT. SENSOR KTY84-130 DESIGN IM B3 (IM V5, IM V6) PLAIN SHAFT WITHOUT FITTED KEY; BEARING: STANDARD WITH FIXED BEARING, VIBRATION SEVERITY GRADE: R/A, FLANGE ACCURACY: R TERMINAL BOX (ABOVE) CABLE ENTRY ON THE RIGHT SIGNAL CONNECTION D-END | 5628 | TEM | 1 | MC | 123 | 1
1PH81331MF220BA1 | SIMOTICS M COMPACT ASYNCHRONOUS MOTOR 1500RPM, 17KW, 108NM, 38A, 345V 1750RPM, 19,5KW, 106NM, 38A, 40 2000RPM, 22,5KW, 107NM, 38A, 45 WATER COOLING DEGREE OF PROTECTION IP65 INCREMENTAL ENCODER SIN/COS 1VPP 2048 S/R WITH ND-END AT TERMINAL BOX (ENCODER IC2048S/R) with TEMPERAT. SENSOR KTY84-130 DESIGN IM B5 (IMV 1,IM V3) PLAIN SHAFT WITHOUT FITTED KEY; BEARING: STANDARD WITH FIXED BEARING, VIBRATION SEVERITY GRADE: R/A, FLANGE ACCURACY: R TERMINAL BOX (ABOVE) CABLE ENTRY ON THE RIGHT SIGNAL CONNECTION D-END | 5867 | TEM | 1 | MC | 123 | 1
1PH81331MF221BA1 | SIMOTICS M COMPACT ASYNCHRONOUS MOTOR 1500RPM, 17KW, 108NM, 38A, 345V 1750RPM, 19,5KW, 106NM, 38A, 40 2000RPM, 22,5KW, 107NM, 38A, 45 WATER COOLING DEGREE OF PROTECTION IP65 INCREMENTAL ENCODER SIN/COS 1VPP 2048 S/R WITH ND-END AT TERMINAL BOX (ENCODER IC2048S/R) with TEMPERAT. SENSOR KTY84-130 DESIGN IM B5 (IMV 1,IM V3) SHAFT WITH FITTED KEY FULL-KEY BALANCING BEARING: STANDARD WITH FIXED BEARING, VIBRATION SEVERITY GRADE: R/A, FLANGE ACCURACY: R TERMINAL BOX (ABOVE) CABLE ENTRY ON THE RIGHT SIGNAL CONNECTION D-END | 5867 | TEM | 1 | MC | 123 | 1
1PH81331MF230BA1 | SIMOTICS M COMPACT ASYNCHRONOUS MOTOR 1500RPM, 17KW, 108NM, 38A, 345V 1750RPM, 19,5KW, 106NM, 38A, 40 2000RPM, 22,5KW, 107NM, 38A, 45 WATER COOLING DEGREE OF PROTECTION IP65 INCREMENTAL ENCODER SIN/COS 1VPP 2048 S/R WITH ND-END AT TERMINAL BOX (ENCODER IC2048S/R) with TEMPERAT. SENSOR KTY84-130 DESIGN IM B35 (IM V15, IM V35) PLAIN SHAFT WITHOUT FITTED KEY; BEARING: STANDARD WITH FIXED BEARING, VIBRATION SEVERITY GRADE: R/A, FLANGE ACCURACY: R TERMINAL BOX (ABOVE) CABLE ENTRY ON THE RIGHT SIGNAL CONNECTION D-END | 6170 | TEM | 1 | MC | 123 | 1
1PH81331MF230CC1 | SIMOTICS M COMPACT ASYNCHRONOUS MOTOR 1500RPM, 17KW, 108NM, 38A, 345V 1750RPM, 19,5KW, 106NM, 38A, 40 2000RPM, 22,5KW, 107NM, 38A, 45 WATER COOLING DEGREE OF PROTECTION IP65 INCREMENTAL ENCODER SIN/COS 1VPP 2048 S/R WITH ND-END AT TERMINAL BOX (ENCODER IC2048S/R) with TEMPERAT. SENSOR KTY84-130 DESIGN IM B35 (IM V15, IM V35) PLAIN SHAFT WITHOUT FITTED KEY; BEARING: STANDARD WITH FIXED BEARING, VIBRATION SEVERITY GRADE: S/A, SHAFT AND FLANGE ACCURACY: R TERMINAL BOX (ABOVE) CABLE ENTRY ON THE ND-END SIGNAL CONNECTION LEFT | 6365 | TEM | 1 | MC | 123 | 1
1PH81331MF230GC1 | SIMOTICS M COMPACT ASYNCHRONOUS MOTOR 1500RPM, 17KW, 108NM, 38A, 345V 1750RPM, 19,5KW, 106NM, 38A, 40 2000RPM, 22,5KW, 107NM, 38A, 45 WATER COOLING DEGREE OF PROTECTION IP65 INCREMENTAL ENCODER SIN/COS 1VPP 2048 S/R WITH ND-END AT TERMINAL BOX (ENCODER IC2048S/R) with TEMPERAT. SENSOR KTY84-130 DESIGN IM B35 (IM V15, IM V35) PLAIN SHAFT WITHOUT FITTED KEY; BEARING: STANDARD, VIBRATION SEVERITY GRADE: R/A, SHAFT AND FLANGE ACCURACY: R TERMINAL BOX (ABOVE) CABLE ENTRY ON THE ND-END SIGNAL CONNECTION LEFT | 5885 | TEM | 1 | MC | 123 | 1
1PH81331MG000BA1 | SIMOTICS M COMPACT ASYNCHRONOUS MOTOR 2000RPM, 20KW, 96NM, 45A, 350V 2300RPM,22,5KW, 93NM, 44A, 400V 2650RPM, 24KW, 86NM, 41A, 456V FORCED VENTILATION; DIRECTION OF AIR FLOW DE --> NDE; DEGREE OF PROTECTION IP55 INCREMENTAL ENCODER SIN/COS 1VPP 2048 S/R WITH ND-END AT TERMINAL BOX (ENCODER IC2048S/R) with TEMPERAT. SENSOR KTY84-130 DESIGN IM B3 (IM V5, IM V6) PLAIN SHAFT WITHOUT FITTED KEY; BEARING: STANDARD WITH FIXED BEARING, VIBRATION SEVERITY GRADE: R/A, FLANGE ACCURACY: R TERMINAL BOX (ABOVE) CABLE ENTRY ON THE RIGHT SIGNAL CONNECTION D-END | 4822 | TEM | 1 | MC | 106 | 1
1PH81331MG000CA1 | SIMOTICS M COMPACT ASYNCHRONOUS MOTOR 2000RPM, 20KW, 96NM, 45A, 350V 2300RPM,22,5KW, 93NM, 44A, 400V 2650RPM, 24KW, 86NM, 41A, 456V FORCED VENTILATION; DIRECTION OF AIR FLOW DE --> NDE; DEGREE OF PROTECTION IP55 INCREMENTAL ENCODER SIN/COS 1VPP 2048 S/R WITH ND-END AT TERMINAL BOX (ENCODER IC2048S/R) with TEMPERAT. SENSOR KTY84-130 DESIGN IM B3 (IM V5, IM V6) PLAIN SHAFT WITHOUT FITTED KEY; BEARING: STANDARD WITH FIXED BEARING, VIBRATION SEVERITY GRADE: S/A, SHAFT AND FLANGE ACCURACY: R TERMINAL BOX (ABOVE) CABLE ENTRY ON THE RIGHT SIGNAL CONNECTION D-END | 5017 | TEM | 1 | MC | 106 | 1
1PH81331MG000GA1 | SIMOTICS M COMPACT ASYNCHRONOUS MOTOR 2000RPM, 20KW, 96NM, 45A, 350V 2300RPM,22,5KW, 93NM, 44A, 400V 2650RPM, 24KW, 86NM, 41A, 456V FORCED VENTILATION; DIRECTION OF AIR FLOW DE --> NDE; DEGREE OF PROTECTION IP55 INCREMENTAL ENCODER SIN/COS 1VPP 2048 S/R WITH ND-END AT TERMINAL BOX (ENCODER IC2048S/R) with TEMPERAT. SENSOR KTY84-130 DESIGN IM B3 (IM V5, IM V6) PLAIN SHAFT WITHOUT FITTED KEY; BEARING: STANDARD, VIBRATION SEVERITY GRADE: R/A, SHAFT AND FLANGE ACCURACY: R TERMINAL BOX (ABOVE) CABLE ENTRY ON THE RIGHT SIGNAL CONNECTION D-END | 4537 | TEM | 1 | MC | 106 | 1
1PH81331MG000MA1 | SIMOTICS M COMPACT ASYNCHRONOUS MOTOR 2000RPM, 20KW, 96NM, 45A, 350V 2300RPM,22,5KW, 93NM, 44A, 400V 2650RPM, 24KW, 86NM, 41A, 456V FORCED VENTILATION; DIRECTION OF AIR FLOW DE --> NDE; DEGREE OF PROTECTION IP55 INCREMENTAL ENCODER SIN/COS 1VPP 2048 S/R WITH ND-END AT TERMINAL BOX (ENCODER IC2048S/R) with TEMPERAT. SENSOR KTY84-130 DESIGN IM B3 (IM V5, IM V6) PLAIN SHAFT WITHOUT FITTED KEY; BEARING: HIGH PERFORMANCE VIBRATION SEVERITY GRADE SPECIAL/B SHAFT AND FLANGE ACCURACY GR. SPECIAL TERMINAL BOX (ABOVE) CABLE ENTRY ON THE RIGHT SIGNAL CONNECTION D-END | 6042 | TEM | 1 | MC | 106 | 1
1PH81331MG001CA1 | SIMOTICS M COMPACT ASYNCHRONOUS MOTOR 2000RPM, 20KW, 96NM, 45A, 350V 2300RPM,22,5KW, 93NM, 44A, 400V 2650RPM, 24KW, 86NM, 41A, 456V FORCED VENTILATION; DIRECTION OF AIR FLOW DE --> NDE; DEGREE OF PROTECTION IP55 INCREMENTAL ENCODER SIN/COS 1VPP 2048 S/R WITH ND-END AT TERMINAL BOX (ENCODER IC2048S/R) with TEMPERAT. SENSOR KTY84-130 DESIGN IM B3 (IM V5, IM V6) SHAFT WITH FITTED KEY FULL-KEY BALANCING BEARING: STANDARD WITH FIXED BEARING, VIBRATION SEVERITY GRADE: S/A, SHAFT AND FLANGE ACCURACY: R TERMINAL BOX (ABOVE) CABLE ENTRY ON THE RIGHT SIGNAL CONNECTION D-END | 5017 | TEM | 1 | MC | 106 | 1
1PH81331MG002BA1 | SIMOTICS M COMPACT ASYNCHRONOUS MOTOR 2000RPM, 20KW, 96NM, 45A, 350V 2300RPM,22,5KW, 93NM, 44A, 400V 2650RPM, 24KW, 86NM, 41A, 456V FORCED VENTILATION; DIRECTION OF AIR FLOW DE --> NDE; DEGREE OF PROTECTION IP55 INCREMENTAL ENCODER SIN/COS 1VPP 2048 S/R WITH ND-END AT TERMINAL BOX (ENCODER IC2048S/R) with TEMPERAT. SENSOR KTY84-130 DESIGN IM B3 (IM V5, IM V6) SHAFT WITH FITTED KEY HALF-KEY BALANCING BEARING: STANDARD WITH FIXED BEARING, VIBRATION SEVERITY GRADE: R/A, FLANGE ACCURACY: R TERMINAL BOX (ABOVE) CABLE ENTRY ON THE RIGHT SIGNAL CONNECTION D-END | 4822 | TEM | 1 | MC | 106 | 1
1PH81331MG020BA1 | SIMOTICS M COMPACT ASYNCHRONOUS MOTOR 2000RPM, 20KW, 96NM, 45A, 350V 2300RPM,22,5KW, 93NM, 44A, 400V 2650RPM, 24KW, 86NM, 41A, 456V FORCED VENTILATION; DIRECTION OF AIR FLOW DE --> NDE; DEGREE OF PROTECTION IP55 INCREMENTAL ENCODER SIN/COS 1VPP 2048 S/R WITH ND-END AT TERMINAL BOX (ENCODER IC2048S/R) with TEMPERAT. SENSOR KTY84-130 DESIGN IM B5 (IMV 1,IM V3) PLAIN SHAFT WITHOUT FITTED KEY; BEARING: STANDARD WITH FIXED BEARING, VIBRATION SEVERITY GRADE: R/A, FLANGE ACCURACY: R TERMINAL BOX (ABOVE) CABLE ENTRY ON THE RIGHT SIGNAL CONNECTION D-END | 5061 | TEM | 1 | MC | 106 | 1
1PH81331MG020BC1 | SIMOTICS M COMPACT ASYNCHRONOUS MOTOR 2000RPM, 20KW, 96NM, 45A, 350V 2300RPM,22,5KW, 93NM, 44A, 400V 2650RPM, 24KW, 86NM, 41A, 456V FORCED VENTILATION; DIRECTION OF AIR FLOW DE --> NDE; DEGREE OF PROTECTION IP55 INCREMENTAL ENCODER SIN/COS 1VPP 2048 S/R WITH ND-END AT TERMINAL BOX (ENCODER IC2048S/R) with TEMPERAT. SENSOR KTY84-130 DESIGN IM B5 (IMV 1,IM V3) PLAIN SHAFT WITHOUT FITTED KEY; BEARING: STANDARD WITH FIXED BEARING, VIBRATION SEVERITY GRADE: R/A, FLANGE ACCURACY: R TERMINAL BOX (ABOVE) CABLE ENTRY ON THE ND-END SIGNAL CONNECTION LEFT | 5061 | TEM | 1 | MC | 106 | 1
1PH81331MG020LA1 | SIMOTICS M COMPACT ASYNCHRONOUS MOTOR 2000RPM, 20KW, 96NM, 45A, 350V 2300RPM,22,5KW, 93NM, 44A, 400V 2650RPM, 24KW, 86NM, 41A, 456V FORCED VENTILATION; DIRECTION OF AIR FLOW DE --> NDE; DEGREE OF PROTECTION IP55 INCREMENTAL ENCODER SIN/COS 1VPP 2048 S/R WITH ND-END AT TERMINAL BOX (ENCODER IC2048S/R) with TEMPERAT. SENSOR KTY84-130 DESIGN IM B5 (IMV 1,IM V3) PLAIN SHAFT WITHOUT FITTED KEY; BEARING: PERFORMANCE, VIBRATION SEVERITY GRADE: SPECIAL/B, SHAFT AND FLANGE ACCURACY: SPECIAL TERMINAL BOX (ABOVE) CABLE ENTRY ON THE RIGHT SIGNAL CONNECTION D-END | 5607 | TEM | 1 | MC | 106 | 1
1PH81331MG021BA1 | SIMOTICS M COMPACT ASYNCHRONOUS MOTOR 2000RPM, 20KW, 96NM, 45A, 350V 2300RPM,22,5KW, 93NM, 44A, 400V 2650RPM, 24KW, 86NM, 41A, 456V FORCED VENTILATION; DIRECTION OF AIR FLOW DE --> NDE; DEGREE OF PROTECTION IP55 INCREMENTAL ENCODER SIN/COS 1VPP 2048 S/R WITH ND-END AT TERMINAL BOX (ENCODER IC2048S/R) with TEMPERAT. SENSOR KTY84-130 DESIGN IM B5 (IMV 1,IM V3) SHAFT WITH FITTED KEY FULL-KEY BALANCING BEARING: STANDARD WITH FIXED BEARING, VIBRATION SEVERITY GRADE: R/A, FLANGE ACCURACY: R TERMINAL BOX (ABOVE) CABLE ENTRY ON THE RIGHT SIGNAL CONNECTION D-END | 5061 | TEM | 1 | MC | 106 | 1
1PH81331MG022BA1 | SIMOTICS M COMPACT ASYNCHRONOUS MOTOR 2000RPM, 20KW, 96NM, 45A, 350V 2300RPM,22,5KW, 93NM, 44A, 400V 2650RPM, 24KW, 86NM, 41A, 456V FORCED VENTILATION; DIRECTION OF AIR FLOW DE --> NDE; DEGREE OF PROTECTION IP55 INCREMENTAL ENCODER SIN/COS 1VPP 2048 S/R WITH ND-END AT TERMINAL BOX (ENCODER IC2048S/R) with TEMPERAT. SENSOR KTY84-130 DESIGN IM B5 (IMV 1,IM V3) SHAFT WITH FITTED KEY HALF-KEY BALANCING BEARING: STANDARD WITH FIXED BEARING, VIBRATION SEVERITY GRADE: R/A, FLANGE ACCURACY: R TERMINAL BOX (ABOVE) CABLE ENTRY ON THE RIGHT SIGNAL CONNECTION D-END | 5061 | TEM | 1 | MC | 106 | 1
1PH81331MG022CB1 | SIMOTICS M COMPACT ASYNCHRONOUS MOTOR 2000RPM, 20KW, 96NM, 45A, 350V 2300RPM,22,5KW, 93NM, 44A, 400V 2650RPM, 24KW, 86NM, 41A, 456V FORCED VENTILATION; DIRECTION OF AIR FLOW DE --> NDE; DEGREE OF PROTECTION IP55 INCREMENTAL ENCODER SIN/COS 1VPP 2048 S/R WITH ND-END AT TERMINAL BOX (ENCODER IC2048S/R) with TEMPERAT. SENSOR KTY84-130 DESIGN IM B5 (IMV 1,IM V3) SHAFT WITH FITTED KEY HALF-KEY BALANCING BEARING: STANDARD WITH FIXED BEARING, VIBRATION SEVERITY GRADE: S/A, SHAFT AND FLANGE ACCURACY: R TERMINAL BOX (ABOVE) CABLE ENTRY ON THE LEFT SIGNAL CONNECTION D-END | 5256 | TEM | 1 | MC | 106 | 1
1PH81331MG022LA1 | SIMOTICS M COMPACT ASYNCHRONOUS MOTOR 2000RPM, 20KW, 96NM, 45A, 350V 2300RPM,22,5KW, 93NM, 44A, 400V 2650RPM, 24KW, 86NM, 41A, 456V FORCED VENTILATION; DIRECTION OF AIR FLOW DE --> NDE; DEGREE OF PROTECTION IP55 INCREMENTAL ENCODER SIN/COS 1VPP 2048 S/R WITH ND-END AT TERMINAL BOX (ENCODER IC2048S/R) with TEMPERAT. SENSOR KTY84-130 DESIGN IM B5 (IMV 1,IM V3) SHAFT WITH FITTED KEY HALF-KEY BALANCING BEARING: PERFORMANCE, VIBRATION SEVERITY GRADE: SPECIAL/B, SHAFT AND FLANGE ACCURACY: SPECIAL TERMINAL BOX (ABOVE) CABLE ENTRY ON THE RIGHT SIGNAL CONNECTION D-END | 5607 | TEM | 1 | MC | 106 | 1
1PH81331MG022MA1 | SIMOTICS M COMPACT ASYNCHRONOUS MOTOR 2000RPM, 20KW, 96NM, 45A, 350V 2300RPM,22,5KW, 93NM, 44A, 400V 2650RPM, 24KW, 86NM, 41A, 456V FORCED VENTILATION; DIRECTION OF AIR FLOW DE --> NDE; DEGREE OF PROTECTION IP55 INCREMENTAL ENCODER SIN/COS 1VPP 2048 S/R WITH ND-END AT TERMINAL BOX (ENCODER IC2048S/R) with TEMPERAT. SENSOR KTY84-130 DESIGN IM B5 (IMV 1,IM V3) SHAFT WITH FITTED KEY HALF-KEY BALANCING BEARING: HIGH PERFORMANCE VIBRATION SEVERITY GRADE SPECIAL/B SHAFT AND FLANGE ACCURACY GR. SPECIAL TERMINAL BOX (ABOVE) CABLE ENTRY ON THE RIGHT SIGNAL CONNECTION D-END | 6280 | TEM | 1 | MC | 106 | 1
1PH81331MG101BA1 | SIMOTICS M COMPACT ASYNCHRONOUS MOTOR 2000RPM, 20KW, 96NM, 45A, 350V 2300RPM,22,5KW, 93NM, 44A, 400V 2650RPM, 24KW, 86NM, 41A, 456V FORCED VENTILATION; DIRECTION OF AIR FLOW NDE --> DE; DEGREE OF PROTECTION IP55 INCREMENTAL ENCODER SIN/COS 1VPP 2048 S/R WITH ND-END AT TERMINAL BOX (ENCODER IC2048S/R) with TEMPERAT. SENSOR KTY84-130 DESIGN IM B3 (IM V5, IM V6) SHAFT WITH FITTED KEY FULL-KEY BALANCING BEARING: STANDARD WITH FIXED BEARING, VIBRATION SEVERITY GRADE: R/A, FLANGE ACCURACY: R TERMINAL BOX (ABOVE) CABLE ENTRY ON THE RIGHT SIGNAL CONNECTION D-END | 4822 | TEM | 1 | MC | 106 | 1
1PH81331MG102CA1 | SIMOTICS M COMPACT ASYNCHRONOUS MOTOR 2000RPM, 20KW, 96NM, 45A, 350V 2300RPM,22,5KW, 93NM, 44A, 400V 2650RPM, 24KW, 86NM, 41A, 456V FORCED VENTILATION; DIRECTION OF AIR FLOW NDE --> DE; DEGREE OF PROTECTION IP55 INCREMENTAL ENCODER SIN/COS 1VPP 2048 S/R WITH ND-END AT TERMINAL BOX (ENCODER IC2048S/R) with TEMPERAT. SENSOR KTY84-130 DESIGN IM B3 (IM V5, IM V6) SHAFT WITH FITTED KEY HALF-KEY BALANCING BEARING: STANDARD WITH FIXED BEARING, VIBRATION SEVERITY GRADE: S/A, SHAFT AND FLANGE ACCURACY: R TERMINAL BOX (ABOVE) CABLE ENTRY ON THE RIGHT SIGNAL CONNECTION D-END | 5017 | TEM | 1 | MC | 106 | 1
1PH81331MG120BA1 | SIMOTICS M COMPACT ASYNCHRONOUS MOTOR 2000RPM, 20KW, 96NM, 45A, 350V 2300RPM,22,5KW, 93NM, 44A, 400V 2650RPM, 24KW, 86NM, 41A, 456V FORCED VENTILATION; DIRECTION OF AIR FLOW NDE --> DE; DEGREE OF PROTECTION IP55 INCREMENTAL ENCODER SIN/COS 1VPP 2048 S/R WITH ND-END AT TERMINAL BOX (ENCODER IC2048S/R) with TEMPERAT. SENSOR KTY84-130 DESIGN IM B5 (IMV 1,IM V3) PLAIN SHAFT WITHOUT FITTED KEY; BEARING: STANDARD WITH FIXED BEARING, VIBRATION SEVERITY GRADE: R/A, FLANGE ACCURACY: R TERMINAL BOX (ABOVE) CABLE ENTRY ON THE RIGHT SIGNAL CONNECTION D-END | 5061 | TEM | 1 | MC | 106 | 1
1PH81331MG121CA1 | SIMOTICS M COMPACT ASYNCHRONOUS MOTOR 2000RPM, 20KW, 96NM, 45A, 350V 2300RPM,22,5KW, 93NM, 44A, 400V 2650RPM, 24KW, 86NM, 41A, 456V FORCED VENTILATION; DIRECTION OF AIR FLOW NDE --> DE; DEGREE OF PROTECTION IP55 INCREMENTAL ENCODER SIN/COS 1VPP 2048 S/R WITH ND-END AT TERMINAL BOX (ENCODER IC2048S/R) with TEMPERAT. SENSOR KTY84-130 DESIGN IM B5 (IMV 1,IM V3) SHAFT WITH FITTED KEY FULL-KEY BALANCING BEARING: STANDARD WITH FIXED BEARING, VIBRATION SEVERITY GRADE: S/A, SHAFT AND FLANGE ACCURACY: R TERMINAL BOX (ABOVE) CABLE ENTRY ON THE RIGHT SIGNAL CONNECTION D-END | 5256 | TEM | 1 | MC | 106 | 1
1PH81331MG122BG1 | SIMOTICS M COMPACT ASYNCHRONOUS MOTOR 2000RPM, 20KW, 96NM, 45A, 350V 2300RPM,22,5KW, 93NM, 44A, 400V 2650RPM, 24KW, 86NM, 41A, 456V FORCED VENTILATION; DIRECTION OF AIR FLOW NDE --> DE; DEGREE OF PROTECTION IP55 INCREMENTAL ENCODER SIN/COS 1VPP 2048 S/R WITH ND-END AT TERMINAL BOX (ENCODER IC2048S/R) with TEMPERAT. SENSOR KTY84-130 DESIGN IM B5 (IMV 1,IM V3) SHAFT WITH FITTED KEY HALF-KEY BALANCING BEARING: STANDARD WITH FIXED BEARING, VIBRATION SEVERITY GRADE: R/A, FLANGE ACCURACY: R POWER CONNECTOR (ABOVE) CABLE ENTRY ON THE ND-END SIGNAL CONNECTION LEFT | 5061 | TEM | 1 | MC | 106 | 1
1PH81331MG130CC1 | SIMOTICS M COMPACT ASYNCHRONOUS MOTOR 2000RPM, 20KW, 96NM, 45A, 350V 2300RPM,22,5KW, 93NM, 44A, 400V 2650RPM, 24KW, 86NM, 41A, 456V FORCED VENTILATION; DIRECTION OF AIR FLOW NDE --> DE; DEGREE OF PROTECTION IP55 INCREMENTAL ENCODER SIN/COS 1VPP 2048 S/R WITH ND-END AT TERMINAL BOX (ENCODER IC2048S/R) with TEMPERAT. SENSOR KTY84-130 DESIGN IM B35 (IM V15, IM V35) PLAIN SHAFT WITHOUT FITTED KEY; BEARING: STANDARD WITH FIXED BEARING, VIBRATION SEVERITY GRADE: S/A, SHAFT AND FLANGE ACCURACY: R TERMINAL BOX (ABOVE) CABLE ENTRY ON THE ND-END SIGNAL CONNECTION LEFT | 5559 | TEM | 1 | MC | 106 | 1
1PH81331MG131BA1 | SIMOTICS M COMPACT ASYNCHRONOUS MOTOR 2000RPM, 20KW, 96NM, 45A, 350V 2300RPM,22,5KW, 93NM, 44A, 400V 2650RPM, 24KW, 86NM, 41A, 456V FORCED VENTILATION; DIRECTION OF AIR FLOW NDE --> DE; DEGREE OF PROTECTION IP55 INCREMENTAL ENCODER SIN/COS 1VPP 2048 S/R WITH ND-END AT TERMINAL BOX (ENCODER IC2048S/R) with TEMPERAT. SENSOR KTY84-130 DESIGN IM B35 (IM V15, IM V35) SHAFT WITH FITTED KEY FULL-KEY BALANCING BEARING: STANDARD WITH FIXED BEARING, VIBRATION SEVERITY GRADE: R/A, FLANGE ACCURACY: R TERMINAL BOX (ABOVE) CABLE ENTRY ON THE RIGHT SIGNAL CONNECTION D-END | 5364 | TEM | 1 | MC | 106 | 1
1PH81331MG202BA1 | SIMOTICS M COMPACT ASYNCHRONOUS MOTOR 2000RPM, 22KW, 105NM, 52A, 336V 2300RPM, 25KW, 104NM, 52A, 373V 2650RPM, 28KW, 101NM, 50A, 427V WATER COOLING DEGREE OF PROTECTION IP65 INCREMENTAL ENCODER SIN/COS 1VPP 2048 S/R WITH ND-END AT TERMINAL BOX (ENCODER IC2048S/R) with TEMPERAT. SENSOR KTY84-130 DESIGN IM B3 (IM V5, IM V6) SHAFT WITH FITTED KEY HALF-KEY BALANCING BEARING: STANDARD WITH FIXED BEARING, VIBRATION SEVERITY GRADE: R/A, FLANGE ACCURACY: R TERMINAL BOX (ABOVE) CABLE ENTRY ON THE RIGHT SIGNAL CONNECTION D-END | 5628 | TEM | 1 | MC | 123 | 1
1PH81331MG221BB1 | SIMOTICS M COMPACT ASYNCHRONOUS MOTOR 2000RPM, 22KW, 105NM, 52A, 336V 2300RPM, 25KW, 104NM, 52A, 373V 2650RPM, 28KW, 101NM, 50A, 427V WATER COOLING DEGREE OF PROTECTION IP65 INCREMENTAL ENCODER SIN/COS 1VPP 2048 S/R WITH ND-END AT TERMINAL BOX (ENCODER IC2048S/R) with TEMPERAT. SENSOR KTY84-130 DESIGN IM B5 (IMV 1,IM V3) SHAFT WITH FITTED KEY FULL-KEY BALANCING BEARING: STANDARD WITH FIXED BEARING, VIBRATION SEVERITY GRADE: R/A, FLANGE ACCURACY: R TERMINAL BOX (ABOVE) CABLE ENTRY ON THE LEFT SIGNAL CONNECTION D-END | 5867 | TEM | 1 | MC | 123 | 1
1PH81331MG230DA1 | SIMOTICS M COMPACT ASYNCHRONOUS MOTOR 2000RPM, 22KW, 105NM, 52A, 336V 2300RPM, 25KW, 104NM, 52A, 373V 2650RPM, 28KW, 101NM, 50A, 427V WATER COOLING DEGREE OF PROTECTION IP65 INCREMENTAL ENCODER SIN/COS 1VPP 2048 S/R WITH ND-END AT TERMINAL BOX (ENCODER IC2048S/R) with TEMPERAT. SENSOR KTY84-130 DESIGN IM B35 (IM V15, IM V35) PLAIN SHAFT WITHOUT FITTED KEY; BEARING: STANDARD WITH FIXED BEARING, VIBRATION SEVERITY GRADE: SR/A, SHAFT AND FLANGE ACCURACY: R TERMINAL BOX (ABOVE) CABLE ENTRY ON THE RIGHT SIGNAL CONNECTION D-END | 6435 | TEM | 1 | MC | 123 | 1
1PH81331MG231BG1 | SIMOTICS M COMPACT ASYNCHRONOUS MOTOR 2000RPM, 22KW, 105NM, 52A, 336V 2300RPM, 25KW, 104NM, 52A, 373V 2650RPM, 28KW, 101NM, 50A, 427V WATER COOLING DEGREE OF PROTECTION IP65 INCREMENTAL ENCODER SIN/COS 1VPP 2048 S/R WITH ND-END AT TERMINAL BOX (ENCODER IC2048S/R) with TEMPERAT. SENSOR KTY84-130 DESIGN IM B35 (IM V15, IM V35) SHAFT WITH FITTED KEY FULL-KEY BALANCING BEARING: STANDARD WITH FIXED BEARING, VIBRATION SEVERITY GRADE: R/A, FLANGE ACCURACY: R POWER CONNECTOR (ABOVE) CABLE ENTRY ON THE ND-END SIGNAL CONNECTION LEFT | 6170 | TEM | 1 | MC | 123 | 1
1PH81331MG231BH1 | SIMOTICS M COMPACT ASYNCHRONOUS MOTOR 2000RPM, 22KW, 105NM, 52A, 336V 2300RPM, 25KW, 104NM, 52A, 373V 2650RPM, 28KW, 101NM, 50A, 427V WATER COOLING DEGREE OF PROTECTION IP65 INCREMENTAL ENCODER SIN/COS 1VPP 2048 S/R WITH ND-END AT TERMINAL BOX (ENCODER IC2048S/R) with TEMPERAT. SENSOR KTY84-130 DESIGN IM B35 (IM V15, IM V35) SHAFT WITH FITTED KEY FULL-KEY BALANCING BEARING: STANDARD WITH FIXED BEARING, VIBRATION SEVERITY GRADE: R/A, FLANGE ACCURACY: R POWER CONNECTOR (ABOVE) CABLE ENTRY ON THE D-END SIGNAL CONNECTION LEFT | 6170 | TEM | 1 | MC | 123 | 1
1PH81331MG232BA1 | SIMOTICS M COMPACT ASYNCHRONOUS MOTOR 2000RPM, 22KW, 105NM, 52A, 336V 2300RPM, 25KW, 104NM, 52A, 373V 2650RPM, 28KW, 101NM, 50A, 427V WATER COOLING DEGREE OF PROTECTION IP65 INCREMENTAL ENCODER SIN/COS 1VPP 2048 S/R WITH ND-END AT TERMINAL BOX (ENCODER IC2048S/R) with TEMPERAT. SENSOR KTY84-130 DESIGN IM B35 (IM V15, IM V35) SHAFT WITH FITTED KEY HALF-KEY BALANCING BEARING: STANDARD WITH FIXED BEARING, VIBRATION SEVERITY GRADE: R/A, FLANGE ACCURACY: R TERMINAL BOX (ABOVE) CABLE ENTRY ON THE RIGHT SIGNAL CONNECTION D-END | 6170 | TEM | 1 | MC | 123 | 1
1PH81331SD020LA1 | SIMOTICS M COMPACT ASYNCHRONOUS MOTOR 1000RPM, 12KW, 115NM, 30A, 319V 1150RPM,13,5KW,112NM, 29A, 361V 1350RPM, 15KW, 106NM, 28A, 417V FORCED VENTILATION; DIRECTION OF AIR FLOW DE --> NDE; DEGREE OF PROTECTION IP55 INCREMENTAL ENCODER 19 BIT WITHOUT COMMUTATION POSITION (ENCODER IN19DQ) WITH DRIVE-CLIQ INTERFACE DESIGN IM B5 (IMV 1,IM V3) PLAIN SHAFT WITHOUT FITTED KEY; BEARING: PERFORMANCE, VIBRATION SEVERITY GRADE: SPECIAL/B, SHAFT AND FLANGE ACCURACY: SPECIAL TERMINAL BOX (ABOVE) CABLE ENTRY ON THE RIGHT SIGNAL CONNECTION D-END | 7645 | TEM | 1 | MC | 106 | 1
1PH81331SD023LA1 | SIMOTICS M COMPACT ASYNCHRONOUS MOTOR 1000RPM, 12KW, 115NM, 30A, 319V 1150RPM,13,5KW,112NM, 29A, 361V 1350RPM, 15KW, 106NM, 28A, 417V FORCED VENTILATION; DIRECTION OF AIR FLOW DE --> NDE; DEGREE OF PROTECTION IP55 INCREMENTAL ENCODER 19 BIT WITHOUT COMMUTATION POSITION (ENCODER IN19DQ) WITH DRIVE-CLIQ INTERFACE DESIGN IM B5 (IMV 1,IM V3) PLAIN HOLLOW-SHAFT BEARING: PERFORMANCE, VIBRATION SEVERITY GRADE: SPECIAL/B, SHAFT AND FLANGE ACCURACY: SPECIAL TERMINAL BOX (ABOVE) CABLE ENTRY ON THE RIGHT SIGNAL CONNECTION D-END | 9239 | TEM | 1 | MC | 108.5 | 1
1PH81331SF000LA1 | SIMOTICS M COMPACT ASYNCHRONOUS MOTOR 1500RPM, 15KW, 96NM, 34A, 342V 1750RPM,17,5KW, 96NM, 34A, 392V 2000RPM, 20KW, 96NM, 34A, 445V FORCED VENTILATION; DIRECTION OF AIR FLOW DE --> NDE; DEGREE OF PROTECTION IP55 INCREMENTAL ENCODER 19 BIT WITHOUT COMMUTATION POSITION (ENCODER IN19DQ) WITH DRIVE-CLIQ INTERFACE DESIGN IM B3 (IM V5, IM V6) PLAIN SHAFT WITHOUT FITTED KEY; BEARING: PERFORMANCE, VIBRATION SEVERITY GRADE: SPECIAL/B, SHAFT AND FLANGE ACCURACY: SPECIAL TERMINAL BOX (ABOVE) CABLE ENTRY ON THE RIGHT SIGNAL CONNECTION D-END | 7406 | TEM | 1 | MC | 106 | 1
1PH81331SF000LB1 | SIMOTICS M COMPACT ASYNCHRONOUS MOTOR 1500RPM, 15KW, 96NM, 34A, 342V 1750RPM,17,5KW, 96NM, 34A, 392V 2000RPM, 20KW, 96NM, 34A, 445V FORCED VENTILATION; DIRECTION OF AIR FLOW DE --> NDE; DEGREE OF PROTECTION IP55 INCREMENTAL ENCODER 19 BIT WITHOUT COMMUTATION POSITION (ENCODER IN19DQ) WITH DRIVE-CLIQ INTERFACE DESIGN IM B3 (IM V5, IM V6) PLAIN SHAFT WITHOUT FITTED KEY; BEARING: PERFORMANCE, VIBRATION SEVERITY GRADE: SPECIAL/B, SHAFT AND FLANGE ACCURACY: SPECIAL TERMINAL BOX (ABOVE) CABLE ENTRY ON THE LEFT SIGNAL CONNECTION D-END | 7406 | TEM | 1 | MC | 106 | 1
1PH81331SF020LA1 | SIMOTICS M COMPACT ASYNCHRONOUS MOTOR 1500RPM, 15KW, 96NM, 34A, 342V 1750RPM,17,5KW, 96NM, 34A, 392V 2000RPM, 20KW, 96NM, 34A, 445V FORCED VENTILATION; DIRECTION OF AIR FLOW DE --> NDE; DEGREE OF PROTECTION IP55 INCREMENTAL ENCODER 19 BIT WITHOUT COMMUTATION POSITION (ENCODER IN19DQ) WITH DRIVE-CLIQ INTERFACE DESIGN IM B5 (IMV 1,IM V3) PLAIN SHAFT WITHOUT FITTED KEY; BEARING: PERFORMANCE, VIBRATION SEVERITY GRADE: SPECIAL/B, SHAFT AND FLANGE ACCURACY: SPECIAL TERMINAL BOX (ABOVE) CABLE ENTRY ON THE RIGHT SIGNAL CONNECTION D-END | 7645 | TEM | 1 | MC | 106 | 1
1PH81331SF020MA1 | SIMOTICS M COMPACT ASYNCHRONOUS MOTOR 1500RPM, 15KW, 96NM, 34A, 342V 1750RPM,17,5KW, 96NM, 34A, 392V 2000RPM, 20KW, 96NM, 34A, 445V FORCED VENTILATION; DIRECTION OF AIR FLOW DE --> NDE; DEGREE OF PROTECTION IP55 INCREMENTAL ENCODER 19 BIT WITHOUT COMMUTATION POSITION (ENCODER IN19DQ) WITH DRIVE-CLIQ INTERFACE DESIGN IM B5 (IMV 1,IM V3) PLAIN SHAFT WITHOUT FITTED KEY; BEARING: HIGH PERFORMANCE VIBRATION SEVERITY GRADE SPECIAL/B SHAFT AND FLANGE ACCURACY GR. SPECIAL TERMINAL BOX (ABOVE) CABLE ENTRY ON THE RIGHT SIGNAL CONNECTION D-END | 8318 | TEM | 1 | MC | 106 | 1
1PH81331SF021LA1 | SIMOTICS M COMPACT ASYNCHRONOUS MOTOR 1500RPM, 15KW, 96NM, 34A, 342V 1750RPM,17,5KW, 96NM, 34A, 392V 2000RPM, 20KW, 96NM, 34A, 445V FORCED VENTILATION; DIRECTION OF AIR FLOW DE --> NDE; DEGREE OF PROTECTION IP55 INCREMENTAL ENCODER 19 BIT WITHOUT COMMUTATION POSITION (ENCODER IN19DQ) WITH DRIVE-CLIQ INTERFACE DESIGN IM B5 (IMV 1,IM V3) SHAFT WITH FITTED KEY FULL-KEY BALANCING BEARING: PERFORMANCE, VIBRATION SEVERITY GRADE: SPECIAL/B, SHAFT AND FLANGE ACCURACY: SPECIAL TERMINAL BOX (ABOVE) CABLE ENTRY ON THE RIGHT SIGNAL CONNECTION D-END | 7645 | TEM | 1 | MC | 106 | 1
1PH81331SF021MA1 | SIMOTICS M COMPACT ASYNCHRONOUS MOTOR 1500RPM, 15KW, 96NM, 34A, 342V 1750RPM,17,5KW, 96NM, 34A, 392V 2000RPM, 20KW, 96NM, 34A, 445V FORCED VENTILATION; DIRECTION OF AIR FLOW DE --> NDE; DEGREE OF PROTECTION IP55 INCREMENTAL ENCODER 19 BIT WITHOUT COMMUTATION POSITION (ENCODER IN19DQ) WITH DRIVE-CLIQ INTERFACE DESIGN IM B5 (IMV 1,IM V3) SHAFT WITH FITTED KEY FULL-KEY BALANCING BEARING: HIGH PERFORMANCE VIBRATION SEVERITY GRADE SPECIAL/B SHAFT AND FLANGE ACCURACY GR. SPECIAL TERMINAL BOX (ABOVE) CABLE ENTRY ON THE RIGHT SIGNAL CONNECTION D-END | 8318 | TEM | 1 | MC | 106 | 1
1PH81331SF023LA1 | SIMOTICS M COMPACT ASYNCHRONOUS MOTOR 1500RPM, 15KW, 96NM, 34A, 342V 1750RPM,17,5KW, 96NM, 34A, 392V 2000RPM, 20KW, 96NM, 34A, 445V FORCED VENTILATION; DIRECTION OF AIR FLOW DE --> NDE; DEGREE OF PROTECTION IP55 INCREMENTAL ENCODER 19 BIT WITHOUT COMMUTATION POSITION (ENCODER IN19DQ) WITH DRIVE-CLIQ INTERFACE DESIGN IM B5 (IMV 1,IM V3) PLAIN HOLLOW-SHAFT BEARING: PERFORMANCE, VIBRATION SEVERITY GRADE: SPECIAL/B, SHAFT AND FLANGE ACCURACY: SPECIAL TERMINAL BOX (ABOVE) CABLE ENTRY ON THE RIGHT SIGNAL CONNECTION D-END | 9239 | TEM | 1 | MC | 108.5 | 1
1PH81331SF023MA1 | SIMOTICS M COMPACT ASYNCHRONOUS MOTOR 1500RPM, 15KW, 96NM, 34A, 342V 1750RPM,17,5KW, 96NM, 34A, 392V 2000RPM, 20KW, 96NM, 34A, 445V FORCED VENTILATION; DIRECTION OF AIR FLOW DE --> NDE; DEGREE OF PROTECTION IP55 INCREMENTAL ENCODER 19 BIT WITHOUT COMMUTATION POSITION (ENCODER IN19DQ) WITH DRIVE-CLIQ INTERFACE DESIGN IM B5 (IMV 1,IM V3) PLAIN HOLLOW-SHAFT BEARING: HIGH PERFORMANCE VIBRATION SEVERITY GRADE SPECIAL/B SHAFT AND FLANGE ACCURACY GR. SPECIAL TERMINAL BOX (ABOVE) CABLE ENTRY ON THE RIGHT SIGNAL CONNECTION D-END | 9911 | TEM | 1 | MC | 108.5 | 1
1PH81331SF031LA1 | SIMOTICS M COMPACT ASYNCHRONOUS MOTOR 1500RPM, 15KW, 96NM, 34A, 342V 1750RPM,17,5KW, 96NM, 34A, 392V 2000RPM, 20KW, 96NM, 34A, 445V FORCED VENTILATION; DIRECTION OF AIR FLOW DE --> NDE; DEGREE OF PROTECTION IP55 INCREMENTAL ENCODER 19 BIT WITHOUT COMMUTATION POSITION (ENCODER IN19DQ) WITH DRIVE-CLIQ INTERFACE DESIGN IM B35 (IM V15, IM V35) SHAFT WITH FITTED KEY FULL-KEY BALANCING BEARING: PERFORMANCE, VIBRATION SEVERITY GRADE: SPECIAL/B, SHAFT AND FLANGE ACCURACY: SPECIAL TERMINAL BOX (ABOVE) CABLE ENTRY ON THE RIGHT SIGNAL CONNECTION D-END | 7948 | TEM | 1 | MC | 106 | 1
1PH81331SG000LA1 | SIMOTICS M COMPACT ASYNCHRONOUS MOTOR 2000RPM, 20KW, 96NM, 45A, 350V 2300RPM,22,5KW, 93NM, 44A, 400V 2650RPM, 24KW, 86NM, 41A, 456V FORCED VENTILATION; DIRECTION OF AIR FLOW DE --> NDE; DEGREE OF PROTECTION IP55 INCREMENTAL ENCODER 19 BIT WITHOUT COMMUTATION POSITION (ENCODER IN19DQ) WITH DRIVE-CLIQ INTERFACE DESIGN IM B3 (IM V5, IM V6) PLAIN SHAFT WITHOUT FITTED KEY; BEARING: PERFORMANCE, VIBRATION SEVERITY GRADE: SPECIAL/B, SHAFT AND FLANGE ACCURACY: SPECIAL TERMINAL BOX (ABOVE) CABLE ENTRY ON THE RIGHT SIGNAL CONNECTION D-END | 7406 | TEM | 1 | MC | 106 | 1
1PH81331SG000MA1 | SIMOTICS M COMPACT ASYNCHRONOUS MOTOR 2000RPM, 20KW, 96NM, 45A, 350V 2300RPM,22,5KW, 93NM, 44A, 400V 2650RPM, 24KW, 86NM, 41A, 456V FORCED VENTILATION; DIRECTION OF AIR FLOW DE --> NDE; DEGREE OF PROTECTION IP55 INCREMENTAL ENCODER 19 BIT WITHOUT COMMUTATION POSITION (ENCODER IN19DQ) WITH DRIVE-CLIQ INTERFACE DESIGN IM B3 (IM V5, IM V6) PLAIN SHAFT WITHOUT FITTED KEY; BEARING: HIGH PERFORMANCE VIBRATION SEVERITY GRADE SPECIAL/B SHAFT AND FLANGE ACCURACY GR. SPECIAL TERMINAL BOX (ABOVE) CABLE ENTRY ON THE RIGHT SIGNAL CONNECTION D-END | 8079 | TEM | 1 | MC | 106 | 1
1PH81331SG020LC1 | SIMOTICS M COMPACT ASYNCHRONOUS MOTOR 2000RPM, 20KW, 96NM, 45A, 350V 2300RPM,22,5KW, 93NM, 44A, 400V 2650RPM, 24KW, 86NM, 41A, 456V FORCED VENTILATION; DIRECTION OF AIR FLOW DE --> NDE; DEGREE OF PROTECTION IP55 INCREMENTAL ENCODER 19 BIT WITHOUT COMMUTATION POSITION (ENCODER IN19DQ) WITH DRIVE-CLIQ INTERFACE DESIGN IM B5 (IMV 1,IM V3) PLAIN SHAFT WITHOUT FITTED KEY; BEARING: PERFORMANCE, VIBRATION SEVERITY GRADE: SPECIAL/B, SHAFT AND FLANGE ACCURACY: SPECIAL TERMINAL BOX (ABOVE) CABLE ENTRY ON THE ND-END SIGNAL CONNECTION LEFT | 7645 | TEM | 1 | MC | 106 | 1
1PH81331SG020MC1 | SIMOTICS M COMPACT ASYNCHRONOUS MOTOR 2000RPM, 20KW, 96NM, 45A, 350V 2300RPM,22,5KW, 93NM, 44A, 400V 2650RPM, 24KW, 86NM, 41A, 456V FORCED VENTILATION; DIRECTION OF AIR FLOW DE --> NDE; DEGREE OF PROTECTION IP55 INCREMENTAL ENCODER 19 BIT WITHOUT COMMUTATION POSITION (ENCODER IN19DQ) WITH DRIVE-CLIQ INTERFACE DESIGN IM B5 (IMV 1,IM V3) PLAIN SHAFT WITHOUT FITTED KEY; BEARING: HIGH PERFORMANCE VIBRATION SEVERITY GRADE SPECIAL/B SHAFT AND FLANGE ACCURACY GR. SPECIAL TERMINAL BOX (ABOVE) CABLE ENTRY ON THE ND-END SIGNAL CONNECTION LEFT | 8318 | TEM | 1 | MC | 106 | 1
1PH81331SG023MA1 | SIMOTICS M COMPACT ASYNCHRONOUS MOTOR 2000RPM, 20KW, 96NM, 45A, 350V 2300RPM,22,5KW, 93NM, 44A, 400V 2650RPM, 24KW, 86NM, 41A, 456V FORCED VENTILATION; DIRECTION OF AIR FLOW DE --> NDE; DEGREE OF PROTECTION IP55 INCREMENTAL ENCODER 19 BIT WITHOUT COMMUTATION POSITION (ENCODER IN19DQ) WITH DRIVE-CLIQ INTERFACE DESIGN IM B5 (IMV 1,IM V3) PLAIN HOLLOW-SHAFT BEARING: HIGH PERFORMANCE VIBRATION SEVERITY GRADE SPECIAL/B SHAFT AND FLANGE ACCURACY GR. SPECIAL TERMINAL BOX (ABOVE) CABLE ENTRY ON THE RIGHT SIGNAL CONNECTION D-END | 9911 | TEM | 1 | MC | 108.5 | 1
1PH81331SG203LE1 | SIMOTICS M COMPACT ASYNCHRONOUS MOTOR 2000RPM, 22KW, 105NM, 52A, 336V 2300RPM, 25KW, 104NM, 52A, 373V 2650RPM, 28KW, 101NM, 50A, 427V WATER COOLING DEGREE OF PROTECTION IP65 INCREMENTAL ENCODER 19 BIT WITHOUT COMMUTATION POSITION (ENCODER IN19DQ) WITH DRIVE-CLIQ INTERFACE DESIGN IM B3 (IM V5, IM V6) PLAIN HOLLOW-SHAFT BEARING: PERFORMANCE, VIBRATION SEVERITY GRADE: SPECIAL/B, SHAFT AND FLANGE ACCURACY: SPECIAL POWER CONNECTOR (ABOVE) CABLE ENTRY ON THE RIGHT SIGNAL CONNECTION D-END | 9806 | TEM | 1 | MC | 125.5 | 1
1PH81331TG001LA1 | SIMOTICS M COMPACT ASYNCHRONOUS MOTOR 2000RPM, 20KW, 96NM, 45A, 350V 2300RPM,22,5KW, 93NM, 44A, 400V 2650RPM, 24KW, 86NM, 41A, 456V FORCED VENTILATION; DIRECTION OF AIR FLOW DE --> NDE; DEGREE OF PROTECTION IP55 INCREMENTAL ENCODER SIN/COS 1VPP 512 S/R WITHOUT C AND D TRACK (ENCODER IC2048S/R) TEMPERATURE SENSOR KTY84-130; DESIGN IM B3 (IM V5, IM V6) SHAFT WITH FITTED KEY FULL-KEY BALANCING BEARING: PERFORMANCE, VIBRATION SEVERITY GRADE: SPECIAL/B, SHAFT AND FLANGE ACCURACY: SPECIAL TERMINAL BOX (ABOVE) CABLE ENTRY ON THE RIGHT SIGNAL CONNECTION D-END | 5585 | TEM | 1 | MC | 106 | 1
1PH81331TG100MA1 | SIMOTICS M COMPACT ASYNCHRONOUS MOTOR 2000RPM, 20KW, 96NM, 45A, 350V 2300RPM,22,5KW, 93NM, 44A, 400V 2650RPM, 24KW, 86NM, 41A, 456V FORCED VENTILATION; DIRECTION OF AIR FLOW NDE --> DE; DEGREE OF PROTECTION IP55 INCREMENTAL ENCODER SIN/COS 1VPP 512 S/R WITHOUT C AND D TRACK (ENCODER IC2048S/R) TEMPERATURE SENSOR KTY84-130; DESIGN IM B3 (IM V5, IM V6) PLAIN SHAFT WITHOUT FITTED KEY; BEARING: HIGH PERFORMANCE VIBRATION SEVERITY GRADE SPECIAL/B SHAFT AND FLANGE ACCURACY GR. R TERMINAL BOX (ABOVE) CABLE ENTRY ON THE RIGHT SIGNAL CONNECTION D-END | 6029 | TEM | 1 | MC | 106 | 1
1PH81331UD020LA1 | SIMOTICS M COMPACT ASYNCHRONOUS MOTOR 1000RPM, 12KW, 115NM, 30A, 319V 1150RPM,13,5KW,112NM, 29A, 361V 1350RPM, 15KW, 106NM, 28A, 417V FORCED VENTILATION; DIRECTION OF AIR FLOW DE --> NDE; DEGREE OF PROTECTION IP55 INCREMENTAL ENCODER 20 BIT WITHOUT COMMUTATION POSITION (ENCODER IN20DQ) WITH DRIVE-CLIQ INTERFACE DESIGN IM B5 (IMV 1,IM V3) PLAIN SHAFT WITHOUT FITTED KEY; BEARING: PERFORMANCE, VIBRATION SEVERITY GRADE: SPECIAL/B, SHAFT AND FLANGE ACCURACY: SPECIAL TERMINAL BOX (ABOVE) CABLE ENTRY ON THE RIGHT SIGNAL CONNECTION D-END | 6507 | TEM | 1 | MC | 106 | 1
1PH81331UD021LA1 | SIMOTICS M COMPACT ASYNCHRONOUS MOTOR 1000RPM, 12KW, 115NM, 30A, 319V 1150RPM,13,5KW,112NM, 29A, 361V 1350RPM, 15KW, 106NM, 28A, 417V FORCED VENTILATION; DIRECTION OF AIR FLOW DE --> NDE; DEGREE OF PROTECTION IP55 INCREMENTAL ENCODER 20 BIT WITHOUT COMMUTATION POSITION (ENCODER IN20DQ) WITH DRIVE-CLIQ INTERFACE DESIGN IM B5 (IMV 1,IM V3) SHAFT WITH FITTED KEY FULL-KEY BALANCING BEARING: PERFORMANCE, VIBRATION SEVERITY GRADE: SPECIAL/B, SHAFT AND FLANGE ACCURACY: SPECIAL TERMINAL BOX (ABOVE) CABLE ENTRY ON THE RIGHT SIGNAL CONNECTION D-END | 6507 | TEM | 1 | MC | 106 | 1
1PH81331UF000LA1 | SIMOTICS M COMPACT ASYNCHRONOUS MOTOR 1500RPM, 15KW, 96NM, 34A, 342V 1750RPM,17,5KW, 96NM, 34A, 392V 2000RPM, 20KW, 96NM, 34A, 445V FORCED VENTILATION; DIRECTION OF AIR FLOW DE --> NDE; DEGREE OF PROTECTION IP55 INCREMENTAL ENCODER 20 BIT WITHOUT COMMUTATION POSITION (ENCODER IN20DQ) WITH DRIVE-CLIQ INTERFACE DESIGN IM B3 (IM V5, IM V6) PLAIN SHAFT WITHOUT FITTED KEY; BEARING: PERFORMANCE, VIBRATION SEVERITY GRADE: SPECIAL/B, SHAFT AND FLANGE ACCURACY: SPECIAL TERMINAL BOX (ABOVE) CABLE ENTRY ON THE RIGHT SIGNAL CONNECTION D-END | 6269 | TEM | 1 | MC | 106 | 1
1PH81331UF002LA1 | SIMOTICS M COMPACT ASYNCHRONOUS MOTOR 1500RPM, 15KW, 96NM, 34A, 342V 1750RPM,17,5KW, 96NM, 34A, 392V 2000RPM, 20KW, 96NM, 34A, 445V FORCED VENTILATION; DIRECTION OF AIR FLOW DE --> NDE; DEGREE OF PROTECTION IP55 INCREMENTAL ENCODER 20 BIT WITHOUT COMMUTATION POSITION (ENCODER IN20DQ) WITH DRIVE-CLIQ INTERFACE DESIGN IM B3 (IM V5, IM V6) SHAFT WITH FITTED KEY HALF-KEY BALANCING BEARING: PERFORMANCE, VIBRATION SEVERITY GRADE: SPECIAL/B, SHAFT AND FLANGE ACCURACY: SPECIAL TERMINAL BOX (ABOVE) CABLE ENTRY ON THE RIGHT SIGNAL CONNECTION D-END | 6269 | TEM | 1 | MC | 106 | 1
1PH81331UF002LE1 | SIMOTICS M COMPACT ASYNCHRONOUS MOTOR 1500RPM, 15KW, 96NM, 34A, 342V 1750RPM,17,5KW, 96NM, 34A, 392V 2000RPM, 20KW, 96NM, 34A, 445V FORCED VENTILATION; DIRECTION OF AIR FLOW DE --> NDE; DEGREE OF PROTECTION IP55 INCREMENTAL ENCODER 20 BIT WITHOUT COMMUTATION POSITION (ENCODER IN20DQ) WITH DRIVE-CLIQ INTERFACE DESIGN IM B3 (IM V5, IM V6) SHAFT WITH FITTED KEY HALF-KEY BALANCING BEARING: PERFORMANCE, VIBRATION SEVERITY GRADE: SPECIAL/B, SHAFT AND FLANGE ACCURACY: SPECIAL POWER CONNECTOR (ABOVE) CABLE ENTRY ON THE RIGHT SIGNAL CONNECTION D-END | 6269 | TEM | 1 | MC | 106 | 1
1PH81331UF020MA1 | SIMOTICS M COMPACT ASYNCHRONOUS MOTOR 1500RPM, 15KW, 96NM, 34A, 342V 1750RPM,17,5KW, 96NM, 34A, 392V 2000RPM, 20KW, 96NM, 34A, 445V FORCED VENTILATION; DIRECTION OF AIR FLOW DE --> NDE; DEGREE OF PROTECTION IP55 INCREMENTAL ENCODER 20 BIT WITHOUT COMMUTATION POSITION (ENCODER IN20DQ) WITH DRIVE-CLIQ INTERFACE DESIGN IM B5 (IMV 1,IM V3) PLAIN SHAFT WITHOUT FITTED KEY; BEARING: HIGH PERFORMANCE VIBRATION SEVERITY GRADE SPECIAL/B SHAFT AND FLANGE ACCURACY GR. R TERMINAL BOX (ABOVE) CABLE ENTRY ON THE RIGHT SIGNAL CONNECTION D-END | 6951 | TEM | 1 | MC | 106 | 1
1PH81331UF030LA1 | SIMOTICS M COMPACT ASYNCHRONOUS MOTOR 1500RPM, 15KW, 96NM, 34A, 342V 1750RPM,17,5KW, 96NM, 34A, 392V 2000RPM, 20KW, 96NM, 34A, 445V FORCED VENTILATION; DIRECTION OF AIR FLOW DE --> NDE; DEGREE OF PROTECTION IP55 INCREMENTAL ENCODER 20 BIT WITHOUT COMMUTATION POSITION (ENCODER IN20DQ) WITH DRIVE-CLIQ INTERFACE DESIGN IM B35 (IM V15, IM V35) PLAIN SHAFT WITHOUT FITTED KEY; BEARING: PERFORMANCE, VIBRATION SEVERITY GRADE: SPECIAL/B, SHAFT AND FLANGE ACCURACY: SPECIAL TERMINAL BOX (ABOVE) CABLE ENTRY ON THE RIGHT SIGNAL CONNECTION D-END | 6811 | TEM | 1 | MC | 106 | 1
1PH81331UF032MA1 | SIMOTICS M COMPACT ASYNCHRONOUS MOTOR 1500RPM, 15KW, 96NM, 34A, 342V 1750RPM,17,5KW, 96NM, 34A, 392V 2000RPM, 20KW, 96NM, 34A, 445V FORCED VENTILATION; DIRECTION OF AIR FLOW DE --> NDE; DEGREE OF PROTECTION IP55 INCREMENTAL ENCODER 20 BIT WITHOUT COMMUTATION POSITION (ENCODER IN20DQ) WITH DRIVE-CLIQ INTERFACE DESIGN IM B35 (IM V15, IM V35) SHAFT WITH FITTED KEY HALF-KEY BALANCING BEARING: HIGH PERFORMANCE VIBRATION SEVERITY GRADE SPECIAL/B SHAFT AND FLANGE ACCURACY GR. R TERMINAL BOX (ABOVE) CABLE ENTRY ON THE RIGHT SIGNAL CONNECTION D-END | 7254 | TEM | 1 | MC | 106 | 1
1PH81331UF120LB1 | SIMOTICS M COMPACT ASYNCHRONOUS MOTOR 1500RPM, 15KW, 96NM, 34A, 342V 1750RPM,17,5KW, 96NM, 34A, 392V 2000RPM, 20KW, 96NM, 34A, 445V FORCED VENTILATION; DIRECTION OF AIR FLOW NDE --> DE; DEGREE OF PROTECTION IP55 INCREMENTAL ENCODER 20 BIT WITHOUT COMMUTATION POSITION (ENCODER IN20DQ) WITH DRIVE-CLIQ INTERFACE DESIGN IM B5 (IMV 1,IM V3) PLAIN SHAFT WITHOUT FITTED KEY; BEARING: PERFORMANCE, VIBRATION SEVERITY GRADE: SPECIAL/B, SHAFT AND FLANGE ACCURACY: SPECIAL TERMINAL BOX (ABOVE) CABLE ENTRY ON THE LEFT SIGNAL CONNECTION D-END | 6507 | TEM | 1 | MC | 106 | 1
1PH81331UG000LA1 | SIMOTICS M COMPACT ASYNCHRONOUS MOTOR 2000RPM, 20KW, 96NM, 45A, 350V 2300RPM,22,5KW, 93NM, 44A, 400V 2650RPM, 24KW, 86NM, 41A, 456V FORCED VENTILATION; DIRECTION OF AIR FLOW DE --> NDE; DEGREE OF PROTECTION IP55 INCREMENTAL ENCODER 20 BIT WITHOUT COMMUTATION POSITION (ENCODER IN20DQ) WITH DRIVE-CLIQ INTERFACE DESIGN IM B3 (IM V5, IM V6) PLAIN SHAFT WITHOUT FITTED KEY; BEARING: PERFORMANCE, VIBRATION SEVERITY GRADE: SPECIAL/B, SHAFT AND FLANGE ACCURACY: SPECIAL TERMINAL BOX (ABOVE) CABLE ENTRY ON THE RIGHT SIGNAL CONNECTION D-END | 6269 | TEM | 1 | MC | 106 | 1
1PH81331UG000MA1 | SIMOTICS M COMPACT ASYNCHRONOUS MOTOR 2000RPM, 20KW, 96NM, 45A, 350V 2300RPM,22,5KW, 93NM, 44A, 400V 2650RPM, 24KW, 86NM, 41A, 456V FORCED VENTILATION; DIRECTION OF AIR FLOW DE --> NDE; DEGREE OF PROTECTION IP55 INCREMENTAL ENCODER 20 BIT WITHOUT COMMUTATION POSITION (ENCODER IN20DQ) WITH DRIVE-CLIQ INTERFACE DESIGN IM B3 (IM V5, IM V6) PLAIN SHAFT WITHOUT FITTED KEY; BEARING: HIGH PERFORMANCE VIBRATION SEVERITY GRADE SPECIAL/B SHAFT AND FLANGE ACCURACY GR. R TERMINAL BOX (ABOVE) CABLE ENTRY ON THE RIGHT SIGNAL CONNECTION D-END | 6712 | TEM | 1 | MC | 106 | 1
1PH81331UG002LA1 | SIMOTICS M COMPACT ASYNCHRONOUS MOTOR 2000RPM, 20KW, 96NM, 45A, 350V 2300RPM,22,5KW, 93NM, 44A, 400V 2650RPM, 24KW, 86NM, 41A, 456V FORCED VENTILATION; DIRECTION OF AIR FLOW DE --> NDE; DEGREE OF PROTECTION IP55 INCREMENTAL ENCODER 20 BIT WITHOUT COMMUTATION POSITION (ENCODER IN20DQ) WITH DRIVE-CLIQ INTERFACE DESIGN IM B3 (IM V5, IM V6) SHAFT WITH FITTED KEY HALF-KEY BALANCING BEARING: PERFORMANCE, VIBRATION SEVERITY GRADE: SPECIAL/B, SHAFT AND FLANGE ACCURACY: SPECIAL TERMINAL BOX (ABOVE) CABLE ENTRY ON THE RIGHT SIGNAL CONNECTION D-END | 6269 | TEM | 1 | MC | 106 | 1
1PH81331UG020MA1 | SIMOTICS M COMPACT ASYNCHRONOUS MOTOR 2000RPM, 20KW, 96NM, 45A, 350V 2300RPM,22,5KW, 93NM, 44A, 400V 2650RPM, 24KW, 86NM, 41A, 456V FORCED VENTILATION; DIRECTION OF AIR FLOW DE --> NDE; DEGREE OF PROTECTION IP55 INCREMENTAL ENCODER 20 BIT WITHOUT COMMUTATION POSITION (ENCODER IN20DQ) WITH DRIVE-CLIQ INTERFACE DESIGN IM B5 (IMV 1,IM V3) PLAIN SHAFT WITHOUT FITTED KEY; BEARING: HIGH PERFORMANCE VIBRATION SEVERITY GRADE SPECIAL/B SHAFT AND FLANGE ACCURACY GR. R TERMINAL BOX (ABOVE) CABLE ENTRY ON THE RIGHT SIGNAL CONNECTION D-END | 6951 | TEM | 1 | MC | 106 | 1
1PH81331UG020MB1 | SIMOTICS M COMPACT ASYNCHRONOUS MOTOR 2000RPM, 20KW, 96NM, 45A, 350V 2300RPM,22,5KW, 93NM, 44A, 400V 2650RPM, 24KW, 86NM, 41A, 456V FORCED VENTILATION; DIRECTION OF AIR FLOW DE --> NDE; DEGREE OF PROTECTION IP55 INCREMENTAL ENCODER 20 BIT WITHOUT COMMUTATION POSITION (ENCODER IN20DQ) WITH DRIVE-CLIQ INTERFACE DESIGN IM B5 (IMV 1,IM V3) PLAIN SHAFT WITHOUT FITTED KEY; BEARING: HIGH PERFORMANCE VIBRATION SEVERITY GRADE SPECIAL/B SHAFT AND FLANGE ACCURACY GR. R TERMINAL BOX (ABOVE) CABLE ENTRY ON THE LEFT SIGNAL CONNECTION D-END | 6951 | TEM | 1 | MC | 106 | 1
1PH81331UG030MA1 | SIMOTICS M COMPACT ASYNCHRONOUS MOTOR 2000RPM, 20KW, 96NM, 45A, 350V 2300RPM,22,5KW, 93NM, 44A, 400V 2650RPM, 24KW, 86NM, 41A, 456V FORCED VENTILATION; DIRECTION OF AIR FLOW DE --> NDE; DEGREE OF PROTECTION IP55 INCREMENTAL ENCODER 20 BIT WITHOUT COMMUTATION POSITION (ENCODER IN20DQ) WITH DRIVE-CLIQ INTERFACE DESIGN IM B35 (IM V15, IM V35) PLAIN SHAFT WITHOUT FITTED KEY; BEARING: HIGH PERFORMANCE VIBRATION SEVERITY GRADE SPECIAL/B SHAFT AND FLANGE ACCURACY GR. R TERMINAL BOX (ABOVE) CABLE ENTRY ON THE RIGHT SIGNAL CONNECTION D-END | 7254 | TEM | 1 | MC | 106 | 1
1PH81331UG101LA1 | SIMOTICS M COMPACT ASYNCHRONOUS MOTOR 2000RPM, 20KW, 96NM, 45A, 350V 2300RPM,22,5KW, 93NM, 44A, 400V 2650RPM, 24KW, 86NM, 41A, 456V FORCED VENTILATION; DIRECTION OF AIR FLOW NDE --> DE; DEGREE OF PROTECTION IP55 INCREMENTAL ENCODER 20 BIT WITHOUT COMMUTATION POSITION (ENCODER IN20DQ) WITH DRIVE-CLIQ INTERFACE DESIGN IM B3 (IM V5, IM V6) SHAFT WITH FITTED KEY FULL-KEY BALANCING BEARING: PERFORMANCE, VIBRATION SEVERITY GRADE: SPECIAL/B, SHAFT AND FLANGE ACCURACY: SPECIAL TERMINAL BOX (ABOVE) CABLE ENTRY ON THE RIGHT SIGNAL CONNECTION D-END | 6269 | TEM | 1 | MC | 106 | 1
1PH81331WF002BC1 | SIMOTICS M COMPACT ASYNCHRONOUS MOTOR 1500RPM, 15KW, 96NM, 34A, 342V 1750RPM,17,5KW, 96NM, 34A, 392V 2000RPM, 20KW, 96NM, 34A, 445V FORCED VENTILATION; DIRECTION OF AIR FLOW DE --> NDE; DEGREE OF PROTECTION IP55 INCREMENT. ENCODER HTL 1024 S/R (ENCODER HTL 1024 S/R) CONNECTION VIA TERMINAL BLOCK (ADDITIONAL TERMINAL BOX) with TEMPERAT. SENSOR KTY84-130 DESIGN IM B3 (IM V5, IM V6) SHAFT WITH FITTED KEY HALF-KEY BALANCING BEARING: STANDARD WITH FIXED BEARING, VIBRATION SEVERITY GRADE: R/A, FLANGE ACCURACY: R TERMINAL BOX (ABOVE) CABLE ENTRY ON THE ND-END SIGNAL CONNECTION LEFT | 5232 | TEM | 1 | MC | 106 | 1
1PH81331WF032BA1 | SIMOTICS M COMPACT ASYNCHRONOUS MOTOR 1500RPM, 15KW, 96NM, 34A, 342V 1750RPM,17,5KW, 96NM, 34A, 392V 2000RPM, 20KW, 96NM, 34A, 445V FORCED VENTILATION; DIRECTION OF AIR FLOW DE --> NDE; DEGREE OF PROTECTION IP55 INCREMENT. ENCODER HTL 1024 S/R (ENCODER HTL 1024 S/R) CONNECTION VIA TERMINAL BLOCK (ADDITIONAL TERMINAL BOX) with TEMPERAT. SENSOR KTY84-130 DESIGN IM B35 (IM V15, IM V35) SHAFT WITH FITTED KEY HALF-KEY BALANCING BEARING: STANDARD WITH FIXED BEARING, VIBRATION SEVERITY GRADE: R/A, FLANGE ACCURACY: R TERMINAL BOX (ABOVE) CABLE ENTRY ON THE RIGHT SIGNAL CONNECTION D-END | 5774 | TEM | 1 | MC | 106 | 1
1PH81331WF032BC1 | SIMOTICS M COMPACT ASYNCHRONOUS MOTOR 1500RPM, 15KW, 96NM, 34A, 342V 1750RPM,17,5KW, 96NM, 34A, 392V 2000RPM, 20KW, 96NM, 34A, 445V FORCED VENTILATION; DIRECTION OF AIR FLOW DE --> NDE; DEGREE OF PROTECTION IP55 INCREMENT. ENCODER HTL 1024 S/R (ENCODER HTL 1024 S/R) CONNECTION VIA TERMINAL BLOCK (ADDITIONAL TERMINAL BOX) with TEMPERAT. SENSOR KTY84-130 DESIGN IM B35 (IM V15, IM V35) SHAFT WITH FITTED KEY HALF-KEY BALANCING BEARING: STANDARD WITH FIXED BEARING, VIBRATION SEVERITY GRADE: R/A, FLANGE ACCURACY: R TERMINAL BOX (ABOVE) CABLE ENTRY ON THE ND-END SIGNAL CONNECTION LEFT | 5774 | TEM | 1 | MC | 106 | 1
1PH81332DF001BA1 | SIMOTICS M COMPACT SYNCHRONOUS MOTOR 1500RPM,19,9KW,127NM, 44A, 316V 1750RPM,23,1KW,126NM, 43A, 366V 2000RPM,26,2KW,125NM, 43A, 415V FORCED VENTILATION; DIRECTION OF AIR FLOW DE --> NDE; DEGREE OF PROTECTION IP55 INCREMENTAL ENCODER 22 BIT WITH COMMUTATING POSITION (ENCODER IC22DQ) WITH DRIVE-CLIQ INTERFACE DESIGN IM B3 (IM V5, IM V6) SHAFT WITH FITTED KEY FULL-KEY BALANCING BEARING: STANDARD WITH FIXED BEARING, VIBRATION SEVERITY GRADE: R/A, FLANGE ACCURACY: R TERMINAL BOX (ABOVE) CABLE ENTRY ON THE RIGHT SIGNAL CONNECTION D-END | 11222 | TEM | 1 | MC | 103 | 1
1PH81332DF001CA1 | SIMOTICS M COMPACT SYNCHRONOUS MOTOR 1500RPM,19,9KW,127NM, 44A, 316V 1750RPM,23,1KW,126NM, 43A, 366V 2000RPM,26,2KW,125NM, 43A, 415V FORCED VENTILATION; DIRECTION OF AIR FLOW DE --> NDE; DEGREE OF PROTECTION IP55 INCREMENTAL ENCODER 22 BIT WITH COMMUTATING POSITION (ENCODER IC22DQ) WITH DRIVE-CLIQ INTERFACE DESIGN IM B3 (IM V5, IM V6) SHAFT WITH FITTED KEY FULL-KEY BALANCING BEARING: STANDARD WITH FIXED BEARING, VIBRATION SEVERITY GRADE: S/A, SHAFT AND FLANGE ACCURACY: R TERMINAL BOX (ABOVE) CABLE ENTRY ON THE RIGHT SIGNAL CONNECTION D-END | 11417 | TEM | 1 | MC | 103 | 1
1PH81332DF002CA1 | SIMOTICS M COMPACT SYNCHRONOUS MOTOR 1500RPM,19,9KW,127NM, 44A, 316V 1750RPM,23,1KW,126NM, 43A, 366V 2000RPM,26,2KW,125NM, 43A, 415V FORCED VENTILATION; DIRECTION OF AIR FLOW DE --> NDE; DEGREE OF PROTECTION IP55 INCREMENTAL ENCODER 22 BIT WITH COMMUTATING POSITION (ENCODER IC22DQ) WITH DRIVE-CLIQ INTERFACE DESIGN IM B3 (IM V5, IM V6) SHAFT WITH FITTED KEY HALF-KEY BALANCING BEARING: STANDARD WITH FIXED BEARING, VIBRATION SEVERITY GRADE: S/A, SHAFT AND FLANGE ACCURACY: R TERMINAL BOX (ABOVE) CABLE ENTRY ON THE RIGHT SIGNAL CONNECTION D-END | 11417 | TEM | 1 | MC | 103 | 1
1PH81332DF020BC1 | SIMOTICS M COMPACT SYNCHRONOUS MOTOR 1500RPM,19,9KW,127NM, 44A, 316V 1750RPM,23,1KW,126NM, 43A, 366V 2000RPM,26,2KW,125NM, 43A, 415V FORCED VENTILATION; DIRECTION OF AIR FLOW DE --> NDE; DEGREE OF PROTECTION IP55 INCREMENTAL ENCODER 22 BIT WITH COMMUTATING POSITION (ENCODER IC22DQ) WITH DRIVE-CLIQ INTERFACE DESIGN IM B5 (IMV 1,IM V3) PLAIN SHAFT WITHOUT FITTED KEY; BEARING: STANDARD WITH FIXED BEARING, VIBRATION SEVERITY GRADE: R/A, FLANGE ACCURACY: R TERMINAL BOX (ABOVE) CABLE ENTRY ON THE ND-END SIGNAL CONNECTION LEFT | 11460 | TEM | 1 | MC | 103 | 1
1PH81332DF021BA1 | SIMOTICS M COMPACT SYNCHRONOUS MOTOR 1500RPM,19,9KW,127NM, 44A, 316V 1750RPM,23,1KW,126NM, 43A, 366V 2000RPM,26,2KW,125NM, 43A, 415V FORCED VENTILATION; DIRECTION OF AIR FLOW DE --> NDE; DEGREE OF PROTECTION IP55 INCREMENTAL ENCODER 22 BIT WITH COMMUTATING POSITION (ENCODER IC22DQ) WITH DRIVE-CLIQ INTERFACE DESIGN IM B5 (IMV 1,IM V3) SHAFT WITH FITTED KEY FULL-KEY BALANCING BEARING: STANDARD WITH FIXED BEARING, VIBRATION SEVERITY GRADE: R/A, FLANGE ACCURACY: R TERMINAL BOX (ABOVE) CABLE ENTRY ON THE RIGHT SIGNAL CONNECTION D-END | 11460 | TEM | 1 | MC | 103 | 1
1PH81332DF021CA1 | SIMOTICS M COMPACT SYNCHRONOUS MOTOR 1500RPM,19,9KW,127NM, 44A, 316V 1750RPM,23,1KW,126NM, 43A, 366V 2000RPM,26,2KW,125NM, 43A, 415V FORCED VENTILATION; DIRECTION OF AIR FLOW DE --> NDE; DEGREE OF PROTECTION IP55 INCREMENTAL ENCODER 22 BIT WITH COMMUTATING POSITION (ENCODER IC22DQ) WITH DRIVE-CLIQ INTERFACE DESIGN IM B5 (IMV 1,IM V3) SHAFT WITH FITTED KEY FULL-KEY BALANCING BEARING: STANDARD WITH FIXED BEARING, VIBRATION SEVERITY GRADE: S/A, SHAFT AND FLANGE ACCURACY: R TERMINAL BOX (ABOVE) CABLE ENTRY ON THE RIGHT SIGNAL CONNECTION D-END | 11655 | TEM | 1 | MC | 103 | 1
1PH81332DF022BA1 | SIMOTICS M COMPACT SYNCHRONOUS MOTOR 1500RPM,19,9KW,127NM, 44A, 316V 1750RPM,23,1KW,126NM, 43A, 366V 2000RPM,26,2KW,125NM, 43A, 415V FORCED VENTILATION; DIRECTION OF AIR FLOW DE --> NDE; DEGREE OF PROTECTION IP55 INCREMENTAL ENCODER 22 BIT WITH COMMUTATING POSITION (ENCODER IC22DQ) WITH DRIVE-CLIQ INTERFACE DESIGN IM B5 (IMV 1,IM V3) SHAFT WITH FITTED KEY HALF-KEY BALANCING BEARING: STANDARD WITH FIXED BEARING, VIBRATION SEVERITY GRADE: R/A, FLANGE ACCURACY: R TERMINAL BOX (ABOVE) CABLE ENTRY ON THE RIGHT SIGNAL CONNECTION D-END | 11460 | TEM | 1 | MC | 103 | 1
1PH81332DF022BE1 | SIMOTICS M COMPACT SYNCHRONOUS MOTOR 1500RPM,19,9KW,127NM, 44A, 316V 1750RPM,23,1KW,126NM, 43A, 366V 2000RPM,26,2KW,125NM, 43A, 415V FORCED VENTILATION; DIRECTION OF AIR FLOW DE --> NDE; DEGREE OF PROTECTION IP55 INCREMENTAL ENCODER 22 BIT WITH COMMUTATING POSITION (ENCODER IC22DQ) WITH DRIVE-CLIQ INTERFACE DESIGN IM B5 (IMV 1,IM V3) SHAFT WITH FITTED KEY HALF-KEY BALANCING BEARING: STANDARD WITH FIXED BEARING, VIBRATION SEVERITY GRADE: R/A, FLANGE ACCURACY: R POWER CONNECTOR (ABOVE) CABLE ENTRY ON THE RIGHT SIGNAL CONNECTION D-END | 11460 | TEM | 1 | MC | 103 | 1
1PH81332DF022BF1 | SIMOTICS M COMPACT SYNCHRONOUS MOTOR 1500RPM,19,9KW,127NM, 44A, 316V 1750RPM,23,1KW,126NM, 43A, 366V 2000RPM,26,2KW,125NM, 43A, 415V FORCED VENTILATION; DIRECTION OF AIR FLOW DE --> NDE; DEGREE OF PROTECTION IP55 INCREMENTAL ENCODER 22 BIT WITH COMMUTATING POSITION (ENCODER IC22DQ) WITH DRIVE-CLIQ INTERFACE DESIGN IM B5 (IMV 1,IM V3) SHAFT WITH FITTED KEY HALF-KEY BALANCING BEARING: STANDARD WITH FIXED BEARING, VIBRATION SEVERITY GRADE: R/A, FLANGE ACCURACY: R POWER CONNECTOR(ABOVE) CABLE ENTRY ON THE LEFT SIGNAL CONNECTION D-END | 11460 | TEM | 1 | MC | 103 | 1
1PH81332DF030BE1 | SIMOTICS M COMPACT SYNCHRONOUS MOTOR 1500RPM,19,9KW,127NM, 44A, 316V 1750RPM,23,1KW,126NM, 43A, 366V 2000RPM,26,2KW,125NM, 43A, 415V FORCED VENTILATION; DIRECTION OF AIR FLOW DE --> NDE; DEGREE OF PROTECTION IP55 INCREMENTAL ENCODER 22 BIT WITH COMMUTATING POSITION (ENCODER IC22DQ) WITH DRIVE-CLIQ INTERFACE DESIGN IM B35 (IM V15, IM V35) PLAIN SHAFT WITHOUT FITTED KEY; BEARING: STANDARD WITH FIXED BEARING, VIBRATION SEVERITY GRADE: R/A, FLANGE ACCURACY: R POWER CONNECTOR (ABOVE) CABLE ENTRY ON THE RIGHT SIGNAL CONNECTION D-END | 11764 | TEM | 1 | MC | 103 | 1
1PH81332DF031BA1 | SIMOTICS M COMPACT SYNCHRONOUS MOTOR 1500RPM,19,9KW,127NM, 44A, 316V 1750RPM,23,1KW,126NM, 43A, 366V 2000RPM,26,2KW,125NM, 43A, 415V FORCED VENTILATION; DIRECTION OF AIR FLOW DE --> NDE; DEGREE OF PROTECTION IP55 INCREMENTAL ENCODER 22 BIT WITH COMMUTATING POSITION (ENCODER IC22DQ) WITH DRIVE-CLIQ INTERFACE DESIGN IM B35 (IM V15, IM V35) SHAFT WITH FITTED KEY FULL-KEY BALANCING BEARING: STANDARD WITH FIXED BEARING, VIBRATION SEVERITY GRADE: R/A, FLANGE ACCURACY: R TERMINAL BOX (ABOVE) CABLE ENTRY ON THE RIGHT SIGNAL CONNECTION D-END | 11764 | TEM | 1 | MC | 103 | 1
1PH81332DF032BA1 | SIMOTICS M COMPACT SYNCHRONOUS MOTOR 1500RPM,19,9KW,127NM, 44A, 316V 1750RPM,23,1KW,126NM, 43A, 366V 2000RPM,26,2KW,125NM, 43A, 415V FORCED VENTILATION; DIRECTION OF AIR FLOW DE --> NDE; DEGREE OF PROTECTION IP55 INCREMENTAL ENCODER 22 BIT WITH COMMUTATING POSITION (ENCODER IC22DQ) WITH DRIVE-CLIQ INTERFACE DESIGN IM B35 (IM V15, IM V35) SHAFT WITH FITTED KEY HALF-KEY BALANCING BEARING: STANDARD WITH FIXED BEARING, VIBRATION SEVERITY GRADE: R/A, FLANGE ACCURACY: R TERMINAL BOX (ABOVE) CABLE ENTRY ON THE RIGHT SIGNAL CONNECTION D-END | 11764 | TEM | 1 | MC | 103 | 1
1PH81332DF120BC1 | SIMOTICS M COMPACT SYNCHRONOUS MOTOR 1500RPM,19,9KW,127NM, 44A, 316V 1750RPM,23,1KW,126NM, 43A, 366V 2000RPM,26,2KW,125NM, 43A, 415V FORCED VENTILATION; DIRECTION OF AIR FLOW NDE --> DE, DEGREE OF PROTECTION IP55 INCREMENTAL ENCODER 22 BIT WITH COMMUTATING POSITION (ENCODER IC22DQ) WITH DRIVE-CLIQ INTERFACE DESIGN IM B5 (IMV 1,IM V3) PLAIN SHAFT WITHOUT FITTED KEY; BEARING: STANDARD WITH FIXED BEARING, VIBRATION SEVERITY GRADE: R/A, FLANGE ACCURACY: R TERMINAL BOX (ABOVE) CABLE ENTRY ON THE ND-END SIGNAL CONNECTION LEFT | 11460 | TEM | 1 | MC | 103 | 1
1PH81332DF121BB1 | SIMOTICS M COMPACT SYNCHRONOUS MOTOR 1500RPM,19,9KW,127NM, 44A, 316V 1750RPM,23,1KW,126NM, 43A, 366V 2000RPM,26,2KW,125NM, 43A, 415V FORCED VENTILATION; DIRECTION OF AIR FLOW NDE --> DE, DEGREE OF PROTECTION IP55 INCREMENTAL ENCODER 22 BIT WITH COMMUTATING POSITION (ENCODER IC22DQ) WITH DRIVE-CLIQ INTERFACE DESIGN IM B5 (IMV 1,IM V3) SHAFT WITH FITTED KEY FULL-KEY BALANCING BEARING: STANDARD WITH FIXED BEARING, VIBRATION SEVERITY GRADE: R/A, FLANGE ACCURACY: R TERMINAL BOX (ABOVE) CABLE ENTRY ON THE LEFT SIGNAL CONNECTION D-END | 11460 | TEM | 1 | MC | 103 | 1
1PH81332DF121BC1 | SIMOTICS M COMPACT SYNCHRONOUS MOTOR 1500RPM,19,9KW,127NM, 44A, 316V 1750RPM,23,1KW,126NM, 43A, 366V 2000RPM,26,2KW,125NM, 43A, 415V FORCED VENTILATION; DIRECTION OF AIR FLOW NDE --> DE, DEGREE OF PROTECTION IP55 INCREMENTAL ENCODER 22 BIT WITH COMMUTATING POSITION (ENCODER IC22DQ) WITH DRIVE-CLIQ INTERFACE DESIGN IM B5 (IMV 1,IM V3) SHAFT WITH FITTED KEY FULL-KEY BALANCING BEARING: STANDARD WITH FIXED BEARING, VIBRATION SEVERITY GRADE: R/A, FLANGE ACCURACY: R TERMINAL BOX (ABOVE) CABLE ENTRY ON THE ND-END SIGNAL CONNECTION LEFT | 11460 | TEM | 1 | MC | 103 | 1
1PH81332DF122BH1 | SIMOTICS M COMPACT SYNCHRONOUS MOTOR 1500RPM,19,9KW,127NM, 44A, 316V 1750RPM,23,1KW,126NM, 43A, 366V 2000RPM,26,2KW,125NM, 43A, 415V FORCED VENTILATION; DIRECTION OF AIR FLOW NDE --> DE, DEGREE OF PROTECTION IP55 INCREMENTAL ENCODER 22 BIT WITH COMMUTATING POSITION (ENCODER IC22DQ) WITH DRIVE-CLIQ INTERFACE DESIGN IM B5 (IMV 1,IM V3) SHAFT WITH FITTED KEY HALF-KEY BALANCING BEARING: STANDARD WITH FIXED BEARING, VIBRATION SEVERITY GRADE: R/A, FLANGE ACCURACY: R POWER CONNECTOR (ABOVE) CABLE ENTRY ON THE D-END SIGNAL CONNECTION LEFT | 11460 | TEM | 1 | MC | 103 | 1
1PH81332DF131BB1 | SIMOTICS M COMPACT SYNCHRONOUS MOTOR 1500RPM,19,9KW,127NM, 44A, 316V 1750RPM,23,1KW,126NM, 43A, 366V 2000RPM,26,2KW,125NM, 43A, 415V FORCED VENTILATION; DIRECTION OF AIR FLOW NDE --> DE, DEGREE OF PROTECTION IP55 INCREMENTAL ENCODER 22 BIT WITH COMMUTATING POSITION (ENCODER IC22DQ) WITH DRIVE-CLIQ INTERFACE DESIGN IM B35 (IM V15, IM V35) SHAFT WITH FITTED KEY FULL-KEY BALANCING BEARING: STANDARD WITH FIXED BEARING, VIBRATION SEVERITY GRADE: R/A, FLANGE ACCURACY: R TERMINAL BOX (ABOVE) CABLE ENTRY ON THE LEFT SIGNAL CONNECTION D-END | 11764 | TEM | 1 | MC | 103 | 1
1PH81332DG200CA1 | SIMOTICS M COMPACT SYNCHRONOUS MOTOR 2000RPM,30,6KW,146NM, 57A, 383V 2300RPM,34,9KW,145NM, 57A, 415V 2650RPM,39,1KW,141NM, 57A, 449V WATER COOLING DEGREE OF PROTECTION IP65 INCREMENTAL ENCODER 22 BIT WITH COMMUTATING POSITION (ENCODER IC22DQ) WITH DRIVE-CLIQ INTERFACE DESIGN IM B3 (IM V5, IM V6) PLAIN SHAFT WITHOUT FITTED KEY; BEARING: STANDARD WITH FIXED BEARING, VIBRATION SEVERITY GRADE: S/A, SHAFT AND FLANGE ACCURACY: R TERMINAL BOX (ABOVE) CABLE ENTRY ON THE RIGHT SIGNAL CONNECTION D-END | 10916 | TEM | 1 | MC | 120 | 1
1PH81332DG222QH1 | SIMOTICS M COMPACT SYNCHRONOUS MOTOR 2000RPM,30,6KW,146NM, 57A, 383V 2300RPM,34,9KW,145NM, 57A, 415V 2650RPM,39,1KW,141NM, 57A, 449V WATER COOLING DEGREE OF PROTECTION IP65 INCREMENTAL ENCODER 22 BIT WITH COMMUTATING POSITION (ENCODER IC22DQ) WITH DRIVE-CLIQ INTERFACE DESIGN IM B5 (IMV 1,IM V3) SHAFT WITH FITTED KEY HALF-KEY BALANCING BEARING: ADVANCED LIFETIME VIBRATION SEVERITY S/A SHAFT A. FLANGE ACCURACY GR. R POWER CONNECTOR (ABOVE) CABLE ENTRY ON THE D-END SIGNAL CONNECTION LEFT | 11390 | TEM | 1 | MC | 120 | 1
1PH81332DG230QC1 | SIMOTICS M COMPACT SYNCHRONOUS MOTOR 2000RPM,30,6KW,146NM, 57A, 383V 2300RPM,34,9KW,145NM, 57A, 415V 2650RPM,39,1KW,141NM, 57A, 449V WATER COOLING DEGREE OF PROTECTION IP65 INCREMENTAL ENCODER 22 BIT WITH COMMUTATING POSITION (ENCODER IC22DQ) WITH DRIVE-CLIQ INTERFACE DESIGN IM B35 (IM V15, IM V35) PLAIN SHAFT WITHOUT FITTED KEY; BEARING: ADVANCED LIFETIME VIBRATION SEVERITY S/A SHAFT A. FLANGE ACCURACY GR. R TERMINAL BOX (ABOVE) CABLE ENTRY ON THE ND-END SIGNAL CONNECTION LEFT | 11694 | TEM | 1 | MC | 120 | 1
1PH81332DL000BA1 | SIMOTICS M COMPACT SYNCHRONOUS MOTOR 2500RPM,31,7KW,121NM, 55A, 371V 2800RPM,35,2KW,120NM, 54A, 415V 3000RPM,37,4KW,119NM, 54A, 449V FORCED VENTILATION; DIRECTION OF AIR FLOW DE --> NDE; DEGREE OF PROTECTION IP55 INCREMENTAL ENCODER 22 BIT WITH COMMUTATING POSITION (ENCODER IC22DQ) WITH DRIVE-CLIQ INTERFACE DESIGN IM B3 (IM V5, IM V6) PLAIN SHAFT WITHOUT FITTED KEY; BEARING: STANDARD WITH FIXED BEARING, VIBRATION SEVERITY GRADE: R/A, FLANGE ACCURACY: R TERMINAL BOX (ABOVE) CABLE ENTRY ON THE RIGHT SIGNAL CONNECTION D-END | 11222 | TEM | 1 | MC | 103 | 1
1PH81332DL001BA1 | SIMOTICS M COMPACT SYNCHRONOUS MOTOR 2500RPM,31,7KW,121NM, 55A, 371V 2800RPM,35,2KW,120NM, 54A, 415V 3000RPM,37,4KW,119NM, 54A, 449V FORCED VENTILATION; DIRECTION OF AIR FLOW DE --> NDE; DEGREE OF PROTECTION IP55 INCREMENTAL ENCODER 22 BIT WITH COMMUTATING POSITION (ENCODER IC22DQ) WITH DRIVE-CLIQ INTERFACE DESIGN IM B3 (IM V5, IM V6) SHAFT WITH FITTED KEY FULL-KEY BALANCING BEARING: STANDARD WITH FIXED BEARING, VIBRATION SEVERITY GRADE: R/A, FLANGE ACCURACY: R TERMINAL BOX (ABOVE) CABLE ENTRY ON THE RIGHT SIGNAL CONNECTION D-END | 11222 | TEM | 1 | MC | 103 | 1
1PH81332DL020BA1 | SIMOTICS M COMPACT SYNCHRONOUS MOTOR 2500RPM,31,7KW,121NM, 55A, 371V 2800RPM,35,2KW,120NM, 54A, 415V 3000RPM,37,4KW,119NM, 54A, 449V FORCED VENTILATION; DIRECTION OF AIR FLOW DE --> NDE; DEGREE OF PROTECTION IP55 INCREMENTAL ENCODER 22 BIT WITH COMMUTATING POSITION (ENCODER IC22DQ) WITH DRIVE-CLIQ INTERFACE DESIGN IM B5 (IMV 1,IM V3) PLAIN SHAFT WITHOUT FITTED KEY; BEARING: STANDARD WITH FIXED BEARING, VIBRATION SEVERITY GRADE: R/A, FLANGE ACCURACY: R TERMINAL BOX (ABOVE) CABLE ENTRY ON THE RIGHT SIGNAL CONNECTION D-END | 11460 | TEM | 1 | MC | 103 | 1
1PH81332DL020CA1 | SIMOTICS M COMPACT SYNCHRONOUS MOTOR 2500RPM,31,7KW,121NM, 55A, 371V 2800RPM,35,2KW,120NM, 54A, 415V 3000RPM,37,4KW,119NM, 54A, 449V FORCED VENTILATION; DIRECTION OF AIR FLOW DE --> NDE; DEGREE OF PROTECTION IP55 INCREMENTAL ENCODER 22 BIT WITH COMMUTATING POSITION (ENCODER IC22DQ) WITH DRIVE-CLIQ INTERFACE DESIGN IM B5 (IMV 1,IM V3) PLAIN SHAFT WITHOUT FITTED KEY; BEARING: STANDARD WITH FIXED BEARING, VIBRATION SEVERITY GRADE: S/A, SHAFT AND FLANGE ACCURACY: R TERMINAL BOX (ABOVE) CABLE ENTRY ON THE RIGHT SIGNAL CONNECTION D-END | 11655 | TEM | 1 | MC | 103 | 1
1PH81332DL021BA1 | SIMOTICS M COMPACT SYNCHRONOUS MOTOR 2500RPM,31,7KW,121NM, 55A, 371V 2800RPM,35,2KW,120NM, 54A, 415V 3000RPM,37,4KW,119NM, 54A, 449V FORCED VENTILATION; DIRECTION OF AIR FLOW DE --> NDE; DEGREE OF PROTECTION IP55 INCREMENTAL ENCODER 22 BIT WITH COMMUTATING POSITION (ENCODER IC22DQ) WITH DRIVE-CLIQ INTERFACE DESIGN IM B5 (IMV 1,IM V3) SHAFT WITH FITTED KEY FULL-KEY BALANCING BEARING: STANDARD WITH FIXED BEARING, VIBRATION SEVERITY GRADE: R/A, FLANGE ACCURACY: R TERMINAL BOX (ABOVE) CABLE ENTRY ON THE RIGHT SIGNAL CONNECTION D-END | 11460 | TEM | 1 | MC | 103 | 1
1PH81332DL022BA1 | SIMOTICS M COMPACT SYNCHRONOUS MOTOR 2500RPM,31,7KW,121NM, 55A, 371V 2800RPM,35,2KW,120NM, 54A, 415V 3000RPM,37,4KW,119NM, 54A, 449V FORCED VENTILATION; DIRECTION OF AIR FLOW DE --> NDE; DEGREE OF PROTECTION IP55 INCREMENTAL ENCODER 22 BIT WITH COMMUTATING POSITION (ENCODER IC22DQ) WITH DRIVE-CLIQ INTERFACE DESIGN IM B5 (IMV 1,IM V3) SHAFT WITH FITTED KEY HALF-KEY BALANCING BEARING: STANDARD WITH FIXED BEARING, VIBRATION SEVERITY GRADE: R/A, FLANGE ACCURACY: R TERMINAL BOX (ABOVE) CABLE ENTRY ON THE RIGHT SIGNAL CONNECTION D-END | 11460 | TEM | 1 | MC | 103 | 1
1PH81332DL032BC1 | SIMOTICS M COMPACT SYNCHRONOUS MOTOR 2500RPM,31,7KW,121NM, 55A, 371V 2800RPM,35,2KW,120NM, 54A, 415V 3000RPM,37,4KW,119NM, 54A, 449V FORCED VENTILATION; DIRECTION OF AIR FLOW DE --> NDE; DEGREE OF PROTECTION IP55 INCREMENTAL ENCODER 22 BIT WITH COMMUTATING POSITION (ENCODER IC22DQ) WITH DRIVE-CLIQ INTERFACE DESIGN IM B35 (IM V15, IM V35) SHAFT WITH FITTED KEY HALF-KEY BALANCING BEARING: STANDARD WITH FIXED BEARING, VIBRATION SEVERITY GRADE: R/A, FLANGE ACCURACY: R TERMINAL BOX (ABOVE) CABLE ENTRY ON THE ND-END SIGNAL CONNECTION LEFT | 11764 | TEM | 1 | MC | 103 | 1
1PH81332DL032CA1 | SIMOTICS M COMPACT SYNCHRONOUS MOTOR 2500RPM,31,7KW,121NM, 55A, 371V 2800RPM,35,2KW,120NM, 54A, 415V 3000RPM,37,4KW,119NM, 54A, 449V FORCED VENTILATION; DIRECTION OF AIR FLOW DE --> NDE; DEGREE OF PROTECTION IP55 INCREMENTAL ENCODER 22 BIT WITH COMMUTATING POSITION (ENCODER IC22DQ) WITH DRIVE-CLIQ INTERFACE DESIGN IM B35 (IM V15, IM V35) SHAFT WITH FITTED KEY HALF-KEY BALANCING BEARING: STANDARD WITH FIXED BEARING, VIBRATION SEVERITY GRADE: S/A, SHAFT AND FLANGE ACCURACY: R TERMINAL BOX (ABOVE) CABLE ENTRY ON THE RIGHT SIGNAL CONNECTION D-END | 11959 | TEM | 1 | MC | 103 | 1
1PH81332DL102BA1 | SIMOTICS M COMPACT SYNCHRONOUS MOTOR 2500RPM,31,7KW,121NM, 55A, 371V 2800RPM,35,2KW,120NM, 54A, 415V 3000RPM,37,4KW,119NM, 54A, 449V FORCED VENTILATION; DIRECTION OF AIR FLOW NDE --> DE; DEGREE OF PROTECTION IP55 INCREMENTAL ENCODER 22 BIT WITH COMMUTATING POSITION (ENCODER IC22DQ) WITH DRIVE-CLIQ INTERFACE DESIGN IM B3 (IM V5, IM V6) SHAFT WITH FITTED KEY HALF-KEY BALANCING BEARING: STANDARD WITH FIXED BEARING, VIBRATION SEVERITY GRADE: R/A, FLANGE ACCURACY: R TERMINAL BOX (ABOVE) CABLE ENTRY ON THE RIGHT SIGNAL CONNECTION D-END | 11222 | TEM | 1 | MC | 103 | 1
1PH81332DL121QA1 | SIMOTICS M COMPACT SYNCHRONOUS MOTOR 2500RPM,31,7KW,121NM, 55A, 371V 2800RPM,35,2KW,120NM, 54A, 415V 3000RPM,37,4KW,119NM, 54A, 449V FORCED VENTILATION; DIRECTION OF AIR FLOW NDE --> DE; DEGREE OF PROTECTION IP55 INCREMENTAL ENCODER 22 BIT WITH COMMUTATING POSITION (ENCODER IC22DQ) WITH DRIVE-CLIQ INTERFACE DESIGN IM B5 (IMV 1,IM V3) SHAFT WITH FITTED KEY FULL-KEY BALANCING BEARING: ADVANCED LIFETIME VIBRATION SEVERITY S/A SHAFT A. FLANGE ACCURACY GR. R TERMINAL BOX (ABOVE) CABLE ENTRY ON THE RIGHT SIGNAL CONNECTION D-END | 11890 | TEM | 1 | MC | 103 | 1
1PH81332DL122BG1 | SIMOTICS M COMPACT SYNCHRONOUS MOTOR 2500RPM,31,7KW,121NM, 55A, 371V 2800RPM,35,2KW,120NM, 54A, 415V 3000RPM,37,4KW,119NM, 54A, 449V FORCED VENTILATION; DIRECTION OF AIR FLOW NDE --> DE; DEGREE OF PROTECTION IP55 INCREMENTAL ENCODER 22 BIT WITH COMMUTATING POSITION (ENCODER IC22DQ) WITH DRIVE-CLIQ INTERFACE DESIGN IM B5 (IMV 1,IM V3) SHAFT WITH FITTED KEY HALF-KEY BALANCING BEARING: STANDARD WITH FIXED BEARING, VIBRATION SEVERITY GRADE: R/A, FLANGE ACCURACY: R POWER CONNECTOR (ABOVE) CABLE ENTRY ON THE ND-END SIGNAL CONNECTION LEFT | 11460 | TEM | 1 | MC | 103 | 1
1PH81332DL131BH1 | SIMOTICS M COMPACT SYNCHRONOUS MOTOR 2500RPM,31,7KW,121NM, 55A, 371V 2800RPM,35,2KW,120NM, 54A, 415V 3000RPM,37,4KW,119NM, 54A, 449V FORCED VENTILATION; DIRECTION OF AIR FLOW NDE --> DE; DEGREE OF PROTECTION IP55 INCREMENTAL ENCODER 22 BIT WITH COMMUTATING POSITION (ENCODER IC22DQ) WITH DRIVE-CLIQ INTERFACE DESIGN IM B35 (IM V15, IM V35) SHAFT WITH FITTED KEY FULL-KEY BALANCING BEARING: STANDARD WITH FIXED BEARING, VIBRATION SEVERITY GRADE: R/A, FLANGE ACCURACY: R POWER CONNECTOR (ABOVE) CABLE ENTRY ON THE D-END SIGNAL CONNECTION LEFT | 11764 | TEM | 1 | MC | 103 | 1
1PH81332EF020BA1 | SIMOTICS M COMPACT SYNCHRONOUS MOTOR 1500RPM,19,9KW,127NM, 44A, 316V 1750RPM,23,1KW,126NM, 43A, 366V 2000RPM,26,2KW,125NM, 43A, 415V FORCED VENTILATION; DIRECTION OF AIR FLOW DE --> NDE; DEGREE OF PROTECTION IP55 ABSOLUTE ENCODER ENDAT 2048 S/R (ENCODER AM2048S/R) with TEMPERAT. SENSOR KTY84-130 DESIGN IM B5 (IMV 1,IM V3) PLAIN SHAFT WITHOUT FITTED KEY; BEARING: STANDARD WITH FIXED BEARING, VIBRATION SEVERITY GRADE: R/A, FLANGE ACCURACY: R TERMINAL BOX (ABOVE) CABLE ENTRY ON THE RIGHT SIGNAL CONNECTION D-END | 11677 | TEM | 1 | MC | 103 | 1
1PH81332EF022BC1 | SIMOTICS M COMPACT SYNCHRONOUS MOTOR 1500RPM,19,9KW,127NM, 44A, 316V 1750RPM,23,1KW,126NM, 43A, 366V 2000RPM,26,2KW,125NM, 43A, 415V FORCED VENTILATION; DIRECTION OF AIR FLOW DE --> NDE; DEGREE OF PROTECTION IP55 ABSOLUTE ENCODER ENDAT 2048 S/R (ENCODER AM2048S/R) with TEMPERAT. SENSOR KTY84-130 DESIGN IM B5 (IMV 1,IM V3) SHAFT WITH FITTED KEY HALF-KEY BALANCING BEARING: STANDARD WITH FIXED BEARING, VIBRATION SEVERITY GRADE: R/A, FLANGE ACCURACY: R TERMINAL BOX (ABOVE) CABLE ENTRY ON THE ND-END SIGNAL CONNECTION LEFT | 11677 | TEM | 1 | MC | 103 | 1
1PH81332EF131CH1 | SIMOTICS M COMPACT SYNCHRONOUS MOTOR 1500RPM,19,9KW,127NM, 44A, 316V 1750RPM,23,1KW,126NM, 43A, 366V 2000RPM,26,2KW,125NM, 43A, 415V FORCED VENTILATION; DIRECTION OF AIR FLOW NDE --> DE, DEGREE OF PROTECTION IP55 ABSOLUTE ENCODER ENDAT 2048 S/R (ENCODER AM2048S/R) with TEMPERAT. SENSOR KTY84-130 DESIGN IM B35 (IM V15, IM V35) SHAFT WITH FITTED KEY FULL-KEY BALANCING BEARING: STANDARD WITH FIXED BEARING, VIBRATION SEVERITY GRADE: S/A, SHAFT AND FLANGE ACCURACY: R POWER CONNECTOR (ABOVE) CABLE ENTRY ON THE D-END SIGNAL CONNECTION LEFT | 12175 | TEM | 1 | MC | 103 | 1
1PH81332EF220BA1 | SIMOTICS M COMPACT SYNCHRONOUS MOTOR 1500RPM,23,1KW,147NM, 42A, 371V 1750RPM,26,4KW,144NM, 42A, 415V 2000RPM, 29KW, 139NM, 41A, 449V WATER COOLING DEGREE OF PROTECTION IP65 ABSOLUTE ENCODER ENDAT 2048 S/R (ENCODER AM2048S/R) with TEMPERAT. SENSOR KTY84-130 DESIGN IM B5 (IMV 1,IM V3) PLAIN SHAFT WITHOUT FITTED KEY; BEARING: STANDARD WITH FIXED BEARING, VIBRATION SEVERITY GRADE: R/A, FLANGE ACCURACY: R TERMINAL BOX (ABOVE) CABLE ENTRY ON THE RIGHT SIGNAL CONNECTION D-END | 11176 | TEM | 1 | MC | 120 | 1
1PH81332EF220BG1 | SIMOTICS M COMPACT SYNCHRONOUS MOTOR 1500RPM,23,1KW,147NM, 42A, 371V 1750RPM,26,4KW,144NM, 42A, 415V 2000RPM, 29KW, 139NM, 41A, 449V WATER COOLING DEGREE OF PROTECTION IP65 ABSOLUTE ENCODER ENDAT 2048 S/R (ENCODER AM2048S/R) with TEMPERAT. SENSOR KTY84-130 DESIGN IM B5 (IMV 1,IM V3) PLAIN SHAFT WITHOUT FITTED KEY; BEARING: STANDARD WITH FIXED BEARING, VIBRATION SEVERITY GRADE: R/A, FLANGE ACCURACY: R POWER CONNECTOR (ABOVE) CABLE ENTRY ON THE ND-END SIGNAL CONNECTION LEFT | 11176 | TEM | 1 | MC | 120 | 1
1PH81332EF221BA1 | SIMOTICS M COMPACT SYNCHRONOUS MOTOR 1500RPM,23,1KW,147NM, 42A, 371V 1750RPM,26,4KW,144NM, 42A, 415V 2000RPM, 29KW, 139NM, 41A, 449V WATER COOLING DEGREE OF PROTECTION IP65 ABSOLUTE ENCODER ENDAT 2048 S/R (ENCODER AM2048S/R) with TEMPERAT. SENSOR KTY84-130 DESIGN IM B5 (IMV 1,IM V3) SHAFT WITH FITTED KEY FULL-KEY BALANCING BEARING: STANDARD WITH FIXED BEARING, VIBRATION SEVERITY GRADE: R/A, FLANGE ACCURACY: R TERMINAL BOX (ABOVE) CABLE ENTRY ON THE RIGHT SIGNAL CONNECTION D-END | 11176 | TEM | 1 | MC | 120 | 1
1PH81332EL131BH1 | SIMOTICS M COMPACT SYNCHRONOUS MOTOR 2500RPM,31,7KW,121NM, 55A, 371V 2800RPM,35,2KW,120NM, 54A, 415V 3000RPM,37,4KW,119NM, 54A, 449V FORCED VENTILATION; DIRECTION OF AIR FLOW NDE --> DE; DEGREE OF PROTECTION IP55 ABSOLUTE ENCODER ENDAT 2048 S/R (ENCODER AM2048S/R) with TEMPERAT. SENSOR KTY84-130 DESIGN IM B35 (IM V15, IM V35) SHAFT WITH FITTED KEY FULL-KEY BALANCING BEARING: STANDARD WITH FIXED BEARING, VIBRATION SEVERITY GRADE: R/A, FLANGE ACCURACY: R POWER CONNECTOR (ABOVE) CABLE ENTRY ON THE D-END SIGNAL CONNECTION LEFT | 11980 | TEM | 1 | MC | 103 | 1
1PH81332FF000CA1 | SIMOTICS M COMPACT SYNCHRONOUS MOTOR 1500RPM,19,9KW,127NM, 44A, 316V 1750RPM,23,1KW,126NM, 43A, 366V 2000RPM,26,2KW,125NM, 43A, 415V FORCED VENTILATION; DIRECTION OF AIR FLOW DE --> NDE; DEGREE OF PROTECTION IP55 ABSOLUTE ENCODER 22 BIT SINGLETURN AND 12 BIT MULTITURN (ENCODER AM22DQ) WITH DRIVE-CLIQ INTERFACE DESIGN IM B3 (IM V5, IM V6) PLAIN SHAFT WITHOUT FITTED KEY; BEARING: STANDARD WITH FIXED BEARING, VIBRATION SEVERITY GRADE: S/A, SHAFT AND FLANGE ACCURACY: R TERMINAL BOX (ABOVE) CABLE ENTRY ON THE RIGHT SIGNAL CONNECTION D-END | 12327 | TEM | 1 | MC | 103 | 1
1PH81332FF001CA1 | SIMOTICS M COMPACT SYNCHRONOUS MOTOR 1500RPM,19,9KW,127NM, 44A, 316V 1750RPM,23,1KW,126NM, 43A, 366V 2000RPM,26,2KW,125NM, 43A, 415V FORCED VENTILATION; DIRECTION OF AIR FLOW DE --> NDE; DEGREE OF PROTECTION IP55 ABSOLUTE ENCODER 22 BIT SINGLETURN AND 12 BIT MULTITURN (ENCODER AM22DQ) WITH DRIVE-CLIQ INTERFACE DESIGN IM B3 (IM V5, IM V6) SHAFT WITH FITTED KEY FULL-KEY BALANCING BEARING: STANDARD WITH FIXED BEARING, VIBRATION SEVERITY GRADE: S/A, SHAFT AND FLANGE ACCURACY: R TERMINAL BOX (ABOVE) CABLE ENTRY ON THE RIGHT SIGNAL CONNECTION D-END | 12327 | TEM | 1 | MC | 103 | 1
1PH81332FF020CA1 | SIMOTICS M COMPACT SYNCHRONOUS MOTOR 1500RPM,19,9KW,127NM, 44A, 316V 1750RPM,23,1KW,126NM, 43A, 366V 2000RPM,26,2KW,125NM, 43A, 415V FORCED VENTILATION; DIRECTION OF AIR FLOW DE --> NDE; DEGREE OF PROTECTION IP55 ABSOLUTE ENCODER 22 BIT SINGLETURN AND 12 BIT MULTITURN (ENCODER AM22DQ) WITH DRIVE-CLIQ INTERFACE DESIGN IM B5 (IMV 1,IM V3) PLAIN SHAFT WITHOUT FITTED KEY; BEARING: STANDARD WITH FIXED BEARING, VIBRATION SEVERITY GRADE: S/A, SHAFT AND FLANGE ACCURACY: R TERMINAL BOX (ABOVE) CABLE ENTRY ON THE RIGHT SIGNAL CONNECTION D-END | 12565 | TEM | 1 | MC | 103 | 1
1PH81332FF020CE1 | SIMOTICS M COMPACT SYNCHRONOUS MOTOR 1500RPM,19,9KW,127NM, 44A, 316V 1750RPM,23,1KW,126NM, 43A, 366V 2000RPM,26,2KW,125NM, 43A, 415V FORCED VENTILATION; DIRECTION OF AIR FLOW DE --> NDE; DEGREE OF PROTECTION IP55 ABSOLUTE ENCODER 22 BIT SINGLETURN AND 12 BIT MULTITURN (ENCODER AM22DQ) WITH DRIVE-CLIQ INTERFACE DESIGN IM B5 (IMV 1,IM V3) PLAIN SHAFT WITHOUT FITTED KEY; BEARING: STANDARD WITH FIXED BEARING, VIBRATION SEVERITY GRADE: S/A, SHAFT AND FLANGE ACCURACY: R POWER CONNECTOR (ABOVE) CABLE ENTRY ON THE RIGHT SIGNAL CONNECTION D-END | 12565 | TEM | 1 | MC | 103 | 1
1PH81332FF020CH1 | SIMOTICS M COMPACT SYNCHRONOUS MOTOR 1500RPM,19,9KW,127NM, 44A, 316V 1750RPM,23,1KW,126NM, 43A, 366V 2000RPM,26,2KW,125NM, 43A, 415V FORCED VENTILATION; DIRECTION OF AIR FLOW DE --> NDE; DEGREE OF PROTECTION IP55 ABSOLUTE ENCODER 22 BIT SINGLETURN AND 12 BIT MULTITURN (ENCODER AM22DQ) WITH DRIVE-CLIQ INTERFACE DESIGN IM B5 (IMV 1,IM V3) PLAIN SHAFT WITHOUT FITTED KEY; BEARING: STANDARD WITH FIXED BEARING, VIBRATION SEVERITY GRADE: S/A, SHAFT AND FLANGE ACCURACY: R POWER CONNECTOR (ABOVE) CABLE ENTRY ON THE D-END SIGNAL CONNECTION LEFT | 12565 | TEM | 1 | MC | 103 | 1
1PH81332FF021CC1 | SIMOTICS M COMPACT SYNCHRONOUS MOTOR 1500RPM,19,9KW,127NM, 44A, 316V 1750RPM,23,1KW,126NM, 43A, 366V 2000RPM,26,2KW,125NM, 43A, 415V FORCED VENTILATION; DIRECTION OF AIR FLOW DE --> NDE; DEGREE OF PROTECTION IP55 ABSOLUTE ENCODER 22 BIT SINGLETURN AND 12 BIT MULTITURN (ENCODER AM22DQ) WITH DRIVE-CLIQ INTERFACE DESIGN IM B5 (IMV 1,IM V3) SHAFT WITH FITTED KEY FULL-KEY BALANCING BEARING: STANDARD WITH FIXED BEARING, VIBRATION SEVERITY GRADE: S/A, SHAFT AND FLANGE ACCURACY: R TERMINAL BOX (ABOVE) CABLE ENTRY ON THE ND-END SIGNAL CONNECTION LEFT | 12565 | TEM | 1 | MC | 103 | 1
1PH81332FF022BC1 | SIMOTICS M COMPACT SYNCHRONOUS MOTOR 1500RPM,19,9KW,127NM, 44A, 316V 1750RPM,23,1KW,126NM, 43A, 366V 2000RPM,26,2KW,125NM, 43A, 415V FORCED VENTILATION; DIRECTION OF AIR FLOW DE --> NDE; DEGREE OF PROTECTION IP55 ABSOLUTE ENCODER 22 BIT SINGLETURN AND 12 BIT MULTITURN (ENCODER AM22DQ) WITH DRIVE-CLIQ INTERFACE DESIGN IM B5 (IMV 1,IM V3) SHAFT WITH FITTED KEY HALF-KEY BALANCING BEARING: STANDARD WITH FIXED BEARING, VIBRATION SEVERITY GRADE: R/A, FLANGE ACCURACY: R TERMINAL BOX (ABOVE) CABLE ENTRY ON THE ND-END SIGNAL CONNECTION LEFT | 12370 | TEM | 1 | MC | 103 | 1
1PH81332FF022BF1 | SIMOTICS M COMPACT SYNCHRONOUS MOTOR 1500RPM,19,9KW,127NM, 44A, 316V 1750RPM,23,1KW,126NM, 43A, 366V 2000RPM,26,2KW,125NM, 43A, 415V FORCED VENTILATION; DIRECTION OF AIR FLOW DE --> NDE; DEGREE OF PROTECTION IP55 ABSOLUTE ENCODER 22 BIT SINGLETURN AND 12 BIT MULTITURN (ENCODER AM22DQ) WITH DRIVE-CLIQ INTERFACE DESIGN IM B5 (IMV 1,IM V3) SHAFT WITH FITTED KEY HALF-KEY BALANCING BEARING: STANDARD WITH FIXED BEARING, VIBRATION SEVERITY GRADE: R/A, FLANGE ACCURACY: R POWER CONNECTOR(ABOVE) CABLE ENTRY ON THE LEFT SIGNAL CONNECTION D-END | 12370 | TEM | 1 | MC | 103 | 1
1PH81332FF030CA1 | SIMOTICS M COMPACT SYNCHRONOUS MOTOR 1500RPM,19,9KW,127NM, 44A, 316V 1750RPM,23,1KW,126NM, 43A, 366V 2000RPM,26,2KW,125NM, 43A, 415V FORCED VENTILATION; DIRECTION OF AIR FLOW DE --> NDE; DEGREE OF PROTECTION IP55 ABSOLUTE ENCODER 22 BIT SINGLETURN AND 12 BIT MULTITURN (ENCODER AM22DQ) WITH DRIVE-CLIQ INTERFACE DESIGN IM B35 (IM V15, IM V35) PLAIN SHAFT WITHOUT FITTED KEY; BEARING: STANDARD WITH FIXED BEARING, VIBRATION SEVERITY GRADE: S/A, SHAFT AND FLANGE ACCURACY: R TERMINAL BOX (ABOVE) CABLE ENTRY ON THE RIGHT SIGNAL CONNECTION D-END | 12869 | TEM | 1 | MC | 103 | 1
1PH81332FF031CB1 | SIMOTICS M COMPACT SYNCHRONOUS MOTOR 1500RPM,19,9KW,127NM, 44A, 316V 1750RPM,23,1KW,126NM, 43A, 366V 2000RPM,26,2KW,125NM, 43A, 415V FORCED VENTILATION; DIRECTION OF AIR FLOW DE --> NDE; DEGREE OF PROTECTION IP55 ABSOLUTE ENCODER 22 BIT SINGLETURN AND 12 BIT MULTITURN (ENCODER AM22DQ) WITH DRIVE-CLIQ INTERFACE DESIGN IM B35 (IM V15, IM V35) SHAFT WITH FITTED KEY FULL-KEY BALANCING BEARING: STANDARD WITH FIXED BEARING, VIBRATION SEVERITY GRADE: S/A, SHAFT AND FLANGE ACCURACY: R TERMINAL BOX (ABOVE) CABLE ENTRY ON THE LEFT SIGNAL CONNECTION D-END | 12869 | TEM | 1 | MC | 103 | 1
1PH81332FF032CH1 | SIMOTICS M COMPACT SYNCHRONOUS MOTOR 1500RPM,19,9KW,127NM, 44A, 316V 1750RPM,23,1KW,126NM, 43A, 366V 2000RPM,26,2KW,125NM, 43A, 415V FORCED VENTILATION; DIRECTION OF AIR FLOW DE --> NDE; DEGREE OF PROTECTION IP55 ABSOLUTE ENCODER 22 BIT SINGLETURN AND 12 BIT MULTITURN (ENCODER AM22DQ) WITH DRIVE-CLIQ INTERFACE DESIGN IM B35 (IM V15, IM V35) SHAFT WITH FITTED KEY HALF-KEY BALANCING BEARING: STANDARD WITH FIXED BEARING, VIBRATION SEVERITY GRADE: S/A, SHAFT AND FLANGE ACCURACY: R POWER CONNECTOR (ABOVE) CABLE ENTRY ON THE D-END SIGNAL CONNECTION LEFT | 12869 | TEM | 1 | MC | 103 | 1
1PH81332FF132CA1 | SIMOTICS M COMPACT SYNCHRONOUS MOTOR 1500RPM,19,9KW,127NM, 44A, 316V 1750RPM,23,1KW,126NM, 43A, 366V 2000RPM,26,2KW,125NM, 43A, 415V FORCED VENTILATION; DIRECTION OF AIR FLOW NDE --> DE, DEGREE OF PROTECTION IP55 ABSOLUTE ENCODER 22 BIT SINGLETURN AND 12 BIT MULTITURN (ENCODER AM22DQ) WITH DRIVE-CLIQ INTERFACE DESIGN IM B35 (IM V15, IM V35) SHAFT WITH FITTED KEY HALF-KEY BALANCING BEARING: STANDARD WITH FIXED BEARING, VIBRATION SEVERITY GRADE: S/A, SHAFT AND FLANGE ACCURACY: R TERMINAL BOX (ABOVE) CABLE ENTRY ON THE RIGHT SIGNAL CONNECTION D-END | 12869 | TEM | 1 | MC | 103 | 1
1PH81332FL001QE1 | SIMOTICS M COMPACT SYNCHRONOUS MOTOR 2500RPM,31,7KW,121NM, 55A, 371V 2800RPM,35,2KW,120NM, 54A, 415V 3000RPM,37,4KW,119NM, 54A, 449V FORCED VENTILATION; DIRECTION OF AIR FLOW DE --> NDE; DEGREE OF PROTECTION IP55 ABSOLUTE ENCODER 22 BIT SINGLETURN AND 12 BIT MULTITURN (ENCODER AM22DQ) WITH DRIVE-CLIQ INTERFACE DESIGN IM B3 (IM V5, IM V6) SHAFT WITH FITTED KEY FULL-KEY BALANCING BEARING: ADVANCED LIFETIME VIBRATION SEVERITY S/A SHAFT A. FLANGE ACCURACY GR. R POWER CONNECTOR (ABOVE) CABLE ENTRY ON THE RIGHT SIGNAL CONNECTION D-END | 12562 | TEM | 1 | MC | 103 | 1
1PH81332FL020BA1 | SIMOTICS M COMPACT SYNCHRONOUS MOTOR 2500RPM,31,7KW,121NM, 55A, 371V 2800RPM,35,2KW,120NM, 54A, 415V 3000RPM,37,4KW,119NM, 54A, 449V FORCED VENTILATION; DIRECTION OF AIR FLOW DE --> NDE; DEGREE OF PROTECTION IP55 ABSOLUTE ENCODER 22 BIT SINGLETURN AND 12 BIT MULTITURN (ENCODER AM22DQ) WITH DRIVE-CLIQ INTERFACE DESIGN IM B5 (IMV 1,IM V3) PLAIN SHAFT WITHOUT FITTED KEY; BEARING: STANDARD WITH FIXED BEARING, VIBRATION SEVERITY GRADE: R/A, FLANGE ACCURACY: R TERMINAL BOX (ABOVE) CABLE ENTRY ON THE RIGHT SIGNAL CONNECTION D-END | 12370 | TEM | 1 | MC | 103 | 1
1PH81332FL020BC1 | SIMOTICS M COMPACT SYNCHRONOUS MOTOR 2500RPM,31,7KW,121NM, 55A, 371V 2800RPM,35,2KW,120NM, 54A, 415V 3000RPM,37,4KW,119NM, 54A, 449V FORCED VENTILATION; DIRECTION OF AIR FLOW DE --> NDE; DEGREE OF PROTECTION IP55 ABSOLUTE ENCODER 22 BIT SINGLETURN AND 12 BIT MULTITURN (ENCODER AM22DQ) WITH DRIVE-CLIQ INTERFACE DESIGN IM B5 (IMV 1,IM V3) PLAIN SHAFT WITHOUT FITTED KEY; BEARING: STANDARD WITH FIXED BEARING, VIBRATION SEVERITY GRADE: R/A, FLANGE ACCURACY: R TERMINAL BOX (ABOVE) CABLE ENTRY ON THE ND-END SIGNAL CONNECTION LEFT | 12370 | TEM | 1 | MC | 103 | 1
1PH81332FL020BE1 | SIMOTICS M COMPACT SYNCHRONOUS MOTOR 2500RPM,31,7KW,121NM, 55A, 371V 2800RPM,35,2KW,120NM, 54A, 415V 3000RPM,37,4KW,119NM, 54A, 449V FORCED VENTILATION; DIRECTION OF AIR FLOW DE --> NDE; DEGREE OF PROTECTION IP55 ABSOLUTE ENCODER 22 BIT SINGLETURN AND 12 BIT MULTITURN (ENCODER AM22DQ) WITH DRIVE-CLIQ INTERFACE DESIGN IM B5 (IMV 1,IM V3) PLAIN SHAFT WITHOUT FITTED KEY; BEARING: STANDARD WITH FIXED BEARING, VIBRATION SEVERITY GRADE: R/A, FLANGE ACCURACY: R POWER CONNECTOR (ABOVE) CABLE ENTRY ON THE RIGHT SIGNAL CONNECTION D-END | 12370 | TEM | 1 | MC | 103 | 1
1PH81332FL020BH1 | SIMOTICS M COMPACT SYNCHRONOUS MOTOR 2500RPM,31,7KW,121NM, 55A, 371V 2800RPM,35,2KW,120NM, 54A, 415V 3000RPM,37,4KW,119NM, 54A, 449V FORCED VENTILATION; DIRECTION OF AIR FLOW DE --> NDE; DEGREE OF PROTECTION IP55 ABSOLUTE ENCODER 22 BIT SINGLETURN AND 12 BIT MULTITURN (ENCODER AM22DQ) WITH DRIVE-CLIQ INTERFACE DESIGN IM B5 (IMV 1,IM V3) PLAIN SHAFT WITHOUT FITTED KEY; BEARING: STANDARD WITH FIXED BEARING, VIBRATION SEVERITY GRADE: R/A, FLANGE ACCURACY: R POWER CONNECTOR (ABOVE) CABLE ENTRY ON THE D-END SIGNAL CONNECTION LEFT | 12370 | TEM | 1 | MC | 103 | 1
1PH81332FL020CA1 | SIMOTICS M COMPACT SYNCHRONOUS MOTOR 2500RPM,31,7KW,121NM, 55A, 371V 2800RPM,35,2KW,120NM, 54A, 415V 3000RPM,37,4KW,119NM, 54A, 449V FORCED VENTILATION; DIRECTION OF AIR FLOW DE --> NDE; DEGREE OF PROTECTION IP55 ABSOLUTE ENCODER 22 BIT SINGLETURN AND 12 BIT MULTITURN (ENCODER AM22DQ) WITH DRIVE-CLIQ INTERFACE DESIGN IM B5 (IMV 1,IM V3) PLAIN SHAFT WITHOUT FITTED KEY; BEARING: STANDARD WITH FIXED BEARING, VIBRATION SEVERITY GRADE: S/A, SHAFT AND FLANGE ACCURACY: R TERMINAL BOX (ABOVE) CABLE ENTRY ON THE RIGHT SIGNAL CONNECTION D-END | 12565 | TEM | 1 | MC | 103 | 1
1PH81332MF020CA1 | SIMOTICS M COMPACT SYNCHRONOUS MOTOR 1500RPM,19,9KW,127NM, 44A, 316V 1750RPM,23,1KW,126NM, 43A, 366V 2000RPM,26,2KW,125NM, 43A, 415V FORCED VENTILATION; DIRECTION OF AIR FLOW DE --> NDE; DEGREE OF PROTECTION IP55 INCREMENTAL ENCODER SIN/COS 1VPP 2048 S/R WITH ND-END AT TERMINAL BOX (ENCODER IC2048S/R) with TEMPERAT. SENSOR KTY84-130 DESIGN IM B5 (IMV 1,IM V3) PLAIN SHAFT WITHOUT FITTED KEY; BEARING: STANDARD WITH FIXED BEARING, VIBRATION SEVERITY GRADE: S/A, SHAFT AND FLANGE ACCURACY: R TERMINAL BOX (ABOVE) CABLE ENTRY ON THE RIGHT SIGNAL CONNECTION D-END | 10962 | TEM | 1 | MC | 103 | 1
1PH81332MF021BA1 | SIMOTICS M COMPACT SYNCHRONOUS MOTOR 1500RPM,19,9KW,127NM, 44A, 316V 1750RPM,23,1KW,126NM, 43A, 366V 2000RPM,26,2KW,125NM, 43A, 415V FORCED VENTILATION; DIRECTION OF AIR FLOW DE --> NDE; DEGREE OF PROTECTION IP55 INCREMENTAL ENCODER SIN/COS 1VPP 2048 S/R WITH ND-END AT TERMINAL BOX (ENCODER IC2048S/R) with TEMPERAT. SENSOR KTY84-130 DESIGN IM B5 (IMV 1,IM V3) SHAFT WITH FITTED KEY FULL-KEY BALANCING BEARING: STANDARD WITH FIXED BEARING, VIBRATION SEVERITY GRADE: R/A, FLANGE ACCURACY: R TERMINAL BOX (ABOVE) CABLE ENTRY ON THE RIGHT SIGNAL CONNECTION D-END | 10766 | TEM | 1 | MC | 103 | 1
1PH81332MF100BB1 | SIMOTICS M COMPACT SYNCHRONOUS MOTOR 1500RPM,19,9KW,127NM, 44A, 316V 1750RPM,23,1KW,126NM, 43A, 366V 2000RPM,26,2KW,125NM, 43A, 415V FORCED VENTILATION; DIRECTION OF AIR FLOW NDE --> DE, DEGREE OF PROTECTION IP55 INCREMENTAL ENCODER SIN/COS 1VPP 2048 S/R WITH ND-END AT TERMINAL BOX (ENCODER IC2048S/R) with TEMPERAT. SENSOR KTY84-130 DESIGN IM B3 (IM V5, IM V6) PLAIN SHAFT WITHOUT FITTED KEY; BEARING: STANDARD WITH FIXED BEARING, VIBRATION SEVERITY GRADE: R/A, FLANGE ACCURACY: R TERMINAL BOX (ABOVE) CABLE ENTRY ON THE LEFT SIGNAL CONNECTION D-END | 10528 | TEM | 1 | MC | 103 | 1
1PH81332MF220BA1 | SIMOTICS M COMPACT SYNCHRONOUS MOTOR 1500RPM,23,1KW,147NM, 42A, 371V 1750RPM,26,4KW,144NM, 42A, 415V 2000RPM, 29KW, 139NM, 41A, 449V WATER COOLING DEGREE OF PROTECTION IP65 INCREMENTAL ENCODER SIN/COS 1VPP 2048 S/R WITH ND-END AT TERMINAL BOX (ENCODER IC2048S/R) with TEMPERAT. SENSOR KTY84-130 DESIGN IM B5 (IMV 1,IM V3) PLAIN SHAFT WITHOUT FITTED KEY; BEARING: STANDARD WITH FIXED BEARING, VIBRATION SEVERITY GRADE: R/A, FLANGE ACCURACY: R TERMINAL BOX (ABOVE) CABLE ENTRY ON THE RIGHT SIGNAL CONNECTION D-END | 10266 | TEM | 1 | MC | 120 | 1
1PH81332ML002BH1 | SIMOTICS M COMPACT SYNCHRONOUS MOTOR 2500RPM,31,7KW,121NM, 55A, 371V 2800RPM,35,2KW,120NM, 54A, 415V 3000RPM,37,4KW,119NM, 54A, 449V FORCED VENTILATION; DIRECTION OF AIR FLOW DE --> NDE; DEGREE OF PROTECTION IP55 INCREMENTAL ENCODER SIN/COS 1VPP 2048 S/R WITH ND-END AT TERMINAL BOX (ENCODER IC2048S/R) with TEMPERAT. SENSOR KTY84-130 DESIGN IM B3 (IM V5, IM V6) SHAFT WITH FITTED KEY HALF-KEY BALANCING BEARING: STANDARD WITH FIXED BEARING, VIBRATION SEVERITY GRADE: R/A, FLANGE ACCURACY: R POWER CONNECTOR (ABOVE) CABLE ENTRY ON THE D-END SIGNAL CONNECTION LEFT | 10528 | TEM | 1 | MC | 103 | 1
1PH81332ML020BA1 | SIMOTICS M COMPACT SYNCHRONOUS MOTOR 2500RPM,31,7KW,121NM, 55A, 371V 2800RPM,35,2KW,120NM, 54A, 415V 3000RPM,37,4KW,119NM, 54A, 449V FORCED VENTILATION; DIRECTION OF AIR FLOW DE --> NDE; DEGREE OF PROTECTION IP55 INCREMENTAL ENCODER SIN/COS 1VPP 2048 S/R WITH ND-END AT TERMINAL BOX (ENCODER IC2048S/R) with TEMPERAT. SENSOR KTY84-130 DESIGN IM B5 (IMV 1,IM V3) PLAIN SHAFT WITHOUT FITTED KEY; BEARING: STANDARD WITH FIXED BEARING, VIBRATION SEVERITY GRADE: R/A, FLANGE ACCURACY: R TERMINAL BOX (ABOVE) CABLE ENTRY ON THE RIGHT SIGNAL CONNECTION D-END | 10766 | TEM | 1 | MC | 103 | 1
1PH81332ML021BB1 | SIMOTICS M COMPACT SYNCHRONOUS MOTOR 2500RPM,31,7KW,121NM, 55A, 371V 2800RPM,35,2KW,120NM, 54A, 415V 3000RPM,37,4KW,119NM, 54A, 449V FORCED VENTILATION; DIRECTION OF AIR FLOW DE --> NDE; DEGREE OF PROTECTION IP55 INCREMENTAL ENCODER SIN/COS 1VPP 2048 S/R WITH ND-END AT TERMINAL BOX (ENCODER IC2048S/R) with TEMPERAT. SENSOR KTY84-130 DESIGN IM B5 (IMV 1,IM V3) SHAFT WITH FITTED KEY FULL-KEY BALANCING BEARING: STANDARD WITH FIXED BEARING, VIBRATION SEVERITY GRADE: R/A, FLANGE ACCURACY: R TERMINAL BOX (ABOVE) CABLE ENTRY ON THE LEFT SIGNAL CONNECTION D-END | 10766 | TEM | 1 | MC | 103 | 1
1PH81332ML120BA1 | SIMOTICS M COMPACT SYNCHRONOUS MOTOR 2500RPM,31,7KW,121NM, 55A, 371V 2800RPM,35,2KW,120NM, 54A, 415V 3000RPM,37,4KW,119NM, 54A, 449V FORCED VENTILATION; DIRECTION OF AIR FLOW NDE --> DE; DEGREE OF PROTECTION IP55 INCREMENTAL ENCODER SIN/COS 1VPP 2048 S/R WITH ND-END AT TERMINAL BOX (ENCODER IC2048S/R) with TEMPERAT. SENSOR KTY84-130 DESIGN IM B5 (IMV 1,IM V3) PLAIN SHAFT WITHOUT FITTED KEY; BEARING: STANDARD WITH FIXED BEARING, VIBRATION SEVERITY GRADE: R/A, FLANGE ACCURACY: R TERMINAL BOX (ABOVE) CABLE ENTRY ON THE RIGHT SIGNAL CONNECTION D-END | 10766 | TEM | 1 | MC | 103 | 1
1PH81333DG020AA1 | SIMOTICS M COMPACT ASYNCHRONOUS MOTOR 2000RPM, 20KW, 96NM, 45A, 350V 2300RPM,22,5KW, 93NM, 44A, 400V 2650RPM, 24KW, 86NM, 41A, 456V FORCED VENTILATION; DIRECTION OF AIR FLOW DE --> NDE; DEGREE OF PROTECTION IP55 INCREMENTAL ENCODER 22 BIT WITH COMMUTATING POSITION (ENCODER IC22DQ) WITH DRIVE-CLIQ INTERFACE DESIGN IM B5 (IMV 1,IM V3) PLAIN SHAFT WITHOUT FITTED KEY; BEARING: STANDARD VIBRATION SEVERITY GRADE A; SHAFT A.FLANGE ACCURACY GR.N TERMINAL BOX (ABOVE) CABLE ENTRY ON THE RIGHT SIGNAL CONNECTION D-END | 5468 | TEM | 1 | MC | 106 | 1
1PH81333HG032AA1 | SIMOTICS M COMPACT ASYNCHRONOUS MOTOR 2000RPM, 20KW, 96NM, 45A, 350V 2300RPM,22,5KW, 93NM, 44A, 400V 2650RPM, 24KW, 86NM, 41A, 456V FORCED VENTILATION; DIRECTION OF AIR FLOW DE --> NDE; DEGREE OF PROTECTION IP55 INCREM. ENCODER HTL 1024 S/R (ENCODER HTL1024S/R) with TEMPERAT. SENSOR KTY84-130 DESIGN IM B35 (IM V15, IM V35) SHAFT WITH FITTED KEY HALF-KEY BALANCING BEARING: STANDARD VIBRATION SEVERITY GRADE A; SHAFT A.FLANGE ACCURACY GR.N TERMINAL BOX (ABOVE) CABLE ENTRY ON THE RIGHT SIGNAL CONNECTION D-END | 4753 | TEM | 1 | MC | 106 | 1
1PH81351AF020BA1 | SIMOTICS M COMPACT ASYNCHRONOUS MOTOR 1500RPM,18,5KW,118NM, 43A, 330V 1750RPM,21,5KW,117NM, 43A, 383V 2000RPM, 24KW, 115NM, 43A, 434V FORCED VENTILATION; DIRECTION OF AIR FLOW DE --> NDE; DEGREE OF PROTECTION IP55 W/O ENCODER with TEMPERAT. SENSOR KTY84-130 DESIGN IM B5 (IMV 1,IM V3) PLAIN SHAFT WITHOUT FITTED KEY; BEARING: STANDARD WITH FIXED BEARING, VIBRATION SEVERITY GRADE: R/A, FLANGE ACCURACY: R TERMINAL BOX (ABOVE) CABLE ENTRY ON THE RIGHT SIGNAL CONNECTION D-END | 4764 | TEM | 1 | MC | 125 | 1
1PH81351AF022BC1 | SIMOTICS M COMPACT ASYNCHRONOUS MOTOR 1500RPM,18,5KW,118NM, 43A, 330V 1750RPM,21,5KW,117NM, 43A, 383V 2000RPM, 24KW, 115NM, 43A, 434V FORCED VENTILATION; DIRECTION OF AIR FLOW DE --> NDE; DEGREE OF PROTECTION IP55 W/O ENCODER with TEMPERAT. SENSOR KTY84-130 DESIGN IM B5 (IMV 1,IM V3) SHAFT WITH FITTED KEY HALF-KEY BALANCING BEARING: STANDARD WITH FIXED BEARING, VIBRATION SEVERITY GRADE: R/A, FLANGE ACCURACY: R TERMINAL BOX (ABOVE) CABLE ENTRY ON THE ND-END SIGNAL CONNECTION LEFT | 4764 | TEM | 1 | MC | 125 | 1
1PH81351AF100BA1 | SIMOTICS M COMPACT ASYNCHRONOUS MOTOR 1500RPM,18,5KW,118NM, 43A, 330V 1750RPM,21,5KW,117NM, 43A, 383V 2000RPM, 24KW, 115NM, 43A, 434V FORCED VENTILATION; DIRECTION OF AIR FLOW NDE --> DE; DEGREE OF PROTECTION IP55 W/O ENCODER with TEMPERAT. SENSOR KTY84-130 DESIGN IM B3 (IM V5, IM V6) PLAIN SHAFT WITHOUT FITTED KEY; BEARING: STANDARD WITH FIXED BEARING, VIBRATION SEVERITY GRADE: R/A, FLANGE ACCURACY: R TERMINAL BOX (ABOVE) CABLE ENTRY ON THE RIGHT SIGNAL CONNECTION D-END | 4526 | TEM | 1 | MC | 125 | 1
1PH81351AF100BB1 | SIMOTICS M COMPACT ASYNCHRONOUS MOTOR 1500RPM,18,5KW,118NM, 43A, 330V 1750RPM,21,5KW,117NM, 43A, 383V 2000RPM, 24KW, 115NM, 43A, 434V FORCED VENTILATION; DIRECTION OF AIR FLOW NDE --> DE; DEGREE OF PROTECTION IP55 W/O ENCODER with TEMPERAT. SENSOR KTY84-130 DESIGN IM B3 (IM V5, IM V6) PLAIN SHAFT WITHOUT FITTED KEY; BEARING: STANDARD WITH FIXED BEARING, VIBRATION SEVERITY GRADE: R/A, FLANGE ACCURACY: R TERMINAL BOX (ABOVE) CABLE ENTRY ON THE LEFT SIGNAL CONNECTION D-END | 4526 | TEM | 1 | MC | 125 | 1
1PH81351AF100BC1 | SIMOTICS M COMPACT ASYNCHRONOUS MOTOR 1500RPM,18,5KW,118NM, 43A, 330V 1750RPM,21,5KW,117NM, 43A, 383V 2000RPM, 24KW, 115NM, 43A, 434V FORCED VENTILATION; DIRECTION OF AIR FLOW NDE --> DE; DEGREE OF PROTECTION IP55 W/O ENCODER with TEMPERAT. SENSOR KTY84-130 DESIGN IM B3 (IM V5, IM V6) PLAIN SHAFT WITHOUT FITTED KEY; BEARING: STANDARD WITH FIXED BEARING, VIBRATION SEVERITY GRADE: R/A, FLANGE ACCURACY: R TERMINAL BOX (ABOVE) CABLE ENTRY ON THE ND-END SIGNAL CONNECTION LEFT | 4526 | TEM | 1 | MC | 125 | 1
1PH81351AF100CA1 | SIMOTICS M COMPACT ASYNCHRONOUS MOTOR 1500RPM,18,5KW,118NM, 43A, 330V 1750RPM,21,5KW,117NM, 43A, 383V 2000RPM, 24KW, 115NM, 43A, 434V FORCED VENTILATION; DIRECTION OF AIR FLOW NDE --> DE; DEGREE OF PROTECTION IP55 W/O ENCODER with TEMPERAT. SENSOR KTY84-130 DESIGN IM B3 (IM V5, IM V6) PLAIN SHAFT WITHOUT FITTED KEY; BEARING: STANDARD VIBRATION SEVERITY GRADE S/A; SHAFT A.FLANGE ACCURACY GR. R TERMINAL BOX (ABOVE) CABLE ENTRY ON THE RIGHT SIGNAL CONNECTION D-END | 4721 | TEM | 1 | MC | 125 | 1
1PH81351AF100CB1 | SIMOTICS M COMPACT ASYNCHRONOUS MOTOR 1500RPM,18,5KW,118NM, 43A, 330V 1750RPM,21,5KW,117NM, 43A, 383V 2000RPM, 24KW, 115NM, 43A, 434V FORCED VENTILATION; DIRECTION OF AIR FLOW NDE --> DE; DEGREE OF PROTECTION IP55 W/O ENCODER with TEMPERAT. SENSOR KTY84-130 DESIGN IM B3 (IM V5, IM V6) PLAIN SHAFT WITHOUT FITTED KEY; BEARING: STANDARD VIBRATION SEVERITY GRADE S/A; SHAFT A.FLANGE ACCURACY GR. R TERMINAL BOX (ABOVE) CABLE ENTRY ON THE LEFT SIGNAL CONNECTION D-END | 4721 | TEM | 1 | MC | 125 | 1
1PH81351AF100CC1 | SIMOTICS M COMPACT ASYNCHRONOUS MOTOR 1500RPM,18,5KW,118NM, 43A, 330V 1750RPM,21,5KW,117NM, 43A, 383V 2000RPM, 24KW, 115NM, 43A, 434V FORCED VENTILATION; DIRECTION OF AIR FLOW NDE --> DE; DEGREE OF PROTECTION IP55 W/O ENCODER with TEMPERAT. SENSOR KTY84-130 DESIGN IM B3 (IM V5, IM V6) PLAIN SHAFT WITHOUT FITTED KEY; BEARING: STANDARD VIBRATION SEVERITY GRADE S/A; SHAFT A.FLANGE ACCURACY GR. R TERMINAL BOX (ABOVE) CABLE ENTRY ON THE ND-END SIGNAL CONNECTION LEFT | 4721 | TEM | 1 | MC | 125 | 1
1PH81351AF101BA1 | SIMOTICS M COMPACT ASYNCHRONOUS MOTOR 1500RPM,18,5KW,118NM, 43A, 330V 1750RPM,21,5KW,117NM, 43A, 383V 2000RPM, 24KW, 115NM, 43A, 434V FORCED VENTILATION; DIRECTION OF AIR FLOW NDE --> DE; DEGREE OF PROTECTION IP55 W/O ENCODER with TEMPERAT. SENSOR KTY84-130 DESIGN IM B3 (IM V5, IM V6) SHAFT WITH FITTED KEY FULL-KEY BALANCING BEARING: STANDARD WITH FIXED BEARING, VIBRATION SEVERITY GRADE: R/A, FLANGE ACCURACY: R TERMINAL BOX (ABOVE) CABLE ENTRY ON THE RIGHT SIGNAL CONNECTION D-END | 4526 | TEM | 1 | MC | 125 | 1
1PH81351AF102BA1 | SIMOTICS M COMPACT ASYNCHRONOUS MOTOR 1500RPM,18,5KW,118NM, 43A, 330V 1750RPM,21,5KW,117NM, 43A, 383V 2000RPM, 24KW, 115NM, 43A, 434V FORCED VENTILATION; DIRECTION OF AIR FLOW NDE --> DE; DEGREE OF PROTECTION IP55 W/O ENCODER with TEMPERAT. SENSOR KTY84-130 DESIGN IM B3 (IM V5, IM V6) SHAFT WITH FITTED KEY HALF-KEY BALANCING BEARING: STANDARD WITH FIXED BEARING, VIBRATION SEVERITY GRADE: R/A, FLANGE ACCURACY: R TERMINAL BOX (ABOVE) CABLE ENTRY ON THE RIGHT SIGNAL CONNECTION D-END | 4526 | TEM | 1 | MC | 125 | 1
1PH81351AF102BB1 | SIMOTICS M COMPACT ASYNCHRONOUS MOTOR 1500RPM,18,5KW,118NM, 43A, 330V 1750RPM,21,5KW,117NM, 43A, 383V 2000RPM, 24KW, 115NM, 43A, 434V FORCED VENTILATION; DIRECTION OF AIR FLOW NDE --> DE; DEGREE OF PROTECTION IP55 W/O ENCODER with TEMPERAT. SENSOR KTY84-130 DESIGN IM B3 (IM V5, IM V6) SHAFT WITH FITTED KEY HALF-KEY BALANCING BEARING: STANDARD WITH FIXED BEARING, VIBRATION SEVERITY GRADE: R/A, FLANGE ACCURACY: R TERMINAL BOX (ABOVE) CABLE ENTRY ON THE LEFT SIGNAL CONNECTION D-END | 4526 | TEM | 1 | MC | 125 | 1
1PH81351AF102BC1 | SIMOTICS M COMPACT ASYNCHRONOUS MOTOR 1500RPM,18,5KW,118NM, 43A, 330V 1750RPM,21,5KW,117NM, 43A, 383V 2000RPM, 24KW, 115NM, 43A, 434V FORCED VENTILATION; DIRECTION OF AIR FLOW NDE --> DE; DEGREE OF PROTECTION IP55 W/O ENCODER with TEMPERAT. SENSOR KTY84-130 DESIGN IM B3 (IM V5, IM V6) SHAFT WITH FITTED KEY HALF-KEY BALANCING BEARING: STANDARD WITH FIXED BEARING, VIBRATION SEVERITY GRADE: R/A, FLANGE ACCURACY: R TERMINAL BOX (ABOVE) CABLE ENTRY ON THE ND-END SIGNAL CONNECTION LEFT | 4526 | TEM | 1 | MC | 125 | 1
1PH81351AF102CA1 | SIMOTICS M COMPACT ASYNCHRONOUS MOTOR 1500RPM,18,5KW,118NM, 43A, 330V 1750RPM,21,5KW,117NM, 43A, 383V 2000RPM, 24KW, 115NM, 43A, 434V FORCED VENTILATION; DIRECTION OF AIR FLOW NDE --> DE; DEGREE OF PROTECTION IP55 W/O ENCODER with TEMPERAT. SENSOR KTY84-130 DESIGN IM B3 (IM V5, IM V6) SHAFT WITH FITTED KEY HALF-KEY BALANCING BEARING: STANDARD VIBRATION SEVERITY GRADE S/A; SHAFT A.FLANGE ACCURACY GR. R TERMINAL BOX (ABOVE) CABLE ENTRY ON THE RIGHT SIGNAL CONNECTION D-END | 4721 | TEM | 1 | MC | 125 | 1
1PH81351AF102CB1 | SIMOTICS M COMPACT ASYNCHRONOUS MOTOR 1500RPM,18,5KW,118NM, 43A, 330V 1750RPM,21,5KW,117NM, 43A, 383V 2000RPM, 24KW, 115NM, 43A, 434V FORCED VENTILATION; DIRECTION OF AIR FLOW NDE --> DE; DEGREE OF PROTECTION IP55 W/O ENCODER with TEMPERAT. SENSOR KTY84-130 DESIGN IM B3 (IM V5, IM V6) SHAFT WITH FITTED KEY HALF-KEY BALANCING BEARING: STANDARD VIBRATION SEVERITY GRADE S/A; SHAFT A.FLANGE ACCURACY GR. R TERMINAL BOX (ABOVE) CABLE ENTRY ON THE LEFT SIGNAL CONNECTION D-END | 4721 | TEM | 1 | MC | 125 | 1
1PH81351AF102CC1 | SIMOTICS M COMPACT ASYNCHRONOUS MOTOR 1500RPM,18,5KW,118NM, 43A, 330V 1750RPM,21,5KW,117NM, 43A, 383V 2000RPM, 24KW, 115NM, 43A, 434V FORCED VENTILATION; DIRECTION OF AIR FLOW NDE --> DE; DEGREE OF PROTECTION IP55 W/O ENCODER with TEMPERAT. SENSOR KTY84-130 DESIGN IM B3 (IM V5, IM V6) SHAFT WITH FITTED KEY HALF-KEY BALANCING BEARING: STANDARD VIBRATION SEVERITY GRADE S/A; SHAFT A.FLANGE ACCURACY GR. R TERMINAL BOX (ABOVE) CABLE ENTRY ON THE ND-END SIGNAL CONNECTION LEFT | 4721 | TEM | 1 | MC | 125 | 1
1PH81351AF120BA1 | SIMOTICS M COMPACT ASYNCHRONOUS MOTOR 1500RPM,18,5KW,118NM, 43A, 330V 1750RPM,21,5KW,117NM, 43A, 383V 2000RPM, 24KW, 115NM, 43A, 434V FORCED VENTILATION; DIRECTION OF AIR FLOW NDE --> DE; DEGREE OF PROTECTION IP55 W/O ENCODER with TEMPERAT. SENSOR KTY84-130 DESIGN IM B5 (IMV 1,IM V3) PLAIN SHAFT WITHOUT FITTED KEY; BEARING: STANDARD WITH FIXED BEARING, VIBRATION SEVERITY GRADE: R/A, FLANGE ACCURACY: R TERMINAL BOX (ABOVE) CABLE ENTRY ON THE RIGHT SIGNAL CONNECTION D-END | 4764 | TEM | 1 | MC | 125 | 1
1PH81351AF120BB1 | SIMOTICS M COMPACT ASYNCHRONOUS MOTOR 1500RPM,18,5KW,118NM, 43A, 330V 1750RPM,21,5KW,117NM, 43A, 383V 2000RPM, 24KW, 115NM, 43A, 434V FORCED VENTILATION; DIRECTION OF AIR FLOW NDE --> DE; DEGREE OF PROTECTION IP55 W/O ENCODER with TEMPERAT. SENSOR KTY84-130 DESIGN IM B5 (IMV 1,IM V3) PLAIN SHAFT WITHOUT FITTED KEY; BEARING: STANDARD WITH FIXED BEARING, VIBRATION SEVERITY GRADE: R/A, FLANGE ACCURACY: R TERMINAL BOX (ABOVE) CABLE ENTRY ON THE LEFT SIGNAL CONNECTION D-END | 4764 | TEM | 1 | MC | 125 | 1
1PH81351AF120BC1 | SIMOTICS M COMPACT ASYNCHRONOUS MOTOR 1500RPM,18,5KW,118NM, 43A, 330V 1750RPM,21,5KW,117NM, 43A, 383V 2000RPM, 24KW, 115NM, 43A, 434V FORCED VENTILATION; DIRECTION OF AIR FLOW NDE --> DE; DEGREE OF PROTECTION IP55 W/O ENCODER with TEMPERAT. SENSOR KTY84-130 DESIGN IM B5 (IMV 1,IM V3) PLAIN SHAFT WITHOUT FITTED KEY; BEARING: STANDARD WITH FIXED BEARING, VIBRATION SEVERITY GRADE: R/A, FLANGE ACCURACY: R TERMINAL BOX (ABOVE) CABLE ENTRY ON THE ND-END SIGNAL CONNECTION LEFT | 4764 | TEM | 1 | MC | 125 | 1
1PH81351AF120CA1 | SIMOTICS M COMPACT ASYNCHRONOUS MOTOR 1500RPM,18,5KW,118NM, 43A, 330V 1750RPM,21,5KW,117NM, 43A, 383V 2000RPM, 24KW, 115NM, 43A, 434V FORCED VENTILATION; DIRECTION OF AIR FLOW NDE --> DE; DEGREE OF PROTECTION IP55 W/O ENCODER with TEMPERAT. SENSOR KTY84-130 DESIGN IM B5 (IMV 1,IM V3) PLAIN SHAFT WITHOUT FITTED KEY; BEARING: STANDARD VIBRATION SEVERITY GRADE S/A; SHAFT A.FLANGE ACCURACY GR. R TERMINAL BOX (ABOVE) CABLE ENTRY ON THE RIGHT SIGNAL CONNECTION D-END | 4960 | TEM | 1 | MC | 125 | 1
1PH81351AF120CB1 | SIMOTICS M COMPACT ASYNCHRONOUS MOTOR 1500RPM,18,5KW,118NM, 43A, 330V 1750RPM,21,5KW,117NM, 43A, 383V 2000RPM, 24KW, 115NM, 43A, 434V FORCED VENTILATION; DIRECTION OF AIR FLOW NDE --> DE; DEGREE OF PROTECTION IP55 W/O ENCODER with TEMPERAT. SENSOR KTY84-130 DESIGN IM B5 (IMV 1,IM V3) PLAIN SHAFT WITHOUT FITTED KEY; BEARING: STANDARD VIBRATION SEVERITY GRADE S/A; SHAFT A.FLANGE ACCURACY GR. R TERMINAL BOX (ABOVE) CABLE ENTRY ON THE LEFT SIGNAL CONNECTION D-END | 4960 | TEM | 1 | MC | 125 | 1
1PH81351AF120CC1 | SIMOTICS M COMPACT ASYNCHRONOUS MOTOR 1500RPM,18,5KW,118NM, 43A, 330V 1750RPM,21,5KW,117NM, 43A, 383V 2000RPM, 24KW, 115NM, 43A, 434V FORCED VENTILATION; DIRECTION OF AIR FLOW NDE --> DE; DEGREE OF PROTECTION IP55 W/O ENCODER with TEMPERAT. SENSOR KTY84-130 DESIGN IM B5 (IMV 1,IM V3) PLAIN SHAFT WITHOUT FITTED KEY; BEARING: STANDARD VIBRATION SEVERITY GRADE S/A; SHAFT A.FLANGE ACCURACY GR. R TERMINAL BOX (ABOVE) CABLE ENTRY ON THE ND-END SIGNAL CONNECTION LEFT | 4960 | TEM | 1 | MC | 125 | 1
1PH81351AF122BA1 | SIMOTICS M COMPACT ASYNCHRONOUS MOTOR 1500RPM,18,5KW,118NM, 43A, 330V 1750RPM,21,5KW,117NM, 43A, 383V 2000RPM, 24KW, 115NM, 43A, 434V FORCED VENTILATION; DIRECTION OF AIR FLOW NDE --> DE; DEGREE OF PROTECTION IP55 W/O ENCODER with TEMPERAT. SENSOR KTY84-130 DESIGN IM B5 (IMV 1,IM V3) SHAFT WITH FITTED KEY HALF-KEY BALANCING BEARING: STANDARD WITH FIXED BEARING, VIBRATION SEVERITY GRADE: R/A, FLANGE ACCURACY: R TERMINAL BOX (ABOVE) CABLE ENTRY ON THE RIGHT SIGNAL CONNECTION D-END | 4764 | TEM | 1 | MC | 125 | 1
1PH81351AF122BB1 | SIMOTICS M COMPACT ASYNCHRONOUS MOTOR 1500RPM,18,5KW,118NM, 43A, 330V 1750RPM,21,5KW,117NM, 43A, 383V 2000RPM, 24KW, 115NM, 43A, 434V FORCED VENTILATION; DIRECTION OF AIR FLOW NDE --> DE; DEGREE OF PROTECTION IP55 W/O ENCODER with TEMPERAT. SENSOR KTY84-130 DESIGN IM B5 (IMV 1,IM V3) SHAFT WITH FITTED KEY HALF-KEY BALANCING BEARING: STANDARD WITH FIXED BEARING, VIBRATION SEVERITY GRADE: R/A, FLANGE ACCURACY: R TERMINAL BOX (ABOVE) CABLE ENTRY ON THE LEFT SIGNAL CONNECTION D-END | 4764 | TEM | 1 | MC | 125 | 1
1PH81351AF122BC1 | SIMOTICS M COMPACT ASYNCHRONOUS MOTOR 1500RPM,18,5KW,118NM, 43A, 330V 1750RPM,21,5KW,117NM, 43A, 383V 2000RPM, 24KW, 115NM, 43A, 434V FORCED VENTILATION; DIRECTION OF AIR FLOW NDE --> DE; DEGREE OF PROTECTION IP55 W/O ENCODER with TEMPERAT. SENSOR KTY84-130 DESIGN IM B5 (IMV 1,IM V3) SHAFT WITH FITTED KEY HALF-KEY BALANCING BEARING: STANDARD WITH FIXED BEARING, VIBRATION SEVERITY GRADE: R/A, FLANGE ACCURACY: R TERMINAL BOX (ABOVE) CABLE ENTRY ON THE ND-END SIGNAL CONNECTION LEFT | 4764 | TEM | 1 | MC | 125 | 1
1PH81351AF122CA1 | SIMOTICS M COMPACT ASYNCHRONOUS MOTOR 1500RPM,18,5KW,118NM, 43A, 330V 1750RPM,21,5KW,117NM, 43A, 383V 2000RPM, 24KW, 115NM, 43A, 434V FORCED VENTILATION; DIRECTION OF AIR FLOW NDE --> DE; DEGREE OF PROTECTION IP55 W/O ENCODER with TEMPERAT. SENSOR KTY84-130 DESIGN IM B5 (IMV 1,IM V3) SHAFT WITH FITTED KEY HALF-KEY BALANCING BEARING: STANDARD VIBRATION SEVERITY GRADE S/A; SHAFT A.FLANGE ACCURACY GR. R TERMINAL BOX (ABOVE) CABLE ENTRY ON THE RIGHT SIGNAL CONNECTION D-END | 4960 | TEM | 1 | MC | 125 | 1
1PH81351AF122CB1 | SIMOTICS M COMPACT ASYNCHRONOUS MOTOR 1500RPM,18,5KW,118NM, 43A, 330V 1750RPM,21,5KW,117NM, 43A, 383V 2000RPM, 24KW, 115NM, 43A, 434V FORCED VENTILATION; DIRECTION OF AIR FLOW NDE --> DE; DEGREE OF PROTECTION IP55 W/O ENCODER with TEMPERAT. SENSOR KTY84-130 DESIGN IM B5 (IMV 1,IM V3) SHAFT WITH FITTED KEY HALF-KEY BALANCING BEARING: STANDARD VIBRATION SEVERITY GRADE S/A; SHAFT A.FLANGE ACCURACY GR. R TERMINAL BOX (ABOVE) CABLE ENTRY ON THE LEFT SIGNAL CONNECTION D-END | 4960 | TEM | 1 | MC | 125 | 1
1PH81351AF122CC1 | SIMOTICS M COMPACT ASYNCHRONOUS MOTOR 1500RPM,18,5KW,118NM, 43A, 330V 1750RPM,21,5KW,117NM, 43A, 383V 2000RPM, 24KW, 115NM, 43A, 434V FORCED VENTILATION; DIRECTION OF AIR FLOW NDE --> DE; DEGREE OF PROTECTION IP55 W/O ENCODER with TEMPERAT. SENSOR KTY84-130 DESIGN IM B5 (IMV 1,IM V3) SHAFT WITH FITTED KEY HALF-KEY BALANCING BEARING: STANDARD VIBRATION SEVERITY GRADE S/A; SHAFT A.FLANGE ACCURACY GR. R TERMINAL BOX (ABOVE) CABLE ENTRY ON THE ND-END SIGNAL CONNECTION LEFT | 4960 | TEM | 1 | MC | 125 | 1
1PH81351AF130BA1 | SIMOTICS M COMPACT ASYNCHRONOUS MOTOR 1500RPM,18,5KW,118NM, 43A, 330V 1750RPM,21,5KW,117NM, 43A, 383V 2000RPM, 24KW, 115NM, 43A, 434V FORCED VENTILATION; DIRECTION OF AIR FLOW NDE --> DE; DEGREE OF PROTECTION IP55 W/O ENCODER with TEMPERAT. SENSOR KTY84-130 DESIGN IM B35 (IM V15, IM V35) PLAIN SHAFT WITHOUT FITTED KEY; BEARING: STANDARD WITH FIXED BEARING, VIBRATION SEVERITY GRADE: R/A, FLANGE ACCURACY: R TERMINAL BOX (ABOVE) CABLE ENTRY ON THE RIGHT SIGNAL CONNECTION D-END | 5068 | TEM | 1 | MC | 125 | 1
1PH81351AF130BB1 | SIMOTICS M COMPACT ASYNCHRONOUS MOTOR 1500RPM,18,5KW,118NM, 43A, 330V 1750RPM,21,5KW,117NM, 43A, 383V 2000RPM, 24KW, 115NM, 43A, 434V FORCED VENTILATION; DIRECTION OF AIR FLOW NDE --> DE; DEGREE OF PROTECTION IP55 W/O ENCODER with TEMPERAT. SENSOR KTY84-130 DESIGN IM B35 (IM V15, IM V35) PLAIN SHAFT WITHOUT FITTED KEY; BEARING: STANDARD WITH FIXED BEARING, VIBRATION SEVERITY GRADE: R/A, FLANGE ACCURACY: R TERMINAL BOX (ABOVE) CABLE ENTRY ON THE LEFT SIGNAL CONNECTION D-END | 5068 | TEM | 1 | MC | 125 | 1
1PH81351AF130BC1 | SIMOTICS M COMPACT ASYNCHRONOUS MOTOR 1500RPM,18,5KW,118NM, 43A, 330V 1750RPM,21,5KW,117NM, 43A, 383V 2000RPM, 24KW, 115NM, 43A, 434V FORCED VENTILATION; DIRECTION OF AIR FLOW NDE --> DE; DEGREE OF PROTECTION IP55 W/O ENCODER with TEMPERAT. SENSOR KTY84-130 DESIGN IM B35 (IM V15, IM V35) PLAIN SHAFT WITHOUT FITTED KEY; BEARING: STANDARD WITH FIXED BEARING, VIBRATION SEVERITY GRADE: R/A, FLANGE ACCURACY: R TERMINAL BOX (ABOVE) CABLE ENTRY ON THE ND-END SIGNAL CONNECTION LEFT | 5068 | TEM | 1 | MC | 125 | 1
1PH81351AF130CA1 | SIMOTICS M COMPACT ASYNCHRONOUS MOTOR 1500RPM,18,5KW,118NM, 43A, 330V 1750RPM,21,5KW,117NM, 43A, 383V 2000RPM, 24KW, 115NM, 43A, 434V FORCED VENTILATION; DIRECTION OF AIR FLOW NDE --> DE; DEGREE OF PROTECTION IP55 W/O ENCODER with TEMPERAT. SENSOR KTY84-130 DESIGN IM B35 (IM V15, IM V35) PLAIN SHAFT WITHOUT FITTED KEY; BEARING: STANDARD VIBRATION SEVERITY GRADE S/A; SHAFT A.FLANGE ACCURACY GR. R TERMINAL BOX (ABOVE) CABLE ENTRY ON THE RIGHT SIGNAL CONNECTION D-END | 5263 | TEM | 1 | MC | 125 | 1
1PH81351AF130CB1 | SIMOTICS M COMPACT ASYNCHRONOUS MOTOR 1500RPM,18,5KW,118NM, 43A, 330V 1750RPM,21,5KW,117NM, 43A, 383V 2000RPM, 24KW, 115NM, 43A, 434V FORCED VENTILATION; DIRECTION OF AIR FLOW NDE --> DE; DEGREE OF PROTECTION IP55 W/O ENCODER with TEMPERAT. SENSOR KTY84-130 DESIGN IM B35 (IM V15, IM V35) PLAIN SHAFT WITHOUT FITTED KEY; BEARING: STANDARD VIBRATION SEVERITY GRADE S/A; SHAFT A.FLANGE ACCURACY GR. R TERMINAL BOX (ABOVE) CABLE ENTRY ON THE LEFT SIGNAL CONNECTION D-END | 5263 | TEM | 1 | MC | 125 | 1
1PH81351AF130CC1 | SIMOTICS M COMPACT ASYNCHRONOUS MOTOR 1500RPM,18,5KW,118NM, 43A, 330V 1750RPM,21,5KW,117NM, 43A, 383V 2000RPM, 24KW, 115NM, 43A, 434V FORCED VENTILATION; DIRECTION OF AIR FLOW NDE --> DE; DEGREE OF PROTECTION IP55 W/O ENCODER with TEMPERAT. SENSOR KTY84-130 DESIGN IM B35 (IM V15, IM V35) PLAIN SHAFT WITHOUT FITTED KEY; BEARING: STANDARD VIBRATION SEVERITY GRADE S/A; SHAFT A.FLANGE ACCURACY GR. R TERMINAL BOX (ABOVE) CABLE ENTRY ON THE ND-END SIGNAL CONNECTION LEFT | 5263 | TEM | 1 | MC | 125 | 1
1PH81351AF132BA1 | SIMOTICS M COMPACT ASYNCHRONOUS MOTOR 1500RPM,18,5KW,118NM, 43A, 330V 1750RPM,21,5KW,117NM, 43A, 383V 2000RPM, 24KW, 115NM, 43A, 434V FORCED VENTILATION; DIRECTION OF AIR FLOW NDE --> DE; DEGREE OF PROTECTION IP55 W/O ENCODER with TEMPERAT. SENSOR KTY84-130 DESIGN IM B35 (IM V15, IM V35) SHAFT WITH FITTED KEY HALF-KEY BALANCING BEARING: STANDARD WITH FIXED BEARING, VIBRATION SEVERITY GRADE: R/A, FLANGE ACCURACY: R TERMINAL BOX (ABOVE) CABLE ENTRY ON THE RIGHT SIGNAL CONNECTION D-END | 5068 | TEM | 1 | MC | 125 | 1
1PH81351AF132BB1 | SIMOTICS M COMPACT ASYNCHRONOUS MOTOR 1500RPM,18,5KW,118NM, 43A, 330V 1750RPM,21,5KW,117NM, 43A, 383V 2000RPM, 24KW, 115NM, 43A, 434V FORCED VENTILATION; DIRECTION OF AIR FLOW NDE --> DE; DEGREE OF PROTECTION IP55 W/O ENCODER with TEMPERAT. SENSOR KTY84-130 DESIGN IM B35 (IM V15, IM V35) SHAFT WITH FITTED KEY HALF-KEY BALANCING BEARING: STANDARD WITH FIXED BEARING, VIBRATION SEVERITY GRADE: R/A, FLANGE ACCURACY: R TERMINAL BOX (ABOVE) CABLE ENTRY ON THE LEFT SIGNAL CONNECTION D-END | 5068 | TEM | 1 | MC | 125 | 1
1PH81351AF132BC1 | SIMOTICS M COMPACT ASYNCHRONOUS MOTOR 1500RPM,18,5KW,118NM, 43A, 330V 1750RPM,21,5KW,117NM, 43A, 383V 2000RPM, 24KW, 115NM, 43A, 434V FORCED VENTILATION; DIRECTION OF AIR FLOW NDE --> DE; DEGREE OF PROTECTION IP55 W/O ENCODER with TEMPERAT. SENSOR KTY84-130 DESIGN IM B35 (IM V15, IM V35) SHAFT WITH FITTED KEY HALF-KEY BALANCING BEARING: STANDARD WITH FIXED BEARING, VIBRATION SEVERITY GRADE: R/A, FLANGE ACCURACY: R TERMINAL BOX (ABOVE) CABLE ENTRY ON THE ND-END SIGNAL CONNECTION LEFT | 5068 | TEM | 1 | MC | 125 | 1
1PH81351AF132CA1 | SIMOTICS M COMPACT ASYNCHRONOUS MOTOR 1500RPM,18,5KW,118NM, 43A, 330V 1750RPM,21,5KW,117NM, 43A, 383V 2000RPM, 24KW, 115NM, 43A, 434V FORCED VENTILATION; DIRECTION OF AIR FLOW NDE --> DE; DEGREE OF PROTECTION IP55 W/O ENCODER with TEMPERAT. SENSOR KTY84-130 DESIGN IM B35 (IM V15, IM V35) SHAFT WITH FITTED KEY HALF-KEY BALANCING BEARING: STANDARD VIBRATION SEVERITY GRADE S/A; SHAFT A.FLANGE ACCURACY GR. R TERMINAL BOX (ABOVE) CABLE ENTRY ON THE RIGHT SIGNAL CONNECTION D-END | 5263 | TEM | 1 | MC | 125 | 1
1PH81351AF132CB1 | SIMOTICS M COMPACT ASYNCHRONOUS MOTOR 1500RPM,18,5KW,118NM, 43A, 330V 1750RPM,21,5KW,117NM, 43A, 383V 2000RPM, 24KW, 115NM, 43A, 434V FORCED VENTILATION; DIRECTION OF AIR FLOW NDE --> DE; DEGREE OF PROTECTION IP55 W/O ENCODER with TEMPERAT. SENSOR KTY84-130 DESIGN IM B35 (IM V15, IM V35) SHAFT WITH FITTED KEY HALF-KEY BALANCING BEARING: STANDARD VIBRATION SEVERITY GRADE S/A; SHAFT A.FLANGE ACCURACY GR. R TERMINAL BOX (ABOVE) CABLE ENTRY ON THE LEFT SIGNAL CONNECTION D-END | 5263 | TEM | 1 | MC | 125 | 1
1PH81351AF132CC1 | SIMOTICS M COMPACT ASYNCHRONOUS MOTOR 1500RPM,18,5KW,118NM, 43A, 330V 1750RPM,21,5KW,117NM, 43A, 383V 2000RPM, 24KW, 115NM, 43A, 434V FORCED VENTILATION; DIRECTION OF AIR FLOW NDE --> DE; DEGREE OF PROTECTION IP55 W/O ENCODER with TEMPERAT. SENSOR KTY84-130 DESIGN IM B35 (IM V15, IM V35) SHAFT WITH FITTED KEY HALF-KEY BALANCING BEARING: STANDARD VIBRATION SEVERITY GRADE S/A; SHAFT A.FLANGE ACCURACY GR. R TERMINAL BOX (ABOVE) CABLE ENTRY ON THE ND-END SIGNAL CONNECTION LEFT | 5263 | TEM | 1 | MC | 125 | 1
1PH81351AF200BA1 | SIMOTICS M COMPACT ASYNCHRONOUS MOTOR 1500RPM, 22KW, 140NM, 51A, 342V 1750RPM, 25,5KW, 139NM, 51A, 39 2000RPM, 29KW, 138NM, 52A, 448V WATER COOLING DEGREE OF PROTECTION IP65 W/O ENCODER with TEMPERAT. SENSOR KTY84-130 DESIGN IM B3 (IM V5, IM V6) PLAIN SHAFT WITHOUT FITTED KEY; BEARING: STANDARD WITH FIXED BEARING, VIBRATION SEVERITY GRADE: R/A, FLANGE ACCURACY: R TERMINAL BOX (ABOVE) CABLE ENTRY ON THE RIGHT SIGNAL CONNECTION D-END | 5478 | TEM | 1 | MC | 141 | 1
1PH81351AF200BB1 | SIMOTICS M COMPACT ASYNCHRONOUS MOTOR 1500RPM, 22KW, 140NM, 51A, 342V 1750RPM, 25,5KW, 139NM, 51A, 39 2000RPM, 29KW, 138NM, 52A, 448V WATER COOLING DEGREE OF PROTECTION IP65 W/O ENCODER with TEMPERAT. SENSOR KTY84-130 DESIGN IM B3 (IM V5, IM V6) PLAIN SHAFT WITHOUT FITTED KEY; BEARING: STANDARD WITH FIXED BEARING, VIBRATION SEVERITY GRADE: R/A, FLANGE ACCURACY: R TERMINAL BOX (ABOVE) CABLE ENTRY ON THE LEFT SIGNAL CONNECTION D-END | 5478 | TEM | 1 | MC | 141 | 1
1PH81351AF200BC1 | SIMOTICS M COMPACT ASYNCHRONOUS MOTOR 1500RPM, 22KW, 140NM, 51A, 342V 1750RPM, 25,5KW, 139NM, 51A, 39 2000RPM, 29KW, 138NM, 52A, 448V WATER COOLING DEGREE OF PROTECTION IP65 W/O ENCODER with TEMPERAT. SENSOR KTY84-130 DESIGN IM B3 (IM V5, IM V6) PLAIN SHAFT WITHOUT FITTED KEY; BEARING: STANDARD WITH FIXED BEARING, VIBRATION SEVERITY GRADE: R/A, FLANGE ACCURACY: R TERMINAL BOX (ABOVE) CABLE ENTRY ON THE ND-END SIGNAL CONNECTION LEFT | 5478 | TEM | 1 | MC | 141 | 1
1PH81351AF200CA1 | SIMOTICS M COMPACT ASYNCHRONOUS MOTOR 1500RPM, 22KW, 140NM, 51A, 342V 1750RPM, 25,5KW, 139NM, 51A, 39 2000RPM, 29KW, 138NM, 52A, 448V WATER COOLING DEGREE OF PROTECTION IP65 W/O ENCODER with TEMPERAT. SENSOR KTY84-130 DESIGN IM B3 (IM V5, IM V6) PLAIN SHAFT WITHOUT FITTED KEY; BEARING: STANDARD VIBRATION SEVERITY GRADE S/A; SHAFT A.FLANGE ACCURACY GR. R TERMINAL BOX (ABOVE) CABLE ENTRY ON THE RIGHT SIGNAL CONNECTION D-END | 5673 | TEM | 1 | MC | 141 | 1
1PH81351AF200CB1 | SIMOTICS M COMPACT ASYNCHRONOUS MOTOR 1500RPM, 22KW, 140NM, 51A, 342V 1750RPM, 25,5KW, 139NM, 51A, 39 2000RPM, 29KW, 138NM, 52A, 448V WATER COOLING DEGREE OF PROTECTION IP65 W/O ENCODER with TEMPERAT. SENSOR KTY84-130 DESIGN IM B3 (IM V5, IM V6) PLAIN SHAFT WITHOUT FITTED KEY; BEARING: STANDARD VIBRATION SEVERITY GRADE S/A; SHAFT A.FLANGE ACCURACY GR. R TERMINAL BOX (ABOVE) CABLE ENTRY ON THE LEFT SIGNAL CONNECTION D-END | 5673 | TEM | 1 | MC | 141 | 1
1PH81351AF200CC1 | SIMOTICS M COMPACT ASYNCHRONOUS MOTOR 1500RPM, 22KW, 140NM, 51A, 342V 1750RPM, 25,5KW, 139NM, 51A, 39 2000RPM, 29KW, 138NM, 52A, 448V WATER COOLING DEGREE OF PROTECTION IP65 W/O ENCODER with TEMPERAT. SENSOR KTY84-130 DESIGN IM B3 (IM V5, IM V6) PLAIN SHAFT WITHOUT FITTED KEY; BEARING: STANDARD VIBRATION SEVERITY GRADE S/A; SHAFT A.FLANGE ACCURACY GR. R TERMINAL BOX (ABOVE) CABLE ENTRY ON THE ND-END SIGNAL CONNECTION LEFT | 5673 | TEM | 1 | MC | 141 | 1
1PH81351AF200DA1 | SIMOTICS M COMPACT ASYNCHRONOUS MOTOR 1500RPM, 22KW, 140NM, 51A, 342V 1750RPM, 25,5KW, 139NM, 51A, 39 2000RPM, 29KW, 138NM, 52A, 448V WATER COOLING DEGREE OF PROTECTION IP65 W/O ENCODER with TEMPERAT. SENSOR KTY84-130 DESIGN IM B3 (IM V5, IM V6) PLAIN SHAFT WITHOUT FITTED KEY; BEARING: STANDARD WITH FIXED BEARING, VIBRATION SEVERITY GRADE: SR/A, SHAFT AND FLANGE ACCURACY: R TERMINAL BOX (ABOVE) CABLE ENTRY ON THE RIGHT SIGNAL CONNECTION D-END | 5743 | TEM | 1 | MC | 141 | 1
1PH81351AF202BA1 | SIMOTICS M COMPACT ASYNCHRONOUS MOTOR 1500RPM, 22KW, 140NM, 51A, 342V 1750RPM, 25,5KW, 139NM, 51A, 39 2000RPM, 29KW, 138NM, 52A, 448V WATER COOLING DEGREE OF PROTECTION IP65 W/O ENCODER with TEMPERAT. SENSOR KTY84-130 DESIGN IM B3 (IM V5, IM V6) SHAFT WITH FITTED KEY HALF-KEY BALANCING BEARING: STANDARD WITH FIXED BEARING, VIBRATION SEVERITY GRADE: R/A, FLANGE ACCURACY: R TERMINAL BOX (ABOVE) CABLE ENTRY ON THE RIGHT SIGNAL CONNECTION D-END | 5478 | TEM | 1 | MC | 141 | 1
1PH81351AF202BB1 | SIMOTICS M COMPACT ASYNCHRONOUS MOTOR 1500RPM, 22KW, 140NM, 51A, 342V 1750RPM, 25,5KW, 139NM, 51A, 39 2000RPM, 29KW, 138NM, 52A, 448V WATER COOLING DEGREE OF PROTECTION IP65 W/O ENCODER with TEMPERAT. SENSOR KTY84-130 DESIGN IM B3 (IM V5, IM V6) SHAFT WITH FITTED KEY HALF-KEY BALANCING BEARING: STANDARD WITH FIXED BEARING, VIBRATION SEVERITY GRADE: R/A, FLANGE ACCURACY: R TERMINAL BOX (ABOVE) CABLE ENTRY ON THE LEFT SIGNAL CONNECTION D-END | 5478 | TEM | 1 | MC | 141 | 1
1PH81351AF202BC1 | SIMOTICS M COMPACT ASYNCHRONOUS MOTOR 1500RPM, 22KW, 140NM, 51A, 342V 1750RPM, 25,5KW, 139NM, 51A, 39 2000RPM, 29KW, 138NM, 52A, 448V WATER COOLING DEGREE OF PROTECTION IP65 W/O ENCODER with TEMPERAT. SENSOR KTY84-130 DESIGN IM B3 (IM V5, IM V6) SHAFT WITH FITTED KEY HALF-KEY BALANCING BEARING: STANDARD WITH FIXED BEARING, VIBRATION SEVERITY GRADE: R/A, FLANGE ACCURACY: R TERMINAL BOX (ABOVE) CABLE ENTRY ON THE ND-END SIGNAL CONNECTION LEFT | 5478 | TEM | 1 | MC | 141 | 1
1PH81351AF202CA1 | SIMOTICS M COMPACT ASYNCHRONOUS MOTOR 1500RPM, 22KW, 140NM, 51A, 342V 1750RPM, 25,5KW, 139NM, 51A, 39 2000RPM, 29KW, 138NM, 52A, 448V WATER COOLING DEGREE OF PROTECTION IP65 W/O ENCODER with TEMPERAT. SENSOR KTY84-130 DESIGN IM B3 (IM V5, IM V6) SHAFT WITH FITTED KEY HALF-KEY BALANCING BEARING: STANDARD VIBRATION SEVERITY GRADE S/A; SHAFT A.FLANGE ACCURACY GR. R TERMINAL BOX (ABOVE) CABLE ENTRY ON THE RIGHT SIGNAL CONNECTION D-END | 5673 | TEM | 1 | MC | 141 | 1
1PH81351AF202CB1 | SIMOTICS M COMPACT ASYNCHRONOUS MOTOR 1500RPM, 22KW, 140NM, 51A, 342V 1750RPM, 25,5KW, 139NM, 51A, 39 2000RPM, 29KW, 138NM, 52A, 448V WATER COOLING DEGREE OF PROTECTION IP65 W/O ENCODER with TEMPERAT. SENSOR KTY84-130 DESIGN IM B3 (IM V5, IM V6) SHAFT WITH FITTED KEY HALF-KEY BALANCING BEARING: STANDARD VIBRATION SEVERITY GRADE S/A; SHAFT A.FLANGE ACCURACY GR. R TERMINAL BOX (ABOVE) CABLE ENTRY ON THE LEFT SIGNAL CONNECTION D-END | 5673 | TEM | 1 | MC | 141 | 1
1PH81351AF202CC1 | SIMOTICS M COMPACT ASYNCHRONOUS MOTOR 1500RPM, 22KW, 140NM, 51A, 342V 1750RPM, 25,5KW, 139NM, 51A, 39 2000RPM, 29KW, 138NM, 52A, 448V WATER COOLING DEGREE OF PROTECTION IP65 W/O ENCODER with TEMPERAT. SENSOR KTY84-130 DESIGN IM B3 (IM V5, IM V6) SHAFT WITH FITTED KEY HALF-KEY BALANCING BEARING: STANDARD VIBRATION SEVERITY GRADE S/A; SHAFT A.FLANGE ACCURACY GR. R TERMINAL BOX (ABOVE) CABLE ENTRY ON THE ND-END SIGNAL CONNECTION LEFT | 5673 | TEM | 1 | MC | 141 | 1
1PH81351AF220BA1 | SIMOTICS M COMPACT ASYNCHRONOUS MOTOR 1500RPM, 22KW, 140NM, 51A, 342V 1750RPM, 25,5KW, 139NM, 51A, 39 2000RPM, 29KW, 138NM, 52A, 448V WATER COOLING DEGREE OF PROTECTION IP65 W/O ENCODER with TEMPERAT. SENSOR KTY84-130 DESIGN IM B5 (IMV 1,IM V3) PLAIN SHAFT WITHOUT FITTED KEY; BEARING: STANDARD WITH FIXED BEARING, VIBRATION SEVERITY GRADE: R/A, FLANGE ACCURACY: R TERMINAL BOX (ABOVE) CABLE ENTRY ON THE RIGHT SIGNAL CONNECTION D-END | 5716 | TEM | 1 | MC | 141 | 1
1PH81351AF220BB1 | SIMOTICS M COMPACT ASYNCHRONOUS MOTOR 1500RPM, 22KW, 140NM, 51A, 342V 1750RPM, 25,5KW, 139NM, 51A, 39 2000RPM, 29KW, 138NM, 52A, 448V WATER COOLING DEGREE OF PROTECTION IP65 W/O ENCODER with TEMPERAT. SENSOR KTY84-130 DESIGN IM B5 (IMV 1,IM V3) PLAIN SHAFT WITHOUT FITTED KEY; BEARING: STANDARD WITH FIXED BEARING, VIBRATION SEVERITY GRADE: R/A, FLANGE ACCURACY: R TERMINAL BOX (ABOVE) CABLE ENTRY ON THE LEFT SIGNAL CONNECTION D-END | 5716 | TEM | 1 | MC | 141 | 1
1PH81351AF220BC1 | SIMOTICS M COMPACT ASYNCHRONOUS MOTOR 1500RPM, 22KW, 140NM, 51A, 342V 1750RPM, 25,5KW, 139NM, 51A, 39 2000RPM, 29KW, 138NM, 52A, 448V WATER COOLING DEGREE OF PROTECTION IP65 W/O ENCODER with TEMPERAT. SENSOR KTY84-130 DESIGN IM B5 (IMV 1,IM V3) PLAIN SHAFT WITHOUT FITTED KEY; BEARING: STANDARD WITH FIXED BEARING, VIBRATION SEVERITY GRADE: R/A, FLANGE ACCURACY: R TERMINAL BOX (ABOVE) CABLE ENTRY ON THE ND-END SIGNAL CONNECTION LEFT | 5716 | TEM | 1 | MC | 141 | 1
1PH81351AF220CA1 | SIMOTICS M COMPACT ASYNCHRONOUS MOTOR 1500RPM, 22KW, 140NM, 51A, 342V 1750RPM, 25,5KW, 139NM, 51A, 39 2000RPM, 29KW, 138NM, 52A, 448V WATER COOLING DEGREE OF PROTECTION IP65 W/O ENCODER with TEMPERAT. SENSOR KTY84-130 DESIGN IM B5 (IMV 1,IM V3) PLAIN SHAFT WITHOUT FITTED KEY; BEARING: STANDARD VIBRATION SEVERITY GRADE S/A; SHAFT A.FLANGE ACCURACY GR. R TERMINAL BOX (ABOVE) CABLE ENTRY ON THE RIGHT SIGNAL CONNECTION D-END | 5911 | TEM | 1 | MC | 141 | 1
1PH81351AF220CB1 | SIMOTICS M COMPACT ASYNCHRONOUS MOTOR 1500RPM, 22KW, 140NM, 51A, 342V 1750RPM, 25,5KW, 139NM, 51A, 39 2000RPM, 29KW, 138NM, 52A, 448V WATER COOLING DEGREE OF PROTECTION IP65 W/O ENCODER with TEMPERAT. SENSOR KTY84-130 DESIGN IM B5 (IMV 1,IM V3) PLAIN SHAFT WITHOUT FITTED KEY; BEARING: STANDARD VIBRATION SEVERITY GRADE S/A; SHAFT A.FLANGE ACCURACY GR. R TERMINAL BOX (ABOVE) CABLE ENTRY ON THE LEFT SIGNAL CONNECTION D-END | 5911 | TEM | 1 | MC | 141 | 1
1PH81351AF220CC1 | SIMOTICS M COMPACT ASYNCHRONOUS MOTOR 1500RPM, 22KW, 140NM, 51A, 342V 1750RPM, 25,5KW, 139NM, 51A, 39 2000RPM, 29KW, 138NM, 52A, 448V WATER COOLING DEGREE OF PROTECTION IP65 W/O ENCODER with TEMPERAT. SENSOR KTY84-130 DESIGN IM B5 (IMV 1,IM V3) PLAIN SHAFT WITHOUT FITTED KEY; BEARING: STANDARD VIBRATION SEVERITY GRADE S/A; SHAFT A.FLANGE ACCURACY GR. R TERMINAL BOX (ABOVE) CABLE ENTRY ON THE ND-END SIGNAL CONNECTION LEFT | 5911 | TEM | 1 | MC | 141 | 1
1PH81351AF220DA1 | SIMOTICS M COMPACT ASYNCHRONOUS MOTOR 1500RPM, 22KW, 140NM, 51A, 342V 1750RPM, 25,5KW, 139NM, 51A, 39 2000RPM, 29KW, 138NM, 52A, 448V WATER COOLING DEGREE OF PROTECTION IP65 W/O ENCODER with TEMPERAT. SENSOR KTY84-130 DESIGN IM B5 (IMV 1,IM V3) PLAIN SHAFT WITHOUT FITTED KEY; BEARING: STANDARD WITH FIXED BEARING, VIBRATION SEVERITY GRADE: SR/A, SHAFT AND FLANGE ACCURACY: R TERMINAL BOX (ABOVE) CABLE ENTRY ON THE RIGHT SIGNAL CONNECTION D-END | 5981 | TEM | 1 | MC | 141 | 1
1PH81351AF222BA1 | SIMOTICS M COMPACT ASYNCHRONOUS MOTOR 1500RPM, 22KW, 140NM, 51A, 342V 1750RPM, 25,5KW, 139NM, 51A, 39 2000RPM, 29KW, 138NM, 52A, 448V WATER COOLING DEGREE OF PROTECTION IP65 W/O ENCODER with TEMPERAT. SENSOR KTY84-130 DESIGN IM B5 (IMV 1,IM V3) SHAFT WITH FITTED KEY HALF-KEY BALANCING BEARING: STANDARD WITH FIXED BEARING, VIBRATION SEVERITY GRADE: R/A, FLANGE ACCURACY: R TERMINAL BOX (ABOVE) CABLE ENTRY ON THE RIGHT SIGNAL CONNECTION D-END | 5716 | TEM | 1 | MC | 141 | 1
1PH81351AF222BB1 | SIMOTICS M COMPACT ASYNCHRONOUS MOTOR 1500RPM, 22KW, 140NM, 51A, 342V 1750RPM, 25,5KW, 139NM, 51A, 39 2000RPM, 29KW, 138NM, 52A, 448V WATER COOLING DEGREE OF PROTECTION IP65 W/O ENCODER with TEMPERAT. SENSOR KTY84-130 DESIGN IM B5 (IMV 1,IM V3) SHAFT WITH FITTED KEY HALF-KEY BALANCING BEARING: STANDARD WITH FIXED BEARING, VIBRATION SEVERITY GRADE: R/A, FLANGE ACCURACY: R TERMINAL BOX (ABOVE) CABLE ENTRY ON THE LEFT SIGNAL CONNECTION D-END | 5716 | TEM | 1 | MC | 141 | 1
1PH81351AF222BC1 | SIMOTICS M COMPACT ASYNCHRONOUS MOTOR 1500RPM, 22KW, 140NM, 51A, 342V 1750RPM, 25,5KW, 139NM, 51A, 39 2000RPM, 29KW, 138NM, 52A, 448V WATER COOLING DEGREE OF PROTECTION IP65 W/O ENCODER with TEMPERAT. SENSOR KTY84-130 DESIGN IM B5 (IMV 1,IM V3) SHAFT WITH FITTED KEY HALF-KEY BALANCING BEARING: STANDARD WITH FIXED BEARING, VIBRATION SEVERITY GRADE: R/A, FLANGE ACCURACY: R TERMINAL BOX (ABOVE) CABLE ENTRY ON THE ND-END SIGNAL CONNECTION LEFT | 5716 | TEM | 1 | MC | 141 | 1
1PH81351AF222CA1 | SIMOTICS M COMPACT ASYNCHRONOUS MOTOR 1500RPM, 22KW, 140NM, 51A, 342V 1750RPM, 25,5KW, 139NM, 51A, 39 2000RPM, 29KW, 138NM, 52A, 448V WATER COOLING DEGREE OF PROTECTION IP65 W/O ENCODER with TEMPERAT. SENSOR KTY84-130 DESIGN IM B5 (IMV 1,IM V3) SHAFT WITH FITTED KEY HALF-KEY BALANCING BEARING: STANDARD VIBRATION SEVERITY GRADE S/A; SHAFT A.FLANGE ACCURACY GR. R TERMINAL BOX (ABOVE) CABLE ENTRY ON THE RIGHT SIGNAL CONNECTION D-END | 5911 | TEM | 1 | MC | 141 | 1
1PH81351AF222CB1 | SIMOTICS M COMPACT ASYNCHRONOUS MOTOR 1500RPM, 22KW, 140NM, 51A, 342V 1750RPM, 25,5KW, 139NM, 51A, 39 2000RPM, 29KW, 138NM, 52A, 448V WATER COOLING DEGREE OF PROTECTION IP65 W/O ENCODER with TEMPERAT. SENSOR KTY84-130 DESIGN IM B5 (IMV 1,IM V3) SHAFT WITH FITTED KEY HALF-KEY BALANCING BEARING: STANDARD VIBRATION SEVERITY GRADE S/A; SHAFT A.FLANGE ACCURACY GR. R TERMINAL BOX (ABOVE) CABLE ENTRY ON THE LEFT SIGNAL CONNECTION D-END | 5911 | TEM | 1 | MC | 141 | 1
1PH81351AF222CC1 | SIMOTICS M COMPACT ASYNCHRONOUS MOTOR 1500RPM, 22KW, 140NM, 51A, 342V 1750RPM, 25,5KW, 139NM, 51A, 39 2000RPM, 29KW, 138NM, 52A, 448V WATER COOLING DEGREE OF PROTECTION IP65 W/O ENCODER with TEMPERAT. SENSOR KTY84-130 DESIGN IM B5 (IMV 1,IM V3) SHAFT WITH FITTED KEY HALF-KEY BALANCING BEARING: STANDARD VIBRATION SEVERITY GRADE S/A; SHAFT A.FLANGE ACCURACY GR. R TERMINAL BOX (ABOVE) CABLE ENTRY ON THE ND-END SIGNAL CONNECTION LEFT | 5911 | TEM | 1 | MC | 141 | 1
1PH81351AF230BA1 | SIMOTICS M COMPACT ASYNCHRONOUS MOTOR 1500RPM, 22KW, 140NM, 51A, 342V 1750RPM, 25,5KW, 139NM, 51A, 39 2000RPM, 29KW, 138NM, 52A, 448V WATER COOLING DEGREE OF PROTECTION IP65 W/O ENCODER with TEMPERAT. SENSOR KTY84-130 DESIGN IM B35 (IM V15, IM V35) PLAIN SHAFT WITHOUT FITTED KEY; BEARING: STANDARD WITH FIXED BEARING, VIBRATION SEVERITY GRADE: R/A, FLANGE ACCURACY: R TERMINAL BOX (ABOVE) CABLE ENTRY ON THE RIGHT SIGNAL CONNECTION D-END | 6020 | TEM | 1 | MC | 141 | 1
1PH81351AF230BB1 | SIMOTICS M COMPACT ASYNCHRONOUS MOTOR 1500RPM, 22KW, 140NM, 51A, 342V 1750RPM, 25,5KW, 139NM, 51A, 39 2000RPM, 29KW, 138NM, 52A, 448V WATER COOLING DEGREE OF PROTECTION IP65 W/O ENCODER with TEMPERAT. SENSOR KTY84-130 DESIGN IM B35 (IM V15, IM V35) PLAIN SHAFT WITHOUT FITTED KEY; BEARING: STANDARD WITH FIXED BEARING, VIBRATION SEVERITY GRADE: R/A, FLANGE ACCURACY: R TERMINAL BOX (ABOVE) CABLE ENTRY ON THE LEFT SIGNAL CONNECTION D-END | 6020 | TEM | 1 | MC | 141 | 1
1PH81351AF230BC1 | SIMOTICS M COMPACT ASYNCHRONOUS MOTOR 1500RPM, 22KW, 140NM, 51A, 342V 1750RPM, 25,5KW, 139NM, 51A, 39 2000RPM, 29KW, 138NM, 52A, 448V WATER COOLING DEGREE OF PROTECTION IP65 W/O ENCODER with TEMPERAT. SENSOR KTY84-130 DESIGN IM B35 (IM V15, IM V35) PLAIN SHAFT WITHOUT FITTED KEY; BEARING: STANDARD WITH FIXED BEARING, VIBRATION SEVERITY GRADE: R/A, FLANGE ACCURACY: R TERMINAL BOX (ABOVE) CABLE ENTRY ON THE ND-END SIGNAL CONNECTION LEFT | 6020 | TEM | 1 | MC | 141 | 1
1PH81351AF230CA1 | SIMOTICS M COMPACT ASYNCHRONOUS MOTOR 1500RPM, 22KW, 140NM, 51A, 342V 1750RPM, 25,5KW, 139NM, 51A, 39 2000RPM, 29KW, 138NM, 52A, 448V WATER COOLING DEGREE OF PROTECTION IP65 W/O ENCODER with TEMPERAT. SENSOR KTY84-130 DESIGN IM B35 (IM V15, IM V35) PLAIN SHAFT WITHOUT FITTED KEY; BEARING: STANDARD VIBRATION SEVERITY GRADE S/A; SHAFT A.FLANGE ACCURACY GR. R TERMINAL BOX (ABOVE) CABLE ENTRY ON THE RIGHT SIGNAL CONNECTION D-END | 6215 | TEM | 1 | MC | 141 | 1
1PH81351AF230CB1 | SIMOTICS M COMPACT ASYNCHRONOUS MOTOR 1500RPM, 22KW, 140NM, 51A, 342V 1750RPM, 25,5KW, 139NM, 51A, 39 2000RPM, 29KW, 138NM, 52A, 448V WATER COOLING DEGREE OF PROTECTION IP65 W/O ENCODER with TEMPERAT. SENSOR KTY84-130 DESIGN IM B35 (IM V15, IM V35) PLAIN SHAFT WITHOUT FITTED KEY; BEARING: STANDARD VIBRATION SEVERITY GRADE S/A; SHAFT A.FLANGE ACCURACY GR. R TERMINAL BOX (ABOVE) CABLE ENTRY ON THE LEFT SIGNAL CONNECTION D-END | 6215 | TEM | 1 | MC | 141 | 1
1PH81351AF230CC1 | SIMOTICS M COMPACT ASYNCHRONOUS MOTOR 1500RPM, 22KW, 140NM, 51A, 342V 1750RPM, 25,5KW, 139NM, 51A, 39 2000RPM, 29KW, 138NM, 52A, 448V WATER COOLING DEGREE OF PROTECTION IP65 W/O ENCODER with TEMPERAT. SENSOR KTY84-130 DESIGN IM B35 (IM V15, IM V35) PLAIN SHAFT WITHOUT FITTED KEY; BEARING: STANDARD VIBRATION SEVERITY GRADE S/A; SHAFT A.FLANGE ACCURACY GR. R TERMINAL BOX (ABOVE) CABLE ENTRY ON THE ND-END SIGNAL CONNECTION LEFT | 6215 | TEM | 1 | MC | 141 | 1
1PH81351AF232BA1 | SIMOTICS M COMPACT ASYNCHRONOUS MOTOR 1500RPM, 22KW, 140NM, 51A, 342V 1750RPM, 25,5KW, 139NM, 51A, 39 2000RPM, 29KW, 138NM, 52A, 448V WATER COOLING DEGREE OF PROTECTION IP65 W/O ENCODER with TEMPERAT. SENSOR KTY84-130 DESIGN IM B35 (IM V15, IM V35) SHAFT WITH FITTED KEY HALF-KEY BALANCING BEARING: STANDARD WITH FIXED BEARING, VIBRATION SEVERITY GRADE: R/A, FLANGE ACCURACY: R TERMINAL BOX (ABOVE) CABLE ENTRY ON THE RIGHT SIGNAL CONNECTION D-END | 6020 | TEM | 1 | MC | 141 | 1
1PH81351AF232BB1 | SIMOTICS M COMPACT ASYNCHRONOUS MOTOR 1500RPM, 22KW, 140NM, 51A, 342V 1750RPM, 25,5KW, 139NM, 51A, 39 2000RPM, 29KW, 138NM, 52A, 448V WATER COOLING DEGREE OF PROTECTION IP65 W/O ENCODER with TEMPERAT. SENSOR KTY84-130 DESIGN IM B35 (IM V15, IM V35) SHAFT WITH FITTED KEY HALF-KEY BALANCING BEARING: STANDARD WITH FIXED BEARING, VIBRATION SEVERITY GRADE: R/A, FLANGE ACCURACY: R TERMINAL BOX (ABOVE) CABLE ENTRY ON THE LEFT SIGNAL CONNECTION D-END | 6020 | TEM | 1 | MC | 141 | 1
1PH81351AF232BC1 | SIMOTICS M COMPACT ASYNCHRONOUS MOTOR 1500RPM, 22KW, 140NM, 51A, 342V 1750RPM, 25,5KW, 139NM, 51A, 39 2000RPM, 29KW, 138NM, 52A, 448V WATER COOLING DEGREE OF PROTECTION IP65 W/O ENCODER with TEMPERAT. SENSOR KTY84-130 DESIGN IM B35 (IM V15, IM V35) SHAFT WITH FITTED KEY HALF-KEY BALANCING BEARING: STANDARD WITH FIXED BEARING, VIBRATION SEVERITY GRADE: R/A, FLANGE ACCURACY: R TERMINAL BOX (ABOVE) CABLE ENTRY ON THE ND-END SIGNAL CONNECTION LEFT | 6020 | TEM | 1 | MC | 141 | 1
1PH81351AF232CA1 | SIMOTICS M COMPACT ASYNCHRONOUS MOTOR 1500RPM, 22KW, 140NM, 51A, 342V 1750RPM, 25,5KW, 139NM, 51A, 39 2000RPM, 29KW, 138NM, 52A, 448V WATER COOLING DEGREE OF PROTECTION IP65 W/O ENCODER with TEMPERAT. SENSOR KTY84-130 DESIGN IM B35 (IM V15, IM V35) SHAFT WITH FITTED KEY HALF-KEY BALANCING BEARING: STANDARD VIBRATION SEVERITY GRADE S/A; SHAFT A.FLANGE ACCURACY GR. R TERMINAL BOX (ABOVE) CABLE ENTRY ON THE RIGHT SIGNAL CONNECTION D-END | 6215 | TEM | 1 | MC | 141 | 1
1PH81351AF232CB1 | SIMOTICS M COMPACT ASYNCHRONOUS MOTOR 1500RPM, 22KW, 140NM, 51A, 342V 1750RPM, 25,5KW, 139NM, 51A, 39 2000RPM, 29KW, 138NM, 52A, 448V WATER COOLING DEGREE OF PROTECTION IP65 W/O ENCODER with TEMPERAT. SENSOR KTY84-130 DESIGN IM B35 (IM V15, IM V35) SHAFT WITH FITTED KEY HALF-KEY BALANCING BEARING: STANDARD VIBRATION SEVERITY GRADE S/A; SHAFT A.FLANGE ACCURACY GR. R TERMINAL BOX (ABOVE) CABLE ENTRY ON THE LEFT SIGNAL CONNECTION D-END | 6215 | TEM | 1 | MC | 141 | 1
1PH81351AF232CC1 | SIMOTICS M COMPACT ASYNCHRONOUS MOTOR 1500RPM, 22KW, 140NM, 51A, 342V 1750RPM, 25,5KW, 139NM, 51A, 39 2000RPM, 29KW, 138NM, 52A, 448V WATER COOLING DEGREE OF PROTECTION IP65 W/O ENCODER with TEMPERAT. SENSOR KTY84-130 DESIGN IM B35 (IM V15, IM V35) SHAFT WITH FITTED KEY HALF-KEY BALANCING BEARING: STANDARD VIBRATION SEVERITY GRADE S/A; SHAFT A.FLANGE ACCURACY GR. R TERMINAL BOX (ABOVE) CABLE ENTRY ON THE ND-END SIGNAL CONNECTION LEFT | 6215 | TEM | 1 | MC | 141 | 1
1PH81351AG220CG1 | SIMOTICS M COMPACT ASYNCHRONOUS MOTOR 2000RPM, 29KW, 138NM, 64A, 348V 2300RPM, 31KW, 129NM, 61A, 397V 2650RPM, 32KW, 115NM, 58A, 448V WATER COOLING DEGREE OF PROTECTION IP65 W/O ENCODER with TEMPERAT. SENSOR KTY84-130 DESIGN IM B5 (IMV 1,IM V3) PLAIN SHAFT WITHOUT FITTED KEY; BEARING: STANDARD VIBRATION SEVERITY GRADE S/A; SHAFT A.FLANGE ACCURACY GR. R POWER CONNECTOR (ABOVE) CABLE ENTRY ON THE ND-END SIGNAL CONNECTION LEFT | 5911 | TEM | 1 | MC | 141 | 1
1PH81351CF023MA1 | SIMOTICS M COMPACT ASYNCHRONOUS MOTOR 1500RPM,18,5KW,118NM, 43A, 330V 1750RPM,21,5KW,117NM, 43A, 383V 2000RPM, 24KW, 115NM, 43A, 434V FORCED VENTILATION; DIRECTION OF AIR FLOW DE --> NDE; DEGREE OF PROTECTION IP55 INCREMENTAL ENCODER SIN/COS 1VPP 256 S/R WITHOUT ND-END AT TERMINAL BOX (ENCODER IN256S/R) with TEMPERAT. SENSOR KTY84-130 DESIGN IM B5 (IMV 1,IM V3) PLAIN HOLLOW-SHAFT BEARING: HIGH PERFORMANCE VIBRATION SEVERITY GRADE SPECIAL/B SHAFT AND FLANGE ACCURACY GR. SPECIAL TERMINAL BOX (ABOVE) CABLE ENTRY ON THE RIGHT SIGNAL CONNECTION D-END | 9636 | TEM | 1 | MC | 127.5 | 1
1PH81351CF033LA1 | SIMOTICS M COMPACT ASYNCHRONOUS MOTOR 1500RPM,18,5KW,118NM, 43A, 330V 1750RPM,21,5KW,117NM, 43A, 383V 2000RPM, 24KW, 115NM, 43A, 434V FORCED VENTILATION; DIRECTION OF AIR FLOW DE --> NDE; DEGREE OF PROTECTION IP55 INCREMENTAL ENCODER SIN/COS 1VPP 256 S/R WITHOUT ND-END AT TERMINAL BOX (ENCODER IN256S/R) with TEMPERAT. SENSOR KTY84-130 DESIGN IM B35 (IM V15, IM V35) PLAIN HOLLOW-SHAFT BEARING: PERFORMANCE, VIBRATION SEVERITY GRADE: SPECIAL/B, SHAFT AND FLANGE ACCURACY: SPECIAL TERMINAL BOX (ABOVE) CABLE ENTRY ON THE RIGHT SIGNAL CONNECTION D-END | 9266 | TEM | 1 | MC | 127.5 | 1
1PH81351CF220LG1 | SIMOTICS M COMPACT ASYNCHRONOUS MOTOR 1500RPM, 22KW, 140NM, 51A, 342V 1750RPM, 25,5KW, 139NM, 51A, 39 2000RPM, 29KW, 138NM, 52A, 448V WATER COOLING DEGREE OF PROTECTION IP65 INCREMENTAL ENCODER SIN/COS 1VPP 256 S/R WITHOUT ND-END AT TERMINAL BOX (ENCODER IN256S/R) with TEMPERAT. SENSOR KTY84-130 DESIGN IM B5 (IMV 1,IM V3) PLAIN SHAFT WITHOUT FITTED KEY; BEARING: PERFORMANCE, VIBRATION SEVERITY GRADE: SPECIAL/B, SHAFT AND FLANGE ACCURACY: SPECIAL POWER CONNECTOR (ABOVE) CABLE ENTRY ON THE ND-END SIGNAL CONNECTION LEFT | 8321 | TEM | 1 | MC | 141 | 1
1PH81351CF223LA1 | SIMOTICS M COMPACT ASYNCHRONOUS MOTOR 1500RPM, 22KW, 140NM, 51A, 342V 1750RPM, 25,5KW, 139NM, 51A, 39 2000RPM, 29KW, 138NM, 52A, 448V WATER COOLING DEGREE OF PROTECTION IP65 INCREMENTAL ENCODER SIN/COS 1VPP 256 S/R WITHOUT ND-END AT TERMINAL BOX (ENCODER IN256S/R) with TEMPERAT. SENSOR KTY84-130 DESIGN IM B5 (IMV 1,IM V3) PLAIN HOLLOW-SHAFT BEARING: PERFORMANCE, VIBRATION SEVERITY GRADE: SPECIAL/B, SHAFT AND FLANGE ACCURACY: SPECIAL TERMINAL BOX (ABOVE) CABLE ENTRY ON THE RIGHT SIGNAL CONNECTION D-END | 9914 | TEM | 1 | MC | 143.5 | 1
1PH81351CF223LG1 | SIMOTICS M COMPACT ASYNCHRONOUS MOTOR 1500RPM, 22KW, 140NM, 51A, 342V 1750RPM, 25,5KW, 139NM, 51A, 39 2000RPM, 29KW, 138NM, 52A, 448V WATER COOLING DEGREE OF PROTECTION IP65 INCREMENTAL ENCODER SIN/COS 1VPP 256 S/R WITHOUT ND-END AT TERMINAL BOX (ENCODER IN256S/R) with TEMPERAT. SENSOR KTY84-130 DESIGN IM B5 (IMV 1,IM V3) PLAIN HOLLOW-SHAFT BEARING: PERFORMANCE, VIBRATION SEVERITY GRADE: SPECIAL/B, SHAFT AND FLANGE ACCURACY: SPECIAL POWER CONNECTOR (ABOVE) CABLE ENTRY ON THE ND-END SIGNAL CONNECTION LEFT | 9914 | TEM | 1 | MC | 143.5 | 1
1PH81351CF223MC1 | SIMOTICS M COMPACT ASYNCHRONOUS MOTOR 1500RPM, 22KW, 140NM, 51A, 342V 1750RPM, 25,5KW, 139NM, 51A, 39 2000RPM, 29KW, 138NM, 52A, 448V WATER COOLING DEGREE OF PROTECTION IP65 INCREMENTAL ENCODER SIN/COS 1VPP 256 S/R WITHOUT ND-END AT TERMINAL BOX (ENCODER IN256S/R) with TEMPERAT. SENSOR KTY84-130 DESIGN IM B5 (IMV 1,IM V3) PLAIN HOLLOW-SHAFT BEARING: HIGH PERFORMANCE VIBRATION SEVERITY GRADE SPECIAL/B SHAFT AND FLANGE ACCURACY GR. SPECIAL TERMINAL BOX (ABOVE) CABLE ENTRY ON THE ND-END SIGNAL CONNECTION LEFT | 10587 | TEM | 1 | MC | 143.5 | 1
1PH81351CG220MA1 | SIMOTICS M COMPACT ASYNCHRONOUS MOTOR 2000RPM, 29KW, 138NM, 64A, 348V 2300RPM, 31KW, 129NM, 61A, 397V 2650RPM, 32KW, 115NM, 58A, 448V WATER COOLING DEGREE OF PROTECTION IP65 INCREMENTAL ENCODER SIN/COS 1VPP 256 S/R WITHOUT ND-END AT TERMINAL BOX (ENCODER IN256S/R) with TEMPERAT. SENSOR KTY84-130 DESIGN IM B5 (IMV 1,IM V3) PLAIN SHAFT WITHOUT FITTED KEY; BEARING: HIGH PERFORMANCE VIBRATION SEVERITY GRADE SPECIAL/B SHAFT AND FLANGE ACCURACY GR. SPECIAL TERMINAL BOX (ABOVE) CABLE ENTRY ON THE RIGHT SIGNAL CONNECTION D-END | 8994 | TEM | 1 | MC | 141 | 1
1PH81351CG223MC1 | SIMOTICS M COMPACT ASYNCHRONOUS MOTOR 2000RPM, 29KW, 138NM, 64A, 348V 2300RPM, 31KW, 129NM, 61A, 397V 2650RPM, 32KW, 115NM, 58A, 448V WATER COOLING DEGREE OF PROTECTION IP65 INCREMENTAL ENCODER SIN/COS 1VPP 256 S/R WITHOUT ND-END AT TERMINAL BOX (ENCODER IN256S/R) with TEMPERAT. SENSOR KTY84-130 DESIGN IM B5 (IMV 1,IM V3) PLAIN HOLLOW-SHAFT BEARING: HIGH PERFORMANCE VIBRATION SEVERITY GRADE SPECIAL/B SHAFT AND FLANGE ACCURACY GR. SPECIAL TERMINAL BOX (ABOVE) CABLE ENTRY ON THE ND-END SIGNAL CONNECTION LEFT | 10587 | TEM | 1 | MC | 143.5 | 1
1PH81351CS000LA1 | SIMOTICS M COMPACT ASYNCHRONOUS MOTOR 2000RPM,24,5KW,117NM, 51A, 372V 5000RPM,18,5KW, 47NM, 52A, 425V 1500RPM,18,5KW,118NM, 51A, 283V FORCED VENTILATION; DIRECTION OF AIR FLOW DE --> NDE; DEGREE OF PROTECTION IP55 INCREMENTAL ENCODER SIN/COS 1VPP 256 S/R WITHOUT ND-END AT TERMINAL BOX (ENCODER IN256S/R) with TEMPERAT. SENSOR KTY84-130 DESIGN IM B3 (IM V5, IM V6) PLAIN SHAFT WITHOUT FITTED KEY; BEARING: PERFORMANCE, VIBRATION SEVERITY GRADE: SPECIAL/B, SHAFT AND FLANGE ACCURACY: SPECIAL TERMINAL BOX (ABOVE) CABLE ENTRY ON THE RIGHT SIGNAL CONNECTION D-END | 7131 | TEM | 1 | MC | 125 | 1
1PH81351CS002LA1 | SIMOTICS M COMPACT ASYNCHRONOUS MOTOR 2000RPM,24,5KW,117NM, 51A, 372V 5000RPM,18,5KW, 47NM, 52A, 425V 1500RPM,18,5KW,118NM, 51A, 283V FORCED VENTILATION; DIRECTION OF AIR FLOW DE --> NDE; DEGREE OF PROTECTION IP55 INCREMENTAL ENCODER SIN/COS 1VPP 256 S/R WITHOUT ND-END AT TERMINAL BOX (ENCODER IN256S/R) with TEMPERAT. SENSOR KTY84-130 DESIGN IM B3 (IM V5, IM V6) SHAFT WITH FITTED KEY HALF-KEY BALANCING BEARING: PERFORMANCE, VIBRATION SEVERITY GRADE: SPECIAL/B, SHAFT AND FLANGE ACCURACY: SPECIAL TERMINAL BOX (ABOVE) CABLE ENTRY ON THE RIGHT SIGNAL CONNECTION D-END | 7131 | TEM | 1 | MC | 125 | 1
1PH81351CS020MA1 | SIMOTICS M COMPACT ASYNCHRONOUS MOTOR 2000RPM,24,5KW,117NM, 51A, 372V 5000RPM,18,5KW, 47NM, 52A, 425V 1500RPM,18,5KW,118NM, 51A, 283V FORCED VENTILATION; DIRECTION OF AIR FLOW DE --> NDE; DEGREE OF PROTECTION IP55 INCREMENTAL ENCODER SIN/COS 1VPP 256 S/R WITHOUT ND-END AT TERMINAL BOX (ENCODER IN256S/R) with TEMPERAT. SENSOR KTY84-130 DESIGN IM B5 (IMV 1,IM V3) PLAIN SHAFT WITHOUT FITTED KEY; BEARING: HIGH PERFORMANCE VIBRATION SEVERITY GRADE SPECIAL/B SHAFT AND FLANGE ACCURACY GR. SPECIAL TERMINAL BOX (ABOVE) CABLE ENTRY ON THE RIGHT SIGNAL CONNECTION D-END | 8042 | TEM | 1 | MC | 125 | 1
1PH81351CS023LA1 | SIMOTICS M COMPACT ASYNCHRONOUS MOTOR 2000RPM,24,5KW,117NM, 51A, 372V 5000RPM,18,5KW, 47NM, 52A, 425V 1500RPM,18,5KW,118NM, 51A, 283V FORCED VENTILATION; DIRECTION OF AIR FLOW DE --> NDE; DEGREE OF PROTECTION IP55 INCREMENTAL ENCODER SIN/COS 1VPP 256 S/R WITHOUT ND-END AT TERMINAL BOX (ENCODER IN256S/R) with TEMPERAT. SENSOR KTY84-130 DESIGN IM B5 (IMV 1,IM V3) PLAIN HOLLOW-SHAFT BEARING: PERFORMANCE, VIBRATION SEVERITY GRADE: SPECIAL/B, SHAFT AND FLANGE ACCURACY: SPECIAL TERMINAL BOX (ABOVE) CABLE ENTRY ON THE RIGHT SIGNAL CONNECTION D-END | 8963 | TEM | 1 | MC | 127.5 | 1
1PH81351CS023LC1 | SIMOTICS M COMPACT ASYNCHRONOUS MOTOR 2000RPM,24,5KW,117NM, 51A, 372V 5000RPM,18,5KW, 47NM, 52A, 425V 1500RPM,18,5KW,118NM, 51A, 283V FORCED VENTILATION; DIRECTION OF AIR FLOW DE --> NDE; DEGREE OF PROTECTION IP55 INCREMENTAL ENCODER SIN/COS 1VPP 256 S/R WITHOUT ND-END AT TERMINAL BOX (ENCODER IN256S/R) with TEMPERAT. SENSOR KTY84-130 DESIGN IM B5 (IMV 1,IM V3) PLAIN HOLLOW-SHAFT BEARING: PERFORMANCE, VIBRATION SEVERITY GRADE: SPECIAL/B, SHAFT AND FLANGE ACCURACY: SPECIAL TERMINAL BOX (ABOVE) CABLE ENTRY ON THE ND-END SIGNAL CONNECTION LEFT | 8963 | TEM | 1 | MC | 127.5 | 1
1PH81351CS023MA1 | SIMOTICS M COMPACT ASYNCHRONOUS MOTOR 2000RPM,24,5KW,117NM, 51A, 372V 5000RPM,18,5KW, 47NM, 52A, 425V 1500RPM,18,5KW,118NM, 51A, 283V FORCED VENTILATION; DIRECTION OF AIR FLOW DE --> NDE; DEGREE OF PROTECTION IP55 INCREMENTAL ENCODER SIN/COS 1VPP 256 S/R WITHOUT ND-END AT TERMINAL BOX (ENCODER IN256S/R) with TEMPERAT. SENSOR KTY84-130 DESIGN IM B5 (IMV 1,IM V3) PLAIN HOLLOW-SHAFT BEARING: HIGH PERFORMANCE VIBRATION SEVERITY GRADE SPECIAL/B SHAFT AND FLANGE ACCURACY GR. SPECIAL TERMINAL BOX (ABOVE) CABLE ENTRY ON THE RIGHT SIGNAL CONNECTION D-END | 9636 | TEM | 1 | MC | 127.5 | 1
1PH81351CS023MC1 | SIMOTICS M COMPACT ASYNCHRONOUS MOTOR 2000RPM,24,5KW,117NM, 51A, 372V 5000RPM,18,5KW, 47NM, 52A, 425V 1500RPM,18,5KW,118NM, 51A, 283V FORCED VENTILATION; DIRECTION OF AIR FLOW DE --> NDE; DEGREE OF PROTECTION IP55 INCREMENTAL ENCODER SIN/COS 1VPP 256 S/R WITHOUT ND-END AT TERMINAL BOX (ENCODER IN256S/R) with TEMPERAT. SENSOR KTY84-130 DESIGN IM B5 (IMV 1,IM V3) PLAIN HOLLOW-SHAFT BEARING: HIGH PERFORMANCE VIBRATION SEVERITY GRADE SPECIAL/B SHAFT AND FLANGE ACCURACY GR. SPECIAL TERMINAL BOX (ABOVE) CABLE ENTRY ON THE ND-END SIGNAL CONNECTION LEFT | 9636 | TEM | 1 | MC | 127.5 | 1
1PH81351DB000BA1 | SIMOTICS M COMPACT ASYNCHRONOUS MOTOR 400RPM, 6,4KW, 153NM, 18A, 320V 500RPM, 8KW, 153NM, 18A, 380 V 600RPM, 9,6KW, 153NM, 18A, 443V FORCED VENTILATION; DIRECTION OF AIR FLOW DE --> NDE; DEGREE OF PROTECTION IP55 INCREMENTAL ENCODER 22 BIT WITH COMMUTATING POSITION (ENCODER IC22DQ) WITH DRIVE-CLIQ INTERFACE DESIGN IM B3 (IM V5, IM V6) PLAIN SHAFT WITHOUT FITTED KEY; BEARING: STANDARD WITH FIXED BEARING, VIBRATION SEVERITY GRADE: R/A, FLANGE ACCURACY: R TERMINAL BOX (ABOVE) CABLE ENTRY ON THE RIGHT SIGNAL CONNECTION D-END | 5934 | TEM | 1 | MC | 125 | 1
1PH81351DB022GA1 | SIMOTICS M COMPACT ASYNCHRONOUS MOTOR 400RPM, 6,4KW, 153NM, 18A, 320V 500RPM, 8KW, 153NM, 18A, 380 V 600RPM, 9,6KW, 153NM, 18A, 443V FORCED VENTILATION; DIRECTION OF AIR FLOW DE --> NDE; DEGREE OF PROTECTION IP55 INCREMENTAL ENCODER 22 BIT WITH COMMUTATING POSITION (ENCODER IC22DQ) WITH DRIVE-CLIQ INTERFACE DESIGN IM B5 (IMV 1,IM V3) SHAFT WITH FITTED KEY HALF-KEY BALANCING BEARING: STANDARD, VIBRATION SEVERITY GRADE: R/A, SHAFT AND FLANGE ACCURACY: R TERMINAL BOX (ABOVE) CABLE ENTRY ON THE RIGHT SIGNAL CONNECTION D-END | 5887 | TEM | 1 | MC | 125 | 1
1PH81351DB032BA1 | SIMOTICS M COMPACT ASYNCHRONOUS MOTOR 400RPM, 6,4KW, 153NM, 18A, 320V 500RPM, 8KW, 153NM, 18A, 380 V 600RPM, 9,6KW, 153NM, 18A, 443V FORCED VENTILATION; DIRECTION OF AIR FLOW DE --> NDE; DEGREE OF PROTECTION IP55 INCREMENTAL ENCODER 22 BIT WITH COMMUTATING POSITION (ENCODER IC22DQ) WITH DRIVE-CLIQ INTERFACE DESIGN IM B35 (IM V15, IM V35) SHAFT WITH FITTED KEY HALF-KEY BALANCING BEARING: STANDARD WITH FIXED BEARING, VIBRATION SEVERITY GRADE: R/A, FLANGE ACCURACY: R TERMINAL BOX (ABOVE) CABLE ENTRY ON THE RIGHT SIGNAL CONNECTION D-END | 6475 | TEM | 1 | MC | 125 | 1
1PH81351DF000BA1 | SIMOTICS M COMPACT ASYNCHRONOUS MOTOR 1500RPM,18,5KW,118NM, 43A, 330V 1750RPM,21,5KW,117NM, 43A, 383V 2000RPM, 24KW, 115NM, 43A, 434V FORCED VENTILATION; DIRECTION OF AIR FLOW DE --> NDE; DEGREE OF PROTECTION IP55 INCREMENTAL ENCODER 22 BIT WITH COMMUTATING POSITION (ENCODER IC22DQ) WITH DRIVE-CLIQ INTERFACE DESIGN IM B3 (IM V5, IM V6) PLAIN SHAFT WITHOUT FITTED KEY; BEARING: STANDARD WITH FIXED BEARING, VIBRATION SEVERITY GRADE: R/A, FLANGE ACCURACY: R TERMINAL BOX (ABOVE) CABLE ENTRY ON THE RIGHT SIGNAL CONNECTION D-END | 5934 | TEM | 1 | MC | 125 | 1
1PH81351DF000BC1 | SIMOTICS M COMPACT ASYNCHRONOUS MOTOR 1500RPM,18,5KW,118NM, 43A, 330V 1750RPM,21,5KW,117NM, 43A, 383V 2000RPM, 24KW, 115NM, 43A, 434V FORCED VENTILATION; DIRECTION OF AIR FLOW DE --> NDE; DEGREE OF PROTECTION IP55 INCREMENTAL ENCODER 22 BIT WITH COMMUTATING POSITION (ENCODER IC22DQ) WITH DRIVE-CLIQ INTERFACE DESIGN IM B3 (IM V5, IM V6) PLAIN SHAFT WITHOUT FITTED KEY; BEARING: STANDARD WITH FIXED BEARING, VIBRATION SEVERITY GRADE: R/A, FLANGE ACCURACY: R TERMINAL BOX (ABOVE) CABLE ENTRY ON THE ND-END SIGNAL CONNECTION LEFT | 5934 | TEM | 1 | MC | 125 | 1
1PH81351DF000BH1 | SIMOTICS M COMPACT ASYNCHRONOUS MOTOR 1500RPM,18,5KW,118NM, 43A, 330V 1750RPM,21,5KW,117NM, 43A, 383V 2000RPM, 24KW, 115NM, 43A, 434V FORCED VENTILATION; DIRECTION OF AIR FLOW DE --> NDE; DEGREE OF PROTECTION IP55 INCREMENTAL ENCODER 22 BIT WITH COMMUTATING POSITION (ENCODER IC22DQ) WITH DRIVE-CLIQ INTERFACE DESIGN IM B3 (IM V5, IM V6) PLAIN SHAFT WITHOUT FITTED KEY; BEARING: STANDARD WITH FIXED BEARING, VIBRATION SEVERITY GRADE: R/A, FLANGE ACCURACY: R POWER CONNECTOR (ABOVE) CABLE ENTRY ON THE D-END SIGNAL CONNECTION LEFT | 5934 | TEM | 1 | MC | 125 | 1
1PH81351DF000CA1 | SIMOTICS M COMPACT ASYNCHRONOUS MOTOR 1500RPM,18,5KW,118NM, 43A, 330V 1750RPM,21,5KW,117NM, 43A, 383V 2000RPM, 24KW, 115NM, 43A, 434V FORCED VENTILATION; DIRECTION OF AIR FLOW DE --> NDE; DEGREE OF PROTECTION IP55 INCREMENTAL ENCODER 22 BIT WITH COMMUTATING POSITION (ENCODER IC22DQ) WITH DRIVE-CLIQ INTERFACE DESIGN IM B3 (IM V5, IM V6) PLAIN SHAFT WITHOUT FITTED KEY; BEARING: STANDARD WITH FIXED BEARING, VIBRATION SEVERITY GRADE: S/A, SHAFT AND FLANGE ACCURACY: R TERMINAL BOX (ABOVE) CABLE ENTRY ON THE RIGHT SIGNAL CONNECTION D-END | 6129 | TEM | 1 | MC | 125 | 1
1PH81351DF001BA1 | SIMOTICS M COMPACT ASYNCHRONOUS MOTOR 1500RPM,18,5KW,118NM, 43A, 330V 1750RPM,21,5KW,117NM, 43A, 383V 2000RPM, 24KW, 115NM, 43A, 434V FORCED VENTILATION; DIRECTION OF AIR FLOW DE --> NDE; DEGREE OF PROTECTION IP55 INCREMENTAL ENCODER 22 BIT WITH COMMUTATING POSITION (ENCODER IC22DQ) WITH DRIVE-CLIQ INTERFACE DESIGN IM B3 (IM V5, IM V6) SHAFT WITH FITTED KEY FULL-KEY BALANCING BEARING: STANDARD WITH FIXED BEARING, VIBRATION SEVERITY GRADE: R/A, FLANGE ACCURACY: R TERMINAL BOX (ABOVE) CABLE ENTRY ON THE RIGHT SIGNAL CONNECTION D-END | 5934 | TEM | 1 | MC | 125 | 1
1PH81351DF001BB1 | SIMOTICS M COMPACT ASYNCHRONOUS MOTOR 1500RPM,18,5KW,118NM, 43A, 330V 1750RPM,21,5KW,117NM, 43A, 383V 2000RPM, 24KW, 115NM, 43A, 434V FORCED VENTILATION; DIRECTION OF AIR FLOW DE --> NDE; DEGREE OF PROTECTION IP55 INCREMENTAL ENCODER 22 BIT WITH COMMUTATING POSITION (ENCODER IC22DQ) WITH DRIVE-CLIQ INTERFACE DESIGN IM B3 (IM V5, IM V6) SHAFT WITH FITTED KEY FULL-KEY BALANCING BEARING: STANDARD WITH FIXED BEARING, VIBRATION SEVERITY GRADE: R/A, FLANGE ACCURACY: R TERMINAL BOX (ABOVE) CABLE ENTRY ON THE LEFT SIGNAL CONNECTION D-END | 5934 | TEM | 1 | MC | 125 | 1
1PH81351DF001BG1 | SIMOTICS M COMPACT ASYNCHRONOUS MOTOR 1500RPM,18,5KW,118NM, 43A, 330V 1750RPM,21,5KW,117NM, 43A, 383V 2000RPM, 24KW, 115NM, 43A, 434V FORCED VENTILATION; DIRECTION OF AIR FLOW DE --> NDE; DEGREE OF PROTECTION IP55 INCREMENTAL ENCODER 22 BIT WITH COMMUTATING POSITION (ENCODER IC22DQ) WITH DRIVE-CLIQ INTERFACE DESIGN IM B3 (IM V5, IM V6) SHAFT WITH FITTED KEY FULL-KEY BALANCING BEARING: STANDARD WITH FIXED BEARING, VIBRATION SEVERITY GRADE: R/A, FLANGE ACCURACY: R POWER CONNECTOR (ABOVE) CABLE ENTRY ON THE ND-END SIGNAL CONNECTION LEFT | 5934 | TEM | 1 | MC | 125 | 1
1PH81351DF001CA1 | SIMOTICS M COMPACT ASYNCHRONOUS MOTOR 1500RPM,18,5KW,118NM, 43A, 330V 1750RPM,21,5KW,117NM, 43A, 383V 2000RPM, 24KW, 115NM, 43A, 434V FORCED VENTILATION; DIRECTION OF AIR FLOW DE --> NDE; DEGREE OF PROTECTION IP55 INCREMENTAL ENCODER 22 BIT WITH COMMUTATING POSITION (ENCODER IC22DQ) WITH DRIVE-CLIQ INTERFACE DESIGN IM B3 (IM V5, IM V6) SHAFT WITH FITTED KEY FULL-KEY BALANCING BEARING: STANDARD WITH FIXED BEARING, VIBRATION SEVERITY GRADE: S/A, SHAFT AND FLANGE ACCURACY: R TERMINAL BOX (ABOVE) CABLE ENTRY ON THE RIGHT SIGNAL CONNECTION D-END | 6129 | TEM | 1 | MC | 125 | 1
1PH81351DF001GB1 | SIMOTICS M COMPACT ASYNCHRONOUS MOTOR 1500RPM,18,5KW,118NM, 43A, 330V 1750RPM,21,5KW,117NM, 43A, 383V 2000RPM, 24KW, 115NM, 43A, 434V FORCED VENTILATION; DIRECTION OF AIR FLOW DE --> NDE; DEGREE OF PROTECTION IP55 INCREMENTAL ENCODER 22 BIT WITH COMMUTATING POSITION (ENCODER IC22DQ) WITH DRIVE-CLIQ INTERFACE DESIGN IM B3 (IM V5, IM V6) SHAFT WITH FITTED KEY FULL-KEY BALANCING BEARING: STANDARD, VIBRATION SEVERITY GRADE: R/A, SHAFT AND FLANGE ACCURACY: R TERMINAL BOX (ABOVE) CABLE ENTRY ON THE LEFT SIGNAL CONNECTION D-END | 5649 | TEM | 1 | MC | 125 | 1
1PH81351DF001LA1 | SIMOTICS M COMPACT ASYNCHRONOUS MOTOR 1500RPM,18,5KW,118NM, 43A, 330V 1750RPM,21,5KW,117NM, 43A, 383V 2000RPM, 24KW, 115NM, 43A, 434V FORCED VENTILATION; DIRECTION OF AIR FLOW DE --> NDE; DEGREE OF PROTECTION IP55 INCREMENTAL ENCODER 22 BIT WITH COMMUTATING POSITION (ENCODER IC22DQ) WITH DRIVE-CLIQ INTERFACE DESIGN IM B3 (IM V5, IM V6) SHAFT WITH FITTED KEY FULL-KEY BALANCING BEARING: PERFORMANCE, VIBRATION SEVERITY GRADE: SPECIAL/B, SHAFT AND FLANGE ACCURACY: SPECIAL TERMINAL BOX (ABOVE) CABLE ENTRY ON THE RIGHT SIGNAL CONNECTION D-END | 6480 | TEM | 1 | MC | 125 | 1
1PH81351DF001LC1 | SIMOTICS M COMPACT ASYNCHRONOUS MOTOR 1500RPM,18,5KW,118NM, 43A, 330V 1750RPM,21,5KW,117NM, 43A, 383V 2000RPM, 24KW, 115NM, 43A, 434V FORCED VENTILATION; DIRECTION OF AIR FLOW DE --> NDE; DEGREE OF PROTECTION IP55 INCREMENTAL ENCODER 22 BIT WITH COMMUTATING POSITION (ENCODER IC22DQ) WITH DRIVE-CLIQ INTERFACE DESIGN IM B3 (IM V5, IM V6) SHAFT WITH FITTED KEY FULL-KEY BALANCING BEARING: PERFORMANCE, VIBRATION SEVERITY GRADE: SPECIAL/B, SHAFT AND FLANGE ACCURACY: SPECIAL TERMINAL BOX (ABOVE) CABLE ENTRY ON THE ND-END SIGNAL CONNECTION LEFT | 6480 | TEM | 1 | MC | 125 | 1
1PH81351DF001LE1 | SIMOTICS M COMPACT ASYNCHRONOUS MOTOR 1500RPM,18,5KW,118NM, 43A, 330V 1750RPM,21,5KW,117NM, 43A, 383V 2000RPM, 24KW, 115NM, 43A, 434V FORCED VENTILATION; DIRECTION OF AIR FLOW DE --> NDE; DEGREE OF PROTECTION IP55 INCREMENTAL ENCODER 22 BIT WITH COMMUTATING POSITION (ENCODER IC22DQ) WITH DRIVE-CLIQ INTERFACE DESIGN IM B3 (IM V5, IM V6) SHAFT WITH FITTED KEY FULL-KEY BALANCING BEARING: PERFORMANCE, VIBRATION SEVERITY GRADE: SPECIAL/B, SHAFT AND FLANGE ACCURACY: SPECIAL POWER CONNECTOR (ABOVE) CABLE ENTRY ON THE RIGHT SIGNAL CONNECTION D-END | 6480 | TEM | 1 | MC | 125 | 1
1PH81351DF001MG1 | SIMOTICS M COMPACT ASYNCHRONOUS MOTOR 1500RPM,18,5KW,118NM, 43A, 330V 1750RPM,21,5KW,117NM, 43A, 383V 2000RPM, 24KW, 115NM, 43A, 434V FORCED VENTILATION; DIRECTION OF AIR FLOW DE --> NDE; DEGREE OF PROTECTION IP55 INCREMENTAL ENCODER 22 BIT WITH COMMUTATING POSITION (ENCODER IC22DQ) WITH DRIVE-CLIQ INTERFACE DESIGN IM B3 (IM V5, IM V6) SHAFT WITH FITTED KEY FULL-KEY BALANCING BEARING: HIGH PERFORMANCE VIBRATION SEVERITY GRADE SPECIAL/B SHAFT AND FLANGE ACCURACY GR. SPECIAL POWER CONNECTOR (ABOVE) CABLE ENTRY ON THE ND-END SIGNAL CONNECTION LEFT | 7153 | TEM | 1 | MC | 125 | 1
1PH81351DF002BA1 | SIMOTICS M COMPACT ASYNCHRONOUS MOTOR 1500RPM,18,5KW,118NM, 43A, 330V 1750RPM,21,5KW,117NM, 43A, 383V 2000RPM, 24KW, 115NM, 43A, 434V FORCED VENTILATION; DIRECTION OF AIR FLOW DE --> NDE; DEGREE OF PROTECTION IP55 INCREMENTAL ENCODER 22 BIT WITH COMMUTATING POSITION (ENCODER IC22DQ) WITH DRIVE-CLIQ INTERFACE DESIGN IM B3 (IM V5, IM V6) SHAFT WITH FITTED KEY HALF-KEY BALANCING BEARING: STANDARD WITH FIXED BEARING, VIBRATION SEVERITY GRADE: R/A, FLANGE ACCURACY: R TERMINAL BOX (ABOVE) CABLE ENTRY ON THE RIGHT SIGNAL CONNECTION D-END | 5934 | TEM | 1 | MC | 125 | 1
1PH81351DF002BF1 | SIMOTICS M COMPACT ASYNCHRONOUS MOTOR 1500RPM,18,5KW,118NM, 43A, 330V 1750RPM,21,5KW,117NM, 43A, 383V 2000RPM, 24KW, 115NM, 43A, 434V FORCED VENTILATION; DIRECTION OF AIR FLOW DE --> NDE; DEGREE OF PROTECTION IP55 INCREMENTAL ENCODER 22 BIT WITH COMMUTATING POSITION (ENCODER IC22DQ) WITH DRIVE-CLIQ INTERFACE DESIGN IM B3 (IM V5, IM V6) SHAFT WITH FITTED KEY HALF-KEY BALANCING BEARING: STANDARD WITH FIXED BEARING, VIBRATION SEVERITY GRADE: R/A, FLANGE ACCURACY: R POWER CONNECTOR(ABOVE) CABLE ENTRY ON THE LEFT SIGNAL CONNECTION D-END | 5934 | TEM | 1 | MC | 125 | 1
1PH81351DF002CB1 | SIMOTICS M COMPACT ASYNCHRONOUS MOTOR 1500RPM,18,5KW,118NM, 43A, 330V 1750RPM,21,5KW,117NM, 43A, 383V 2000RPM, 24KW, 115NM, 43A, 434V FORCED VENTILATION; DIRECTION OF AIR FLOW DE --> NDE; DEGREE OF PROTECTION IP55 INCREMENTAL ENCODER 22 BIT WITH COMMUTATING POSITION (ENCODER IC22DQ) WITH DRIVE-CLIQ INTERFACE DESIGN IM B3 (IM V5, IM V6) SHAFT WITH FITTED KEY HALF-KEY BALANCING BEARING: STANDARD WITH FIXED BEARING, VIBRATION SEVERITY GRADE: S/A, SHAFT AND FLANGE ACCURACY: R TERMINAL BOX (ABOVE) CABLE ENTRY ON THE LEFT SIGNAL CONNECTION D-END | 6129 | TEM | 1 | MC | 125 | 1
1PH81351DF002DA1 | SIMOTICS M COMPACT ASYNCHRONOUS MOTOR 1500RPM,18,5KW,118NM, 43A, 330V 1750RPM,21,5KW,117NM, 43A, 383V 2000RPM, 24KW, 115NM, 43A, 434V FORCED VENTILATION; DIRECTION OF AIR FLOW DE --> NDE; DEGREE OF PROTECTION IP55 INCREMENTAL ENCODER 22 BIT WITH COMMUTATING POSITION (ENCODER IC22DQ) WITH DRIVE-CLIQ INTERFACE DESIGN IM B3 (IM V5, IM V6) SHAFT WITH FITTED KEY HALF-KEY BALANCING BEARING: STANDARD WITH FIXED BEARING, VIBRATION SEVERITY GRADE: SR/A, SHAFT AND FLANGE ACCURACY: R TERMINAL BOX (ABOVE) CABLE ENTRY ON THE RIGHT SIGNAL CONNECTION D-END | 6199 | TEM | 1 | MC | 125 | 1
1PH81351DF002DB1 | SIMOTICS M COMPACT ASYNCHRONOUS MOTOR 1500RPM,18,5KW,118NM, 43A, 330V 1750RPM,21,5KW,117NM, 43A, 383V 2000RPM, 24KW, 115NM, 43A, 434V FORCED VENTILATION; DIRECTION OF AIR FLOW DE --> NDE; DEGREE OF PROTECTION IP55 INCREMENTAL ENCODER 22 BIT WITH COMMUTATING POSITION (ENCODER IC22DQ) WITH DRIVE-CLIQ INTERFACE DESIGN IM B3 (IM V5, IM V6) SHAFT WITH FITTED KEY HALF-KEY BALANCING BEARING: STANDARD WITH FIXED BEARING, VIBRATION SEVERITY GRADE: SR/A, SHAFT AND FLANGE ACCURACY: R TERMINAL BOX (ABOVE) CABLE ENTRY ON THE LEFT SIGNAL CONNECTION D-END | 6199 | TEM | 1 | MC | 125 | 1
1PH81351DF002GE1 | SIMOTICS M COMPACT ASYNCHRONOUS MOTOR 1500RPM,18,5KW,118NM, 43A, 330V 1750RPM,21,5KW,117NM, 43A, 383V 2000RPM, 24KW, 115NM, 43A, 434V FORCED VENTILATION; DIRECTION OF AIR FLOW DE --> NDE; DEGREE OF PROTECTION IP55 INCREMENTAL ENCODER 22 BIT WITH COMMUTATING POSITION (ENCODER IC22DQ) WITH DRIVE-CLIQ INTERFACE DESIGN IM B3 (IM V5, IM V6) SHAFT WITH FITTED KEY HALF-KEY BALANCING BEARING: STANDARD, VIBRATION SEVERITY GRADE: R/A, SHAFT AND FLANGE ACCURACY: R POWER CONNECTOR (ABOVE) CABLE ENTRY ON THE RIGHT SIGNAL CONNECTION D-END | 5649 | TEM | 1 | MC | 125 | 1
1PH81351DF002LA1 | SIMOTICS M COMPACT ASYNCHRONOUS MOTOR 1500RPM,18,5KW,118NM, 43A, 330V 1750RPM,21,5KW,117NM, 43A, 383V 2000RPM, 24KW, 115NM, 43A, 434V FORCED VENTILATION; DIRECTION OF AIR FLOW DE --> NDE; DEGREE OF PROTECTION IP55 INCREMENTAL ENCODER 22 BIT WITH COMMUTATING POSITION (ENCODER IC22DQ) WITH DRIVE-CLIQ INTERFACE DESIGN IM B3 (IM V5, IM V6) SHAFT WITH FITTED KEY HALF-KEY BALANCING BEARING: PERFORMANCE, VIBRATION SEVERITY GRADE: SPECIAL/B, SHAFT AND FLANGE ACCURACY: SPECIAL TERMINAL BOX (ABOVE) CABLE ENTRY ON THE RIGHT SIGNAL CONNECTION D-END | 6480 | TEM | 1 | MC | 125 | 1
1PH81351DF002QA1 | SIMOTICS M COMPACT ASYNCHRONOUS MOTOR 1500RPM,18,5KW,118NM, 43A, 330V 1750RPM,21,5KW,117NM, 43A, 383V 2000RPM, 24KW, 115NM, 43A, 434V FORCED VENTILATION; DIRECTION OF AIR FLOW DE --> NDE; DEGREE OF PROTECTION IP55 INCREMENTAL ENCODER 22 BIT WITH COMMUTATING POSITION (ENCODER IC22DQ) WITH DRIVE-CLIQ INTERFACE DESIGN IM B3 (IM V5, IM V6) SHAFT WITH FITTED KEY HALF-KEY BALANCING BEARING: ADVANCED LIFETIME VIBRATION SEVERITY S/A SHAFT A. FLANGE ACCURACY GR. R TERMINAL BOX (ABOVE) CABLE ENTRY ON THE RIGHT SIGNAL CONNECTION D-END | 6364 | TEM | 1 | MC | 125 | 1
1PH81351DF020BA1 | SIMOTICS M COMPACT ASYNCHRONOUS MOTOR 1500RPM,18,5KW,118NM, 43A, 330V 1750RPM,21,5KW,117NM, 43A, 383V 2000RPM, 24KW, 115NM, 43A, 434V FORCED VENTILATION; DIRECTION OF AIR FLOW DE --> NDE; DEGREE OF PROTECTION IP55 INCREMENTAL ENCODER 22 BIT WITH COMMUTATING POSITION (ENCODER IC22DQ) WITH DRIVE-CLIQ INTERFACE DESIGN IM B5 (IMV 1,IM V3) PLAIN SHAFT WITHOUT FITTED KEY; BEARING: STANDARD WITH FIXED BEARING, VIBRATION SEVERITY GRADE: R/A, FLANGE ACCURACY: R TERMINAL BOX (ABOVE) CABLE ENTRY ON THE RIGHT SIGNAL CONNECTION D-END | 6172 | TEM | 1 | MC | 125 | 1
1PH81351DF020BC1 | SIMOTICS M COMPACT ASYNCHRONOUS MOTOR 1500RPM,18,5KW,118NM, 43A, 330V 1750RPM,21,5KW,117NM, 43A, 383V 2000RPM, 24KW, 115NM, 43A, 434V FORCED VENTILATION; DIRECTION OF AIR FLOW DE --> NDE; DEGREE OF PROTECTION IP55 INCREMENTAL ENCODER 22 BIT WITH COMMUTATING POSITION (ENCODER IC22DQ) WITH DRIVE-CLIQ INTERFACE DESIGN IM B5 (IMV 1,IM V3) PLAIN SHAFT WITHOUT FITTED KEY; BEARING: STANDARD WITH FIXED BEARING, VIBRATION SEVERITY GRADE: R/A, FLANGE ACCURACY: R TERMINAL BOX (ABOVE) CABLE ENTRY ON THE ND-END SIGNAL CONNECTION LEFT | 6172 | TEM | 1 | MC | 125 | 1
1PH81351DF020BE1 | SIMOTICS M COMPACT ASYNCHRONOUS MOTOR 1500RPM,18,5KW,118NM, 43A, 330V 1750RPM,21,5KW,117NM, 43A, 383V 2000RPM, 24KW, 115NM, 43A, 434V FORCED VENTILATION; DIRECTION OF AIR FLOW DE --> NDE; DEGREE OF PROTECTION IP55 INCREMENTAL ENCODER 22 BIT WITH COMMUTATING POSITION (ENCODER IC22DQ) WITH DRIVE-CLIQ INTERFACE DESIGN IM B5 (IMV 1,IM V3) PLAIN SHAFT WITHOUT FITTED KEY; BEARING: STANDARD WITH FIXED BEARING, VIBRATION SEVERITY GRADE: R/A, FLANGE ACCURACY: R POWER CONNECTOR (ABOVE) CABLE ENTRY ON THE RIGHT SIGNAL CONNECTION D-END | 6172 | TEM | 1 | MC | 125 | 1
1PH81351DF020CA1 | SIMOTICS M COMPACT ASYNCHRONOUS MOTOR 1500RPM,18,5KW,118NM, 43A, 330V 1750RPM,21,5KW,117NM, 43A, 383V 2000RPM, 24KW, 115NM, 43A, 434V FORCED VENTILATION; DIRECTION OF AIR FLOW DE --> NDE; DEGREE OF PROTECTION IP55 INCREMENTAL ENCODER 22 BIT WITH COMMUTATING POSITION (ENCODER IC22DQ) WITH DRIVE-CLIQ INTERFACE DESIGN IM B5 (IMV 1,IM V3) PLAIN SHAFT WITHOUT FITTED KEY; BEARING: STANDARD WITH FIXED BEARING, VIBRATION SEVERITY GRADE: S/A, SHAFT AND FLANGE ACCURACY: R TERMINAL BOX (ABOVE) CABLE ENTRY ON THE RIGHT SIGNAL CONNECTION D-END | 6367 | TEM | 1 | MC | 125 | 1
1PH81351DF020CE1 | SIMOTICS M COMPACT ASYNCHRONOUS MOTOR 1500RPM,18,5KW,118NM, 43A, 330V 1750RPM,21,5KW,117NM, 43A, 383V 2000RPM, 24KW, 115NM, 43A, 434V FORCED VENTILATION; DIRECTION OF AIR FLOW DE --> NDE; DEGREE OF PROTECTION IP55 INCREMENTAL ENCODER 22 BIT WITH COMMUTATING POSITION (ENCODER IC22DQ) WITH DRIVE-CLIQ INTERFACE DESIGN IM B5 (IMV 1,IM V3) PLAIN SHAFT WITHOUT FITTED KEY; BEARING: STANDARD WITH FIXED BEARING, VIBRATION SEVERITY GRADE: S/A, SHAFT AND FLANGE ACCURACY: R POWER CONNECTOR (ABOVE) CABLE ENTRY ON THE RIGHT SIGNAL CONNECTION D-END | 6367 | TEM | 1 | MC | 125 | 1
1PH81351DF020DA1 | SIMOTICS M COMPACT ASYNCHRONOUS MOTOR 1500RPM,18,5KW,118NM, 43A, 330V 1750RPM,21,5KW,117NM, 43A, 383V 2000RPM, 24KW, 115NM, 43A, 434V FORCED VENTILATION; DIRECTION OF AIR FLOW DE --> NDE; DEGREE OF PROTECTION IP55 INCREMENTAL ENCODER 22 BIT WITH COMMUTATING POSITION (ENCODER IC22DQ) WITH DRIVE-CLIQ INTERFACE DESIGN IM B5 (IMV 1,IM V3) PLAIN SHAFT WITHOUT FITTED KEY; BEARING: STANDARD WITH FIXED BEARING, VIBRATION SEVERITY GRADE: SR/A, SHAFT AND FLANGE ACCURACY: R TERMINAL BOX (ABOVE) CABLE ENTRY ON THE RIGHT SIGNAL CONNECTION D-END | 6437 | TEM | 1 | MC | 125 | 1
1PH81351DF020DC1 | SIMOTICS M COMPACT ASYNCHRONOUS MOTOR 1500RPM,18,5KW,118NM, 43A, 330V 1750RPM,21,5KW,117NM, 43A, 383V 2000RPM, 24KW, 115NM, 43A, 434V FORCED VENTILATION; DIRECTION OF AIR FLOW DE --> NDE; DEGREE OF PROTECTION IP55 INCREMENTAL ENCODER 22 BIT WITH COMMUTATING POSITION (ENCODER IC22DQ) WITH DRIVE-CLIQ INTERFACE DESIGN IM B5 (IMV 1,IM V3) PLAIN SHAFT WITHOUT FITTED KEY; BEARING: STANDARD WITH FIXED BEARING, VIBRATION SEVERITY GRADE: SR/A, SHAFT AND FLANGE ACCURACY: R TERMINAL BOX (ABOVE) CABLE ENTRY ON THE ND-END SIGNAL CONNECTION LEFT | 6437 | TEM | 1 | MC | 125 | 1
1PH81351DF020LA1 | SIMOTICS M COMPACT ASYNCHRONOUS MOTOR 1500RPM,18,5KW,118NM, 43A, 330V 1750RPM,21,5KW,117NM, 43A, 383V 2000RPM, 24KW, 115NM, 43A, 434V FORCED VENTILATION; DIRECTION OF AIR FLOW DE --> NDE; DEGREE OF PROTECTION IP55 INCREMENTAL ENCODER 22 BIT WITH COMMUTATING POSITION (ENCODER IC22DQ) WITH DRIVE-CLIQ INTERFACE DESIGN IM B5 (IMV 1,IM V3) PLAIN SHAFT WITHOUT FITTED KEY; BEARING: PERFORMANCE, VIBRATION SEVERITY GRADE: SPECIAL/B, SHAFT AND FLANGE ACCURACY: SPECIAL TERMINAL BOX (ABOVE) CABLE ENTRY ON THE RIGHT SIGNAL CONNECTION D-END | 6719 | TEM | 1 | MC | 125 | 1
1PH81351DF020MA1 | SIMOTICS M COMPACT ASYNCHRONOUS MOTOR 1500RPM,18,5KW,118NM, 43A, 330V 1750RPM,21,5KW,117NM, 43A, 383V 2000RPM, 24KW, 115NM, 43A, 434V FORCED VENTILATION; DIRECTION OF AIR FLOW DE --> NDE; DEGREE OF PROTECTION IP55 INCREMENTAL ENCODER 22 BIT WITH COMMUTATING POSITION (ENCODER IC22DQ) WITH DRIVE-CLIQ INTERFACE DESIGN IM B5 (IMV 1,IM V3) PLAIN SHAFT WITHOUT FITTED KEY; BEARING: HIGH PERFORMANCE VIBRATION SEVERITY GRADE SPECIAL/B SHAFT AND FLANGE ACCURACY GR. SPECIAL TERMINAL BOX (ABOVE) CABLE ENTRY ON THE RIGHT SIGNAL CONNECTION D-END | 7392 | TEM | 1 | MC | 125 | 1
1PH81351DF020MC1 | SIMOTICS M COMPACT ASYNCHRONOUS MOTOR 1500RPM,18,5KW,118NM, 43A, 330V 1750RPM,21,5KW,117NM, 43A, 383V 2000RPM, 24KW, 115NM, 43A, 434V FORCED VENTILATION; DIRECTION OF AIR FLOW DE --> NDE; DEGREE OF PROTECTION IP55 INCREMENTAL ENCODER 22 BIT WITH COMMUTATING POSITION (ENCODER IC22DQ) WITH DRIVE-CLIQ INTERFACE DESIGN IM B5 (IMV 1,IM V3) PLAIN SHAFT WITHOUT FITTED KEY; BEARING: HIGH PERFORMANCE VIBRATION SEVERITY GRADE SPECIAL/B SHAFT AND FLANGE ACCURACY GR. SPECIAL TERMINAL BOX (ABOVE) CABLE ENTRY ON THE ND-END SIGNAL CONNECTION LEFT | 7392 | TEM | 1 | MC | 125 | 1
1PH81351DF021BA1 | SIMOTICS M COMPACT ASYNCHRONOUS MOTOR 1500RPM,18,5KW,118NM, 43A, 330V 1750RPM,21,5KW,117NM, 43A, 383V 2000RPM, 24KW, 115NM, 43A, 434V FORCED VENTILATION; DIRECTION OF AIR FLOW DE --> NDE; DEGREE OF PROTECTION IP55 INCREMENTAL ENCODER 22 BIT WITH COMMUTATING POSITION (ENCODER IC22DQ) WITH DRIVE-CLIQ INTERFACE DESIGN IM B5 (IMV 1,IM V3) SHAFT WITH FITTED KEY FULL-KEY BALANCING BEARING: STANDARD WITH FIXED BEARING, VIBRATION SEVERITY GRADE: R/A, FLANGE ACCURACY: R TERMINAL BOX (ABOVE) CABLE ENTRY ON THE RIGHT SIGNAL CONNECTION D-END | 6172 | TEM | 1 | MC | 125 | 1
1PH81351DF021CA1 | SIMOTICS M COMPACT ASYNCHRONOUS MOTOR 1500RPM,18,5KW,118NM, 43A, 330V 1750RPM,21,5KW,117NM, 43A, 383V 2000RPM, 24KW, 115NM, 43A, 434V FORCED VENTILATION; DIRECTION OF AIR FLOW DE --> NDE; DEGREE OF PROTECTION IP55 INCREMENTAL ENCODER 22 BIT WITH COMMUTATING POSITION (ENCODER IC22DQ) WITH DRIVE-CLIQ INTERFACE DESIGN IM B5 (IMV 1,IM V3) SHAFT WITH FITTED KEY FULL-KEY BALANCING BEARING: STANDARD WITH FIXED BEARING, VIBRATION SEVERITY GRADE: S/A, SHAFT AND FLANGE ACCURACY: R TERMINAL BOX (ABOVE) CABLE ENTRY ON THE RIGHT SIGNAL CONNECTION D-END | 6367 | TEM | 1 | MC | 125 | 1
1PH81351DF021CC1 | SIMOTICS M COMPACT ASYNCHRONOUS MOTOR 1500RPM,18,5KW,118NM, 43A, 330V 1750RPM,21,5KW,117NM, 43A, 383V 2000RPM, 24KW, 115NM, 43A, 434V FORCED VENTILATION; DIRECTION OF AIR FLOW DE --> NDE; DEGREE OF PROTECTION IP55 INCREMENTAL ENCODER 22 BIT WITH COMMUTATING POSITION (ENCODER IC22DQ) WITH DRIVE-CLIQ INTERFACE DESIGN IM B5 (IMV 1,IM V3) SHAFT WITH FITTED KEY FULL-KEY BALANCING BEARING: STANDARD WITH FIXED BEARING, VIBRATION SEVERITY GRADE: S/A, SHAFT AND FLANGE ACCURACY: R TERMINAL BOX (ABOVE) CABLE ENTRY ON THE ND-END SIGNAL CONNECTION LEFT | 6367 | TEM | 1 | MC | 125 | 1
1PH81351DF021DE1 | SIMOTICS M COMPACT ASYNCHRONOUS MOTOR 1500RPM,18,5KW,118NM, 43A, 330V 1750RPM,21,5KW,117NM, 43A, 383V 2000RPM, 24KW, 115NM, 43A, 434V FORCED VENTILATION; DIRECTION OF AIR FLOW DE --> NDE; DEGREE OF PROTECTION IP55 INCREMENTAL ENCODER 22 BIT WITH COMMUTATING POSITION (ENCODER IC22DQ) WITH DRIVE-CLIQ INTERFACE DESIGN IM B5 (IMV 1,IM V3) SHAFT WITH FITTED KEY FULL-KEY BALANCING BEARING: STANDARD WITH FIXED BEARING, VIBRATION SEVERITY GRADE: SR/A, SHAFT AND FLANGE ACCURACY: R POWER CONNECTOR (ABOVE) CABLE ENTRY ON THE RIGHT SIGNAL CONNECTION D-END | 6437 | TEM | 1 | MC | 125 | 1
1PH81351DF021LA1 | SIMOTICS M COMPACT ASYNCHRONOUS MOTOR 1500RPM,18,5KW,118NM, 43A, 330V 1750RPM,21,5KW,117NM, 43A, 383V 2000RPM, 24KW, 115NM, 43A, 434V FORCED VENTILATION; DIRECTION OF AIR FLOW DE --> NDE; DEGREE OF PROTECTION IP55 INCREMENTAL ENCODER 22 BIT WITH COMMUTATING POSITION (ENCODER IC22DQ) WITH DRIVE-CLIQ INTERFACE DESIGN IM B5 (IMV 1,IM V3) SHAFT WITH FITTED KEY FULL-KEY BALANCING BEARING: PERFORMANCE, VIBRATION SEVERITY GRADE: SPECIAL/B, SHAFT AND FLANGE ACCURACY: SPECIAL TERMINAL BOX (ABOVE) CABLE ENTRY ON THE RIGHT SIGNAL CONNECTION D-END | 6719 | TEM | 1 | MC | 125 | 1
1PH81351DF022BA1 | SIMOTICS M COMPACT ASYNCHRONOUS MOTOR 1500RPM,18,5KW,118NM, 43A, 330V 1750RPM,21,5KW,117NM, 43A, 383V 2000RPM, 24KW, 115NM, 43A, 434V FORCED VENTILATION; DIRECTION OF AIR FLOW DE --> NDE; DEGREE OF PROTECTION IP55 INCREMENTAL ENCODER 22 BIT WITH COMMUTATING POSITION (ENCODER IC22DQ) WITH DRIVE-CLIQ INTERFACE DESIGN IM B5 (IMV 1,IM V3) SHAFT WITH FITTED KEY HALF-KEY BALANCING BEARING: STANDARD WITH FIXED BEARING, VIBRATION SEVERITY GRADE: R/A, FLANGE ACCURACY: R TERMINAL BOX (ABOVE) CABLE ENTRY ON THE RIGHT SIGNAL CONNECTION D-END | 6172 | TEM | 1 | MC | 125 | 1
1PH81351DF022BB1 | SIMOTICS M COMPACT ASYNCHRONOUS MOTOR 1500RPM,18,5KW,118NM, 43A, 330V 1750RPM,21,5KW,117NM, 43A, 383V 2000RPM, 24KW, 115NM, 43A, 434V FORCED VENTILATION; DIRECTION OF AIR FLOW DE --> NDE; DEGREE OF PROTECTION IP55 INCREMENTAL ENCODER 22 BIT WITH COMMUTATING POSITION (ENCODER IC22DQ) WITH DRIVE-CLIQ INTERFACE DESIGN IM B5 (IMV 1,IM V3) SHAFT WITH FITTED KEY HALF-KEY BALANCING BEARING: STANDARD WITH FIXED BEARING, VIBRATION SEVERITY GRADE: R/A, FLANGE ACCURACY: R TERMINAL BOX (ABOVE) CABLE ENTRY ON THE LEFT SIGNAL CONNECTION D-END | 6172 | TEM | 1 | MC | 125 | 1
1PH81351DF022CA1 | SIMOTICS M COMPACT ASYNCHRONOUS MOTOR 1500RPM,18,5KW,118NM, 43A, 330V 1750RPM,21,5KW,117NM, 43A, 383V 2000RPM, 24KW, 115NM, 43A, 434V FORCED VENTILATION; DIRECTION OF AIR FLOW DE --> NDE; DEGREE OF PROTECTION IP55 INCREMENTAL ENCODER 22 BIT WITH COMMUTATING POSITION (ENCODER IC22DQ) WITH DRIVE-CLIQ INTERFACE DESIGN IM B5 (IMV 1,IM V3) SHAFT WITH FITTED KEY HALF-KEY BALANCING BEARING: STANDARD WITH FIXED BEARING, VIBRATION SEVERITY GRADE: S/A, SHAFT AND FLANGE ACCURACY: R TERMINAL BOX (ABOVE) CABLE ENTRY ON THE RIGHT SIGNAL CONNECTION D-END | 6367 | TEM | 1 | MC | 125 | 1
1PH81351DF022CC1 | SIMOTICS M COMPACT ASYNCHRONOUS MOTOR 1500RPM,18,5KW,118NM, 43A, 330V 1750RPM,21,5KW,117NM, 43A, 383V 2000RPM, 24KW, 115NM, 43A, 434V FORCED VENTILATION; DIRECTION OF AIR FLOW DE --> NDE; DEGREE OF PROTECTION IP55 INCREMENTAL ENCODER 22 BIT WITH COMMUTATING POSITION (ENCODER IC22DQ) WITH DRIVE-CLIQ INTERFACE DESIGN IM B5 (IMV 1,IM V3) SHAFT WITH FITTED KEY HALF-KEY BALANCING BEARING: STANDARD WITH FIXED BEARING, VIBRATION SEVERITY GRADE: S/A, SHAFT AND FLANGE ACCURACY: R TERMINAL BOX (ABOVE) CABLE ENTRY ON THE ND-END SIGNAL CONNECTION LEFT | 6367 | TEM | 1 | MC | 125 | 1
1PH81351DF022GA1 | SIMOTICS M COMPACT ASYNCHRONOUS MOTOR 1500RPM,18,5KW,118NM, 43A, 330V 1750RPM,21,5KW,117NM, 43A, 383V 2000RPM, 24KW, 115NM, 43A, 434V FORCED VENTILATION; DIRECTION OF AIR FLOW DE --> NDE; DEGREE OF PROTECTION IP55 INCREMENTAL ENCODER 22 BIT WITH COMMUTATING POSITION (ENCODER IC22DQ) WITH DRIVE-CLIQ INTERFACE DESIGN IM B5 (IMV 1,IM V3) SHAFT WITH FITTED KEY HALF-KEY BALANCING BEARING: STANDARD, VIBRATION SEVERITY GRADE: R/A, SHAFT AND FLANGE ACCURACY: R TERMINAL BOX (ABOVE) CABLE ENTRY ON THE RIGHT SIGNAL CONNECTION D-END | 5887 | TEM | 1 | MC | 125 | 1
1PH81351DF022LA1 | SIMOTICS M COMPACT ASYNCHRONOUS MOTOR 1500RPM,18,5KW,118NM, 43A, 330V 1750RPM,21,5KW,117NM, 43A, 383V 2000RPM, 24KW, 115NM, 43A, 434V FORCED VENTILATION; DIRECTION OF AIR FLOW DE --> NDE; DEGREE OF PROTECTION IP55 INCREMENTAL ENCODER 22 BIT WITH COMMUTATING POSITION (ENCODER IC22DQ) WITH DRIVE-CLIQ INTERFACE DESIGN IM B5 (IMV 1,IM V3) SHAFT WITH FITTED KEY HALF-KEY BALANCING BEARING: PERFORMANCE, VIBRATION SEVERITY GRADE: SPECIAL/B, SHAFT AND FLANGE ACCURACY: SPECIAL TERMINAL BOX (ABOVE) CABLE ENTRY ON THE RIGHT SIGNAL CONNECTION D-END | 6719 | TEM | 1 | MC | 125 | 1
1PH81351DF030BA1 | SIMOTICS M COMPACT ASYNCHRONOUS MOTOR 1500RPM,18,5KW,118NM, 43A, 330V 1750RPM,21,5KW,117NM, 43A, 383V 2000RPM, 24KW, 115NM, 43A, 434V FORCED VENTILATION; DIRECTION OF AIR FLOW DE --> NDE; DEGREE OF PROTECTION IP55 INCREMENTAL ENCODER 22 BIT WITH COMMUTATING POSITION (ENCODER IC22DQ) WITH DRIVE-CLIQ INTERFACE DESIGN IM B35 (IM V15, IM V35) PLAIN SHAFT WITHOUT FITTED KEY; BEARING: STANDARD WITH FIXED BEARING, VIBRATION SEVERITY GRADE: R/A, FLANGE ACCURACY: R TERMINAL BOX (ABOVE) CABLE ENTRY ON THE RIGHT SIGNAL CONNECTION D-END | 6475 | TEM | 1 | MC | 125 | 1
1PH81351DF030CA1 | SIMOTICS M COMPACT ASYNCHRONOUS MOTOR 1500RPM,18,5KW,118NM, 43A, 330V 1750RPM,21,5KW,117NM, 43A, 383V 2000RPM, 24KW, 115NM, 43A, 434V FORCED VENTILATION; DIRECTION OF AIR FLOW DE --> NDE; DEGREE OF PROTECTION IP55 INCREMENTAL ENCODER 22 BIT WITH COMMUTATING POSITION (ENCODER IC22DQ) WITH DRIVE-CLIQ INTERFACE DESIGN IM B35 (IM V15, IM V35) PLAIN SHAFT WITHOUT FITTED KEY; BEARING: STANDARD WITH FIXED BEARING, VIBRATION SEVERITY GRADE: S/A, SHAFT AND FLANGE ACCURACY: R TERMINAL BOX (ABOVE) CABLE ENTRY ON THE RIGHT SIGNAL CONNECTION D-END | 6670 | TEM | 1 | MC | 125 | 1
1PH81351DF030CE1 | SIMOTICS M COMPACT ASYNCHRONOUS MOTOR 1500RPM,18,5KW,118NM, 43A, 330V 1750RPM,21,5KW,117NM, 43A, 383V 2000RPM, 24KW, 115NM, 43A, 434V FORCED VENTILATION; DIRECTION OF AIR FLOW DE --> NDE; DEGREE OF PROTECTION IP55 INCREMENTAL ENCODER 22 BIT WITH COMMUTATING POSITION (ENCODER IC22DQ) WITH DRIVE-CLIQ INTERFACE DESIGN IM B35 (IM V15, IM V35) PLAIN SHAFT WITHOUT FITTED KEY; BEARING: STANDARD WITH FIXED BEARING, VIBRATION SEVERITY GRADE: S/A, SHAFT AND FLANGE ACCURACY: R POWER CONNECTOR (ABOVE) CABLE ENTRY ON THE RIGHT SIGNAL CONNECTION D-END | 6670 | TEM | 1 | MC | 125 | 1
1PH81351DF031BA1 | SIMOTICS M COMPACT ASYNCHRONOUS MOTOR 1500RPM,18,5KW,118NM, 43A, 330V 1750RPM,21,5KW,117NM, 43A, 383V 2000RPM, 24KW, 115NM, 43A, 434V FORCED VENTILATION; DIRECTION OF AIR FLOW DE --> NDE; DEGREE OF PROTECTION IP55 INCREMENTAL ENCODER 22 BIT WITH COMMUTATING POSITION (ENCODER IC22DQ) WITH DRIVE-CLIQ INTERFACE DESIGN IM B35 (IM V15, IM V35) SHAFT WITH FITTED KEY FULL-KEY BALANCING BEARING: STANDARD WITH FIXED BEARING, VIBRATION SEVERITY GRADE: R/A, FLANGE ACCURACY: R TERMINAL BOX (ABOVE) CABLE ENTRY ON THE RIGHT SIGNAL CONNECTION D-END | 6475 | TEM | 1 | MC | 125 | 1
1PH81351DF031BB1 | SIMOTICS M COMPACT ASYNCHRONOUS MOTOR 1500RPM,18,5KW,118NM, 43A, 330V 1750RPM,21,5KW,117NM, 43A, 383V 2000RPM, 24KW, 115NM, 43A, 434V FORCED VENTILATION; DIRECTION OF AIR FLOW DE --> NDE; DEGREE OF PROTECTION IP55 INCREMENTAL ENCODER 22 BIT WITH COMMUTATING POSITION (ENCODER IC22DQ) WITH DRIVE-CLIQ INTERFACE DESIGN IM B35 (IM V15, IM V35) SHAFT WITH FITTED KEY FULL-KEY BALANCING BEARING: STANDARD WITH FIXED BEARING, VIBRATION SEVERITY GRADE: R/A, FLANGE ACCURACY: R TERMINAL BOX (ABOVE) CABLE ENTRY ON THE LEFT SIGNAL CONNECTION D-END | 6475 | TEM | 1 | MC | 125 | 1
1PH81351DF031BG1 | SIMOTICS M COMPACT ASYNCHRONOUS MOTOR 1500RPM,18,5KW,118NM, 43A, 330V 1750RPM,21,5KW,117NM, 43A, 383V 2000RPM, 24KW, 115NM, 43A, 434V FORCED VENTILATION; DIRECTION OF AIR FLOW DE --> NDE; DEGREE OF PROTECTION IP55 INCREMENTAL ENCODER 22 BIT WITH COMMUTATING POSITION (ENCODER IC22DQ) WITH DRIVE-CLIQ INTERFACE DESIGN IM B35 (IM V15, IM V35) SHAFT WITH FITTED KEY FULL-KEY BALANCING BEARING: STANDARD WITH FIXED BEARING, VIBRATION SEVERITY GRADE: R/A, FLANGE ACCURACY: R POWER CONNECTOR (ABOVE) CABLE ENTRY ON THE ND-END SIGNAL CONNECTION LEFT | 6475 | TEM | 1 | MC | 125 | 1
1PH81351DF031CA1 | SIMOTICS M COMPACT ASYNCHRONOUS MOTOR 1500RPM,18,5KW,118NM, 43A, 330V 1750RPM,21,5KW,117NM, 43A, 383V 2000RPM, 24KW, 115NM, 43A, 434V FORCED VENTILATION; DIRECTION OF AIR FLOW DE --> NDE; DEGREE OF PROTECTION IP55 INCREMENTAL ENCODER 22 BIT WITH COMMUTATING POSITION (ENCODER IC22DQ) WITH DRIVE-CLIQ INTERFACE DESIGN IM B35 (IM V15, IM V35) SHAFT WITH FITTED KEY FULL-KEY BALANCING BEARING: STANDARD WITH FIXED BEARING, VIBRATION SEVERITY GRADE: S/A, SHAFT AND FLANGE ACCURACY: R TERMINAL BOX (ABOVE) CABLE ENTRY ON THE RIGHT SIGNAL CONNECTION D-END | 6670 | TEM | 1 | MC | 125 | 1
1PH81351DF031CB1 | SIMOTICS M COMPACT ASYNCHRONOUS MOTOR 1500RPM,18,5KW,118NM, 43A, 330V 1750RPM,21,5KW,117NM, 43A, 383V 2000RPM, 24KW, 115NM, 43A, 434V FORCED VENTILATION; DIRECTION OF AIR FLOW DE --> NDE; DEGREE OF PROTECTION IP55 INCREMENTAL ENCODER 22 BIT WITH COMMUTATING POSITION (ENCODER IC22DQ) WITH DRIVE-CLIQ INTERFACE DESIGN IM B35 (IM V15, IM V35) SHAFT WITH FITTED KEY FULL-KEY BALANCING BEARING: STANDARD WITH FIXED BEARING, VIBRATION SEVERITY GRADE: S/A, SHAFT AND FLANGE ACCURACY: R TERMINAL BOX (ABOVE) CABLE ENTRY ON THE LEFT SIGNAL CONNECTION D-END | 6670 | TEM | 1 | MC | 125 | 1
1PH81351DF031CC1 | SIMOTICS M COMPACT ASYNCHRONOUS MOTOR 1500RPM,18,5KW,118NM, 43A, 330V 1750RPM,21,5KW,117NM, 43A, 383V 2000RPM, 24KW, 115NM, 43A, 434V FORCED VENTILATION; DIRECTION OF AIR FLOW DE --> NDE; DEGREE OF PROTECTION IP55 INCREMENTAL ENCODER 22 BIT WITH COMMUTATING POSITION (ENCODER IC22DQ) WITH DRIVE-CLIQ INTERFACE DESIGN IM B35 (IM V15, IM V35) SHAFT WITH FITTED KEY FULL-KEY BALANCING BEARING: STANDARD WITH FIXED BEARING, VIBRATION SEVERITY GRADE: S/A, SHAFT AND FLANGE ACCURACY: R TERMINAL BOX (ABOVE) CABLE ENTRY ON THE ND-END SIGNAL CONNECTION LEFT | 6670 | TEM | 1 | MC | 125 | 1
1PH81351DF032BA1 | SIMOTICS M COMPACT ASYNCHRONOUS MOTOR 1500RPM,18,5KW,118NM, 43A, 330V 1750RPM,21,5KW,117NM, 43A, 383V 2000RPM, 24KW, 115NM, 43A, 434V FORCED VENTILATION; DIRECTION OF AIR FLOW DE --> NDE; DEGREE OF PROTECTION IP55 INCREMENTAL ENCODER 22 BIT WITH COMMUTATING POSITION (ENCODER IC22DQ) WITH DRIVE-CLIQ INTERFACE DESIGN IM B35 (IM V15, IM V35) SHAFT WITH FITTED KEY HALF-KEY BALANCING BEARING: STANDARD WITH FIXED BEARING, VIBRATION SEVERITY GRADE: R/A, FLANGE ACCURACY: R TERMINAL BOX (ABOVE) CABLE ENTRY ON THE RIGHT SIGNAL CONNECTION D-END | 6475 | TEM | 1 | MC | 125 | 1
1PH81351DF032BC1 | SIMOTICS M COMPACT ASYNCHRONOUS MOTOR 1500RPM,18,5KW,118NM, 43A, 330V 1750RPM,21,5KW,117NM, 43A, 383V 2000RPM, 24KW, 115NM, 43A, 434V FORCED VENTILATION; DIRECTION OF AIR FLOW DE --> NDE; DEGREE OF PROTECTION IP55 INCREMENTAL ENCODER 22 BIT WITH COMMUTATING POSITION (ENCODER IC22DQ) WITH DRIVE-CLIQ INTERFACE DESIGN IM B35 (IM V15, IM V35) SHAFT WITH FITTED KEY HALF-KEY BALANCING BEARING: STANDARD WITH FIXED BEARING, VIBRATION SEVERITY GRADE: R/A, FLANGE ACCURACY: R TERMINAL BOX (ABOVE) CABLE ENTRY ON THE ND-END SIGNAL CONNECTION LEFT | 6475 | TEM | 1 | MC | 125 | 1
1PH81351DF032BG1 | SIMOTICS M COMPACT ASYNCHRONOUS MOTOR 1500RPM,18,5KW,118NM, 43A, 330V 1750RPM,21,5KW,117NM, 43A, 383V 2000RPM, 24KW, 115NM, 43A, 434V FORCED VENTILATION; DIRECTION OF AIR FLOW DE --> NDE; DEGREE OF PROTECTION IP55 INCREMENTAL ENCODER 22 BIT WITH COMMUTATING POSITION (ENCODER IC22DQ) WITH DRIVE-CLIQ INTERFACE DESIGN IM B35 (IM V15, IM V35) SHAFT WITH FITTED KEY HALF-KEY BALANCING BEARING: STANDARD WITH FIXED BEARING, VIBRATION SEVERITY GRADE: R/A, FLANGE ACCURACY: R POWER CONNECTOR (ABOVE) CABLE ENTRY ON THE ND-END SIGNAL CONNECTION LEFT | 6475 | TEM | 1 | MC | 125 | 1
1PH81351DF032CA1 | SIMOTICS M COMPACT ASYNCHRONOUS MOTOR 1500RPM,18,5KW,118NM, 43A, 330V 1750RPM,21,5KW,117NM, 43A, 383V 2000RPM, 24KW, 115NM, 43A, 434V FORCED VENTILATION; DIRECTION OF AIR FLOW DE --> NDE; DEGREE OF PROTECTION IP55 INCREMENTAL ENCODER 22 BIT WITH COMMUTATING POSITION (ENCODER IC22DQ) WITH DRIVE-CLIQ INTERFACE DESIGN IM B35 (IM V15, IM V35) SHAFT WITH FITTED KEY HALF-KEY BALANCING BEARING: STANDARD WITH FIXED BEARING, VIBRATION SEVERITY GRADE: S/A, SHAFT AND FLANGE ACCURACY: R TERMINAL BOX (ABOVE) CABLE ENTRY ON THE RIGHT SIGNAL CONNECTION D-END | 6670 | TEM | 1 | MC | 125 | 1
1PH81351DF032GA1 | SIMOTICS M COMPACT ASYNCHRONOUS MOTOR 1500RPM,18,5KW,118NM, 43A, 330V 1750RPM,21,5KW,117NM, 43A, 383V 2000RPM, 24KW, 115NM, 43A, 434V FORCED VENTILATION; DIRECTION OF AIR FLOW DE --> NDE; DEGREE OF PROTECTION IP55 INCREMENTAL ENCODER 22 BIT WITH COMMUTATING POSITION (ENCODER IC22DQ) WITH DRIVE-CLIQ INTERFACE DESIGN IM B35 (IM V15, IM V35) SHAFT WITH FITTED KEY HALF-KEY BALANCING BEARING: STANDARD, VIBRATION SEVERITY GRADE: R/A, SHAFT AND FLANGE ACCURACY: R TERMINAL BOX (ABOVE) CABLE ENTRY ON THE RIGHT SIGNAL CONNECTION D-END | 6191 | TEM | 1 | MC | 125 | 1
1PH81351DF100LA1 | SIMOTICS M COMPACT ASYNCHRONOUS MOTOR 1500RPM,18,5KW,118NM, 43A, 330V 1750RPM,21,5KW,117NM, 43A, 383V 2000RPM, 24KW, 115NM, 43A, 434V FORCED VENTILATION; DIRECTION OF AIR FLOW NDE --> DE; DEGREE OF PROTECTION IP55 INCREMENTAL ENCODER 22 BIT WITH COMMUTATING POSITION (ENCODER IC22DQ) WITH DRIVE-CLIQ INTERFACE DESIGN IM B3 (IM V5, IM V6) PLAIN SHAFT WITHOUT FITTED KEY; BEARING: PERFORMANCE, VIBRATION SEVERITY GRADE: SPECIAL/B, SHAFT AND FLANGE ACCURACY: SPECIAL TERMINAL BOX (ABOVE) CABLE ENTRY ON THE RIGHT SIGNAL CONNECTION D-END | 6480 | TEM | 1 | MC | 125 | 1
1PH81351DF101BA1 | SIMOTICS M COMPACT ASYNCHRONOUS MOTOR 1500RPM,18,5KW,118NM, 43A, 330V 1750RPM,21,5KW,117NM, 43A, 383V 2000RPM, 24KW, 115NM, 43A, 434V FORCED VENTILATION; DIRECTION OF AIR FLOW NDE --> DE; DEGREE OF PROTECTION IP55 INCREMENTAL ENCODER 22 BIT WITH COMMUTATING POSITION (ENCODER IC22DQ) WITH DRIVE-CLIQ INTERFACE DESIGN IM B3 (IM V5, IM V6) SHAFT WITH FITTED KEY FULL-KEY BALANCING BEARING: STANDARD WITH FIXED BEARING, VIBRATION SEVERITY GRADE: R/A, FLANGE ACCURACY: R TERMINAL BOX (ABOVE) CABLE ENTRY ON THE RIGHT SIGNAL CONNECTION D-END | 5934 | TEM | 1 | MC | 125 | 1
1PH81351DF101BB1 | SIMOTICS M COMPACT ASYNCHRONOUS MOTOR 1500RPM,18,5KW,118NM, 43A, 330V 1750RPM,21,5KW,117NM, 43A, 383V 2000RPM, 24KW, 115NM, 43A, 434V FORCED VENTILATION; DIRECTION OF AIR FLOW NDE --> DE; DEGREE OF PROTECTION IP55 INCREMENTAL ENCODER 22 BIT WITH COMMUTATING POSITION (ENCODER IC22DQ) WITH DRIVE-CLIQ INTERFACE DESIGN IM B3 (IM V5, IM V6) SHAFT WITH FITTED KEY FULL-KEY BALANCING BEARING: STANDARD WITH FIXED BEARING, VIBRATION SEVERITY GRADE: R/A, FLANGE ACCURACY: R TERMINAL BOX (ABOVE) CABLE ENTRY ON THE LEFT SIGNAL CONNECTION D-END | 5934 | TEM | 1 | MC | 125 | 1
1PH81351DF101HA1 | SIMOTICS M COMPACT ASYNCHRONOUS MOTOR 1500RPM,18,5KW,118NM, 43A, 330V 1750RPM,21,5KW,117NM, 43A, 383V 2000RPM, 24KW, 115NM, 43A, 434V FORCED VENTILATION; DIRECTION OF AIR FLOW NDE --> DE; DEGREE OF PROTECTION IP55 INCREMENTAL ENCODER 22 BIT WITH COMMUTATING POSITION (ENCODER IC22DQ) WITH DRIVE-CLIQ INTERFACE DESIGN IM B3 (IM V5, IM V6) SHAFT WITH FITTED KEY FULL-KEY BALANCING BEARING: STANDARD, VIBRATION SEVERITY GRADE: S/A, SHAFT AND FLANGE ACCURACY: R TERMINAL BOX (ABOVE) CABLE ENTRY ON THE RIGHT SIGNAL CONNECTION D-END | 5844 | TEM | 1 | MC | 125 | 1
1PH81351DF101LE1 | SIMOTICS M COMPACT ASYNCHRONOUS MOTOR 1500RPM,18,5KW,118NM, 43A, 330V 1750RPM,21,5KW,117NM, 43A, 383V 2000RPM, 24KW, 115NM, 43A, 434V FORCED VENTILATION; DIRECTION OF AIR FLOW NDE --> DE; DEGREE OF PROTECTION IP55 INCREMENTAL ENCODER 22 BIT WITH COMMUTATING POSITION (ENCODER IC22DQ) WITH DRIVE-CLIQ INTERFACE DESIGN IM B3 (IM V5, IM V6) SHAFT WITH FITTED KEY FULL-KEY BALANCING BEARING: PERFORMANCE, VIBRATION SEVERITY GRADE: SPECIAL/B, SHAFT AND FLANGE ACCURACY: SPECIAL POWER CONNECTOR (ABOVE) CABLE ENTRY ON THE RIGHT SIGNAL CONNECTION D-END | 6480 | TEM | 1 | MC | 125 | 1
1PH81351DF101QA1 | SIMOTICS M COMPACT ASYNCHRONOUS MOTOR 1500RPM,18,5KW,118NM, 43A, 330V 1750RPM,21,5KW,117NM, 43A, 383V 2000RPM, 24KW, 115NM, 43A, 434V FORCED VENTILATION; DIRECTION OF AIR FLOW NDE --> DE; DEGREE OF PROTECTION IP55 INCREMENTAL ENCODER 22 BIT WITH COMMUTATING POSITION (ENCODER IC22DQ) WITH DRIVE-CLIQ INTERFACE DESIGN IM B3 (IM V5, IM V6) SHAFT WITH FITTED KEY FULL-KEY BALANCING BEARING: ADVANCED LIFETIME VIBRATION SEVERITY S/A SHAFT A. FLANGE ACCURACY GR. R TERMINAL BOX (ABOVE) CABLE ENTRY ON THE RIGHT SIGNAL CONNECTION D-END | 6364 | TEM | 1 | MC | 125 | 1
1PH81351DF102BA1 | SIMOTICS M COMPACT ASYNCHRONOUS MOTOR 1500RPM,18,5KW,118NM, 43A, 330V 1750RPM,21,5KW,117NM, 43A, 383V 2000RPM, 24KW, 115NM, 43A, 434V FORCED VENTILATION; DIRECTION OF AIR FLOW NDE --> DE; DEGREE OF PROTECTION IP55 INCREMENTAL ENCODER 22 BIT WITH COMMUTATING POSITION (ENCODER IC22DQ) WITH DRIVE-CLIQ INTERFACE DESIGN IM B3 (IM V5, IM V6) SHAFT WITH FITTED KEY HALF-KEY BALANCING BEARING: STANDARD WITH FIXED BEARING, VIBRATION SEVERITY GRADE: R/A, FLANGE ACCURACY: R TERMINAL BOX (ABOVE) CABLE ENTRY ON THE RIGHT SIGNAL CONNECTION D-END | 5934 | TEM | 1 | MC | 125 | 1
1PH81351DF102BC1 | SIMOTICS M COMPACT ASYNCHRONOUS MOTOR 1500RPM,18,5KW,118NM, 43A, 330V 1750RPM,21,5KW,117NM, 43A, 383V 2000RPM, 24KW, 115NM, 43A, 434V FORCED VENTILATION; DIRECTION OF AIR FLOW NDE --> DE; DEGREE OF PROTECTION IP55 INCREMENTAL ENCODER 22 BIT WITH COMMUTATING POSITION (ENCODER IC22DQ) WITH DRIVE-CLIQ INTERFACE DESIGN IM B3 (IM V5, IM V6) SHAFT WITH FITTED KEY HALF-KEY BALANCING BEARING: STANDARD WITH FIXED BEARING, VIBRATION SEVERITY GRADE: R/A, FLANGE ACCURACY: R TERMINAL BOX (ABOVE) CABLE ENTRY ON THE ND-END SIGNAL CONNECTION LEFT | 5934 | TEM | 1 | MC | 125 | 1
1PH81351DF120BA1 | SIMOTICS M COMPACT ASYNCHRONOUS MOTOR 1500RPM,18,5KW,118NM, 43A, 330V 1750RPM,21,5KW,117NM, 43A, 383V 2000RPM, 24KW, 115NM, 43A, 434V FORCED VENTILATION; DIRECTION OF AIR FLOW NDE --> DE; DEGREE OF PROTECTION IP55 INCREMENTAL ENCODER 22 BIT WITH COMMUTATING POSITION (ENCODER IC22DQ) WITH DRIVE-CLIQ INTERFACE DESIGN IM B5 (IMV 1,IM V3) PLAIN SHAFT WITHOUT FITTED KEY; BEARING: STANDARD WITH FIXED BEARING, VIBRATION SEVERITY GRADE: R/A, FLANGE ACCURACY: R TERMINAL BOX (ABOVE) CABLE ENTRY ON THE RIGHT SIGNAL CONNECTION D-END | 6172 | TEM | 1 | MC | 125 | 1
1PH81351DF120BE1 | SIMOTICS M COMPACT ASYNCHRONOUS MOTOR 1500RPM,18,5KW,118NM, 43A, 330V 1750RPM,21,5KW,117NM, 43A, 383V 2000RPM, 24KW, 115NM, 43A, 434V FORCED VENTILATION; DIRECTION OF AIR FLOW NDE --> DE; DEGREE OF PROTECTION IP55 INCREMENTAL ENCODER 22 BIT WITH COMMUTATING POSITION (ENCODER IC22DQ) WITH DRIVE-CLIQ INTERFACE DESIGN IM B5 (IMV 1,IM V3) PLAIN SHAFT WITHOUT FITTED KEY; BEARING: STANDARD WITH FIXED BEARING, VIBRATION SEVERITY GRADE: R/A, FLANGE ACCURACY: R POWER CONNECTOR (ABOVE) CABLE ENTRY ON THE RIGHT SIGNAL CONNECTION D-END | 6172 | TEM | 1 | MC | 125 | 1
1PH81351DF120BG1 | SIMOTICS M COMPACT ASYNCHRONOUS MOTOR 1500RPM,18,5KW,118NM, 43A, 330V 1750RPM,21,5KW,117NM, 43A, 383V 2000RPM, 24KW, 115NM, 43A, 434V FORCED VENTILATION; DIRECTION OF AIR FLOW NDE --> DE; DEGREE OF PROTECTION IP55 INCREMENTAL ENCODER 22 BIT WITH COMMUTATING POSITION (ENCODER IC22DQ) WITH DRIVE-CLIQ INTERFACE DESIGN IM B5 (IMV 1,IM V3) PLAIN SHAFT WITHOUT FITTED KEY; BEARING: STANDARD WITH FIXED BEARING, VIBRATION SEVERITY GRADE: R/A, FLANGE ACCURACY: R POWER CONNECTOR (ABOVE) CABLE ENTRY ON THE ND-END SIGNAL CONNECTION LEFT | 6172 | TEM | 1 | MC | 125 | 1
1PH81351DF120GA1 | SIMOTICS M COMPACT ASYNCHRONOUS MOTOR 1500RPM,18,5KW,118NM, 43A, 330V 1750RPM,21,5KW,117NM, 43A, 383V 2000RPM, 24KW, 115NM, 43A, 434V FORCED VENTILATION; DIRECTION OF AIR FLOW NDE --> DE; DEGREE OF PROTECTION IP55 INCREMENTAL ENCODER 22 BIT WITH COMMUTATING POSITION (ENCODER IC22DQ) WITH DRIVE-CLIQ INTERFACE DESIGN IM B5 (IMV 1,IM V3) PLAIN SHAFT WITHOUT FITTED KEY; BEARING: STANDARD, VIBRATION SEVERITY GRADE: R/A, SHAFT AND FLANGE ACCURACY: R TERMINAL BOX (ABOVE) CABLE ENTRY ON THE RIGHT SIGNAL CONNECTION D-END | 5887 | TEM | 1 | MC | 125 | 1
1PH81351DF121BA1 | SIMOTICS M COMPACT ASYNCHRONOUS MOTOR 1500RPM,18,5KW,118NM, 43A, 330V 1750RPM,21,5KW,117NM, 43A, 383V 2000RPM, 24KW, 115NM, 43A, 434V FORCED VENTILATION; DIRECTION OF AIR FLOW NDE --> DE; DEGREE OF PROTECTION IP55 INCREMENTAL ENCODER 22 BIT WITH COMMUTATING POSITION (ENCODER IC22DQ) WITH DRIVE-CLIQ INTERFACE DESIGN IM B5 (IMV 1,IM V3) SHAFT WITH FITTED KEY FULL-KEY BALANCING BEARING: STANDARD WITH FIXED BEARING, VIBRATION SEVERITY GRADE: R/A, FLANGE ACCURACY: R TERMINAL BOX (ABOVE) CABLE ENTRY ON THE RIGHT SIGNAL CONNECTION D-END | 6172 | TEM | 1 | MC | 125 | 1
1PH81351DF121BC1 | SIMOTICS M COMPACT ASYNCHRONOUS MOTOR 1500RPM,18,5KW,118NM, 43A, 330V 1750RPM,21,5KW,117NM, 43A, 383V 2000RPM, 24KW, 115NM, 43A, 434V FORCED VENTILATION; DIRECTION OF AIR FLOW NDE --> DE; DEGREE OF PROTECTION IP55 INCREMENTAL ENCODER 22 BIT WITH COMMUTATING POSITION (ENCODER IC22DQ) WITH DRIVE-CLIQ INTERFACE DESIGN IM B5 (IMV 1,IM V3) SHAFT WITH FITTED KEY FULL-KEY BALANCING BEARING: STANDARD WITH FIXED BEARING, VIBRATION SEVERITY GRADE: R/A, FLANGE ACCURACY: R TERMINAL BOX (ABOVE) CABLE ENTRY ON THE ND-END SIGNAL CONNECTION LEFT | 6172 | TEM | 1 | MC | 125 | 1
1PH81351DF122BA1 | SIMOTICS M COMPACT ASYNCHRONOUS MOTOR 1500RPM,18,5KW,118NM, 43A, 330V 1750RPM,21,5KW,117NM, 43A, 383V 2000RPM, 24KW, 115NM, 43A, 434V FORCED VENTILATION; DIRECTION OF AIR FLOW NDE --> DE; DEGREE OF PROTECTION IP55 INCREMENTAL ENCODER 22 BIT WITH COMMUTATING POSITION (ENCODER IC22DQ) WITH DRIVE-CLIQ INTERFACE DESIGN IM B5 (IMV 1,IM V3) SHAFT WITH FITTED KEY HALF-KEY BALANCING BEARING: STANDARD WITH FIXED BEARING, VIBRATION SEVERITY GRADE: R/A, FLANGE ACCURACY: R TERMINAL BOX (ABOVE) CABLE ENTRY ON THE RIGHT SIGNAL CONNECTION D-END | 6172 | TEM | 1 | MC | 125 | 1
1PH81351DF122BB1 | SIMOTICS M COMPACT ASYNCHRONOUS MOTOR 1500RPM,18,5KW,118NM, 43A, 330V 1750RPM,21,5KW,117NM, 43A, 383V 2000RPM, 24KW, 115NM, 43A, 434V FORCED VENTILATION; DIRECTION OF AIR FLOW NDE --> DE; DEGREE OF PROTECTION IP55 INCREMENTAL ENCODER 22 BIT WITH COMMUTATING POSITION (ENCODER IC22DQ) WITH DRIVE-CLIQ INTERFACE DESIGN IM B5 (IMV 1,IM V3) SHAFT WITH FITTED KEY HALF-KEY BALANCING BEARING: STANDARD WITH FIXED BEARING, VIBRATION SEVERITY GRADE: R/A, FLANGE ACCURACY: R TERMINAL BOX (ABOVE) CABLE ENTRY ON THE LEFT SIGNAL CONNECTION D-END | 6172 | TEM | 1 | MC | 125 | 1
1PH81351DF130BA1 | SIMOTICS M COMPACT ASYNCHRONOUS MOTOR 1500RPM,18,5KW,118NM, 43A, 330V 1750RPM,21,5KW,117NM, 43A, 383V 2000RPM, 24KW, 115NM, 43A, 434V FORCED VENTILATION; DIRECTION OF AIR FLOW NDE --> DE; DEGREE OF PROTECTION IP55 INCREMENTAL ENCODER 22 BIT WITH COMMUTATING POSITION (ENCODER IC22DQ) WITH DRIVE-CLIQ INTERFACE DESIGN IM B35 (IM V15, IM V35) PLAIN SHAFT WITHOUT FITTED KEY; BEARING: STANDARD WITH FIXED BEARING, VIBRATION SEVERITY GRADE: R/A, FLANGE ACCURACY: R TERMINAL BOX (ABOVE) CABLE ENTRY ON THE RIGHT SIGNAL CONNECTION D-END | 6475 | TEM | 1 | MC | 125 | 1
1PH81351DF130BC1 | SIMOTICS M COMPACT ASYNCHRONOUS MOTOR 1500RPM,18,5KW,118NM, 43A, 330V 1750RPM,21,5KW,117NM, 43A, 383V 2000RPM, 24KW, 115NM, 43A, 434V FORCED VENTILATION; DIRECTION OF AIR FLOW NDE --> DE; DEGREE OF PROTECTION IP55 INCREMENTAL ENCODER 22 BIT WITH COMMUTATING POSITION (ENCODER IC22DQ) WITH DRIVE-CLIQ INTERFACE DESIGN IM B35 (IM V15, IM V35) PLAIN SHAFT WITHOUT FITTED KEY; BEARING: STANDARD WITH FIXED BEARING, VIBRATION SEVERITY GRADE: R/A, FLANGE ACCURACY: R TERMINAL BOX (ABOVE) CABLE ENTRY ON THE ND-END SIGNAL CONNECTION LEFT | 6475 | TEM | 1 | MC | 125 | 1
1PH81351DF130LA1 | SIMOTICS M COMPACT ASYNCHRONOUS MOTOR 1500RPM,18,5KW,118NM, 43A, 330V 1750RPM,21,5KW,117NM, 43A, 383V 2000RPM, 24KW, 115NM, 43A, 434V FORCED VENTILATION; DIRECTION OF AIR FLOW NDE --> DE; DEGREE OF PROTECTION IP55 INCREMENTAL ENCODER 22 BIT WITH COMMUTATING POSITION (ENCODER IC22DQ) WITH DRIVE-CLIQ INTERFACE DESIGN IM B35 (IM V15, IM V35) PLAIN SHAFT WITHOUT FITTED KEY; BEARING: PERFORMANCE, VIBRATION SEVERITY GRADE: SPECIAL/B, SHAFT AND FLANGE ACCURACY: SPECIAL TERMINAL BOX (ABOVE) CABLE ENTRY ON THE RIGHT SIGNAL CONNECTION D-END | 7022 | TEM | 1 | MC | 125 | 1
1PH81351DF131BA1 | SIMOTICS M COMPACT ASYNCHRONOUS MOTOR 1500RPM,18,5KW,118NM, 43A, 330V 1750RPM,21,5KW,117NM, 43A, 383V 2000RPM, 24KW, 115NM, 43A, 434V FORCED VENTILATION; DIRECTION OF AIR FLOW NDE --> DE; DEGREE OF PROTECTION IP55 INCREMENTAL ENCODER 22 BIT WITH COMMUTATING POSITION (ENCODER IC22DQ) WITH DRIVE-CLIQ INTERFACE DESIGN IM B35 (IM V15, IM V35) SHAFT WITH FITTED KEY FULL-KEY BALANCING BEARING: STANDARD WITH FIXED BEARING, VIBRATION SEVERITY GRADE: R/A, FLANGE ACCURACY: R TERMINAL BOX (ABOVE) CABLE ENTRY ON THE RIGHT SIGNAL CONNECTION D-END | 6475 | TEM | 1 | MC | 125 | 1
1PH81351DF131BB1 | SIMOTICS M COMPACT ASYNCHRONOUS MOTOR 1500RPM,18,5KW,118NM, 43A, 330V 1750RPM,21,5KW,117NM, 43A, 383V 2000RPM, 24KW, 115NM, 43A, 434V FORCED VENTILATION; DIRECTION OF AIR FLOW NDE --> DE; DEGREE OF PROTECTION IP55 INCREMENTAL ENCODER 22 BIT WITH COMMUTATING POSITION (ENCODER IC22DQ) WITH DRIVE-CLIQ INTERFACE DESIGN IM B35 (IM V15, IM V35) SHAFT WITH FITTED KEY FULL-KEY BALANCING BEARING: STANDARD WITH FIXED BEARING, VIBRATION SEVERITY GRADE: R/A, FLANGE ACCURACY: R TERMINAL BOX (ABOVE) CABLE ENTRY ON THE LEFT SIGNAL CONNECTION D-END | 6475 | TEM | 1 | MC | 125 | 1
1PH81351DF131BC1 | SIMOTICS M COMPACT ASYNCHRONOUS MOTOR 1500RPM,18,5KW,118NM, 43A, 330V 1750RPM,21,5KW,117NM, 43A, 383V 2000RPM, 24KW, 115NM, 43A, 434V FORCED VENTILATION; DIRECTION OF AIR FLOW NDE --> DE; DEGREE OF PROTECTION IP55 INCREMENTAL ENCODER 22 BIT WITH COMMUTATING POSITION (ENCODER IC22DQ) WITH DRIVE-CLIQ INTERFACE DESIGN IM B35 (IM V15, IM V35) SHAFT WITH FITTED KEY FULL-KEY BALANCING BEARING: STANDARD WITH FIXED BEARING, VIBRATION SEVERITY GRADE: R/A, FLANGE ACCURACY: R TERMINAL BOX (ABOVE) CABLE ENTRY ON THE ND-END SIGNAL CONNECTION LEFT | 6475 | TEM | 1 | MC | 125 | 1
1PH81351DF131LB1 | SIMOTICS M COMPACT ASYNCHRONOUS MOTOR 1500RPM,18,5KW,118NM, 43A, 330V 1750RPM,21,5KW,117NM, 43A, 383V 2000RPM, 24KW, 115NM, 43A, 434V FORCED VENTILATION; DIRECTION OF AIR FLOW NDE --> DE; DEGREE OF PROTECTION IP55 INCREMENTAL ENCODER 22 BIT WITH COMMUTATING POSITION (ENCODER IC22DQ) WITH DRIVE-CLIQ INTERFACE DESIGN IM B35 (IM V15, IM V35) SHAFT WITH FITTED KEY FULL-KEY BALANCING BEARING: PERFORMANCE, VIBRATION SEVERITY GRADE: SPECIAL/B, SHAFT AND FLANGE ACCURACY: SPECIAL TERMINAL BOX (ABOVE) CABLE ENTRY ON THE LEFT SIGNAL CONNECTION D-END | 7022 | TEM | 1 | MC | 125 | 1
1PH81351DF132BA1 | SIMOTICS M COMPACT ASYNCHRONOUS MOTOR 1500RPM,18,5KW,118NM, 43A, 330V 1750RPM,21,5KW,117NM, 43A, 383V 2000RPM, 24KW, 115NM, 43A, 434V FORCED VENTILATION; DIRECTION OF AIR FLOW NDE --> DE; DEGREE OF PROTECTION IP55 INCREMENTAL ENCODER 22 BIT WITH COMMUTATING POSITION (ENCODER IC22DQ) WITH DRIVE-CLIQ INTERFACE DESIGN IM B35 (IM V15, IM V35) SHAFT WITH FITTED KEY HALF-KEY BALANCING BEARING: STANDARD WITH FIXED BEARING, VIBRATION SEVERITY GRADE: R/A, FLANGE ACCURACY: R TERMINAL BOX (ABOVE) CABLE ENTRY ON THE RIGHT SIGNAL CONNECTION D-END | 6475 | TEM | 1 | MC | 125 | 1
1PH81351DF132BC1 | SIMOTICS M COMPACT ASYNCHRONOUS MOTOR 1500RPM,18,5KW,118NM, 43A, 330V 1750RPM,21,5KW,117NM, 43A, 383V 2000RPM, 24KW, 115NM, 43A, 434V FORCED VENTILATION; DIRECTION OF AIR FLOW NDE --> DE; DEGREE OF PROTECTION IP55 INCREMENTAL ENCODER 22 BIT WITH COMMUTATING POSITION (ENCODER IC22DQ) WITH DRIVE-CLIQ INTERFACE DESIGN IM B35 (IM V15, IM V35) SHAFT WITH FITTED KEY HALF-KEY BALANCING BEARING: STANDARD WITH FIXED BEARING, VIBRATION SEVERITY GRADE: R/A, FLANGE ACCURACY: R TERMINAL BOX (ABOVE) CABLE ENTRY ON THE ND-END SIGNAL CONNECTION LEFT | 6475 | TEM | 1 | MC | 125 | 1
1PH81351DF200BA1 | SIMOTICS M COMPACT ASYNCHRONOUS MOTOR 1500RPM, 22KW, 140NM, 51A, 342V 1750RPM, 25,5KW, 139NM, 51A, 39 2000RPM, 29KW, 138NM, 52A, 448V WATER COOLING DEGREE OF PROTECTION IP65 INCREMENTAL ENCODER 22 BIT WITH COMMUTATING POSITION (ENCODER IC22DQ) WITH DRIVE-CLIQ INTERFACE DESIGN IM B3 (IM V5, IM V6) PLAIN SHAFT WITHOUT FITTED KEY; BEARING: STANDARD WITH FIXED BEARING, VIBRATION SEVERITY GRADE: R/A, FLANGE ACCURACY: R TERMINAL BOX (ABOVE) CABLE ENTRY ON THE RIGHT SIGNAL CONNECTION D-END | 6885 | TEM | 1 | MC | 141 | 1
1PH81351DF200DF1 | SIMOTICS M COMPACT ASYNCHRONOUS MOTOR 1500RPM, 22KW, 140NM, 51A, 342V 1750RPM, 25,5KW, 139NM, 51A, 39 2000RPM, 29KW, 138NM, 52A, 448V WATER COOLING DEGREE OF PROTECTION IP65 INCREMENTAL ENCODER 22 BIT WITH COMMUTATING POSITION (ENCODER IC22DQ) WITH DRIVE-CLIQ INTERFACE DESIGN IM B3 (IM V5, IM V6) PLAIN SHAFT WITHOUT FITTED KEY; BEARING: STANDARD WITH FIXED BEARING, VIBRATION SEVERITY GRADE: SR/A, SHAFT AND FLANGE ACCURACY: R POWER CONNECTOR(ABOVE) CABLE ENTRY ON THE LEFT SIGNAL CONNECTION D-END | 7151 | TEM | 1 | MC | 141 | 1
1PH81351DF200LH1 | SIMOTICS M COMPACT ASYNCHRONOUS MOTOR 1500RPM, 22KW, 140NM, 51A, 342V 1750RPM, 25,5KW, 139NM, 51A, 39 2000RPM, 29KW, 138NM, 52A, 448V WATER COOLING DEGREE OF PROTECTION IP65 INCREMENTAL ENCODER 22 BIT WITH COMMUTATING POSITION (ENCODER IC22DQ) WITH DRIVE-CLIQ INTERFACE DESIGN IM B3 (IM V5, IM V6) PLAIN SHAFT WITHOUT FITTED KEY; BEARING: PERFORMANCE, VIBRATION SEVERITY GRADE: SPECIAL/B, SHAFT AND FLANGE ACCURACY: SPECIAL POWER CONNECTOR (ABOVE) CABLE ENTRY ON THE D-END SIGNAL CONNECTION LEFT | 7432 | TEM | 1 | MC | 141 | 1
1PH81351DF202DA1 | SIMOTICS M COMPACT ASYNCHRONOUS MOTOR 1500RPM, 22KW, 140NM, 51A, 342V 1750RPM, 25,5KW, 139NM, 51A, 39 2000RPM, 29KW, 138NM, 52A, 448V WATER COOLING DEGREE OF PROTECTION IP65 INCREMENTAL ENCODER 22 BIT WITH COMMUTATING POSITION (ENCODER IC22DQ) WITH DRIVE-CLIQ INTERFACE DESIGN IM B3 (IM V5, IM V6) SHAFT WITH FITTED KEY HALF-KEY BALANCING BEARING: STANDARD WITH FIXED BEARING, VIBRATION SEVERITY GRADE: SR/A, SHAFT AND FLANGE ACCURACY: R TERMINAL BOX (ABOVE) CABLE ENTRY ON THE RIGHT SIGNAL CONNECTION D-END | 7151 | TEM | 1 | MC | 141 | 1
1PH81351DF220DC1 | SIMOTICS M COMPACT ASYNCHRONOUS MOTOR 1500RPM, 22KW, 140NM, 51A, 342V 1750RPM, 25,5KW, 139NM, 51A, 39 2000RPM, 29KW, 138NM, 52A, 448V WATER COOLING DEGREE OF PROTECTION IP65 INCREMENTAL ENCODER 22 BIT WITH COMMUTATING POSITION (ENCODER IC22DQ) WITH DRIVE-CLIQ INTERFACE DESIGN IM B5 (IMV 1,IM V3) PLAIN SHAFT WITHOUT FITTED KEY; BEARING: STANDARD WITH FIXED BEARING, VIBRATION SEVERITY GRADE: SR/A, SHAFT AND FLANGE ACCURACY: R TERMINAL BOX (ABOVE) CABLE ENTRY ON THE ND-END SIGNAL CONNECTION LEFT | 7389 | TEM | 1 | MC | 141 | 1
1PH81351DF220LC1 | SIMOTICS M COMPACT ASYNCHRONOUS MOTOR 1500RPM, 22KW, 140NM, 51A, 342V 1750RPM, 25,5KW, 139NM, 51A, 39 2000RPM, 29KW, 138NM, 52A, 448V WATER COOLING DEGREE OF PROTECTION IP65 INCREMENTAL ENCODER 22 BIT WITH COMMUTATING POSITION (ENCODER IC22DQ) WITH DRIVE-CLIQ INTERFACE DESIGN IM B5 (IMV 1,IM V3) PLAIN SHAFT WITHOUT FITTED KEY; BEARING: PERFORMANCE, VIBRATION SEVERITY GRADE: SPECIAL/B, SHAFT AND FLANGE ACCURACY: SPECIAL TERMINAL BOX (ABOVE) CABLE ENTRY ON THE ND-END SIGNAL CONNECTION LEFT | 7670 | TEM | 1 | MC | 141 | 1
1PH81351DF221CA1 | SIMOTICS M COMPACT ASYNCHRONOUS MOTOR 1500RPM, 22KW, 140NM, 51A, 342V 1750RPM, 25,5KW, 139NM, 51A, 39 2000RPM, 29KW, 138NM, 52A, 448V WATER COOLING DEGREE OF PROTECTION IP65 INCREMENTAL ENCODER 22 BIT WITH COMMUTATING POSITION (ENCODER IC22DQ) WITH DRIVE-CLIQ INTERFACE DESIGN IM B5 (IMV 1,IM V3) SHAFT WITH FITTED KEY FULL-KEY BALANCING BEARING: STANDARD WITH FIXED BEARING, VIBRATION SEVERITY GRADE: S/A, SHAFT AND FLANGE ACCURACY: R TERMINAL BOX (ABOVE) CABLE ENTRY ON THE RIGHT SIGNAL CONNECTION D-END | 7319 | TEM | 1 | MC | 141 | 1
1PH81351DF222LE1 | SIMOTICS M COMPACT ASYNCHRONOUS MOTOR 1500RPM, 22KW, 140NM, 51A, 342V 1750RPM, 25,5KW, 139NM, 51A, 39 2000RPM, 29KW, 138NM, 52A, 448V WATER COOLING DEGREE OF PROTECTION IP65 INCREMENTAL ENCODER 22 BIT WITH COMMUTATING POSITION (ENCODER IC22DQ) WITH DRIVE-CLIQ INTERFACE DESIGN IM B5 (IMV 1,IM V3) SHAFT WITH FITTED KEY HALF-KEY BALANCING BEARING: PERFORMANCE, VIBRATION SEVERITY GRADE: SPECIAL/B, SHAFT AND FLANGE ACCURACY: SPECIAL POWER CONNECTOR (ABOVE) CABLE ENTRY ON THE RIGHT SIGNAL CONNECTION D-END | 7670 | TEM | 1 | MC | 141 | 1
1PH81351DF230BA1 | SIMOTICS M COMPACT ASYNCHRONOUS MOTOR 1500RPM, 22KW, 140NM, 51A, 342V 1750RPM, 25,5KW, 139NM, 51A, 39 2000RPM, 29KW, 138NM, 52A, 448V WATER COOLING DEGREE OF PROTECTION IP65 INCREMENTAL ENCODER 22 BIT WITH COMMUTATING POSITION (ENCODER IC22DQ) WITH DRIVE-CLIQ INTERFACE DESIGN IM B35 (IM V15, IM V35) PLAIN SHAFT WITHOUT FITTED KEY; BEARING: STANDARD WITH FIXED BEARING, VIBRATION SEVERITY GRADE: R/A, FLANGE ACCURACY: R TERMINAL BOX (ABOVE) CABLE ENTRY ON THE RIGHT SIGNAL CONNECTION D-END | 7427 | TEM | 1 | MC | 141 | 1
1PH81351DF230BC1 | SIMOTICS M COMPACT ASYNCHRONOUS MOTOR 1500RPM, 22KW, 140NM, 51A, 342V 1750RPM, 25,5KW, 139NM, 51A, 39 2000RPM, 29KW, 138NM, 52A, 448V WATER COOLING DEGREE OF PROTECTION IP65 INCREMENTAL ENCODER 22 BIT WITH COMMUTATING POSITION (ENCODER IC22DQ) WITH DRIVE-CLIQ INTERFACE DESIGN IM B35 (IM V15, IM V35) PLAIN SHAFT WITHOUT FITTED KEY; BEARING: STANDARD WITH FIXED BEARING, VIBRATION SEVERITY GRADE: R/A, FLANGE ACCURACY: R TERMINAL BOX (ABOVE) CABLE ENTRY ON THE ND-END SIGNAL CONNECTION LEFT | 7427 | TEM | 1 | MC | 141 | 1
1PH81351DF230BH1 | SIMOTICS M COMPACT ASYNCHRONOUS MOTOR 1500RPM, 22KW, 140NM, 51A, 342V 1750RPM, 25,5KW, 139NM, 51A, 39 2000RPM, 29KW, 138NM, 52A, 448V WATER COOLING DEGREE OF PROTECTION IP65 INCREMENTAL ENCODER 22 BIT WITH COMMUTATING POSITION (ENCODER IC22DQ) WITH DRIVE-CLIQ INTERFACE DESIGN IM B35 (IM V15, IM V35) PLAIN SHAFT WITHOUT FITTED KEY; BEARING: STANDARD WITH FIXED BEARING, VIBRATION SEVERITY GRADE: R/A, FLANGE ACCURACY: R POWER CONNECTOR (ABOVE) CABLE ENTRY ON THE D-END SIGNAL CONNECTION LEFT | 7427 | TEM | 1 | MC | 141 | 1
1PH81351DF230DH1 | SIMOTICS M COMPACT ASYNCHRONOUS MOTOR 1500RPM, 22KW, 140NM, 51A, 342V 1750RPM, 25,5KW, 139NM, 51A, 39 2000RPM, 29KW, 138NM, 52A, 448V WATER COOLING DEGREE OF PROTECTION IP65 INCREMENTAL ENCODER 22 BIT WITH COMMUTATING POSITION (ENCODER IC22DQ) WITH DRIVE-CLIQ INTERFACE DESIGN IM B35 (IM V15, IM V35) PLAIN SHAFT WITHOUT FITTED KEY; BEARING: STANDARD WITH FIXED BEARING, VIBRATION SEVERITY GRADE: SR/A, SHAFT AND FLANGE ACCURACY: R POWER CONNECTOR (ABOVE) CABLE ENTRY ON THE D-END SIGNAL CONNECTION LEFT | 7692 | TEM | 1 | MC | 141 | 1
1PH81351DF230LB1 | SIMOTICS M COMPACT ASYNCHRONOUS MOTOR 1500RPM, 22KW, 140NM, 51A, 342V 1750RPM, 25,5KW, 139NM, 51A, 39 2000RPM, 29KW, 138NM, 52A, 448V WATER COOLING DEGREE OF PROTECTION IP65 INCREMENTAL ENCODER 22 BIT WITH COMMUTATING POSITION (ENCODER IC22DQ) WITH DRIVE-CLIQ INTERFACE DESIGN IM B35 (IM V15, IM V35) PLAIN SHAFT WITHOUT FITTED KEY; BEARING: PERFORMANCE, VIBRATION SEVERITY GRADE: SPECIAL/B, SHAFT AND FLANGE ACCURACY: SPECIAL TERMINAL BOX (ABOVE) CABLE ENTRY ON THE LEFT SIGNAL CONNECTION D-END | 7974 | TEM | 1 | MC | 141 | 1
1PH81351DF231BH1 | SIMOTICS M COMPACT ASYNCHRONOUS MOTOR 1500RPM, 22KW, 140NM, 51A, 342V 1750RPM, 25,5KW, 139NM, 51A, 39 2000RPM, 29KW, 138NM, 52A, 448V WATER COOLING DEGREE OF PROTECTION IP65 INCREMENTAL ENCODER 22 BIT WITH COMMUTATING POSITION (ENCODER IC22DQ) WITH DRIVE-CLIQ INTERFACE DESIGN IM B35 (IM V15, IM V35) SHAFT WITH FITTED KEY FULL-KEY BALANCING BEARING: STANDARD WITH FIXED BEARING, VIBRATION SEVERITY GRADE: R/A, FLANGE ACCURACY: R POWER CONNECTOR (ABOVE) CABLE ENTRY ON THE D-END SIGNAL CONNECTION LEFT | 7427 | TEM | 1 | MC | 141 | 1
1PH81351DF231DG1 | SIMOTICS M COMPACT ASYNCHRONOUS MOTOR 1500RPM, 22KW, 140NM, 51A, 342V 1750RPM, 25,5KW, 139NM, 51A, 39 2000RPM, 29KW, 138NM, 52A, 448V WATER COOLING DEGREE OF PROTECTION IP65 INCREMENTAL ENCODER 22 BIT WITH COMMUTATING POSITION (ENCODER IC22DQ) WITH DRIVE-CLIQ INTERFACE DESIGN IM B35 (IM V15, IM V35) SHAFT WITH FITTED KEY FULL-KEY BALANCING BEARING: STANDARD WITH FIXED BEARING, VIBRATION SEVERITY GRADE: SR/A, SHAFT AND FLANGE ACCURACY: R POWER CONNECTOR (ABOVE) CABLE ENTRY ON THE ND-END SIGNAL CONNECTION LEFT | 7692 | TEM | 1 | MC | 141 | 1
1PH81351DF232BA1 | SIMOTICS M COMPACT ASYNCHRONOUS MOTOR 1500RPM, 22KW, 140NM, 51A, 342V 1750RPM, 25,5KW, 139NM, 51A, 39 2000RPM, 29KW, 138NM, 52A, 448V WATER COOLING DEGREE OF PROTECTION IP65 INCREMENTAL ENCODER 22 BIT WITH COMMUTATING POSITION (ENCODER IC22DQ) WITH DRIVE-CLIQ INTERFACE DESIGN IM B35 (IM V15, IM V35) SHAFT WITH FITTED KEY HALF-KEY BALANCING BEARING: STANDARD WITH FIXED BEARING, VIBRATION SEVERITY GRADE: R/A, FLANGE ACCURACY: R TERMINAL BOX (ABOVE) CABLE ENTRY ON THE RIGHT SIGNAL CONNECTION D-END | 7427 | TEM | 1 | MC | 141 | 1
1PH81351DF232LA1 | SIMOTICS M COMPACT ASYNCHRONOUS MOTOR 1500RPM, 22KW, 140NM, 51A, 342V 1750RPM, 25,5KW, 139NM, 51A, 39 2000RPM, 29KW, 138NM, 52A, 448V WATER COOLING DEGREE OF PROTECTION IP65 INCREMENTAL ENCODER 22 BIT WITH COMMUTATING POSITION (ENCODER IC22DQ) WITH DRIVE-CLIQ INTERFACE DESIGN IM B35 (IM V15, IM V35) SHAFT WITH FITTED KEY HALF-KEY BALANCING BEARING: PERFORMANCE, VIBRATION SEVERITY GRADE: SPECIAL/B, SHAFT AND FLANGE ACCURACY: SPECIAL TERMINAL BOX (ABOVE) CABLE ENTRY ON THE RIGHT SIGNAL CONNECTION D-END | 7974 | TEM | 1 | MC | 141 | 1
1PH81351DG022BH1 | SIMOTICS M COMPACT ASYNCHRONOUS MOTOR 2000RPM, 21,5KW, 103NM 2650RPM, 26,0KW, 94NM 2800RPM, 26,0KW, 89NM FORCED VENTILATION DEGREE OF PROTECTION IP65 AIR FLOW DE --> NDE; DEGREE OF PROTECTION IP55 INCREMENTAL ENCODER 22 BIT WITH COMMUTATING POSITION (ENCODER IC22DQ) WITH DRIVE-CLIQ INTERFACE DESIGN IM B5 (IMV 1,IM V3) SHAFT WITH FITTED KEY HALF-KEY BALANCING BEARING: STANDARD WITH FIXED BEARING OFFER NUMBER: SMR-139-2013 | 6953 | TEM | 1 | MC | 125 | 1
1PH81351DG200BA1 | SIMOTICS M COMPACT ASYNCHRONOUS MOTOR 2000RPM, 29KW, 138NM, 64A, 348V 2300RPM, 31KW, 129NM, 61A, 397V 2650RPM, 32KW, 115NM, 58A, 448V WATER COOLING DEGREE OF PROTECTION IP65 INCREMENTAL ENCODER 22 BIT WITH COMMUTATING POSITION (ENCODER IC22DQ) WITH DRIVE-CLIQ INTERFACE DESIGN IM B3 (IM V5, IM V6) PLAIN SHAFT WITHOUT FITTED KEY; BEARING: STANDARD WITH FIXED BEARING, VIBRATION SEVERITY GRADE: R/A, FLANGE ACCURACY: R TERMINAL BOX (ABOVE) CABLE ENTRY ON THE RIGHT SIGNAL CONNECTION D-END | 6885 | TEM | 1 | MC | 141 | 1
1PH81351DG200CE1 | SIMOTICS M COMPACT ASYNCHRONOUS MOTOR 2000RPM, 29KW, 138NM, 64A, 348V 2300RPM, 31KW, 129NM, 61A, 397V 2650RPM, 32KW, 115NM, 58A, 448V WATER COOLING DEGREE OF PROTECTION IP65 INCREMENTAL ENCODER 22 BIT WITH COMMUTATING POSITION (ENCODER IC22DQ) WITH DRIVE-CLIQ INTERFACE DESIGN IM B3 (IM V5, IM V6) PLAIN SHAFT WITHOUT FITTED KEY; BEARING: STANDARD WITH FIXED BEARING, VIBRATION SEVERITY GRADE: S/A, SHAFT AND FLANGE ACCURACY: R POWER CONNECTOR (ABOVE) CABLE ENTRY ON THE RIGHT SIGNAL CONNECTION D-END | 7080 | TEM | 1 | MC | 141 | 1
1PH81351DG200LA1 | SIMOTICS M COMPACT ASYNCHRONOUS MOTOR 2000RPM, 29KW, 138NM, 64A, 348V 2300RPM, 31KW, 129NM, 61A, 397V 2650RPM, 32KW, 115NM, 58A, 448V WATER COOLING DEGREE OF PROTECTION IP65 INCREMENTAL ENCODER 22 BIT WITH COMMUTATING POSITION (ENCODER IC22DQ) WITH DRIVE-CLIQ INTERFACE DESIGN IM B3 (IM V5, IM V6) PLAIN SHAFT WITHOUT FITTED KEY; BEARING: PERFORMANCE, VIBRATION SEVERITY GRADE: SPECIAL/B, SHAFT AND FLANGE ACCURACY: SPECIAL TERMINAL BOX (ABOVE) CABLE ENTRY ON THE RIGHT SIGNAL CONNECTION D-END | 7432 | TEM | 1 | MC | 141 | 1
1PH81351DG200MA1 | SIMOTICS M COMPACT ASYNCHRONOUS MOTOR 2000RPM, 29KW, 138NM, 64A, 348V 2300RPM, 31KW, 129NM, 61A, 397V 2650RPM, 32KW, 115NM, 58A, 448V WATER COOLING DEGREE OF PROTECTION IP65 INCREMENTAL ENCODER 22 BIT WITH COMMUTATING POSITION (ENCODER IC22DQ) WITH DRIVE-CLIQ INTERFACE DESIGN IM B3 (IM V5, IM V6) PLAIN SHAFT WITHOUT FITTED KEY; BEARING: HIGH PERFORMANCE VIBRATION SEVERITY GRADE SPECIAL/B SHAFT AND FLANGE ACCURACY GR. SPECIAL TERMINAL BOX (ABOVE) CABLE ENTRY ON THE RIGHT SIGNAL CONNECTION D-END | 8105 | TEM | 1 | MC | 141 | 1
1PH81351DG201BA1 | SIMOTICS M COMPACT ASYNCHRONOUS MOTOR 2000RPM, 29KW, 138NM, 64A, 348V 2300RPM, 31KW, 129NM, 61A, 397V 2650RPM, 32KW, 115NM, 58A, 448V WATER COOLING DEGREE OF PROTECTION IP65 INCREMENTAL ENCODER 22 BIT WITH COMMUTATING POSITION (ENCODER IC22DQ) WITH DRIVE-CLIQ INTERFACE DESIGN IM B3 (IM V5, IM V6) SHAFT WITH FITTED KEY FULL-KEY BALANCING BEARING: STANDARD WITH FIXED BEARING, VIBRATION SEVERITY GRADE: R/A, FLANGE ACCURACY: R TERMINAL BOX (ABOVE) CABLE ENTRY ON THE RIGHT SIGNAL CONNECTION D-END | 6885 | TEM | 1 | MC | 141 | 1
1PH81351DG201LA1 | SIMOTICS M COMPACT ASYNCHRONOUS MOTOR 2000RPM, 29KW, 138NM, 64A, 348V 2300RPM, 31KW, 129NM, 61A, 397V 2650RPM, 32KW, 115NM, 58A, 448V WATER COOLING DEGREE OF PROTECTION IP65 INCREMENTAL ENCODER 22 BIT WITH COMMUTATING POSITION (ENCODER IC22DQ) WITH DRIVE-CLIQ INTERFACE DESIGN IM B3 (IM V5, IM V6) SHAFT WITH FITTED KEY FULL-KEY BALANCING BEARING: PERFORMANCE, VIBRATION SEVERITY GRADE: SPECIAL/B, SHAFT AND FLANGE ACCURACY: SPECIAL TERMINAL BOX (ABOVE) CABLE ENTRY ON THE RIGHT SIGNAL CONNECTION D-END | 7432 | TEM | 1 | MC | 141 | 1
1PH81351DG221BA1 | SIMOTICS M COMPACT ASYNCHRONOUS MOTOR 2000RPM, 29KW, 138NM, 64A, 348V 2300RPM, 31KW, 129NM, 61A, 397V 2650RPM, 32KW, 115NM, 58A, 448V WATER COOLING DEGREE OF PROTECTION IP65 INCREMENTAL ENCODER 22 BIT WITH COMMUTATING POSITION (ENCODER IC22DQ) WITH DRIVE-CLIQ INTERFACE DESIGN IM B5 (IMV 1,IM V3) SHAFT WITH FITTED KEY FULL-KEY BALANCING BEARING: STANDARD WITH FIXED BEARING, VIBRATION SEVERITY GRADE: R/A, FLANGE ACCURACY: R TERMINAL BOX (ABOVE) CABLE ENTRY ON THE RIGHT SIGNAL CONNECTION D-END | 7124 | TEM | 1 | MC | 141 | 1
1PH81351DG230BA1 | SIMOTICS M COMPACT ASYNCHRONOUS MOTOR 2000RPM, 29KW, 138NM, 64A, 348V 2300RPM, 31KW, 129NM, 61A, 397V 2650RPM, 32KW, 115NM, 58A, 448V WATER COOLING DEGREE OF PROTECTION IP65 INCREMENTAL ENCODER 22 BIT WITH COMMUTATING POSITION (ENCODER IC22DQ) WITH DRIVE-CLIQ INTERFACE DESIGN IM B35 (IM V15, IM V35) PLAIN SHAFT WITHOUT FITTED KEY; BEARING: STANDARD WITH FIXED BEARING, VIBRATION SEVERITY GRADE: R/A, FLANGE ACCURACY: R TERMINAL BOX (ABOVE) CABLE ENTRY ON THE RIGHT SIGNAL CONNECTION D-END | 7427 | TEM | 1 | MC | 141 | 1
1PH81351DG230BH1 | SIMOTICS M COMPACT ASYNCHRONOUS MOTOR 2000RPM, 29KW, 138NM, 64A, 348V 2300RPM, 31KW, 129NM, 61A, 397V 2650RPM, 32KW, 115NM, 58A, 448V WATER COOLING DEGREE OF PROTECTION IP65 INCREMENTAL ENCODER 22 BIT WITH COMMUTATING POSITION (ENCODER IC22DQ) WITH DRIVE-CLIQ INTERFACE DESIGN IM B35 (IM V15, IM V35) PLAIN SHAFT WITHOUT FITTED KEY; BEARING: STANDARD WITH FIXED BEARING, VIBRATION SEVERITY GRADE: R/A, FLANGE ACCURACY: R POWER CONNECTOR (ABOVE) CABLE ENTRY ON THE D-END SIGNAL CONNECTION LEFT | 7427 | TEM | 1 | MC | 141 | 1
1PH81351DG231BA1 | SIMOTICS M COMPACT ASYNCHRONOUS MOTOR 2000RPM, 29KW, 138NM, 64A, 348V 2300RPM, 31KW, 129NM, 61A, 397V 2650RPM, 32KW, 115NM, 58A, 448V WATER COOLING DEGREE OF PROTECTION IP65 INCREMENTAL ENCODER 22 BIT WITH COMMUTATING POSITION (ENCODER IC22DQ) WITH DRIVE-CLIQ INTERFACE DESIGN IM B35 (IM V15, IM V35) SHAFT WITH FITTED KEY FULL-KEY BALANCING BEARING: STANDARD WITH FIXED BEARING, VIBRATION SEVERITY GRADE: R/A, FLANGE ACCURACY: R TERMINAL BOX (ABOVE) CABLE ENTRY ON THE RIGHT SIGNAL CONNECTION D-END | 7427 | TEM | 1 | MC | 141 | 1
1PH81351DG232LA1 | SIMOTICS M COMPACT ASYNCHRONOUS MOTOR 2000RPM, 29KW, 138NM, 64A, 348V 2300RPM, 31KW, 129NM, 61A, 397V 2650RPM, 32KW, 115NM, 58A, 448V WATER COOLING DEGREE OF PROTECTION IP65 INCREMENTAL ENCODER 22 BIT WITH COMMUTATING POSITION (ENCODER IC22DQ) WITH DRIVE-CLIQ INTERFACE DESIGN IM B35 (IM V15, IM V35) SHAFT WITH FITTED KEY HALF-KEY BALANCING BEARING: PERFORMANCE, VIBRATION SEVERITY GRADE: SPECIAL/B, SHAFT AND FLANGE ACCURACY: SPECIAL TERMINAL BOX (ABOVE) CABLE ENTRY ON THE RIGHT SIGNAL CONNECTION D-END | 7974 | TEM | 1 | MC | 141 | 1
1PH81351DS000BA1 | SIMOTICS M COMPACT ASYNCHRONOUS MOTOR 2000RPM,24,5KW,117NM, 51A, 372V 5000RPM,18,5KW, 47NM, 52A, 425V 1500RPM,18,5KW,118NM, 51A, 283V FORCED VENTILATION; DIRECTION OF AIR FLOW DE --> NDE; DEGREE OF PROTECTION IP55 INCREMENTAL ENCODER 22 BIT WITH COMMUTATING POSITION (ENCODER IC22DQ) WITH DRIVE-CLIQ INTERFACE DESIGN IM B3 (IM V5, IM V6) PLAIN SHAFT WITHOUT FITTED KEY; BEARING: STANDARD WITH FIXED BEARING, VIBRATION SEVERITY GRADE: R/A, FLANGE ACCURACY: R TERMINAL BOX (ABOVE) CABLE ENTRY ON THE RIGHT SIGNAL CONNECTION D-END | 5934 | TEM | 1 | MC | 125 | 1
1PH81351DS000BB1 | SIMOTICS M COMPACT ASYNCHRONOUS MOTOR 2000RPM,24,5KW,117NM, 51A, 372V 5000RPM,18,5KW, 47NM, 52A, 425V 1500RPM,18,5KW,118NM, 51A, 283V FORCED VENTILATION; DIRECTION OF AIR FLOW DE --> NDE; DEGREE OF PROTECTION IP55 INCREMENTAL ENCODER 22 BIT WITH COMMUTATING POSITION (ENCODER IC22DQ) WITH DRIVE-CLIQ INTERFACE DESIGN IM B3 (IM V5, IM V6) PLAIN SHAFT WITHOUT FITTED KEY; BEARING: STANDARD WITH FIXED BEARING, VIBRATION SEVERITY GRADE: R/A, FLANGE ACCURACY: R TERMINAL BOX (ABOVE) CABLE ENTRY ON THE LEFT SIGNAL CONNECTION D-END | 5934 | TEM | 1 | MC | 125 | 1
1PH81351DS000MA1 | SIMOTICS M COMPACT ASYNCHRONOUS MOTOR 2000RPM,24,5KW,117NM, 51A, 372V 5000RPM,18,5KW, 47NM, 52A, 425V 1500RPM,18,5KW,118NM, 51A, 283V FORCED VENTILATION; DIRECTION OF AIR FLOW DE --> NDE; DEGREE OF PROTECTION IP55 INCREMENTAL ENCODER 22 BIT WITH COMMUTATING POSITION (ENCODER IC22DQ) WITH DRIVE-CLIQ INTERFACE DESIGN IM B3 (IM V5, IM V6) PLAIN SHAFT WITHOUT FITTED KEY; BEARING: HIGH PERFORMANCE VIBRATION SEVERITY GRADE SPECIAL/B SHAFT AND FLANGE ACCURACY GR. SPECIAL TERMINAL BOX (ABOVE) CABLE ENTRY ON THE RIGHT SIGNAL CONNECTION D-END | 7153 | TEM | 1 | MC | 125 | 1
1PH81351DS020BA1 | SIMOTICS M COMPACT ASYNCHRONOUS MOTOR 2000RPM,24,5KW,117NM, 51A, 372V 5000RPM,18,5KW, 47NM, 52A, 425V 1500RPM,18,5KW,118NM, 51A, 283V FORCED VENTILATION; DIRECTION OF AIR FLOW DE --> NDE; DEGREE OF PROTECTION IP55 INCREMENTAL ENCODER 22 BIT WITH COMMUTATING POSITION (ENCODER IC22DQ) WITH DRIVE-CLIQ INTERFACE DESIGN IM B5 (IMV 1,IM V3) PLAIN SHAFT WITHOUT FITTED KEY; BEARING: STANDARD WITH FIXED BEARING, VIBRATION SEVERITY GRADE: R/A, FLANGE ACCURACY: R TERMINAL BOX (ABOVE) CABLE ENTRY ON THE RIGHT SIGNAL CONNECTION D-END | 6172 | TEM | 1 | MC | 125 | 1
1PH81351DS020DA1 | SIMOTICS M COMPACT ASYNCHRONOUS MOTOR 2000RPM,24,5KW,117NM, 51A, 372V 5000RPM,18,5KW, 47NM, 52A, 425V 1500RPM,18,5KW,118NM, 51A, 283V FORCED VENTILATION; DIRECTION OF AIR FLOW DE --> NDE; DEGREE OF PROTECTION IP55 INCREMENTAL ENCODER 22 BIT WITH COMMUTATING POSITION (ENCODER IC22DQ) WITH DRIVE-CLIQ INTERFACE DESIGN IM B5 (IMV 1,IM V3) PLAIN SHAFT WITHOUT FITTED KEY; BEARING: STANDARD WITH FIXED BEARING, VIBRATION SEVERITY GRADE: SR/A, SHAFT AND FLANGE ACCURACY: R TERMINAL BOX (ABOVE) CABLE ENTRY ON THE RIGHT SIGNAL CONNECTION D-END | 6437 | TEM | 1 | MC | 125 | 1
1PH81351DS020MA1 | SIMOTICS M COMPACT ASYNCHRONOUS MOTOR 2000RPM,24,5KW,117NM, 51A, 372V 5000RPM,18,5KW, 47NM, 52A, 425V 1500RPM,18,5KW,118NM, 51A, 283V FORCED VENTILATION; DIRECTION OF AIR FLOW DE --> NDE; DEGREE OF PROTECTION IP55 INCREMENTAL ENCODER 22 BIT WITH COMMUTATING POSITION (ENCODER IC22DQ) WITH DRIVE-CLIQ INTERFACE DESIGN IM B5 (IMV 1,IM V3) PLAIN SHAFT WITHOUT FITTED KEY; BEARING: HIGH PERFORMANCE VIBRATION SEVERITY GRADE SPECIAL/B SHAFT AND FLANGE ACCURACY GR. SPECIAL TERMINAL BOX (ABOVE) CABLE ENTRY ON THE RIGHT SIGNAL CONNECTION D-END | 7392 | TEM | 1 | MC | 125 | 1
1PH81351DS021BA1 | SIMOTICS M COMPACT ASYNCHRONOUS MOTOR 2000RPM,24,5KW,117NM, 51A, 372V 5000RPM,18,5KW, 47NM, 52A, 425V 1500RPM,18,5KW,118NM, 51A, 283V FORCED VENTILATION; DIRECTION OF AIR FLOW DE --> NDE; DEGREE OF PROTECTION IP55 INCREMENTAL ENCODER 22 BIT WITH COMMUTATING POSITION (ENCODER IC22DQ) WITH DRIVE-CLIQ INTERFACE DESIGN IM B5 (IMV 1,IM V3) SHAFT WITH FITTED KEY FULL-KEY BALANCING BEARING: STANDARD WITH FIXED BEARING, VIBRATION SEVERITY GRADE: R/A, FLANGE ACCURACY: R TERMINAL BOX (ABOVE) CABLE ENTRY ON THE RIGHT SIGNAL CONNECTION D-END | 6172 | TEM | 1 | MC | 125 | 1
1PH81351DS030MA1 | SIMOTICS M COMPACT ASYNCHRONOUS MOTOR 2000RPM,24,5KW,117NM, 51A, 372V 5000RPM,18,5KW, 47NM, 52A, 425V 1500RPM,18,5KW,118NM, 51A, 283V FORCED VENTILATION; DIRECTION OF AIR FLOW DE --> NDE; DEGREE OF PROTECTION IP55 INCREMENTAL ENCODER 22 BIT WITH COMMUTATING POSITION (ENCODER IC22DQ) WITH DRIVE-CLIQ INTERFACE DESIGN IM B35 (IM V15, IM V35) PLAIN SHAFT WITHOUT FITTED KEY; BEARING: HIGH PERFORMANCE VIBRATION SEVERITY GRADE SPECIAL/B SHAFT AND FLANGE ACCURACY GR. SPECIAL TERMINAL BOX (ABOVE) CABLE ENTRY ON THE RIGHT SIGNAL CONNECTION D-END | 7695 | TEM | 1 | MC | 125 | 1
1PH81351DS100DA1 | SIMOTICS M COMPACT ASYNCHRONOUS MOTOR 2000RPM,24,5KW,117NM, 51A, 372V 5000RPM,18,5KW, 47NM, 52A, 425V 1500RPM,18,5KW,118NM, 51A, 283V FORCED VENTILATION; DIRECTION OF AIR FLOW NDE --> DE; DEGREE OF PROTECTION IP55 INCREMENTAL ENCODER 22 BIT WITH COMMUTATING POSITION (ENCODER IC22DQ) WITH DRIVE-CLIQ INTERFACE DESIGN IM B3 (IM V5, IM V6) PLAIN SHAFT WITHOUT FITTED KEY; BEARING: STANDARD WITH FIXED BEARING, VIBRATION SEVERITY GRADE: SR/A, SHAFT AND FLANGE ACCURACY: R TERMINAL BOX (ABOVE) CABLE ENTRY ON THE RIGHT SIGNAL CONNECTION D-END | 6199 | TEM | 1 | MC | 125 | 1
1PH81351EF020BA1 | SIMOTICS M COMPACT ASYNCHRONOUS MOTOR 1500RPM,18,5KW,118NM, 43A, 330V 1750RPM,21,5KW,117NM, 43A, 383V 2000RPM, 24KW, 115NM, 43A, 434V FORCED VENTILATION; DIRECTION OF AIR FLOW DE --> NDE; DEGREE OF PROTECTION IP55 ABSOLUTE ENCODER ENDAT 2048 S/R (ENCODER AM2048S/R) with TEMPERAT. SENSOR KTY84-130 DESIGN IM B5 (IMV 1,IM V3) PLAIN SHAFT WITHOUT FITTED KEY; BEARING: STANDARD WITH FIXED BEARING, VIBRATION SEVERITY GRADE: R/A, FLANGE ACCURACY: R TERMINAL BOX (ABOVE) CABLE ENTRY ON THE RIGHT SIGNAL CONNECTION D-END | 6389 | TEM | 1 | MC | 125 | 1
1PH81351FF000BA1 | SIMOTICS M COMPACT ASYNCHRONOUS MOTOR 1500RPM,18,5KW,118NM, 43A, 330V 1750RPM,21,5KW,117NM, 43A, 383V 2000RPM, 24KW, 115NM, 43A, 434V FORCED VENTILATION; DIRECTION OF AIR FLOW DE --> NDE; DEGREE OF PROTECTION IP55 ABSOLUTE ENCODER 22 BIT SINGLETURN AND 12 BIT MULTITURN (ENCODER AM22DQ) WITH DRIVE-CLIQ INTERFACE DESIGN IM B3 (IM V5, IM V6) PLAIN SHAFT WITHOUT FITTED KEY; BEARING: STANDARD WITH FIXED BEARING, VIBRATION SEVERITY GRADE: R/A, FLANGE ACCURACY: R TERMINAL BOX (ABOVE) CABLE ENTRY ON THE RIGHT SIGNAL CONNECTION D-END | 6844 | TEM | 1 | MC | 125 | 1
1PH81351FF000BE1 | SIMOTICS M COMPACT ASYNCHRONOUS MOTOR 1500RPM,18,5KW,118NM, 43A, 330V 1750RPM,21,5KW,117NM, 43A, 383V 2000RPM, 24KW, 115NM, 43A, 434V FORCED VENTILATION; DIRECTION OF AIR FLOW DE --> NDE; DEGREE OF PROTECTION IP55 ABSOLUTE ENCODER 22 BIT SINGLETURN AND 12 BIT MULTITURN (ENCODER AM22DQ) WITH DRIVE-CLIQ INTERFACE DESIGN IM B3 (IM V5, IM V6) PLAIN SHAFT WITHOUT FITTED KEY; BEARING: STANDARD WITH FIXED BEARING, VIBRATION SEVERITY GRADE: R/A, FLANGE ACCURACY: R POWER CONNECTOR (ABOVE) CABLE ENTRY ON THE RIGHT SIGNAL CONNECTION D-END | 6844 | TEM | 1 | MC | 125 | 1
1PH81351FF000LA1 | SIMOTICS M COMPACT ASYNCHRONOUS MOTOR 1500RPM,18,5KW,118NM, 43A, 330V 1750RPM,21,5KW,117NM, 43A, 383V 2000RPM, 24KW, 115NM, 43A, 434V FORCED VENTILATION; DIRECTION OF AIR FLOW DE --> NDE; DEGREE OF PROTECTION IP55 ABSOLUTE ENCODER 22 BIT SINGLETURN AND 12 BIT MULTITURN (ENCODER AM22DQ) WITH DRIVE-CLIQ INTERFACE DESIGN IM B3 (IM V5, IM V6) PLAIN SHAFT WITHOUT FITTED KEY; BEARING: PERFORMANCE, VIBRATION SEVERITY GRADE: SPECIAL/B, SHAFT AND FLANGE ACCURACY: SPECIAL TERMINAL BOX (ABOVE) CABLE ENTRY ON THE RIGHT SIGNAL CONNECTION D-END | 7391 | TEM | 1 | MC | 125 | 1
1PH81351FF020BA1 | SIMOTICS M COMPACT ASYNCHRONOUS MOTOR 1500RPM,18,5KW,118NM, 43A, 330V 1750RPM,21,5KW,117NM, 43A, 383V 2000RPM, 24KW, 115NM, 43A, 434V FORCED VENTILATION; DIRECTION OF AIR FLOW DE --> NDE; DEGREE OF PROTECTION IP55 ABSOLUTE ENCODER 22 BIT SINGLETURN AND 12 BIT MULTITURN (ENCODER AM22DQ) WITH DRIVE-CLIQ INTERFACE DESIGN IM B5 (IMV 1,IM V3) PLAIN SHAFT WITHOUT FITTED KEY; BEARING: STANDARD WITH FIXED BEARING, VIBRATION SEVERITY GRADE: R/A, FLANGE ACCURACY: R TERMINAL BOX (ABOVE) CABLE ENTRY ON THE RIGHT SIGNAL CONNECTION D-END | 7082 | TEM | 1 | MC | 125 | 1
1PH81351FF020BC1 | SIMOTICS M COMPACT ASYNCHRONOUS MOTOR 1500RPM,18,5KW,118NM, 43A, 330V 1750RPM,21,5KW,117NM, 43A, 383V 2000RPM, 24KW, 115NM, 43A, 434V FORCED VENTILATION; DIRECTION OF AIR FLOW DE --> NDE; DEGREE OF PROTECTION IP55 ABSOLUTE ENCODER 22 BIT SINGLETURN AND 12 BIT MULTITURN (ENCODER AM22DQ) WITH DRIVE-CLIQ INTERFACE DESIGN IM B5 (IMV 1,IM V3) PLAIN SHAFT WITHOUT FITTED KEY; BEARING: STANDARD WITH FIXED BEARING, VIBRATION SEVERITY GRADE: R/A, FLANGE ACCURACY: R TERMINAL BOX (ABOVE) CABLE ENTRY ON THE ND-END SIGNAL CONNECTION LEFT | 7082 | TEM | 1 | MC | 125 | 1
1PH81351FF020BE1 | SIMOTICS M COMPACT ASYNCHRONOUS MOTOR 1500RPM,18,5KW,118NM, 43A, 330V 1750RPM,21,5KW,117NM, 43A, 383V 2000RPM, 24KW, 115NM, 43A, 434V FORCED VENTILATION; DIRECTION OF AIR FLOW DE --> NDE; DEGREE OF PROTECTION IP55 ABSOLUTE ENCODER 22 BIT SINGLETURN AND 12 BIT MULTITURN (ENCODER AM22DQ) WITH DRIVE-CLIQ INTERFACE DESIGN IM B5 (IMV 1,IM V3) PLAIN SHAFT WITHOUT FITTED KEY; BEARING: STANDARD WITH FIXED BEARING, VIBRATION SEVERITY GRADE: R/A, FLANGE ACCURACY: R POWER CONNECTOR (ABOVE) CABLE ENTRY ON THE RIGHT SIGNAL CONNECTION D-END | 7082 | TEM | 1 | MC | 125 | 1
1PH81351FF020CA1 | SIMOTICS M COMPACT ASYNCHRONOUS MOTOR 1500RPM,18,5KW,118NM, 43A, 330V 1750RPM,21,5KW,117NM, 43A, 383V 2000RPM, 24KW, 115NM, 43A, 434V FORCED VENTILATION; DIRECTION OF AIR FLOW DE --> NDE; DEGREE OF PROTECTION IP55 ABSOLUTE ENCODER 22 BIT SINGLETURN AND 12 BIT MULTITURN (ENCODER AM22DQ) WITH DRIVE-CLIQ INTERFACE DESIGN IM B5 (IMV 1,IM V3) PLAIN SHAFT WITHOUT FITTED KEY; BEARING: STANDARD WITH FIXED BEARING, VIBRATION SEVERITY GRADE: S/A, SHAFT AND FLANGE ACCURACY: R TERMINAL BOX (ABOVE) CABLE ENTRY ON THE RIGHT SIGNAL CONNECTION D-END | 7277 | TEM | 1 | MC | 125 | 1
1PH81351FF020DH1 | SIMOTICS M COMPACT ASYNCHRONOUS MOTOR 1500RPM,18,5KW,118NM, 43A, 330V 1750RPM,21,5KW,117NM, 43A, 383V 2000RPM, 24KW, 115NM, 43A, 434V FORCED VENTILATION; DIRECTION OF AIR FLOW DE --> NDE; DEGREE OF PROTECTION IP55 ABSOLUTE ENCODER 22 BIT SINGLETURN AND 12 BIT MULTITURN (ENCODER AM22DQ) WITH DRIVE-CLIQ INTERFACE DESIGN IM B5 (IMV 1,IM V3) PLAIN SHAFT WITHOUT FITTED KEY; BEARING: STANDARD WITH FIXED BEARING, VIBRATION SEVERITY GRADE: SR/A, SHAFT AND FLANGE ACCURACY: R POWER CONNECTOR (ABOVE) CABLE ENTRY ON THE D-END SIGNAL CONNECTION LEFT | 7348 | TEM | 1 | MC | 125 | 1
1PH81351FF021BA1 | SIMOTICS M COMPACT ASYNCHRONOUS MOTOR 1500RPM,18,5KW,118NM, 43A, 330V 1750RPM,21,5KW,117NM, 43A, 383V 2000RPM, 24KW, 115NM, 43A, 434V FORCED VENTILATION; DIRECTION OF AIR FLOW DE --> NDE; DEGREE OF PROTECTION IP55 ABSOLUTE ENCODER 22 BIT SINGLETURN AND 12 BIT MULTITURN (ENCODER AM22DQ) WITH DRIVE-CLIQ INTERFACE DESIGN IM B5 (IMV 1,IM V3) SHAFT WITH FITTED KEY FULL-KEY BALANCING BEARING: STANDARD WITH FIXED BEARING, VIBRATION SEVERITY GRADE: R/A, FLANGE ACCURACY: R TERMINAL BOX (ABOVE) CABLE ENTRY ON THE RIGHT SIGNAL CONNECTION D-END | 7082 | TEM | 1 | MC | 125 | 1
1PH81351FF022BA1 | SIMOTICS M COMPACT ASYNCHRONOUS MOTOR 1500RPM,18,5KW,118NM, 43A, 330V 1750RPM,21,5KW,117NM, 43A, 383V 2000RPM, 24KW, 115NM, 43A, 434V FORCED VENTILATION; DIRECTION OF AIR FLOW DE --> NDE; DEGREE OF PROTECTION IP55 ABSOLUTE ENCODER 22 BIT SINGLETURN AND 12 BIT MULTITURN (ENCODER AM22DQ) WITH DRIVE-CLIQ INTERFACE DESIGN IM B5 (IMV 1,IM V3) SHAFT WITH FITTED KEY HALF-KEY BALANCING BEARING: STANDARD WITH FIXED BEARING, VIBRATION SEVERITY GRADE: R/A, FLANGE ACCURACY: R TERMINAL BOX (ABOVE) CABLE ENTRY ON THE RIGHT SIGNAL CONNECTION D-END | 7082 | TEM | 1 | MC | 125 | 1
1PH81351FF022BB1 | SIMOTICS M COMPACT ASYNCHRONOUS MOTOR 1500RPM,18,5KW,118NM, 43A, 330V 1750RPM,21,5KW,117NM, 43A, 383V 2000RPM, 24KW, 115NM, 43A, 434V FORCED VENTILATION; DIRECTION OF AIR FLOW DE --> NDE; DEGREE OF PROTECTION IP55 ABSOLUTE ENCODER 22 BIT SINGLETURN AND 12 BIT MULTITURN (ENCODER AM22DQ) WITH DRIVE-CLIQ INTERFACE DESIGN IM B5 (IMV 1,IM V3) SHAFT WITH FITTED KEY HALF-KEY BALANCING BEARING: STANDARD WITH FIXED BEARING, VIBRATION SEVERITY GRADE: R/A, FLANGE ACCURACY: R TERMINAL BOX (ABOVE) CABLE ENTRY ON THE LEFT SIGNAL CONNECTION D-END | 7082 | TEM | 1 | MC | 125 | 1
1PH81351FF022BE1 | SIMOTICS M COMPACT ASYNCHRONOUS MOTOR 1500RPM,18,5KW,118NM, 43A, 330V 1750RPM,21,5KW,117NM, 43A, 383V 2000RPM, 24KW, 115NM, 43A, 434V FORCED VENTILATION; DIRECTION OF AIR FLOW DE --> NDE; DEGREE OF PROTECTION IP55 ABSOLUTE ENCODER 22 BIT SINGLETURN AND 12 BIT MULTITURN (ENCODER AM22DQ) WITH DRIVE-CLIQ INTERFACE DESIGN IM B5 (IMV 1,IM V3) SHAFT WITH FITTED KEY HALF-KEY BALANCING BEARING: STANDARD WITH FIXED BEARING, VIBRATION SEVERITY GRADE: R/A, FLANGE ACCURACY: R POWER CONNECTOR (ABOVE) CABLE ENTRY ON THE RIGHT SIGNAL CONNECTION D-END | 7082 | TEM | 1 | MC | 125 | 1
1PH81351FF031BA1 | SIMOTICS M COMPACT ASYNCHRONOUS MOTOR 1500RPM,18,5KW,118NM, 43A, 330V 1750RPM,21,5KW,117NM, 43A, 383V 2000RPM, 24KW, 115NM, 43A, 434V FORCED VENTILATION; DIRECTION OF AIR FLOW DE --> NDE; DEGREE OF PROTECTION IP55 ABSOLUTE ENCODER 22 BIT SINGLETURN AND 12 BIT MULTITURN (ENCODER AM22DQ) WITH DRIVE-CLIQ INTERFACE DESIGN IM B35 (IM V15, IM V35) SHAFT WITH FITTED KEY FULL-KEY BALANCING BEARING: STANDARD WITH FIXED BEARING, VIBRATION SEVERITY GRADE: R/A, FLANGE ACCURACY: R TERMINAL BOX (ABOVE) CABLE ENTRY ON THE RIGHT SIGNAL CONNECTION D-END | 7386 | TEM | 1 | MC | 125 | 1
1PH81351FF032BA1 | SIMOTICS M COMPACT ASYNCHRONOUS MOTOR 1500RPM,18,5KW,118NM, 43A, 330V 1750RPM,21,5KW,117NM, 43A, 383V 2000RPM, 24KW, 115NM, 43A, 434V FORCED VENTILATION; DIRECTION OF AIR FLOW DE --> NDE; DEGREE OF PROTECTION IP55 ABSOLUTE ENCODER 22 BIT SINGLETURN AND 12 BIT MULTITURN (ENCODER AM22DQ) WITH DRIVE-CLIQ INTERFACE DESIGN IM B35 (IM V15, IM V35) SHAFT WITH FITTED KEY HALF-KEY BALANCING BEARING: STANDARD WITH FIXED BEARING, VIBRATION SEVERITY GRADE: R/A, FLANGE ACCURACY: R TERMINAL BOX (ABOVE) CABLE ENTRY ON THE RIGHT SIGNAL CONNECTION D-END | 7386 | TEM | 1 | MC | 125 | 1
1PH81351FF102BA1 | SIMOTICS M COMPACT ASYNCHRONOUS MOTOR 1500RPM,18,5KW,118NM, 43A, 330V 1750RPM,21,5KW,117NM, 43A, 383V 2000RPM, 24KW, 115NM, 43A, 434V FORCED VENTILATION; DIRECTION OF AIR FLOW NDE --> DE; DEGREE OF PROTECTION IP55 ABSOLUTE ENCODER 22 BIT SINGLETURN AND 12 BIT MULTITURN (ENCODER AM22DQ) WITH DRIVE-CLIQ INTERFACE DESIGN IM B3 (IM V5, IM V6) SHAFT WITH FITTED KEY HALF-KEY BALANCING BEARING: STANDARD WITH FIXED BEARING, VIBRATION SEVERITY GRADE: R/A, FLANGE ACCURACY: R TERMINAL BOX (ABOVE) CABLE ENTRY ON THE RIGHT SIGNAL CONNECTION D-END | 6844 | TEM | 1 | MC | 125 | 1
1PH81351FF102GA1 | SIMOTICS M COMPACT ASYNCHRONOUS MOTOR 1500RPM,18,5KW,118NM, 43A, 330V 1750RPM,21,5KW,117NM, 43A, 383V 2000RPM, 24KW, 115NM, 43A, 434V FORCED VENTILATION; DIRECTION OF AIR FLOW NDE --> DE; DEGREE OF PROTECTION IP55 ABSOLUTE ENCODER 22 BIT SINGLETURN AND 12 BIT MULTITURN (ENCODER AM22DQ) WITH DRIVE-CLIQ INTERFACE DESIGN IM B3 (IM V5, IM V6) SHAFT WITH FITTED KEY HALF-KEY BALANCING BEARING: STANDARD, VIBRATION SEVERITY GRADE: R/A, SHAFT AND FLANGE ACCURACY: R TERMINAL BOX (ABOVE) CABLE ENTRY ON THE RIGHT SIGNAL CONNECTION D-END | 6559 | TEM | 1 | MC | 125 | 1
1PH81351FF120BC1 | SIMOTICS M COMPACT ASYNCHRONOUS MOTOR 1500RPM,18,5KW,118NM, 43A, 330V 1750RPM,21,5KW,117NM, 43A, 383V 2000RPM, 24KW, 115NM, 43A, 434V FORCED VENTILATION; DIRECTION OF AIR FLOW NDE --> DE; DEGREE OF PROTECTION IP55 ABSOLUTE ENCODER 22 BIT SINGLETURN AND 12 BIT MULTITURN (ENCODER AM22DQ) WITH DRIVE-CLIQ INTERFACE DESIGN IM B5 (IMV 1,IM V3) PLAIN SHAFT WITHOUT FITTED KEY; BEARING: STANDARD WITH FIXED BEARING, VIBRATION SEVERITY GRADE: R/A, FLANGE ACCURACY: R TERMINAL BOX (ABOVE) CABLE ENTRY ON THE ND-END SIGNAL CONNECTION LEFT | 7082 | TEM | 1 | MC | 125 | 1
1PH81351FF121BA1 | SIMOTICS M COMPACT ASYNCHRONOUS MOTOR 1500RPM,18,5KW,118NM, 43A, 330V 1750RPM,21,5KW,117NM, 43A, 383V 2000RPM, 24KW, 115NM, 43A, 434V FORCED VENTILATION; DIRECTION OF AIR FLOW NDE --> DE; DEGREE OF PROTECTION IP55 ABSOLUTE ENCODER 22 BIT SINGLETURN AND 12 BIT MULTITURN (ENCODER AM22DQ) WITH DRIVE-CLIQ INTERFACE DESIGN IM B5 (IMV 1,IM V3) SHAFT WITH FITTED KEY FULL-KEY BALANCING BEARING: STANDARD WITH FIXED BEARING, VIBRATION SEVERITY GRADE: R/A, FLANGE ACCURACY: R TERMINAL BOX (ABOVE) CABLE ENTRY ON THE RIGHT SIGNAL CONNECTION D-END | 7082 | TEM | 1 | MC | 125 | 1
1PH81351FF130DE1 | SIMOTICS M COMPACT ASYNCHRONOUS MOTOR 1500RPM,18,5KW,118NM, 43A, 330V 1750RPM,21,5KW,117NM, 43A, 383V 2000RPM, 24KW, 115NM, 43A, 434V FORCED VENTILATION; DIRECTION OF AIR FLOW NDE --> DE; DEGREE OF PROTECTION IP55 ABSOLUTE ENCODER 22 BIT SINGLETURN AND 12 BIT MULTITURN (ENCODER AM22DQ) WITH DRIVE-CLIQ INTERFACE DESIGN IM B35 (IM V15, IM V35) PLAIN SHAFT WITHOUT FITTED KEY; BEARING: STANDARD WITH FIXED BEARING, VIBRATION SEVERITY GRADE: SR/A, SHAFT AND FLANGE ACCURACY: R POWER CONNECTOR (ABOVE) CABLE ENTRY ON THE RIGHT SIGNAL CONNECTION D-END | 7651 | TEM | 1 | MC | 125 | 1
1PH81351FF130DH1 | SIMOTICS M COMPACT ASYNCHRONOUS MOTOR 1500RPM,18,5KW,118NM, 43A, 330V 1750RPM,21,5KW,117NM, 43A, 383V 2000RPM, 24KW, 115NM, 43A, 434V FORCED VENTILATION; DIRECTION OF AIR FLOW NDE --> DE; DEGREE OF PROTECTION IP55 ABSOLUTE ENCODER 22 BIT SINGLETURN AND 12 BIT MULTITURN (ENCODER AM22DQ) WITH DRIVE-CLIQ INTERFACE DESIGN IM B35 (IM V15, IM V35) PLAIN SHAFT WITHOUT FITTED KEY; BEARING: STANDARD WITH FIXED BEARING, VIBRATION SEVERITY GRADE: SR/A, SHAFT AND FLANGE ACCURACY: R POWER CONNECTOR (ABOVE) CABLE ENTRY ON THE D-END SIGNAL CONNECTION LEFT | 7651 | TEM | 1 | MC | 125 | 1
1PH81351FF131BA1 | SIMOTICS M COMPACT ASYNCHRONOUS MOTOR 1500RPM,18,5KW,118NM, 43A, 330V 1750RPM,21,5KW,117NM, 43A, 383V 2000RPM, 24KW, 115NM, 43A, 434V FORCED VENTILATION; DIRECTION OF AIR FLOW NDE --> DE; DEGREE OF PROTECTION IP55 ABSOLUTE ENCODER 22 BIT SINGLETURN AND 12 BIT MULTITURN (ENCODER AM22DQ) WITH DRIVE-CLIQ INTERFACE DESIGN IM B35 (IM V15, IM V35) SHAFT WITH FITTED KEY FULL-KEY BALANCING BEARING: STANDARD WITH FIXED BEARING, VIBRATION SEVERITY GRADE: R/A, FLANGE ACCURACY: R TERMINAL BOX (ABOVE) CABLE ENTRY ON THE RIGHT SIGNAL CONNECTION D-END | 7386 | TEM | 1 | MC | 125 | 1
1PH81351FF201BF1 | SIMOTICS M COMPACT ASYNCHRONOUS MOTOR 1500RPM, 22KW, 140NM, 51A, 342V 1750RPM, 25,5KW, 139NM, 51A, 39 2000RPM, 29KW, 138NM, 52A, 448V WATER COOLING DEGREE OF PROTECTION IP65 ABSOLUTE ENCODER 22 BIT SINGLETURN AND 12 BIT MULTITURN (ENCODER AM22DQ) WITH DRIVE-CLIQ INTERFACE DESIGN IM B3 (IM V5, IM V6) SHAFT WITH FITTED KEY FULL-KEY BALANCING BEARING: STANDARD WITH FIXED BEARING, VIBRATION SEVERITY GRADE: R/A, FLANGE ACCURACY: R POWER CONNECTOR(ABOVE) CABLE ENTRY ON THE LEFT SIGNAL CONNECTION D-END | 7796 | TEM | 1 | MC | 141 | 1
1PH81351FF202FA1 | SIMOTICS M COMPACT ASYNCHRONOUS MOTOR 1500RPM, 22KW, 140NM, 51A, 342V 1750RPM, 25,5KW, 139NM, 51A, 39 2000RPM, 29KW, 138NM, 52A, 448V WATER COOLING DEGREE OF PROTECTION IP65 ABSOLUTE ENCODER 22 BIT SINGLETURN AND 12 BIT MULTITURN (ENCODER AM22DQ) WITH DRIVE-CLIQ INTERFACE DESIGN IM B3 (IM V5, IM V6) SHAFT WITH FITTED KEY HALF-KEY BALANCING BEARING: INCREASED RADIAL FORCES, VIBRATION SEVERITY GRADE: R/A, SHAFT AND FLANGE ACCURACY: R TERMINAL BOX (ABOVE) CABLE ENTRY ON THE RIGHT SIGNAL CONNECTION D-END | 7927 | TEM | 1 | MC | 141 | 1
1PH81351FG220BG1 | SIMOTICS M COMPACT ASYNCHRONOUS MOTOR 2000RPM, 29KW, 138NM, 64A, 348V 2300RPM, 31KW, 129NM, 61A, 397V 2650RPM, 32KW, 115NM, 58A, 448V WATER COOLING DEGREE OF PROTECTION IP65 ABSOLUTE ENCODER 22 BIT SINGLETURN AND 12 BIT MULTITURN (ENCODER AM22DQ) WITH DRIVE-CLIQ INTERFACE DESIGN IM B5 (IMV 1,IM V3) PLAIN SHAFT WITHOUT FITTED KEY; BEARING: STANDARD WITH FIXED BEARING, VIBRATION SEVERITY GRADE: R/A, FLANGE ACCURACY: R POWER CONNECTOR (ABOVE) CABLE ENTRY ON THE ND-END SIGNAL CONNECTION LEFT | 8034 | TEM | 1 | MC | 141 | 1
1PH81351FG230QA1 | SIMOTICS M COMPACT ASYNCHRONOUS MOTOR 2000RPM, 29KW, 138NM, 64A, 348V 2300RPM, 31KW, 129NM, 61A, 397V 2650RPM, 32KW, 115NM, 58A, 448V WATER COOLING DEGREE OF PROTECTION IP65 ABSOLUTE ENCODER 22 BIT SINGLETURN AND 12 BIT MULTITURN (ENCODER AM22DQ) WITH DRIVE-CLIQ INTERFACE DESIGN IM B35 (IM V15, IM V35) PLAIN SHAFT WITHOUT FITTED KEY; BEARING: ADVANCED LIFETIME VIBRATION SEVERITY S/A SHAFT A. FLANGE ACCURACY GR. R TERMINAL BOX (ABOVE) CABLE ENTRY ON THE RIGHT SIGNAL CONNECTION D-END | 8768 | TEM | 1 | MC | 141 | 1
1PH81351HF000BA1 | SIMOTICS M COMPACT ASYNCHRONOUS MOTOR 1500RPM,18,5KW,118NM, 43A, 330V 1750RPM,21,5KW,117NM, 43A, 383V 2000RPM, 24KW, 115NM, 43A, 434V FORCED VENTILATION; DIRECTION OF AIR FLOW DE --> NDE; DEGREE OF PROTECTION IP55 INCREMENT. ENCODER HTL 1024 S/R (ENCODER HTL1024S/R) with TEMPERAT. SENSOR KTY84-130 DESIGN IM B3 (IM V5, IM V6) PLAIN SHAFT WITHOUT FITTED KEY; BEARING: STANDARD WITH FIXED BEARING, VIBRATION SEVERITY GRADE: R/A, FLANGE ACCURACY: R TERMINAL BOX (ABOVE) CABLE ENTRY ON THE RIGHT SIGNAL CONNECTION D-END | 4915 | TEM | 1 | MC | 125 | 1
1PH81351HF000BB1 | SIMOTICS M COMPACT ASYNCHRONOUS MOTOR 1500RPM,18,5KW,118NM, 43A, 330V 1750RPM,21,5KW,117NM, 43A, 383V 2000RPM, 24KW, 115NM, 43A, 434V FORCED VENTILATION; DIRECTION OF AIR FLOW DE --> NDE; DEGREE OF PROTECTION IP55 INCREMENT. ENCODER HTL 1024 S/R (ENCODER HTL1024S/R) with TEMPERAT. SENSOR KTY84-130 DESIGN IM B3 (IM V5, IM V6) PLAIN SHAFT WITHOUT FITTED KEY; BEARING: STANDARD WITH FIXED BEARING, VIBRATION SEVERITY GRADE: R/A, FLANGE ACCURACY: R TERMINAL BOX (ABOVE) CABLE ENTRY ON THE LEFT SIGNAL CONNECTION D-END | 4915 | TEM | 1 | MC | 125 | 1
1PH81351HF001BA1 | SIMOTICS M COMPACT ASYNCHRONOUS MOTOR 1500RPM,18,5KW,118NM, 43A, 330V 1750RPM,21,5KW,117NM, 43A, 383V 2000RPM, 24KW, 115NM, 43A, 434V FORCED VENTILATION; DIRECTION OF AIR FLOW DE --> NDE; DEGREE OF PROTECTION IP55 INCREMENT. ENCODER HTL 1024 S/R (ENCODER HTL1024S/R) with TEMPERAT. SENSOR KTY84-130 DESIGN IM B3 (IM V5, IM V6) SHAFT WITH FITTED KEY FULL-KEY BALANCING BEARING: STANDARD WITH FIXED BEARING, VIBRATION SEVERITY GRADE: R/A, FLANGE ACCURACY: R TERMINAL BOX (ABOVE) CABLE ENTRY ON THE RIGHT SIGNAL CONNECTION D-END | 4915 | TEM | 1 | MC | 125 | 1
1PH81351HF001BB1 | SIMOTICS M COMPACT ASYNCHRONOUS MOTOR 1500RPM,18,5KW,118NM, 43A, 330V 1750RPM,21,5KW,117NM, 43A, 383V 2000RPM, 24KW, 115NM, 43A, 434V FORCED VENTILATION; DIRECTION OF AIR FLOW DE --> NDE; DEGREE OF PROTECTION IP55 INCREMENT. ENCODER HTL 1024 S/R (ENCODER HTL1024S/R) with TEMPERAT. SENSOR KTY84-130 DESIGN IM B3 (IM V5, IM V6) SHAFT WITH FITTED KEY FULL-KEY BALANCING BEARING: STANDARD WITH FIXED BEARING, VIBRATION SEVERITY GRADE: R/A, FLANGE ACCURACY: R TERMINAL BOX (ABOVE) CABLE ENTRY ON THE LEFT SIGNAL CONNECTION D-END | 4915 | TEM | 1 | MC | 125 | 1
1PH81351HF001BC1 | SIMOTICS M COMPACT ASYNCHRONOUS MOTOR 1500RPM,18,5KW,118NM, 43A, 330V 1750RPM,21,5KW,117NM, 43A, 383V 2000RPM, 24KW, 115NM, 43A, 434V FORCED VENTILATION; DIRECTION OF AIR FLOW DE --> NDE; DEGREE OF PROTECTION IP55 INCREMENT. ENCODER HTL 1024 S/R (ENCODER HTL1024S/R) with TEMPERAT. SENSOR KTY84-130 DESIGN IM B3 (IM V5, IM V6) SHAFT WITH FITTED KEY FULL-KEY BALANCING BEARING: STANDARD WITH FIXED BEARING, VIBRATION SEVERITY GRADE: R/A, FLANGE ACCURACY: R TERMINAL BOX (ABOVE) CABLE ENTRY ON THE ND-END SIGNAL CONNECTION LEFT | 4915 | TEM | 1 | MC | 125 | 1
1PH81351HF002BA1 | SIMOTICS M COMPACT ASYNCHRONOUS MOTOR 1500RPM,18,5KW,118NM, 43A, 330V 1750RPM,21,5KW,117NM, 43A, 383V 2000RPM, 24KW, 115NM, 43A, 434V FORCED VENTILATION; DIRECTION OF AIR FLOW DE --> NDE; DEGREE OF PROTECTION IP55 INCREMENT. ENCODER HTL 1024 S/R (ENCODER HTL1024S/R) with TEMPERAT. SENSOR KTY84-130 DESIGN IM B3 (IM V5, IM V6) SHAFT WITH FITTED KEY HALF-KEY BALANCING BEARING: STANDARD WITH FIXED BEARING, VIBRATION SEVERITY GRADE: R/A, FLANGE ACCURACY: R TERMINAL BOX (ABOVE) CABLE ENTRY ON THE RIGHT SIGNAL CONNECTION D-END | 4915 | TEM | 1 | MC | 125 | 1
1PH81351HF021BA1 | SIMOTICS M COMPACT ASYNCHRONOUS MOTOR 1500RPM,18,5KW,118NM, 43A, 330V 1750RPM,21,5KW,117NM, 43A, 383V 2000RPM, 24KW, 115NM, 43A, 434V FORCED VENTILATION; DIRECTION OF AIR FLOW DE --> NDE; DEGREE OF PROTECTION IP55 INCREMENT. ENCODER HTL 1024 S/R (ENCODER HTL1024S/R) with TEMPERAT. SENSOR KTY84-130 DESIGN IM B5 (IMV 1,IM V3) SHAFT WITH FITTED KEY FULL-KEY BALANCING BEARING: STANDARD WITH FIXED BEARING, VIBRATION SEVERITY GRADE: R/A, FLANGE ACCURACY: R TERMINAL BOX (ABOVE) CABLE ENTRY ON THE RIGHT SIGNAL CONNECTION D-END | 5153 | TEM | 1 | MC | 125 | 1
1PH81351HF022BA1 | SIMOTICS M COMPACT ASYNCHRONOUS MOTOR 1500RPM,18,5KW,118NM, 43A, 330V 1750RPM,21,5KW,117NM, 43A, 383V 2000RPM, 24KW, 115NM, 43A, 434V FORCED VENTILATION; DIRECTION OF AIR FLOW DE --> NDE; DEGREE OF PROTECTION IP55 INCREMENT. ENCODER HTL 1024 S/R (ENCODER HTL1024S/R) with TEMPERAT. SENSOR KTY84-130 DESIGN IM B5 (IMV 1,IM V3) SHAFT WITH FITTED KEY HALF-KEY BALANCING BEARING: STANDARD WITH FIXED BEARING, VIBRATION SEVERITY GRADE: R/A, FLANGE ACCURACY: R TERMINAL BOX (ABOVE) CABLE ENTRY ON THE RIGHT SIGNAL CONNECTION D-END | 5153 | TEM | 1 | MC | 125 | 1
1PH81351HF022BB1 | SIMOTICS M COMPACT ASYNCHRONOUS MOTOR 1500RPM,18,5KW,118NM, 43A, 330V 1750RPM,21,5KW,117NM, 43A, 383V 2000RPM, 24KW, 115NM, 43A, 434V FORCED VENTILATION; DIRECTION OF AIR FLOW DE --> NDE; DEGREE OF PROTECTION IP55 INCREMENT. ENCODER HTL 1024 S/R (ENCODER HTL1024S/R) with TEMPERAT. SENSOR KTY84-130 DESIGN IM B5 (IMV 1,IM V3) SHAFT WITH FITTED KEY HALF-KEY BALANCING BEARING: STANDARD WITH FIXED BEARING, VIBRATION SEVERITY GRADE: R/A, FLANGE ACCURACY: R TERMINAL BOX (ABOVE) CABLE ENTRY ON THE LEFT SIGNAL CONNECTION D-END | 5153 | TEM | 1 | MC | 125 | 1
1PH81351HF022CA1 | SIMOTICS M COMPACT ASYNCHRONOUS MOTOR 1500RPM,18,5KW,118NM, 43A, 330V 1750RPM,21,5KW,117NM, 43A, 383V 2000RPM, 24KW, 115NM, 43A, 434V FORCED VENTILATION; DIRECTION OF AIR FLOW DE --> NDE; DEGREE OF PROTECTION IP55 INCREMENT. ENCODER HTL 1024 S/R (ENCODER HTL1024S/R) with TEMPERAT. SENSOR KTY84-130 DESIGN IM B5 (IMV 1,IM V3) SHAFT WITH FITTED KEY HALF-KEY BALANCING BEARING: STANDARD WITH FIXED BEARING, VIBRATION SEVERITY GRADE: S/A, SHAFT AND FLANGE ACCURACY: R TERMINAL BOX (ABOVE) CABLE ENTRY ON THE RIGHT SIGNAL CONNECTION D-END | 5348 | TEM | 1 | MC | 125 | 1
1PH81351HF031BA1 | SIMOTICS M COMPACT ASYNCHRONOUS MOTOR 1500RPM,18,5KW,118NM, 43A, 330V 1750RPM,21,5KW,117NM, 43A, 383V 2000RPM, 24KW, 115NM, 43A, 434V FORCED VENTILATION; DIRECTION OF AIR FLOW DE --> NDE; DEGREE OF PROTECTION IP55 INCREMENT. ENCODER HTL 1024 S/R (ENCODER HTL1024S/R) with TEMPERAT. SENSOR KTY84-130 DESIGN IM B35 (IM V15, IM V35) SHAFT WITH FITTED KEY FULL-KEY BALANCING BEARING: STANDARD WITH FIXED BEARING, VIBRATION SEVERITY GRADE: R/A, FLANGE ACCURACY: R TERMINAL BOX (ABOVE) CABLE ENTRY ON THE RIGHT SIGNAL CONNECTION D-END | 5457 | TEM | 1 | MC | 125 | 1
1PH81351HF032BA1 | SIMOTICS M COMPACT ASYNCHRONOUS MOTOR 1500RPM,18,5KW,118NM, 43A, 330V 1750RPM,21,5KW,117NM, 43A, 383V 2000RPM, 24KW, 115NM, 43A, 434V FORCED VENTILATION; DIRECTION OF AIR FLOW DE --> NDE; DEGREE OF PROTECTION IP55 INCREMENT. ENCODER HTL 1024 S/R (ENCODER HTL1024S/R) with TEMPERAT. SENSOR KTY84-130 DESIGN IM B35 (IM V15, IM V35) SHAFT WITH FITTED KEY HALF-KEY BALANCING BEARING: STANDARD WITH FIXED BEARING, VIBRATION SEVERITY GRADE: R/A, FLANGE ACCURACY: R TERMINAL BOX (ABOVE) CABLE ENTRY ON THE RIGHT SIGNAL CONNECTION D-END | 5457 | TEM | 1 | MC | 125 | 1
1PH81351HF100BA1 | SIMOTICS M COMPACT ASYNCHRONOUS MOTOR 1500RPM,18,5KW,118NM, 43A, 330V 1750RPM,21,5KW,117NM, 43A, 383V 2000RPM, 24KW, 115NM, 43A, 434V FORCED VENTILATION; DIRECTION OF AIR FLOW NDE --> DE; DEGREE OF PROTECTION IP55 INCREMENT. ENCODER HTL 1024 S/R (ENCODER HTL1024S/R) with TEMPERAT. SENSOR KTY84-130 DESIGN IM B3 (IM V5, IM V6) PLAIN SHAFT WITHOUT FITTED KEY; BEARING: STANDARD WITH FIXED BEARING, VIBRATION SEVERITY GRADE: R/A, FLANGE ACCURACY: R TERMINAL BOX (ABOVE) CABLE ENTRY ON THE RIGHT SIGNAL CONNECTION D-END | 4915 | TEM | 1 | MC | 125 | 1
1PH81351HF100BB1 | SIMOTICS M COMPACT ASYNCHRONOUS MOTOR 1500RPM,18,5KW,118NM, 43A, 330V 1750RPM,21,5KW,117NM, 43A, 383V 2000RPM, 24KW, 115NM, 43A, 434V FORCED VENTILATION; DIRECTION OF AIR FLOW NDE --> DE; DEGREE OF PROTECTION IP55 INCREMENT. ENCODER HTL 1024 S/R (ENCODER HTL1024S/R) with TEMPERAT. SENSOR KTY84-130 DESIGN IM B3 (IM V5, IM V6) PLAIN SHAFT WITHOUT FITTED KEY; BEARING: STANDARD WITH FIXED BEARING, VIBRATION SEVERITY GRADE: R/A, FLANGE ACCURACY: R TERMINAL BOX (ABOVE) CABLE ENTRY ON THE LEFT SIGNAL CONNECTION D-END | 4915 | TEM | 1 | MC | 125 | 1
1PH81351HF100BC1 | SIMOTICS M COMPACT ASYNCHRONOUS MOTOR 1500RPM,18,5KW,118NM, 43A, 330V 1750RPM,21,5KW,117NM, 43A, 383V 2000RPM, 24KW, 115NM, 43A, 434V FORCED VENTILATION; DIRECTION OF AIR FLOW NDE --> DE; DEGREE OF PROTECTION IP55 INCREMENT. ENCODER HTL 1024 S/R (ENCODER HTL1024S/R) with TEMPERAT. SENSOR KTY84-130 DESIGN IM B3 (IM V5, IM V6) PLAIN SHAFT WITHOUT FITTED KEY; BEARING: STANDARD WITH FIXED BEARING, VIBRATION SEVERITY GRADE: R/A, FLANGE ACCURACY: R TERMINAL BOX (ABOVE) CABLE ENTRY ON THE ND-END SIGNAL CONNECTION LEFT | 4915 | TEM | 1 | MC | 125 | 1
1PH81351HF100CA1 | SIMOTICS M COMPACT ASYNCHRONOUS MOTOR 1500RPM,18,5KW,118NM, 43A, 330V 1750RPM,21,5KW,117NM, 43A, 383V 2000RPM, 24KW, 115NM, 43A, 434V FORCED VENTILATION; DIRECTION OF AIR FLOW NDE --> DE; DEGREE OF PROTECTION IP55 INCREMENT. ENCODER HTL 1024 S/R (ENCODER HTL1024S/R) with TEMPERAT. SENSOR KTY84-130 DESIGN IM B3 (IM V5, IM V6) PLAIN SHAFT WITHOUT FITTED KEY; BEARING: STANDARD WITH FIXED BEARING, VIBRATION SEVERITY GRADE: S/A, SHAFT AND FLANGE ACCURACY: R TERMINAL BOX (ABOVE) CABLE ENTRY ON THE RIGHT SIGNAL CONNECTION D-END | 5110 | TEM | 1 | MC | 125 | 1
1PH81351HF100CB1 | SIMOTICS M COMPACT ASYNCHRONOUS MOTOR 1500RPM,18,5KW,118NM, 43A, 330V 1750RPM,21,5KW,117NM, 43A, 383V 2000RPM, 24KW, 115NM, 43A, 434V FORCED VENTILATION; DIRECTION OF AIR FLOW NDE --> DE; DEGREE OF PROTECTION IP55 INCREMENT. ENCODER HTL 1024 S/R (ENCODER HTL1024S/R) with TEMPERAT. SENSOR KTY84-130 DESIGN IM B3 (IM V5, IM V6) PLAIN SHAFT WITHOUT FITTED KEY; BEARING: STANDARD WITH FIXED BEARING, VIBRATION SEVERITY GRADE: S/A, SHAFT AND FLANGE ACCURACY: R TERMINAL BOX (ABOVE) CABLE ENTRY ON THE LEFT SIGNAL CONNECTION D-END | 5110 | TEM | 1 | MC | 125 | 1
1PH81351HF100CC1 | SIMOTICS M COMPACT ASYNCHRONOUS MOTOR 1500RPM,18,5KW,118NM, 43A, 330V 1750RPM,21,5KW,117NM, 43A, 383V 2000RPM, 24KW, 115NM, 43A, 434V FORCED VENTILATION; DIRECTION OF AIR FLOW NDE --> DE; DEGREE OF PROTECTION IP55 INCREMENT. ENCODER HTL 1024 S/R (ENCODER HTL1024S/R) with TEMPERAT. SENSOR KTY84-130 DESIGN IM B3 (IM V5, IM V6) PLAIN SHAFT WITHOUT FITTED KEY; BEARING: STANDARD WITH FIXED BEARING, VIBRATION SEVERITY GRADE: S/A, SHAFT AND FLANGE ACCURACY: R TERMINAL BOX (ABOVE) CABLE ENTRY ON THE ND-END SIGNAL CONNECTION LEFT | 5110 | TEM | 1 | MC | 125 | 1
1PH81351HF100GB1 | SIMOTICS M COMPACT ASYNCHRONOUS MOTOR 1500RPM,18,5KW,118NM, 43A, 330V 1750RPM,21,5KW,117NM, 43A, 383V 2000RPM, 24KW, 115NM, 43A, 434V FORCED VENTILATION; DIRECTION OF AIR FLOW NDE --> DE; DEGREE OF PROTECTION IP55 INCREMENT. ENCODER HTL 1024 S/R (ENCODER HTL1024S/R) with TEMPERAT. SENSOR KTY84-130 DESIGN IM B3 (IM V5, IM V6) PLAIN SHAFT WITHOUT FITTED KEY; BEARING: STANDARD, VIBRATION SEVERITY GRADE: R/A, SHAFT AND FLANGE ACCURACY: R TERMINAL BOX (ABOVE) CABLE ENTRY ON THE LEFT SIGNAL CONNECTION D-END | 4630 | TEM | 1 | MC | 125 | 1
1PH81351HF101BA1 | SIMOTICS M COMPACT ASYNCHRONOUS MOTOR 1500RPM,18,5KW,118NM, 43A, 330V 1750RPM,21,5KW,117NM, 43A, 383V 2000RPM, 24KW, 115NM, 43A, 434V FORCED VENTILATION; DIRECTION OF AIR FLOW NDE --> DE; DEGREE OF PROTECTION IP55 INCREMENT. ENCODER HTL 1024 S/R (ENCODER HTL1024S/R) with TEMPERAT. SENSOR KTY84-130 DESIGN IM B3 (IM V5, IM V6) SHAFT WITH FITTED KEY FULL-KEY BALANCING BEARING: STANDARD WITH FIXED BEARING, VIBRATION SEVERITY GRADE: R/A, FLANGE ACCURACY: R TERMINAL BOX (ABOVE) CABLE ENTRY ON THE RIGHT SIGNAL CONNECTION D-END | 4915 | TEM | 1 | MC | 125 | 1
1PH81351HF102BA1 | SIMOTICS M COMPACT ASYNCHRONOUS MOTOR 1500RPM,18,5KW,118NM, 43A, 330V 1750RPM,21,5KW,117NM, 43A, 383V 2000RPM, 24KW, 115NM, 43A, 434V FORCED VENTILATION; DIRECTION OF AIR FLOW NDE --> DE; DEGREE OF PROTECTION IP55 INCREMENT. ENCODER HTL 1024 S/R (ENCODER HTL1024S/R) with TEMPERAT. SENSOR KTY84-130 DESIGN IM B3 (IM V5, IM V6) SHAFT WITH FITTED KEY HALF-KEY BALANCING BEARING: STANDARD WITH FIXED BEARING, VIBRATION SEVERITY GRADE: R/A, FLANGE ACCURACY: R TERMINAL BOX (ABOVE) CABLE ENTRY ON THE RIGHT SIGNAL CONNECTION D-END | 4915 | TEM | 1 | MC | 125 | 1
1PH81351HF102BB1 | SIMOTICS M COMPACT ASYNCHRONOUS MOTOR 1500RPM,18,5KW,118NM, 43A, 330V 1750RPM,21,5KW,117NM, 43A, 383V 2000RPM, 24KW, 115NM, 43A, 434V FORCED VENTILATION; DIRECTION OF AIR FLOW NDE --> DE; DEGREE OF PROTECTION IP55 INCREMENT. ENCODER HTL 1024 S/R (ENCODER HTL1024S/R) with TEMPERAT. SENSOR KTY84-130 DESIGN IM B3 (IM V5, IM V6) SHAFT WITH FITTED KEY HALF-KEY BALANCING BEARING: STANDARD WITH FIXED BEARING, VIBRATION SEVERITY GRADE: R/A, FLANGE ACCURACY: R TERMINAL BOX (ABOVE) CABLE ENTRY ON THE LEFT SIGNAL CONNECTION D-END | 4915 | TEM | 1 | MC | 125 | 1
1PH81351HF102BC1 | SIMOTICS M COMPACT ASYNCHRONOUS MOTOR 1500RPM,18,5KW,118NM, 43A, 330V 1750RPM,21,5KW,117NM, 43A, 383V 2000RPM, 24KW, 115NM, 43A, 434V FORCED VENTILATION; DIRECTION OF AIR FLOW NDE --> DE; DEGREE OF PROTECTION IP55 INCREMENT. ENCODER HTL 1024 S/R (ENCODER HTL1024S/R) with TEMPERAT. SENSOR KTY84-130 DESIGN IM B3 (IM V5, IM V6) SHAFT WITH FITTED KEY HALF-KEY BALANCING BEARING: STANDARD WITH FIXED BEARING, VIBRATION SEVERITY GRADE: R/A, FLANGE ACCURACY: R TERMINAL BOX (ABOVE) CABLE ENTRY ON THE ND-END SIGNAL CONNECTION LEFT | 4915 | TEM | 1 | MC | 125 | 1
1PH81351HF102CA1 | SIMOTICS M COMPACT ASYNCHRONOUS MOTOR 1500RPM,18,5KW,118NM, 43A, 330V 1750RPM,21,5KW,117NM, 43A, 383V 2000RPM, 24KW, 115NM, 43A, 434V FORCED VENTILATION; DIRECTION OF AIR FLOW NDE --> DE; DEGREE OF PROTECTION IP55 INCREMENT. ENCODER HTL 1024 S/R (ENCODER HTL1024S/R) with TEMPERAT. SENSOR KTY84-130 DESIGN IM B3 (IM V5, IM V6) SHAFT WITH FITTED KEY HALF-KEY BALANCING BEARING: STANDARD WITH FIXED BEARING, VIBRATION SEVERITY GRADE: S/A, SHAFT AND FLANGE ACCURACY: R TERMINAL BOX (ABOVE) CABLE ENTRY ON THE RIGHT SIGNAL CONNECTION D-END | 5110 | TEM | 1 | MC | 125 | 1
1PH81351HF102CB1 | SIMOTICS M COMPACT ASYNCHRONOUS MOTOR 1500RPM,18,5KW,118NM, 43A, 330V 1750RPM,21,5KW,117NM, 43A, 383V 2000RPM, 24KW, 115NM, 43A, 434V FORCED VENTILATION; DIRECTION OF AIR FLOW NDE --> DE; DEGREE OF PROTECTION IP55 INCREMENT. ENCODER HTL 1024 S/R (ENCODER HTL1024S/R) with TEMPERAT. SENSOR KTY84-130 DESIGN IM B3 (IM V5, IM V6) SHAFT WITH FITTED KEY HALF-KEY BALANCING BEARING: STANDARD WITH FIXED BEARING, VIBRATION SEVERITY GRADE: S/A, SHAFT AND FLANGE ACCURACY: R TERMINAL BOX (ABOVE) CABLE ENTRY ON THE LEFT SIGNAL CONNECTION D-END | 5110 | TEM | 1 | MC | 125 | 1
1PH81351HF102CC1 | SIMOTICS M COMPACT ASYNCHRONOUS MOTOR 1500RPM,18,5KW,118NM, 43A, 330V 1750RPM,21,5KW,117NM, 43A, 383V 2000RPM, 24KW, 115NM, 43A, 434V FORCED VENTILATION; DIRECTION OF AIR FLOW NDE --> DE; DEGREE OF PROTECTION IP55 INCREMENT. ENCODER HTL 1024 S/R (ENCODER HTL1024S/R) with TEMPERAT. SENSOR KTY84-130 DESIGN IM B3 (IM V5, IM V6) SHAFT WITH FITTED KEY HALF-KEY BALANCING BEARING: STANDARD WITH FIXED BEARING, VIBRATION SEVERITY GRADE: S/A, SHAFT AND FLANGE ACCURACY: R TERMINAL BOX (ABOVE) CABLE ENTRY ON THE ND-END SIGNAL CONNECTION LEFT | 5110 | TEM | 1 | MC | 125 | 1
1PH81351HF120BA1 | SIMOTICS M COMPACT ASYNCHRONOUS MOTOR 1500RPM,18,5KW,118NM, 43A, 330V 1750RPM,21,5KW,117NM, 43A, 383V 2000RPM, 24KW, 115NM, 43A, 434V FORCED VENTILATION; DIRECTION OF AIR FLOW NDE --> DE; DEGREE OF PROTECTION IP55 INCREMENT. ENCODER HTL 1024 S/R (ENCODER HTL1024S/R) with TEMPERAT. SENSOR KTY84-130 DESIGN IM B5 (IMV 1,IM V3) PLAIN SHAFT WITHOUT FITTED KEY; BEARING: STANDARD WITH FIXED BEARING, VIBRATION SEVERITY GRADE: R/A, FLANGE ACCURACY: R TERMINAL BOX (ABOVE) CABLE ENTRY ON THE RIGHT SIGNAL CONNECTION D-END | 5153 | TEM | 1 | MC | 125 | 1
1PH81351HF120BB1 | SIMOTICS M COMPACT ASYNCHRONOUS MOTOR 1500RPM,18,5KW,118NM, 43A, 330V 1750RPM,21,5KW,117NM, 43A, 383V 2000RPM, 24KW, 115NM, 43A, 434V FORCED VENTILATION; DIRECTION OF AIR FLOW NDE --> DE; DEGREE OF PROTECTION IP55 INCREMENT. ENCODER HTL 1024 S/R (ENCODER HTL1024S/R) with TEMPERAT. SENSOR KTY84-130 DESIGN IM B5 (IMV 1,IM V3) PLAIN SHAFT WITHOUT FITTED KEY; BEARING: STANDARD WITH FIXED BEARING, VIBRATION SEVERITY GRADE: R/A, FLANGE ACCURACY: R TERMINAL BOX (ABOVE) CABLE ENTRY ON THE LEFT SIGNAL CONNECTION D-END | 5153 | TEM | 1 | MC | 125 | 1
1PH81351HF120BC1 | SIMOTICS M COMPACT ASYNCHRONOUS MOTOR 1500RPM,18,5KW,118NM, 43A, 330V 1750RPM,21,5KW,117NM, 43A, 383V 2000RPM, 24KW, 115NM, 43A, 434V FORCED VENTILATION; DIRECTION OF AIR FLOW NDE --> DE; DEGREE OF PROTECTION IP55 INCREMENT. ENCODER HTL 1024 S/R (ENCODER HTL1024S/R) with TEMPERAT. SENSOR KTY84-130 DESIGN IM B5 (IMV 1,IM V3) PLAIN SHAFT WITHOUT FITTED KEY; BEARING: STANDARD WITH FIXED BEARING, VIBRATION SEVERITY GRADE: R/A, FLANGE ACCURACY: R TERMINAL BOX (ABOVE) CABLE ENTRY ON THE ND-END SIGNAL CONNECTION LEFT | 5153 | TEM | 1 | MC | 125 | 1
1PH81351HF120CA1 | SIMOTICS M COMPACT ASYNCHRONOUS MOTOR 1500RPM,18,5KW,118NM, 43A, 330V 1750RPM,21,5KW,117NM, 43A, 383V 2000RPM, 24KW, 115NM, 43A, 434V FORCED VENTILATION; DIRECTION OF AIR FLOW NDE --> DE; DEGREE OF PROTECTION IP55 INCREMENT. ENCODER HTL 1024 S/R (ENCODER HTL1024S/R) with TEMPERAT. SENSOR KTY84-130 DESIGN IM B5 (IMV 1,IM V3) PLAIN SHAFT WITHOUT FITTED KEY; BEARING: STANDARD WITH FIXED BEARING, VIBRATION SEVERITY GRADE: S/A, SHAFT AND FLANGE ACCURACY: R TERMINAL BOX (ABOVE) CABLE ENTRY ON THE RIGHT SIGNAL CONNECTION D-END | 5348 | TEM | 1 | MC | 125 | 1
1PH81351HF120CB1 | SIMOTICS M COMPACT ASYNCHRONOUS MOTOR 1500RPM,18,5KW,118NM, 43A, 330V 1750RPM,21,5KW,117NM, 43A, 383V 2000RPM, 24KW, 115NM, 43A, 434V FORCED VENTILATION; DIRECTION OF AIR FLOW NDE --> DE; DEGREE OF PROTECTION IP55 INCREMENT. ENCODER HTL 1024 S/R (ENCODER HTL1024S/R) with TEMPERAT. SENSOR KTY84-130 DESIGN IM B5 (IMV 1,IM V3) PLAIN SHAFT WITHOUT FITTED KEY; BEARING: STANDARD WITH FIXED BEARING, VIBRATION SEVERITY GRADE: S/A, SHAFT AND FLANGE ACCURACY: R TERMINAL BOX (ABOVE) CABLE ENTRY ON THE LEFT SIGNAL CONNECTION D-END | 5348 | TEM | 1 | MC | 125 | 1
1PH81351HF120CC1 | SIMOTICS M COMPACT ASYNCHRONOUS MOTOR 1500RPM,18,5KW,118NM, 43A, 330V 1750RPM,21,5KW,117NM, 43A, 383V 2000RPM, 24KW, 115NM, 43A, 434V FORCED VENTILATION; DIRECTION OF AIR FLOW NDE --> DE; DEGREE OF PROTECTION IP55 INCREMENT. ENCODER HTL 1024 S/R (ENCODER HTL1024S/R) with TEMPERAT. SENSOR KTY84-130 DESIGN IM B5 (IMV 1,IM V3) PLAIN SHAFT WITHOUT FITTED KEY; BEARING: STANDARD WITH FIXED BEARING, VIBRATION SEVERITY GRADE: S/A, SHAFT AND FLANGE ACCURACY: R TERMINAL BOX (ABOVE) CABLE ENTRY ON THE ND-END SIGNAL CONNECTION LEFT | 5348 | TEM | 1 | MC | 125 | 1
1PH81351HF122BA1 | SIMOTICS M COMPACT ASYNCHRONOUS MOTOR 1500RPM,18,5KW,118NM, 43A, 330V 1750RPM,21,5KW,117NM, 43A, 383V 2000RPM, 24KW, 115NM, 43A, 434V FORCED VENTILATION; DIRECTION OF AIR FLOW NDE --> DE; DEGREE OF PROTECTION IP55 INCREMENT. ENCODER HTL 1024 S/R (ENCODER HTL1024S/R) with TEMPERAT. SENSOR KTY84-130 DESIGN IM B5 (IMV 1,IM V3) SHAFT WITH FITTED KEY HALF-KEY BALANCING BEARING: STANDARD WITH FIXED BEARING, VIBRATION SEVERITY GRADE: R/A, FLANGE ACCURACY: R TERMINAL BOX (ABOVE) CABLE ENTRY ON THE RIGHT SIGNAL CONNECTION D-END | 5153 | TEM | 1 | MC | 125 | 1
1PH81351HF122BB1 | SIMOTICS M COMPACT ASYNCHRONOUS MOTOR 1500RPM,18,5KW,118NM, 43A, 330V 1750RPM,21,5KW,117NM, 43A, 383V 2000RPM, 24KW, 115NM, 43A, 434V FORCED VENTILATION; DIRECTION OF AIR FLOW NDE --> DE; DEGREE OF PROTECTION IP55 INCREMENT. ENCODER HTL 1024 S/R (ENCODER HTL1024S/R) with TEMPERAT. SENSOR KTY84-130 DESIGN IM B5 (IMV 1,IM V3) SHAFT WITH FITTED KEY HALF-KEY BALANCING BEARING: STANDARD WITH FIXED BEARING, VIBRATION SEVERITY GRADE: R/A, FLANGE ACCURACY: R TERMINAL BOX (ABOVE) CABLE ENTRY ON THE LEFT SIGNAL CONNECTION D-END | 5153 | TEM | 1 | MC | 125 | 1
1PH81351HF122BC1 | SIMOTICS M COMPACT ASYNCHRONOUS MOTOR 1500RPM,18,5KW,118NM, 43A, 330V 1750RPM,21,5KW,117NM, 43A, 383V 2000RPM, 24KW, 115NM, 43A, 434V FORCED VENTILATION; DIRECTION OF AIR FLOW NDE --> DE; DEGREE OF PROTECTION IP55 INCREMENT. ENCODER HTL 1024 S/R (ENCODER HTL1024S/R) with TEMPERAT. SENSOR KTY84-130 DESIGN IM B5 (IMV 1,IM V3) SHAFT WITH FITTED KEY HALF-KEY BALANCING BEARING: STANDARD WITH FIXED BEARING, VIBRATION SEVERITY GRADE: R/A, FLANGE ACCURACY: R TERMINAL BOX (ABOVE) CABLE ENTRY ON THE ND-END SIGNAL CONNECTION LEFT | 5153 | TEM | 1 | MC | 125 | 1
1PH81351HF122CA1 | SIMOTICS M COMPACT ASYNCHRONOUS MOTOR 1500RPM,18,5KW,118NM, 43A, 330V 1750RPM,21,5KW,117NM, 43A, 383V 2000RPM, 24KW, 115NM, 43A, 434V FORCED VENTILATION; DIRECTION OF AIR FLOW NDE --> DE; DEGREE OF PROTECTION IP55 INCREMENT. ENCODER HTL 1024 S/R (ENCODER HTL1024S/R) with TEMPERAT. SENSOR KTY84-130 DESIGN IM B5 (IMV 1,IM V3) SHAFT WITH FITTED KEY HALF-KEY BALANCING BEARING: STANDARD WITH FIXED BEARING, VIBRATION SEVERITY GRADE: S/A, SHAFT AND FLANGE ACCURACY: R TERMINAL BOX (ABOVE) CABLE ENTRY ON THE RIGHT SIGNAL CONNECTION D-END | 5348 | TEM | 1 | MC | 125 | 1
1PH81351HF122CB1 | SIMOTICS M COMPACT ASYNCHRONOUS MOTOR 1500RPM,18,5KW,118NM, 43A, 330V 1750RPM,21,5KW,117NM, 43A, 383V 2000RPM, 24KW, 115NM, 43A, 434V FORCED VENTILATION; DIRECTION OF AIR FLOW NDE --> DE; DEGREE OF PROTECTION IP55 INCREMENT. ENCODER HTL 1024 S/R (ENCODER HTL1024S/R) with TEMPERAT. SENSOR KTY84-130 DESIGN IM B5 (IMV 1,IM V3) SHAFT WITH FITTED KEY HALF-KEY BALANCING BEARING: STANDARD WITH FIXED BEARING, VIBRATION SEVERITY GRADE: S/A, SHAFT AND FLANGE ACCURACY: R TERMINAL BOX (ABOVE) CABLE ENTRY ON THE LEFT SIGNAL CONNECTION D-END | 5348 | TEM | 1 | MC | 125 | 1
1PH81351HF122CC1 | SIMOTICS M COMPACT ASYNCHRONOUS MOTOR 1500RPM,18,5KW,118NM, 43A, 330V 1750RPM,21,5KW,117NM, 43A, 383V 2000RPM, 24KW, 115NM, 43A, 434V FORCED VENTILATION; DIRECTION OF AIR FLOW NDE --> DE; DEGREE OF PROTECTION IP55 INCREMENT. ENCODER HTL 1024 S/R (ENCODER HTL1024S/R) with TEMPERAT. SENSOR KTY84-130 DESIGN IM B5 (IMV 1,IM V3) SHAFT WITH FITTED KEY HALF-KEY BALANCING BEARING: STANDARD WITH FIXED BEARING, VIBRATION SEVERITY GRADE: S/A, SHAFT AND FLANGE ACCURACY: R TERMINAL BOX (ABOVE) CABLE ENTRY ON THE ND-END SIGNAL CONNECTION LEFT | 5348 | TEM | 1 | MC | 125 | 1
1PH81351HF130BA1 | SIMOTICS M COMPACT ASYNCHRONOUS MOTOR 1500RPM,18,5KW,118NM, 43A, 330V 1750RPM,21,5KW,117NM, 43A, 383V 2000RPM, 24KW, 115NM, 43A, 434V FORCED VENTILATION; DIRECTION OF AIR FLOW NDE --> DE; DEGREE OF PROTECTION IP55 INCREMENT. ENCODER HTL 1024 S/R (ENCODER HTL1024S/R) with TEMPERAT. SENSOR KTY84-130 DESIGN IM B35 (IM V15, IM V35) PLAIN SHAFT WITHOUT FITTED KEY; BEARING: STANDARD WITH FIXED BEARING, VIBRATION SEVERITY GRADE: R/A, FLANGE ACCURACY: R TERMINAL BOX (ABOVE) CABLE ENTRY ON THE RIGHT SIGNAL CONNECTION D-END | 5457 | TEM | 1 | MC | 125 | 1
1PH81351HF130BB1 | SIMOTICS M COMPACT ASYNCHRONOUS MOTOR 1500RPM,18,5KW,118NM, 43A, 330V 1750RPM,21,5KW,117NM, 43A, 383V 2000RPM, 24KW, 115NM, 43A, 434V FORCED VENTILATION; DIRECTION OF AIR FLOW NDE --> DE; DEGREE OF PROTECTION IP55 INCREMENT. ENCODER HTL 1024 S/R (ENCODER HTL1024S/R) with TEMPERAT. SENSOR KTY84-130 DESIGN IM B35 (IM V15, IM V35) PLAIN SHAFT WITHOUT FITTED KEY; BEARING: STANDARD WITH FIXED BEARING, VIBRATION SEVERITY GRADE: R/A, FLANGE ACCURACY: R TERMINAL BOX (ABOVE) CABLE ENTRY ON THE LEFT SIGNAL CONNECTION D-END | 5457 | TEM | 1 | MC | 125 | 1
1PH81351HF130BC1 | SIMOTICS M COMPACT ASYNCHRONOUS MOTOR 1500RPM,18,5KW,118NM, 43A, 330V 1750RPM,21,5KW,117NM, 43A, 383V 2000RPM, 24KW, 115NM, 43A, 434V FORCED VENTILATION; DIRECTION OF AIR FLOW NDE --> DE; DEGREE OF PROTECTION IP55 INCREMENT. ENCODER HTL 1024 S/R (ENCODER HTL1024S/R) with TEMPERAT. SENSOR KTY84-130 DESIGN IM B35 (IM V15, IM V35) PLAIN SHAFT WITHOUT FITTED KEY; BEARING: STANDARD WITH FIXED BEARING, VIBRATION SEVERITY GRADE: R/A, FLANGE ACCURACY: R TERMINAL BOX (ABOVE) CABLE ENTRY ON THE ND-END SIGNAL CONNECTION LEFT | 5457 | TEM | 1 | MC | 125 | 1
1PH81351HF130CA1 | SIMOTICS M COMPACT ASYNCHRONOUS MOTOR 1500RPM,18,5KW,118NM, 43A, 330V 1750RPM,21,5KW,117NM, 43A, 383V 2000RPM, 24KW, 115NM, 43A, 434V FORCED VENTILATION; DIRECTION OF AIR FLOW NDE --> DE; DEGREE OF PROTECTION IP55 INCREMENT. ENCODER HTL 1024 S/R (ENCODER HTL1024S/R) with TEMPERAT. SENSOR KTY84-130 DESIGN IM B35 (IM V15, IM V35) PLAIN SHAFT WITHOUT FITTED KEY; BEARING: STANDARD WITH FIXED BEARING, VIBRATION SEVERITY GRADE: S/A, SHAFT AND FLANGE ACCURACY: R TERMINAL BOX (ABOVE) CABLE ENTRY ON THE RIGHT SIGNAL CONNECTION D-END | 5652 | TEM | 1 | MC | 125 | 1
1PH81351HF130CB1 | SIMOTICS M COMPACT ASYNCHRONOUS MOTOR 1500RPM,18,5KW,118NM, 43A, 330V 1750RPM,21,5KW,117NM, 43A, 383V 2000RPM, 24KW, 115NM, 43A, 434V FORCED VENTILATION; DIRECTION OF AIR FLOW NDE --> DE; DEGREE OF PROTECTION IP55 INCREMENT. ENCODER HTL 1024 S/R (ENCODER HTL1024S/R) with TEMPERAT. SENSOR KTY84-130 DESIGN IM B35 (IM V15, IM V35) PLAIN SHAFT WITHOUT FITTED KEY; BEARING: STANDARD WITH FIXED BEARING, VIBRATION SEVERITY GRADE: S/A, SHAFT AND FLANGE ACCURACY: R TERMINAL BOX (ABOVE) CABLE ENTRY ON THE LEFT SIGNAL CONNECTION D-END | 5652 | TEM | 1 | MC | 125 | 1
1PH81351HF130CC1 | SIMOTICS M COMPACT ASYNCHRONOUS MOTOR 1500RPM,18,5KW,118NM, 43A, 330V 1750RPM,21,5KW,117NM, 43A, 383V 2000RPM, 24KW, 115NM, 43A, 434V FORCED VENTILATION; DIRECTION OF AIR FLOW NDE --> DE; DEGREE OF PROTECTION IP55 INCREMENT. ENCODER HTL 1024 S/R (ENCODER HTL1024S/R) with TEMPERAT. SENSOR KTY84-130 DESIGN IM B35 (IM V15, IM V35) PLAIN SHAFT WITHOUT FITTED KEY; BEARING: STANDARD WITH FIXED BEARING, VIBRATION SEVERITY GRADE: S/A, SHAFT AND FLANGE ACCURACY: R TERMINAL BOX (ABOVE) CABLE ENTRY ON THE ND-END SIGNAL CONNECTION LEFT | 5652 | TEM | 1 | MC | 125 | 1
1PH81351HF131BA1 | SIMOTICS M COMPACT ASYNCHRONOUS MOTOR 1500RPM,18,5KW,118NM, 43A, 330V 1750RPM,21,5KW,117NM, 43A, 383V 2000RPM, 24KW, 115NM, 43A, 434V FORCED VENTILATION; DIRECTION OF AIR FLOW NDE --> DE; DEGREE OF PROTECTION IP55 INCREMENT. ENCODER HTL 1024 S/R (ENCODER HTL1024S/R) with TEMPERAT. SENSOR KTY84-130 DESIGN IM B35 (IM V15, IM V35) SHAFT WITH FITTED KEY FULL-KEY BALANCING BEARING: STANDARD WITH FIXED BEARING, VIBRATION SEVERITY GRADE: R/A, FLANGE ACCURACY: R TERMINAL BOX (ABOVE) CABLE ENTRY ON THE RIGHT SIGNAL CONNECTION D-END | 5457 | TEM | 1 | MC | 125 | 1
1PH81351HF131DA1 | SIMOTICS M COMPACT ASYNCHRONOUS MOTOR 1500RPM,18,5KW,118NM, 43A, 330V 1750RPM,21,5KW,117NM, 43A, 383V 2000RPM, 24KW, 115NM, 43A, 434V FORCED VENTILATION; DIRECTION OF AIR FLOW NDE --> DE; DEGREE OF PROTECTION IP55 INCREMENT. ENCODER HTL 1024 S/R (ENCODER HTL1024S/R) with TEMPERAT. SENSOR KTY84-130 DESIGN IM B35 (IM V15, IM V35) SHAFT WITH FITTED KEY FULL-KEY BALANCING BEARING: STANDARD WITH FIXED BEARING, VIBRATION SEVERITY GRADE: SR/A, SHAFT AND FLANGE ACCURACY: R TERMINAL BOX (ABOVE) CABLE ENTRY ON THE RIGHT SIGNAL CONNECTION D-END | 5722 | TEM | 1 | MC | 125 | 1
1PH81351HF132BA1 | SIMOTICS M COMPACT ASYNCHRONOUS MOTOR 1500RPM,18,5KW,118NM, 43A, 330V 1750RPM,21,5KW,117NM, 43A, 383V 2000RPM, 24KW, 115NM, 43A, 434V FORCED VENTILATION; DIRECTION OF AIR FLOW NDE --> DE; DEGREE OF PROTECTION IP55 INCREMENT. ENCODER HTL 1024 S/R (ENCODER HTL1024S/R) with TEMPERAT. SENSOR KTY84-130 DESIGN IM B35 (IM V15, IM V35) SHAFT WITH FITTED KEY HALF-KEY BALANCING BEARING: STANDARD WITH FIXED BEARING, VIBRATION SEVERITY GRADE: R/A, FLANGE ACCURACY: R TERMINAL BOX (ABOVE) CABLE ENTRY ON THE RIGHT SIGNAL CONNECTION D-END | 5457 | TEM | 1 | MC | 125 | 1
1PH81351HF132BB1 | SIMOTICS M COMPACT ASYNCHRONOUS MOTOR 1500RPM,18,5KW,118NM, 43A, 330V 1750RPM,21,5KW,117NM, 43A, 383V 2000RPM, 24KW, 115NM, 43A, 434V FORCED VENTILATION; DIRECTION OF AIR FLOW NDE --> DE; DEGREE OF PROTECTION IP55 INCREMENT. ENCODER HTL 1024 S/R (ENCODER HTL1024S/R) with TEMPERAT. SENSOR KTY84-130 DESIGN IM B35 (IM V15, IM V35) SHAFT WITH FITTED KEY HALF-KEY BALANCING BEARING: STANDARD WITH FIXED BEARING, VIBRATION SEVERITY GRADE: R/A, FLANGE ACCURACY: R TERMINAL BOX (ABOVE) CABLE ENTRY ON THE LEFT SIGNAL CONNECTION D-END | 5457 | TEM | 1 | MC | 125 | 1
1PH81351HF132BC1 | SIMOTICS M COMPACT ASYNCHRONOUS MOTOR 1500RPM,18,5KW,118NM, 43A, 330V 1750RPM,21,5KW,117NM, 43A, 383V 2000RPM, 24KW, 115NM, 43A, 434V FORCED VENTILATION; DIRECTION OF AIR FLOW NDE --> DE; DEGREE OF PROTECTION IP55 INCREMENT. ENCODER HTL 1024 S/R (ENCODER HTL1024S/R) with TEMPERAT. SENSOR KTY84-130 DESIGN IM B35 (IM V15, IM V35) SHAFT WITH FITTED KEY HALF-KEY BALANCING BEARING: STANDARD WITH FIXED BEARING, VIBRATION SEVERITY GRADE: R/A, FLANGE ACCURACY: R TERMINAL BOX (ABOVE) CABLE ENTRY ON THE ND-END SIGNAL CONNECTION LEFT | 5457 | TEM | 1 | MC | 125 | 1
1PH81351HF132CA1 | SIMOTICS M COMPACT ASYNCHRONOUS MOTOR 1500RPM,18,5KW,118NM, 43A, 330V 1750RPM,21,5KW,117NM, 43A, 383V 2000RPM, 24KW, 115NM, 43A, 434V FORCED VENTILATION; DIRECTION OF AIR FLOW NDE --> DE; DEGREE OF PROTECTION IP55 INCREMENT. ENCODER HTL 1024 S/R (ENCODER HTL1024S/R) with TEMPERAT. SENSOR KTY84-130 DESIGN IM B35 (IM V15, IM V35) SHAFT WITH FITTED KEY HALF-KEY BALANCING BEARING: STANDARD WITH FIXED BEARING, VIBRATION SEVERITY GRADE: S/A, SHAFT AND FLANGE ACCURACY: R TERMINAL BOX (ABOVE) CABLE ENTRY ON THE RIGHT SIGNAL CONNECTION D-END | 5652 | TEM | 1 | MC | 125 | 1
1PH81351HF132CB1 | SIMOTICS M COMPACT ASYNCHRONOUS MOTOR 1500RPM,18,5KW,118NM, 43A, 330V 1750RPM,21,5KW,117NM, 43A, 383V 2000RPM, 24KW, 115NM, 43A, 434V FORCED VENTILATION; DIRECTION OF AIR FLOW NDE --> DE; DEGREE OF PROTECTION IP55 INCREMENT. ENCODER HTL 1024 S/R (ENCODER HTL1024S/R) with TEMPERAT. SENSOR KTY84-130 DESIGN IM B35 (IM V15, IM V35) SHAFT WITH FITTED KEY HALF-KEY BALANCING BEARING: STANDARD WITH FIXED BEARING, VIBRATION SEVERITY GRADE: S/A, SHAFT AND FLANGE ACCURACY: R TERMINAL BOX (ABOVE) CABLE ENTRY ON THE LEFT SIGNAL CONNECTION D-END | 5652 | TEM | 1 | MC | 125 | 1
1PH81351HF132CC1 | SIMOTICS M COMPACT ASYNCHRONOUS MOTOR 1500RPM,18,5KW,118NM, 43A, 330V 1750RPM,21,5KW,117NM, 43A, 383V 2000RPM, 24KW, 115NM, 43A, 434V FORCED VENTILATION; DIRECTION OF AIR FLOW NDE --> DE; DEGREE OF PROTECTION IP55 INCREMENT. ENCODER HTL 1024 S/R (ENCODER HTL1024S/R) with TEMPERAT. SENSOR KTY84-130 DESIGN IM B35 (IM V15, IM V35) SHAFT WITH FITTED KEY HALF-KEY BALANCING BEARING: STANDARD WITH FIXED BEARING, VIBRATION SEVERITY GRADE: S/A, SHAFT AND FLANGE ACCURACY: R TERMINAL BOX (ABOVE) CABLE ENTRY ON THE ND-END SIGNAL CONNECTION LEFT | 5652 | TEM | 1 | MC | 125 | 1
1PH81351HF132QB1 | SIMOTICS M COMPACT ASYNCHRONOUS MOTOR 1500RPM,18,5KW,118NM, 43A, 330V 1750RPM,21,5KW,117NM, 43A, 383V 2000RPM, 24KW, 115NM, 43A, 434V FORCED VENTILATION; DIRECTION OF AIR FLOW NDE --> DE; DEGREE OF PROTECTION IP55 INCREMENT. ENCODER HTL 1024 S/R (ENCODER HTL1024S/R) with TEMPERAT. SENSOR KTY84-130 DESIGN IM B35 (IM V15, IM V35) SHAFT WITH FITTED KEY HALF-KEY BALANCING BEARING: ADVANCED LIFETIME VIBRATION SEVERITY S/A SHAFT A. FLANGE ACCURACY GR. R TERMINAL BOX (ABOVE) CABLE ENTRY ON THE LEFT SIGNAL CONNECTION D-END | 5887 | TEM | 1 | MC | 125 | 1
1PH81351HF200BA1 | SIMOTICS M COMPACT ASYNCHRONOUS MOTOR 1500RPM, 22KW, 140NM, 51A, 342V 1750RPM, 25,5KW, 139NM, 51A, 39 2000RPM, 29KW, 138NM, 52A, 448V WATER COOLING DEGREE OF PROTECTION IP65 INCREMENT. ENCODER HTL 1024 S/R (ENCODER HTL1024S/R) with TEMPERAT. SENSOR KTY84-130 DESIGN IM B3 (IM V5, IM V6) PLAIN SHAFT WITHOUT FITTED KEY; BEARING: STANDARD WITH FIXED BEARING, VIBRATION SEVERITY GRADE: R/A, FLANGE ACCURACY: R TERMINAL BOX (ABOVE) CABLE ENTRY ON THE RIGHT SIGNAL CONNECTION D-END | 5867 | TEM | 1 | MC | 141 | 1
1PH81351HF200BB1 | SIMOTICS M COMPACT ASYNCHRONOUS MOTOR 1500RPM, 22KW, 140NM, 51A, 342V 1750RPM, 25,5KW, 139NM, 51A, 39 2000RPM, 29KW, 138NM, 52A, 448V WATER COOLING DEGREE OF PROTECTION IP65 INCREMENT. ENCODER HTL 1024 S/R (ENCODER HTL1024S/R) with TEMPERAT. SENSOR KTY84-130 DESIGN IM B3 (IM V5, IM V6) PLAIN SHAFT WITHOUT FITTED KEY; BEARING: STANDARD WITH FIXED BEARING, VIBRATION SEVERITY GRADE: R/A, FLANGE ACCURACY: R TERMINAL BOX (ABOVE) CABLE ENTRY ON THE LEFT SIGNAL CONNECTION D-END | 5867 | TEM | 1 | MC | 141 | 1
1PH81351HF200BC1 | SIMOTICS M COMPACT ASYNCHRONOUS MOTOR 1500RPM, 22KW, 140NM, 51A, 342V 1750RPM, 25,5KW, 139NM, 51A, 39 2000RPM, 29KW, 138NM, 52A, 448V WATER COOLING DEGREE OF PROTECTION IP65 INCREMENT. ENCODER HTL 1024 S/R (ENCODER HTL1024S/R) with TEMPERAT. SENSOR KTY84-130 DESIGN IM B3 (IM V5, IM V6) PLAIN SHAFT WITHOUT FITTED KEY; BEARING: STANDARD WITH FIXED BEARING, VIBRATION SEVERITY GRADE: R/A, FLANGE ACCURACY: R TERMINAL BOX (ABOVE) CABLE ENTRY ON THE ND-END SIGNAL CONNECTION LEFT | 5867 | TEM | 1 | MC | 141 | 1
1PH81351HF200CA1 | SIMOTICS M COMPACT ASYNCHRONOUS MOTOR 1500RPM, 22KW, 140NM, 51A, 342V 1750RPM, 25,5KW, 139NM, 51A, 39 2000RPM, 29KW, 138NM, 52A, 448V WATER COOLING DEGREE OF PROTECTION IP65 INCREMENT. ENCODER HTL 1024 S/R (ENCODER HTL1024S/R) with TEMPERAT. SENSOR KTY84-130 DESIGN IM B3 (IM V5, IM V6) PLAIN SHAFT WITHOUT FITTED KEY; BEARING: STANDARD WITH FIXED BEARING, VIBRATION SEVERITY GRADE: S/A, SHAFT AND FLANGE ACCURACY: R TERMINAL BOX (ABOVE) CABLE ENTRY ON THE RIGHT SIGNAL CONNECTION D-END | 6062 | TEM | 1 | MC | 141 | 1
1PH81351HF200CB1 | SIMOTICS M COMPACT ASYNCHRONOUS MOTOR 1500RPM, 22KW, 140NM, 51A, 342V 1750RPM, 25,5KW, 139NM, 51A, 39 2000RPM, 29KW, 138NM, 52A, 448V WATER COOLING DEGREE OF PROTECTION IP65 INCREMENT. ENCODER HTL 1024 S/R (ENCODER HTL1024S/R) with TEMPERAT. SENSOR KTY84-130 DESIGN IM B3 (IM V5, IM V6) PLAIN SHAFT WITHOUT FITTED KEY; BEARING: STANDARD WITH FIXED BEARING, VIBRATION SEVERITY GRADE: S/A, SHAFT AND FLANGE ACCURACY: R TERMINAL BOX (ABOVE) CABLE ENTRY ON THE LEFT SIGNAL CONNECTION D-END | 6062 | TEM | 1 | MC | 141 | 1
1PH81351HF200CC1 | SIMOTICS M COMPACT ASYNCHRONOUS MOTOR 1500RPM, 22KW, 140NM, 51A, 342V 1750RPM, 25,5KW, 139NM, 51A, 39 2000RPM, 29KW, 138NM, 52A, 448V WATER COOLING DEGREE OF PROTECTION IP65 INCREMENT. ENCODER HTL 1024 S/R (ENCODER HTL1024S/R) with TEMPERAT. SENSOR KTY84-130 DESIGN IM B3 (IM V5, IM V6) PLAIN SHAFT WITHOUT FITTED KEY; BEARING: STANDARD WITH FIXED BEARING, VIBRATION SEVERITY GRADE: S/A, SHAFT AND FLANGE ACCURACY: R TERMINAL BOX (ABOVE) CABLE ENTRY ON THE ND-END SIGNAL CONNECTION LEFT | 6062 | TEM | 1 | MC | 141 | 1
1PH81351HF202BA1 | SIMOTICS M COMPACT ASYNCHRONOUS MOTOR 1500RPM, 22KW, 140NM, 51A, 342V 1750RPM, 25,5KW, 139NM, 51A, 39 2000RPM, 29KW, 138NM, 52A, 448V WATER COOLING DEGREE OF PROTECTION IP65 INCREMENT. ENCODER HTL 1024 S/R (ENCODER HTL1024S/R) with TEMPERAT. SENSOR KTY84-130 DESIGN IM B3 (IM V5, IM V6) SHAFT WITH FITTED KEY HALF-KEY BALANCING BEARING: STANDARD WITH FIXED BEARING, VIBRATION SEVERITY GRADE: R/A, FLANGE ACCURACY: R TERMINAL BOX (ABOVE) CABLE ENTRY ON THE RIGHT SIGNAL CONNECTION D-END | 5867 | TEM | 1 | MC | 141 | 1
1PH81351HF202BB1 | SIMOTICS M COMPACT ASYNCHRONOUS MOTOR 1500RPM, 22KW, 140NM, 51A, 342V 1750RPM, 25,5KW, 139NM, 51A, 39 2000RPM, 29KW, 138NM, 52A, 448V WATER COOLING DEGREE OF PROTECTION IP65 INCREMENT. ENCODER HTL 1024 S/R (ENCODER HTL1024S/R) with TEMPERAT. SENSOR KTY84-130 DESIGN IM B3 (IM V5, IM V6) SHAFT WITH FITTED KEY HALF-KEY BALANCING BEARING: STANDARD WITH FIXED BEARING, VIBRATION SEVERITY GRADE: R/A, FLANGE ACCURACY: R TERMINAL BOX (ABOVE) CABLE ENTRY ON THE LEFT SIGNAL CONNECTION D-END | 5867 | TEM | 1 | MC | 141 | 1
1PH81351HF202BC1 | SIMOTICS M COMPACT ASYNCHRONOUS MOTOR 1500RPM, 22KW, 140NM, 51A, 342V 1750RPM, 25,5KW, 139NM, 51A, 39 2000RPM, 29KW, 138NM, 52A, 448V WATER COOLING DEGREE OF PROTECTION IP65 INCREMENT. ENCODER HTL 1024 S/R (ENCODER HTL1024S/R) with TEMPERAT. SENSOR KTY84-130 DESIGN IM B3 (IM V5, IM V6) SHAFT WITH FITTED KEY HALF-KEY BALANCING BEARING: STANDARD WITH FIXED BEARING, VIBRATION SEVERITY GRADE: R/A, FLANGE ACCURACY: R TERMINAL BOX (ABOVE) CABLE ENTRY ON THE ND-END SIGNAL CONNECTION LEFT | 5867 | TEM | 1 | MC | 141 | 1
1PH81351HF202CA1 | SIMOTICS M COMPACT ASYNCHRONOUS MOTOR 1500RPM, 22KW, 140NM, 51A, 342V 1750RPM, 25,5KW, 139NM, 51A, 39 2000RPM, 29KW, 138NM, 52A, 448V WATER COOLING DEGREE OF PROTECTION IP65 INCREMENT. ENCODER HTL 1024 S/R (ENCODER HTL1024S/R) with TEMPERAT. SENSOR KTY84-130 DESIGN IM B3 (IM V5, IM V6) SHAFT WITH FITTED KEY HALF-KEY BALANCING BEARING: STANDARD WITH FIXED BEARING, VIBRATION SEVERITY GRADE: S/A, SHAFT AND FLANGE ACCURACY: R TERMINAL BOX (ABOVE) CABLE ENTRY ON THE RIGHT SIGNAL CONNECTION D-END | 6062 | TEM | 1 | MC | 141 | 1
1PH81351HF202CB1 | SIMOTICS M COMPACT ASYNCHRONOUS MOTOR 1500RPM, 22KW, 140NM, 51A, 342V 1750RPM, 25,5KW, 139NM, 51A, 39 2000RPM, 29KW, 138NM, 52A, 448V WATER COOLING DEGREE OF PROTECTION IP65 INCREMENT. ENCODER HTL 1024 S/R (ENCODER HTL1024S/R) with TEMPERAT. SENSOR KTY84-130 DESIGN IM B3 (IM V5, IM V6) SHAFT WITH FITTED KEY HALF-KEY BALANCING BEARING: STANDARD WITH FIXED BEARING, VIBRATION SEVERITY GRADE: S/A, SHAFT AND FLANGE ACCURACY: R TERMINAL BOX (ABOVE) CABLE ENTRY ON THE LEFT SIGNAL CONNECTION D-END | 6062 | TEM | 1 | MC | 141 | 1
1PH81351HF202CC1 | SIMOTICS M COMPACT ASYNCHRONOUS MOTOR 1500RPM, 22KW, 140NM, 51A, 342V 1750RPM, 25,5KW, 139NM, 51A, 39 2000RPM, 29KW, 138NM, 52A, 448V WATER COOLING DEGREE OF PROTECTION IP65 INCREMENT. ENCODER HTL 1024 S/R (ENCODER HTL1024S/R) with TEMPERAT. SENSOR KTY84-130 DESIGN IM B3 (IM V5, IM V6) SHAFT WITH FITTED KEY HALF-KEY BALANCING BEARING: STANDARD WITH FIXED BEARING, VIBRATION SEVERITY GRADE: S/A, SHAFT AND FLANGE ACCURACY: R TERMINAL BOX (ABOVE) CABLE ENTRY ON THE ND-END SIGNAL CONNECTION LEFT | 6062 | TEM | 1 | MC | 141 | 1
1PH81351HF220BA1 | SIMOTICS M COMPACT ASYNCHRONOUS MOTOR 1500RPM, 22KW, 140NM, 51A, 342V 1750RPM, 25,5KW, 139NM, 51A, 39 2000RPM, 29KW, 138NM, 52A, 448V WATER COOLING DEGREE OF PROTECTION IP65 INCREMENT. ENCODER HTL 1024 S/R (ENCODER HTL1024S/R) with TEMPERAT. SENSOR KTY84-130 DESIGN IM B5 (IMV 1,IM V3) PLAIN SHAFT WITHOUT FITTED KEY; BEARING: STANDARD WITH FIXED BEARING, VIBRATION SEVERITY GRADE: R/A, FLANGE ACCURACY: R TERMINAL BOX (ABOVE) CABLE ENTRY ON THE RIGHT SIGNAL CONNECTION D-END | 6105 | TEM | 1 | MC | 141 | 1
1PH81351HF220BB1 | SIMOTICS M COMPACT ASYNCHRONOUS MOTOR 1500RPM, 22KW, 140NM, 51A, 342V 1750RPM, 25,5KW, 139NM, 51A, 39 2000RPM, 29KW, 138NM, 52A, 448V WATER COOLING DEGREE OF PROTECTION IP65 INCREMENT. ENCODER HTL 1024 S/R (ENCODER HTL1024S/R) with TEMPERAT. SENSOR KTY84-130 DESIGN IM B5 (IMV 1,IM V3) PLAIN SHAFT WITHOUT FITTED KEY; BEARING: STANDARD WITH FIXED BEARING, VIBRATION SEVERITY GRADE: R/A, FLANGE ACCURACY: R TERMINAL BOX (ABOVE) CABLE ENTRY ON THE LEFT SIGNAL CONNECTION D-END | 6105 | TEM | 1 | MC | 141 | 1
1PH81351HF220BC1 | SIMOTICS M COMPACT ASYNCHRONOUS MOTOR 1500RPM, 22KW, 140NM, 51A, 342V 1750RPM, 25,5KW, 139NM, 51A, 39 2000RPM, 29KW, 138NM, 52A, 448V WATER COOLING DEGREE OF PROTECTION IP65 INCREMENT. ENCODER HTL 1024 S/R (ENCODER HTL1024S/R) with TEMPERAT. SENSOR KTY84-130 DESIGN IM B5 (IMV 1,IM V3) PLAIN SHAFT WITHOUT FITTED KEY; BEARING: STANDARD WITH FIXED BEARING, VIBRATION SEVERITY GRADE: R/A, FLANGE ACCURACY: R TERMINAL BOX (ABOVE) CABLE ENTRY ON THE ND-END SIGNAL CONNECTION LEFT | 6105 | TEM | 1 | MC | 141 | 1
1PH81351HF220CA1 | SIMOTICS M COMPACT ASYNCHRONOUS MOTOR 1500RPM, 22KW, 140NM, 51A, 342V 1750RPM, 25,5KW, 139NM, 51A, 39 2000RPM, 29KW, 138NM, 52A, 448V WATER COOLING DEGREE OF PROTECTION IP65 INCREMENT. ENCODER HTL 1024 S/R (ENCODER HTL1024S/R) with TEMPERAT. SENSOR KTY84-130 DESIGN IM B5 (IMV 1,IM V3) PLAIN SHAFT WITHOUT FITTED KEY; BEARING: STANDARD WITH FIXED BEARING, VIBRATION SEVERITY GRADE: S/A, SHAFT AND FLANGE ACCURACY: R TERMINAL BOX (ABOVE) CABLE ENTRY ON THE RIGHT SIGNAL CONNECTION D-END | 6300 | TEM | 1 | MC | 141 | 1
1PH81351HF220CB1 | SIMOTICS M COMPACT ASYNCHRONOUS MOTOR 1500RPM, 22KW, 140NM, 51A, 342V 1750RPM, 25,5KW, 139NM, 51A, 39 2000RPM, 29KW, 138NM, 52A, 448V WATER COOLING DEGREE OF PROTECTION IP65 INCREMENT. ENCODER HTL 1024 S/R (ENCODER HTL1024S/R) with TEMPERAT. SENSOR KTY84-130 DESIGN IM B5 (IMV 1,IM V3) PLAIN SHAFT WITHOUT FITTED KEY; BEARING: STANDARD WITH FIXED BEARING, VIBRATION SEVERITY GRADE: S/A, SHAFT AND FLANGE ACCURACY: R TERMINAL BOX (ABOVE) CABLE ENTRY ON THE LEFT SIGNAL CONNECTION D-END | 6300 | TEM | 1 | MC | 141 | 1
1PH81351HF220CC1 | SIMOTICS M COMPACT ASYNCHRONOUS MOTOR 1500RPM, 22KW, 140NM, 51A, 342V 1750RPM, 25,5KW, 139NM, 51A, 39 2000RPM, 29KW, 138NM, 52A, 448V WATER COOLING DEGREE OF PROTECTION IP65 INCREMENT. ENCODER HTL 1024 S/R (ENCODER HTL1024S/R) with TEMPERAT. SENSOR KTY84-130 DESIGN IM B5 (IMV 1,IM V3) PLAIN SHAFT WITHOUT FITTED KEY; BEARING: STANDARD WITH FIXED BEARING, VIBRATION SEVERITY GRADE: S/A, SHAFT AND FLANGE ACCURACY: R TERMINAL BOX (ABOVE) CABLE ENTRY ON THE ND-END SIGNAL CONNECTION LEFT | 6300 | TEM | 1 | MC | 141 | 1
1PH81351HF222BA1 | SIMOTICS M COMPACT ASYNCHRONOUS MOTOR 1500RPM, 22KW, 140NM, 51A, 342V 1750RPM, 25,5KW, 139NM, 51A, 39 2000RPM, 29KW, 138NM, 52A, 448V WATER COOLING DEGREE OF PROTECTION IP65 INCREMENT. ENCODER HTL 1024 S/R (ENCODER HTL1024S/R) with TEMPERAT. SENSOR KTY84-130 DESIGN IM B5 (IMV 1,IM V3) SHAFT WITH FITTED KEY HALF-KEY BALANCING BEARING: STANDARD WITH FIXED BEARING, VIBRATION SEVERITY GRADE: R/A, FLANGE ACCURACY: R TERMINAL BOX (ABOVE) CABLE ENTRY ON THE RIGHT SIGNAL CONNECTION D-END | 6105 | TEM | 1 | MC | 141 | 1
1PH81351HF222BB1 | SIMOTICS M COMPACT ASYNCHRONOUS MOTOR 1500RPM, 22KW, 140NM, 51A, 342V 1750RPM, 25,5KW, 139NM, 51A, 39 2000RPM, 29KW, 138NM, 52A, 448V WATER COOLING DEGREE OF PROTECTION IP65 INCREMENT. ENCODER HTL 1024 S/R (ENCODER HTL1024S/R) with TEMPERAT. SENSOR KTY84-130 DESIGN IM B5 (IMV 1,IM V3) SHAFT WITH FITTED KEY HALF-KEY BALANCING BEARING: STANDARD WITH FIXED BEARING, VIBRATION SEVERITY GRADE: R/A, FLANGE ACCURACY: R TERMINAL BOX (ABOVE) CABLE ENTRY ON THE LEFT SIGNAL CONNECTION D-END | 6105 | TEM | 1 | MC | 141 | 1
1PH81351HF222BC1 | SIMOTICS M COMPACT ASYNCHRONOUS MOTOR 1500RPM, 22KW, 140NM, 51A, 342V 1750RPM, 25,5KW, 139NM, 51A, 39 2000RPM, 29KW, 138NM, 52A, 448V WATER COOLING DEGREE OF PROTECTION IP65 INCREMENT. ENCODER HTL 1024 S/R (ENCODER HTL1024S/R) with TEMPERAT. SENSOR KTY84-130 DESIGN IM B5 (IMV 1,IM V3) SHAFT WITH FITTED KEY HALF-KEY BALANCING BEARING: STANDARD WITH FIXED BEARING, VIBRATION SEVERITY GRADE: R/A, FLANGE ACCURACY: R TERMINAL BOX (ABOVE) CABLE ENTRY ON THE ND-END SIGNAL CONNECTION LEFT | 6105 | TEM | 1 | MC | 141 | 1
1PH81351HF222CA1 | SIMOTICS M COMPACT ASYNCHRONOUS MOTOR 1500RPM, 22KW, 140NM, 51A, 342V 1750RPM, 25,5KW, 139NM, 51A, 39 2000RPM, 29KW, 138NM, 52A, 448V WATER COOLING DEGREE OF PROTECTION IP65 INCREMENT. ENCODER HTL 1024 S/R (ENCODER HTL1024S/R) with TEMPERAT. SENSOR KTY84-130 DESIGN IM B5 (IMV 1,IM V3) SHAFT WITH FITTED KEY HALF-KEY BALANCING BEARING: STANDARD WITH FIXED BEARING, VIBRATION SEVERITY GRADE: S/A, SHAFT AND FLANGE ACCURACY: R TERMINAL BOX (ABOVE) CABLE ENTRY ON THE RIGHT SIGNAL CONNECTION D-END | 6300 | TEM | 1 | MC | 141 | 1
1PH81351HF222CB1 | SIMOTICS M COMPACT ASYNCHRONOUS MOTOR 1500RPM, 22KW, 140NM, 51A, 342V 1750RPM, 25,5KW, 139NM, 51A, 39 2000RPM, 29KW, 138NM, 52A, 448V WATER COOLING DEGREE OF PROTECTION IP65 INCREMENT. ENCODER HTL 1024 S/R (ENCODER HTL1024S/R) with TEMPERAT. SENSOR KTY84-130 DESIGN IM B5 (IMV 1,IM V3) SHAFT WITH FITTED KEY HALF-KEY BALANCING BEARING: STANDARD WITH FIXED BEARING, VIBRATION SEVERITY GRADE: S/A, SHAFT AND FLANGE ACCURACY: R TERMINAL BOX (ABOVE) CABLE ENTRY ON THE LEFT SIGNAL CONNECTION D-END | 6300 | TEM | 1 | MC | 141 | 1
1PH81351HF222CC1 | SIMOTICS M COMPACT ASYNCHRONOUS MOTOR 1500RPM, 22KW, 140NM, 51A, 342V 1750RPM, 25,5KW, 139NM, 51A, 39 2000RPM, 29KW, 138NM, 52A, 448V WATER COOLING DEGREE OF PROTECTION IP65 INCREMENT. ENCODER HTL 1024 S/R (ENCODER HTL1024S/R) with TEMPERAT. SENSOR KTY84-130 DESIGN IM B5 (IMV 1,IM V3) SHAFT WITH FITTED KEY HALF-KEY BALANCING BEARING: STANDARD WITH FIXED BEARING, VIBRATION SEVERITY GRADE: S/A, SHAFT AND FLANGE ACCURACY: R TERMINAL BOX (ABOVE) CABLE ENTRY ON THE ND-END SIGNAL CONNECTION LEFT | 6300 | TEM | 1 | MC | 141 | 1
1PH81351HF230BA1 | SIMOTICS M COMPACT ASYNCHRONOUS MOTOR 1500RPM, 22KW, 140NM, 51A, 342V 1750RPM, 25,5KW, 139NM, 51A, 39 2000RPM, 29KW, 138NM, 52A, 448V WATER COOLING DEGREE OF PROTECTION IP65 INCREMENT. ENCODER HTL 1024 S/R (ENCODER HTL1024S/R) with TEMPERAT. SENSOR KTY84-130 DESIGN IM B35 (IM V15, IM V35) PLAIN SHAFT WITHOUT FITTED KEY; BEARING: STANDARD WITH FIXED BEARING, VIBRATION SEVERITY GRADE: R/A, FLANGE ACCURACY: R TERMINAL BOX (ABOVE) CABLE ENTRY ON THE RIGHT SIGNAL CONNECTION D-END | 6409 | TEM | 1 | MC | 141 | 1
1PH81351HF230BB1 | SIMOTICS M COMPACT ASYNCHRONOUS MOTOR 1500RPM, 22KW, 140NM, 51A, 342V 1750RPM, 25,5KW, 139NM, 51A, 39 2000RPM, 29KW, 138NM, 52A, 448V WATER COOLING DEGREE OF PROTECTION IP65 INCREMENT. ENCODER HTL 1024 S/R (ENCODER HTL1024S/R) with TEMPERAT. SENSOR KTY84-130 DESIGN IM B35 (IM V15, IM V35) PLAIN SHAFT WITHOUT FITTED KEY; BEARING: STANDARD WITH FIXED BEARING, VIBRATION SEVERITY GRADE: R/A, FLANGE ACCURACY: R TERMINAL BOX (ABOVE) CABLE ENTRY ON THE LEFT SIGNAL CONNECTION D-END | 6409 | TEM | 1 | MC | 141 | 1
1PH81351HF230BC1 | SIMOTICS M COMPACT ASYNCHRONOUS MOTOR 1500RPM, 22KW, 140NM, 51A, 342V 1750RPM, 25,5KW, 139NM, 51A, 39 2000RPM, 29KW, 138NM, 52A, 448V WATER COOLING DEGREE OF PROTECTION IP65 INCREMENT. ENCODER HTL 1024 S/R (ENCODER HTL1024S/R) with TEMPERAT. SENSOR KTY84-130 DESIGN IM B35 (IM V15, IM V35) PLAIN SHAFT WITHOUT FITTED KEY; BEARING: STANDARD WITH FIXED BEARING, VIBRATION SEVERITY GRADE: R/A, FLANGE ACCURACY: R TERMINAL BOX (ABOVE) CABLE ENTRY ON THE ND-END SIGNAL CONNECTION LEFT | 6409 | TEM | 1 | MC | 141 | 1
1PH81351HF230CA1 | SIMOTICS M COMPACT ASYNCHRONOUS MOTOR 1500RPM, 22KW, 140NM, 51A, 342V 1750RPM, 25,5KW, 139NM, 51A, 39 2000RPM, 29KW, 138NM, 52A, 448V WATER COOLING DEGREE OF PROTECTION IP65 INCREMENT. ENCODER HTL 1024 S/R (ENCODER HTL1024S/R) with TEMPERAT. SENSOR KTY84-130 DESIGN IM B35 (IM V15, IM V35) PLAIN SHAFT WITHOUT FITTED KEY; BEARING: STANDARD WITH FIXED BEARING, VIBRATION SEVERITY GRADE: S/A, SHAFT AND FLANGE ACCURACY: R TERMINAL BOX (ABOVE) CABLE ENTRY ON THE RIGHT SIGNAL CONNECTION D-END | 6604 | TEM | 1 | MC | 141 | 1
1PH81351HF230CB1 | SIMOTICS M COMPACT ASYNCHRONOUS MOTOR 1500RPM, 22KW, 140NM, 51A, 342V 1750RPM, 25,5KW, 139NM, 51A, 39 2000RPM, 29KW, 138NM, 52A, 448V WATER COOLING DEGREE OF PROTECTION IP65 INCREMENT. ENCODER HTL 1024 S/R (ENCODER HTL1024S/R) with TEMPERAT. SENSOR KTY84-130 DESIGN IM B35 (IM V15, IM V35) PLAIN SHAFT WITHOUT FITTED KEY; BEARING: STANDARD WITH FIXED BEARING, VIBRATION SEVERITY GRADE: S/A, SHAFT AND FLANGE ACCURACY: R TERMINAL BOX (ABOVE) CABLE ENTRY ON THE LEFT SIGNAL CONNECTION D-END | 6604 | TEM | 1 | MC | 141 | 1
1PH81351HF230CC1 | SIMOTICS M COMPACT ASYNCHRONOUS MOTOR 1500RPM, 22KW, 140NM, 51A, 342V 1750RPM, 25,5KW, 139NM, 51A, 39 2000RPM, 29KW, 138NM, 52A, 448V WATER COOLING DEGREE OF PROTECTION IP65 INCREMENT. ENCODER HTL 1024 S/R (ENCODER HTL1024S/R) with TEMPERAT. SENSOR KTY84-130 DESIGN IM B35 (IM V15, IM V35) PLAIN SHAFT WITHOUT FITTED KEY; BEARING: STANDARD WITH FIXED BEARING, VIBRATION SEVERITY GRADE: S/A, SHAFT AND FLANGE ACCURACY: R TERMINAL BOX (ABOVE) CABLE ENTRY ON THE ND-END SIGNAL CONNECTION LEFT | 6604 | TEM | 1 | MC | 141 | 1
1PH81351HF231BA1 | SIMOTICS M COMPACT ASYNCHRONOUS MOTOR 1500RPM, 22KW, 140NM, 51A, 342V 1750RPM, 25,5KW, 139NM, 51A, 39 2000RPM, 29KW, 138NM, 52A, 448V WATER COOLING DEGREE OF PROTECTION IP65 INCREMENT. ENCODER HTL 1024 S/R (ENCODER HTL1024S/R) with TEMPERAT. SENSOR KTY84-130 DESIGN IM B35 (IM V15, IM V35) SHAFT WITH FITTED KEY FULL-KEY BALANCING BEARING: STANDARD WITH FIXED BEARING, VIBRATION SEVERITY GRADE: R/A, FLANGE ACCURACY: R TERMINAL BOX (ABOVE) CABLE ENTRY ON THE RIGHT SIGNAL CONNECTION D-END | 6409 | TEM | 1 | MC | 141 | 1
1PH81351HF232BA1 | SIMOTICS M COMPACT ASYNCHRONOUS MOTOR 1500RPM, 22KW, 140NM, 51A, 342V 1750RPM, 25,5KW, 139NM, 51A, 39 2000RPM, 29KW, 138NM, 52A, 448V WATER COOLING DEGREE OF PROTECTION IP65 INCREMENT. ENCODER HTL 1024 S/R (ENCODER HTL1024S/R) with TEMPERAT. SENSOR KTY84-130 DESIGN IM B35 (IM V15, IM V35) SHAFT WITH FITTED KEY HALF-KEY BALANCING BEARING: STANDARD WITH FIXED BEARING, VIBRATION SEVERITY GRADE: R/A, FLANGE ACCURACY: R TERMINAL BOX (ABOVE) CABLE ENTRY ON THE RIGHT SIGNAL CONNECTION D-END | 6409 | TEM | 1 | MC | 141 | 1
1PH81351HF232BB1 | SIMOTICS M COMPACT ASYNCHRONOUS MOTOR 1500RPM, 22KW, 140NM, 51A, 342V 1750RPM, 25,5KW, 139NM, 51A, 39 2000RPM, 29KW, 138NM, 52A, 448V WATER COOLING DEGREE OF PROTECTION IP65 INCREMENT. ENCODER HTL 1024 S/R (ENCODER HTL1024S/R) with TEMPERAT. SENSOR KTY84-130 DESIGN IM B35 (IM V15, IM V35) SHAFT WITH FITTED KEY HALF-KEY BALANCING BEARING: STANDARD WITH FIXED BEARING, VIBRATION SEVERITY GRADE: R/A, FLANGE ACCURACY: R TERMINAL BOX (ABOVE) CABLE ENTRY ON THE LEFT SIGNAL CONNECTION D-END | 6409 | TEM | 1 | MC | 141 | 1
1PH81351HF232BC1 | SIMOTICS M COMPACT ASYNCHRONOUS MOTOR 1500RPM, 22KW, 140NM, 51A, 342V 1750RPM, 25,5KW, 139NM, 51A, 39 2000RPM, 29KW, 138NM, 52A, 448V WATER COOLING DEGREE OF PROTECTION IP65 INCREMENT. ENCODER HTL 1024 S/R (ENCODER HTL1024S/R) with TEMPERAT. SENSOR KTY84-130 DESIGN IM B35 (IM V15, IM V35) SHAFT WITH FITTED KEY HALF-KEY BALANCING BEARING: STANDARD WITH FIXED BEARING, VIBRATION SEVERITY GRADE: R/A, FLANGE ACCURACY: R TERMINAL BOX (ABOVE) CABLE ENTRY ON THE ND-END SIGNAL CONNECTION LEFT | 6409 | TEM | 1 | MC | 141 | 1
1PH81351HF232CA1 | SIMOTICS M COMPACT ASYNCHRONOUS MOTOR 1500RPM, 22KW, 140NM, 51A, 342V 1750RPM, 25,5KW, 139NM, 51A, 39 2000RPM, 29KW, 138NM, 52A, 448V WATER COOLING DEGREE OF PROTECTION IP65 INCREMENT. ENCODER HTL 1024 S/R (ENCODER HTL1024S/R) with TEMPERAT. SENSOR KTY84-130 DESIGN IM B35 (IM V15, IM V35) SHAFT WITH FITTED KEY HALF-KEY BALANCING BEARING: STANDARD WITH FIXED BEARING, VIBRATION SEVERITY GRADE: S/A, SHAFT AND FLANGE ACCURACY: R TERMINAL BOX (ABOVE) CABLE ENTRY ON THE RIGHT SIGNAL CONNECTION D-END | 6604 | TEM | 1 | MC | 141 | 1
1PH81351HF232CB1 | SIMOTICS M COMPACT ASYNCHRONOUS MOTOR 1500RPM, 22KW, 140NM, 51A, 342V 1750RPM, 25,5KW, 139NM, 51A, 39 2000RPM, 29KW, 138NM, 52A, 448V WATER COOLING DEGREE OF PROTECTION IP65 INCREMENT. ENCODER HTL 1024 S/R (ENCODER HTL1024S/R) with TEMPERAT. SENSOR KTY84-130 DESIGN IM B35 (IM V15, IM V35) SHAFT WITH FITTED KEY HALF-KEY BALANCING BEARING: STANDARD WITH FIXED BEARING, VIBRATION SEVERITY GRADE: S/A, SHAFT AND FLANGE ACCURACY: R TERMINAL BOX (ABOVE) CABLE ENTRY ON THE LEFT SIGNAL CONNECTION D-END | 6604 | TEM | 1 | MC | 141 | 1
1PH81351HF232CC1 | SIMOTICS M COMPACT ASYNCHRONOUS MOTOR 1500RPM, 22KW, 140NM, 51A, 342V 1750RPM, 25,5KW, 139NM, 51A, 39 2000RPM, 29KW, 138NM, 52A, 448V WATER COOLING DEGREE OF PROTECTION IP65 INCREMENT. ENCODER HTL 1024 S/R (ENCODER HTL1024S/R) with TEMPERAT. SENSOR KTY84-130 DESIGN IM B35 (IM V15, IM V35) SHAFT WITH FITTED KEY HALF-KEY BALANCING BEARING: STANDARD WITH FIXED BEARING, VIBRATION SEVERITY GRADE: S/A, SHAFT AND FLANGE ACCURACY: R TERMINAL BOX (ABOVE) CABLE ENTRY ON THE ND-END SIGNAL CONNECTION LEFT | 6604 | TEM | 1 | MC | 141 | 1
1PH81351HG221BA1 | SIMOTICS M COMPACT ASYNCHRONOUS MOTOR 2000RPM, 29KW, 138NM, 64A, 348V 2300RPM, 31KW, 129NM, 61A, 397V 2650RPM, 32KW, 115NM, 58A, 448V WATER COOLING DEGREE OF PROTECTION IP65 INCREMENT. ENCODER HTL 1024 S/R (ENCODER HTL1024S/R) with TEMPERAT. SENSOR KTY84-130 DESIGN IM B5 (IMV 1,IM V3) SHAFT WITH FITTED KEY FULL-KEY BALANCING BEARING: STANDARD WITH FIXED BEARING, VIBRATION SEVERITY GRADE: R/A, FLANGE ACCURACY: R TERMINAL BOX (ABOVE) CABLE ENTRY ON THE RIGHT SIGNAL CONNECTION D-END | 6105 | TEM | 1 | MC | 141 | 1
1PH81351HG222BA1 | SIMOTICS M COMPACT ASYNCHRONOUS MOTOR 2000RPM, 29KW, 138NM, 64A, 348V 2300RPM, 31KW, 129NM, 61A, 397V 2650RPM, 32KW, 115NM, 58A, 448V WATER COOLING DEGREE OF PROTECTION IP65 INCREMENT. ENCODER HTL 1024 S/R (ENCODER HTL1024S/R) with TEMPERAT. SENSOR KTY84-130 DESIGN IM B5 (IMV 1,IM V3) SHAFT WITH FITTED KEY HALF-KEY BALANCING BEARING: STANDARD WITH FIXED BEARING, VIBRATION SEVERITY GRADE: R/A, FLANGE ACCURACY: R TERMINAL BOX (ABOVE) CABLE ENTRY ON THE RIGHT SIGNAL CONNECTION D-END | 6105 | TEM | 1 | MC | 141 | 1
1PH81351HS000BA1 | SIMOTICS M COMPACT ASYNCHRONOUS MOTOR 2000RPM,24,5KW,117NM, 51A, 372V 5000RPM,18,5KW, 47NM, 52A, 425V 1500RPM,18,5KW,118NM, 51A, 283V FORCED VENTILATION; DIRECTION OF AIR FLOW DE --> NDE; DEGREE OF PROTECTION IP55 INCREMENT. ENCODER HTL 1024 S/R (ENCODER HTL1024S/R) with TEMPERAT. SENSOR KTY84-130 DESIGN IM B3 (IM V5, IM V6) PLAIN SHAFT WITHOUT FITTED KEY; BEARING: STANDARD WITH FIXED BEARING, VIBRATION SEVERITY GRADE: R/A, FLANGE ACCURACY: R TERMINAL BOX (ABOVE) CABLE ENTRY ON THE RIGHT SIGNAL CONNECTION D-END | 4915 | TEM | 1 | MC | 125 | 1
1PH81351HS122BA1 | SIMOTICS M COMPACT ASYNCHRONOUS MOTOR 2000RPM,24,5KW,117NM, 51A, 372V 5000RPM,18,5KW, 47NM, 52A, 425V 1500RPM,18,5KW,118NM, 51A, 283V FORCED VENTILATION; DIRECTION OF AIR FLOW NDE --> DE; DEGREE OF PROTECTION IP55 INCREMENT. ENCODER HTL 1024 S/R (ENCODER HTL1024S/R) with TEMPERAT. SENSOR KTY84-130 DESIGN IM B5 (IMV 1,IM V3) SHAFT WITH FITTED KEY HALF-KEY BALANCING BEARING: STANDARD WITH FIXED BEARING, VIBRATION SEVERITY GRADE: R/A, FLANGE ACCURACY: R TERMINAL BOX (ABOVE) CABLE ENTRY ON THE RIGHT SIGNAL CONNECTION D-END | 5153 | TEM | 1 | MC | 125 | 1
1PH81351JF000DA1 | SIMOTICS M COMPACT ASYNCHRONOUS MOTOR 1500RPM,18,5KW,118NM, 43A, 330V 1750RPM,21,5KW,117NM, 43A, 383V 2000RPM, 24KW, 115NM, 43A, 434V FORCED VENTILATION; DIRECTION OF AIR FLOW DE --> NDE; DEGREE OF PROTECTION IP55 INCREMENT. ENCODER HTL 2048 S/R (ENCODER HTL2048S/R) with TEMPERAT. SENSOR KTY84-130 DESIGN IM B3 (IM V5, IM V6) PLAIN SHAFT WITHOUT FITTED KEY; BEARING: STANDARD WITH FIXED BEARING, VIBRATION SEVERITY GRADE: SR/A, SHAFT AND FLANGE ACCURACY: R TERMINAL BOX (ABOVE) CABLE ENTRY ON THE RIGHT SIGNAL CONNECTION D-END | 5592 | TEM | 1 | MC | 125 | 1
1PH81351JF001BA1 | SIMOTICS M COMPACT ASYNCHRONOUS MOTOR 1500RPM,18,5KW,118NM, 43A, 330V 1750RPM,21,5KW,117NM, 43A, 383V 2000RPM, 24KW, 115NM, 43A, 434V FORCED VENTILATION; DIRECTION OF AIR FLOW DE --> NDE; DEGREE OF PROTECTION IP55 INCREMENT. ENCODER HTL 2048 S/R (ENCODER HTL2048S/R) with TEMPERAT. SENSOR KTY84-130 DESIGN IM B3 (IM V5, IM V6) SHAFT WITH FITTED KEY FULL-KEY BALANCING BEARING: STANDARD WITH FIXED BEARING, VIBRATION SEVERITY GRADE: R/A, FLANGE ACCURACY: R TERMINAL BOX (ABOVE) CABLE ENTRY ON THE RIGHT SIGNAL CONNECTION D-END | 5327 | TEM | 1 | MC | 125 | 1
1PH81351JF002BA1 | SIMOTICS M COMPACT ASYNCHRONOUS MOTOR 1500RPM,18,5KW,118NM, 43A, 330V 1750RPM,21,5KW,117NM, 43A, 383V 2000RPM, 24KW, 115NM, 43A, 434V FORCED VENTILATION; DIRECTION OF AIR FLOW DE --> NDE; DEGREE OF PROTECTION IP55 INCREMENT. ENCODER HTL 2048 S/R (ENCODER HTL2048S/R) with TEMPERAT. SENSOR KTY84-130 DESIGN IM B3 (IM V5, IM V6) SHAFT WITH FITTED KEY HALF-KEY BALANCING BEARING: STANDARD WITH FIXED BEARING, VIBRATION SEVERITY GRADE: R/A, FLANGE ACCURACY: R TERMINAL BOX (ABOVE) CABLE ENTRY ON THE RIGHT SIGNAL CONNECTION D-END | 5327 | TEM | 1 | MC | 125 | 1
1PH81351JF022BB1 | SIMOTICS M COMPACT ASYNCHRONOUS MOTOR 1500RPM,18,5KW,118NM, 43A, 330V 1750RPM,21,5KW,117NM, 43A, 383V 2000RPM, 24KW, 115NM, 43A, 434V FORCED VENTILATION; DIRECTION OF AIR FLOW DE --> NDE; DEGREE OF PROTECTION IP55 INCREMENT. ENCODER HTL 2048 S/R (ENCODER HTL2048S/R) with TEMPERAT. SENSOR KTY84-130 DESIGN IM B5 (IMV 1,IM V3) SHAFT WITH FITTED KEY HALF-KEY BALANCING BEARING: STANDARD WITH FIXED BEARING, VIBRATION SEVERITY GRADE: R/A, FLANGE ACCURACY: R TERMINAL BOX (ABOVE) CABLE ENTRY ON THE LEFT SIGNAL CONNECTION D-END | 5565 | TEM | 1 | MC | 125 | 1
1PH81351JF032BA1 | SIMOTICS M COMPACT ASYNCHRONOUS MOTOR 1500RPM,18,5KW,118NM, 43A, 330V 1750RPM,21,5KW,117NM, 43A, 383V 2000RPM, 24KW, 115NM, 43A, 434V FORCED VENTILATION; DIRECTION OF AIR FLOW DE --> NDE; DEGREE OF PROTECTION IP55 INCREMENT. ENCODER HTL 2048 S/R (ENCODER HTL2048S/R) with TEMPERAT. SENSOR KTY84-130 DESIGN IM B35 (IM V15, IM V35) SHAFT WITH FITTED KEY HALF-KEY BALANCING BEARING: STANDARD WITH FIXED BEARING, VIBRATION SEVERITY GRADE: R/A, FLANGE ACCURACY: R TERMINAL BOX (ABOVE) CABLE ENTRY ON THE RIGHT SIGNAL CONNECTION D-END | 5869 | TEM | 1 | MC | 125 | 1
1PH81351JF100BA1 | SIMOTICS M COMPACT ASYNCHRONOUS MOTOR 1500RPM,18,5KW,118NM, 43A, 330V 1750RPM,21,5KW,117NM, 43A, 383V 2000RPM, 24KW, 115NM, 43A, 434V FORCED VENTILATION; DIRECTION OF AIR FLOW NDE --> DE; DEGREE OF PROTECTION IP55 INCREMENT. ENCODER HTL 2048 S/R (ENCODER HTL2048S/R) with TEMPERAT. SENSOR KTY84-130 DESIGN IM B3 (IM V5, IM V6) PLAIN SHAFT WITHOUT FITTED KEY; BEARING: STANDARD WITH FIXED BEARING, VIBRATION SEVERITY GRADE: R/A, FLANGE ACCURACY: R TERMINAL BOX (ABOVE) CABLE ENTRY ON THE RIGHT SIGNAL CONNECTION D-END | 5327 | TEM | 1 | MC | 125 | 1
1PH81351JF100BB1 | SIMOTICS M COMPACT ASYNCHRONOUS MOTOR 1500RPM,18,5KW,118NM, 43A, 330V 1750RPM,21,5KW,117NM, 43A, 383V 2000RPM, 24KW, 115NM, 43A, 434V FORCED VENTILATION; DIRECTION OF AIR FLOW NDE --> DE; DEGREE OF PROTECTION IP55 INCREMENT. ENCODER HTL 2048 S/R (ENCODER HTL2048S/R) with TEMPERAT. SENSOR KTY84-130 DESIGN IM B3 (IM V5, IM V6) PLAIN SHAFT WITHOUT FITTED KEY; BEARING: STANDARD WITH FIXED BEARING, VIBRATION SEVERITY GRADE: R/A, FLANGE ACCURACY: R TERMINAL BOX (ABOVE) CABLE ENTRY ON THE LEFT SIGNAL CONNECTION D-END | 5327 | TEM | 1 | MC | 125 | 1
1PH81351JF100BC1 | SIMOTICS M COMPACT ASYNCHRONOUS MOTOR 1500RPM,18,5KW,118NM, 43A, 330V 1750RPM,21,5KW,117NM, 43A, 383V 2000RPM, 24KW, 115NM, 43A, 434V FORCED VENTILATION; DIRECTION OF AIR FLOW NDE --> DE; DEGREE OF PROTECTION IP55 INCREMENT. ENCODER HTL 2048 S/R (ENCODER HTL2048S/R) with TEMPERAT. SENSOR KTY84-130 DESIGN IM B3 (IM V5, IM V6) PLAIN SHAFT WITHOUT FITTED KEY; BEARING: STANDARD WITH FIXED BEARING, VIBRATION SEVERITY GRADE: R/A, FLANGE ACCURACY: R TERMINAL BOX (ABOVE) CABLE ENTRY ON THE ND-END SIGNAL CONNECTION LEFT | 5327 | TEM | 1 | MC | 125 | 1
1PH81351JF100CA1 | SIMOTICS M COMPACT ASYNCHRONOUS MOTOR 1500RPM,18,5KW,118NM, 43A, 330V 1750RPM,21,5KW,117NM, 43A, 383V 2000RPM, 24KW, 115NM, 43A, 434V FORCED VENTILATION; DIRECTION OF AIR FLOW NDE --> DE; DEGREE OF PROTECTION IP55 INCREMENT. ENCODER HTL 2048 S/R (ENCODER HTL2048S/R) with TEMPERAT. SENSOR KTY84-130 DESIGN IM B3 (IM V5, IM V6) PLAIN SHAFT WITHOUT FITTED KEY; BEARING: STANDARD WITH FIXED BEARING, VIBRATION SEVERITY GRADE: S/A, SHAFT AND FLANGE ACCURACY: R TERMINAL BOX (ABOVE) CABLE ENTRY ON THE RIGHT SIGNAL CONNECTION D-END | 5522 | TEM | 1 | MC | 125 | 1
1PH81351JF100CB1 | SIMOTICS M COMPACT ASYNCHRONOUS MOTOR 1500RPM,18,5KW,118NM, 43A, 330V 1750RPM,21,5KW,117NM, 43A, 383V 2000RPM, 24KW, 115NM, 43A, 434V FORCED VENTILATION; DIRECTION OF AIR FLOW NDE --> DE; DEGREE OF PROTECTION IP55 INCREMENT. ENCODER HTL 2048 S/R (ENCODER HTL2048S/R) with TEMPERAT. SENSOR KTY84-130 DESIGN IM B3 (IM V5, IM V6) PLAIN SHAFT WITHOUT FITTED KEY; BEARING: STANDARD WITH FIXED BEARING, VIBRATION SEVERITY GRADE: S/A, SHAFT AND FLANGE ACCURACY: R TERMINAL BOX (ABOVE) CABLE ENTRY ON THE LEFT SIGNAL CONNECTION D-END | 5522 | TEM | 1 | MC | 125 | 1
1PH81351JF100CC1 | SIMOTICS M COMPACT ASYNCHRONOUS MOTOR 1500RPM,18,5KW,118NM, 43A, 330V 1750RPM,21,5KW,117NM, 43A, 383V 2000RPM, 24KW, 115NM, 43A, 434V FORCED VENTILATION; DIRECTION OF AIR FLOW NDE --> DE; DEGREE OF PROTECTION IP55 INCREMENT. ENCODER HTL 2048 S/R (ENCODER HTL2048S/R) with TEMPERAT. SENSOR KTY84-130 DESIGN IM B3 (IM V5, IM V6) PLAIN SHAFT WITHOUT FITTED KEY; BEARING: STANDARD WITH FIXED BEARING, VIBRATION SEVERITY GRADE: S/A, SHAFT AND FLANGE ACCURACY: R TERMINAL BOX (ABOVE) CABLE ENTRY ON THE ND-END SIGNAL CONNECTION LEFT | 5522 | TEM | 1 | MC | 125 | 1
1PH81351JF102BA1 | SIMOTICS M COMPACT ASYNCHRONOUS MOTOR 1500RPM,18,5KW,118NM, 43A, 330V 1750RPM,21,5KW,117NM, 43A, 383V 2000RPM, 24KW, 115NM, 43A, 434V FORCED VENTILATION; DIRECTION OF AIR FLOW NDE --> DE; DEGREE OF PROTECTION IP55 INCREMENT. ENCODER HTL 2048 S/R (ENCODER HTL2048S/R) with TEMPERAT. SENSOR KTY84-130 DESIGN IM B3 (IM V5, IM V6) SHAFT WITH FITTED KEY HALF-KEY BALANCING BEARING: STANDARD WITH FIXED BEARING, VIBRATION SEVERITY GRADE: R/A, FLANGE ACCURACY: R TERMINAL BOX (ABOVE) CABLE ENTRY ON THE RIGHT SIGNAL CONNECTION D-END | 5327 | TEM | 1 | MC | 125 | 1
1PH81351JF102BB1 | SIMOTICS M COMPACT ASYNCHRONOUS MOTOR 1500RPM,18,5KW,118NM, 43A, 330V 1750RPM,21,5KW,117NM, 43A, 383V 2000RPM, 24KW, 115NM, 43A, 434V FORCED VENTILATION; DIRECTION OF AIR FLOW NDE --> DE; DEGREE OF PROTECTION IP55 INCREMENT. ENCODER HTL 2048 S/R (ENCODER HTL2048S/R) with TEMPERAT. SENSOR KTY84-130 DESIGN IM B3 (IM V5, IM V6) SHAFT WITH FITTED KEY HALF-KEY BALANCING BEARING: STANDARD WITH FIXED BEARING, VIBRATION SEVERITY GRADE: R/A, FLANGE ACCURACY: R TERMINAL BOX (ABOVE) CABLE ENTRY ON THE LEFT SIGNAL CONNECTION D-END | 5327 | TEM | 1 | MC | 125 | 1
1PH81351JF102BC1 | SIMOTICS M COMPACT ASYNCHRONOUS MOTOR 1500RPM,18,5KW,118NM, 43A, 330V 1750RPM,21,5KW,117NM, 43A, 383V 2000RPM, 24KW, 115NM, 43A, 434V FORCED VENTILATION; DIRECTION OF AIR FLOW NDE --> DE; DEGREE OF PROTECTION IP55 INCREMENT. ENCODER HTL 2048 S/R (ENCODER HTL2048S/R) with TEMPERAT. SENSOR KTY84-130 DESIGN IM B3 (IM V5, IM V6) SHAFT WITH FITTED KEY HALF-KEY BALANCING BEARING: STANDARD WITH FIXED BEARING, VIBRATION SEVERITY GRADE: R/A, FLANGE ACCURACY: R TERMINAL BOX (ABOVE) CABLE ENTRY ON THE ND-END SIGNAL CONNECTION LEFT | 5327 | TEM | 1 | MC | 125 | 1
1PH81351JF102CA1 | SIMOTICS M COMPACT ASYNCHRONOUS MOTOR 1500RPM,18,5KW,118NM, 43A, 330V 1750RPM,21,5KW,117NM, 43A, 383V 2000RPM, 24KW, 115NM, 43A, 434V FORCED VENTILATION; DIRECTION OF AIR FLOW NDE --> DE; DEGREE OF PROTECTION IP55 INCREMENT. ENCODER HTL 2048 S/R (ENCODER HTL2048S/R) with TEMPERAT. SENSOR KTY84-130 DESIGN IM B3 (IM V5, IM V6) SHAFT WITH FITTED KEY HALF-KEY BALANCING BEARING: STANDARD WITH FIXED BEARING, VIBRATION SEVERITY GRADE: S/A, SHAFT AND FLANGE ACCURACY: R TERMINAL BOX (ABOVE) CABLE ENTRY ON THE RIGHT SIGNAL CONNECTION D-END | 5522 | TEM | 1 | MC | 125 | 1
1PH81351JF102CB1 | SIMOTICS M COMPACT ASYNCHRONOUS MOTOR 1500RPM,18,5KW,118NM, 43A, 330V 1750RPM,21,5KW,117NM, 43A, 383V 2000RPM, 24KW, 115NM, 43A, 434V FORCED VENTILATION; DIRECTION OF AIR FLOW NDE --> DE; DEGREE OF PROTECTION IP55 INCREMENT. ENCODER HTL 2048 S/R (ENCODER HTL2048S/R) with TEMPERAT. SENSOR KTY84-130 DESIGN IM B3 (IM V5, IM V6) SHAFT WITH FITTED KEY HALF-KEY BALANCING BEARING: STANDARD WITH FIXED BEARING, VIBRATION SEVERITY GRADE: S/A, SHAFT AND FLANGE ACCURACY: R TERMINAL BOX (ABOVE) CABLE ENTRY ON THE LEFT SIGNAL CONNECTION D-END | 5522 | TEM | 1 | MC | 125 | 1
1PH81351JF102CC1 | SIMOTICS M COMPACT ASYNCHRONOUS MOTOR 1500RPM,18,5KW,118NM, 43A, 330V 1750RPM,21,5KW,117NM, 43A, 383V 2000RPM, 24KW, 115NM, 43A, 434V FORCED VENTILATION; DIRECTION OF AIR FLOW NDE --> DE; DEGREE OF PROTECTION IP55 INCREMENT. ENCODER HTL 2048 S/R (ENCODER HTL2048S/R) with TEMPERAT. SENSOR KTY84-130 DESIGN IM B3 (IM V5, IM V6) SHAFT WITH FITTED KEY HALF-KEY BALANCING BEARING: STANDARD WITH FIXED BEARING, VIBRATION SEVERITY GRADE: S/A, SHAFT AND FLANGE ACCURACY: R TERMINAL BOX (ABOVE) CABLE ENTRY ON THE ND-END SIGNAL CONNECTION LEFT | 5522 | TEM | 1 | MC | 125 | 1
1PH81351JF120BA1 | SIMOTICS M COMPACT ASYNCHRONOUS MOTOR 1500RPM,18,5KW,118NM, 43A, 330V 1750RPM,21,5KW,117NM, 43A, 383V 2000RPM, 24KW, 115NM, 43A, 434V FORCED VENTILATION; DIRECTION OF AIR FLOW NDE --> DE; DEGREE OF PROTECTION IP55 INCREMENT. ENCODER HTL 2048 S/R (ENCODER HTL2048S/R) with TEMPERAT. SENSOR KTY84-130 DESIGN IM B5 (IMV 1,IM V3) PLAIN SHAFT WITHOUT FITTED KEY; BEARING: STANDARD WITH FIXED BEARING, VIBRATION SEVERITY GRADE: R/A, FLANGE ACCURACY: R TERMINAL BOX (ABOVE) CABLE ENTRY ON THE RIGHT SIGNAL CONNECTION D-END | 5565 | TEM | 1 | MC | 125 | 1
1PH81351JF120BB1 | SIMOTICS M COMPACT ASYNCHRONOUS MOTOR 1500RPM,18,5KW,118NM, 43A, 330V 1750RPM,21,5KW,117NM, 43A, 383V 2000RPM, 24KW, 115NM, 43A, 434V FORCED VENTILATION; DIRECTION OF AIR FLOW NDE --> DE; DEGREE OF PROTECTION IP55 INCREMENT. ENCODER HTL 2048 S/R (ENCODER HTL2048S/R) with TEMPERAT. SENSOR KTY84-130 DESIGN IM B5 (IMV 1,IM V3) PLAIN SHAFT WITHOUT FITTED KEY; BEARING: STANDARD WITH FIXED BEARING, VIBRATION SEVERITY GRADE: R/A, FLANGE ACCURACY: R TERMINAL BOX (ABOVE) CABLE ENTRY ON THE LEFT SIGNAL CONNECTION D-END | 5565 | TEM | 1 | MC | 125 | 1
1PH81351JF120BC1 | SIMOTICS M COMPACT ASYNCHRONOUS MOTOR 1500RPM,18,5KW,118NM, 43A, 330V 1750RPM,21,5KW,117NM, 43A, 383V 2000RPM, 24KW, 115NM, 43A, 434V FORCED VENTILATION; DIRECTION OF AIR FLOW NDE --> DE; DEGREE OF PROTECTION IP55 INCREMENT. ENCODER HTL 2048 S/R (ENCODER HTL2048S/R) with TEMPERAT. SENSOR KTY84-130 DESIGN IM B5 (IMV 1,IM V3) PLAIN SHAFT WITHOUT FITTED KEY; BEARING: STANDARD WITH FIXED BEARING, VIBRATION SEVERITY GRADE: R/A, FLANGE ACCURACY: R TERMINAL BOX (ABOVE) CABLE ENTRY ON THE ND-END SIGNAL CONNECTION LEFT | 5565 | TEM | 1 | MC | 125 | 1
1PH81351JF120CA1 | SIMOTICS M COMPACT ASYNCHRONOUS MOTOR 1500RPM,18,5KW,118NM, 43A, 330V 1750RPM,21,5KW,117NM, 43A, 383V 2000RPM, 24KW, 115NM, 43A, 434V FORCED VENTILATION; DIRECTION OF AIR FLOW NDE --> DE; DEGREE OF PROTECTION IP55 INCREMENT. ENCODER HTL 2048 S/R (ENCODER HTL2048S/R) with TEMPERAT. SENSOR KTY84-130 DESIGN IM B5 (IMV 1,IM V3) PLAIN SHAFT WITHOUT FITTED KEY; BEARING: STANDARD WITH FIXED BEARING, VIBRATION SEVERITY GRADE: S/A, SHAFT AND FLANGE ACCURACY: R TERMINAL BOX (ABOVE) CABLE ENTRY ON THE RIGHT SIGNAL CONNECTION D-END | 5760 | TEM | 1 | MC | 125 | 1
1PH81351JF120CB1 | SIMOTICS M COMPACT ASYNCHRONOUS MOTOR 1500RPM,18,5KW,118NM, 43A, 330V 1750RPM,21,5KW,117NM, 43A, 383V 2000RPM, 24KW, 115NM, 43A, 434V FORCED VENTILATION; DIRECTION OF AIR FLOW NDE --> DE; DEGREE OF PROTECTION IP55 INCREMENT. ENCODER HTL 2048 S/R (ENCODER HTL2048S/R) with TEMPERAT. SENSOR KTY84-130 DESIGN IM B5 (IMV 1,IM V3) PLAIN SHAFT WITHOUT FITTED KEY; BEARING: STANDARD WITH FIXED BEARING, VIBRATION SEVERITY GRADE: S/A, SHAFT AND FLANGE ACCURACY: R TERMINAL BOX (ABOVE) CABLE ENTRY ON THE LEFT SIGNAL CONNECTION D-END | 5760 | TEM | 1 | MC | 125 | 1
1PH81351JF120CC1 | SIMOTICS M COMPACT ASYNCHRONOUS MOTOR 1500RPM,18,5KW,118NM, 43A, 330V 1750RPM,21,5KW,117NM, 43A, 383V 2000RPM, 24KW, 115NM, 43A, 434V FORCED VENTILATION; DIRECTION OF AIR FLOW NDE --> DE; DEGREE OF PROTECTION IP55 INCREMENT. ENCODER HTL 2048 S/R (ENCODER HTL2048S/R) with TEMPERAT. SENSOR KTY84-130 DESIGN IM B5 (IMV 1,IM V3) PLAIN SHAFT WITHOUT FITTED KEY; BEARING: STANDARD WITH FIXED BEARING, VIBRATION SEVERITY GRADE: S/A, SHAFT AND FLANGE ACCURACY: R TERMINAL BOX (ABOVE) CABLE ENTRY ON THE ND-END SIGNAL CONNECTION LEFT | 5760 | TEM | 1 | MC | 125 | 1
1PH81351JF122BA1 | SIMOTICS M COMPACT ASYNCHRONOUS MOTOR 1500RPM,18,5KW,118NM, 43A, 330V 1750RPM,21,5KW,117NM, 43A, 383V 2000RPM, 24KW, 115NM, 43A, 434V FORCED VENTILATION; DIRECTION OF AIR FLOW NDE --> DE; DEGREE OF PROTECTION IP55 INCREMENT. ENCODER HTL 2048 S/R (ENCODER HTL2048S/R) with TEMPERAT. SENSOR KTY84-130 DESIGN IM B5 (IMV 1,IM V3) SHAFT WITH FITTED KEY HALF-KEY BALANCING BEARING: STANDARD WITH FIXED BEARING, VIBRATION SEVERITY GRADE: R/A, FLANGE ACCURACY: R TERMINAL BOX (ABOVE) CABLE ENTRY ON THE RIGHT SIGNAL CONNECTION D-END | 5565 | TEM | 1 | MC | 125 | 1
1PH81351JF122BB1 | SIMOTICS M COMPACT ASYNCHRONOUS MOTOR 1500RPM,18,5KW,118NM, 43A, 330V 1750RPM,21,5KW,117NM, 43A, 383V 2000RPM, 24KW, 115NM, 43A, 434V FORCED VENTILATION; DIRECTION OF AIR FLOW NDE --> DE; DEGREE OF PROTECTION IP55 INCREMENT. ENCODER HTL 2048 S/R (ENCODER HTL2048S/R) with TEMPERAT. SENSOR KTY84-130 DESIGN IM B5 (IMV 1,IM V3) SHAFT WITH FITTED KEY HALF-KEY BALANCING BEARING: STANDARD WITH FIXED BEARING, VIBRATION SEVERITY GRADE: R/A, FLANGE ACCURACY: R TERMINAL BOX (ABOVE) CABLE ENTRY ON THE LEFT SIGNAL CONNECTION D-END | 5565 | TEM | 1 | MC | 125 | 1
1PH81351JF122BC1 | SIMOTICS M COMPACT ASYNCHRONOUS MOTOR 1500RPM,18,5KW,118NM, 43A, 330V 1750RPM,21,5KW,117NM, 43A, 383V 2000RPM, 24KW, 115NM, 43A, 434V FORCED VENTILATION; DIRECTION OF AIR FLOW NDE --> DE; DEGREE OF PROTECTION IP55 INCREMENT. ENCODER HTL 2048 S/R (ENCODER HTL2048S/R) with TEMPERAT. SENSOR KTY84-130 DESIGN IM B5 (IMV 1,IM V3) SHAFT WITH FITTED KEY HALF-KEY BALANCING BEARING: STANDARD WITH FIXED BEARING, VIBRATION SEVERITY GRADE: R/A, FLANGE ACCURACY: R TERMINAL BOX (ABOVE) CABLE ENTRY ON THE ND-END SIGNAL CONNECTION LEFT | 5565 | TEM | 1 | MC | 125 | 1
1PH81351JF122CA1 | SIMOTICS M COMPACT ASYNCHRONOUS MOTOR 1500RPM,18,5KW,118NM, 43A, 330V 1750RPM,21,5KW,117NM, 43A, 383V 2000RPM, 24KW, 115NM, 43A, 434V FORCED VENTILATION; DIRECTION OF AIR FLOW NDE --> DE; DEGREE OF PROTECTION IP55 INCREMENT. ENCODER HTL 2048 S/R (ENCODER HTL2048S/R) with TEMPERAT. SENSOR KTY84-130 DESIGN IM B5 (IMV 1,IM V3) SHAFT WITH FITTED KEY HALF-KEY BALANCING BEARING: STANDARD WITH FIXED BEARING, VIBRATION SEVERITY GRADE: S/A, SHAFT AND FLANGE ACCURACY: R TERMINAL BOX (ABOVE) CABLE ENTRY ON THE RIGHT SIGNAL CONNECTION D-END | 5760 | TEM | 1 | MC | 125 | 1
1PH81351JF122CB1 | SIMOTICS M COMPACT ASYNCHRONOUS MOTOR 1500RPM,18,5KW,118NM, 43A, 330V 1750RPM,21,5KW,117NM, 43A, 383V 2000RPM, 24KW, 115NM, 43A, 434V FORCED VENTILATION; DIRECTION OF AIR FLOW NDE --> DE; DEGREE OF PROTECTION IP55 INCREMENT. ENCODER HTL 2048 S/R (ENCODER HTL2048S/R) with TEMPERAT. SENSOR KTY84-130 DESIGN IM B5 (IMV 1,IM V3) SHAFT WITH FITTED KEY HALF-KEY BALANCING BEARING: STANDARD WITH FIXED BEARING, VIBRATION SEVERITY GRADE: S/A, SHAFT AND FLANGE ACCURACY: R TERMINAL BOX (ABOVE) CABLE ENTRY ON THE LEFT SIGNAL CONNECTION D-END | 5760 | TEM | 1 | MC | 125 | 1
1PH81351JF122CC1 | SIMOTICS M COMPACT ASYNCHRONOUS MOTOR 1500RPM,18,5KW,118NM, 43A, 330V 1750RPM,21,5KW,117NM, 43A, 383V 2000RPM, 24KW, 115NM, 43A, 434V FORCED VENTILATION; DIRECTION OF AIR FLOW NDE --> DE; DEGREE OF PROTECTION IP55 INCREMENT. ENCODER HTL 2048 S/R (ENCODER HTL2048S/R) with TEMPERAT. SENSOR KTY84-130 DESIGN IM B5 (IMV 1,IM V3) SHAFT WITH FITTED KEY HALF-KEY BALANCING BEARING: STANDARD WITH FIXED BEARING, VIBRATION SEVERITY GRADE: S/A, SHAFT AND FLANGE ACCURACY: R TERMINAL BOX (ABOVE) CABLE ENTRY ON THE ND-END SIGNAL CONNECTION LEFT | 5760 | TEM | 1 | MC | 125 | 1
1PH81351JF130BA1 | SIMOTICS M COMPACT ASYNCHRONOUS MOTOR 1500RPM,18,5KW,118NM, 43A, 330V 1750RPM,21,5KW,117NM, 43A, 383V 2000RPM, 24KW, 115NM, 43A, 434V FORCED VENTILATION; DIRECTION OF AIR FLOW NDE --> DE; DEGREE OF PROTECTION IP55 INCREMENT. ENCODER HTL 2048 S/R (ENCODER HTL2048S/R) with TEMPERAT. SENSOR KTY84-130 DESIGN IM B35 (IM V15, IM V35) PLAIN SHAFT WITHOUT FITTED KEY; BEARING: STANDARD WITH FIXED BEARING, VIBRATION SEVERITY GRADE: R/A, FLANGE ACCURACY: R TERMINAL BOX (ABOVE) CABLE ENTRY ON THE RIGHT SIGNAL CONNECTION D-END | 5869 | TEM | 1 | MC | 125 | 1
1PH81351JF130BB1 | SIMOTICS M COMPACT ASYNCHRONOUS MOTOR 1500RPM,18,5KW,118NM, 43A, 330V 1750RPM,21,5KW,117NM, 43A, 383V 2000RPM, 24KW, 115NM, 43A, 434V FORCED VENTILATION; DIRECTION OF AIR FLOW NDE --> DE; DEGREE OF PROTECTION IP55 INCREMENT. ENCODER HTL 2048 S/R (ENCODER HTL2048S/R) with TEMPERAT. SENSOR KTY84-130 DESIGN IM B35 (IM V15, IM V35) PLAIN SHAFT WITHOUT FITTED KEY; BEARING: STANDARD WITH FIXED BEARING, VIBRATION SEVERITY GRADE: R/A, FLANGE ACCURACY: R TERMINAL BOX (ABOVE) CABLE ENTRY ON THE LEFT SIGNAL CONNECTION D-END | 5869 | TEM | 1 | MC | 125 | 1
1PH81351JF130BC1 | SIMOTICS M COMPACT ASYNCHRONOUS MOTOR 1500RPM,18,5KW,118NM, 43A, 330V 1750RPM,21,5KW,117NM, 43A, 383V 2000RPM, 24KW, 115NM, 43A, 434V FORCED VENTILATION; DIRECTION OF AIR FLOW NDE --> DE; DEGREE OF PROTECTION IP55 INCREMENT. ENCODER HTL 2048 S/R (ENCODER HTL2048S/R) with TEMPERAT. SENSOR KTY84-130 DESIGN IM B35 (IM V15, IM V35) PLAIN SHAFT WITHOUT FITTED KEY; BEARING: STANDARD WITH FIXED BEARING, VIBRATION SEVERITY GRADE: R/A, FLANGE ACCURACY: R TERMINAL BOX (ABOVE) CABLE ENTRY ON THE ND-END SIGNAL CONNECTION LEFT | 5869 | TEM | 1 | MC | 125 | 1
1PH81351JF130CA1 | SIMOTICS M COMPACT ASYNCHRONOUS MOTOR 1500RPM,18,5KW,118NM, 43A, 330V 1750RPM,21,5KW,117NM, 43A, 383V 2000RPM, 24KW, 115NM, 43A, 434V FORCED VENTILATION; DIRECTION OF AIR FLOW NDE --> DE; DEGREE OF PROTECTION IP55 INCREMENT. ENCODER HTL 2048 S/R (ENCODER HTL2048S/R) with TEMPERAT. SENSOR KTY84-130 DESIGN IM B35 (IM V15, IM V35) PLAIN SHAFT WITHOUT FITTED KEY; BEARING: STANDARD WITH FIXED BEARING, VIBRATION SEVERITY GRADE: S/A, SHAFT AND FLANGE ACCURACY: R TERMINAL BOX (ABOVE) CABLE ENTRY ON THE RIGHT SIGNAL CONNECTION D-END | 6064 | TEM | 1 | MC | 125 | 1
1PH81351JF130CB1 | SIMOTICS M COMPACT ASYNCHRONOUS MOTOR 1500RPM,18,5KW,118NM, 43A, 330V 1750RPM,21,5KW,117NM, 43A, 383V 2000RPM, 24KW, 115NM, 43A, 434V FORCED VENTILATION; DIRECTION OF AIR FLOW NDE --> DE; DEGREE OF PROTECTION IP55 INCREMENT. ENCODER HTL 2048 S/R (ENCODER HTL2048S/R) with TEMPERAT. SENSOR KTY84-130 DESIGN IM B35 (IM V15, IM V35) PLAIN SHAFT WITHOUT FITTED KEY; BEARING: STANDARD WITH FIXED BEARING, VIBRATION SEVERITY GRADE: S/A, SHAFT AND FLANGE ACCURACY: R TERMINAL BOX (ABOVE) CABLE ENTRY ON THE LEFT SIGNAL CONNECTION D-END | 6064 | TEM | 1 | MC | 125 | 1
1PH81351JF130CC1 | SIMOTICS M COMPACT ASYNCHRONOUS MOTOR 1500RPM,18,5KW,118NM, 43A, 330V 1750RPM,21,5KW,117NM, 43A, 383V 2000RPM, 24KW, 115NM, 43A, 434V FORCED VENTILATION; DIRECTION OF AIR FLOW NDE --> DE; DEGREE OF PROTECTION IP55 INCREMENT. ENCODER HTL 2048 S/R (ENCODER HTL2048S/R) with TEMPERAT. SENSOR KTY84-130 DESIGN IM B35 (IM V15, IM V35) PLAIN SHAFT WITHOUT FITTED KEY; BEARING: STANDARD WITH FIXED BEARING, VIBRATION SEVERITY GRADE: S/A, SHAFT AND FLANGE ACCURACY: R TERMINAL BOX (ABOVE) CABLE ENTRY ON THE ND-END SIGNAL CONNECTION LEFT | 6064 | TEM | 1 | MC | 125 | 1
1PH81351JF132BA1 | SIMOTICS M COMPACT ASYNCHRONOUS MOTOR 1500RPM,18,5KW,118NM, 43A, 330V 1750RPM,21,5KW,117NM, 43A, 383V 2000RPM, 24KW, 115NM, 43A, 434V FORCED VENTILATION; DIRECTION OF AIR FLOW NDE --> DE; DEGREE OF PROTECTION IP55 INCREMENT. ENCODER HTL 2048 S/R (ENCODER HTL2048S/R) with TEMPERAT. SENSOR KTY84-130 DESIGN IM B35 (IM V15, IM V35) SHAFT WITH FITTED KEY HALF-KEY BALANCING BEARING: STANDARD WITH FIXED BEARING, VIBRATION SEVERITY GRADE: R/A, FLANGE ACCURACY: R TERMINAL BOX (ABOVE) CABLE ENTRY ON THE RIGHT SIGNAL CONNECTION D-END | 5869 | TEM | 1 | MC | 125 | 1
1PH81351JF132BB1 | SIMOTICS M COMPACT ASYNCHRONOUS MOTOR 1500RPM,18,5KW,118NM, 43A, 330V 1750RPM,21,5KW,117NM, 43A, 383V 2000RPM, 24KW, 115NM, 43A, 434V FORCED VENTILATION; DIRECTION OF AIR FLOW NDE --> DE; DEGREE OF PROTECTION IP55 INCREMENT. ENCODER HTL 2048 S/R (ENCODER HTL2048S/R) with TEMPERAT. SENSOR KTY84-130 DESIGN IM B35 (IM V15, IM V35) SHAFT WITH FITTED KEY HALF-KEY BALANCING BEARING: STANDARD WITH FIXED BEARING, VIBRATION SEVERITY GRADE: R/A, FLANGE ACCURACY: R TERMINAL BOX (ABOVE) CABLE ENTRY ON THE LEFT SIGNAL CONNECTION D-END | 5869 | TEM | 1 | MC | 125 | 1
1PH81351JF132BC1 | SIMOTICS M COMPACT ASYNCHRONOUS MOTOR 1500RPM,18,5KW,118NM, 43A, 330V 1750RPM,21,5KW,117NM, 43A, 383V 2000RPM, 24KW, 115NM, 43A, 434V FORCED VENTILATION; DIRECTION OF AIR FLOW NDE --> DE; DEGREE OF PROTECTION IP55 INCREMENT. ENCODER HTL 2048 S/R (ENCODER HTL2048S/R) with TEMPERAT. SENSOR KTY84-130 DESIGN IM B35 (IM V15, IM V35) SHAFT WITH FITTED KEY HALF-KEY BALANCING BEARING: STANDARD WITH FIXED BEARING, VIBRATION SEVERITY GRADE: R/A, FLANGE ACCURACY: R TERMINAL BOX (ABOVE) CABLE ENTRY ON THE ND-END SIGNAL CONNECTION LEFT | 5869 | TEM | 1 | MC | 125 | 1
1PH81351JF132CA1 | SIMOTICS M COMPACT ASYNCHRONOUS MOTOR 1500RPM,18,5KW,118NM, 43A, 330V 1750RPM,21,5KW,117NM, 43A, 383V 2000RPM, 24KW, 115NM, 43A, 434V FORCED VENTILATION; DIRECTION OF AIR FLOW NDE --> DE; DEGREE OF PROTECTION IP55 INCREMENT. ENCODER HTL 2048 S/R (ENCODER HTL2048S/R) with TEMPERAT. SENSOR KTY84-130 DESIGN IM B35 (IM V15, IM V35) SHAFT WITH FITTED KEY HALF-KEY BALANCING BEARING: STANDARD WITH FIXED BEARING, VIBRATION SEVERITY GRADE: S/A, SHAFT AND FLANGE ACCURACY: R TERMINAL BOX (ABOVE) CABLE ENTRY ON THE RIGHT SIGNAL CONNECTION D-END | 6064 | TEM | 1 | MC | 125 | 1
1PH81351JF132CB1 | SIMOTICS M COMPACT ASYNCHRONOUS MOTOR 1500RPM,18,5KW,118NM, 43A, 330V 1750RPM,21,5KW,117NM, 43A, 383V 2000RPM, 24KW, 115NM, 43A, 434V FORCED VENTILATION; DIRECTION OF AIR FLOW NDE --> DE; DEGREE OF PROTECTION IP55 INCREMENT. ENCODER HTL 2048 S/R (ENCODER HTL2048S/R) with TEMPERAT. SENSOR KTY84-130 DESIGN IM B35 (IM V15, IM V35) SHAFT WITH FITTED KEY HALF-KEY BALANCING BEARING: STANDARD WITH FIXED BEARING, VIBRATION SEVERITY GRADE: S/A, SHAFT AND FLANGE ACCURACY: R TERMINAL BOX (ABOVE) CABLE ENTRY ON THE LEFT SIGNAL CONNECTION D-END | 6064 | TEM | 1 | MC | 125 | 1
1PH81351JF132CC1 | SIMOTICS M COMPACT ASYNCHRONOUS MOTOR 1500RPM,18,5KW,118NM, 43A, 330V 1750RPM,21,5KW,117NM, 43A, 383V 2000RPM, 24KW, 115NM, 43A, 434V FORCED VENTILATION; DIRECTION OF AIR FLOW NDE --> DE; DEGREE OF PROTECTION IP55 INCREMENT. ENCODER HTL 2048 S/R (ENCODER HTL2048S/R) with TEMPERAT. SENSOR KTY84-130 DESIGN IM B35 (IM V15, IM V35) SHAFT WITH FITTED KEY HALF-KEY BALANCING BEARING: STANDARD WITH FIXED BEARING, VIBRATION SEVERITY GRADE: S/A, SHAFT AND FLANGE ACCURACY: R TERMINAL BOX (ABOVE) CABLE ENTRY ON THE ND-END SIGNAL CONNECTION LEFT | 6064 | TEM | 1 | MC | 125 | 1
1PH81351JF200BA1 | SIMOTICS M COMPACT ASYNCHRONOUS MOTOR 1500RPM, 22KW, 140NM, 51A, 342V 1750RPM, 25,5KW, 139NM, 51A, 39 2000RPM, 29KW, 138NM, 52A, 448V WATER COOLING DEGREE OF PROTECTION IP65 INCREMENT. ENCODER HTL 2048 S/R (ENCODER HTL2048S/R) with TEMPERAT. SENSOR KTY84-130 DESIGN IM B3 (IM V5, IM V6) PLAIN SHAFT WITHOUT FITTED KEY; BEARING: STANDARD WITH FIXED BEARING, VIBRATION SEVERITY GRADE: R/A, FLANGE ACCURACY: R TERMINAL BOX (ABOVE) CABLE ENTRY ON THE RIGHT SIGNAL CONNECTION D-END | 6278 | TEM | 1 | MC | 141 | 1
1PH81351JF200BB1 | SIMOTICS M COMPACT ASYNCHRONOUS MOTOR 1500RPM, 22KW, 140NM, 51A, 342V 1750RPM, 25,5KW, 139NM, 51A, 39 2000RPM, 29KW, 138NM, 52A, 448V WATER COOLING DEGREE OF PROTECTION IP65 INCREMENT. ENCODER HTL 2048 S/R (ENCODER HTL2048S/R) with TEMPERAT. SENSOR KTY84-130 DESIGN IM B3 (IM V5, IM V6) PLAIN SHAFT WITHOUT FITTED KEY; BEARING: STANDARD WITH FIXED BEARING, VIBRATION SEVERITY GRADE: R/A, FLANGE ACCURACY: R TERMINAL BOX (ABOVE) CABLE ENTRY ON THE LEFT SIGNAL CONNECTION D-END | 6278 | TEM | 1 | MC | 141 | 1
1PH81351JF200BC1 | SIMOTICS M COMPACT ASYNCHRONOUS MOTOR 1500RPM, 22KW, 140NM, 51A, 342V 1750RPM, 25,5KW, 139NM, 51A, 39 2000RPM, 29KW, 138NM, 52A, 448V WATER COOLING DEGREE OF PROTECTION IP65 INCREMENT. ENCODER HTL 2048 S/R (ENCODER HTL2048S/R) with TEMPERAT. SENSOR KTY84-130 DESIGN IM B3 (IM V5, IM V6) PLAIN SHAFT WITHOUT FITTED KEY; BEARING: STANDARD WITH FIXED BEARING, VIBRATION SEVERITY GRADE: R/A, FLANGE ACCURACY: R TERMINAL BOX (ABOVE) CABLE ENTRY ON THE ND-END SIGNAL CONNECTION LEFT | 6278 | TEM | 1 | MC | 141 | 1
1PH81351JF200CA1 | SIMOTICS M COMPACT ASYNCHRONOUS MOTOR 1500RPM, 22KW, 140NM, 51A, 342V 1750RPM, 25,5KW, 139NM, 51A, 39 2000RPM, 29KW, 138NM, 52A, 448V WATER COOLING DEGREE OF PROTECTION IP65 INCREMENT. ENCODER HTL 2048 S/R (ENCODER HTL2048S/R) with TEMPERAT. SENSOR KTY84-130 DESIGN IM B3 (IM V5, IM V6) PLAIN SHAFT WITHOUT FITTED KEY; BEARING: STANDARD WITH FIXED BEARING, VIBRATION SEVERITY GRADE: S/A, SHAFT AND FLANGE ACCURACY: R TERMINAL BOX (ABOVE) CABLE ENTRY ON THE RIGHT SIGNAL CONNECTION D-END | 6474 | TEM | 1 | MC | 141 | 1
1PH81351JF200CB1 | SIMOTICS M COMPACT ASYNCHRONOUS MOTOR 1500RPM, 22KW, 140NM, 51A, 342V 1750RPM, 25,5KW, 139NM, 51A, 39 2000RPM, 29KW, 138NM, 52A, 448V WATER COOLING DEGREE OF PROTECTION IP65 INCREMENT. ENCODER HTL 2048 S/R (ENCODER HTL2048S/R) with TEMPERAT. SENSOR KTY84-130 DESIGN IM B3 (IM V5, IM V6) PLAIN SHAFT WITHOUT FITTED KEY; BEARING: STANDARD WITH FIXED BEARING, VIBRATION SEVERITY GRADE: S/A, SHAFT AND FLANGE ACCURACY: R TERMINAL BOX (ABOVE) CABLE ENTRY ON THE LEFT SIGNAL CONNECTION D-END | 6474 | TEM | 1 | MC | 141 | 1
1PH81351JF200CC1 | SIMOTICS M COMPACT ASYNCHRONOUS MOTOR 1500RPM, 22KW, 140NM, 51A, 342V 1750RPM, 25,5KW, 139NM, 51A, 39 2000RPM, 29KW, 138NM, 52A, 448V WATER COOLING DEGREE OF PROTECTION IP65 INCREMENT. ENCODER HTL 2048 S/R (ENCODER HTL2048S/R) with TEMPERAT. SENSOR KTY84-130 DESIGN IM B3 (IM V5, IM V6) PLAIN SHAFT WITHOUT FITTED KEY; BEARING: STANDARD WITH FIXED BEARING, VIBRATION SEVERITY GRADE: S/A, SHAFT AND FLANGE ACCURACY: R TERMINAL BOX (ABOVE) CABLE ENTRY ON THE ND-END SIGNAL CONNECTION LEFT | 6474 | TEM | 1 | MC | 141 | 1
1PH81351JF202BA1 | SIMOTICS M COMPACT ASYNCHRONOUS MOTOR 1500RPM, 22KW, 140NM, 51A, 342V 1750RPM, 25,5KW, 139NM, 51A, 39 2000RPM, 29KW, 138NM, 52A, 448V WATER COOLING DEGREE OF PROTECTION IP65 INCREMENT. ENCODER HTL 2048 S/R (ENCODER HTL2048S/R) with TEMPERAT. SENSOR KTY84-130 DESIGN IM B3 (IM V5, IM V6) SHAFT WITH FITTED KEY HALF-KEY BALANCING BEARING: STANDARD WITH FIXED BEARING, VIBRATION SEVERITY GRADE: R/A, FLANGE ACCURACY: R TERMINAL BOX (ABOVE) CABLE ENTRY ON THE RIGHT SIGNAL CONNECTION D-END | 6278 | TEM | 1 | MC | 141 | 1
1PH81351JF202BB1 | SIMOTICS M COMPACT ASYNCHRONOUS MOTOR 1500RPM, 22KW, 140NM, 51A, 342V 1750RPM, 25,5KW, 139NM, 51A, 39 2000RPM, 29KW, 138NM, 52A, 448V WATER COOLING DEGREE OF PROTECTION IP65 INCREMENT. ENCODER HTL 2048 S/R (ENCODER HTL2048S/R) with TEMPERAT. SENSOR KTY84-130 DESIGN IM B3 (IM V5, IM V6) SHAFT WITH FITTED KEY HALF-KEY BALANCING BEARING: STANDARD WITH FIXED BEARING, VIBRATION SEVERITY GRADE: R/A, FLANGE ACCURACY: R TERMINAL BOX (ABOVE) CABLE ENTRY ON THE LEFT SIGNAL CONNECTION D-END | 6278 | TEM | 1 | MC | 141 | 1
1PH81351JF202BC1 | SIMOTICS M COMPACT ASYNCHRONOUS MOTOR 1500RPM, 22KW, 140NM, 51A, 342V 1750RPM, 25,5KW, 139NM, 51A, 39 2000RPM, 29KW, 138NM, 52A, 448V WATER COOLING DEGREE OF PROTECTION IP65 INCREMENT. ENCODER HTL 2048 S/R (ENCODER HTL2048S/R) with TEMPERAT. SENSOR KTY84-130 DESIGN IM B3 (IM V5, IM V6) SHAFT WITH FITTED KEY HALF-KEY BALANCING BEARING: STANDARD WITH FIXED BEARING, VIBRATION SEVERITY GRADE: R/A, FLANGE ACCURACY: R TERMINAL BOX (ABOVE) CABLE ENTRY ON THE ND-END SIGNAL CONNECTION LEFT | 6278 | TEM | 1 | MC | 141 | 1
1PH81351JF202CA1 | SIMOTICS M COMPACT ASYNCHRONOUS MOTOR 1500RPM, 22KW, 140NM, 51A, 342V 1750RPM, 25,5KW, 139NM, 51A, 39 2000RPM, 29KW, 138NM, 52A, 448V WATER COOLING DEGREE OF PROTECTION IP65 INCREMENT. ENCODER HTL 2048 S/R (ENCODER HTL2048S/R) with TEMPERAT. SENSOR KTY84-130 DESIGN IM B3 (IM V5, IM V6) SHAFT WITH FITTED KEY HALF-KEY BALANCING BEARING: STANDARD WITH FIXED BEARING, VIBRATION SEVERITY GRADE: S/A, SHAFT AND FLANGE ACCURACY: R TERMINAL BOX (ABOVE) CABLE ENTRY ON THE RIGHT SIGNAL CONNECTION D-END | 6474 | TEM | 1 | MC | 141 | 1
1PH81351JF202CB1 | SIMOTICS M COMPACT ASYNCHRONOUS MOTOR 1500RPM, 22KW, 140NM, 51A, 342V 1750RPM, 25,5KW, 139NM, 51A, 39 2000RPM, 29KW, 138NM, 52A, 448V WATER COOLING DEGREE OF PROTECTION IP65 INCREMENT. ENCODER HTL 2048 S/R (ENCODER HTL2048S/R) with TEMPERAT. SENSOR KTY84-130 DESIGN IM B3 (IM V5, IM V6) SHAFT WITH FITTED KEY HALF-KEY BALANCING BEARING: STANDARD WITH FIXED BEARING, VIBRATION SEVERITY GRADE: S/A, SHAFT AND FLANGE ACCURACY: R TERMINAL BOX (ABOVE) CABLE ENTRY ON THE LEFT SIGNAL CONNECTION D-END | 6474 | TEM | 1 | MC | 141 | 1
1PH81351JF202CC1 | SIMOTICS M COMPACT ASYNCHRONOUS MOTOR 1500RPM, 22KW, 140NM, 51A, 342V 1750RPM, 25,5KW, 139NM, 51A, 39 2000RPM, 29KW, 138NM, 52A, 448V WATER COOLING DEGREE OF PROTECTION IP65 INCREMENT. ENCODER HTL 2048 S/R (ENCODER HTL2048S/R) with TEMPERAT. SENSOR KTY84-130 DESIGN IM B3 (IM V5, IM V6) SHAFT WITH FITTED KEY HALF-KEY BALANCING BEARING: STANDARD WITH FIXED BEARING, VIBRATION SEVERITY GRADE: S/A, SHAFT AND FLANGE ACCURACY: R TERMINAL BOX (ABOVE) CABLE ENTRY ON THE ND-END SIGNAL CONNECTION LEFT | 6474 | TEM | 1 | MC | 141 | 1
1PH81351JF220BA1 | SIMOTICS M COMPACT ASYNCHRONOUS MOTOR 1500RPM, 22KW, 140NM, 51A, 342V 1750RPM, 25,5KW, 139NM, 51A, 39 2000RPM, 29KW, 138NM, 52A, 448V WATER COOLING DEGREE OF PROTECTION IP65 INCREMENT. ENCODER HTL 2048 S/R (ENCODER HTL2048S/R) with TEMPERAT. SENSOR KTY84-130 DESIGN IM B5 (IMV 1,IM V3) PLAIN SHAFT WITHOUT FITTED KEY; BEARING: STANDARD WITH FIXED BEARING, VIBRATION SEVERITY GRADE: R/A, FLANGE ACCURACY: R TERMINAL BOX (ABOVE) CABLE ENTRY ON THE RIGHT SIGNAL CONNECTION D-END | 6517 | TEM | 1 | MC | 141 | 1
1PH81351JF220BB1 | SIMOTICS M COMPACT ASYNCHRONOUS MOTOR 1500RPM, 22KW, 140NM, 51A, 342V 1750RPM, 25,5KW, 139NM, 51A, 39 2000RPM, 29KW, 138NM, 52A, 448V WATER COOLING DEGREE OF PROTECTION IP65 INCREMENT. ENCODER HTL 2048 S/R (ENCODER HTL2048S/R) with TEMPERAT. SENSOR KTY84-130 DESIGN IM B5 (IMV 1,IM V3) PLAIN SHAFT WITHOUT FITTED KEY; BEARING: STANDARD WITH FIXED BEARING, VIBRATION SEVERITY GRADE: R/A, FLANGE ACCURACY: R TERMINAL BOX (ABOVE) CABLE ENTRY ON THE LEFT SIGNAL CONNECTION D-END | 6517 | TEM | 1 | MC | 141 | 1
1PH81351JF220BC1 | SIMOTICS M COMPACT ASYNCHRONOUS MOTOR 1500RPM, 22KW, 140NM, 51A, 342V 1750RPM, 25,5KW, 139NM, 51A, 39 2000RPM, 29KW, 138NM, 52A, 448V WATER COOLING DEGREE OF PROTECTION IP65 INCREMENT. ENCODER HTL 2048 S/R (ENCODER HTL2048S/R) with TEMPERAT. SENSOR KTY84-130 DESIGN IM B5 (IMV 1,IM V3) PLAIN SHAFT WITHOUT FITTED KEY; BEARING: STANDARD WITH FIXED BEARING, VIBRATION SEVERITY GRADE: R/A, FLANGE ACCURACY: R TERMINAL BOX (ABOVE) CABLE ENTRY ON THE ND-END SIGNAL CONNECTION LEFT | 6517 | TEM | 1 | MC | 141 | 1
1PH81351JF220CA1 | SIMOTICS M COMPACT ASYNCHRONOUS MOTOR 1500RPM, 22KW, 140NM, 51A, 342V 1750RPM, 25,5KW, 139NM, 51A, 39 2000RPM, 29KW, 138NM, 52A, 448V WATER COOLING DEGREE OF PROTECTION IP65 INCREMENT. ENCODER HTL 2048 S/R (ENCODER HTL2048S/R) with TEMPERAT. SENSOR KTY84-130 DESIGN IM B5 (IMV 1,IM V3) PLAIN SHAFT WITHOUT FITTED KEY; BEARING: STANDARD WITH FIXED BEARING, VIBRATION SEVERITY GRADE: S/A, SHAFT AND FLANGE ACCURACY: R TERMINAL BOX (ABOVE) CABLE ENTRY ON THE RIGHT SIGNAL CONNECTION D-END | 6712 | TEM | 1 | MC | 141 | 1
1PH81351JF220CB1 | SIMOTICS M COMPACT ASYNCHRONOUS MOTOR 1500RPM, 22KW, 140NM, 51A, 342V 1750RPM, 25,5KW, 139NM, 51A, 39 2000RPM, 29KW, 138NM, 52A, 448V WATER COOLING DEGREE OF PROTECTION IP65 INCREMENT. ENCODER HTL 2048 S/R (ENCODER HTL2048S/R) with TEMPERAT. SENSOR KTY84-130 DESIGN IM B5 (IMV 1,IM V3) PLAIN SHAFT WITHOUT FITTED KEY; BEARING: STANDARD WITH FIXED BEARING, VIBRATION SEVERITY GRADE: S/A, SHAFT AND FLANGE ACCURACY: R TERMINAL BOX (ABOVE) CABLE ENTRY ON THE LEFT SIGNAL CONNECTION D-END | 6712 | TEM | 1 | MC | 141 | 1
1PH81351JF220CC1 | SIMOTICS M COMPACT ASYNCHRONOUS MOTOR 1500RPM, 22KW, 140NM, 51A, 342V 1750RPM, 25,5KW, 139NM, 51A, 39 2000RPM, 29KW, 138NM, 52A, 448V WATER COOLING DEGREE OF PROTECTION IP65 INCREMENT. ENCODER HTL 2048 S/R (ENCODER HTL2048S/R) with TEMPERAT. SENSOR KTY84-130 DESIGN IM B5 (IMV 1,IM V3) PLAIN SHAFT WITHOUT FITTED KEY; BEARING: STANDARD WITH FIXED BEARING, VIBRATION SEVERITY GRADE: S/A, SHAFT AND FLANGE ACCURACY: R TERMINAL BOX (ABOVE) CABLE ENTRY ON THE ND-END SIGNAL CONNECTION LEFT | 6712 | TEM | 1 | MC | 141 | 1
1PH81351JF222BA1 | SIMOTICS M COMPACT ASYNCHRONOUS MOTOR 1500RPM, 22KW, 140NM, 51A, 342V 1750RPM, 25,5KW, 139NM, 51A, 39 2000RPM, 29KW, 138NM, 52A, 448V WATER COOLING DEGREE OF PROTECTION IP65 INCREMENT. ENCODER HTL 2048 S/R (ENCODER HTL2048S/R) with TEMPERAT. SENSOR KTY84-130 DESIGN IM B5 (IMV 1,IM V3) SHAFT WITH FITTED KEY HALF-KEY BALANCING BEARING: STANDARD WITH FIXED BEARING, VIBRATION SEVERITY GRADE: R/A, FLANGE ACCURACY: R TERMINAL BOX (ABOVE) CABLE ENTRY ON THE RIGHT SIGNAL CONNECTION D-END | 6517 | TEM | 1 | MC | 141 | 1
1PH81351JF222BB1 | SIMOTICS M COMPACT ASYNCHRONOUS MOTOR 1500RPM, 22KW, 140NM, 51A, 342V 1750RPM, 25,5KW, 139NM, 51A, 39 2000RPM, 29KW, 138NM, 52A, 448V WATER COOLING DEGREE OF PROTECTION IP65 INCREMENT. ENCODER HTL 2048 S/R (ENCODER HTL2048S/R) with TEMPERAT. SENSOR KTY84-130 DESIGN IM B5 (IMV 1,IM V3) SHAFT WITH FITTED KEY HALF-KEY BALANCING BEARING: STANDARD WITH FIXED BEARING, VIBRATION SEVERITY GRADE: R/A, FLANGE ACCURACY: R TERMINAL BOX (ABOVE) CABLE ENTRY ON THE LEFT SIGNAL CONNECTION D-END | 6517 | TEM | 1 | MC | 141 | 1
1PH81351JF222BC1 | SIMOTICS M COMPACT ASYNCHRONOUS MOTOR 1500RPM, 22KW, 140NM, 51A, 342V 1750RPM, 25,5KW, 139NM, 51A, 39 2000RPM, 29KW, 138NM, 52A, 448V WATER COOLING DEGREE OF PROTECTION IP65 INCREMENT. ENCODER HTL 2048 S/R (ENCODER HTL2048S/R) with TEMPERAT. SENSOR KTY84-130 DESIGN IM B5 (IMV 1,IM V3) SHAFT WITH FITTED KEY HALF-KEY BALANCING BEARING: STANDARD WITH FIXED BEARING, VIBRATION SEVERITY GRADE: R/A, FLANGE ACCURACY: R TERMINAL BOX (ABOVE) CABLE ENTRY ON THE ND-END SIGNAL CONNECTION LEFT | 6517 | TEM | 1 | MC | 141 | 1
1PH81351JF222CA1 | SIMOTICS M COMPACT ASYNCHRONOUS MOTOR 1500RPM, 22KW, 140NM, 51A, 342V 1750RPM, 25,5KW, 139NM, 51A, 39 2000RPM, 29KW, 138NM, 52A, 448V WATER COOLING DEGREE OF PROTECTION IP65 INCREMENT. ENCODER HTL 2048 S/R (ENCODER HTL2048S/R) with TEMPERAT. SENSOR KTY84-130 DESIGN IM B5 (IMV 1,IM V3) SHAFT WITH FITTED KEY HALF-KEY BALANCING BEARING: STANDARD WITH FIXED BEARING, VIBRATION SEVERITY GRADE: S/A, SHAFT AND FLANGE ACCURACY: R TERMINAL BOX (ABOVE) CABLE ENTRY ON THE RIGHT SIGNAL CONNECTION D-END | 6712 | TEM | 1 | MC | 141 | 1
1PH81351JF222CB1 | SIMOTICS M COMPACT ASYNCHRONOUS MOTOR 1500RPM, 22KW, 140NM, 51A, 342V 1750RPM, 25,5KW, 139NM, 51A, 39 2000RPM, 29KW, 138NM, 52A, 448V WATER COOLING DEGREE OF PROTECTION IP65 INCREMENT. ENCODER HTL 2048 S/R (ENCODER HTL2048S/R) with TEMPERAT. SENSOR KTY84-130 DESIGN IM B5 (IMV 1,IM V3) SHAFT WITH FITTED KEY HALF-KEY BALANCING BEARING: STANDARD WITH FIXED BEARING, VIBRATION SEVERITY GRADE: S/A, SHAFT AND FLANGE ACCURACY: R TERMINAL BOX (ABOVE) CABLE ENTRY ON THE LEFT SIGNAL CONNECTION D-END | 6712 | TEM | 1 | MC | 141 | 1
1PH81351JF222CC1 | SIMOTICS M COMPACT ASYNCHRONOUS MOTOR 1500RPM, 22KW, 140NM, 51A, 342V 1750RPM, 25,5KW, 139NM, 51A, 39 2000RPM, 29KW, 138NM, 52A, 448V WATER COOLING DEGREE OF PROTECTION IP65 INCREMENT. ENCODER HTL 2048 S/R (ENCODER HTL2048S/R) with TEMPERAT. SENSOR KTY84-130 DESIGN IM B5 (IMV 1,IM V3) SHAFT WITH FITTED KEY HALF-KEY BALANCING BEARING: STANDARD WITH FIXED BEARING, VIBRATION SEVERITY GRADE: S/A, SHAFT AND FLANGE ACCURACY: R TERMINAL BOX (ABOVE) CABLE ENTRY ON THE ND-END SIGNAL CONNECTION LEFT | 6712 | TEM | 1 | MC | 141 | 1
1PH81351JF230BA1 | SIMOTICS M COMPACT ASYNCHRONOUS MOTOR 1500RPM, 22KW, 140NM, 51A, 342V 1750RPM, 25,5KW, 139NM, 51A, 39 2000RPM, 29KW, 138NM, 52A, 448V WATER COOLING DEGREE OF PROTECTION IP65 INCREMENT. ENCODER HTL 2048 S/R (ENCODER HTL2048S/R) with TEMPERAT. SENSOR KTY84-130 DESIGN IM B35 (IM V15, IM V35) PLAIN SHAFT WITHOUT FITTED KEY; BEARING: STANDARD WITH FIXED BEARING, VIBRATION SEVERITY GRADE: R/A, FLANGE ACCURACY: R TERMINAL BOX (ABOVE) CABLE ENTRY ON THE RIGHT SIGNAL CONNECTION D-END | 6820 | TEM | 1 | MC | 141 | 1
1PH81351JF230BB1 | SIMOTICS M COMPACT ASYNCHRONOUS MOTOR 1500RPM, 22KW, 140NM, 51A, 342V 1750RPM, 25,5KW, 139NM, 51A, 39 2000RPM, 29KW, 138NM, 52A, 448V WATER COOLING DEGREE OF PROTECTION IP65 INCREMENT. ENCODER HTL 2048 S/R (ENCODER HTL2048S/R) with TEMPERAT. SENSOR KTY84-130 DESIGN IM B35 (IM V15, IM V35) PLAIN SHAFT WITHOUT FITTED KEY; BEARING: STANDARD WITH FIXED BEARING, VIBRATION SEVERITY GRADE: R/A, FLANGE ACCURACY: R TERMINAL BOX (ABOVE) CABLE ENTRY ON THE LEFT SIGNAL CONNECTION D-END | 6820 | TEM | 1 | MC | 141 | 1
1PH81351JF230BC1 | SIMOTICS M COMPACT ASYNCHRONOUS MOTOR 1500RPM, 22KW, 140NM, 51A, 342V 1750RPM, 25,5KW, 139NM, 51A, 39 2000RPM, 29KW, 138NM, 52A, 448V WATER COOLING DEGREE OF PROTECTION IP65 INCREMENT. ENCODER HTL 2048 S/R (ENCODER HTL2048S/R) with TEMPERAT. SENSOR KTY84-130 DESIGN IM B35 (IM V15, IM V35) PLAIN SHAFT WITHOUT FITTED KEY; BEARING: STANDARD WITH FIXED BEARING, VIBRATION SEVERITY GRADE: R/A, FLANGE ACCURACY: R TERMINAL BOX (ABOVE) CABLE ENTRY ON THE ND-END SIGNAL CONNECTION LEFT | 6820 | TEM | 1 | MC | 141 | 1
1PH81351JF230CA1 | SIMOTICS M COMPACT ASYNCHRONOUS MOTOR 1500RPM, 22KW, 140NM, 51A, 342V 1750RPM, 25,5KW, 139NM, 51A, 39 2000RPM, 29KW, 138NM, 52A, 448V WATER COOLING DEGREE OF PROTECTION IP65 INCREMENT. ENCODER HTL 2048 S/R (ENCODER HTL2048S/R) with TEMPERAT. SENSOR KTY84-130 DESIGN IM B35 (IM V15, IM V35) PLAIN SHAFT WITHOUT FITTED KEY; BEARING: STANDARD WITH FIXED BEARING, VIBRATION SEVERITY GRADE: S/A, SHAFT AND FLANGE ACCURACY: R TERMINAL BOX (ABOVE) CABLE ENTRY ON THE RIGHT SIGNAL CONNECTION D-END | 7015 | TEM | 1 | MC | 141 | 1
1PH81351JF230CB1 | SIMOTICS M COMPACT ASYNCHRONOUS MOTOR 1500RPM, 22KW, 140NM, 51A, 342V 1750RPM, 25,5KW, 139NM, 51A, 39 2000RPM, 29KW, 138NM, 52A, 448V WATER COOLING DEGREE OF PROTECTION IP65 INCREMENT. ENCODER HTL 2048 S/R (ENCODER HTL2048S/R) with TEMPERAT. SENSOR KTY84-130 DESIGN IM B35 (IM V15, IM V35) PLAIN SHAFT WITHOUT FITTED KEY; BEARING: STANDARD WITH FIXED BEARING, VIBRATION SEVERITY GRADE: S/A, SHAFT AND FLANGE ACCURACY: R TERMINAL BOX (ABOVE) CABLE ENTRY ON THE LEFT SIGNAL CONNECTION D-END | 7015 | TEM | 1 | MC | 141 | 1
1PH81351JF230CC1 | SIMOTICS M COMPACT ASYNCHRONOUS MOTOR 1500RPM, 22KW, 140NM, 51A, 342V 1750RPM, 25,5KW, 139NM, 51A, 39 2000RPM, 29KW, 138NM, 52A, 448V WATER COOLING DEGREE OF PROTECTION IP65 INCREMENT. ENCODER HTL 2048 S/R (ENCODER HTL2048S/R) with TEMPERAT. SENSOR KTY84-130 DESIGN IM B35 (IM V15, IM V35) PLAIN SHAFT WITHOUT FITTED KEY; BEARING: STANDARD WITH FIXED BEARING, VIBRATION SEVERITY GRADE: S/A, SHAFT AND FLANGE ACCURACY: R TERMINAL BOX (ABOVE) CABLE ENTRY ON THE ND-END SIGNAL CONNECTION LEFT | 7015 | TEM | 1 | MC | 141 | 1
1PH81351JF232BA1 | SIMOTICS M COMPACT ASYNCHRONOUS MOTOR 1500RPM, 22KW, 140NM, 51A, 342V 1750RPM, 25,5KW, 139NM, 51A, 39 2000RPM, 29KW, 138NM, 52A, 448V WATER COOLING DEGREE OF PROTECTION IP65 INCREMENT. ENCODER HTL 2048 S/R (ENCODER HTL2048S/R) with TEMPERAT. SENSOR KTY84-130 DESIGN IM B35 (IM V15, IM V35) SHAFT WITH FITTED KEY HALF-KEY BALANCING BEARING: STANDARD WITH FIXED BEARING, VIBRATION SEVERITY GRADE: R/A, FLANGE ACCURACY: R TERMINAL BOX (ABOVE) CABLE ENTRY ON THE RIGHT SIGNAL CONNECTION D-END | 6820 | TEM | 1 | MC | 141 | 1
1PH81351JF232BB1 | SIMOTICS M COMPACT ASYNCHRONOUS MOTOR 1500RPM, 22KW, 140NM, 51A, 342V 1750RPM, 25,5KW, 139NM, 51A, 39 2000RPM, 29KW, 138NM, 52A, 448V WATER COOLING DEGREE OF PROTECTION IP65 INCREMENT. ENCODER HTL 2048 S/R (ENCODER HTL2048S/R) with TEMPERAT. SENSOR KTY84-130 DESIGN IM B35 (IM V15, IM V35) SHAFT WITH FITTED KEY HALF-KEY BALANCING BEARING: STANDARD WITH FIXED BEARING, VIBRATION SEVERITY GRADE: R/A, FLANGE ACCURACY: R TERMINAL BOX (ABOVE) CABLE ENTRY ON THE LEFT SIGNAL CONNECTION D-END | 6820 | TEM | 1 | MC | 141 | 1
1PH81351JF232BC1 | SIMOTICS M COMPACT ASYNCHRONOUS MOTOR 1500RPM, 22KW, 140NM, 51A, 342V 1750RPM, 25,5KW, 139NM, 51A, 39 2000RPM, 29KW, 138NM, 52A, 448V WATER COOLING DEGREE OF PROTECTION IP65 INCREMENT. ENCODER HTL 2048 S/R (ENCODER HTL2048S/R) with TEMPERAT. SENSOR KTY84-130 DESIGN IM B35 (IM V15, IM V35) SHAFT WITH FITTED KEY HALF-KEY BALANCING BEARING: STANDARD WITH FIXED BEARING, VIBRATION SEVERITY GRADE: R/A, FLANGE ACCURACY: R TERMINAL BOX (ABOVE) CABLE ENTRY ON THE ND-END SIGNAL CONNECTION LEFT | 6820 | TEM | 1 | MC | 141 | 1
1PH81351JF232CA1 | SIMOTICS M COMPACT ASYNCHRONOUS MOTOR 1500RPM, 22KW, 140NM, 51A, 342V 1750RPM, 25,5KW, 139NM, 51A, 39 2000RPM, 29KW, 138NM, 52A, 448V WATER COOLING DEGREE OF PROTECTION IP65 INCREMENT. ENCODER HTL 2048 S/R (ENCODER HTL2048S/R) with TEMPERAT. SENSOR KTY84-130 DESIGN IM B35 (IM V15, IM V35) SHAFT WITH FITTED KEY HALF-KEY BALANCING BEARING: STANDARD WITH FIXED BEARING, VIBRATION SEVERITY GRADE: S/A, SHAFT AND FLANGE ACCURACY: R TERMINAL BOX (ABOVE) CABLE ENTRY ON THE RIGHT SIGNAL CONNECTION D-END | 7015 | TEM | 1 | MC | 141 | 1
1PH81351JF232CB1 | SIMOTICS M COMPACT ASYNCHRONOUS MOTOR 1500RPM, 22KW, 140NM, 51A, 342V 1750RPM, 25,5KW, 139NM, 51A, 39 2000RPM, 29KW, 138NM, 52A, 448V WATER COOLING DEGREE OF PROTECTION IP65 INCREMENT. ENCODER HTL 2048 S/R (ENCODER HTL2048S/R) with TEMPERAT. SENSOR KTY84-130 DESIGN IM B35 (IM V15, IM V35) SHAFT WITH FITTED KEY HALF-KEY BALANCING BEARING: STANDARD WITH FIXED BEARING, VIBRATION SEVERITY GRADE: S/A, SHAFT AND FLANGE ACCURACY: R TERMINAL BOX (ABOVE) CABLE ENTRY ON THE LEFT SIGNAL CONNECTION D-END | 7015 | TEM | 1 | MC | 141 | 1
1PH81351JF232CC1 | SIMOTICS M COMPACT ASYNCHRONOUS MOTOR 1500RPM, 22KW, 140NM, 51A, 342V 1750RPM, 25,5KW, 139NM, 51A, 39 2000RPM, 29KW, 138NM, 52A, 448V WATER COOLING DEGREE OF PROTECTION IP65 INCREMENT. ENCODER HTL 2048 S/R (ENCODER HTL2048S/R) with TEMPERAT. SENSOR KTY84-130 DESIGN IM B35 (IM V15, IM V35) SHAFT WITH FITTED KEY HALF-KEY BALANCING BEARING: STANDARD WITH FIXED BEARING, VIBRATION SEVERITY GRADE: S/A, SHAFT AND FLANGE ACCURACY: R TERMINAL BOX (ABOVE) CABLE ENTRY ON THE ND-END SIGNAL CONNECTION LEFT | 7015 | TEM | 1 | MC | 141 | 1
1PH81351JF232DA1 | SIMOTICS M COMPACT ASYNCHRONOUS MOTOR 1500RPM, 22KW, 140NM, 51A, 342V 1750RPM, 25,5KW, 139NM, 51A, 39 2000RPM, 29KW, 138NM, 52A, 448V WATER COOLING DEGREE OF PROTECTION IP65 INCREMENT. ENCODER HTL 2048 S/R (ENCODER HTL2048S/R) with TEMPERAT. SENSOR KTY84-130 DESIGN IM B35 (IM V15, IM V35) SHAFT WITH FITTED KEY HALF-KEY BALANCING BEARING: STANDARD WITH FIXED BEARING, VIBRATION SEVERITY GRADE: SR/A, SHAFT AND FLANGE ACCURACY: R TERMINAL BOX (ABOVE) CABLE ENTRY ON THE RIGHT SIGNAL CONNECTION D-END | 7086 | TEM | 1 | MC | 141 | 1
1PH81351JS021BA1 | SIMOTICS M COMPACT ASYNCHRONOUS MOTOR 2000RPM,24,5KW,117NM, 51A, 372V 5000RPM,18,5KW, 47NM, 52A, 425V 1500RPM,18,5KW,118NM, 51A, 283V FORCED VENTILATION; DIRECTION OF AIR FLOW DE --> NDE; DEGREE OF PROTECTION IP55 INCREMENT. ENCODER HTL 2048 S/R (ENCODER HTL2048S/R) with TEMPERAT. SENSOR KTY84-130 DESIGN IM B5 (IMV 1,IM V3) SHAFT WITH FITTED KEY FULL-KEY BALANCING BEARING: STANDARD WITH FIXED BEARING, VIBRATION SEVERITY GRADE: R/A, FLANGE ACCURACY: R TERMINAL BOX (ABOVE) CABLE ENTRY ON THE RIGHT SIGNAL CONNECTION D-END | 5565 | TEM | 1 | MC | 125 | 1
1PH81351MF001BA1 | SIMOTICS M COMPACT ASYNCHRONOUS MOTOR 1500RPM,18,5KW,118NM, 43A, 330V 1750RPM,21,5KW,117NM, 43A, 383V 2000RPM, 24KW, 115NM, 43A, 434V FORCED VENTILATION; DIRECTION OF AIR FLOW DE --> NDE; DEGREE OF PROTECTION IP55 INCREMENTAL ENCODER SIN/COS 1VPP 2048 S/R WITH ND-END AT TERMINAL BOX (ENCODER IC2048S/R) with TEMPERAT. SENSOR KTY84-130 DESIGN IM B3 (IM V5, IM V6) SHAFT WITH FITTED KEY FULL-KEY BALANCING BEARING: STANDARD WITH FIXED BEARING, VIBRATION SEVERITY GRADE: R/A, FLANGE ACCURACY: R TERMINAL BOX (ABOVE) CABLE ENTRY ON THE RIGHT SIGNAL CONNECTION D-END | 5240 | TEM | 1 | MC | 125 | 1
1PH81351MF002BA1 | SIMOTICS M COMPACT ASYNCHRONOUS MOTOR 1500RPM,18,5KW,118NM, 43A, 330V 1750RPM,21,5KW,117NM, 43A, 383V 2000RPM, 24KW, 115NM, 43A, 434V FORCED VENTILATION; DIRECTION OF AIR FLOW DE --> NDE; DEGREE OF PROTECTION IP55 INCREMENTAL ENCODER SIN/COS 1VPP 2048 S/R WITH ND-END AT TERMINAL BOX (ENCODER IC2048S/R) with TEMPERAT. SENSOR KTY84-130 DESIGN IM B3 (IM V5, IM V6) SHAFT WITH FITTED KEY HALF-KEY BALANCING BEARING: STANDARD WITH FIXED BEARING, VIBRATION SEVERITY GRADE: R/A, FLANGE ACCURACY: R TERMINAL BOX (ABOVE) CABLE ENTRY ON THE RIGHT SIGNAL CONNECTION D-END | 5240 | TEM | 1 | MC | 125 | 1
1PH81351MF002BB1 | SIMOTICS M COMPACT ASYNCHRONOUS MOTOR 1500RPM,18,5KW,118NM, 43A, 330V 1750RPM,21,5KW,117NM, 43A, 383V 2000RPM, 24KW, 115NM, 43A, 434V FORCED VENTILATION; DIRECTION OF AIR FLOW DE --> NDE; DEGREE OF PROTECTION IP55 INCREMENTAL ENCODER SIN/COS 1VPP 2048 S/R WITH ND-END AT TERMINAL BOX (ENCODER IC2048S/R) with TEMPERAT. SENSOR KTY84-130 DESIGN IM B3 (IM V5, IM V6) SHAFT WITH FITTED KEY HALF-KEY BALANCING BEARING: STANDARD WITH FIXED BEARING, VIBRATION SEVERITY GRADE: R/A, FLANGE ACCURACY: R TERMINAL BOX (ABOVE) CABLE ENTRY ON THE LEFT SIGNAL CONNECTION D-END | 5240 | TEM | 1 | MC | 125 | 1
1PH81351MF002DA1 | SIMOTICS M COMPACT ASYNCHRONOUS MOTOR 1500RPM,18,5KW,118NM, 43A, 330V 1750RPM,21,5KW,117NM, 43A, 383V 2000RPM, 24KW, 115NM, 43A, 434V FORCED VENTILATION; DIRECTION OF AIR FLOW DE --> NDE; DEGREE OF PROTECTION IP55 INCREMENTAL ENCODER SIN/COS 1VPP 2048 S/R WITH ND-END AT TERMINAL BOX (ENCODER IC2048S/R) with TEMPERAT. SENSOR KTY84-130 DESIGN IM B3 (IM V5, IM V6) SHAFT WITH FITTED KEY HALF-KEY BALANCING BEARING: STANDARD WITH FIXED BEARING, VIBRATION SEVERITY GRADE: SR/A, SHAFT AND FLANGE ACCURACY: R TERMINAL BOX (ABOVE) CABLE ENTRY ON THE RIGHT SIGNAL CONNECTION D-END | 5505 | TEM | 1 | MC | 125 | 1
1PH81351MF021BA1 | SIMOTICS M COMPACT ASYNCHRONOUS MOTOR 1500RPM,18,5KW,118NM, 43A, 330V 1750RPM,21,5KW,117NM, 43A, 383V 2000RPM, 24KW, 115NM, 43A, 434V FORCED VENTILATION; DIRECTION OF AIR FLOW DE --> NDE; DEGREE OF PROTECTION IP55 INCREMENTAL ENCODER SIN/COS 1VPP 2048 S/R WITH ND-END AT TERMINAL BOX (ENCODER IC2048S/R) with TEMPERAT. SENSOR KTY84-130 DESIGN IM B5 (IMV 1,IM V3) SHAFT WITH FITTED KEY FULL-KEY BALANCING BEARING: STANDARD WITH FIXED BEARING, VIBRATION SEVERITY GRADE: R/A, FLANGE ACCURACY: R TERMINAL BOX (ABOVE) CABLE ENTRY ON THE RIGHT SIGNAL CONNECTION D-END | 5478 | TEM | 1 | MC | 125 | 1
1PH81351MF022BA1 | SIMOTICS M COMPACT ASYNCHRONOUS MOTOR 1500RPM,18,5KW,118NM, 43A, 330V 1750RPM,21,5KW,117NM, 43A, 383V 2000RPM, 24KW, 115NM, 43A, 434V FORCED VENTILATION; DIRECTION OF AIR FLOW DE --> NDE; DEGREE OF PROTECTION IP55 INCREMENTAL ENCODER SIN/COS 1VPP 2048 S/R WITH ND-END AT TERMINAL BOX (ENCODER IC2048S/R) with TEMPERAT. SENSOR KTY84-130 DESIGN IM B5 (IMV 1,IM V3) SHAFT WITH FITTED KEY HALF-KEY BALANCING BEARING: STANDARD WITH FIXED BEARING, VIBRATION SEVERITY GRADE: R/A, FLANGE ACCURACY: R TERMINAL BOX (ABOVE) CABLE ENTRY ON THE RIGHT SIGNAL CONNECTION D-END | 5478 | TEM | 1 | MC | 125 | 1
1PH81351MF022CA1 | SIMOTICS M COMPACT ASYNCHRONOUS MOTOR 1500RPM,18,5KW,118NM, 43A, 330V 1750RPM,21,5KW,117NM, 43A, 383V 2000RPM, 24KW, 115NM, 43A, 434V FORCED VENTILATION; DIRECTION OF AIR FLOW DE --> NDE; DEGREE OF PROTECTION IP55 INCREMENTAL ENCODER SIN/COS 1VPP 2048 S/R WITH ND-END AT TERMINAL BOX (ENCODER IC2048S/R) with TEMPERAT. SENSOR KTY84-130 DESIGN IM B5 (IMV 1,IM V3) SHAFT WITH FITTED KEY HALF-KEY BALANCING BEARING: STANDARD WITH FIXED BEARING, VIBRATION SEVERITY GRADE: S/A, SHAFT AND FLANGE ACCURACY: R TERMINAL BOX (ABOVE) CABLE ENTRY ON THE RIGHT SIGNAL CONNECTION D-END | 5673 | TEM | 1 | MC | 125 | 1
1PH81351MF031BC1 | SIMOTICS M COMPACT ASYNCHRONOUS MOTOR 1500RPM,18,5KW,118NM, 43A, 330V 1750RPM,21,5KW,117NM, 43A, 383V 2000RPM, 24KW, 115NM, 43A, 434V FORCED VENTILATION; DIRECTION OF AIR FLOW DE --> NDE; DEGREE OF PROTECTION IP55 INCREMENTAL ENCODER SIN/COS 1VPP 2048 S/R WITH ND-END AT TERMINAL BOX (ENCODER IC2048S/R) with TEMPERAT. SENSOR KTY84-130 DESIGN IM B35 (IM V15, IM V35) SHAFT WITH FITTED KEY FULL-KEY BALANCING BEARING: STANDARD WITH FIXED BEARING, VIBRATION SEVERITY GRADE: R/A, FLANGE ACCURACY: R TERMINAL BOX (ABOVE) CABLE ENTRY ON THE ND-END SIGNAL CONNECTION LEFT | 5782 | TEM | 1 | MC | 125 | 1
1PH81351MF032BA1 | SIMOTICS M COMPACT ASYNCHRONOUS MOTOR 1500RPM,18,5KW,118NM, 43A, 330V 1750RPM,21,5KW,117NM, 43A, 383V 2000RPM, 24KW, 115NM, 43A, 434V FORCED VENTILATION; DIRECTION OF AIR FLOW DE --> NDE; DEGREE OF PROTECTION IP55 INCREMENTAL ENCODER SIN/COS 1VPP 2048 S/R WITH ND-END AT TERMINAL BOX (ENCODER IC2048S/R) with TEMPERAT. SENSOR KTY84-130 DESIGN IM B35 (IM V15, IM V35) SHAFT WITH FITTED KEY HALF-KEY BALANCING BEARING: STANDARD WITH FIXED BEARING, VIBRATION SEVERITY GRADE: R/A, FLANGE ACCURACY: R TERMINAL BOX (ABOVE) CABLE ENTRY ON THE RIGHT SIGNAL CONNECTION D-END | 5782 | TEM | 1 | MC | 125 | 1
1PH81351MF032BC1 | SIMOTICS M COMPACT ASYNCHRONOUS MOTOR 1500RPM,18,5KW,118NM, 43A, 330V 1750RPM,21,5KW,117NM, 43A, 383V 2000RPM, 24KW, 115NM, 43A, 434V FORCED VENTILATION; DIRECTION OF AIR FLOW DE --> NDE; DEGREE OF PROTECTION IP55 INCREMENTAL ENCODER SIN/COS 1VPP 2048 S/R WITH ND-END AT TERMINAL BOX (ENCODER IC2048S/R) with TEMPERAT. SENSOR KTY84-130 DESIGN IM B35 (IM V15, IM V35) SHAFT WITH FITTED KEY HALF-KEY BALANCING BEARING: STANDARD WITH FIXED BEARING, VIBRATION SEVERITY GRADE: R/A, FLANGE ACCURACY: R TERMINAL BOX (ABOVE) CABLE ENTRY ON THE ND-END SIGNAL CONNECTION LEFT | 5782 | TEM | 1 | MC | 125 | 1
1PH81351MF102BA1 | SIMOTICS M COMPACT ASYNCHRONOUS MOTOR 1500RPM,18,5KW,118NM, 43A, 330V 1750RPM,21,5KW,117NM, 43A, 383V 2000RPM, 24KW, 115NM, 43A, 434V FORCED VENTILATION; DIRECTION OF AIR FLOW NDE --> DE; DEGREE OF PROTECTION IP55 INCREMENTAL ENCODER SIN/COS 1VPP 2048 S/R WITH ND-END AT TERMINAL BOX (ENCODER IC2048S/R) with TEMPERAT. SENSOR KTY84-130 DESIGN IM B3 (IM V5, IM V6) SHAFT WITH FITTED KEY HALF-KEY BALANCING BEARING: STANDARD WITH FIXED BEARING, VIBRATION SEVERITY GRADE: R/A, FLANGE ACCURACY: R TERMINAL BOX (ABOVE) CABLE ENTRY ON THE RIGHT SIGNAL CONNECTION D-END | 5240 | TEM | 1 | MC | 125 | 1
1PH81351MF122BB1 | SIMOTICS M COMPACT ASYNCHRONOUS MOTOR 1500RPM,18,5KW,118NM, 43A, 330V 1750RPM,21,5KW,117NM, 43A, 383V 2000RPM, 24KW, 115NM, 43A, 434V FORCED VENTILATION; DIRECTION OF AIR FLOW NDE --> DE; DEGREE OF PROTECTION IP55 INCREMENTAL ENCODER SIN/COS 1VPP 2048 S/R WITH ND-END AT TERMINAL BOX (ENCODER IC2048S/R) with TEMPERAT. SENSOR KTY84-130 DESIGN IM B5 (IMV 1,IM V3) SHAFT WITH FITTED KEY HALF-KEY BALANCING BEARING: STANDARD WITH FIXED BEARING, VIBRATION SEVERITY GRADE: R/A, FLANGE ACCURACY: R TERMINAL BOX (ABOVE) CABLE ENTRY ON THE LEFT SIGNAL CONNECTION D-END | 5478 | TEM | 1 | MC | 125 | 1
1PH81351MF122GA1 | SIMOTICS M COMPACT ASYNCHRONOUS MOTOR 1500RPM,18,5KW,118NM, 43A, 330V 1750RPM,21,5KW,117NM, 43A, 383V 2000RPM, 24KW, 115NM, 43A, 434V FORCED VENTILATION; DIRECTION OF AIR FLOW NDE --> DE; DEGREE OF PROTECTION IP55 INCREMENTAL ENCODER SIN/COS 1VPP 2048 S/R WITH ND-END AT TERMINAL BOX (ENCODER IC2048S/R) with TEMPERAT. SENSOR KTY84-130 DESIGN IM B5 (IMV 1,IM V3) SHAFT WITH FITTED KEY HALF-KEY BALANCING BEARING: STANDARD, VIBRATION SEVERITY GRADE: R/A, SHAFT AND FLANGE ACCURACY: R TERMINAL BOX (ABOVE) CABLE ENTRY ON THE RIGHT SIGNAL CONNECTION D-END | 5194 | TEM | 1 | MC | 125 | 1
1PH81351MF200BA1 | SIMOTICS M COMPACT ASYNCHRONOUS MOTOR 1500RPM, 22KW, 140NM, 51A, 342V 1750RPM, 25,5KW, 139NM, 51A, 39 2000RPM, 29KW, 138NM, 52A, 448V WATER COOLING DEGREE OF PROTECTION IP65 INCREMENTAL ENCODER SIN/COS 1VPP 2048 S/R WITH ND-END AT TERMINAL BOX (ENCODER IC2048S/R) with TEMPERAT. SENSOR KTY84-130 DESIGN IM B3 (IM V5, IM V6) PLAIN SHAFT WITHOUT FITTED KEY; BEARING: STANDARD WITH FIXED BEARING, VIBRATION SEVERITY GRADE: R/A, FLANGE ACCURACY: R TERMINAL BOX (ABOVE) CABLE ENTRY ON THE RIGHT SIGNAL CONNECTION D-END | 6192 | TEM | 1 | MC | 141 | 1
1PH81351MF220BA1 | SIMOTICS M COMPACT ASYNCHRONOUS MOTOR 1500RPM, 22KW, 140NM, 51A, 342V 1750RPM, 25,5KW, 139NM, 51A, 39 2000RPM, 29KW, 138NM, 52A, 448V WATER COOLING DEGREE OF PROTECTION IP65 INCREMENTAL ENCODER SIN/COS 1VPP 2048 S/R WITH ND-END AT TERMINAL BOX (ENCODER IC2048S/R) with TEMPERAT. SENSOR KTY84-130 DESIGN IM B5 (IMV 1,IM V3) PLAIN SHAFT WITHOUT FITTED KEY; BEARING: STANDARD WITH FIXED BEARING, VIBRATION SEVERITY GRADE: R/A, FLANGE ACCURACY: R TERMINAL BOX (ABOVE) CABLE ENTRY ON THE RIGHT SIGNAL CONNECTION D-END | 6430 | TEM | 1 | MC | 141 | 1
1PH81351MF220FC1 | SIMOTICS M COMPACT ASYNCHRONOUS MOTOR 1500RPM, 22KW, 140NM, 51A, 342V 1750RPM, 25,5KW, 139NM, 51A, 39 2000RPM, 29KW, 138NM, 52A, 448V WATER COOLING DEGREE OF PROTECTION IP65 INCREMENTAL ENCODER SIN/COS 1VPP 2048 S/R WITH ND-END AT TERMINAL BOX (ENCODER IC2048S/R) with TEMPERAT. SENSOR KTY84-130 DESIGN IM B5 (IMV 1,IM V3) PLAIN SHAFT WITHOUT FITTED KEY; BEARING: INCREASED RADIAL FORCES, VIBRATION SEVERITY GRADE: R/A, SHAFT AND FLANGE ACCURACY: R TERMINAL BOX (ABOVE) CABLE ENTRY ON THE ND-END SIGNAL CONNECTION LEFT | 6561 | TEM | 1 | MC | 141 | 1
1PH81351MF222BA1 | SIMOTICS M COMPACT ASYNCHRONOUS MOTOR 1500RPM, 22KW, 140NM, 51A, 342V 1750RPM, 25,5KW, 139NM, 51A, 39 2000RPM, 29KW, 138NM, 52A, 448V WATER COOLING DEGREE OF PROTECTION IP65 INCREMENTAL ENCODER SIN/COS 1VPP 2048 S/R WITH ND-END AT TERMINAL BOX (ENCODER IC2048S/R) with TEMPERAT. SENSOR KTY84-130 DESIGN IM B5 (IMV 1,IM V3) SHAFT WITH FITTED KEY HALF-KEY BALANCING BEARING: STANDARD WITH FIXED BEARING, VIBRATION SEVERITY GRADE: R/A, FLANGE ACCURACY: R TERMINAL BOX (ABOVE) CABLE ENTRY ON THE RIGHT SIGNAL CONNECTION D-END | 6430 | TEM | 1 | MC | 141 | 1
1PH81351MF230BA1 | SIMOTICS M COMPACT ASYNCHRONOUS MOTOR 1500RPM, 22KW, 140NM, 51A, 342V 1750RPM, 25,5KW, 139NM, 51A, 39 2000RPM, 29KW, 138NM, 52A, 448V WATER COOLING DEGREE OF PROTECTION IP65 INCREMENTAL ENCODER SIN/COS 1VPP 2048 S/R WITH ND-END AT TERMINAL BOX (ENCODER IC2048S/R) with TEMPERAT. SENSOR KTY84-130 DESIGN IM B35 (IM V15, IM V35) PLAIN SHAFT WITHOUT FITTED KEY; BEARING: STANDARD WITH FIXED BEARING, VIBRATION SEVERITY GRADE: R/A, FLANGE ACCURACY: R TERMINAL BOX (ABOVE) CABLE ENTRY ON THE RIGHT SIGNAL CONNECTION D-END | 6734 | TEM | 1 | MC | 141 | 1
1PH81351MF232CA1 | SIMOTICS M COMPACT ASYNCHRONOUS MOTOR 1500RPM, 22KW, 140NM, 51A, 342V 1750RPM, 25,5KW, 139NM, 51A, 39 2000RPM, 29KW, 138NM, 52A, 448V WATER COOLING DEGREE OF PROTECTION IP65 INCREMENTAL ENCODER SIN/COS 1VPP 2048 S/R WITH ND-END AT TERMINAL BOX (ENCODER IC2048S/R) with TEMPERAT. SENSOR KTY84-130 DESIGN IM B35 (IM V15, IM V35) SHAFT WITH FITTED KEY HALF-KEY BALANCING BEARING: STANDARD WITH FIXED BEARING, VIBRATION SEVERITY GRADE: S/A, SHAFT AND FLANGE ACCURACY: R TERMINAL BOX (ABOVE) CABLE ENTRY ON THE RIGHT SIGNAL CONNECTION D-END | 6929 | TEM | 1 | MC | 141 | 1
1PH81351MG230LA1 | SIMOTICS M COMPACT ASYNCHRONOUS MOTOR 2000RPM, 29KW, 138NM, 64A, 348V 2300RPM, 31KW, 129NM, 61A, 397V 2650RPM, 32KW, 115NM, 58A, 448V WATER COOLING DEGREE OF PROTECTION IP65 INCREMENTAL ENCODER SIN/COS 1VPP 2048 S/R WITH ND-END AT TERMINAL BOX (ENCODER IC2048S/R) with TEMPERAT. SENSOR KTY84-130 DESIGN IM B35 (IM V15, IM V35) PLAIN SHAFT WITHOUT FITTED KEY; BEARING: PERFORMANCE, VIBRATION SEVERITY GRADE: SPECIAL/B, SHAFT AND FLANGE ACCURACY: SPECIAL TERMINAL BOX (ABOVE) CABLE ENTRY ON THE RIGHT SIGNAL CONNECTION D-END | 7280 | TEM | 1 | MC | 141 | 1
1PH81351MG231BA1 | SIMOTICS M COMPACT ASYNCHRONOUS MOTOR 2000RPM, 29KW, 138NM, 64A, 348V 2300RPM, 31KW, 129NM, 61A, 397V 2650RPM, 32KW, 115NM, 58A, 448V WATER COOLING DEGREE OF PROTECTION IP65 INCREMENTAL ENCODER SIN/COS 1VPP 2048 S/R WITH ND-END AT TERMINAL BOX (ENCODER IC2048S/R) with TEMPERAT. SENSOR KTY84-130 DESIGN IM B35 (IM V15, IM V35) SHAFT WITH FITTED KEY FULL-KEY BALANCING BEARING: STANDARD WITH FIXED BEARING, VIBRATION SEVERITY GRADE: R/A, FLANGE ACCURACY: R TERMINAL BOX (ABOVE) CABLE ENTRY ON THE RIGHT SIGNAL CONNECTION D-END | 6734 | TEM | 1 | MC | 141 | 1
1PH81351MS000BA1 | SIMOTICS M COMPACT ASYNCHRONOUS MOTOR 2000RPM,24,5KW,117NM, 51A, 372V 5000RPM,18,5KW, 47NM, 52A, 425V 1500RPM,18,5KW,118NM, 51A, 283V FORCED VENTILATION; DIRECTION OF AIR FLOW DE --> NDE; DEGREE OF PROTECTION IP55 INCREMENTAL ENCODER SIN/COS 1VPP 2048 S/R WITH ND-END AT TERMINAL BOX (ENCODER IC2048S/R) with TEMPERAT. SENSOR KTY84-130 DESIGN IM B3 (IM V5, IM V6) PLAIN SHAFT WITHOUT FITTED KEY; BEARING: STANDARD WITH FIXED BEARING, VIBRATION SEVERITY GRADE: R/A, FLANGE ACCURACY: R TERMINAL BOX (ABOVE) CABLE ENTRY ON THE RIGHT SIGNAL CONNECTION D-END | 5240 | TEM | 1 | MC | 125 | 1
1PH81351MS000CA1 | SIMOTICS M COMPACT ASYNCHRONOUS MOTOR 2000RPM,24,5KW,117NM, 51A, 372V 5000RPM,18,5KW, 47NM, 52A, 425V 1500RPM,18,5KW,118NM, 51A, 283V FORCED VENTILATION; DIRECTION OF AIR FLOW DE --> NDE; DEGREE OF PROTECTION IP55 INCREMENTAL ENCODER SIN/COS 1VPP 2048 S/R WITH ND-END AT TERMINAL BOX (ENCODER IC2048S/R) with TEMPERAT. SENSOR KTY84-130 DESIGN IM B3 (IM V5, IM V6) PLAIN SHAFT WITHOUT FITTED KEY; BEARING: STANDARD WITH FIXED BEARING, VIBRATION SEVERITY GRADE: S/A, SHAFT AND FLANGE ACCURACY: R TERMINAL BOX (ABOVE) CABLE ENTRY ON THE RIGHT SIGNAL CONNECTION D-END | 5435 | TEM | 1 | MC | 125 | 1
1PH81351MS000DA1 | SIMOTICS M COMPACT ASYNCHRONOUS MOTOR 2000RPM,24,5KW,117NM, 51A, 372V 5000RPM,18,5KW, 47NM, 52A, 425V 1500RPM,18,5KW,118NM, 51A, 283V FORCED VENTILATION; DIRECTION OF AIR FLOW DE --> NDE; DEGREE OF PROTECTION IP55 INCREMENTAL ENCODER SIN/COS 1VPP 2048 S/R WITH ND-END AT TERMINAL BOX (ENCODER IC2048S/R) with TEMPERAT. SENSOR KTY84-130 DESIGN IM B3 (IM V5, IM V6) PLAIN SHAFT WITHOUT FITTED KEY; BEARING: STANDARD WITH FIXED BEARING, VIBRATION SEVERITY GRADE: SR/A, SHAFT AND FLANGE ACCURACY: R TERMINAL BOX (ABOVE) CABLE ENTRY ON THE RIGHT SIGNAL CONNECTION D-END | 5505 | TEM | 1 | MC | 125 | 1
1PH81351MS000LA1 | SIMOTICS M COMPACT ASYNCHRONOUS MOTOR 2000RPM,24,5KW,117NM, 51A, 372V 5000RPM,18,5KW, 47NM, 52A, 425V 1500RPM,18,5KW,118NM, 51A, 283V FORCED VENTILATION; DIRECTION OF AIR FLOW DE --> NDE; DEGREE OF PROTECTION IP55 INCREMENTAL ENCODER SIN/COS 1VPP 2048 S/R WITH ND-END AT TERMINAL BOX (ENCODER IC2048S/R) with TEMPERAT. SENSOR KTY84-130 DESIGN IM B3 (IM V5, IM V6) PLAIN SHAFT WITHOUT FITTED KEY; BEARING: PERFORMANCE, VIBRATION SEVERITY GRADE: SPECIAL/B, SHAFT AND FLANGE ACCURACY: SPECIAL TERMINAL BOX (ABOVE) CABLE ENTRY ON THE RIGHT SIGNAL CONNECTION D-END | 5787 | TEM | 1 | MC | 125 | 1
1PH81351MS002LA1 | SIMOTICS M COMPACT ASYNCHRONOUS MOTOR 2000RPM,24,5KW,117NM, 51A, 372V 5000RPM,18,5KW, 47NM, 52A, 425V 1500RPM,18,5KW,118NM, 51A, 283V FORCED VENTILATION; DIRECTION OF AIR FLOW DE --> NDE; DEGREE OF PROTECTION IP55 INCREMENTAL ENCODER SIN/COS 1VPP 2048 S/R WITH ND-END AT TERMINAL BOX (ENCODER IC2048S/R) with TEMPERAT. SENSOR KTY84-130 DESIGN IM B3 (IM V5, IM V6) SHAFT WITH FITTED KEY HALF-KEY BALANCING BEARING: PERFORMANCE, VIBRATION SEVERITY GRADE: SPECIAL/B, SHAFT AND FLANGE ACCURACY: SPECIAL TERMINAL BOX (ABOVE) CABLE ENTRY ON THE RIGHT SIGNAL CONNECTION D-END | 5787 | TEM | 1 | MC | 125 | 1
1PH81351MS020BA1 | SIMOTICS M COMPACT ASYNCHRONOUS MOTOR 2000RPM,24,5KW,117NM, 51A, 372V 5000RPM,18,5KW, 47NM, 52A, 425V 1500RPM,18,5KW,118NM, 51A, 283V FORCED VENTILATION; DIRECTION OF AIR FLOW DE --> NDE; DEGREE OF PROTECTION IP55 INCREMENTAL ENCODER SIN/COS 1VPP 2048 S/R WITH ND-END AT TERMINAL BOX (ENCODER IC2048S/R) with TEMPERAT. SENSOR KTY84-130 DESIGN IM B5 (IMV 1,IM V3) PLAIN SHAFT WITHOUT FITTED KEY; BEARING: STANDARD WITH FIXED BEARING, VIBRATION SEVERITY GRADE: R/A, FLANGE ACCURACY: R TERMINAL BOX (ABOVE) CABLE ENTRY ON THE RIGHT SIGNAL CONNECTION D-END | 5478 | TEM | 1 | MC | 125 | 1
1PH81351MS020CA1 | SIMOTICS M COMPACT ASYNCHRONOUS MOTOR 2000RPM,24,5KW,117NM, 51A, 372V 5000RPM,18,5KW, 47NM, 52A, 425V 1500RPM,18,5KW,118NM, 51A, 283V FORCED VENTILATION; DIRECTION OF AIR FLOW DE --> NDE; DEGREE OF PROTECTION IP55 INCREMENTAL ENCODER SIN/COS 1VPP 2048 S/R WITH ND-END AT TERMINAL BOX (ENCODER IC2048S/R) with TEMPERAT. SENSOR KTY84-130 DESIGN IM B5 (IMV 1,IM V3) PLAIN SHAFT WITHOUT FITTED KEY; BEARING: STANDARD WITH FIXED BEARING, VIBRATION SEVERITY GRADE: S/A, SHAFT AND FLANGE ACCURACY: R TERMINAL BOX (ABOVE) CABLE ENTRY ON THE RIGHT SIGNAL CONNECTION D-END | 5673 | TEM | 1 | MC | 125 | 1
1PH81351MS020DA1 | SIMOTICS M COMPACT ASYNCHRONOUS MOTOR 2000RPM,24,5KW,117NM, 51A, 372V 5000RPM,18,5KW, 47NM, 52A, 425V 1500RPM,18,5KW,118NM, 51A, 283V FORCED VENTILATION; DIRECTION OF AIR FLOW DE --> NDE; DEGREE OF PROTECTION IP55 INCREMENTAL ENCODER SIN/COS 1VPP 2048 S/R WITH ND-END AT TERMINAL BOX (ENCODER IC2048S/R) with TEMPERAT. SENSOR KTY84-130 DESIGN IM B5 (IMV 1,IM V3) PLAIN SHAFT WITHOUT FITTED KEY; BEARING: STANDARD WITH FIXED BEARING, VIBRATION SEVERITY GRADE: SR/A, SHAFT AND FLANGE ACCURACY: R TERMINAL BOX (ABOVE) CABLE ENTRY ON THE RIGHT SIGNAL CONNECTION D-END | 5744 | TEM | 1 | MC | 125 | 1
1PH81351MS020LA1 | SIMOTICS M COMPACT ASYNCHRONOUS MOTOR 2000RPM,24,5KW,117NM, 51A, 372V 5000RPM,18,5KW, 47NM, 52A, 425V 1500RPM,18,5KW,118NM, 51A, 283V FORCED VENTILATION; DIRECTION OF AIR FLOW DE --> NDE; DEGREE OF PROTECTION IP55 INCREMENTAL ENCODER SIN/COS 1VPP 2048 S/R WITH ND-END AT TERMINAL BOX (ENCODER IC2048S/R) with TEMPERAT. SENSOR KTY84-130 DESIGN IM B5 (IMV 1,IM V3) PLAIN SHAFT WITHOUT FITTED KEY; BEARING: PERFORMANCE, VIBRATION SEVERITY GRADE: SPECIAL/B, SHAFT AND FLANGE ACCURACY: SPECIAL TERMINAL BOX (ABOVE) CABLE ENTRY ON THE RIGHT SIGNAL CONNECTION D-END | 6025 | TEM | 1 | MC | 125 | 1
1PH81351MS020MA1 | SIMOTICS M COMPACT ASYNCHRONOUS MOTOR 2000RPM,24,5KW,117NM, 51A, 372V 5000RPM,18,5KW, 47NM, 52A, 425V 1500RPM,18,5KW,118NM, 51A, 283V FORCED VENTILATION; DIRECTION OF AIR FLOW DE --> NDE; DEGREE OF PROTECTION IP55 INCREMENTAL ENCODER SIN/COS 1VPP 2048 S/R WITH ND-END AT TERMINAL BOX (ENCODER IC2048S/R) with TEMPERAT. SENSOR KTY84-130 DESIGN IM B5 (IMV 1,IM V3) PLAIN SHAFT WITHOUT FITTED KEY; BEARING: HIGH PERFORMANCE VIBRATION SEVERITY GRADE SPECIAL/B SHAFT AND FLANGE ACCURACY GR. SPECIAL TERMINAL BOX (ABOVE) CABLE ENTRY ON THE RIGHT SIGNAL CONNECTION D-END | 6698 | TEM | 1 | MC | 125 | 1
1PH81351MS021LA1 | SIMOTICS M COMPACT ASYNCHRONOUS MOTOR 2000RPM,24,5KW,117NM, 51A, 372V 5000RPM,18,5KW, 47NM, 52A, 425V 1500RPM,18,5KW,118NM, 51A, 283V FORCED VENTILATION; DIRECTION OF AIR FLOW DE --> NDE; DEGREE OF PROTECTION IP55 INCREMENTAL ENCODER SIN/COS 1VPP 2048 S/R WITH ND-END AT TERMINAL BOX (ENCODER IC2048S/R) with TEMPERAT. SENSOR KTY84-130 DESIGN IM B5 (IMV 1,IM V3) SHAFT WITH FITTED KEY FULL-KEY BALANCING BEARING: PERFORMANCE, VIBRATION SEVERITY GRADE: SPECIAL/B, SHAFT AND FLANGE ACCURACY: SPECIAL TERMINAL BOX (ABOVE) CABLE ENTRY ON THE RIGHT SIGNAL CONNECTION D-END | 6025 | TEM | 1 | MC | 125 | 1
1PH81351MS022BA1 | SIMOTICS M COMPACT ASYNCHRONOUS MOTOR 2000RPM,24,5KW,117NM, 51A, 372V 5000RPM,18,5KW, 47NM, 52A, 425V 1500RPM,18,5KW,118NM, 51A, 283V FORCED VENTILATION; DIRECTION OF AIR FLOW DE --> NDE; DEGREE OF PROTECTION IP55 INCREMENTAL ENCODER SIN/COS 1VPP 2048 S/R WITH ND-END AT TERMINAL BOX (ENCODER IC2048S/R) with TEMPERAT. SENSOR KTY84-130 DESIGN IM B5 (IMV 1,IM V3) SHAFT WITH FITTED KEY HALF-KEY BALANCING BEARING: STANDARD WITH FIXED BEARING, VIBRATION SEVERITY GRADE: R/A, FLANGE ACCURACY: R TERMINAL BOX (ABOVE) CABLE ENTRY ON THE RIGHT SIGNAL CONNECTION D-END | 5478 | TEM | 1 | MC | 125 | 1
1PH81351MS030BA1 | SIMOTICS M COMPACT ASYNCHRONOUS MOTOR 2000RPM,24,5KW,117NM, 51A, 372V 5000RPM,18,5KW, 47NM, 52A, 425V 1500RPM,18,5KW,118NM, 51A, 283V FORCED VENTILATION; DIRECTION OF AIR FLOW DE --> NDE; DEGREE OF PROTECTION IP55 INCREMENTAL ENCODER SIN/COS 1VPP 2048 S/R WITH ND-END AT TERMINAL BOX (ENCODER IC2048S/R) with TEMPERAT. SENSOR KTY84-130 DESIGN IM B35 (IM V15, IM V35) PLAIN SHAFT WITHOUT FITTED KEY; BEARING: STANDARD WITH FIXED BEARING, VIBRATION SEVERITY GRADE: R/A, FLANGE ACCURACY: R TERMINAL BOX (ABOVE) CABLE ENTRY ON THE RIGHT SIGNAL CONNECTION D-END | 5782 | TEM | 1 | MC | 125 | 1
1PH81351MS032BA1 | SIMOTICS M COMPACT ASYNCHRONOUS MOTOR 2000RPM,24,5KW,117NM, 51A, 372V 5000RPM,18,5KW, 47NM, 52A, 425V 1500RPM,18,5KW,118NM, 51A, 283V FORCED VENTILATION; DIRECTION OF AIR FLOW DE --> NDE; DEGREE OF PROTECTION IP55 INCREMENTAL ENCODER SIN/COS 1VPP 2048 S/R WITH ND-END AT TERMINAL BOX (ENCODER IC2048S/R) with TEMPERAT. SENSOR KTY84-130 DESIGN IM B35 (IM V15, IM V35) SHAFT WITH FITTED KEY HALF-KEY BALANCING BEARING: STANDARD WITH FIXED BEARING, VIBRATION SEVERITY GRADE: R/A, FLANGE ACCURACY: R TERMINAL BOX (ABOVE) CABLE ENTRY ON THE RIGHT SIGNAL CONNECTION D-END | 5782 | TEM | 1 | MC | 125 | 1
1PH81351MS100CA1 | SIMOTICS M COMPACT ASYNCHRONOUS MOTOR 2000RPM,24,5KW,117NM, 51A, 372V 5000RPM,18,5KW, 47NM, 52A, 425V 1500RPM,18,5KW,118NM, 51A, 283V FORCED VENTILATION; DIRECTION OF AIR FLOW NDE --> DE; DEGREE OF PROTECTION IP55 INCREMENTAL ENCODER SIN/COS 1VPP 2048 S/R WITH ND-END AT TERMINAL BOX (ENCODER IC2048S/R) with TEMPERAT. SENSOR KTY84-130 DESIGN IM B3 (IM V5, IM V6) PLAIN SHAFT WITHOUT FITTED KEY; BEARING: STANDARD WITH FIXED BEARING, VIBRATION SEVERITY GRADE: S/A, SHAFT AND FLANGE ACCURACY: R TERMINAL BOX (ABOVE) CABLE ENTRY ON THE RIGHT SIGNAL CONNECTION D-END | 5435 | TEM | 1 | MC | 125 | 1
1PH81351MS121BC1 | SIMOTICS M COMPACT ASYNCHRONOUS MOTOR 2000RPM,24,5KW,117NM, 51A, 372V 5000RPM,18,5KW, 47NM, 52A, 425V 1500RPM,18,5KW,118NM, 51A, 283V FORCED VENTILATION; DIRECTION OF AIR FLOW NDE --> DE; DEGREE OF PROTECTION IP55 INCREMENTAL ENCODER SIN/COS 1VPP 2048 S/R WITH ND-END AT TERMINAL BOX (ENCODER IC2048S/R) with TEMPERAT. SENSOR KTY84-130 DESIGN IM B5 (IMV 1,IM V3) SHAFT WITH FITTED KEY FULL-KEY BALANCING BEARING: STANDARD WITH FIXED BEARING, VIBRATION SEVERITY GRADE: R/A, FLANGE ACCURACY: R TERMINAL BOX (ABOVE) CABLE ENTRY ON THE ND-END SIGNAL CONNECTION LEFT | 5478 | TEM | 1 | MC | 125 | 1
1PH81351SF023MC1 | SIMOTICS M COMPACT ASYNCHRONOUS MOTOR 1500RPM,18,5KW,118NM, 43A, 330V 1750RPM,21,5KW,117NM, 43A, 383V 2000RPM, 24KW, 115NM, 43A, 434V FORCED VENTILATION; DIRECTION OF AIR FLOW DE --> NDE; DEGREE OF PROTECTION IP55 INCREMENTAL ENCODER 19 BIT WITHOUT COMMUTATION POSITION (ENCODER IN19DQ) WITH DRIVE-CLIQ INTERFACE DESIGN IM B5 (IMV 1,IM V3) PLAIN HOLLOW-SHAFT BEARING: HIGH PERFORMANCE VIBRATION SEVERITY GRADE SPECIAL/B SHAFT AND FLANGE ACCURACY GR. SPECIAL TERMINAL BOX (ABOVE) CABLE ENTRY ON THE ND-END SIGNAL CONNECTION LEFT | 10329 | TEM | 1 | MC | 127.5 | 1
1PH81351SF132LA1 | SIMOTICS M COMPACT ASYNCHRONOUS MOTOR 1500RPM,18,5KW,118NM, 43A, 330V 1750RPM,21,5KW,117NM, 43A, 383V 2000RPM, 24KW, 115NM, 43A, 434V FORCED VENTILATION; DIRECTION OF AIR FLOW NDE --> DE; DEGREE OF PROTECTION IP55 INCREMENTAL ENCODER 19 BIT WITHOUT COMMUTATION POSITION (ENCODER IN19DQ) WITH DRIVE-CLIQ INTERFACE DESIGN IM B35 (IM V15, IM V35) SHAFT WITH FITTED KEY HALF-KEY BALANCING BEARING: PERFORMANCE, VIBRATION SEVERITY GRADE: SPECIAL/B, SHAFT AND FLANGE ACCURACY: SPECIAL TERMINAL BOX (ABOVE) CABLE ENTRY ON THE RIGHT SIGNAL CONNECTION D-END | 8366 | TEM | 1 | MC | 125 | 1
1PH81351SF220LG1 | SIMOTICS M COMPACT ASYNCHRONOUS MOTOR 1500RPM, 22KW, 140NM, 51A, 342V 1750RPM, 25,5KW, 139NM, 51A, 39 2000RPM, 29KW, 138NM, 52A, 448V WATER COOLING DEGREE OF PROTECTION IP65 INCREMENTAL ENCODER 19 BIT WITHOUT COMMUTATION POSITION (ENCODER IN19DQ) WITH DRIVE-CLIQ INTERFACE DESIGN IM B5 (IMV 1,IM V3) PLAIN SHAFT WITHOUT FITTED KEY; BEARING: PERFORMANCE, VIBRATION SEVERITY GRADE: SPECIAL/B, SHAFT AND FLANGE ACCURACY: SPECIAL POWER CONNECTOR (ABOVE) CABLE ENTRY ON THE ND-END SIGNAL CONNECTION LEFT | 9014 | TEM | 1 | MC | 141 | 1
1PH81351SF223LG1 | SIMOTICS M COMPACT ASYNCHRONOUS MOTOR 1500RPM, 22KW, 140NM, 51A, 342V 1750RPM, 25,5KW, 139NM, 51A, 39 2000RPM, 29KW, 138NM, 52A, 448V WATER COOLING DEGREE OF PROTECTION IP65 INCREMENTAL ENCODER 19 BIT WITHOUT COMMUTATION POSITION (ENCODER IN19DQ) WITH DRIVE-CLIQ INTERFACE DESIGN IM B5 (IMV 1,IM V3) PLAIN HOLLOW-SHAFT BEARING: PERFORMANCE, VIBRATION SEVERITY GRADE: SPECIAL/B, SHAFT AND FLANGE ACCURACY: SPECIAL POWER CONNECTOR (ABOVE) CABLE ENTRY ON THE ND-END SIGNAL CONNECTION LEFT | 10608 | TEM | 1 | MC | 143.5 | 1
1PH81351SG223LH1 | SIMOTICS M COMPACT ASYNCHRONOUS MOTOR 2000RPM, 29KW, 138NM, 64A, 348V 2300RPM, 31KW, 129NM, 61A, 397V 2650RPM, 32KW, 115NM, 58A, 448V WATER COOLING DEGREE OF PROTECTION IP65 INCREMENTAL ENCODER 19 BIT WITHOUT COMMUTATION POSITION (ENCODER IN19DQ) WITH DRIVE-CLIQ INTERFACE DESIGN IM B5 (IMV 1,IM V3) PLAIN HOLLOW-SHAFT BEARING: PERFORMANCE, VIBRATION SEVERITY GRADE: SPECIAL/B, SHAFT AND FLANGE ACCURACY: SPECIAL POWER CONNECTOR (ABOVE) CABLE ENTRY ON THE D-END SIGNAL CONNECTION LEFT | 10608 | TEM | 1 | MC | 143.5 | 1
1PH81351SS023MA1 | SIMOTICS M COMPACT ASYNCHRONOUS MOTOR 2000RPM,24,5KW,117NM, 51A, 372V 5000RPM,18,5KW, 47NM, 52A, 425V 1500RPM,18,5KW,118NM, 51A, 283V FORCED VENTILATION; DIRECTION OF AIR FLOW DE --> NDE; DEGREE OF PROTECTION IP55 INCREMENTAL ENCODER 19 BIT WITHOUT COMMUTATION POSITION (ENCODER IN19DQ) WITH DRIVE-CLIQ INTERFACE DESIGN IM B5 (IMV 1,IM V3) PLAIN HOLLOW-SHAFT BEARING: HIGH PERFORMANCE VIBRATION SEVERITY GRADE SPECIAL/B SHAFT AND FLANGE ACCURACY GR. SPECIAL TERMINAL BOX (ABOVE) CABLE ENTRY ON THE RIGHT SIGNAL CONNECTION D-END | 10329 | TEM | 1 | MC | 127.5 | 1
1PH81351TF031LA1 | SIMOTICS M COMPACT ASYNCHRONOUS MOTOR 1500RPM,18,5KW,118NM, 43A, 330V 1750RPM,21,5KW,117NM, 43A, 383V 2000RPM, 24KW, 115NM, 43A, 434V FORCED VENTILATION; DIRECTION OF AIR FLOW DE --> NDE; DEGREE OF PROTECTION IP55 INCREMENTAL ENCODER SIN/COS 1VPP 512 S/R WITHOUT C AND D TRACK (ENCODER IC2048S/R) TEMPERATURE SENSOR KTY84-130; DESIGN IM B35 (IM V15, IM V35) SHAFT WITH FITTED KEY FULL-KEY BALANCING BEARING: PERFORMANCE, VIBRATION SEVERITY GRADE: SPECIAL/B, SHAFT AND FLANGE ACCURACY: SPECIAL TERMINAL BOX (ABOVE) CABLE ENTRY ON THE RIGHT SIGNAL CONNECTION D-END | 6545 | TEM | 1 | MC | 125 | 1
1PH81351TF201LF1 | SIMOTICS M COMPACT ASYNCHRONOUS MOTOR 1500RPM, 22KW, 140NM, 51A, 342V 1750RPM, 25,5KW, 139NM, 51A, 39 2000RPM, 29KW, 138NM, 52A, 448V WATER COOLING DEGREE OF PROTECTION IP65 INCREMENTAL ENCODER SIN/COS 1VPP 512 S/R WITHOUT C AND D TRACK (ENCODER IC2048S/R) TEMPERATURE SENSOR KTY84-130; DESIGN IM B3 (IM V5, IM V6) SHAFT WITH FITTED KEY FULL-KEY BALANCING BEARING: PERFORMANCE, VIBRATION SEVERITY GRADE: SPECIAL/B, SHAFT AND FLANGE ACCURACY: SPECIAL POWER CONNECTOR(ABOVE) CABLE ENTRY ON THE LEFT SIGNAL CONNECTION D-END | 6955 | TEM | 1 | MC | 141 | 1
1PH81351TS000MA1 | SIMOTICS M COMPACT ASYNCHRONOUS MOTOR 2000RPM,24,5KW,117NM, 51A, 372V 5000RPM,18,5KW, 47NM, 52A, 425V 1500RPM,18,5KW,118NM, 51A, 283V FORCED VENTILATION; DIRECTION OF AIR FLOW DE --> NDE; DEGREE OF PROTECTION IP55 INCREMENTAL ENCODER SIN/COS 1VPP 512 S/R WITHOUT C AND D TRACK (ENCODER IC2048S/R) TEMPERATURE SENSOR KTY84-130; DESIGN IM B3 (IM V5, IM V6) PLAIN SHAFT WITHOUT FITTED KEY; BEARING: HIGH PERFORMANCE VIBRATION SEVERITY GRADE SPECIAL/B SHAFT AND FLANGE ACCURACY GR. R TERMINAL BOX (ABOVE) CABLE ENTRY ON THE RIGHT SIGNAL CONNECTION D-END | 6446 | TEM | 1 | MC | 125 | 1
1PH81351TS020LA1 | SIMOTICS M COMPACT ASYNCHRONOUS MOTOR 2000RPM,24,5KW,117NM, 51A, 372V 5000RPM,18,5KW, 47NM, 52A, 425V 1500RPM,18,5KW,118NM, 51A, 283V FORCED VENTILATION; DIRECTION OF AIR FLOW DE --> NDE; DEGREE OF PROTECTION IP55 INCREMENTAL ENCODER SIN/COS 1VPP 512 S/R WITHOUT C AND D TRACK (ENCODER IC2048S/R) TEMPERATURE SENSOR KTY84-130; DESIGN IM B5 (IMV 1,IM V3) PLAIN SHAFT WITHOUT FITTED KEY; BEARING: PERFORMANCE, VIBRATION SEVERITY GRADE: SPECIAL/B, SHAFT AND FLANGE ACCURACY: SPECIAL TERMINAL BOX (ABOVE) CABLE ENTRY ON THE RIGHT SIGNAL CONNECTION D-END | 6241 | TEM | 1 | MC | 125 | 1
1PH81351TS021LA1 | SIMOTICS M COMPACT ASYNCHRONOUS MOTOR 2000RPM,24,5KW,117NM, 51A, 372V 5000RPM,18,5KW, 47NM, 52A, 425V 1500RPM,18,5KW,118NM, 51A, 283V FORCED VENTILATION; DIRECTION OF AIR FLOW DE --> NDE; DEGREE OF PROTECTION IP55 INCREMENTAL ENCODER SIN/COS 1VPP 512 S/R WITHOUT C AND D TRACK (ENCODER IC2048S/R) TEMPERATURE SENSOR KTY84-130; DESIGN IM B5 (IMV 1,IM V3) SHAFT WITH FITTED KEY FULL-KEY BALANCING BEARING: PERFORMANCE, VIBRATION SEVERITY GRADE: SPECIAL/B, SHAFT AND FLANGE ACCURACY: SPECIAL TERMINAL BOX (ABOVE) CABLE ENTRY ON THE RIGHT SIGNAL CONNECTION D-END | 6241 | TEM | 1 | MC | 125 | 1
1PH81351TS030MA1 | SIMOTICS M COMPACT ASYNCHRONOUS MOTOR 2000RPM,24,5KW,117NM, 51A, 372V 5000RPM,18,5KW, 47NM, 52A, 425V 1500RPM,18,5KW,118NM, 51A, 283V FORCED VENTILATION; DIRECTION OF AIR FLOW DE --> NDE; DEGREE OF PROTECTION IP55 INCREMENTAL ENCODER SIN/COS 1VPP 512 S/R WITHOUT C AND D TRACK (ENCODER IC2048S/R) TEMPERATURE SENSOR KTY84-130; DESIGN IM B35 (IM V15, IM V35) PLAIN SHAFT WITHOUT FITTED KEY; BEARING: HIGH PERFORMANCE VIBRATION SEVERITY GRADE SPECIAL/B SHAFT AND FLANGE ACCURACY GR. R TERMINAL BOX (ABOVE) CABLE ENTRY ON THE RIGHT SIGNAL CONNECTION D-END | 6988 | TEM | 1 | MC | 125 | 1
1PH81351TS130MB1 | SIMOTICS M COMPACT ASYNCHRONOUS MOTOR 2000RPM,24,5KW,117NM, 51A, 372V 5000RPM,18,5KW, 47NM, 52A, 425V 1500RPM,18,5KW,118NM, 51A, 283V FORCED VENTILATION; DIRECTION OF AIR FLOW NDE --> DE; DEGREE OF PROTECTION IP55 INCREMENTAL ENCODER SIN/COS 1VPP 512 S/R WITHOUT C AND D TRACK (ENCODER IC2048S/R) TEMPERATURE SENSOR KTY84-130; DESIGN IM B35 (IM V15, IM V35) PLAIN SHAFT WITHOUT FITTED KEY; BEARING: HIGH PERFORMANCE VIBRATION SEVERITY GRADE SPECIAL/B SHAFT AND FLANGE ACCURACY GR. R TERMINAL BOX (ABOVE) CABLE ENTRY ON THE LEFT SIGNAL CONNECTION D-END | 6988 | TEM | 1 | MC | 125 | 1
1PH81351UF000LA1 | SIMOTICS M COMPACT ASYNCHRONOUS MOTOR 1500RPM,18,5KW,118NM, 43A, 330V 1750RPM,21,5KW,117NM, 43A, 383V 2000RPM, 24KW, 115NM, 43A, 434V FORCED VENTILATION; DIRECTION OF AIR FLOW DE --> NDE; DEGREE OF PROTECTION IP55 INCREMENTAL ENCODER 20 BIT WITHOUT COMMUTATION POSITION (ENCODER IN20DQ) WITH DRIVE-CLIQ INTERFACE DESIGN IM B3 (IM V5, IM V6) PLAIN SHAFT WITHOUT FITTED KEY; BEARING: PERFORMANCE, VIBRATION SEVERITY GRADE: SPECIAL/B, SHAFT AND FLANGE ACCURACY: SPECIAL TERMINAL BOX (ABOVE) CABLE ENTRY ON THE RIGHT SIGNAL CONNECTION D-END | 6687 | TEM | 1 | MC | 125 | 1
1PH81351UF001LA1 | SIMOTICS M COMPACT ASYNCHRONOUS MOTOR 1500RPM,18,5KW,118NM, 43A, 330V 1750RPM,21,5KW,117NM, 43A, 383V 2000RPM, 24KW, 115NM, 43A, 434V FORCED VENTILATION; DIRECTION OF AIR FLOW DE --> NDE; DEGREE OF PROTECTION IP55 INCREMENTAL ENCODER 20 BIT WITHOUT COMMUTATION POSITION (ENCODER IN20DQ) WITH DRIVE-CLIQ INTERFACE DESIGN IM B3 (IM V5, IM V6) SHAFT WITH FITTED KEY FULL-KEY BALANCING BEARING: PERFORMANCE, VIBRATION SEVERITY GRADE: SPECIAL/B, SHAFT AND FLANGE ACCURACY: SPECIAL TERMINAL BOX (ABOVE) CABLE ENTRY ON THE RIGHT SIGNAL CONNECTION D-END | 6687 | TEM | 1 | MC | 125 | 1
1PH81351UF020MA1 | SIMOTICS M COMPACT ASYNCHRONOUS MOTOR 1500RPM,18,5KW,118NM, 43A, 330V 1750RPM,21,5KW,117NM, 43A, 383V 2000RPM, 24KW, 115NM, 43A, 434V FORCED VENTILATION; DIRECTION OF AIR FLOW DE --> NDE; DEGREE OF PROTECTION IP55 INCREMENTAL ENCODER 20 BIT WITHOUT COMMUTATION POSITION (ENCODER IN20DQ) WITH DRIVE-CLIQ INTERFACE DESIGN IM B5 (IMV 1,IM V3) PLAIN SHAFT WITHOUT FITTED KEY; BEARING: HIGH PERFORMANCE VIBRATION SEVERITY GRADE SPECIAL/B SHAFT AND FLANGE ACCURACY GR. R TERMINAL BOX (ABOVE) CABLE ENTRY ON THE RIGHT SIGNAL CONNECTION D-END | 7369 | TEM | 1 | MC | 125 | 1
1PH81351UF021LA1 | SIMOTICS M COMPACT ASYNCHRONOUS MOTOR 1500RPM,18,5KW,118NM, 43A, 330V 1750RPM,21,5KW,117NM, 43A, 383V 2000RPM, 24KW, 115NM, 43A, 434V FORCED VENTILATION; DIRECTION OF AIR FLOW DE --> NDE; DEGREE OF PROTECTION IP55 INCREMENTAL ENCODER 20 BIT WITHOUT COMMUTATION POSITION (ENCODER IN20DQ) WITH DRIVE-CLIQ INTERFACE DESIGN IM B5 (IMV 1,IM V3) SHAFT WITH FITTED KEY FULL-KEY BALANCING BEARING: PERFORMANCE, VIBRATION SEVERITY GRADE: SPECIAL/B, SHAFT AND FLANGE ACCURACY: SPECIAL TERMINAL BOX (ABOVE) CABLE ENTRY ON THE RIGHT SIGNAL CONNECTION D-END | 6925 | TEM | 1 | MC | 125 | 1
1PH81351UF022LA1 | SIMOTICS M COMPACT ASYNCHRONOUS MOTOR 1500RPM,18,5KW,118NM, 43A, 330V 1750RPM,21,5KW,117NM, 43A, 383V 2000RPM, 24KW, 115NM, 43A, 434V FORCED VENTILATION; DIRECTION OF AIR FLOW DE --> NDE; DEGREE OF PROTECTION IP55 INCREMENTAL ENCODER 20 BIT WITHOUT COMMUTATION POSITION (ENCODER IN20DQ) WITH DRIVE-CLIQ INTERFACE DESIGN IM B5 (IMV 1,IM V3) SHAFT WITH FITTED KEY HALF-KEY BALANCING BEARING: PERFORMANCE, VIBRATION SEVERITY GRADE: SPECIAL/B, SHAFT AND FLANGE ACCURACY: SPECIAL TERMINAL BOX (ABOVE) CABLE ENTRY ON THE RIGHT SIGNAL CONNECTION D-END | 6925 | TEM | 1 | MC | 125 | 1
1PH81351UF030LA1 | SIMOTICS M COMPACT ASYNCHRONOUS MOTOR 1500RPM,18,5KW,118NM, 43A, 330V 1750RPM,21,5KW,117NM, 43A, 383V 2000RPM, 24KW, 115NM, 43A, 434V FORCED VENTILATION; DIRECTION OF AIR FLOW DE --> NDE; DEGREE OF PROTECTION IP55 INCREMENTAL ENCODER 20 BIT WITHOUT COMMUTATION POSITION (ENCODER IN20DQ) WITH DRIVE-CLIQ INTERFACE DESIGN IM B35 (IM V15, IM V35) PLAIN SHAFT WITHOUT FITTED KEY; BEARING: PERFORMANCE, VIBRATION SEVERITY GRADE: SPECIAL/B, SHAFT AND FLANGE ACCURACY: SPECIAL TERMINAL BOX (ABOVE) CABLE ENTRY ON THE RIGHT SIGNAL CONNECTION D-END | 7229 | TEM | 1 | MC | 125 | 1
1PH81351UF122LA1 | SIMOTICS M COMPACT ASYNCHRONOUS MOTOR 1500RPM,18,5KW,118NM, 43A, 330V 1750RPM,21,5KW,117NM, 43A, 383V 2000RPM, 24KW, 115NM, 43A, 434V FORCED VENTILATION; DIRECTION OF AIR FLOW NDE --> DE; DEGREE OF PROTECTION IP55 INCREMENTAL ENCODER 20 BIT WITHOUT COMMUTATION POSITION (ENCODER IN20DQ) WITH DRIVE-CLIQ INTERFACE DESIGN IM B5 (IMV 1,IM V3) SHAFT WITH FITTED KEY HALF-KEY BALANCING BEARING: PERFORMANCE, VIBRATION SEVERITY GRADE: SPECIAL/B, SHAFT AND FLANGE ACCURACY: SPECIAL TERMINAL BOX (ABOVE) CABLE ENTRY ON THE RIGHT SIGNAL CONNECTION D-END | 6925 | TEM | 1 | MC | 125 | 1
1PH81351US020LA1 | SIMOTICS M COMPACT ASYNCHRONOUS MOTOR 2000RPM,24,5KW,117NM, 51A, 372V 5000RPM,18,5KW, 47NM, 52A, 425V 1500RPM,18,5KW,118NM, 51A, 283V FORCED VENTILATION; DIRECTION OF AIR FLOW DE --> NDE; DEGREE OF PROTECTION IP55 INCREMENTAL ENCODER 20 BIT WITHOUT COMMUTATION POSITION (ENCODER IN20DQ) WITH DRIVE-CLIQ INTERFACE DESIGN IM B5 (IMV 1,IM V3) PLAIN SHAFT WITHOUT FITTED KEY; BEARING: PERFORMANCE, VIBRATION SEVERITY GRADE: SPECIAL/B, SHAFT AND FLANGE ACCURACY: SPECIAL TERMINAL BOX (ABOVE) CABLE ENTRY ON THE RIGHT SIGNAL CONNECTION D-END | 6925 | TEM | 1 | MC | 125 | 1
1PH81352DF001BA1 | SIMOTICS M COMPACT SYNCHRONOUS MOTOR 1500RPM,23,7KW,151NM, 43A, 383V 1750RPM,27,2KW,149NM, 42A, 415V 2000RPM,30,2KW,144NM, 42A, 449V FORCED VENTILATION; DIRECTION OF AIR FLOW DE --> NDE; DEGREE OF PROTECTION IP55 INCREMENTAL ENCODER 22 BIT WITH COMMUTATING POSITION (ENCODER IC22DQ) WITH DRIVE-CLIQ INTERFACE DESIGN IM B3 (IM V5, IM V6) SHAFT WITH FITTED KEY FULL-KEY BALANCING BEARING: STANDARD WITH FIXED BEARING, VIBRATION SEVERITY GRADE: R/A, FLANGE ACCURACY: R TERMINAL BOX (ABOVE) CABLE ENTRY ON THE RIGHT SIGNAL CONNECTION D-END | 11709 | TEM | 1 | MC | 120 | 1
1PH81352DF002CA1 | SIMOTICS M COMPACT SYNCHRONOUS MOTOR 1500RPM,23,7KW,151NM, 43A, 383V 1750RPM,27,2KW,149NM, 42A, 415V 2000RPM,30,2KW,144NM, 42A, 449V FORCED VENTILATION; DIRECTION OF AIR FLOW DE --> NDE; DEGREE OF PROTECTION IP55 INCREMENTAL ENCODER 22 BIT WITH COMMUTATING POSITION (ENCODER IC22DQ) WITH DRIVE-CLIQ INTERFACE DESIGN IM B3 (IM V5, IM V6) SHAFT WITH FITTED KEY HALF-KEY BALANCING BEARING: STANDARD WITH FIXED BEARING, VIBRATION SEVERITY GRADE: S/A, SHAFT AND FLANGE ACCURACY: R TERMINAL BOX (ABOVE) CABLE ENTRY ON THE RIGHT SIGNAL CONNECTION D-END | 11904 | TEM | 1 | MC | 120 | 1
1PH81352DF020BC1 | SIMOTICS M COMPACT SYNCHRONOUS MOTOR 1500RPM,23,7KW,151NM, 43A, 383V 1750RPM,27,2KW,149NM, 42A, 415V 2000RPM,30,2KW,144NM, 42A, 449V FORCED VENTILATION; DIRECTION OF AIR FLOW DE --> NDE; DEGREE OF PROTECTION IP55 INCREMENTAL ENCODER 22 BIT WITH COMMUTATING POSITION (ENCODER IC22DQ) WITH DRIVE-CLIQ INTERFACE DESIGN IM B5 (IMV 1,IM V3) PLAIN SHAFT WITHOUT FITTED KEY; BEARING: STANDARD WITH FIXED BEARING, VIBRATION SEVERITY GRADE: R/A, FLANGE ACCURACY: R TERMINAL BOX (ABOVE) CABLE ENTRY ON THE ND-END SIGNAL CONNECTION LEFT | 11947 | TEM | 1 | MC | 120 | 1
1PH81352DF020CA1 | SIMOTICS M COMPACT SYNCHRONOUS MOTOR 1500RPM,23,7KW,151NM, 43A, 383V 1750RPM,27,2KW,149NM, 42A, 415V 2000RPM,30,2KW,144NM, 42A, 449V FORCED VENTILATION; DIRECTION OF AIR FLOW DE --> NDE; DEGREE OF PROTECTION IP55 INCREMENTAL ENCODER 22 BIT WITH COMMUTATING POSITION (ENCODER IC22DQ) WITH DRIVE-CLIQ INTERFACE DESIGN IM B5 (IMV 1,IM V3) PLAIN SHAFT WITHOUT FITTED KEY; BEARING: STANDARD WITH FIXED BEARING, VIBRATION SEVERITY GRADE: S/A, SHAFT AND FLANGE ACCURACY: R TERMINAL BOX (ABOVE) CABLE ENTRY ON THE RIGHT SIGNAL CONNECTION D-END | 12142 | TEM | 1 | MC | 120 | 1
1PH81352DF021BA1 | SIMOTICS M COMPACT SYNCHRONOUS MOTOR 1500RPM,23,7KW,151NM, 43A, 383V 1750RPM,27,2KW,149NM, 42A, 415V 2000RPM,30,2KW,144NM, 42A, 449V FORCED VENTILATION; DIRECTION OF AIR FLOW DE --> NDE; DEGREE OF PROTECTION IP55 INCREMENTAL ENCODER 22 BIT WITH COMMUTATING POSITION (ENCODER IC22DQ) WITH DRIVE-CLIQ INTERFACE DESIGN IM B5 (IMV 1,IM V3) SHAFT WITH FITTED KEY FULL-KEY BALANCING BEARING: STANDARD WITH FIXED BEARING, VIBRATION SEVERITY GRADE: R/A, FLANGE ACCURACY: R TERMINAL BOX (ABOVE) CABLE ENTRY ON THE RIGHT SIGNAL CONNECTION D-END | 11947 | TEM | 1 | MC | 120 | 1
1PH81352DF021BC1 | SIMOTICS M COMPACT SYNCHRONOUS MOTOR 1500RPM,23,7KW,151NM, 43A, 383V 1750RPM,27,2KW,149NM, 42A, 415V 2000RPM,30,2KW,144NM, 42A, 449V FORCED VENTILATION; DIRECTION OF AIR FLOW DE --> NDE; DEGREE OF PROTECTION IP55 INCREMENTAL ENCODER 22 BIT WITH COMMUTATING POSITION (ENCODER IC22DQ) WITH DRIVE-CLIQ INTERFACE DESIGN IM B5 (IMV 1,IM V3) SHAFT WITH FITTED KEY FULL-KEY BALANCING BEARING: STANDARD WITH FIXED BEARING, VIBRATION SEVERITY GRADE: R/A, FLANGE ACCURACY: R TERMINAL BOX (ABOVE) CABLE ENTRY ON THE ND-END SIGNAL CONNECTION LEFT | 11947 | TEM | 1 | MC | 120 | 1
1PH81352DF021BE1 | SIMOTICS M COMPACT SYNCHRONOUS MOTOR 1500RPM,23,7KW,151NM, 43A, 383V 1750RPM,27,2KW,149NM, 42A, 415V 2000RPM,30,2KW,144NM, 42A, 449V FORCED VENTILATION; DIRECTION OF AIR FLOW DE --> NDE; DEGREE OF PROTECTION IP55 INCREMENTAL ENCODER 22 BIT WITH COMMUTATING POSITION (ENCODER IC22DQ) WITH DRIVE-CLIQ INTERFACE DESIGN IM B5 (IMV 1,IM V3) SHAFT WITH FITTED KEY FULL-KEY BALANCING BEARING: STANDARD WITH FIXED BEARING, VIBRATION SEVERITY GRADE: R/A, FLANGE ACCURACY: R POWER CONNECTOR (ABOVE) CABLE ENTRY ON THE RIGHT SIGNAL CONNECTION D-END | 11947 | TEM | 1 | MC | 120 | 1
1PH81352DF022BA1 | SIMOTICS M COMPACT SYNCHRONOUS MOTOR 1500RPM,23,7KW,151NM, 43A, 383V 1750RPM,27,2KW,149NM, 42A, 415V 2000RPM,30,2KW,144NM, 42A, 449V FORCED VENTILATION; DIRECTION OF AIR FLOW DE --> NDE; DEGREE OF PROTECTION IP55 INCREMENTAL ENCODER 22 BIT WITH COMMUTATING POSITION (ENCODER IC22DQ) WITH DRIVE-CLIQ INTERFACE DESIGN IM B5 (IMV 1,IM V3) SHAFT WITH FITTED KEY HALF-KEY BALANCING BEARING: STANDARD WITH FIXED BEARING, VIBRATION SEVERITY GRADE: R/A, FLANGE ACCURACY: R TERMINAL BOX (ABOVE) CABLE ENTRY ON THE RIGHT SIGNAL CONNECTION D-END | 11947 | TEM | 1 | MC | 120 | 1
1PH81352DF022BE1 | SIMOTICS M COMPACT SYNCHRONOUS MOTOR 1500RPM,23,7KW,151NM, 43A, 383V 1750RPM,27,2KW,149NM, 42A, 415V 2000RPM,30,2KW,144NM, 42A, 449V FORCED VENTILATION; DIRECTION OF AIR FLOW DE --> NDE; DEGREE OF PROTECTION IP55 INCREMENTAL ENCODER 22 BIT WITH COMMUTATING POSITION (ENCODER IC22DQ) WITH DRIVE-CLIQ INTERFACE DESIGN IM B5 (IMV 1,IM V3) SHAFT WITH FITTED KEY HALF-KEY BALANCING BEARING: STANDARD WITH FIXED BEARING, VIBRATION SEVERITY GRADE: R/A, FLANGE ACCURACY: R POWER CONNECTOR (ABOVE) CABLE ENTRY ON THE RIGHT SIGNAL CONNECTION D-END | 11947 | TEM | 1 | MC | 120 | 1
1PH81352DF022CA1 | SIMOTICS M COMPACT SYNCHRONOUS MOTOR 1500RPM,23,7KW,151NM, 43A, 383V 1750RPM,27,2KW,149NM, 42A, 415V 2000RPM,30,2KW,144NM, 42A, 449V FORCED VENTILATION; DIRECTION OF AIR FLOW DE --> NDE; DEGREE OF PROTECTION IP55 INCREMENTAL ENCODER 22 BIT WITH COMMUTATING POSITION (ENCODER IC22DQ) WITH DRIVE-CLIQ INTERFACE DESIGN IM B5 (IMV 1,IM V3) SHAFT WITH FITTED KEY HALF-KEY BALANCING BEARING: STANDARD WITH FIXED BEARING, VIBRATION SEVERITY GRADE: S/A, SHAFT AND FLANGE ACCURACY: R TERMINAL BOX (ABOVE) CABLE ENTRY ON THE RIGHT SIGNAL CONNECTION D-END | 12142 | TEM | 1 | MC | 120 | 1
1PH81352DF022QE1 | SIMOTICS M COMPACT SYNCHRONOUS MOTOR 1500RPM,23,7KW,151NM, 43A, 383V 1750RPM,27,2KW,149NM, 42A, 415V 2000RPM,30,2KW,144NM, 42A, 449V FORCED VENTILATION; DIRECTION OF AIR FLOW DE --> NDE; DEGREE OF PROTECTION IP55 INCREMENTAL ENCODER 22 BIT WITH COMMUTATING POSITION (ENCODER IC22DQ) WITH DRIVE-CLIQ INTERFACE DESIGN IM B5 (IMV 1,IM V3) SHAFT WITH FITTED KEY HALF-KEY BALANCING BEARING: ADVANCED LIFETIME VIBRATION SEVERITY S/A SHAFT A. FLANGE ACCURACY GR. R POWER CONNECTOR (ABOVE) CABLE ENTRY ON THE RIGHT SIGNAL CONNECTION D-END | 12378 | TEM | 1 | MC | 120 | 1
1PH81352DF030BA1 | SIMOTICS M COMPACT SYNCHRONOUS MOTOR 1500RPM,23,7KW,151NM, 43A, 383V 1750RPM,27,2KW,149NM, 42A, 415V 2000RPM,30,2KW,144NM, 42A, 449V FORCED VENTILATION; DIRECTION OF AIR FLOW DE --> NDE; DEGREE OF PROTECTION IP55 INCREMENTAL ENCODER 22 BIT WITH COMMUTATING POSITION (ENCODER IC22DQ) WITH DRIVE-CLIQ INTERFACE DESIGN IM B35 (IM V15, IM V35) PLAIN SHAFT WITHOUT FITTED KEY; BEARING: STANDARD WITH FIXED BEARING, VIBRATION SEVERITY GRADE: R/A, FLANGE ACCURACY: R TERMINAL BOX (ABOVE) CABLE ENTRY ON THE RIGHT SIGNAL CONNECTION D-END | 12251 | TEM | 1 | MC | 120 | 1
1PH81352DF031CA1 | SIMOTICS M COMPACT SYNCHRONOUS MOTOR 1500RPM,23,7KW,151NM, 43A, 383V 1750RPM,27,2KW,149NM, 42A, 415V 2000RPM,30,2KW,144NM, 42A, 449V FORCED VENTILATION; DIRECTION OF AIR FLOW DE --> NDE; DEGREE OF PROTECTION IP55 INCREMENTAL ENCODER 22 BIT WITH COMMUTATING POSITION (ENCODER IC22DQ) WITH DRIVE-CLIQ INTERFACE DESIGN IM B35 (IM V15, IM V35) SHAFT WITH FITTED KEY FULL-KEY BALANCING BEARING: STANDARD WITH FIXED BEARING, VIBRATION SEVERITY GRADE: S/A, SHAFT AND FLANGE ACCURACY: R TERMINAL BOX (ABOVE) CABLE ENTRY ON THE RIGHT SIGNAL CONNECTION D-END | 12446 | TEM | 1 | MC | 120 | 1
1PH81352DF031CC1 | SIMOTICS M COMPACT SYNCHRONOUS MOTOR 1500RPM,23,7KW,151NM, 43A, 383V 1750RPM,27,2KW,149NM, 42A, 415V 2000RPM,30,2KW,144NM, 42A, 449V FORCED VENTILATION; DIRECTION OF AIR FLOW DE --> NDE; DEGREE OF PROTECTION IP55 INCREMENTAL ENCODER 22 BIT WITH COMMUTATING POSITION (ENCODER IC22DQ) WITH DRIVE-CLIQ INTERFACE DESIGN IM B35 (IM V15, IM V35) SHAFT WITH FITTED KEY FULL-KEY BALANCING BEARING: STANDARD WITH FIXED BEARING, VIBRATION SEVERITY GRADE: S/A, SHAFT AND FLANGE ACCURACY: R TERMINAL BOX (ABOVE) CABLE ENTRY ON THE ND-END SIGNAL CONNECTION LEFT | 12446 | TEM | 1 | MC | 120 | 1
1PH81352DF032CA1 | SIMOTICS M COMPACT SYNCHRONOUS MOTOR 1500RPM,23,7KW,151NM, 43A, 383V 1750RPM,27,2KW,149NM, 42A, 415V 2000RPM,30,2KW,144NM, 42A, 449V FORCED VENTILATION; DIRECTION OF AIR FLOW DE --> NDE; DEGREE OF PROTECTION IP55 INCREMENTAL ENCODER 22 BIT WITH COMMUTATING POSITION (ENCODER IC22DQ) WITH DRIVE-CLIQ INTERFACE DESIGN IM B35 (IM V15, IM V35) SHAFT WITH FITTED KEY HALF-KEY BALANCING BEARING: STANDARD WITH FIXED BEARING, VIBRATION SEVERITY GRADE: S/A, SHAFT AND FLANGE ACCURACY: R TERMINAL BOX (ABOVE) CABLE ENTRY ON THE RIGHT SIGNAL CONNECTION D-END | 12446 | TEM | 1 | MC | 120 | 1
1PH81352DF032CC1 | SIMOTICS M COMPACT SYNCHRONOUS MOTOR 1500RPM,23,7KW,151NM, 43A, 383V 1750RPM,27,2KW,149NM, 42A, 415V 2000RPM,30,2KW,144NM, 42A, 449V FORCED VENTILATION; DIRECTION OF AIR FLOW DE --> NDE; DEGREE OF PROTECTION IP55 INCREMENTAL ENCODER 22 BIT WITH COMMUTATING POSITION (ENCODER IC22DQ) WITH DRIVE-CLIQ INTERFACE DESIGN IM B35 (IM V15, IM V35) SHAFT WITH FITTED KEY HALF-KEY BALANCING BEARING: STANDARD WITH FIXED BEARING, VIBRATION SEVERITY GRADE: S/A, SHAFT AND FLANGE ACCURACY: R TERMINAL BOX (ABOVE) CABLE ENTRY ON THE ND-END SIGNAL CONNECTION LEFT | 12446 | TEM | 1 | MC | 120 | 1
1PH81352DF120BC1 | SIMOTICS M COMPACT SYNCHRONOUS MOTOR 1500RPM,23,7KW,151NM, 43A, 383V 1750RPM,27,2KW,149NM, 42A, 415V 2000RPM,30,2KW,144NM, 42A, 449V FORCED VENTILATION; DIRECTION OF AIR FLOW NDE --> DE; DEGREE OF PROTECTION IP55 INCREMENTAL ENCODER 22 BIT WITH COMMUTATING POSITION (ENCODER IC22DQ) WITH DRIVE-CLIQ INTERFACE DESIGN IM B5 (IMV 1,IM V3) PLAIN SHAFT WITHOUT FITTED KEY; BEARING: STANDARD WITH FIXED BEARING, VIBRATION SEVERITY GRADE: R/A, FLANGE ACCURACY: R TERMINAL BOX (ABOVE) CABLE ENTRY ON THE ND-END SIGNAL CONNECTION LEFT | 11947 | TEM | 1 | MC | 120 | 1
1PH81352DF122CA1 | SIMOTICS M COMPACT SYNCHRONOUS MOTOR 1500RPM,23,7KW,151NM, 43A, 383V 1750RPM,27,2KW,149NM, 42A, 415V 2000RPM,30,2KW,144NM, 42A, 449V FORCED VENTILATION; DIRECTION OF AIR FLOW NDE --> DE; DEGREE OF PROTECTION IP55 INCREMENTAL ENCODER 22 BIT WITH COMMUTATING POSITION (ENCODER IC22DQ) WITH DRIVE-CLIQ INTERFACE DESIGN IM B5 (IMV 1,IM V3) SHAFT WITH FITTED KEY HALF-KEY BALANCING BEARING: STANDARD WITH FIXED BEARING, VIBRATION SEVERITY GRADE: S/A, SHAFT AND FLANGE ACCURACY: R TERMINAL BOX (ABOVE) CABLE ENTRY ON THE RIGHT SIGNAL CONNECTION D-END | 12142 | TEM | 1 | MC | 120 | 1
1PH81352DF131BB1 | SIMOTICS M COMPACT SYNCHRONOUS MOTOR 1500RPM,23,7KW,151NM, 43A, 383V 1750RPM,27,2KW,149NM, 42A, 415V 2000RPM,30,2KW,144NM, 42A, 449V FORCED VENTILATION; DIRECTION OF AIR FLOW NDE --> DE; DEGREE OF PROTECTION IP55 INCREMENTAL ENCODER 22 BIT WITH COMMUTATING POSITION (ENCODER IC22DQ) WITH DRIVE-CLIQ INTERFACE DESIGN IM B35 (IM V15, IM V35) SHAFT WITH FITTED KEY FULL-KEY BALANCING BEARING: STANDARD WITH FIXED BEARING, VIBRATION SEVERITY GRADE: R/A, FLANGE ACCURACY: R TERMINAL BOX (ABOVE) CABLE ENTRY ON THE LEFT SIGNAL CONNECTION D-END | 12251 | TEM | 1 | MC | 120 | 1
1PH81352DF221BA1 | SIMOTICS M COMPACT SYNCHRONOUS MOTOR 1500RPM,29,7KW,189NM, 57A, 384V 1750RPM,34,1KW,186NM, 56A, 415V 2000RPM,37,9KW,181NM, 56A, 449V WATER COOLING DEGREE OF PROTECTION IP65 INCREMENTAL ENCODER 22 BIT WITH COMMUTATING POSITION (ENCODER IC22DQ) WITH DRIVE-CLIQ INTERFACE DESIGN IM B5 (IMV 1,IM V3) SHAFT WITH FITTED KEY FULL-KEY BALANCING BEARING: STANDARD WITH FIXED BEARING, VIBRATION SEVERITY GRADE: R/A, FLANGE ACCURACY: R TERMINAL BOX (ABOVE) CABLE ENTRY ON THE RIGHT SIGNAL CONNECTION D-END | 11847 | TEM | 1 | MC | 138 | 1
1PH81352DF231BA1 | SIMOTICS M COMPACT SYNCHRONOUS MOTOR 1500RPM,29,7KW,189NM, 57A, 384V 1750RPM,34,1KW,186NM, 56A, 415V 2000RPM,37,9KW,181NM, 56A, 449V WATER COOLING DEGREE OF PROTECTION IP65 INCREMENTAL ENCODER 22 BIT WITH COMMUTATING POSITION (ENCODER IC22DQ) WITH DRIVE-CLIQ INTERFACE DESIGN IM B35 (IM V15, IM V35) SHAFT WITH FITTED KEY FULL-KEY BALANCING BEARING: STANDARD WITH FIXED BEARING, VIBRATION SEVERITY GRADE: R/A, FLANGE ACCURACY: R TERMINAL BOX (ABOVE) CABLE ENTRY ON THE RIGHT SIGNAL CONNECTION D-END | 12151 | TEM | 1 | MC | 138 | 1
1PH81352DG020BE1 | SIMOTICS M COMPACT SYNCHRONOUS MOTOR 2000RPM,31,4KW,150NM, 59A, 356V 2300RPM,35,6KW,148NM, 59A, 407V 2650RPM,40,2KW,145NM, 58A, 449V FORCED VENTILATION; DIRECTION OF AIR FLOW DE --> NDE; DEGREE OF PROTECTION IP55 INCREMENTAL ENCODER 22 BIT WITH COMMUTATING POSITION (ENCODER IC22DQ) WITH DRIVE-CLIQ INTERFACE DESIGN IM B5 (IMV 1,IM V3) PLAIN SHAFT WITHOUT FITTED KEY; BEARING: STANDARD WITH FIXED BEARING, VIBRATION SEVERITY GRADE: R/A, FLANGE ACCURACY: R POWER CONNECTOR (ABOVE) CABLE ENTRY ON THE RIGHT SIGNAL CONNECTION D-END | 11947 | TEM | 1 | MC | 120 | 1
1PH81352DG020CA1 | SIMOTICS M COMPACT SYNCHRONOUS MOTOR 2000RPM,31,4KW,150NM, 59A, 356V 2300RPM,35,6KW,148NM, 59A, 407V 2650RPM,40,2KW,145NM, 58A, 449V FORCED VENTILATION; DIRECTION OF AIR FLOW DE --> NDE; DEGREE OF PROTECTION IP55 INCREMENTAL ENCODER 22 BIT WITH COMMUTATING POSITION (ENCODER IC22DQ) WITH DRIVE-CLIQ INTERFACE DESIGN IM B5 (IMV 1,IM V3) PLAIN SHAFT WITHOUT FITTED KEY; BEARING: STANDARD WITH FIXED BEARING, VIBRATION SEVERITY GRADE: S/A, SHAFT AND FLANGE ACCURACY: R TERMINAL BOX (ABOVE) CABLE ENTRY ON THE RIGHT SIGNAL CONNECTION D-END | 12142 | TEM | 1 | MC | 120 | 1
1PH81352DG020CC1 | SIMOTICS M COMPACT SYNCHRONOUS MOTOR 2000RPM,31,4KW,150NM, 59A, 356V 2300RPM,35,6KW,148NM, 59A, 407V 2650RPM,40,2KW,145NM, 58A, 449V FORCED VENTILATION; DIRECTION OF AIR FLOW DE --> NDE; DEGREE OF PROTECTION IP55 INCREMENTAL ENCODER 22 BIT WITH COMMUTATING POSITION (ENCODER IC22DQ) WITH DRIVE-CLIQ INTERFACE DESIGN IM B5 (IMV 1,IM V3) PLAIN SHAFT WITHOUT FITTED KEY; BEARING: STANDARD WITH FIXED BEARING, VIBRATION SEVERITY GRADE: S/A, SHAFT AND FLANGE ACCURACY: R TERMINAL BOX (ABOVE) CABLE ENTRY ON THE ND-END SIGNAL CONNECTION LEFT | 12142 | TEM | 1 | MC | 120 | 1
1PH81352DG021BA1 | SIMOTICS M COMPACT SYNCHRONOUS MOTOR 2000RPM,31,4KW,150NM, 59A, 356V 2300RPM,35,6KW,148NM, 59A, 407V 2650RPM,40,2KW,145NM, 58A, 449V FORCED VENTILATION; DIRECTION OF AIR FLOW DE --> NDE; DEGREE OF PROTECTION IP55 INCREMENTAL ENCODER 22 BIT WITH COMMUTATING POSITION (ENCODER IC22DQ) WITH DRIVE-CLIQ INTERFACE DESIGN IM B5 (IMV 1,IM V3) SHAFT WITH FITTED KEY FULL-KEY BALANCING BEARING: STANDARD WITH FIXED BEARING, VIBRATION SEVERITY GRADE: R/A, FLANGE ACCURACY: R TERMINAL BOX (ABOVE) CABLE ENTRY ON THE RIGHT SIGNAL CONNECTION D-END | 11947 | TEM | 1 | MC | 120 | 1
1PH81352DG021BE1 | SIMOTICS M COMPACT SYNCHRONOUS MOTOR 2000RPM,31,4KW,150NM, 59A, 356V 2300RPM,35,6KW,148NM, 59A, 407V 2650RPM,40,2KW,145NM, 58A, 449V FORCED VENTILATION; DIRECTION OF AIR FLOW DE --> NDE; DEGREE OF PROTECTION IP55 INCREMENTAL ENCODER 22 BIT WITH COMMUTATING POSITION (ENCODER IC22DQ) WITH DRIVE-CLIQ INTERFACE DESIGN IM B5 (IMV 1,IM V3) SHAFT WITH FITTED KEY FULL-KEY BALANCING BEARING: STANDARD WITH FIXED BEARING, VIBRATION SEVERITY GRADE: R/A, FLANGE ACCURACY: R POWER CONNECTOR (ABOVE) CABLE ENTRY ON THE RIGHT SIGNAL CONNECTION D-END | 11947 | TEM | 1 | MC | 120 | 1
1PH81352DG021CA1 | SIMOTICS M COMPACT SYNCHRONOUS MOTOR 2000RPM,31,4KW,150NM, 59A, 356V 2300RPM,35,6KW,148NM, 59A, 407V 2650RPM,40,2KW,145NM, 58A, 449V FORCED VENTILATION; DIRECTION OF AIR FLOW DE --> NDE; DEGREE OF PROTECTION IP55 INCREMENTAL ENCODER 22 BIT WITH COMMUTATING POSITION (ENCODER IC22DQ) WITH DRIVE-CLIQ INTERFACE DESIGN IM B5 (IMV 1,IM V3) SHAFT WITH FITTED KEY FULL-KEY BALANCING BEARING: STANDARD WITH FIXED BEARING, VIBRATION SEVERITY GRADE: S/A, SHAFT AND FLANGE ACCURACY: R TERMINAL BOX (ABOVE) CABLE ENTRY ON THE RIGHT SIGNAL CONNECTION D-END | 12142 | TEM | 1 | MC | 120 | 1
1PH81352DG022BA1 | SIMOTICS M COMPACT SYNCHRONOUS MOTOR 2000RPM,31,4KW,150NM, 59A, 356V 2300RPM,35,6KW,148NM, 59A, 407V 2650RPM,40,2KW,145NM, 58A, 449V FORCED VENTILATION; DIRECTION OF AIR FLOW DE --> NDE; DEGREE OF PROTECTION IP55 INCREMENTAL ENCODER 22 BIT WITH COMMUTATING POSITION (ENCODER IC22DQ) WITH DRIVE-CLIQ INTERFACE DESIGN IM B5 (IMV 1,IM V3) SHAFT WITH FITTED KEY HALF-KEY BALANCING BEARING: STANDARD WITH FIXED BEARING, VIBRATION SEVERITY GRADE: R/A, FLANGE ACCURACY: R TERMINAL BOX (ABOVE) CABLE ENTRY ON THE RIGHT SIGNAL CONNECTION D-END | 11947 | TEM | 1 | MC | 120 | 1
1PH81352DG022BH1 | SIMOTICS M COMPACT SYNCHRONOUS MOTOR 2000RPM,31,4KW,150NM, 59A, 356V 2300RPM,35,6KW,148NM, 59A, 407V 2650RPM,40,2KW,145NM, 58A, 449V FORCED VENTILATION; DIRECTION OF AIR FLOW DE --> NDE; DEGREE OF PROTECTION IP55 INCREMENTAL ENCODER 22 BIT WITH COMMUTATING POSITION (ENCODER IC22DQ) WITH DRIVE-CLIQ INTERFACE DESIGN IM B5 (IMV 1,IM V3) SHAFT WITH FITTED KEY HALF-KEY BALANCING BEARING: STANDARD WITH FIXED BEARING, VIBRATION SEVERITY GRADE: R/A, FLANGE ACCURACY: R POWER CONNECTOR (ABOVE) CABLE ENTRY ON THE D-END SIGNAL CONNECTION LEFT | 11947 | TEM | 1 | MC | 120 | 1
1PH81352DG031QA1 | SIMOTICS M COMPACT SYNCHRONOUS MOTOR 2000RPM,31,4KW,150NM, 59A, 356V 2300RPM,35,6KW,148NM, 59A, 407V 2650RPM,40,2KW,145NM, 58A, 449V FORCED VENTILATION; DIRECTION OF AIR FLOW DE --> NDE; DEGREE OF PROTECTION IP55 INCREMENTAL ENCODER 22 BIT WITH COMMUTATING POSITION (ENCODER IC22DQ) WITH DRIVE-CLIQ INTERFACE DESIGN IM B35 (IM V15, IM V35) SHAFT WITH FITTED KEY FULL-KEY BALANCING BEARING: ADVANCED LIFETIME VIBRATION SEVERITY S/A SHAFT A. FLANGE ACCURACY GR. R TERMINAL BOX (ABOVE) CABLE ENTRY ON THE RIGHT SIGNAL CONNECTION D-END | 12681 | TEM | 1 | MC | 120 | 1
1PH81352DG032CC1 | SIMOTICS M COMPACT SYNCHRONOUS MOTOR 2000RPM,31,4KW,150NM, 59A, 356V 2300RPM,35,6KW,148NM, 59A, 407V 2650RPM,40,2KW,145NM, 58A, 449V FORCED VENTILATION; DIRECTION OF AIR FLOW DE --> NDE; DEGREE OF PROTECTION IP55 INCREMENTAL ENCODER 22 BIT WITH COMMUTATING POSITION (ENCODER IC22DQ) WITH DRIVE-CLIQ INTERFACE DESIGN IM B35 (IM V15, IM V35) SHAFT WITH FITTED KEY HALF-KEY BALANCING BEARING: STANDARD WITH FIXED BEARING, VIBRATION SEVERITY GRADE: S/A, SHAFT AND FLANGE ACCURACY: R TERMINAL BOX (ABOVE) CABLE ENTRY ON THE ND-END SIGNAL CONNECTION LEFT | 12446 | TEM | 1 | MC | 120 | 1
1PH81352DG120BA1 | SIMOTICS M COMPACT SYNCHRONOUS MOTOR 2000RPM,31,4KW,150NM, 59A, 356V 2300RPM,35,6KW,148NM, 59A, 407V 2650RPM,40,2KW,145NM, 58A, 449V FORCED VENTILATION; DIRECTION OF AIR FLOW NDE --> DE; DEGREE OF PROTECTION IP55 INCREMENTAL ENCODER 22 BIT WITH COMMUTATING POSITION (ENCODER IC22DQ) WITH DRIVE-CLIQ INTERFACE DESIGN IM B5 (IMV 1,IM V3) PLAIN SHAFT WITHOUT FITTED KEY; BEARING: STANDARD WITH FIXED BEARING, VIBRATION SEVERITY GRADE: R/A, FLANGE ACCURACY: R TERMINAL BOX (ABOVE) CABLE ENTRY ON THE RIGHT SIGNAL CONNECTION D-END | 11947 | TEM | 1 | MC | 120 | 1
1PH81352DG120BH1 | SIMOTICS M COMPACT SYNCHRONOUS MOTOR 2000RPM,31,4KW,150NM, 59A, 356V 2300RPM,35,6KW,148NM, 59A, 407V 2650RPM,40,2KW,145NM, 58A, 449V FORCED VENTILATION; DIRECTION OF AIR FLOW NDE --> DE; DEGREE OF PROTECTION IP55 INCREMENTAL ENCODER 22 BIT WITH COMMUTATING POSITION (ENCODER IC22DQ) WITH DRIVE-CLIQ INTERFACE DESIGN IM B5 (IMV 1,IM V3) PLAIN SHAFT WITHOUT FITTED KEY; BEARING: STANDARD WITH FIXED BEARING, VIBRATION SEVERITY GRADE: R/A, FLANGE ACCURACY: R POWER CONNECTOR (ABOVE) CABLE ENTRY ON THE D-END SIGNAL CONNECTION LEFT | 11947 | TEM | 1 | MC | 120 | 1
1PH81352DG132BB1 | SIMOTICS M COMPACT SYNCHRONOUS MOTOR 2000RPM,31,4KW,150NM, 59A, 356V 2300RPM,35,6KW,148NM, 59A, 407V 2650RPM,40,2KW,145NM, 58A, 449V FORCED VENTILATION; DIRECTION OF AIR FLOW NDE --> DE; DEGREE OF PROTECTION IP55 INCREMENTAL ENCODER 22 BIT WITH COMMUTATING POSITION (ENCODER IC22DQ) WITH DRIVE-CLIQ INTERFACE DESIGN IM B35 (IM V15, IM V35) SHAFT WITH FITTED KEY HALF-KEY BALANCING BEARING: STANDARD WITH FIXED BEARING, VIBRATION SEVERITY GRADE: R/A, FLANGE ACCURACY: R TERMINAL BOX (ABOVE) CABLE ENTRY ON THE LEFT SIGNAL CONNECTION D-END | 12251 | TEM | 1 | MC | 120 | 1
1PH81352DG132CC1 | SIMOTICS M COMPACT SYNCHRONOUS MOTOR 2000RPM,31,4KW,150NM, 59A, 356V 2300RPM,35,6KW,148NM, 59A, 407V 2650RPM,40,2KW,145NM, 58A, 449V FORCED VENTILATION; DIRECTION OF AIR FLOW NDE --> DE; DEGREE OF PROTECTION IP55 INCREMENTAL ENCODER 22 BIT WITH COMMUTATING POSITION (ENCODER IC22DQ) WITH DRIVE-CLIQ INTERFACE DESIGN IM B35 (IM V15, IM V35) SHAFT WITH FITTED KEY HALF-KEY BALANCING BEARING: STANDARD WITH FIXED BEARING, VIBRATION SEVERITY GRADE: S/A, SHAFT AND FLANGE ACCURACY: R TERMINAL BOX (ABOVE) CABLE ENTRY ON THE ND-END SIGNAL CONNECTION LEFT | 12446 | TEM | 1 | MC | 120 | 1
1PH81352DG200CA1 | SIMOTICS M COMPACT SYNCHRONOUS MOTOR 2000RPM,39KW,186NM, 81A, 346V 2300RPM,44,3KW,184NM, 80A, 395V 2300RPM,44,3KW,184NM, 80A, 395V WATER COOLING DEGREE OF PROTECTION IP65 INCREMENTAL ENCODER 22 BIT WITH COMMUTATING POSITION (ENCODER IC22DQ) WITH DRIVE-CLIQ INTERFACE DESIGN IM B3 (IM V5, IM V6) PLAIN SHAFT WITHOUT FITTED KEY; BEARING: STANDARD WITH FIXED BEARING, VIBRATION SEVERITY GRADE: S/A, SHAFT AND FLANGE ACCURACY: R TERMINAL BOX (ABOVE) CABLE ENTRY ON THE RIGHT SIGNAL CONNECTION D-END | 11804 | TEM | 1 | MC | 138 | 1
1PH81352DG200CC1 | SIMOTICS M COMPACT SYNCHRONOUS MOTOR 2000RPM,39KW,186NM, 81A, 346V 2300RPM,44,3KW,184NM, 80A, 395V 2300RPM,44,3KW,184NM, 80A, 395V WATER COOLING DEGREE OF PROTECTION IP65 INCREMENTAL ENCODER 22 BIT WITH COMMUTATING POSITION (ENCODER IC22DQ) WITH DRIVE-CLIQ INTERFACE DESIGN IM B3 (IM V5, IM V6) PLAIN SHAFT WITHOUT FITTED KEY; BEARING: STANDARD WITH FIXED BEARING, VIBRATION SEVERITY GRADE: S/A, SHAFT AND FLANGE ACCURACY: R TERMINAL BOX (ABOVE) CABLE ENTRY ON THE ND-END SIGNAL CONNECTION LEFT | 11804 | TEM | 1 | MC | 138 | 1
1PH81352DG201FA1 | SIMOTICS M COMPACT SYNCHRONOUS MOTOR 2000RPM,39KW,186NM, 81A, 346V 2300RPM,44,3KW,184NM, 80A, 395V 2300RPM,44,3KW,184NM, 80A, 395V WATER COOLING DEGREE OF PROTECTION IP65 INCREMENTAL ENCODER 22 BIT WITH COMMUTATING POSITION (ENCODER IC22DQ) WITH DRIVE-CLIQ INTERFACE DESIGN IM B3 (IM V5, IM V6) SHAFT WITH FITTED KEY FULL-KEY BALANCING BEARING: INCREASED RADIAL FORCES, VIBRATION SEVERITY GRADE: R/A, SHAFT AND FLANGE ACCURACY: R TERMINAL BOX (ABOVE) CABLE ENTRY ON THE RIGHT SIGNAL CONNECTION D-END | 11740 | TEM | 1 | MC | 138 | 1
1PH81352DG202BA1 | SIMOTICS M COMPACT SYNCHRONOUS MOTOR 2000RPM,39KW,186NM, 81A, 346V 2300RPM,44,3KW,184NM, 80A, 395V 2300RPM,44,3KW,184NM, 80A, 395V WATER COOLING DEGREE OF PROTECTION IP65 INCREMENTAL ENCODER 22 BIT WITH COMMUTATING POSITION (ENCODER IC22DQ) WITH DRIVE-CLIQ INTERFACE DESIGN IM B3 (IM V5, IM V6) SHAFT WITH FITTED KEY HALF-KEY BALANCING BEARING: STANDARD WITH FIXED BEARING, VIBRATION SEVERITY GRADE: R/A, FLANGE ACCURACY: R TERMINAL BOX (ABOVE) CABLE ENTRY ON THE RIGHT SIGNAL CONNECTION D-END | 11609 | TEM | 1 | MC | 138 | 1
1PH81352DG202QC1 | SIMOTICS M COMPACT SYNCHRONOUS MOTOR 2000RPM,39KW,186NM, 81A, 346V 2300RPM,44,3KW,184NM, 80A, 395V 2300RPM,44,3KW,184NM, 80A, 395V WATER COOLING DEGREE OF PROTECTION IP65 INCREMENTAL ENCODER 22 BIT WITH COMMUTATING POSITION (ENCODER IC22DQ) WITH DRIVE-CLIQ INTERFACE DESIGN IM B3 (IM V5, IM V6) SHAFT WITH FITTED KEY HALF-KEY BALANCING BEARING: ADVANCED LIFETIME VIBRATION SEVERITY S/A SHAFT A. FLANGE ACCURACY GR. R TERMINAL BOX (ABOVE) CABLE ENTRY ON THE ND-END SIGNAL CONNECTION LEFT | 12039 | TEM | 1 | MC | 138 | 1
1PH81352DG221BA1 | SIMOTICS M COMPACT SYNCHRONOUS MOTOR 2000RPM,39KW,186NM, 81A, 346V 2300RPM,44,3KW,184NM, 80A, 395V 2300RPM,44,3KW,184NM, 80A, 395V WATER COOLING DEGREE OF PROTECTION IP65 INCREMENTAL ENCODER 22 BIT WITH COMMUTATING POSITION (ENCODER IC22DQ) WITH DRIVE-CLIQ INTERFACE DESIGN IM B5 (IMV 1,IM V3) SHAFT WITH FITTED KEY FULL-KEY BALANCING BEARING: STANDARD WITH FIXED BEARING, VIBRATION SEVERITY GRADE: R/A, FLANGE ACCURACY: R TERMINAL BOX (ABOVE) CABLE ENTRY ON THE RIGHT SIGNAL CONNECTION D-END | 11847 | TEM | 1 | MC | 138 | 1
1PH81352DG222BA1 | SIMOTICS M COMPACT SYNCHRONOUS MOTOR 2000RPM,39KW,186NM, 81A, 346V 2300RPM,44,3KW,184NM, 80A, 395V 2300RPM,44,3KW,184NM, 80A, 395V WATER COOLING DEGREE OF PROTECTION IP65 INCREMENTAL ENCODER 22 BIT WITH COMMUTATING POSITION (ENCODER IC22DQ) WITH DRIVE-CLIQ INTERFACE DESIGN IM B5 (IMV 1,IM V3) SHAFT WITH FITTED KEY HALF-KEY BALANCING BEARING: STANDARD WITH FIXED BEARING, VIBRATION SEVERITY GRADE: R/A, FLANGE ACCURACY: R TERMINAL BOX (ABOVE) CABLE ENTRY ON THE RIGHT SIGNAL CONNECTION D-END | 11847 | TEM | 1 | MC | 138 | 1
1PH81352DG222BH1 | SIMOTICS M COMPACT SYNCHRONOUS MOTOR 2000RPM,39KW,186NM, 81A, 346V 2300RPM,44,3KW,184NM, 80A, 395V 2300RPM,44,3KW,184NM, 80A, 395V WATER COOLING DEGREE OF PROTECTION IP65 INCREMENTAL ENCODER 22 BIT WITH COMMUTATING POSITION (ENCODER IC22DQ) WITH DRIVE-CLIQ INTERFACE DESIGN IM B5 (IMV 1,IM V3) SHAFT WITH FITTED KEY HALF-KEY BALANCING BEARING: STANDARD WITH FIXED BEARING, VIBRATION SEVERITY GRADE: R/A, FLANGE ACCURACY: R POWER CONNECTOR (ABOVE) CABLE ENTRY ON THE D-END SIGNAL CONNECTION LEFT | 11847 | TEM | 1 | MC | 138 | 1
1PH81352DG230CA1 | SIMOTICS M COMPACT SYNCHRONOUS MOTOR 2000RPM,39KW,186NM, 81A, 346V 2300RPM,44,3KW,184NM, 80A, 395V 2300RPM,44,3KW,184NM, 80A, 395V WATER COOLING DEGREE OF PROTECTION IP65 INCREMENTAL ENCODER 22 BIT WITH COMMUTATING POSITION (ENCODER IC22DQ) WITH DRIVE-CLIQ INTERFACE DESIGN IM B35 (IM V15, IM V35) PLAIN SHAFT WITHOUT FITTED KEY; BEARING: STANDARD WITH FIXED BEARING, VIBRATION SEVERITY GRADE: S/A, SHAFT AND FLANGE ACCURACY: R TERMINAL BOX (ABOVE) CABLE ENTRY ON THE RIGHT SIGNAL CONNECTION D-END | 12346 | TEM | 1 | MC | 138 | 1
1PH81352DG230CE1 | SIMOTICS M COMPACT SYNCHRONOUS MOTOR 2000RPM,39KW,186NM, 81A, 346V 2300RPM,44,3KW,184NM, 80A, 395V 2300RPM,44,3KW,184NM, 80A, 395V WATER COOLING DEGREE OF PROTECTION IP65 INCREMENTAL ENCODER 22 BIT WITH COMMUTATING POSITION (ENCODER IC22DQ) WITH DRIVE-CLIQ INTERFACE DESIGN IM B35 (IM V15, IM V35) PLAIN SHAFT WITHOUT FITTED KEY; BEARING: STANDARD WITH FIXED BEARING, VIBRATION SEVERITY GRADE: S/A, SHAFT AND FLANGE ACCURACY: R POWER CONNECTOR (ABOVE) CABLE ENTRY ON THE RIGHT SIGNAL CONNECTION D-END | 12346 | TEM | 1 | MC | 138 | 1
1PH81352DG230QA1 | SIMOTICS M COMPACT SYNCHRONOUS MOTOR 2000RPM,39KW,186NM, 81A, 346V 2300RPM,44,3KW,184NM, 80A, 395V 2300RPM,44,3KW,184NM, 80A, 395V WATER COOLING DEGREE OF PROTECTION IP65 INCREMENTAL ENCODER 22 BIT WITH COMMUTATING POSITION (ENCODER IC22DQ) WITH DRIVE-CLIQ INTERFACE DESIGN IM B35 (IM V15, IM V35) PLAIN SHAFT WITHOUT FITTED KEY; BEARING: ADVANCED LIFETIME VIBRATION SEVERITY S/A SHAFT A. FLANGE ACCURACY GR. R TERMINAL BOX (ABOVE) CABLE ENTRY ON THE RIGHT SIGNAL CONNECTION D-END | 12581 | TEM | 1 | MC | 138 | 1
1PH81352DG232BA1 | SIMOTICS M COMPACT SYNCHRONOUS MOTOR 2000RPM,39KW,186NM, 81A, 346V 2300RPM,44,3KW,184NM, 80A, 395V 2300RPM,44,3KW,184NM, 80A, 395V WATER COOLING DEGREE OF PROTECTION IP65 INCREMENTAL ENCODER 22 BIT WITH COMMUTATING POSITION (ENCODER IC22DQ) WITH DRIVE-CLIQ INTERFACE DESIGN IM B35 (IM V15, IM V35) SHAFT WITH FITTED KEY HALF-KEY BALANCING BEARING: STANDARD WITH FIXED BEARING, VIBRATION SEVERITY GRADE: R/A, FLANGE ACCURACY: R TERMINAL BOX (ABOVE) CABLE ENTRY ON THE RIGHT SIGNAL CONNECTION D-END | 12151 | TEM | 1 | MC | 138 | 1
1PH81352DG232CA1 | SIMOTICS M COMPACT SYNCHRONOUS MOTOR 2000RPM,39KW,186NM, 81A, 346V 2300RPM,44,3KW,184NM, 80A, 395V 2300RPM,44,3KW,184NM, 80A, 395V WATER COOLING DEGREE OF PROTECTION IP65 INCREMENTAL ENCODER 22 BIT WITH COMMUTATING POSITION (ENCODER IC22DQ) WITH DRIVE-CLIQ INTERFACE DESIGN IM B35 (IM V15, IM V35) SHAFT WITH FITTED KEY HALF-KEY BALANCING BEARING: STANDARD WITH FIXED BEARING, VIBRATION SEVERITY GRADE: S/A, SHAFT AND FLANGE ACCURACY: R TERMINAL BOX (ABOVE) CABLE ENTRY ON THE RIGHT SIGNAL CONNECTION D-END | 12346 | TEM | 1 | MC | 138 | 1
1PH81352DG232QC1 | SIMOTICS M COMPACT SYNCHRONOUS MOTOR 2000RPM,39KW,186NM, 81A, 346V 2300RPM,44,3KW,184NM, 80A, 395V 2300RPM,44,3KW,184NM, 80A, 395V WATER COOLING DEGREE OF PROTECTION IP65 INCREMENTAL ENCODER 22 BIT WITH COMMUTATING POSITION (ENCODER IC22DQ) WITH DRIVE-CLIQ INTERFACE DESIGN IM B35 (IM V15, IM V35) SHAFT WITH FITTED KEY HALF-KEY BALANCING BEARING: ADVANCED LIFETIME VIBRATION SEVERITY S/A SHAFT A. FLANGE ACCURACY GR. R TERMINAL BOX (ABOVE) CABLE ENTRY ON THE ND-END SIGNAL CONNECTION LEFT | 12581 | TEM | 1 | MC | 138 | 1
1PH81352EF030BE1 | SIMOTICS M COMPACT SYNCHRONOUS MOTOR 1500RPM,23,7KW,151NM, 43A, 383V 1750RPM,27,2KW,149NM, 42A, 415V 2000RPM,30,2KW,144NM, 42A, 449V FORCED VENTILATION; DIRECTION OF AIR FLOW DE --> NDE; DEGREE OF PROTECTION IP55 ABSOLUTE ENCODER ENDAT 2048 S/R (ENCODER AM2048S/R) with TEMPERAT. SENSOR KTY84-130 DESIGN IM B35 (IM V15, IM V35) PLAIN SHAFT WITHOUT FITTED KEY; BEARING: STANDARD WITH FIXED BEARING, VIBRATION SEVERITY GRADE: R/A, FLANGE ACCURACY: R POWER CONNECTOR (ABOVE) CABLE ENTRY ON THE RIGHT SIGNAL CONNECTION D-END | 12468 | TEM | 1 | MC | 120 | 1
1PH81352EF220BC1 | SIMOTICS M COMPACT SYNCHRONOUS MOTOR 1500RPM,29,7KW,189NM, 57A, 384V 1750RPM,34,1KW,186NM, 56A, 415V 2000RPM,37,9KW,181NM, 56A, 449V WATER COOLING DEGREE OF PROTECTION IP65 ABSOLUTE ENCODER ENDAT 2048 S/R (ENCODER AM2048S/R) with TEMPERAT. SENSOR KTY84-130 DESIGN IM B5 (IMV 1,IM V3) PLAIN SHAFT WITHOUT FITTED KEY; BEARING: STANDARD WITH FIXED BEARING, VIBRATION SEVERITY GRADE: R/A, FLANGE ACCURACY: R TERMINAL BOX (ABOVE) CABLE ENTRY ON THE ND-END SIGNAL CONNECTION LEFT | 12064 | TEM | 1 | MC | 138 | 1